## Summary
'file:///tmp/in/input.xls'#$Summary
Set Measure Mix at Range "MeasMix" |  | Resuslts From | 2005-01-14 | 17:02 | crt+; | ctl+shift+:
This version not complete. Check cost and mix. Do Retro |  | MC file | MidC_DraftPlan_122903
|  | CHAR file | 2004-04-12 |  | Reflects CHAR file changes on fuel sats
Reflects CHAR file changes on single glazed
Retrofit Glazing, Punched Openings, from single to u35, full cost and full savings, electric heat only
Totals for Measures/Categories with Benefits Exceeding Costs
| Totals Basis | Busbar Savings | PV Cost | First Cost | Admin Cost | Program Cost | Program $/KWa | Levelized Cost | PV Benefits | B/C Ratio
| Measures with B/C>1.00 | 41.8017 | 17.2967 | 22.05 | 4.41 | 21.7067 | 4548.8647 | 38.2093 | 21.5428 | 0.99245
| Categories with B/C>1.00 | 0 | 0 | 0 | 0 | 0 | 0 | 0 | 78.9272 | 0
| % of Measures with B/C >1.00 | 46.1247 | 60.267 | 82.2407 | 16.4481 | 76.7151 | 14569.7158 | 122.3819 | 23.7706 | 0.30986
| Block 1: x <=10 m/kWh | 0 | 0 | 0 | 0 | 0 | 0 | 0 | 0 | 0
| Block 2: 10< x <=20 m/kWh | 0 | 0 | 0 | 0 | 0 | 0 | 0 | 0 | 0
| Block 3: 20< x <=30 m/kWh | 15.8792 | 4.6992 | 5.9791 | 1.1958 | 5.895 | 3252.0632 | 27.3165 | 8.1834 | 1.3882
| Block 4: 30< x <=40 m/kWh | 0.42957 | 0.14358 | 0.18268 | 0.036536 | 0.18011 | 3672.959 | 30.8519 | 0.22138 | 1.2291
| Block 5: 40< x <=50 m/kWh | 32.8727 | 16.3265 | 20.7736 | 4.1547 | 20.4813 | 5457.9014 | 45.845 | 16.9411 | 0.82715
| Block 6: 50< x <=60 m/kWh | 25.4243 | 14.8242 | 18.8621 | 3.7724 | 18.5967 | 6407.5171 | 53.8215 | 13.1026 | 0.70457
| Block 7: 60m/kWh < x | 78.5452 | 119.9558 | 175.4613 | 35.0923 | 155.0481 | 17292.2207 | 145.2502 | 40.4787 | 0.26107
Retro | Glass-Retro
| Remianing Pre 1987 Stock in 2025 | 1478386.406 | PRE1987 | MedHigh | 2025
| Cumulative Pre 1987 Stock Naturally Replaced in 2025 | 535708.5236 | NR Cumulative | NR Rate 1.0%
| Cumulative Remianing Stock of Single Glaze in 2025 | 942677.8824 | Remaining
|  | Annually |  | 20 Years
|  | kWh | MWa | kWh | MWa | lvl cost | B/C | Annual Capital $Million | 2025 Capital $Million
| Measures with B/C>1.00 |  |  | 39405567.2503 | 4.4984 | 38.2093 | 0.99245 | 0 | 24.9433
| Categories with B/C>1.00 |  |  | 0 | 0 | 0 | 0
| % of Measures with B/C >1.00 |  |  | 43480761.2996 | 4.9636 | 122.3819 | 0.30986
| Block 1: x <=10 m/kWh |  |  | 0 | 0 | 0 | 0
| Block 2: 10< x <=20 m/kWh |  |  | 0 | 0 | 0 | 0
| Block 3: 20< x <=30 m/kWh |  |  | 14968979.944 | 1.7088 | 27.3165 | 1.3882
| Block 4: 30< x <=40 m/kWh |  |  | 404942.4962 | 0.046226 | 30.8519 | 1.2291
| Block 5: 40< x <=50 m/kWh |  |  | 30988344.9749 | 3.5375 | 45.845 | 0.82715
| Block 6: 50< x <=60 m/kWh |  |  | 23966938.6619 | 2.736 | 53.8215 | 0.70457
| Block 7: 60m/kWh < x |  |  | 74042846.6985 | 8.4524 | 145.2502 | 0.26107
NR | Natural Replacement Window
Totals for Measures/Categories with Benefits Exceeding Costs
| Totals Basis | Busbar Savings | PV Cost | First Cost | Admin Cost | Program Cost | Program $/KWa | Levelized Cost | PV Benefits | B/C Ratio
| Measures with B/C>1.00 | 31.9548 | 8.7889 | 17.5079 | 3.5016 | 12.2904 | 3369.2717 | 28.301 | 18.0861 | 1.4716
| Categories with B/C>1.00 | 0 | 0 | 0 | 0 | 0 | 0 | 0 | 22.1353 | 0
| % of Measures with B/C >1.00 | 31.0386 | 13.5102 | 1.628 | 0.32559 | 13.8358 | 3904.8611 | 32.7998 | 17.6592 | 1.2763
| Block 1: x <=10 m/kWh | 0.080761 | 3.6607 | 8.0636 | 1.6127 | 5.2734 | 571995.75 | 4804.6176 | 0.065498 | 0.01242
| Block 2: 10< x <=20 m/kWh | 6.5017 | 0.99466 | 2.0587 | 0.41175 | 1.4064 | 1894.9078 | 15.9167 | 3.5787 | 2.5446
| Block 3: 20< x <=30 m/kWh | 14.1902 | 3.4456 | 6.4364 | 1.2873 | 4.7329 | 2921.7563 | 24.542 | 8.0181 | 1.6941
| Block 4: 30< x <=40 m/kWh | 4.9802 | 1.6929 | 3.0127 | 0.60255 | 2.2954 | 4037.5273 | 33.9142 | 2.6847 | 1.1696
| Block 5: 40< x <=50 m/kWh | 5.0591 | 2.4193 | 3.381 | 0.67619 | 3.0955 | 5360.0103 | 45.0227 | 2.9191 | 0.94301
| Block 6: 50< x <=60 m/kWh | 1.7287 | 0.88478 | 2.1489 | 0.42979 | 1.3146 | 6661.3198 | 55.9534 | 1.0336 | 0.78627
| Block 7: 60m/kWh < x | 6.2266 | 9.3634 | 16.6328 | 3.3266 | 12.69 | 17853.2344 | 149.9626 | 3.8355 | 0.30225
NR | Glass-NR
NR Rate | Remianing Pre 1987 Stock in 2025 | 1478386.406 | PRE1987 | MedHigh | 2025
| Cumulative Pre 1987 Stock Naturally Replaced in 2025 | 535708.5236 | NR Cumulative | NR Rate 1.0%
| Annual NR Rate | 22321.1885 | NR Annual
|  | Annually |  | 20 Years
|  | kWh | MWa | kWh | MWa | lvl cost | B/C | Annual Capital $Million | 2025 Capital $Million
| Measures with B/C>1.00 | 713268.5743 | 0.081423 | 17118445.7841 | 1.9542 | 28.301 | 1.4716 | 0.46896 | 11.255
| Categories with B/C>1.00 | 0 | 0 | 0 | 0 | 0 | 0
| % of Measures with B/C >1.00 | 692819.0546 | 0.079089 | 16627657.3105 | 1.8981 | 32.7998 | 1.2763
| Block 1: x <=10 m/kWh | 1802.69 | 0.00020579 | 43264.5589 | 0.0049389 | 4804.6176 | 0.01242
| Block 2: 10< x <=20 m/kWh | 145125.2474 | 0.016567 | 3483005.9367 | 0.3976 | 15.9167 | 2.5446
| Block 3: 20< x <=30 m/kWh | 316743.0239 | 0.036158 | 7601832.5737 | 0.86779 | 24.542 | 1.6941
| Block 4: 30< x <=40 m/kWh | 111164.9316 | 0.01269 | 2667958.358 | 0.30456 | 33.9142 | 1.1696
| Block 5: 40< x <=50 m/kWh | 112925.3056 | 0.012891 | 2710207.3349 | 0.30938 | 45.0227 | 0.94301
| Block 6: 50< x <=60 m/kWh | 38587.2257 | 0.0044049 | 926093.4158 | 0.10572 | 55.9534 | 0.78627
| Block 7: 60m/kWh < x | 138984.1462 | 0.015866 | 3335619.5077 | 0.38078 | 149.9626 | 0.30225
New | Glass-New
Totals for Measures/Categories with Benefits Exceeding Costs
| Totals Basis | Busbar Savings | PV Cost | First Cost | Admin Cost | Program Cost | Program $/KWa | Levelized Cost | PV Benefits | B/C Ratio
| Measures with B/C>1.00 | 30.2572 | 9.1753 | 15.8241 | 3.1648 | 12.3401 | 3572.6763 | 30.0096 | 16.9485 | 1.3735
| Categories with B/C>1.00 | 0 | 0 | 0 | 0 | 0 | 0 | 0 | 21.6507 | 0
| % of Measures with B/C >1.00 | 30.6083 | 240649.3125 | 1.718 | 0.34359 | 240649.6561 | 68873128 | 578516.6134 | 17.1458 | 7.1248e-05
| Block 1: x <=10 m/kWh | -0.31179 | 1.9316 | 4.9294 | 0.98587 | 2.9175 | -81967.1016 | -688.5026 | -0.20935 | -0.071757
| Block 2: 10< x <=20 m/kWh | 2.7607 | 0.41709 | 0.94677 | 0.18935 | 0.60644 | 1924.3136 | 16.1637 | 1.5075 | 2.4858
| Block 3: 20< x <=30 m/kWh | 18.5398 | 4.9523 | 6.9447 | 1.3889 | 6.3413 | 2996.2354 | 25.1676 | 9.8162 | 1.548
| Block 4: 30< x <=40 m/kWh | 1.3404 | 0.46794 | 0.59469 | 0.11894 | 0.58688 | 3835.446 | 32.2168 | 0.69149 | 1.1783
| Block 5: 40< x <=50 m/kWh | 5.9925 | 2.6249 | 4.8906 | 0.97813 | 3.6031 | 5267.0244 | 44.2417 | 3.5363 | 0.98148
| Block 6: 50< x <=60 m/kWh | 2.7645 | 1.5221 | 2.379 | 0.47579 | 1.9979 | 6330.9854 | 53.1787 | 1.7809 | 0.89136
| Block 7: 60m/kWh < x | 7.2065 | 12.2518 | 20.8907 | 4.1781 | 16.4299 | 19971.7402 | 167.7575 | 4.5277 | 0.27558
Glass-New
| Total Floor Area Additions 2005-2025 | 1424828.369 | POST2002 | MedHigh | 2025
| Average Annual Floorspace Additions 2005-2025 | 59367.8487
|  | Annually |  | 20 Years
|  | kWh | MWa | kWh | MWa | lvl cost | B/C | Annual Capital $Million | 2025 Capital $Million
| Measures with B/C>1.00 | 1796306.3263 | 0.20506 | 43111351.8313 | 4.9214 | 30.0096 | 1.3735 | 1.1273 | 27.056
| Categories with B/C>1.00 | 0 | 0 | 0 | 0 | 0 | 0
| % of Measures with B/C >1.00 | 1817150.2282 | 0.20744 | 43611605.4768 | 4.9785 | 578516.6134 | 7.1248e-05
| Block 1: x <=10 m/kWh | -18510.5625 | -0.0021131 | -444253.5005 | -0.050714 | -688.5026 | -0.071757
| Block 2: 10< x <=20 m/kWh | 163895.7762 | 0.01871 | 3933498.6299 | 0.44903 | 16.1637 | 2.4858
| Block 3: 20< x <=30 m/kWh | 1100667.7776 | 0.12565 | 26416026.6617 | 3.0155 | 25.1676 | 1.548
| Block 4: 30< x <=40 m/kWh | 79577.0014 | 0.0090841 | 1909848.0345 | 0.21802 | 32.2168 | 1.1783
| Block 5: 40< x <=50 m/kWh | 355764.4085 | 0.040612 | 8538345.8038 | 0.9747 | 44.2417 | 0.98148
| Block 6: 50< x <=60 m/kWh | 164119.9519 | 0.018735 | 3938878.8454 | 0.44964 | 53.1787 | 0.89136
| Block 7: 60m/kWh < x | 427832.7788 | 0.048839 | 10267986.6917 | 1.1721 | 167.7575 | 0.27558
IntD | Glass-IntD
Totals for Measures/Categories with Benefits Exceeding Costs
| Totals Basis | Busbar Savings | PV Cost | First Cost | Admin Cost | Program Cost | Program $/KWa | Levelized Cost | PV Benefits | B/C Ratio
| Measures with B/C>1.00 | 34.4204 | 10.1877 | 18.0407 | 3.6081 | 13.7959 | 3511.0457 | 29.4919 | 19.1188 | 1.3858
| Categories with B/C>1.00 | 0 | 0 | 0 | 0 | 0 | 0 | 0 | 21.9295 | 0
| % of Measures with B/C >1.00 | 34.0685 | 125472.4922 | 1.0115 | 0.2023 | 125472.6945 | 32262696 | 270998.3632 | 18.9616 | 0.00015112
| Block 1: x <=10 m/kWh | -0.20365 | 1.2302 | 3.8205 | 0.7641 | 1.9943 | -85786.4062 | -720.5838 | -0.15255 | -0.076493
| Block 2: 10< x <=20 m/kWh | 3.8592 | 0.50708 | 1.5515 | 0.3103 | 0.81739 | 1855.3771 | 15.5847 | 2.1792 | 2.6661
| Block 3: 20< x <=30 m/kWh | 20.9774 | 5.6355 | 7.5765 | 1.5153 | 7.1508 | 2986.1252 | 25.0827 | 10.9494 | 1.5312
| Block 4: 30< x <=40 m/kWh | 0.93167 | 0.34332 | 0.43661 | 0.087323 | 0.43064 | 4049.1235 | 34.0116 | 0.48037 | 1.1155
| Block 5: 40< x <=50 m/kWh | 6.5362 | 2.809 | 5.3969 | 1.0794 | 3.8884 | 5211.2769 | 43.7734 | 3.8764 | 0.99692
| Block 6: 50< x <=60 m/kWh | 2.5771 | 1.3264 | 2.6892 | 0.53784 | 1.8642 | 6336.7705 | 53.2272 | 1.7426 | 0.93475
| Block 7: 60m/kWh < x | 4.504 | 8.3082 | 15.6365 | 3.1273 | 11.4355 | 22241.4902 | 186.8228 | 2.8541 | 0.24958
Glass-IntD
| Total Floor Area Additions 2005-2025 | 1424828.369 | POST2002 | MedHigh | 2025
| Average Annual Floorspace Additions 2005-2025 | 59367.8487
|  | Annually |  | 20 Years
|  | kWh | MWa | kWh | MWa | lvl cost | B/C | Annual Capital $Million | 2025 Capital $Million
| Measures with B/C>1.00 | 2043467.6629 | 0.23327 | 49043223.9093 | 5.5985 | 29.4919 | 1.3858 | 1.2852 | 30.8458
| Categories with B/C>1.00 | 0 | 0 | 0 | 0 | 0 | 0
| % of Measures with B/C >1.00 | 2022571.9476 | 0.23089 | 48541726.7424 | 5.5413 | 270998.3632 | 0.00015112
| Block 1: x <=10 m/kWh | -12090.2874 | -0.0013802 | -290166.8967 | -0.033124 | -720.5838 | -0.076493
| Block 2: 10< x <=20 m/kWh | 229114.2673 | 0.026155 | 5498742.4155 | 0.62771 | 15.5847 | 2.6661
| Block 3: 20< x <=30 m/kWh | 1245383.6971 | 0.14217 | 29889208.7303 | 3.412 | 25.0827 | 1.5312
| Block 4: 30< x <=40 m/kWh | 55311.2303 | 0.0063141 | 1327469.5273 | 0.15154 | 34.0116 | 1.1155
| Block 5: 40< x <=50 m/kWh | 388040.5068 | 0.044297 | 9312972.1625 | 1.0631 | 43.7734 | 0.99692
| Block 6: 50< x <=60 m/kWh | 152995.5234 | 0.017465 | 3671892.5618 | 0.41917 | 53.2272 | 0.93475
| Block 7: 60m/kWh < x | 267391.664 | 0.030524 | 6417399.9349 | 0.73258 | 186.8228 | 0.24958
Note on B52: Charlie Grist: In the NR case the mesrue applies only to punched openings and only to that portion of punched opeinging stock where code is U=.52 or greater. That includes buildings with <30% ww ratio in OR and WA. Punched openings assumed to be 50%. Those with ww ratio of <30% is assumed to be 30% for Offices, Universities, Schools, Hospitals and Other Health. For other building types, assume 80% of stock has ww ratio of <30%.
Note on C22: Charlie Grist: Revise with new demolition rate.
Note on C53: Charlie Grist: Revise with new demolition rate.

## ProData
Program Parameters |  | Sponsor Parameters
Program Life (yrs) | 20 |  |  | Spon 1 | Spon 2 | Spon 3 | Cust
Program Start Date | 2005 | Real AT Cost of Cap |  | 7% | 5% | 4% | 5%
Present Value Time Zero | 2000 | Financial Life (yrs) |  | 10 | 10 | 15 | 1
Cost Reference Yr | 2000 | Weight |  | 0% | 0% | 100%
Real Discount Rate | 4%
Inflation Rate (Currently NA) | 0% | Run Tabs: |  | TRUE
Capital Real Escalation Rt | 0% | Summary | FALSE
Sponsor Share of First Cost | 100% | MDataIntD | TRUE
Sponsor Share of Replace Cost | 0% | MDataNew (2) | FALSE
Sponsor Share of O&M | 0% | MDataNR (2) | FALSE
Last Sponsor O&M Yr | 20 | MDataRetro (2) | FALSE
Bulk Power T&D Loss Factor | 2.5% | MDataMeas (2) | FALSE
Bulk Power T&D Credit ($/kw-yr) | 3 | MMap (2) | FALSE
Local Power T&D Loss Factor | 5% | KennedyOut | FALSE
Local Power T&D Credit ($/kw-yr) | 20 | Cost | FALSE
Externalities Credit (m/kwh) | 0 | Notes | FALSE
Regional Act C/E Credit (%) | 10%
Admin Cost (% of First Cost) | 20%
Cost Coeff of Variation | 25%
Marg Cost / Save Shape File | Q:\CG\Main\Plan 5\Commercial\Assessment\MC_AND_LOADSHAPE.XLS
Electric Marginal Cost Tab | MidC_DraftPlan_122903
Savings Shape Tab | Conservation Load Shapes
Note on B7: Currently not used, Hardwired in code to zero until chance to fully implement.

## MDataIntD
Data Set Name
| Units are per 1000 sf Building Area | 1000
Weighted by Regional Application
Input Data | [7 empty] | Periodic O&M | [5 empty] | Other Fuels
Category Name | Measure Name | Savings (kWh/yr.) | Phys Life (yr.) | Capital Cost ($) | Annual O&M ($) | Shape Pointer | Non-E Val ($/yr.) | Cost 1 ($) | Period 1 | Cost 2 ($) | Period 2 | Cost 3 ($) | Period 3 | Savings (mmBtu/yr) | Shape Pointer
Large Off | Glass-Large Off-ElecHt-code to al45-New | 0.01009 | 30 | 0.0049154 | 0 | ExCOMM | 0
Medium Off | Glass-Medium Off-ElecHt-code to al45-New | 0.0047465 | 30 | 0.0023122 | 0 | ExCOMM | 0
Small Off | Glass-Small Off-ElecHt-code to al45-New | 0.00080755 | 30 | 0.00038904 | 0 | ExCOMM | 0
Big Box | Glass-Big Box-ElecHt-code to al45-New | 1.5987e-05 | 30 | 1.0235e-05 | 0 | ExCOMM | 0
Small Box | Glass-Small Box-ElecHt-code to al45-New | 0.00017474 | 30 | 0.00010343 | 0 | ExCOMM | 0
High End | Glass-High End-ElecHt-code to al45-New | 8.9668e-05 | 30 | 5.3008e-05 | 0 | ExCOMM | 0
Anchor | Glass-Anchor-ElecHt-code to al45-New | 4.5425e-05 | 30 | 2.909e-05 | 0 | ExCOMM | 0
K-12 | Glass-K-12-ElecHt-code to al45-New | 0.0002737 | 30 | 0.00019893 | 0 | ExCOMM | 0
University | Glass-University-ElecHt-code to al45-New | 0.0004679 | 30 | 0.00018779 | 0 | ExCOMM | 0
Warehouse | Glass-Warehouse-ElecHt-code to al45-New | 1.28e-08 | 30 | 4.9232e-05 | 0 | ExCOMM | 0
Supermarket | Glass-Supermarket-ElecHt-code to al45-New | 1.4707e-05 | 30 | 7.9693e-06 | 0 | ExCOMM | 0
MIniMart | Glass-MIniMart-ElecHt-code to al45-New | 1.2496e-05 | 30 | 6.8082e-06 | 0 | ExCOMM | 0
Restaurant | Glass-Restaurant-ElecHt-code to al45-New | 4.9572e-05 | 30 | 3.1319e-05 | 0 | ExCOMM | 0
Lodging | Glass-Lodging-ElecHt-code to al45-New | 0.001051 | 30 | 0.00057972 | 0 | ExCOMM | 0
Hospital | Glass-Hospital-ElecHt-code to al45-New | 0.00015982 | 30 | 6.6106e-05 | 0 | ExCOMM | 0
OtherHealth | Glass-OtherHealth-ElecHt-code to al45-New | 0.00056816 | 30 | 0.00020461 | 0 | ExCOMM | 0
Other | Glass-Other-ElecHt-code to al45-New | 0.00097907 | 30 | 0.00054287 | 0 | ExCOMM | 0
Large Off | Glass-Large Off-ElecHt-code to al40-New | 4.3381 | 30 | 1.4418 | 0 | ExCOMM | 0
Medium Off | Glass-Medium Off-ElecHt-code to al40-New | 2.0406 | 30 | 0.67824 | 0 | ExCOMM | 0
Small Off | Glass-Small Off-ElecHt-code to al40-New | 0.21624 | 30 | 0.077808 | 0 | ExCOMM | 0
Big Box | Glass-Big Box-ElecHt-code to al40-New | 0.0053254 | 30 | 0.0025247 | 0 | ExCOMM | 0
Small Box | Glass-Small Box-ElecHt-code to al40-New | 0.045664 | 30 | 0.020686 | 0 | ExCOMM | 0
High End | Glass-High End-ElecHt-code to al40-New | 0.023448 | 30 | 0.010602 | 0 | ExCOMM | 0
Anchor | Glass-Anchor-ElecHt-code to al40-New | 0.017994 | 30 | 0.008533 | 0 | ExCOMM | 0
K-12 | Glass-K-12-ElecHt-code to al40-New | 0.073307 | 30 | 0.039786 | 0 | ExCOMM | 0
University | Glass-University-ElecHt-code to al40-New | 0.18952 | 30 | 0.055085 | 0 | ExCOMM | 0
Warehouse | Glass-Warehouse-ElecHt-code to al40-New | 1.28e-06 | 30 | 0.0098463 | 0 | ExCOMM | 0
Supermarket | Glass-Supermarket-ElecHt-code to al40-New | 0.0039007 | 30 | 0.0015939 | 0 | ExCOMM | 0
MIniMart | Glass-MIniMart-ElecHt-code to al40-New | 0.003314 | 30 | 0.0013616 | 0 | ExCOMM | 0
Restaurant | Glass-Restaurant-ElecHt-code to al40-New | 0.013227 | 30 | 0.0062637 | 0 | ExCOMM | 0
Lodging | Glass-Lodging-ElecHt-code to al40-New | 0.28438 | 30 | 0.11594 | 0 | ExCOMM | 0
Hospital | Glass-Hospital-ElecHt-code to al40-New | 0.065393 | 30 | 0.019391 | 0 | ExCOMM | 0
OtherHealth | Glass-OtherHealth-ElecHt-code to al40-New | 0.15268 | 30 | 0.040923 | 0 | ExCOMM | 0
Other | Glass-Other-ElecHt-code to al40-New | 0.32635 | 30 | 0.13391 | 0 | ExCOMM | 0
Large Off | Glass-Large Off-ElecHt-code to al36-New | 0.0464 | 30 | 0.039323 | 0 | ExCOMM | 0
Medium Off | Glass-Medium Off-ElecHt-code to al36-New | 0.021826 | 30 | 0.018497 | 0 | ExCOMM | 0
Small Off | Glass-Small Off-ElecHt-code to al36-New | 0.0032074 | 30 | 0.0031123 | 0 | ExCOMM | 0
Big Box | Glass-Big Box-ElecHt-code to al36-New | 6.3965e-05 | 30 | 8.1882e-05 | 0 | ExCOMM | 0
Small Box | Glass-Small Box-ElecHt-code to al36-New | 0.0006946 | 30 | 0.00082744 | 0 | ExCOMM | 0
High End | Glass-High End-ElecHt-code to al36-New | 0.00035659 | 30 | 0.00042406 | 0 | ExCOMM | 0
Anchor | Glass-Anchor-ElecHt-code to al36-New | 0.00018175 | 30 | 0.00023272 | 0 | ExCOMM | 0
K-12 | Glass-K-12-ElecHt-code to al36-New | 0.0011092 | 30 | 0.0015914 | 0 | ExCOMM | 0
University | Glass-University-ElecHt-code to al36-New | 0.0019758 | 30 | 0.0015023 | 0 | ExCOMM | 0
Warehouse | Glass-Warehouse-ElecHt-code to al36-New | 1.28e-08 | 30 | 0.00039385 | 0 | ExCOMM | 0
Supermarket | Glass-Supermarket-ElecHt-code to al36-New | 5.9278e-05 | 30 | 6.3754e-05 | 0 | ExCOMM | 0
MIniMart | Glass-MIniMart-ElecHt-code to al36-New | 5.037e-05 | 30 | 5.4466e-05 | 0 | ExCOMM | 0
Restaurant | Glass-Restaurant-ElecHt-code to al36-New | 0.0002002 | 30 | 0.00025055 | 0 | ExCOMM | 0
Lodging | Glass-Lodging-ElecHt-code to al36-New | 0.0042673 | 30 | 0.0046377 | 0 | ExCOMM | 0
Hospital | Glass-Hospital-ElecHt-code to al36-New | 0.00068177 | 30 | 0.00052885 | 0 | ExCOMM | 0
OtherHealth | Glass-OtherHealth-ElecHt-code to al36-New | 0.0022866 | 30 | 0.0016369 | 0 | ExCOMM | 0
Other | Glass-Other-ElecHt-code to al36-New | 0.0039743 | 30 | 0.0043429 | 0 | ExCOMM | 0
Large Off | Glass-Large Off-GasHt-code to al45-New | -0.00038086 | 30 | 0.0032833 | -0.00010969 | SmComCAC | 0
Medium Off | Glass-Medium Off-GasHt-code to al45-New | -0.0003714 | 30 | 0.0032017 | -0.00010697 | SmComCAC | 0
Small Off | Glass-Small Off-GasHt-code to al45-New | -0.00027448 | 30 | 0.0018096 | -6.2092e-05 | SmComCAC | 0
Big Box | Glass-Big Box-GasHt-code to al45-New | 1.6044e-05 | 30 | 0.00016624 | -3.7527e-06 | SmComCAC | 0
Small Box | Glass-Small Box-GasHt-code to al45-New | -3.2063e-05 | 30 | 0.00046452 | -1.2583e-05 | SmComCAC | 0
High End | Glass-High End-GasHt-code to al45-New | -2.5619e-05 | 30 | 0.00038293 | -1.0373e-05 | SmComCAC | 0
Anchor | Glass-Anchor-GasHt-code to al45-New | 6.2907e-06 | 30 | 6.5432e-05 | -1.477e-06 | SmComCAC | 0
K-12 | Glass-K-12-GasHt-code to al45-New | 0.0001656 | 30 | 0.0029053 | -5.9025e-05 | SmComCAC | 0
University | Glass-University-GasHt-code to al45-New | 0.00010846 | 30 | 0.0020387 | -7.658e-05 | SmComCAC | 0
Warehouse | Glass-Warehouse-GasHt-code to al45-New | 7.0106e-08 | 30 | 0.0011684 | -1.055e-07 | SmComCAC | 0
Supermarket | Glass-Supermarket-GasHt-code to al45-New | 2.3362e-05 | 30 | 6.1479e-05 | -1.3878e-06 | SmComCAC | 0
MIniMart | Glass-MIniMart-GasHt-code to al45-New | 6.8056e-05 | 30 | 0.00018393 | -4.1521e-06 | SmComCAC | 0
Restaurant | Glass-Restaurant-GasHt-code to al45-New | 6.9253e-08 | 30 | 0.00037434 | -9.1263e-06 | SmComCAC | 0
Lodging | Glass-Lodging-GasHt-code to al45-New | 1.3935e-05 | 30 | 0.0004632 | -1.2722e-05 | SmComCAC | 0
Hospital | Glass-Hospital-GasHt-code to al45-New | 9.2443e-05 | 30 | 0.0021154 | -7.736e-05 | SmComCAC | 0
OtherHealth | Glass-OtherHealth-GasHt-code to al45-New | 0.00048794 | 30 | 0.0024693 | -9.8106e-05 | SmComCAC | 0
Other | Glass-Other-GasHt-code to al45-New | 0.00010222 | 30 | 0.0049662 | -0.0001364 | SmComCAC | 0
Large Off | Glass-Large Off-GasHt-code to al40-New | -0.094383 | 30 | 0.96309 | -0.04609 | SmComCAC | 0
Medium Off | Glass-Medium Off-GasHt-code to al40-New | -0.092039 | 30 | 0.93918 | -0.044946 | SmComCAC | 0
Small Off | Glass-Small Off-GasHt-code to al40-New | -0.054896 | 30 | 0.36192 | -0.01634 | SmComCAC | 0
Big Box | Glass-Big Box-GasHt-code to al40-New | 0.0059731 | 30 | 0.041006 | -0.0012404 | SmComCAC | 0
Small Box | Glass-Small Box-GasHt-code to al40-New | -0.012743 | 30 | 0.092904 | -0.0033555 | SmComCAC | 0
High End | Glass-High End-GasHt-code to al40-New | -0.010182 | 30 | 0.076585 | -0.0027661 | SmComCAC | 0
Anchor | Glass-Anchor-GasHt-code to al40-New | 0.002785 | 30 | 0.019193 | -0.00058058 | SmComCAC | 0
K-12 | Glass-K-12-GasHt-code to al40-New | 0.040311 | 30 | 0.58106 | -0.015871 | SmComCAC | 0
University | Glass-University-GasHt-code to al40-New | 0.052381 | 30 | 0.59802 | -0.030887 | SmComCAC | 0
Warehouse | Glass-Warehouse-GasHt-code to al40-New | 7.0106e-06 | 30 | 0.23369 | -1.055e-05 | SmComCAC | 0
Supermarket | Glass-Supermarket-GasHt-code to al40-New | 0.0063078 | 30 | 0.012296 | -0.00036639 | SmComCAC | 0
MIniMart | Glass-MIniMart-GasHt-code to al40-New | 0.018375 | 30 | 0.036787 | -0.0010962 | SmComCAC | 0
Restaurant | Glass-Restaurant-GasHt-code to al40-New | 0.0045014 | 30 | 0.074868 | -0.0023661 | SmComCAC | 0
Lodging | Glass-Lodging-GasHt-code to al40-New | 0.0045837 | 30 | 0.09264 | -0.0034296 | SmComCAC | 0
Hospital | Glass-Hospital-GasHt-code to al40-New | 0.055707 | 30 | 0.62052 | -0.031377 | SmComCAC | 0
OtherHealth | Glass-OtherHealth-GasHt-code to al40-New | 0.13465 | 30 | 0.49386 | -0.02631 | SmComCAC | 0
Other | Glass-Other-GasHt-code to al40-New | 0.041471 | 30 | 1.225 | -0.045351 | SmComCAC | 0
Large Off | Glass-Large Off-GasHt-code to al36-New | -0.00076172 | 30 | 0.026266 | -0.00048917 | SmComCAC | 0
Medium Off | Glass-Medium Off-GasHt-code to al36-New | -0.0007428 | 30 | 0.025614 | -0.00047702 | SmComCAC | 0
Small Off | Glass-Small Off-GasHt-code to al36-New | -0.0010979 | 30 | 0.014477 | -0.00024673 | SmComCAC | 0
Big Box | Glass-Big Box-GasHt-code to al36-New | 6.4475e-05 | 30 | 0.0013299 | -1.5011e-05 | SmComCAC | 0
Small Box | Glass-Small Box-GasHt-code to al36-New | -0.00017511 | 30 | 0.0037162 | -5.0752e-05 | SmComCAC | 0
High End | Glass-High End-GasHt-code to al36-New | -0.00013992 | 30 | 0.0030634 | -4.1838e-05 | SmComCAC | 0
Anchor | Glass-Anchor-GasHt-code to al36-New | 2.5279e-05 | 30 | 0.00052345 | -5.9082e-06 | SmComCAC | 0
K-12 | Glass-K-12-GasHt-code to al36-New | 0.00061665 | 30 | 0.023242 | -0.00024004 | SmComCAC | 0
University | Glass-University-GasHt-code to al36-New | 0.00058491 | 30 | 0.01631 | -0.00032142 | SmComCAC | 0
Warehouse | Glass-Warehouse-GasHt-code to al36-New | 7.0106e-08 | 30 | 0.0093475 | -1.055e-07 | SmComCAC | 0
Supermarket | Glass-Supermarket-GasHt-code to al36-New | 9.3331e-05 | 30 | 0.00049183 | -5.6068e-06 | SmComCAC | 0
MIniMart | Glass-MIniMart-GasHt-code to al36-New | 0.00027188 | 30 | 0.0014715 | -1.6775e-05 | SmComCAC | 0
Restaurant | Glass-Restaurant-GasHt-code to al36-New | 4.5014e-05 | 30 | 0.0029947 | -3.6167e-05 | SmComCAC | 0
Lodging | Glass-Lodging-GasHt-code to al36-New | 5.8672e-05 | 30 | 0.0037056 | -5.1619e-05 | SmComCAC | 0
Hospital | Glass-Hospital-GasHt-code to al36-New | 0.00061294 | 30 | 0.016923 | -0.00032663 | SmComCAC | 0
OtherHealth | Glass-OtherHealth-GasHt-code to al36-New | 0.0019752 | 30 | 0.019755 | -0.00039465 | SmComCAC | 0
Other | Glass-Other-GasHt-code to al36-New | 0.0004304 | 30 | 0.03973 | -0.00055343 | SmComCAC | 0
Large Off | Glass-Large Off-HtPmpHt-code to al45-New | 0.0017939 | 30 | 0.0017771 | 0 | ExCOMM | 0
Medium Off | Glass-Medium Off-HtPmpHt-code to al45-New | 0.0016851 | 30 | 0.0016693 | 0 | ExCOMM | 0
Small Off | Glass-Small Off-HtPmpHt-code to al45-New | -0.00063612 | 30 | 0.00074393 | 0 | ExCOMM | 0
Big Box | Glass-Big Box-HtPmpHt-code to al45-New | 6.8334e-05 | 30 | 4.4758e-05 | 0 | ExCOMM | 0
Small Box | Glass-Small Box-HtPmpHt-code to al45-New | -6.0151e-05 | 30 | 9.5214e-05 | 0 | ExCOMM | 0
High End | Glass-High End-HtPmpHt-code to al45-New | -3.0252e-05 | 30 | 4.8048e-05 | 0 | ExCOMM | 0
Anchor | Glass-Anchor-HtPmpHt-code to al45-New | 5.6832e-05 | 30 | 3.7233e-05 | 0 | ExCOMM | 0
K-12 | Glass-K-12-HtPmpHt-code to al45-New | -6.3627e-05 | 30 | 0.00038389 | 0 | ExCOMM | 0
University | Glass-University-HtPmpHt-code to al45-New | 0.00010289 | 30 | 0.00023256 | 0 | ExCOMM | 0
Warehouse | Glass-Warehouse-HtPmpHt-code to al45-New | 3.3689e-08 | 30 | 0.00012957 | 0 | ExCOMM | 0
Supermarket | Glass-Supermarket-HtPmpHt-code to al45-New | -9.5695e-06 | 30 | 1.5824e-05 | 0 | ExCOMM | 0
MIniMart | Glass-MIniMart-HtPmpHt-code to al45-New | -6.6432e-06 | 30 | 1.0806e-05 | 0 | ExCOMM | 0
Restaurant | Glass-Restaurant-HtPmpHt-code to al45-New | -4.3082e-05 | 30 | 4.8364e-05 | 0 | ExCOMM | 0
Lodging | Glass-Lodging-HtPmpHt-code to al45-New | -9.2925e-05 | 30 | 0.00030369 | 0 | ExCOMM | 0
Hospital | Glass-Hospital-HtPmpHt-code to al45-New | 1.9821e-05 | 30 | 2.2035e-05 | 0 | ExCOMM | 0
OtherHealth | Glass-OtherHealth-HtPmpHt-code to al45-New | 0.00024211 | 30 | 0.0003089 | 0 | ExCOMM | 0
Other | Glass-Other-HtPmpHt-code to al45-New | -0.00027163 | 30 | 0.00086098 | 0 | ExCOMM | 0
Large Off | Glass-Large Off-HtPmpHt-code to al40-New | 1.2942 | 30 | 0.52128 | 0 | ExCOMM | 0
Medium Off | Glass-Medium Off-HtPmpHt-code to al40-New | 1.2157 | 30 | 0.48967 | 0 | ExCOMM | 0
Small Off | Glass-Small Off-HtPmpHt-code to al40-New | 0.3152 | 30 | 0.14879 | 0 | ExCOMM | 0
Big Box | Glass-Big Box-HtPmpHt-code to al40-New | 0.039435 | 30 | 0.01104 | 0 | ExCOMM | 0
Small Box | Glass-Small Box-HtPmpHt-code to al40-New | 0.017322 | 30 | 0.019043 | 0 | ExCOMM | 0
High End | Glass-High End-HtPmpHt-code to al40-New | 0.0085698 | 30 | 0.0096097 | 0 | ExCOMM | 0
Anchor | Glass-Anchor-HtPmpHt-code to al40-New | 0.038912 | 30 | 0.010922 | 0 | ExCOMM | 0
K-12 | Glass-K-12-HtPmpHt-code to al40-New | 0.028341 | 30 | 0.076778 | 0 | ExCOMM | 0
University | Glass-University-HtPmpHt-code to al40-New | 0.11784 | 30 | 0.068219 | 0 | ExCOMM | 0
Warehouse | Glass-Warehouse-HtPmpHt-code to al40-New | 3.3689e-06 | 30 | 0.025915 | 0 | ExCOMM | 0
Supermarket | Glass-Supermarket-HtPmpHt-code to al40-New | 0.0016839 | 30 | 0.0031647 | 0 | ExCOMM | 0
MIniMart | Glass-MIniMart-HtPmpHt-code to al40-New | 0.0011197 | 30 | 0.0021612 | 0 | ExCOMM | 0
Restaurant | Glass-Restaurant-HtPmpHt-code to al40-New | 0.013606 | 30 | 0.0096727 | 0 | ExCOMM | 0
Lodging | Glass-Lodging-HtPmpHt-code to al40-New | 0.078159 | 30 | 0.060738 | 0 | ExCOMM | 0
Hospital | Glass-Hospital-HtPmpHt-code to al40-New | 0.015157 | 30 | 0.0064637 | 0 | ExCOMM | 0
OtherHealth | Glass-OtherHealth-HtPmpHt-code to al40-New | 0.1398 | 30 | 0.06178 | 0 | ExCOMM | 0
Other | Glass-Other-HtPmpHt-code to al40-New | 0.21673 | 30 | 0.21238 | 0 | ExCOMM | 0
Large Off | Glass-Large Off-HtPmpHt-code to al36-New | 0.0088238 | 30 | 0.014217 | 0 | ExCOMM | 0
Medium Off | Glass-Medium Off-HtPmpHt-code to al36-New | 0.0082887 | 30 | 0.013355 | 0 | ExCOMM | 0
Small Off | Glass-Small Off-HtPmpHt-code to al36-New | 0.003152 | 30 | 0.0059514 | 0 | ExCOMM | 0
Big Box | Glass-Big Box-HtPmpHt-code to al36-New | 0.00031974 | 30 | 0.00035806 | 0 | ExCOMM | 0
Small Box | Glass-Small Box-HtPmpHt-code to al36-New | 0.00017322 | 30 | 0.00076171 | 0 | ExCOMM | 0
High End | Glass-High End-HtPmpHt-code to al36-New | 8.5698e-05 | 30 | 0.00038439 | 0 | ExCOMM | 0
Anchor | Glass-Anchor-HtPmpHt-code to al36-New | 0.00026531 | 30 | 0.00029787 | 0 | ExCOMM | 0
K-12 | Glass-K-12-HtPmpHt-code to al36-New | 0.00028341 | 30 | 0.0030711 | 0 | ExCOMM | 0
University | Glass-University-HtPmpHt-code to al36-New | 0.00080348 | 30 | 0.0018605 | 0 | ExCOMM | 0
Warehouse | Glass-Warehouse-HtPmpHt-code to al36-New | 3.3689e-08 | 30 | 0.0010366 | 0 | ExCOMM | 0
Supermarket | Glass-Supermarket-HtPmpHt-code to al36-New | 1.6839e-05 | 30 | 0.00012659 | 0 | ExCOMM | 0
MIniMart | Glass-MIniMart-HtPmpHt-code to al36-New | 1.1197e-05 | 30 | 8.6449e-05 | 0 | ExCOMM | 0
Restaurant | Glass-Restaurant-HtPmpHt-code to al36-New | 0.00013606 | 30 | 0.00038691 | 0 | ExCOMM | 0
Lodging | Glass-Lodging-HtPmpHt-code to al36-New | 0.00078159 | 30 | 0.0024295 | 0 | ExCOMM | 0
Hospital | Glass-Hospital-HtPmpHt-code to al36-New | 0.00010335 | 30 | 0.00017628 | 0 | ExCOMM | 0
OtherHealth | Glass-OtherHealth-HtPmpHt-code to al36-New | 0.001398 | 30 | 0.0024712 | 0 | ExCOMM | 0
Other | Glass-Other-HtPmpHt-code to al36-New | 0.0017573 | 30 | 0.0068879 | 0 | ExCOMM | 0
Large Off | Glass-Large Off-ElecHt-codet to al45tint-New | 0.022704 | 30 | 0.0049154 | 0 | ExCOMM | 0
Medium Off | Glass-Medium Off-ElecHt-codet to al45tint-New | 0.01068 | 30 | 0.0023122 | 0 | ExCOMM | 0
Small Off | Glass-Small Off-ElecHt-codet to al45tint-New | 0.00092719 | 30 | 0.00038904 | 0 | ExCOMM | 0
Big Box | Glass-Big Box-ElecHt-codet to al45tint-New | 7.6254e-05 | 30 | 1.0235e-05 | 0 | ExCOMM | 0
Small Box | Glass-Small Box-ElecHt-codet to al45tint-New | 2.5095e-05 | 30 | 0.00010343 | 0 | ExCOMM | 0
High End | Glass-High End-ElecHt-codet to al45tint-New | 1.0635e-05 | 30 | 5.3008e-05 | 0 | ExCOMM | 0
Anchor | Glass-Anchor-ElecHt-codet to al45tint-New | 0.00021621 | 30 | 2.909e-05 | 0 | ExCOMM | 0
K-12 | Glass-K-12-ElecHt-codet to al45tint-New | -9.1903e-05 | 30 | 0.00019893 | 0 | ExCOMM | 0
University | Glass-University-ElecHt-codet to al45tint-New | 0.00038131 | 30 | 0.00018779 | 0 | ExCOMM | 0
Warehouse | Glass-Warehouse-ElecHt-codet to al45tint-New | 1.28e-08 | 30 | 4.9232e-05 | 0 | ExCOMM | 0
Supermarket | Glass-Supermarket-ElecHt-codet to al45tint-New | -1.1759e-05 | 30 | 7.9693e-06 | 0 | ExCOMM | 0
MIniMart | Glass-MIniMart-ElecHt-codet to al45tint-New | -1.0134e-05 | 30 | 6.8082e-06 | 0 | ExCOMM | 0
Restaurant | Glass-Restaurant-ElecHt-codet to al45tint-New | 2.7161e-05 | 30 | 3.1319e-05 | 0 | ExCOMM | 0
Lodging | Glass-Lodging-ElecHt-codet to al45tint-New | 0.00056826 | 30 | 0.00057972 | 0 | ExCOMM | 0
Hospital | Glass-Hospital-ElecHt-codet to al45tint-New | 0.00024848 | 30 | 6.6106e-05 | 0 | ExCOMM | 0
OtherHealth | Glass-OtherHealth-ElecHt-codet to al45tint-New | 0.00061737 | 30 | 0.00020461 | 0 | ExCOMM | 0
Other | Glass-Other-ElecHt-codet to al45tint-New | 0.00024887 | 30 | 0.00054287 | 0 | ExCOMM | 0
Large Off | Glass-Large Off-ElecHt-codet to al40tint-New | 5.5573 | 30 | 2.1628 | 0 | ExCOMM | 0
Medium Off | Glass-Medium Off-ElecHt-codet to al40tint-New | 2.6141 | 30 | 1.0174 | 0 | ExCOMM | 0
Small Off | Glass-Small Off-ElecHt-codet to al40tint-New | 0.19403 | 30 | 0.11671 | 0 | ExCOMM | 0
Big Box | Glass-Big Box-ElecHt-codet to al40tint-New | 0.012037 | 30 | 0.003787 | 0 | ExCOMM | 0
Small Box | Glass-Small Box-ElecHt-codet to al40tint-New | 0.025607 | 30 | 0.031029 | 0 | ExCOMM | 0
High End | Glass-High End-ElecHt-codet to al40tint-New | 0.012934 | 30 | 0.015902 | 0 | ExCOMM | 0
Anchor | Glass-Anchor-ElecHt-codet to al40tint-New | 0.040605 | 30 | 0.012799 | 0 | ExCOMM | 0
K-12 | Glass-K-12-ElecHt-codet to al40tint-New | 0.027746 | 30 | 0.059679 | 0 | ExCOMM | 0
University | Glass-University-ElecHt-codet to al40tint-New | 0.15276 | 30 | 0.082627 | 0 | ExCOMM | 0
Warehouse | Glass-Warehouse-ElecHt-codet to al40tint-New | 1.28e-06 | 30 | 0.014769 | 0 | ExCOMM | 0
Supermarket | Glass-Supermarket-ElecHt-codet to al40tint-New | 0.00084809 | 30 | 0.0023908 | 0 | ExCOMM | 0
MIniMart | Glass-MIniMart-ElecHt-codet to al40tint-New | 0.00070547 | 30 | 0.0020425 | 0 | ExCOMM | 0
Restaurant | Glass-Restaurant-ElecHt-codet to al40tint-New | 0.009325 | 30 | 0.0093956 | 0 | ExCOMM | 0
Lodging | Glass-Lodging-ElecHt-codet to al40tint-New | 0.20062 | 30 | 0.17392 | 0 | ExCOMM | 0
Hospital | Glass-Hospital-ElecHt-codet to al40tint-New | 0.070138 | 30 | 0.029087 | 0 | ExCOMM | 0
OtherHealth | Glass-OtherHealth-ElecHt-codet to al40tint-New | 0.14058 | 30 | 0.061384 | 0 | ExCOMM | 0
Other | Glass-Other-ElecHt-codet to al40tint-New | 0.19605 | 30 | 0.20086 | 0 | ExCOMM | 0
Large Off | Glass-Large Off-ElecHt-codet to al36tint-New | 0.052152 | 30 | 0.044238 | 0 | ExCOMM | 0
Medium Off | Glass-Medium Off-ElecHt-codet to al36tint-New | 0.024532 | 30 | 0.020809 | 0 | ExCOMM | 0
Small Off | Glass-Small Off-ElecHt-codet to al36tint-New | 0.0028664 | 30 | 0.0035014 | 0 | ExCOMM | 0
Big Box | Glass-Big Box-ElecHt-codet to al36tint-New | 0.00011556 | 30 | 9.2117e-05 | 0 | ExCOMM | 0
Small Box | Glass-Small Box-ElecHt-codet to al36tint-New | 0.00044568 | 30 | 0.00093087 | 0 | ExCOMM | 0
High End | Glass-High End-ElecHt-codet to al36tint-New | 0.00022674 | 30 | 0.00047707 | 0 | ExCOMM | 0
Anchor | Glass-Anchor-ElecHt-codet to al36tint-New | 0.00032789 | 30 | 0.00026181 | 0 | ExCOMM | 0
K-12 | Glass-K-12-ElecHt-codet to al36tint-New | 0.00057962 | 30 | 0.0017904 | 0 | ExCOMM | 0
University | Glass-University-ElecHt-codet to al36tint-New | 0.0016064 | 30 | 0.0016901 | 0 | ExCOMM | 0
Warehouse | Glass-Warehouse-ElecHt-codet to al36tint-New | 1.28e-08 | 30 | 0.00044308 | 0 | ExCOMM | 0
Supermarket | Glass-Supermarket-ElecHt-codet to al36tint-New | 2.5713e-05 | 30 | 7.1723e-05 | 0 | ExCOMM | 0
MIniMart | Glass-MIniMart-ElecHt-codet to al36tint-New | 2.1674e-05 | 30 | 6.1274e-05 | 0 | ExCOMM | 0
Restaurant | Glass-Restaurant-ElecHt-codet to al36tint-New | 0.00014848 | 30 | 0.00028187 | 0 | ExCOMM | 0
Lodging | Glass-Lodging-ElecHt-codet to al36tint-New | 0.0032427 | 30 | 0.0052175 | 0 | ExCOMM | 0
Hospital | Glass-Hospital-ElecHt-codet to al36tint-New | 0.00067629 | 30 | 0.00059496 | 0 | ExCOMM | 0
OtherHealth | Glass-OtherHealth-ElecHt-codet to al36tint-New | 0.0020383 | 30 | 0.0018415 | 0 | ExCOMM | 0
Other | Glass-Other-ElecHt-codet to al36tint-New | 0.0027355 | 30 | 0.0048858 | 0 | ExCOMM | 0
Large Off | Glass-Large Off-GasHt-codet to al45tint-New | 0.0077748 | 30 | 0.0032833 | -0.0001423 | SmComCAC | 0
Medium Off | Glass-Medium Off-GasHt-codet to al45tint-New | 0.0075817 | 30 | 0.0032017 | -0.00013877 | SmComCAC | 0
Small Off | Glass-Small Off-GasHt-codet to al45tint-New | 0.0068585 | 30 | 0.0018096 | 4.902e-05 | SmComCAC | 0
Big Box | Glass-Big Box-GasHt-codet to al45tint-New | 0.000763 | 30 | 0.00016624 | -9.1567e-06 | SmComCAC | 0
Small Box | Glass-Small Box-GasHt-codet to al45tint-New | 0.0006355 | 30 | 0.00046452 | 1.0067e-05 | SmComCAC | 0
High End | Glass-High End-GasHt-codet to al45tint-New | 0.00050779 | 30 | 0.00038293 | 8.2984e-06 | SmComCAC | 0
Anchor | Glass-Anchor-GasHt-codet to al45tint-New | 0.00029916 | 30 | 6.5432e-05 | -3.604e-06 | SmComCAC | 0
K-12 | Glass-K-12-GasHt-codet to al45tint-New | -4.7937e-05 | 30 | 0.0029053 | 2.4922e-05 | SmComCAC | 0
University | Glass-University-GasHt-codet to al45tint-New | 0.0025527 | 30 | 0.0020387 | -3.0559e-05 | SmComCAC | 0
Warehouse | Glass-Warehouse-GasHt-codet to al45tint-New | 7.0106e-08 | 30 | 0.0011684 | -1.055e-07 | SmComCAC | 0
Supermarket | Glass-Supermarket-GasHt-codet to al45tint-New | 3.0371e-05 | 30 | 6.1479e-05 | 2.3315e-06 | SmComCAC | 0
MIniMart | Glass-MIniMart-GasHt-codet to al45tint-New | 8.8473e-05 | 30 | 0.00018393 | 6.9756e-06 | SmComCAC | 0
Restaurant | Glass-Restaurant-GasHt-codet to al45tint-New | 0.0009917 | 30 | 0.00037434 | 1.2844e-05 | SmComCAC | 0
Lodging | Glass-Lodging-GasHt-codet to al45tint-New | 0.00076538 | 30 | 0.0004632 | 5.9949e-06 | SmComCAC | 0
Hospital | Glass-Hospital-GasHt-codet to al45tint-New | 0.0043307 | 30 | 0.0021154 | -6.9719e-05 | SmComCAC | 0
OtherHealth | Glass-OtherHealth-GasHt-codet to al45tint-New | 0.0045556 | 30 | 0.0024693 | -5.5742e-05 | SmComCAC | 0
Other | Glass-Other-GasHt-codet to al45tint-New | 0.0056146 | 30 | 0.0049662 | 6.4275e-05 | SmComCAC | 0
Large Off | Glass-Large Off-GasHt-codet to al40tint-New | 1.07 | 30 | 1.4446 | -0.050873 | SmComCAC | 0
Medium Off | Glass-Medium Off-GasHt-codet to al40tint-New | 1.0434 | 30 | 1.4088 | -0.04961 | SmComCAC | 0
Small Off | Glass-Small Off-GasHt-codet to al40tint-New | 0.63096 | 30 | 0.54288 | -0.0052288 | SmComCAC | 0
Big Box | Glass-Big Box-GasHt-codet to al40tint-New | 0.097438 | 30 | 0.06151 | -0.0018884 | SmComCAC | 0
Small Box | Glass-Small Box-GasHt-codet to al40tint-New | 0.054013 | 30 | 0.13936 | -0.0011744 | SmComCAC | 0
High End | Glass-High End-GasHt-codet to al40tint-New | 0.043159 | 30 | 0.11488 | -0.00096815 | SmComCAC | 0
Anchor | Glass-Anchor-GasHt-codet to al40tint-New | 0.045431 | 30 | 0.02879 | -0.00088387 | SmComCAC | 0
K-12 | Glass-K-12-GasHt-codet to al40tint-New | 0.023751 | 30 | 0.87159 | -0.0073454 | SmComCAC | 0
University | Glass-University-GasHt-codet to al40tint-New | 0.40769 | 30 | 0.89704 | -0.024084 | SmComCAC | 0
Warehouse | Glass-Warehouse-GasHt-codet to al40tint-New | 7.0106e-06 | 30 | 0.35053 | -1.055e-05 | SmComCAC | 0
Supermarket | Glass-Supermarket-GasHt-codet to al40tint-New | 0.0065414 | 30 | 0.018444 | -5.5513e-07 | SmComCAC | 0
MIniMart | Glass-MIniMart-GasHt-codet to al40tint-New | 0.019056 | 30 | 0.05518 | -1.6609e-06 | SmComCAC | 0
Restaurant | Glass-Restaurant-GasHt-codet to al40tint-New | 0.09917 | 30 | 0.1123 | -0.00023661 | SmComCAC | 0
Lodging | Glass-Lodging-GasHt-codet to al40tint-New | 0.078122 | 30 | 0.13896 | -0.0015824 | SmComCAC | 0
Hospital | Glass-Hospital-GasHt-codet to al40tint-New | 0.66583 | 30 | 0.93077 | -0.030396 | SmComCAC | 0
OtherHealth | Glass-OtherHealth-GasHt-codet to al40tint-New | 0.53861 | 30 | 0.74079 | -0.022297 | SmComCAC | 0
Other | Glass-Other-GasHt-codet to al40tint-New | 0.7068 | 30 | 1.8375 | -0.020924 | SmComCAC | 0
Large Off | Glass-Large Off-GasHt-codet to al36tint-New | 0.0072757 | 30 | 0.029549 | -0.00053067 | SmComCAC | 0
Medium Off | Glass-Medium Off-GasHt-codet to al36tint-New | 0.0070951 | 30 | 0.028816 | -0.00051749 | SmComCAC | 0
Small Off | Glass-Small Off-GasHt-codet to al36tint-New | 0.0060351 | 30 | 0.016286 | -0.00014052 | SmComCAC | 0
Big Box | Glass-Big Box-GasHt-codet to al36tint-New | 0.00081678 | 30 | 0.0014962 | -2.0415e-05 | SmComCAC | 0
Small Box | Glass-Small Box-GasHt-codet to al36tint-New | 0.00047683 | 30 | 0.0041807 | -2.9361e-05 | SmComCAC | 0
High End | Glass-High End-GasHt-codet to al36tint-New | 0.000381 | 30 | 0.0034463 | -2.4204e-05 | SmComCAC | 0
Anchor | Glass-Anchor-GasHt-codet to al36tint-New | 0.00032024 | 30 | 0.00058888 | -8.0351e-06 | SmComCAC | 0
K-12 | Glass-K-12-GasHt-codet to al36tint-New | 0.00042708 | 30 | 0.026148 | -0.00015478 | SmComCAC | 0
University | Glass-University-GasHt-codet to al36tint-New | 0.0030229 | 30 | 0.018348 | -0.0002776 | SmComCAC | 0
Warehouse | Glass-Warehouse-GasHt-codet to al36tint-New | 7.0106e-08 | 30 | 0.010516 | -1.055e-07 | SmComCAC | 0
Supermarket | Glass-Supermarket-GasHt-codet to al36tint-New | 0.00010034 | 30 | 0.00055331 | -1.8874e-06 | SmComCAC | 0
MIniMart | Glass-MIniMart-GasHt-codet to al36tint-New | 0.0002923 | 30 | 0.0016554 | -5.6469e-06 | SmComCAC | 0
Restaurant | Glass-Restaurant-GasHt-codet to al36tint-New | 0.0010374 | 30 | 0.003369 | -1.4196e-05 | SmComCAC | 0
Lodging | Glass-Lodging-GasHt-codet to al36tint-New | 0.00081341 | 30 | 0.0041688 | -3.4227e-05 | SmComCAC | 0
Hospital | Glass-Hospital-GasHt-codet to al36tint-New | 0.0048271 | 30 | 0.019039 | -0.00032376 | SmComCAC | 0
OtherHealth | Glass-OtherHealth-GasHt-codet to al36tint-New | 0.0060711 | 30 | 0.022224 | -0.00035675 | SmComCAC | 0
Other | Glass-Other-GasHt-codet to al36tint-New | 0.005967 | 30 | 0.044696 | -0.00036696 | SmComCAC | 0
Large Off | Glass-Large Off-HtPmpHt-codet to al45tint-New | 0.0062082 | 30 | 0.0017771 | 0 | ExCOMM | 0
Medium Off | Glass-Medium Off-HtPmpHt-codet to al45tint-New | 0.0058317 | 30 | 0.0016693 | 0 | ExCOMM | 0
Small Off | Glass-Small Off-HtPmpHt-codet to al45tint-New | 0.0022963 | 30 | 0.00074393 | 0 | ExCOMM | 0
Big Box | Glass-Big Box-HtPmpHt-codet to al45tint-New | 0.00026944 | 30 | 4.4758e-05 | 0 | ExCOMM | 0
Small Box | Glass-Small Box-HtPmpHt-codet to al45tint-New | 7.6681e-05 | 30 | 9.5214e-05 | 0 | ExCOMM | 0
High End | Glass-High End-HtPmpHt-codet to al45tint-New | 3.6678e-05 | 30 | 4.8048e-05 | 0 | ExCOMM | 0
Anchor | Glass-Anchor-HtPmpHt-codet to al45tint-New | 0.00022349 | 30 | 3.7233e-05 | 0 | ExCOMM | 0
K-12 | Glass-K-12-HtPmpHt-codet to al45tint-New | -9.1843e-05 | 30 | 0.00038389 | 0 | ExCOMM | 0
University | Glass-University-HtPmpHt-codet to al45tint-New | 0.00038171 | 30 | 0.00023256 | 0 | ExCOMM | 0
Warehouse | Glass-Warehouse-HtPmpHt-codet to al45tint-New | 3.3689e-08 | 30 | 0.00012957 | 0 | ExCOMM | 0
Supermarket | Glass-Supermarket-HtPmpHt-codet to al45tint-New | -7.7656e-06 | 30 | 1.5824e-05 | 0 | ExCOMM | 0
MIniMart | Glass-MIniMart-HtPmpHt-codet to al45tint-New | -5.4437e-06 | 30 | 1.0806e-05 | 0 | ExCOMM | 0
Restaurant | Glass-Restaurant-HtPmpHt-codet to al45tint-New | 8.5034e-05 | 30 | 4.8364e-05 | 0 | ExCOMM | 0
Lodging | Glass-Lodging-HtPmpHt-codet to al45tint-New | 0.00039975 | 30 | 0.00030369 | 0 | ExCOMM | 0
Hospital | Glass-Hospital-HtPmpHt-codet to al45tint-New | 6.397e-05 | 30 | 2.2035e-05 | 0 | ExCOMM | 0
OtherHealth | Glass-OtherHealth-HtPmpHt-codet to al45tint-New | 0.00075096 | 30 | 0.0003089 | 0 | ExCOMM | 0
Other | Glass-Other-HtPmpHt-codet to al45tint-New | 0.00068405 | 30 | 0.00086098 | 0 | ExCOMM | 0
Large Off | Glass-Large Off-HtPmpHt-codet to al40tint-New | 1.2942 | 30 | 0.78193 | 0 | ExCOMM | 0
Medium Off | Glass-Medium Off-HtPmpHt-codet to al40tint-New | 1.2157 | 30 | 0.73451 | 0 | ExCOMM | 0
Small Off | Glass-Small Off-HtPmpHt-codet to al40tint-New | 0.3152 | 30 | 0.22318 | 0 | ExCOMM | 0
Big Box | Glass-Big Box-HtPmpHt-codet to al40tint-New | 0.039435 | 30 | 0.01656 | 0 | ExCOMM | 0
Small Box | Glass-Small Box-HtPmpHt-codet to al40tint-New | 0.017322 | 30 | 0.028564 | 0 | ExCOMM | 0
High End | Glass-High End-HtPmpHt-codet to al40tint-New | 0.0085698 | 30 | 0.014415 | 0 | ExCOMM | 0
Anchor | Glass-Anchor-HtPmpHt-codet to al40tint-New | 0.038912 | 30 | 0.016383 | 0 | ExCOMM | 0
K-12 | Glass-K-12-HtPmpHt-codet to al40tint-New | 0.028341 | 30 | 0.11517 | 0 | ExCOMM | 0
University | Glass-University-HtPmpHt-codet to al40tint-New | 0.11784 | 30 | 0.10233 | 0 | ExCOMM | 0
Warehouse | Glass-Warehouse-HtPmpHt-codet to al40tint-New | 3.3689e-06 | 30 | 0.038872 | 0 | ExCOMM | 0
Supermarket | Glass-Supermarket-HtPmpHt-codet to al40tint-New | 0.0016839 | 30 | 0.0047471 | 0 | ExCOMM | 0
MIniMart | Glass-MIniMart-HtPmpHt-codet to al40tint-New | 0.0011197 | 30 | 0.0032418 | 0 | ExCOMM | 0
Restaurant | Glass-Restaurant-HtPmpHt-codet to al40tint-New | 0.013606 | 30 | 0.014509 | 0 | ExCOMM | 0
Lodging | Glass-Lodging-HtPmpHt-codet to al40tint-New | 0.078159 | 30 | 0.091107 | 0 | ExCOMM | 0
Hospital | Glass-Hospital-HtPmpHt-codet to al40tint-New | 0.015157 | 30 | 0.0096956 | 0 | ExCOMM | 0
OtherHealth | Glass-OtherHealth-HtPmpHt-codet to al40tint-New | 0.1398 | 30 | 0.09267 | 0 | ExCOMM | 0
Other | Glass-Other-HtPmpHt-codet to al40tint-New | 0.21673 | 30 | 0.31856 | 0 | ExCOMM | 0
Large Off | Glass-Large Off-HtPmpHt-codet to al36tint-New | 0.0088238 | 30 | 0.015994 | 0 | ExCOMM | 0
Medium Off | Glass-Medium Off-HtPmpHt-codet to al36tint-New | 0.0082887 | 30 | 0.015024 | 0 | ExCOMM | 0
Small Off | Glass-Small Off-HtPmpHt-codet to al36tint-New | 0.003152 | 30 | 0.0066954 | 0 | ExCOMM | 0
Big Box | Glass-Big Box-HtPmpHt-codet to al36tint-New | 0.00031974 | 30 | 0.00040282 | 0 | ExCOMM | 0
Small Box | Glass-Small Box-HtPmpHt-codet to al36tint-New | 0.00017322 | 30 | 0.00085693 | 0 | ExCOMM | 0
High End | Glass-High End-HtPmpHt-codet to al36tint-New | 8.5698e-05 | 30 | 0.00043244 | 0 | ExCOMM | 0
Anchor | Glass-Anchor-HtPmpHt-codet to al36tint-New | 0.00026531 | 30 | 0.0003351 | 0 | ExCOMM | 0
K-12 | Glass-K-12-HtPmpHt-codet to al36tint-New | 0.00028341 | 30 | 0.003455 | 0 | ExCOMM | 0
University | Glass-University-HtPmpHt-codet to al36tint-New | 0.00080348 | 30 | 0.0020931 | 0 | ExCOMM | 0
Warehouse | Glass-Warehouse-HtPmpHt-codet to al36tint-New | 3.3689e-08 | 30 | 0.0011662 | 0 | ExCOMM | 0
Supermarket | Glass-Supermarket-HtPmpHt-codet to al36tint-New | 1.6839e-05 | 30 | 0.00014241 | 0 | ExCOMM | 0
MIniMart | Glass-MIniMart-HtPmpHt-codet to al36tint-New | 1.1197e-05 | 30 | 9.7255e-05 | 0 | ExCOMM | 0
Restaurant | Glass-Restaurant-HtPmpHt-codet to al36tint-New | 0.00013606 | 30 | 0.00043527 | 0 | ExCOMM | 0
Lodging | Glass-Lodging-HtPmpHt-codet to al36tint-New | 0.00078159 | 30 | 0.0027332 | 0 | ExCOMM | 0
Hospital | Glass-Hospital-HtPmpHt-codet to al36tint-New | 0.00010335 | 30 | 0.00019832 | 0 | ExCOMM | 0
OtherHealth | Glass-OtherHealth-HtPmpHt-codet to al36tint-New | 0.001398 | 30 | 0.0027801 | 0 | ExCOMM | 0
Other | Glass-Other-HtPmpHt-codet to al36tint-New | 0.0017573 | 30 | 0.0077488 | 0 | ExCOMM | 0
Large Off | Glass-Large Off-ElecHt-code to vea-New | 0.21095 | 30 | 0.24577 | 0 | ExCOMM | 0
Medium Off | Glass-Medium Off-ElecHt-code to vea-New | 0.099227 | 30 | 0.11561 | 0 | ExCOMM | 0
Small Off | Glass-Small Off-ElecHt-code to vea-New | 0.055189 | 30 | 0.073918 | 0 | ExCOMM | 0
Big Box | Glass-Big Box-ElecHt-code to vea-New | 0.00068624 | 30 | 0.0012282 | 0 | ExCOMM | 0
Small Box | Glass-Small Box-ElecHt-code to vea-New | 0.012009 | 30 | 0.019652 | 0 | ExCOMM | 0
High End | Glass-High End-ElecHt-code to vea-New | 0.0061685 | 30 | 0.010071 | 0 | ExCOMM | 0
Anchor | Glass-Anchor-ElecHt-code to vea-New | 0.00081241 | 30 | 0.0014545 | 0 | ExCOMM | 0
K-12 | Glass-K-12-ElecHt-code to vea-New | 0.019536 | 30 | 0.037797 | 0 | ExCOMM | 0
University | Glass-University-ElecHt-code to vea-New | 0.0091117 | 30 | 0.0093894 | 0 | ExCOMM | 0
Warehouse | Glass-Warehouse-ElecHt-code to vea-New | 8.1068e-07 | 30 | 0.009354 | 0 | ExCOMM | 0
Supermarket | Glass-Supermarket-ElecHt-code to vea-New | 0.0011161 | 30 | 0.0015142 | 0 | ExCOMM | 0
MIniMart | Glass-MIniMart-ElecHt-code to vea-New | 0.000947 | 30 | 0.0012936 | 0 | ExCOMM | 0
Restaurant | Glass-Restaurant-ElecHt-code to vea-New | 0.0031905 | 30 | 0.0059505 | 0 | ExCOMM | 0
Lodging | Glass-Lodging-ElecHt-code to vea-New | 0.0726 | 30 | 0.11015 | 0 | ExCOMM | 0
Hospital | Glass-Hospital-ElecHt-code to vea-New | 0.0031376 | 30 | 0.0033053 | 0 | ExCOMM | 0
OtherHealth | Glass-OtherHealth-ElecHt-code to vea-New | 0.040376 | 30 | 0.038877 | 0 | ExCOMM | 0
Other | Glass-Other-ElecHt-code to vea-New | 0.042589 | 30 | 0.065144 | 0 | ExCOMM | 0
Large Off | Glass-Large Off-GasHt-code to vea-New | -0.0053627 | 30 | 0.16416 | -0.0028164 | SmComCAC | 0
Medium Off | Glass-Medium Off-GasHt-code to vea-New | -0.0052295 | 30 | 0.16009 | -0.0027465 | SmComCAC | 0
Small Off | Glass-Small Off-GasHt-code to vea-New | -0.017384 | 30 | 0.34382 | -0.0052778 | SmComCAC | 0
Big Box | Glass-Big Box-GasHt-code to vea-New | 0.0008557 | 30 | 0.019949 | -0.00019814 | SmComCAC | 0
Small Box | Glass-Small Box-GasHt-code to vea-New | -0.0040092 | 30 | 0.088259 | -0.0011157 | SmComCAC | 0
High End | Glass-High End-GasHt-code to vea-New | -0.0032035 | 30 | 0.072756 | -0.00091974 | SmComCAC | 0
Anchor | Glass-Anchor-GasHt-code to vea-New | 0.00013979 | 30 | 0.0032716 | -3.2495e-05 | SmComCAC | 0
K-12 | Glass-K-12-GasHt-code to vea-New | 0.013524 | 30 | 0.55201 | -0.0052336 | SmComCAC | 0
University | Glass-University-GasHt-code to vea-New | 0.0033184 | 30 | 0.10194 | -0.0018409 | SmComCAC | 0
Warehouse | Glass-Warehouse-GasHt-code to vea-New | 4.4401e-06 | 30 | 0.222 | -6.682e-06 | SmComCAC | 0
Supermarket | Glass-Supermarket-GasHt-code to vea-New | 0.0022194 | 30 | 0.011681 | -0.00012305 | SmComCAC | 0
MIniMart | Glass-MIniMart-GasHt-code to vea-New | 0.0064653 | 30 | 0.034948 | -0.00036816 | SmComCAC | 0
Restaurant | Glass-Restaurant-GasHt-code to vea-New | 0.0014474 | 30 | 0.071124 | -0.00070644 | SmComCAC | 0
Lodging | Glass-Lodging-GasHt-code to vea-New | 0.001491 | 30 | 0.088008 | -0.0010883 | SmComCAC | 0
Hospital | Glass-Hospital-GasHt-code to vea-New | 0.0036843 | 30 | 0.10577 | -0.0018624 | SmComCAC | 0
OtherHealth | Glass-OtherHealth-GasHt-code to vea-New | 0.047245 | 30 | 0.46917 | -0.0084728 | SmComCAC | 0
Other | Glass-Other-GasHt-code to vea-New | 0.006908 | 30 | 0.59595 | -0.0073692 | SmComCAC | 0
Large Off | Glass-Large Off-HtPmpHt-code to vea-New | 0.030431 | 30 | 0.088855 | 0 | ExCOMM | 0
Medium Off | Glass-Medium Off-HtPmpHt-code to vea-New | 0.028586 | 30 | 0.083467 | 0 | ExCOMM | 0
Small Off | Glass-Small Off-HtPmpHt-code to vea-New | -0.040288 | 30 | 0.14135 | 0 | ExCOMM | 0
Big Box | Glass-Big Box-HtPmpHt-code to vea-New | 0.002791 | 30 | 0.0053709 | 0 | ExCOMM | 0
Small Box | Glass-Small Box-HtPmpHt-code to vea-New | -0.0042151 | 30 | 0.018091 | 0 | ExCOMM | 0
High End | Glass-High End-HtPmpHt-code to vea-New | -0.0021144 | 30 | 0.0091292 | 0 | ExCOMM | 0
Anchor | Glass-Anchor-HtPmpHt-code to vea-New | 0.00096709 | 30 | 0.0018617 | 0 | ExCOMM | 0
K-12 | Glass-K-12-HtPmpHt-code to vea-New | -0.0036286 | 30 | 0.072939 | 0 | ExCOMM | 0
University | Glass-University-HtPmpHt-code to vea-New | 0.0018872 | 30 | 0.011628 | 0 | ExCOMM | 0
Warehouse | Glass-Warehouse-HtPmpHt-code to vea-New | 2.1336e-06 | 30 | 0.024619 | 0 | ExCOMM | 0
Supermarket | Glass-Supermarket-HtPmpHt-code to vea-New | -0.00041566 | 30 | 0.0030065 | 0 | ExCOMM | 0
MIniMart | Glass-MIniMart-HtPmpHt-code to vea-New | -0.00029412 | 30 | 0.0020532 | 0 | ExCOMM | 0
Restaurant | Glass-Restaurant-HtPmpHt-code to vea-New | -0.0025421 | 30 | 0.0091891 | 0 | ExCOMM | 0
Lodging | Glass-Lodging-HtPmpHt-code to vea-New | -0.0054863 | 30 | 0.057701 | 0 | ExCOMM | 0
Hospital | Glass-Hospital-HtPmpHt-code to vea-New | 0.00035268 | 30 | 0.0011018 | 0 | ExCOMM | 0
OtherHealth | Glass-OtherHealth-HtPmpHt-code to vea-New | 0.017378 | 30 | 0.058691 | 0 | ExCOMM | 0
Other | Glass-Other-HtPmpHt-code to vea-New | -0.010376 | 30 | 0.10332 | 0 | ExCOMM | 0
Large Off | Glass-Large Off-ElecHt-codet to vet-New | 0.056652 | 30 | 0.0049154 | 0 | ExCOMM | 0
Medium Off | Glass-Medium Off-ElecHt-codet to vet-New | 0.026649 | 30 | 0.0023122 | 0 | ExCOMM | 0
Small Off | Glass-Small Off-ElecHt-codet to vet-New | 0.0030982 | 30 | 0.00038904 | 0 | ExCOMM | 0
Big Box | Glass-Big Box-ElecHt-codet to vet-New | 0.00012681 | 30 | 1.0235e-05 | 0 | ExCOMM | 0
Small Box | Glass-Small Box-ElecHt-codet to vet-New | 0.00046234 | 30 | 0.00010343 | 0 | ExCOMM | 0
High End | Glass-High End-ElecHt-codet to vet-New | 0.00023517 | 30 | 5.3008e-05 | 0 | ExCOMM | 0
Anchor | Glass-Anchor-ElecHt-codet to vet-New | 0.00035978 | 30 | 2.909e-05 | 0 | ExCOMM | 0
K-12 | Glass-K-12-ElecHt-codet to vet-New | 0.00062488 | 30 | 0.00019893 | 0 | ExCOMM | 0
University | Glass-University-ElecHt-codet to vet-New | 0.0017356 | 30 | 0.00018779 | 0 | ExCOMM | 0
Warehouse | Glass-Warehouse-ElecHt-codet to vet-New | 1.28e-08 | 30 | 4.9232e-05 | 0 | ExCOMM | 0
Supermarket | Glass-Supermarket-ElecHt-codet to vet-New | 2.5945e-05 | 30 | 7.9693e-06 | 0 | ExCOMM | 0
MIniMart | Glass-MIniMart-ElecHt-codet to vet-New | 2.1859e-05 | 30 | 6.8082e-06 | 0 | ExCOMM | 0
Restaurant | Glass-Restaurant-ElecHt-codet to vet-New | 0.00014299 | 30 | 3.1319e-05 | 0 | ExCOMM | 0
Lodging | Glass-Lodging-ElecHt-codet to vet-New | 0.0035128 | 30 | 0.00057972 | 0 | ExCOMM | 0
Hospital | Glass-Hospital-ElecHt-codet to vet-New | 0.00072958 | 30 | 6.6106e-05 | 0 | ExCOMM | 0
OtherHealth | Glass-OtherHealth-ElecHt-codet to vet-New | 0.002184 | 30 | 0.00020461 | 0 | ExCOMM | 0
Other | Glass-Other-ElecHt-codet to vet-New | 0.002938 | 30 | 0.00054287 | 0 | ExCOMM | 0
Large Off | Glass-Large Off-ElecHt-codet to veat-New | 1.1525 | 30 | 0.24577 | 0 | ExCOMM | 0
Medium Off | Glass-Medium Off-ElecHt-codet to veat-New | 0.54214 | 30 | 0.11561 | 0 | ExCOMM | 0
Small Off | Glass-Small Off-ElecHt-codet to veat-New | 0.25113 | 30 | 0.073918 | 0 | ExCOMM | 0
Big Box | Glass-Big Box-ElecHt-codet to veat-New | 0.0057716 | 30 | 0.0012282 | 0 | ExCOMM | 0
Small Box | Glass-Small Box-ElecHt-codet to veat-New | 0.041597 | 30 | 0.019652 | 0 | ExCOMM | 0
High End | Glass-High End-ElecHt-codet to veat-New | 0.02122 | 30 | 0.010071 | 0 | ExCOMM | 0
Anchor | Glass-Anchor-ElecHt-codet to veat-New | 0.0068243 | 30 | 0.0014545 | 0 | ExCOMM | 0
K-12 | Glass-K-12-ElecHt-codet to veat-New | 0.057827 | 30 | 0.037797 | 0 | ExCOMM | 0
University | Glass-University-ElecHt-codet to veat-New | 0.037769 | 30 | 0.0093894 | 0 | ExCOMM | 0
Warehouse | Glass-Warehouse-ElecHt-codet to veat-New | 8.1068e-07 | 30 | 0.009354 | 0 | ExCOMM | 0
Supermarket | Glass-Supermarket-ElecHt-codet to veat-New | 0.002749 | 30 | 0.0015142 | 0 | ExCOMM | 0
MIniMart | Glass-MIniMart-ElecHt-codet to veat-New | 0.002324 | 30 | 0.0012936 | 0 | ExCOMM | 0
Restaurant | Glass-Restaurant-ElecHt-codet to veat-New | 0.012485 | 30 | 0.0059505 | 0 | ExCOMM | 0
Lodging | Glass-Lodging-ElecHt-codet to veat-New | 0.29804 | 30 | 0.11015 | 0 | ExCOMM | 0
Hospital | Glass-Hospital-ElecHt-codet to veat-New | 0.015306 | 30 | 0.0033053 | 0 | ExCOMM | 0
OtherHealth | Glass-OtherHealth-ElecHt-codet to veat-New | 0.1793 | 30 | 0.038877 | 0 | ExCOMM | 0
Other | Glass-Other-ElecHt-codet to veat-New | 0.16195 | 30 | 0.065144 | 0 | ExCOMM | 0
Large Off | Glass-Large Off-GasHt-codet to vet-New | 0.0082804 | 30 | 0.0032833 | -0.00056921 | SmComCAC | 0
Medium Off | Glass-Medium Off-GasHt-codet to vet-New | 0.0080748 | 30 | 0.0032017 | -0.00055508 | SmComCAC | 0
Small Off | Glass-Small Off-GasHt-codet to vet-New | 0.0068585 | 30 | 0.0018096 | -0.00014542 | SmComCAC | 0
Big Box | Glass-Big Box-GasHt-codet to vet-New | 0.00091364 | 30 | 0.00016624 | -2.2066e-05 | SmComCAC | 0
Small Box | Glass-Small Box-GasHt-codet to vet-New | 0.00050807 | 30 | 0.00046452 | -3.02e-05 | SmComCAC | 0
High End | Glass-High End-GasHt-codet to vet-New | 0.00040597 | 30 | 0.00038293 | -2.4895e-05 | SmComCAC | 0
Anchor | Glass-Anchor-GasHt-codet to vet-New | 0.00035822 | 30 | 6.5432e-05 | -8.685e-06 | SmComCAC | 0
K-12 | Glass-K-12-GasHt-codet to vet-New | 0.00047502 | 30 | 0.0029053 | -0.00016658 | SmComCAC | 0
University | Glass-University-GasHt-codet to vet-New | 0.0033932 | 30 | 0.0020387 | -0.00029749 | SmComCAC | 0
Warehouse | Glass-Warehouse-GasHt-codet to vet-New | 7.0106e-08 | 30 | 0.0011684 | -1.055e-07 | SmComCAC | 0
Supermarket | Glass-Supermarket-GasHt-codet to vet-New | 0.00010501 | 30 | 6.1479e-05 | -1.8319e-06 | SmComCAC | 0
MIniMart | Glass-MIniMart-GasHt-codet to vet-New | 0.00030591 | 30 | 0.00018393 | -5.4808e-06 | SmComCAC | 0
Restaurant | Glass-Restaurant-GasHt-codet to vet-New | 0.0010596 | 30 | 0.00037434 | -1.2506e-05 | SmComCAC | 0
Lodging | Glass-Lodging-GasHt-codet to vet-New | 0.00094961 | 30 | 0.0004632 | -3.576e-05 | SmComCAC | 0
Hospital | Glass-Hospital-GasHt-codet to vet-New | 0.0053918 | 30 | 0.0021154 | -0.00034573 | SmComCAC | 0
OtherHealth | Glass-OtherHealth-GasHt-codet to vet-New | 0.0066716 | 30 | 0.0024693 | -0.00037905 | SmComCAC | 0
Other | Glass-Other-GasHt-codet to vet-New | 0.0069661 | 30 | 0.0049662 | -0.00038341 | SmComCAC | 0
Large Off | Glass-Large Off-GasHt-codet to veat-New | 0.13089 | 30 | 0.16416 | -0.012303 | SmComCAC | 0
Medium Off | Glass-Medium Off-GasHt-codet to veat-New | 0.12764 | 30 | 0.16009 | -0.011998 | SmComCAC | 0
Small Off | Glass-Small Off-GasHt-codet to veat-New | 0.39961 | 30 | 0.34382 | -0.014798 | SmComCAC | 0
Big Box | Glass-Big Box-GasHt-codet to veat-New | 0.037615 | 30 | 0.019949 | -0.0010808 | SmComCAC | 0
Small Box | Glass-Small Box-GasHt-codet to veat-New | 0.028169 | 30 | 0.088259 | -0.0030549 | SmComCAC | 0
High End | Glass-High End-GasHt-codet to veat-New | 0.022508 | 30 | 0.072756 | -0.0025183 | SmComCAC | 0
Anchor | Glass-Anchor-GasHt-codet to veat-New | 0.0061451 | 30 | 0.0032716 | -0.00017725 | SmComCAC | 0
K-12 | Glass-K-12-GasHt-codet to veat-New | 0.04209 | 30 | 0.55201 | -0.015452 | SmComCAC | 0
University | Glass-University-GasHt-codet to veat-New | 0.059175 | 30 | 0.10194 | -0.006756 | SmComCAC | 0
Warehouse | Glass-Warehouse-GasHt-codet to veat-New | 4.4401e-06 | 30 | 0.222 | -6.682e-06 | SmComCAC | 0
Supermarket | Glass-Supermarket-GasHt-codet to veat-New | 0.0084263 | 30 | 0.011681 | -0.00024611 | SmComCAC | 0
MIniMart | Glass-MIniMart-GasHt-codet to veat-New | 0.024547 | 30 | 0.034948 | -0.00073631 | SmComCAC | 0
Restaurant | Glass-Restaurant-GasHt-codet to veat-New | 0.071404 | 30 | 0.071124 | -0.0014985 | SmComCAC | 0
Lodging | Glass-Lodging-GasHt-codet to veat-New | 0.061247 | 30 | 0.088008 | -0.0034061 | SmComCAC | 0
Hospital | Glass-Hospital-GasHt-codet to veat-New | 0.093012 | 30 | 0.10577 | -0.0076404 | SmComCAC | 0
OtherHealth | Glass-OtherHealth-GasHt-codet to veat-New | 0.46978 | 30 | 0.46917 | -0.03262 | SmComCAC | 0
Other | Glass-Other-GasHt-codet to veat-New | 0.28377 | 30 | 0.59595 | -0.023064 | SmComCAC | 0
Large Off | Glass-Large Off-HtPmpHt-codet to vet-New | 0.0064819 | 30 | 0.0017771 | 0 | ExCOMM | 0
Medium Off | Glass-Medium Off-HtPmpHt-codet to vet-New | 0.0060888 | 30 | 0.0016693 | 0 | ExCOMM | 0
Small Off | Glass-Small Off-HtPmpHt-codet to vet-New | 0.0022963 | 30 | 0.00074393 | 0 | ExCOMM | 0
Big Box | Glass-Big Box-HtPmpHt-codet to vet-New | 0.00031 | 30 | 4.4758e-05 | 0 | ExCOMM | 0
Small Box | Glass-Small Box-HtPmpHt-codet to vet-New | 5.0561e-05 | 30 | 9.5214e-05 | 0 | ExCOMM | 0
High End | Glass-High End-HtPmpHt-codet to vet-New | 2.3902e-05 | 30 | 4.8048e-05 | 0 | ExCOMM | 0
Anchor | Glass-Anchor-HtPmpHt-codet to vet-New | 0.00025709 | 30 | 3.7233e-05 | 0 | ExCOMM | 0
K-12 | Glass-K-12-HtPmpHt-codet to vet-New | -2.2743e-05 | 30 | 0.00038389 | 0 | ExCOMM | 0
University | Glass-University-HtPmpHt-codet to vet-New | 0.0004776 | 30 | 0.00023256 | 0 | ExCOMM | 0
Warehouse | Glass-Warehouse-HtPmpHt-codet to vet-New | 3.3689e-08 | 30 | 0.00012957 | 0 | ExCOMM | 0
Supermarket | Glass-Supermarket-HtPmpHt-codet to vet-New | 1.1446e-05 | 30 | 1.5824e-05 | 0 | ExCOMM | 0
MIniMart | Glass-MIniMart-HtPmpHt-codet to vet-New | 7.3308e-06 | 30 | 1.0806e-05 | 0 | ExCOMM | 0
Restaurant | Glass-Restaurant-HtPmpHt-codet to vet-New | 9.3803e-05 | 30 | 4.8364e-05 | 0 | ExCOMM | 0
Lodging | Glass-Lodging-HtPmpHt-codet to vet-New | 0.00052054 | 30 | 0.00030369 | 0 | ExCOMM | 0
Hospital | Glass-Hospital-HtPmpHt-codet to vet-New | 7.5023e-05 | 30 | 2.2035e-05 | 0 | ExCOMM | 0
OtherHealth | Glass-OtherHealth-HtPmpHt-codet to vet-New | 0.0010157 | 30 | 0.0003089 | 0 | ExCOMM | 0
Other | Glass-Other-HtPmpHt-codet to vet-New | 0.00091835 | 30 | 0.00086098 | 0 | ExCOMM | 0
Large Off | Glass-Large Off-HtPmpHt-codet to veat-New | 0.14706 | 30 | 0.088855 | 0 | ExCOMM | 0
Medium Off | Glass-Medium Off-HtPmpHt-codet to veat-New | 0.13815 | 30 | 0.083467 | 0 | ExCOMM | 0
Small Off | Glass-Small Off-HtPmpHt-codet to veat-New | 0.19963 | 30 | 0.14135 | 0 | ExCOMM | 0
Big Box | Glass-Big Box-HtPmpHt-codet to veat-New | 0.01279 | 30 | 0.0053709 | 0 | ExCOMM | 0
Small Box | Glass-Small Box-HtPmpHt-codet to veat-New | 0.010971 | 30 | 0.018091 | 0 | ExCOMM | 0
High End | Glass-High End-HtPmpHt-codet to veat-New | 0.0054275 | 30 | 0.0091292 | 0 | ExCOMM | 0
Anchor | Glass-Anchor-HtPmpHt-codet to veat-New | 0.0044218 | 30 | 0.0018617 | 0 | ExCOMM | 0
K-12 | Glass-K-12-HtPmpHt-codet to veat-New | 0.017949 | 30 | 0.072939 | 0 | ExCOMM | 0
University | Glass-University-HtPmpHt-codet to veat-New | 0.013391 | 30 | 0.011628 | 0 | ExCOMM | 0
Warehouse | Glass-Warehouse-HtPmpHt-codet to veat-New | 2.1336e-06 | 30 | 0.024619 | 0 | ExCOMM | 0
Supermarket | Glass-Supermarket-HtPmpHt-codet to veat-New | 0.0010665 | 30 | 0.0030065 | 0 | ExCOMM | 0
MIniMart | Glass-MIniMart-HtPmpHt-codet to veat-New | 0.00070916 | 30 | 0.0020532 | 0 | ExCOMM | 0
Restaurant | Glass-Restaurant-HtPmpHt-codet to veat-New | 0.0086173 | 30 | 0.0091891 | 0 | ExCOMM | 0
Lodging | Glass-Lodging-HtPmpHt-codet to veat-New | 0.049501 | 30 | 0.057701 | 0 | ExCOMM | 0
Hospital | Glass-Hospital-HtPmpHt-codet to veat-New | 0.0017224 | 30 | 0.0011018 | 0 | ExCOMM | 0
OtherHealth | Glass-OtherHealth-HtPmpHt-codet to veat-New | 0.088543 | 30 | 0.058691 | 0 | ExCOMM | 0
Other | Glass-Other-HtPmpHt-codet to veat-New | 0.070292 | 30 | 0.10332 | 0 | ExCOMM | 0
ProCost Results, Version 1.70a: JPH 03/07/01, 06:42 PM 1/14/2005
Measure Results (2000 $) |  | Measure Input Data | [7 empty] | Savings |  |  | PV Capital |  |  |  | PV O&M |  | Total PV Costs |  |  |  |  | Levelized Cost (mills/kwh) |  |  |  |  | PV Bulk Power System Benefits | [5 empty] | PV Regional Benefits
Category | Measure | Measure Life | Site Savings (kWh) | Capital Cost ($/unit) | Annual O&M Cost ($/unit) | PV Per. Repl. Cost ($/unit) | Load Shape | Div. Load Factor | Bulk Pwr Coin. Factor | Bulk Energy (kWh) | Bulk Demand (kw) | Local Demand (kW) | Spon 1 | Spon 2 | Spon 3 | Cust | Utility | Cust | Spon 1 | Spon 2 | Spon 3 | Cust | Total | Spon 1 | Spon 2 | Spon 3 | Cust | Total | Energy | Bulk T&D Def. Cap. | Act C-E Credit | Total System Benefit | Total non-Consumer Cost | Bulk System B/C Ratio | Local T&D Def.Cap. | Non-E Value | Exter-nalities | Total Regional Benefit | Total Regional Cost | Total Regional B/C Ratio
Large Off | Glass-Large Off-ElecHt-code to al45-New | 30 | 0.01009 | 0.0049154 | 0 | 0 | ExCOMM | 0.47693 | 0.46383 | 0.01086 | 1.2057e-06 | 2.5994e-06 |  |  | 0.0038631 | 0 | 0 | 0 | 0 | 0 | 0.0038631 | 0 | 0.0038631 | 0 | 0 | 26.1752 | 0 | 26.1752 | 0.0055966 | 4.9156e-05 | 0.00062178 | 0.0062588 | 0.0038631 | 1.6201 | 0.00070652 | 0 | 0 | 0.0069653 | 0.0038631 | 1.803
Medium Off | Glass-Medium Off-ElecHt-code to al45-New | 30 | 0.0047465 | 0.0023122 | 0 | 0 | ExCOMM | 0.47693 | 0.46383 | 0.0051084 | 5.6713e-07 | 1.2227e-06 |  |  | 0.0018172 | 0 | 0 | 0 | 0 | 0 | 0.0018172 | 0 | 0.0018172 | 0 | 0 | 26.1752 | 0 | 26.1752 | 0.0026326 | 2.3123e-05 | 0.00029248 | 0.0029441 | 0.0018172 | 1.6201 | 0.00033234 | 0 | 0 | 0.0032765 | 0.0018172 | 1.803
Small Off | Glass-Small Off-ElecHt-code to al45-New | 30 | 0.00080755 | 0.00038904 | 0 | 0 | ExCOMM | 0.47693 | 0.46383 | 0.00086913 | 9.6491e-08 | 2.0803e-07 |  |  | 0.00030576 | 0 | 0 | 0 | 0 | 0 | 0.00030576 | 0 | 0.00030576 | 0 | 0 | 25.886 | 0 | 25.886 | 0.00044791 | 3.934e-06 | 4.9762e-05 | 0.00050091 | 0.00030576 | 1.6382 | 5.6544e-05 | 0 | 0 | 0.00055745 | 0.00030576 | 1.8232
Big Box | Glass-Big Box-ElecHt-code to al45-New | 30 | 1.5987e-05 | 1.0235e-05 | 0 | 0 | ExCOMM | 0.47693 | 0.46383 | 1.7206e-05 | 1.9102e-09 | 4.1183e-09 |  |  | 8.0442e-06 | 0 | 0 | 0 | 0 | 0 | 8.0442e-06 | 0 | 8.0442e-06 | 0 | 0 | 34.4017 | 0 | 34.4017 | 8.8671e-06 | 7.788e-08 | 9.8511e-07 | 9.9162e-06 | 8.0442e-06 | 1.2327 | 1.1194e-06 | 0 | 0 | 1.1036e-05 | 8.0442e-06 | 1.3719
Small Box | Glass-Small Box-ElecHt-code to al45-New | 30 | 0.00017474 | 0.00010343 | 0 | 0 | ExCOMM | 0.47693 | 0.46383 | 0.00018807 | 2.0879e-08 | 4.5015e-08 |  |  | 8.1289e-05 | 0 | 0 | 0 | 0 | 0 | 8.1289e-05 | 0 | 8.1289e-05 | 0 | 0 | 31.8045 | 0 | 31.8045 | 9.6921e-05 | 8.5127e-07 | 1.0768e-05 | 0.00010839 | 8.1289e-05 | 1.3334 | 1.2235e-05 | 0 | 0 | 0.00012062 | 8.1289e-05 | 1.4839
High End | Glass-High End-ElecHt-code to al45-New | 30 | 8.9668e-05 | 5.3008e-05 | 0 | 0 | ExCOMM | 0.47693 | 0.46383 | 9.6505e-05 | 1.0714e-08 | 2.3099e-08 |  |  | 4.166e-05 | 0 | 0 | 0 | 0 | 0 | 4.166e-05 | 0 | 4.166e-05 | 0 | 0 | 31.7646 | 0 | 31.7646 | 4.9734e-05 | 4.3682e-07 | 5.5254e-06 | 5.5619e-05 | 4.166e-05 | 1.3351 | 6.2785e-06 | 0 | 0 | 6.1897e-05 | 4.166e-05 | 1.4858
Anchor | Glass-Anchor-ElecHt-code to al45-New | 30 | 4.5425e-05 | 2.909e-05 | 0 | 0 | ExCOMM | 0.47693 | 0.46383 | 4.8889e-05 | 5.4277e-09 | 1.1702e-08 |  |  | 2.2862e-05 | 0 | 0 | 0 | 0 | 0 | 2.2862e-05 | 0 | 2.2862e-05 | 0 | 0 | 34.4098 | 0 | 34.4098 | 2.5195e-05 | 2.2129e-07 | 2.7991e-06 | 2.8176e-05 | 2.2862e-05 | 1.2324 | 3.1806e-06 | 0 | 0 | 3.1357e-05 | 2.2862e-05 | 1.3715
K-12 | Glass-K-12-ElecHt-code to al45-New | 30 | 0.0002737 | 0.00019893 | 0 | 0 | ExCOMM | 0.47693 | 0.46383 | 0.00029457 | 3.2704e-08 | 7.0508e-08 |  |  | 0.00015634 | 0 | 0 | 0 | 0 | 0 | 0.00015634 | 0 | 0.00015634 | 0 | 0 | 39.0536 | 0 | 39.0536 | 0.00015181 | 1.3334e-06 | 1.6866e-05 | 0.00016977 | 0.00015634 | 1.0859 | 1.9164e-05 | 0 | 0 | 0.00018894 | 0.00015634 | 1.2085
University | Glass-University-ElecHt-code to al45-New | 30 | 0.0004679 | 0.00018779 | 0 | 0 | ExCOMM | 0.47693 | 0.46383 | 0.00050358 | 5.5908e-08 | 1.2054e-07 |  |  | 0.00014759 | 0 | 0 | 0 | 0 | 0 | 0.00014759 | 0 | 0.00014759 | 0 | 0 | 21.5652 | 0 | 21.5652 | 0.00025952 | 2.2794e-06 | 2.8833e-05 | 0.00029023 | 0.00014759 | 1.9665 | 3.2762e-05 | 0 | 0 | 0.00032299 | 0.00014759 | 2.1885
Warehouse | Glass-Warehouse-ElecHt-code to al45-New | 30 | 1.28e-08 | 4.9232e-05 | 0 | 0 | ExCOMM | 0.47693 | 0.46383 | 1.3776e-08 | 1.5294e-12 | 3.2974e-12 |  |  | 3.8693e-05 | 0 | 0 | 0 | 0 | 0 | 3.8693e-05 | 0 | 3.8693e-05 | 0 | 0 | 206665.0781 | 0 | 206665.074 | 7.0997e-09 | 6.2357e-11 | 7.8876e-10 | 7.9397e-09 | 3.8693e-05 | 0.0002052 | 8.9626e-10 | 0 | 0 | 8.8359e-09 | 3.8693e-05 | 0.00022836
Supermarket | Glass-Supermarket-ElecHt-code to al45-New | 30 | 1.4707e-05 | 7.9693e-06 | 0 | 0 | ExCOMM | 0.47693 | 0.46383 | 1.5828e-05 | 1.7572e-09 | 3.7885e-09 |  |  | 6.2633e-06 | 0 | 0 | 0 | 0 | 0 | 6.2633e-06 | 0 | 6.2633e-06 | 0 | 0 | 29.117 | 0 | 29.117 | 8.157e-06 | 7.1644e-08 | 9.0623e-07 | 9.1222e-06 | 6.2633e-06 | 1.4565 | 1.0297e-06 | 0 | 0 | 1.0152e-05 | 6.2633e-06 | 1.6209
MIniMart | Glass-MIniMart-ElecHt-code to al45-New | 30 | 1.2496e-05 | 6.8082e-06 | 0 | 0 | ExCOMM | 0.47693 | 0.46383 | 1.3449e-05 | 1.4931e-09 | 3.219e-09 |  |  | 5.3508e-06 | 0 | 0 | 0 | 0 | 0 | 5.3508e-06 | 0 | 5.3508e-06 | 0 | 0 | 29.2756 | 0 | 29.2756 | 6.9309e-06 | 6.0874e-08 | 7.7001e-07 | 7.7509e-06 | 5.3508e-06 | 1.4486 | 8.7495e-07 | 0 | 0 | 8.6259e-06 | 5.3508e-06 | 1.6121
Restaurant | Glass-Restaurant-ElecHt-code to al45-New | 30 | 4.9572e-05 | 3.1319e-05 | 0 | 0 | ExCOMM | 0.47693 | 0.46383 | 5.3352e-05 | 5.9232e-09 | 1.277e-08 |  |  | 2.4614e-05 | 0 | 0 | 0 | 0 | 0 | 2.4614e-05 | 0 | 2.4614e-05 | 0 | 0 | 33.9473 | 0 | 33.9473 | 2.7495e-05 | 2.4149e-07 | 3.0547e-06 | 3.0748e-05 | 2.4614e-05 | 1.2492 | 3.471e-06 | 0 | 0 | 3.4219e-05 | 2.4614e-05 | 1.3902
Lodging | Glass-Lodging-ElecHt-code to al45-New | 30 | 0.001051 | 0.00057972 | 0 | 0 | ExCOMM | 0.47693 | 0.46383 | 0.0011312 | 1.2558e-07 | 2.7075e-07 |  |  | 0.00045562 | 0 | 0 | 0 | 0 | 0 | 0.00045562 | 0 | 0.00045562 | 0 | 0 | 29.6375 | 0 | 29.6375 | 0.00058296 | 5.1202e-06 | 6.4765e-05 | 0.00065193 | 0.00045562 | 1.4309 | 7.3592e-05 | 0 | 0 | 0.00072552 | 0.00045562 | 1.5924
Hospital | Glass-Hospital-ElecHt-code to al45-New | 30 | 0.00015982 | 6.6106e-05 | 0 | 0 | ExCOMM | 0.47693 | 0.46383 | 0.00017201 | 1.9097e-08 | 4.1172e-08 |  |  | 5.1955e-05 | 0 | 0 | 0 | 0 | 0 | 5.1955e-05 | 0 | 5.1955e-05 | 0 | 0 | 22.225 | 0 | 22.225 | 8.8646e-05 | 7.7859e-07 | 9.8484e-06 | 9.9135e-05 | 5.1955e-05 | 1.9081 | 1.1191e-05 | 0 | 0 | 0.00011033 | 5.1955e-05 | 2.1235
OtherHealth | Glass-OtherHealth-ElecHt-code to al45-New | 30 | 0.00056816 | 0.00020461 | 0 | 0 | ExCOMM | 0.47693 | 0.46383 | 0.00061148 | 6.7887e-08 | 1.4636e-07 |  |  | 0.00016081 | 0 | 0 | 0 | 0 | 0 | 0.00016081 | 0 | 0.00016081 | 0 | 0 | 19.3511 | 0 | 19.3511 | 0.00031513 | 2.7678e-06 | 3.501e-05 | 0.00035242 | 0.00016081 | 2.1915 | 3.9782e-05 | 0 | 0 | 0.0003922 | 0.00016081 | 2.4389
Other | Glass-Other-ElecHt-code to al45-New | 30 | 0.00097907 | 0.00054287 | 0 | 0 | ExCOMM | 0.47693 | 0.46383 | 0.0010537 | 1.1698e-07 | 2.5221e-07 |  |  | 0.00042666 | 0 | 0 | 0 | 0 | 0 | 0.00042666 | 0 | 0.00042666 | 0 | 0 | 29.7936 | 0 | 29.7936 | 0.00054304 | 4.7696e-06 | 6.0331e-05 | 0.00060729 | 0.00042666 | 1.4234 | 6.8554e-05 | 0 | 0 | 0.00067585 | 0.00042666 | 1.5841
Large Off | Glass-Large Off-ElecHt-code to al40-New | 30 | 4.3381 | 1.4418 | 0 | 0 | ExCOMM | 0.47693 | 0.46383 | 4.6688 | 0.00051834 | 0.0011175 |  |  | 1.1332 | 0 | 0 | 0 | 0 | 0 | 1.1332 | 0 | 1.1332 | 0 | 0 | 17.8593 | 0 | 17.8593 | 2.4061 | 0.021133 | 0.26731 | 2.6908 | 1.1332 | 2.3745 | 0.30375 | 0 | 0 | 2.9945 | 1.1332 | 2.6426
Medium Off | Glass-Medium Off-ElecHt-code to al40-New | 30 | 2.0406 | 0.67824 | 0 | 0 | ExCOMM | 0.47693 | 0.46383 | 2.1962 | 0.00024382 | 0.00052567 |  |  | 0.53305 | 0 | 0 | 0 | 0 | 0 | 0.53305 | 0 | 0.53305 | 0 | 0 | 17.8593 | 0 | 17.8593 | 1.1318 | 0.0099409 | 0.12574 | 1.2657 | 0.53305 | 2.3745 | 0.14288 | 0 | 0 | 1.4086 | 0.53305 | 2.6426
Small Off | Glass-Small Off-ElecHt-code to al40-New | 30 | 0.21624 | 0.077808 | 0 | 0 | ExCOMM | 0.47693 | 0.46383 | 0.23273 | 2.5838e-05 | 5.5705e-05 |  |  | 0.061152 | 0 | 0 | 0 | 0 | 0 | 0.061152 | 0 | 0.061152 | 0 | 0 | 19.3343 | 0 | 19.3343 | 0.11994 | 0.0010534 | 0.013325 | 0.13413 | 0.061152 | 2.1934 | 0.015141 | 0 | 0 | 0.14927 | 0.061152 | 2.441
Big Box | Glass-Big Box-ElecHt-code to al40-New | 30 | 0.0053254 | 0.0025247 | 0 | 0 | ExCOMM | 0.47693 | 0.46383 | 0.0057314 | 6.3631e-07 | 1.3719e-06 |  |  | 0.0019842 | 0 | 0 | 0 | 0 | 0 | 0.0019842 | 0 | 0.0019842 | 0 | 0 | 25.4741 | 0 | 25.4741 | 0.0029537 | 2.5943e-05 | 0.00032815 | 0.0033032 | 0.0019842 | 1.6647 | 0.00037288 | 0 | 0 | 0.0036761 | 0.0019842 | 1.8527
Small Box | Glass-Small Box-ElecHt-code to al40-New | 30 | 0.045664 | 0.020686 | 0 | 0 | ExCOMM | 0.47693 | 0.46383 | 0.049146 | 5.4562e-06 | 1.1763e-05 |  |  | 0.016258 | 0 | 0 | 0 | 0 | 0 | 0.016258 | 0 | 0.016258 | 0 | 0 | 24.341 | 0 | 24.341 | 0.025328 | 0.00022246 | 0.0028139 | 0.028325 | 0.016258 | 1.7422 | 0.0031974 | 0 | 0 | 0.031522 | 0.016258 | 1.9389
High End | Glass-High End-ElecHt-code to al40-New | 30 | 0.023448 | 0.010602 | 0 | 0 | ExCOMM | 0.47693 | 0.46383 | 0.025236 | 2.8017e-06 | 6.0403e-06 |  |  | 0.0083321 | 0 | 0 | 0 | 0 | 0 | 0.0083321 | 0 | 0.0083321 | 0 | 0 | 24.2947 | 0 | 24.2947 | 0.013005 | 0.00011423 | 0.0014449 | 0.014544 | 0.0083321 | 1.7455 | 0.0016418 | 0 | 0 | 0.016186 | 0.0083321 | 1.9426
Anchor | Glass-Anchor-ElecHt-code to al40-New | 30 | 0.017994 | 0.008533 | 0 | 0 | ExCOMM | 0.47693 | 0.46383 | 0.019366 | 2.15e-06 | 4.6354e-06 |  |  | 0.0067063 | 0 | 0 | 0 | 0 | 0 | 0.0067063 | 0 | 0.0067063 | 0 | 0 | 25.4808 | 0 | 25.4808 | 0.0099804 | 8.7659e-05 | 0.0011088 | 0.011161 | 0.0067063 | 1.6643 | 0.0012599 | 0 | 0 | 0.012421 | 0.0067063 | 1.8522
K-12 | Glass-K-12-ElecHt-code to al40-New | 30 | 0.073307 | 0.039786 | 0 | 0 | ExCOMM | 0.47693 | 0.46383 | 0.078896 | 8.7591e-06 | 1.8884e-05 |  |  | 0.031269 | 0 | 0 | 0 | 0 | 0 | 0.031269 | 0 | 0.031269 | 0 | 0 | 29.1626 | 0 | 29.1626 | 0.04066 | 0.00035712 | 0.0045172 | 0.04547 | 0.031269 | 1.4542 | 0.0051329 | 0 | 0 | 0.050603 | 0.031269 | 1.6183
University | Glass-University-ElecHt-code to al40-New | 30 | 0.18952 | 0.055085 | 0 | 0 | ExCOMM | 0.47693 | 0.46383 | 0.20397 | 2.2645e-05 | 4.8821e-05 |  |  | 0.043293 | 0 | 0 | 0 | 0 | 0 | 0.043293 | 0 | 0.043293 | 0 | 0 | 15.6179 | 0 | 15.6179 | 0.10512 | 0.00092324 | 0.011678 | 0.11755 | 0.043293 | 2.7153 | 0.01327 | 0 | 0 | 0.13082 | 0.043293 | 3.0218
Warehouse | Glass-Warehouse-ElecHt-code to al40-New | 30 | 1.28e-06 | 0.0098463 | 0 | 0 | ExCOMM | 0.47693 | 0.46383 | 1.3776e-06 | 1.5294e-10 | 3.2974e-10 |  |  | 0.0077385 | 0 | 0 | 0 | 0 | 0 | 0.0077385 | 0 | 0.0077385 | 0 | 0 | 413330.1562 | 0 | 413330.148 | 7.0997e-07 | 6.2357e-09 | 7.8876e-08 | 7.9397e-07 | 0.0077385 | 0.0001026 | 8.9626e-08 | 0 | 0 | 8.8359e-07 | 0.0077385 | 0.00011418
Supermarket | Glass-Supermarket-ElecHt-code to al40-New | 30 | 0.0039007 | 0.0015939 | 0 | 0 | ExCOMM | 0.47693 | 0.46383 | 0.0041981 | 4.6608e-07 | 1.0049e-06 |  |  | 0.0012527 | 0 | 0 | 0 | 0 | 0 | 0.0012527 | 0 | 0.0012527 | 0 | 0 | 21.9556 | 0 | 21.9556 | 0.0021635 | 1.9003e-05 | 0.00024036 | 0.0024195 | 0.0012527 | 1.9315 | 0.00027313 | 0 | 0 | 0.0026926 | 0.0012527 | 2.1496
MIniMart | Glass-MIniMart-ElecHt-code to al40-New | 30 | 0.003314 | 0.0013616 | 0 | 0 | ExCOMM | 0.47693 | 0.46383 | 0.0035667 | 3.9598e-07 | 8.5372e-07 |  |  | 0.0010702 | 0 | 0 | 0 | 0 | 0 | 0.0010702 | 0 | 0.0010702 | 0 | 0 | 22.0773 | 0 | 22.0773 | 0.0018381 | 1.6144e-05 | 0.00020421 | 0.0020556 | 0.0010702 | 1.9209 | 0.00023205 | 0 | 0 | 0.0022877 | 0.0010702 | 2.1377
Restaurant | Glass-Restaurant-ElecHt-code to al40-New | 30 | 0.013227 | 0.0062637 | 0 | 0 | ExCOMM | 0.47693 | 0.46383 | 0.014236 | 1.5805e-06 | 3.4074e-06 |  |  | 0.0049228 | 0 | 0 | 0 | 0 | 0 | 0.0049228 | 0 | 0.0049228 | 0 | 0 | 25.4452 | 0 | 25.4452 | 0.0073364 | 6.4437e-05 | 0.00081506 | 0.0082045 | 0.0049228 | 1.6666 | 0.00092615 | 0 | 0 | 0.0091306 | 0.0049228 | 1.8548
Lodging | Glass-Lodging-ElecHt-code to al40-New | 30 | 0.28438 | 0.11594 | 0 | 0 | ExCOMM | 0.47693 | 0.46383 | 0.30607 | 3.398e-05 | 7.3259e-05 |  |  | 0.091123 | 0 | 0 | 0 | 0 | 0 | 0.091123 | 0 | 0.091123 | 0 | 0 | 21.9071 | 0 | 21.9071 | 0.15773 | 0.0013854 | 0.017524 | 0.1764 | 0.091123 | 1.9358 | 0.019912 | 0 | 0 | 0.19631 | 0.091123 | 2.1543
Hospital | Glass-Hospital-ElecHt-code to al40-New | 30 | 0.065393 | 0.019391 | 0 | 0 | ExCOMM | 0.47693 | 0.46383 | 0.070379 | 7.8135e-06 | 1.6846e-05 |  |  | 0.01524 | 0 | 0 | 0 | 0 | 0 | 0.01524 | 0 | 0.01524 | 0 | 0 | 15.9336 | 0 | 15.9336 | 0.03627 | 0.00031857 | 0.0040296 | 0.040562 | 0.01524 | 2.6615 | 0.0045788 | 0 | 0 | 0.04514 | 0.01524 | 2.962
OtherHealth | Glass-OtherHealth-ElecHt-code to al40-New | 30 | 0.15268 | 0.040923 | 0 | 0 | ExCOMM | 0.47693 | 0.46383 | 0.16433 | 1.8244e-05 | 3.9333e-05 |  |  | 0.032162 | 0 | 0 | 0 | 0 | 0 | 0.032162 | 0 | 0.032162 | 0 | 0 | 14.4016 | 0 | 14.4016 | 0.084687 | 0.00074381 | 0.0094085 | 0.094707 | 0.032162 | 2.9446 | 0.010691 | 0 | 0 | 0.1054 | 0.032162 | 3.277
Other | Glass-Other-ElecHt-code to al40-New | 30 | 0.32635 | 0.13391 | 0 | 0 | ExCOMM | 0.47693 | 0.46383 | 0.35124 | 3.8994e-05 | 8.407e-05 |  |  | 0.10524 | 0 | 0 | 0 | 0 | 0 | 0.10524 | 0 | 0.10524 | 0 | 0 | 22.0476 | 0 | 22.0476 | 0.18101 | 0.0015898 | 0.02011 | 0.20243 | 0.10524 | 1.9235 | 0.022851 | 0 | 0 | 0.22528 | 0.10524 | 2.1406
Large Off | Glass-Large Off-ElecHt-code to al36-New | 30 | 0.0464 | 0.039323 | 0 | 0 | ExCOMM | 0.47693 | 0.46383 | 0.049938 | 5.5441e-06 | 1.1953e-05 |  |  | 0.030905 | 0 | 0 | 0 | 0 | 0 | 0.030905 | 0 | 0.030905 | 0 | 0 | 45.5376 | 0 | 45.5376 | 0.025736 | 0.00022604 | 0.0028592 | 0.028781 | 0.030905 | 0.93126 | 0.0032489 | 0 | 0 | 0.03203 | 0.030905 | 1.0364
Medium Off | Glass-Medium Off-ElecHt-code to al36-New | 30 | 0.021826 | 0.018497 | 0 | 0 | ExCOMM | 0.47693 | 0.46383 | 0.023491 | 2.6079e-06 | 5.6226e-06 |  |  | 0.014538 | 0 | 0 | 0 | 0 | 0 | 0.014538 | 0 | 0.014538 | 0 | 0 | 45.5376 | 0 | 45.5376 | 0.012106 | 0.00010633 | 0.0013449 | 0.013538 | 0.014538 | 0.93126 | 0.0015283 | 0 | 0 | 0.015067 | 0.014538 | 1.0364
Small Off | Glass-Small Off-ElecHt-code to al36-New | 30 | 0.0032074 | 0.0031123 | 0 | 0 | ExCOMM | 0.47693 | 0.46383 | 0.003452 | 3.8324e-07 | 8.2625e-07 |  |  | 0.0024461 | 0 | 0 | 0 | 0 | 0 | 0.0024461 | 0 | 0.0024461 | 0 | 0 | 52.1401 | 0 | 52.1401 | 0.001779 | 1.5625e-05 | 0.00019764 | 0.0019895 | 0.0024461 | 0.81334 | 0.00022458 | 0 | 0 | 0.0022141 | 0.0024461 | 0.90515
Big Box | Glass-Big Box-ElecHt-code to al36-New | 30 | 6.3965e-05 | 8.1882e-05 | 0 | 0 | ExCOMM | 0.47693 | 0.46383 | 6.8842e-05 | 7.6429e-09 | 1.6478e-08 |  |  | 6.4353e-05 | 0 | 0 | 0 | 0 | 0 | 6.4353e-05 | 0 | 6.4353e-05 | 0 | 0 | 68.7836 | 0 | 68.7836 | 3.5478e-05 | 3.1161e-07 | 3.9416e-06 | 3.9676e-05 | 6.4353e-05 | 0.61653 | 4.4788e-06 | 0 | 0 | 4.4155e-05 | 6.4353e-05 | 0.68613
Small Box | Glass-Small Box-ElecHt-code to al36-New | 30 | 0.0006946 | 0.00082744 | 0 | 0 | ExCOMM | 0.47693 | 0.46383 | 0.00074756 | 8.2995e-08 | 1.7893e-07 |  |  | 0.00065031 | 0 | 0 | 0 | 0 | 0 | 0.00065031 | 0 | 0.00065031 | 0 | 0 | 64.0093 | 0 | 64.0093 | 0.00038526 | 3.3838e-06 | 4.2802e-05 | 0.00043084 | 0.00065031 | 0.66252 | 4.8635e-05 | 0 | 0 | 0.00047948 | 0.00065031 | 0.73731
High End | Glass-High End-ElecHt-code to al36-New | 30 | 0.00035659 | 0.00042406 | 0 | 0 | ExCOMM | 0.47693 | 0.46383 | 0.00038379 | 4.2608e-08 | 9.1861e-08 |  |  | 0.00033328 | 0 | 0 | 0 | 0 | 0 | 0.00033328 | 0 | 0.00033328 | 0 | 0 | 63.8991 | 0 | 63.8991 | 0.00019779 | 1.7372e-06 | 2.1974e-05 | 0.00022119 | 0.00033328 | 0.66366 | 2.4969e-05 | 0 | 0 | 0.00024616 | 0.00033328 | 0.73858
Anchor | Glass-Anchor-ElecHt-code to al36-New | 30 | 0.00018175 | 0.00023272 | 0 | 0 | ExCOMM | 0.47693 | 0.46383 | 0.00019561 | 2.1717e-08 | 4.6821e-08 |  |  | 0.0001829 | 0 | 0 | 0 | 0 | 0 | 0.0001829 | 0 | 0.0001829 | 0 | 0 | 68.8 | 0 | 68.8 | 0.00010081 | 8.8542e-07 | 1.12e-05 | 0.00011274 | 0.0001829 | 0.61639 | 1.2726e-05 | 0 | 0 | 0.00012546 | 0.0001829 | 0.68597
K-12 | Glass-K-12-ElecHt-code to al36-New | 30 | 0.0011092 | 0.0015914 | 0 | 0 | ExCOMM | 0.47693 | 0.46383 | 0.0011937 | 1.3253e-07 | 2.8573e-07 |  |  | 0.0012508 | 0 | 0 | 0 | 0 | 0 | 0.0012508 | 0 | 0.0012508 | 0 | 0 | 77.0962 | 0 | 77.0962 | 0.0006152 | 5.4034e-06 | 6.8348e-05 | 0.00068799 | 0.0012508 | 0.55006 | 7.7663e-05 | 0 | 0 | 0.00076565 | 0.0012508 | 0.61215
University | Glass-University-ElecHt-code to al36-New | 30 | 0.0019758 | 0.0015023 | 0 | 0 | ExCOMM | 0.47693 | 0.46383 | 0.0021264 | 2.3608e-07 | 5.0898e-07 |  |  | 0.0011807 | 0 | 0 | 0 | 0 | 0 | 0.0011807 | 0 | 0.0011807 | 0 | 0 | 40.8562 | 0 | 40.8562 | 0.0010959 | 9.6252e-06 | 0.00012175 | 0.0012255 | 0.0011807 | 1.038 | 0.00013834 | 0 | 0 | 0.0013639 | 0.0011807 | 1.1551
Warehouse | Glass-Warehouse-ElecHt-code to al36-New | 30 | 1.28e-08 | 0.00039385 | 0 | 0 | ExCOMM | 0.47693 | 0.46383 | 1.3776e-08 | 1.5294e-12 | 3.2974e-12 |  |  | 0.00030954 | 0 | 0 | 0 | 0 | 0 | 0.00030954 | 0 | 0.00030954 | 0 | 0 | 1653320.625 | 0 | 1653320.5921 | 7.0997e-09 | 6.2357e-11 | 7.8876e-10 | 7.9397e-09 | 0.00030954 | 2.565e-05 | 8.9626e-10 | 0 | 0 | 8.8359e-09 | 0.00030954 | 2.8545e-05
Supermarket | Glass-Supermarket-ElecHt-code to al36-New | 30 | 5.9278e-05 | 6.3754e-05 | 0 | 0 | ExCOMM | 0.47693 | 0.46383 | 6.3798e-05 | 7.0829e-09 | 1.5271e-08 |  |  | 5.0106e-05 | 0 | 0 | 0 | 0 | 0 | 5.0106e-05 | 0 | 5.0106e-05 | 0 | 0 | 57.7899 | 0 | 57.7899 | 3.2879e-05 | 2.8878e-07 | 3.6528e-06 | 3.6769e-05 | 5.0106e-05 | 0.73382 | 4.1506e-06 | 0 | 0 | 4.092e-05 | 5.0106e-05 | 0.81666
MIniMart | Glass-MIniMart-ElecHt-code to al36-New | 30 | 5.037e-05 | 5.4466e-05 | 0 | 0 | ExCOMM | 0.47693 | 0.46383 | 5.4211e-05 | 6.0185e-09 | 1.2976e-08 |  |  | 4.2806e-05 | 0 | 0 | 0 | 0 | 0 | 4.2806e-05 | 0 | 4.2806e-05 | 0 | 0 | 58.102 | 0 | 58.102 | 2.7938e-05 | 2.4538e-07 | 3.1038e-06 | 3.1243e-05 | 4.2806e-05 | 0.72988 | 3.5269e-06 | 0 | 0 | 3.477e-05 | 4.2806e-05 | 0.81227
Restaurant | Glass-Restaurant-ElecHt-code to al36-New | 30 | 0.0002002 | 0.00025055 | 0 | 0 | ExCOMM | 0.47693 | 0.46383 | 0.00021546 | 2.3921e-08 | 5.1572e-08 |  |  | 0.00019691 | 0 | 0 | 0 | 0 | 0 | 0.00019691 | 0 | 0.00019691 | 0 | 0 | 67.2478 | 0 | 67.2478 | 0.00011104 | 9.7526e-07 | 1.2336e-05 | 0.00012418 | 0.00019691 | 0.63061 | 1.4018e-05 | 0 | 0 | 0.00013819 | 0.00019691 | 0.7018
Lodging | Glass-Lodging-ElecHt-code to al36-New | 30 | 0.0042673 | 0.0046377 | 0 | 0 | ExCOMM | 0.47693 | 0.46383 | 0.0045926 | 5.0988e-07 | 1.0993e-06 |  |  | 0.0036449 | 0 | 0 | 0 | 0 | 0 | 0.0036449 | 0 | 0.0036449 | 0 | 0 | 58.3979 | 0 | 58.3979 | 0.0023668 | 2.0788e-05 | 0.00026295 | 0.0026469 | 0.0036449 | 0.72618 | 0.00029879 | 0 | 0 | 0.0029457 | 0.0036449 | 0.80816
Hospital | Glass-Hospital-ElecHt-code to al36-New | 30 | 0.00068177 | 0.00052885 | 0 | 0 | ExCOMM | 0.47693 | 0.46383 | 0.00073375 | 8.1461e-08 | 1.7563e-07 |  |  | 0.00041564 | 0 | 0 | 0 | 0 | 0 | 0.00041564 | 0 | 0.00041564 | 0 | 0 | 41.6809 | 0 | 41.6809 | 0.00037814 | 3.3213e-06 | 4.2011e-05 | 0.00042288 | 0.00041564 | 1.0174 | 4.7737e-05 | 0 | 0 | 0.00047062 | 0.00041564 | 1.1323
OtherHealth | Glass-OtherHealth-ElecHt-code to al36-New | 30 | 0.0022866 | 0.0016369 | 0 | 0 | ExCOMM | 0.47693 | 0.46383 | 0.0024609 | 2.7321e-07 | 5.8904e-07 |  |  | 0.0012865 | 0 | 0 | 0 | 0 | 0 | 0.0012865 | 0 | 0.0012865 | 0 | 0 | 38.4664 | 0 | 38.4664 | 0.0012683 | 1.1139e-05 | 0.0001409 | 0.0014183 | 0.0012865 | 1.1025 | 0.0001601 | 0 | 0 | 0.0015784 | 0.0012865 | 1.2269
Other | Glass-Other-ElecHt-code to al36-New | 30 | 0.0039743 | 0.0043429 | 0 | 0 | ExCOMM | 0.47693 | 0.46383 | 0.0042773 | 4.7487e-07 | 1.0238e-06 |  |  | 0.0034132 | 0 | 0 | 0 | 0 | 0 | 0.0034132 | 0 | 0.0034132 | 0 | 0 | 58.717 | 0 | 58.717 | 0.0022044 | 1.9361e-05 | 0.0002449 | 0.0024652 | 0.0034132 | 0.72223 | 0.00027828 | 0 | 0 | 0.0027434 | 0.0034132 | 0.80376
Large Off | Glass-Large Off-GasHt-code to al45-New | 30 | -0.00038086 | 0.0032833 | -0.00010969 | 0 | SmComCAC | 0.17 | 0 | -0.0004099 | 0 | -2.7525e-07 |  |  | 0.0025804 | 0 | 0 | -0.0014908 | 0 | 0 | 0.0025804 | -0.0014908 | 0.0010897 | 0 | 0 | -463.2148 | 267.607 | -195.6078 | -0.00029724 | 0 | -3.5874e-05 | -0.00033312 | 0.0025804 | -0.12909 | -7.4814e-05 | 0 | 0 | -0.00040793 | 0.0010897 | -0.37436
Medium Off | Glass-Medium Off-GasHt-code to al45-New | 30 | -0.0003714 | 0.0032017 | -0.00010697 | 0 | SmComCAC | 0.17 | 0 | -0.00039972 | 0 | -2.6841e-07 |  |  | 0.0025163 | 0 | 0 | -0.0014537 | 0 | 0 | 0.0025163 | -0.0014537 | 0.0010626 | 0 | 0 | -463.2148 | 267.607 | -195.6079 | -0.00028986 | 0 | -3.4983e-05 | -0.00032485 | 0.0025163 | -0.12909 | -7.2956e-05 | 0 | 0 | -0.0003978 | 0.0010626 | -0.37436
Small Off | Glass-Small Off-GasHt-code to al45-New | 30 | -0.00027448 | 0.0018096 | -6.2092e-05 | 0 | SmComCAC | 0.17 | 0 | -0.00029541 | 0 | -1.9837e-07 |  |  | 0.0014222 | 0 | 0 | -0.00084384 | 0 | 0 | 0.0014222 | -0.00084384 | 0.00057837 | 0 | 0 | -354.2518 | 210.1885 | -144.0634 | -0.00021422 | 0 | -2.5854e-05 | -0.00024007 | 0.0014222 | -0.1688 | -5.3918e-05 | 0 | 0 | -0.00029399 | 0.00057837 | -0.50831
Big Box | Glass-Big Box-GasHt-code to al45-New | 30 | 1.6044e-05 | 0.00016624 | -3.7527e-06 | 0 | SmComCAC | 0.17 | 0 | 1.7268e-05 | 0 | 1.1595e-08 |  |  | 0.00013065 | 0 | 0 | -5.1001e-05 | 0 | 0 | 0.00013065 | -5.1001e-05 | 7.9654e-05 | 0 | 0 | 556.7484 | -217.3262 | 339.4221 | 1.2522e-05 | 0 | 1.5112e-06 | 1.4033e-05 | 0.00013065 | 0.10741 | 3.1517e-06 | 0 | 0 | 1.7185e-05 | 7.9654e-05 | 0.21574
Small Box | Glass-Small Box-GasHt-code to al45-New | 30 | -3.2063e-05 | 0.00046452 | -1.2583e-05 | 0 | SmComCAC | 0.17 | 0 | -3.4507e-05 | 0 | -2.3172e-08 |  |  | 0.00036508 | 0 | 0 | -0.00017101 | 0 | 0 | 0.00036508 | -0.00017101 | 0.00019407 | 0 | 0 | -778.4787 | 364.6542 | -413.8245 | -2.5023e-05 | 0 | -3.02e-06 | -2.8043e-05 | 0.00036508 | -0.076814 | -6.2982e-06 | 0 | 0 | -3.4342e-05 | 0.00019407 | -0.17696
High End | Glass-High End-GasHt-code to al45-New | 30 | -2.5619e-05 | 0.00038293 | -1.0373e-05 | 0 | SmComCAC | 0.17 | 0 | -2.7573e-05 | 0 | -1.8515e-08 |  |  | 0.00030095 | 0 | 0 | -0.00014097 | 0 | 0 | 0.00030095 | -0.00014097 | 0.00015998 | 0 | 0 | -803.138 | 376.2051 | -426.9329 | -1.9995e-05 | 0 | -2.4131e-06 | -2.2408e-05 | 0.00030095 | -0.074456 | -5.0325e-06 | 0 | 0 | -2.744e-05 | 0.00015998 | -0.17152
Anchor | Glass-Anchor-GasHt-code to al45-New | 30 | 6.2907e-06 | 6.5432e-05 | -1.477e-06 | 0 | SmComCAC | 0.17 | 0 | 6.7704e-06 | 0 | 4.5463e-09 |  |  | 5.1425e-05 | 0 | 0 | -2.0074e-05 | 0 | 0 | 5.1425e-05 | -2.0074e-05 | 3.1351e-05 | 0 | 0 | 558.8936 | -218.1637 | 340.7299 | 4.9096e-06 | 0 | 5.9253e-07 | 5.5021e-06 | 5.1425e-05 | 0.10699 | 1.2357e-06 | 0 | 0 | 6.7379e-06 | 3.1351e-05 | 0.21492
K-12 | Glass-K-12-GasHt-code to al45-New | 30 | 0.0001656 | 0.0029053 | -5.9025e-05 | 0 | SmComCAC | 0.17 | 0 | 0.00017823 | 0 | 1.1968e-07 |  |  | 0.0022834 | 0 | 0 | -0.00080217 | 0 | 0 | 0.0022834 | -0.00080217 | 0.0014812 | 0 | 0 | 942.6828 | -331.1779 | 611.5049 | 0.00012924 | 0 | 1.5598e-05 | 0.00014484 | 0.0022834 | 0.063434 | 3.253e-05 | 0 | 0 | 0.00017737 | 0.0014812 | 0.11975
University | Glass-University-GasHt-code to al45-New | 30 | 0.00010846 | 0.0020387 | -7.658e-05 | 0 | SmComCAC | 0.17 | 0 | 0.00011673 | 0 | 7.8384e-08 |  |  | 0.0016023 | 0 | 0 | -0.0010408 | 0 | 0 | 0.0016023 | -0.0010408 | 0.00056154 | 0 | 0 | 1010.0173 | -656.0478 | 353.9695 | 8.4648e-05 | 0 | 1.0216e-05 | 9.4864e-05 | 0.0016023 | 0.059205 | 2.1305e-05 | 0 | 0 | 0.00011617 | 0.00056154 | 0.20688
Warehouse | Glass-Warehouse-GasHt-code to al45-New | 30 | 7.0106e-08 | 0.0011684 | -1.055e-07 | 0 | SmComCAC | 0.17 | 0 | 7.5452e-08 | 0 | 5.0666e-11 |  |  | 0.00091831 | 0 | 0 | -1.4338e-06 | 0 | 0 | 0.00091831 | -1.4338e-06 | 0.00091687 | 0 | 0 | 895548.625 | -1398.3068 | 894150.3473 | 5.4715e-08 | 0 | 6.6034e-09 | 6.1318e-08 | 0.00091831 | 6.6773e-05 | 1.3771e-08 | 0 | 0 | 7.5089e-08 | 0.00091687 | 8.1897e-05
Supermarket | Glass-Supermarket-GasHt-code to al45-New | 30 | 2.3362e-05 | 6.1479e-05 | -1.3878e-06 | 0 | SmComCAC | 0.17 | 0 | 2.5143e-05 | 0 | 1.6884e-08 |  |  | 4.8318e-05 | 0 | 0 | -1.8861e-05 | 0 | 0 | 4.8318e-05 | -1.8861e-05 | 2.9457e-05 | 0 | 0 | 141.4024 | -55.1963 | 86.2061 | 1.8233e-05 | 0 | 2.2005e-06 | 2.0434e-05 | 4.8318e-05 | 0.4229 | 4.5891e-06 | 0 | 0 | 2.5023e-05 | 2.9457e-05 | 0.84946
MIniMart | Glass-MIniMart-GasHt-code to al45-New | 30 | 6.8056e-05 | 0.00018393 | -4.1521e-06 | 0 | SmComCAC | 0.17 | 0 | 7.3245e-05 | 0 | 4.9184e-08 |  |  | 0.00014456 | 0 | 0 | -5.6429e-05 | 0 | 0 | 0.00014456 | -5.6429e-05 | 8.8131e-05 | 0 | 0 | 145.2241 | -56.6881 | 88.536 | 5.3115e-05 | 0 | 6.4103e-06 | 5.9525e-05 | 0.00014456 | 0.41177 | 1.3369e-05 | 0 | 0 | 7.2893e-05 | 8.8131e-05 | 0.8271
Restaurant | Glass-Restaurant-GasHt-code to al45-New | 30 | 6.9253e-08 | 0.00037434 | -9.1263e-06 | 0 | SmComCAC | 0.17 | 0 | 7.4533e-08 | 0 | 5.0049e-11 |  |  | 0.0002942 | 0 | 0 | -0.00012403 | 0 | 0 | 0.0002942 | -0.00012403 | 0.00017017 | 0 | 0 | 290448.2188 | -122446.3125 | 168001.9034 | 5.4049e-08 | 0 | 6.523e-09 | 6.0572e-08 | 0.0002942 | 0.00020588 | 1.3604e-08 | 0 | 0 | 7.4175e-08 | 0.00017017 | 0.00043588
Lodging | Glass-Lodging-GasHt-code to al45-New | 30 | 1.3935e-05 | 0.0004632 | -1.2722e-05 | 0 | SmComCAC | 0.17 | 0 | 1.4997e-05 | 0 | 1.0071e-08 |  |  | 0.00036404 | 0 | 0 | -0.00017289 | 0 | 0 | 0.00036404 | -0.00017289 | 0.00019115 | 0 | 0 | 1786.1359 | -848.2802 | 937.8556 | 1.0875e-05 | 0 | 1.3125e-06 | 1.2188e-05 | 0.00036404 | 0.033479 | 2.7373e-06 | 0 | 0 | 1.4925e-05 | 0.00019115 | 0.078081
Hospital | Glass-Hospital-GasHt-code to al45-New | 30 | 9.2443e-05 | 0.0021154 | -7.736e-05 | 0 | SmComCAC | 0.17 | 0 | 9.9492e-05 | 0 | 6.6809e-08 |  |  | 0.0016626 | 0 | 0 | -0.0010513 | 0 | 0 | 0.0016626 | -0.0010513 | 0.00061121 | 0 | 0 | 1229.5863 | -777.5482 | 452.0381 | 7.2148e-05 | 0 | 8.7073e-06 | 8.0855e-05 | 0.0016626 | 0.048633 | 1.8159e-05 | 0 | 0 | 9.9014e-05 | 0.00061121 | 0.162
OtherHealth | Glass-OtherHealth-GasHt-code to al45-New | 30 | 0.00048794 | 0.0024693 | -9.8106e-05 | 0 | SmComCAC | 0.17 | 0 | 0.00052514 | 0 | 3.5263e-07 |  |  | 0.0019407 | 0 | 0 | -0.0013333 | 0 | 0 | 0.0019407 | -0.0013333 | 0.00060741 | 0 | 0 | 271.9277 | -186.8183 | 85.1094 | 0.00038081 | 0 | 4.5959e-05 | 0.00042677 | 0.0019407 | 0.21991 | 9.5848e-05 | 0 | 0 | 0.00052262 | 0.00060741 | 0.8604
Other | Glass-Other-GasHt-code to al45-New | 30 | 0.00010222 | 0.0049662 | -0.0001364 | 0 | SmComCAC | 0.17 | 0 | 0.00011002 | 0 | 7.3876e-08 |  |  | 0.0039031 | 0 | 0 | -0.0018537 | 0 | 0 | 0.0039031 | -0.0018537 | 0.0020494 | 0 | 0 | 2610.5061 | -1239.7942 | 1370.712 | 7.9779e-05 | 0 | 9.6283e-06 | 8.9407e-05 | 0.0039031 | 0.022907 | 2.008e-05 | 0 | 0 | 0.00010949 | 0.0020494 | 0.053424
Large Off | Glass-Large Off-GasHt-code to al40-New | 30 | -0.094383 | 0.96309 | -0.04609 | 0 | SmComCAC | 0.17 | 0 | -0.10158 | 0 | -6.8211e-05 |  |  | 0.75692 | 0 | 0 | -0.62638 | 0 | 0 | 0.75692 | -0.62638 | 0.13054 | 0 | 0 | -548.2951 | 453.7363 | -94.5588 | -0.073662 | 0 | -0.0088901 | -0.082552 | 0.75692 | -0.10906 | -0.01854 | 0 | 0 | -0.10109 | 0.13054 | -0.77442
Medium Off | Glass-Medium Off-GasHt-code to al40-New | 30 | -0.092039 | 0.93918 | -0.044946 | 0 | SmComCAC | 0.17 | 0 | -0.099057 | 0 | -6.6517e-05 |  |  | 0.73813 | 0 | 0 | -0.61083 | 0 | 0 | 0.73813 | -0.61083 | 0.1273 | 0 | 0 | -548.2951 | 453.7363 | -94.5588 | -0.071833 | 0 | -0.0086693 | -0.080502 | 0.73813 | -0.10906 | -0.01808 | 0 | 0 | -0.098582 | 0.1273 | -0.77442
Small Off | Glass-Small Off-GasHt-code to al40-New | 30 | -0.054896 | 0.36192 | -0.01634 | 0 | SmComCAC | 0.17 | 0 | -0.059082 | 0 | -3.9674e-05 |  |  | 0.28444 | 0 | 0 | -0.22206 | 0 | 0 | 0.28444 | -0.22206 | 0.062379 | 0 | 0 | -354.2518 | 276.5638 | -77.688 | -0.042844 | 0 | -0.0051707 | -0.048015 | 0.28444 | -0.1688 | -0.010784 | 0 | 0 | -0.058798 | 0.062379 | -0.9426
Big Box | Glass-Big Box-GasHt-code to al40-New | 30 | 0.0059731 | 0.041006 | -0.0012404 | 0 | SmComCAC | 0.17 | 0 | 0.0064285 | 0 | 4.3168e-06 |  |  | 0.032228 | 0 | 0 | -0.016858 | 0 | 0 | 0.032228 | -0.016858 | 0.015371 | 0 | 0 | 368.8885 | -192.9537 | 175.9348 | 0.0046617 | 0 | 0.00056261 | 0.0052243 | 0.032228 | 0.1621 | 0.0011733 | 0 | 0 | 0.0063976 | 0.015371 | 0.41622
Small Box | Glass-Small Box-GasHt-code to al40-New | 30 | -0.012743 | 0.092904 | -0.0033555 | 0 | SmComCAC | 0.17 | 0 | -0.013714 | 0 | -9.2093e-06 |  |  | 0.073016 | 0 | 0 | -0.045603 | 0 | 0 | 0.073016 | -0.045603 | 0.027413 | 0 | 0 | -391.7506 | 244.6712 | -147.0793 | -0.0099452 | 0 | -0.0012003 | -0.011145 | 0.073016 | -0.15264 | -0.0025031 | 0 | 0 | -0.013649 | 0.027413 | -0.49788
High End | Glass-High End-GasHt-code to al40-New | 30 | -0.010182 | 0.076585 | -0.0027661 | 0 | SmComCAC | 0.17 | 0 | -0.010958 | 0 | -7.3586e-06 |  |  | 0.060191 | 0 | 0 | -0.037593 | 0 | 0 | 0.060191 | -0.037593 | 0.022598 | 0 | 0 | -404.1598 | 252.4215 | -151.7383 | -0.0079466 | 0 | -0.00095905 | -0.0089057 | 0.060191 | -0.14796 | -0.0020001 | 0 | 0 | -0.010906 | 0.022598 | -0.4826
Anchor | Glass-Anchor-GasHt-code to al40-New | 30 | 0.002785 | 0.019193 | -0.00058058 | 0 | SmComCAC | 0.17 | 0 | 0.0029974 | 0 | 2.0127e-06 |  |  | 0.015085 | 0 | 0 | -0.0078902 | 0 | 0 | 0.015085 | -0.0078902 | 0.0071943 | 0 | 0 | 370.3098 | -193.6972 | 176.6127 | 0.0021736 | 0 | 0.00026232 | 0.0024359 | 0.015085 | 0.16148 | 0.00054707 | 0 | 0 | 0.002983 | 0.0071943 | 0.41463
K-12 | Glass-K-12-GasHt-code to al40-New | 30 | 0.040311 | 0.58106 | -0.015871 | 0 | SmComCAC | 0.17 | 0 | 0.043385 | 0 | 2.9133e-05 |  |  | 0.45667 | 0 | 0 | -0.2157 | 0 | 0 | 0.45667 | -0.2157 | 0.24097 | 0 | 0 | 774.5286 | -365.8272 | 408.7013 | 0.031461 | 0 | 0.0037969 | 0.035258 | 0.45667 | 0.077206 | 0.0079185 | 0 | 0 | 0.043176 | 0.24097 | 0.17917
University | Glass-University-GasHt-code to al40-New | 30 | 0.052381 | 0.59802 | -0.030887 | 0 | SmComCAC | 0.17 | 0 | 0.056375 | 0 | 3.7856e-05 |  |  | 0.47 | 0 | 0 | -0.41977 | 0 | 0 | 0.47 | -0.41977 | 0.050235 | 0 | 0 | 613.4595 | -547.8923 | 65.5672 | 0.040881 | 0 | 0.0049338 | 0.045815 | 0.47 | 0.097477 | 0.010289 | 0 | 0 | 0.056104 | 0.050235 | 1.1168
Warehouse | Glass-Warehouse-GasHt-code to al40-New | 30 | 7.0106e-06 | 0.23369 | -1.055e-05 | 0 | SmComCAC | 0.17 | 0 | 7.5452e-06 | 0 | 5.0666e-09 |  |  | 0.18366 | 0 | 0 | -0.00014338 | 0 | 0 | 0.18366 | -0.00014338 | 0.18352 | 0 | 0 | 1791097.25 | -1398.3068 | 1789699.0013 | 5.4715e-06 | 0 | 6.6034e-07 | 6.1318e-06 | 0.18366 | 3.3386e-05 | 1.3771e-06 | 0 | 0 | 7.5089e-06 | 0.18352 | 4.0917e-05
Supermarket | Glass-Supermarket-GasHt-code to al40-New | 30 | 0.0063078 | 0.012296 | -0.00036639 | 0 | SmComCAC | 0.17 | 0 | 0.0067887 | 0 | 4.5586e-06 |  |  | 0.0096636 | 0 | 0 | -0.0049793 | 0 | 0 | 0.0096636 | -0.0049793 | 0.0046843 | 0 | 0 | 104.7425 | -53.9697 | 50.7728 | 0.0049229 | 0 | 0.00059413 | 0.0055171 | 0.0096636 | 0.57091 | 0.0012391 | 0 | 0 | 0.0067561 | 0.0046843 | 1.4423
MIniMart | Glass-MIniMart-GasHt-code to al40-New | 30 | 0.018375 | 0.036787 | -0.0010962 | 0 | SmComCAC | 0.17 | 0 | 0.019776 | 0 | 1.328e-05 |  |  | 0.028912 | 0 | 0 | -0.014897 | 0 | 0 | 0.028912 | -0.014897 | 0.014015 | 0 | 0 | 107.5734 | -55.4284 | 52.145 | 0.014341 | 0 | 0.0017308 | 0.016072 | 0.028912 | 0.55588 | 0.0036095 | 0 | 0 | 0.019681 | 0.014015 | 1.4043
Restaurant | Glass-Restaurant-GasHt-code to al40-New | 30 | 0.0045014 | 0.074868 | -0.0023661 | 0 | SmComCAC | 0.17 | 0 | 0.0048446 | 0 | 3.2532e-06 |  |  | 0.058841 | 0 | 0 | -0.032156 | 0 | 0 | 0.058841 | -0.032156 | 0.026685 | 0 | 0 | 893.6868 | -488.3899 | 405.2969 | 0.0035132 | 0 | 0.00042399 | 0.0039372 | 0.058841 | 0.066912 | 0.00088424 | 0 | 0 | 0.0048214 | 0.026685 | 0.18068
Lodging | Glass-Lodging-GasHt-code to al40-New | 30 | 0.0045837 | 0.09264 | -0.0034296 | 0 | SmComCAC | 0.17 | 0 | 0.0049333 | 0 | 3.3127e-06 |  |  | 0.072808 | 0 | 0 | -0.04661 | 0 | 0 | 0.072808 | -0.04661 | 0.026198 | 0 | 0 | 1085.9706 | -695.2087 | 390.7619 | 0.0035774 | 0 | 0.00043175 | 0.0040092 | 0.072808 | 0.055064 | 0.00090041 | 0 | 0 | 0.0049096 | 0.026198 | 0.1874
Hospital | Glass-Hospital-GasHt-code to al40-New | 30 | 0.055707 | 0.62052 | -0.031377 | 0 | SmComCAC | 0.17 | 0 | 0.059955 | 0 | 4.026e-05 |  |  | 0.48768 | 0 | 0 | -0.42642 | 0 | 0 | 0.48768 | -0.42642 | 0.061262 | 0 | 0 | 598.5287 | -523.3429 | 75.1859 | 0.043477 | 0 | 0.0052471 | 0.048724 | 0.48768 | 0.099909 | 0.010943 | 0 | 0 | 0.059667 | 0.061262 | 0.97397
OtherHealth | Glass-OtherHealth-GasHt-code to al40-New | 30 | 0.13465 | 0.49386 | -0.02631 | 0 | SmComCAC | 0.17 | 0 | 0.14492 | 0 | 9.7313e-05 |  |  | 0.38814 | 0 | 0 | -0.35757 | 0 | 0 | 0.38814 | -0.35757 | 0.030576 | 0 | 0 | 197.0765 | -181.5517 | 15.5249 | 0.10509 | 0 | 0.012683 | 0.11777 | 0.38814 | 0.30343 | 0.02645 | 0 | 0 | 0.14422 | 0.030576 | 4.7168
Other | Glass-Other-GasHt-code to al40-New | 30 | 0.041471 | 1.225 | -0.045351 | 0 | SmComCAC | 0.17 | 0 | 0.044633 | 0 | 2.9971e-05 |  |  | 0.96276 | 0 | 0 | -0.61633 | 0 | 0 | 0.96276 | -0.61633 | 0.34643 | 0 | 0 | 1587.1877 | -1016.0741 | 571.1137 | 0.032367 | 0 | 0.0039062 | 0.036273 | 0.96276 | 0.037676 | 0.0081464 | 0 | 0 | 0.044419 | 0.34643 | 0.12822
Large Off | Glass-Large Off-GasHt-code to al36-New | 30 | -0.00076172 | 0.026266 | -0.00048917 | 0 | SmComCAC | 0.17 | 0 | -0.0008198 | 0 | -5.505e-07 |  |  | 0.020643 | 0 | 0 | -0.006648 | 0 | 0 | 0.020643 | -0.006648 | 0.013995 | 0 | 0 | -1852.8593 | 596.6912 | -1256.1681 | -0.00059449 | 0 | -7.1747e-05 | -0.00066624 | 0.020643 | -0.032274 | -0.00014963 | 0 | 0 | -0.00081586 | 0.013995 | -0.058295
Medium Off | Glass-Medium Off-GasHt-code to al36-New | 30 | -0.0007428 | 0.025614 | -0.00047702 | 0 | SmComCAC | 0.17 | 0 | -0.00079944 | 0 | -5.3683e-07 |  |  | 0.020131 | 0 | 0 | -0.0064829 | 0 | 0 | 0.020131 | -0.0064829 | 0.013648 | 0 | 0 | -1852.8593 | 596.6912 | -1256.168 | -0.00057973 | 0 | -6.9966e-05 | -0.00064969 | 0.020131 | -0.032274 | -0.00014591 | 0 | 0 | -0.0007956 | 0.013648 | -0.058295
Small Off | Glass-Small Off-GasHt-code to al36-New | 30 | -0.0010979 | 0.014477 | -0.00024673 | 0 | SmComCAC | 0.17 | 0 | -0.0011816 | 0 | -7.9347e-07 |  |  | 0.011378 | 0 | 0 | -0.0033532 | 0 | 0 | 0.011378 | -0.0033532 | 0.0080246 | 0 | 0 | -708.5037 | 208.8057 | -499.698 | -0.00085688 | 0 | -0.00010341 | -0.00096029 | 0.011378 | -0.084401 | -0.00021567 | 0 | 0 | -0.001176 | 0.0080246 | -0.14655
Big Box | Glass-Big Box-GasHt-code to al36-New | 30 | 6.4475e-05 | 0.0013299 | -1.5011e-05 | 0 | SmComCAC | 0.17 | 0 | 6.9391e-05 | 0 | 4.6596e-08 |  |  | 0.0010452 | 0 | 0 | -0.000204 | 0 | 0 | 0.0010452 | -0.000204 | 0.00084123 | 0 | 0 | 1108.3654 | -216.3247 | 892.0407 | 5.032e-05 | 0 | 6.0729e-06 | 5.6393e-05 | 0.0010452 | 0.053952 | 1.2665e-05 | 0 | 0 | 6.9058e-05 | 0.00084123 | 0.082091
Small Box | Glass-Small Box-GasHt-code to al36-New | 30 | -0.00017511 | 0.0037162 | -5.0752e-05 | 0 | SmComCAC | 0.17 | 0 | -0.00018846 | 0 | -1.2655e-07 |  |  | 0.0029206 | 0 | 0 | -0.00068974 | 0 | 0 | 0.0029206 | -0.00068974 | 0.0022309 | 0 | 0 | -1140.3068 | 269.2963 | -871.0105 | -0.00013667 | 0 | -1.6494e-05 | -0.00015316 | 0.0029206 | -0.052441 | -3.4398e-05 | 0 | 0 | -0.00018756 | 0.0022309 | -0.084073
High End | Glass-High End-GasHt-code to al36-New | 30 | -0.00013992 | 0.0030634 | -4.1838e-05 | 0 | SmComCAC | 0.17 | 0 | -0.00015059 | 0 | -1.0112e-07 |  |  | 0.0024076 | 0 | 0 | -0.00056859 | 0 | 0 | 0.0024076 | -0.00056859 | 0.001839 | 0 | 0 | -1176.4275 | 277.8266 | -898.6009 | -0.0001092 | 0 | -1.3179e-05 | -0.00012238 | 0.0024076 | -0.050831 | -2.7485e-05 | 0 | 0 | -0.00014987 | 0.001839 | -0.081492
Anchor | Glass-Anchor-GasHt-code to al36-New | 30 | 2.5279e-05 | 0.00052345 | -5.9082e-06 | 0 | SmComCAC | 0.17 | 0 | 2.7207e-05 | 0 | 1.8269e-08 |  |  | 0.0004114 | 0 | 0 | -8.0294e-05 | 0 | 0 | 0.0004114 | -8.0294e-05 | 0.0003311 | 0 | 0 | 1112.636 | -217.1583 | 895.4777 | 1.9729e-05 | 0 | 2.3811e-06 | 2.211e-05 | 0.0004114 | 0.053745 | 4.9658e-06 | 0 | 0 | 2.7076e-05 | 0.0003311 | 0.081776
K-12 | Glass-K-12-GasHt-code to al36-New | 30 | 0.00061665 | 0.023242 | -0.00024004 | 0 | SmComCAC | 0.17 | 0 | 0.00066367 | 0 | 4.4565e-07 |  |  | 0.018267 | 0 | 0 | -0.0032622 | 0 | 0 | 0.018267 | -0.0032622 | 0.015005 | 0 | 0 | 2025.269 | -361.6823 | 1663.5868 | 0.00048127 | 0 | 5.8083e-05 | 0.00053935 | 0.018267 | 0.029526 | 0.00012113 | 0 | 0 | 0.00066048 | 0.015005 | 0.044018
University | Glass-University-GasHt-code to al36-New | 30 | 0.00058491 | 0.01631 | -0.00032142 | 0 | SmComCAC | 0.17 | 0 | 0.00062951 | 0 | 4.2272e-07 |  |  | 0.012818 | 0 | 0 | -0.0043682 | 0 | 0 | 0.012818 | -0.0043682 | 0.0084502 | 0 | 0 | 1498.3038 | -510.5842 | 987.7196 | 0.0004565 | 0 | 5.5093e-05 | 0.00051159 | 0.012818 | 0.039911 | 0.0001149 | 0 | 0 | 0.00062649 | 0.0084502 | 0.074139
Warehouse | Glass-Warehouse-GasHt-code to al36-New | 30 | 7.0106e-08 | 0.0093475 | -1.055e-07 | 0 | SmComCAC | 0.17 | 0 | 7.5452e-08 | 0 | 5.0666e-11 |  |  | 0.0073465 | 0 | 0 | -1.4338e-06 | 0 | 0 | 0.0073465 | -1.4338e-06 | 0.007345 | 0 | 0 | 7164389 | -1398.3068 | 7162990.9256 | 5.4715e-08 | 0 | 6.6034e-09 | 6.1318e-08 | 0.0073465 | 8.3466e-06 | 1.3771e-08 | 0 | 0 | 7.5089e-08 | 0.007345 | 1.0223e-05
Supermarket | Glass-Supermarket-GasHt-code to al36-New | 30 | 9.3331e-05 | 0.00049183 | -5.6068e-06 | 0 | SmComCAC | 0.17 | 0 | 0.00010045 | 0 | 6.7451e-08 |  |  | 0.00038655 | 0 | 0 | -7.6198e-05 | 0 | 0 | 0.00038655 | -7.6198e-05 | 0.00031035 | 0 | 0 | 283.1588 | -55.8181 | 227.3407 | 7.2841e-05 | 0 | 8.791e-06 | 8.1632e-05 | 0.00038655 | 0.21118 | 1.8334e-05 | 0 | 0 | 9.9966e-05 | 0.00031035 | 0.32211
MIniMart | Glass-MIniMart-GasHt-code to al36-New | 30 | 0.00027188 | 0.0014715 | -1.6775e-05 | 0 | SmComCAC | 0.17 | 0 | 0.00029261 | 0 | 1.9649e-07 |  |  | 0.0011565 | 0 | 0 | -0.00022797 | 0 | 0 | 0.0011565 | -0.00022797 | 0.00092851 | 0 | 0 | 290.8117 | -57.3267 | 233.4851 | 0.00021219 | 0 | 2.5609e-05 | 0.0002378 | 0.0011565 | 0.20563 | 5.3408e-05 | 0 | 0 | 0.00029121 | 0.00092851 | 0.31363
Restaurant | Glass-Restaurant-GasHt-code to al36-New | 30 | 4.5014e-05 | 0.0029947 | -3.6167e-05 | 0 | SmComCAC | 0.17 | 0 | 4.8446e-05 | 0 | 3.2532e-08 |  |  | 0.0023536 | 0 | 0 | -0.00049152 | 0 | 0 | 0.0023536 | -0.00049152 | 0.0018621 | 0 | 0 | 3574.7473 | -746.5388 | 2828.2085 | 3.5132e-05 | 0 | 4.2399e-06 | 3.9372e-05 | 0.0023536 | 0.016728 | 8.8424e-06 | 0 | 0 | 4.8214e-05 | 0.0018621 | 0.025892
Lodging | Glass-Lodging-GasHt-code to al36-New | 30 | 5.8672e-05 | 0.0037056 | -5.1619e-05 | 0 | SmComCAC | 0.17 | 0 | 6.3146e-05 | 0 | 4.2402e-08 |  |  | 0.0029123 | 0 | 0 | -0.00070152 | 0 | 0 | 0.0029123 | -0.00070152 | 0.0022108 | 0 | 0 | 3393.658 | -817.4575 | 2576.2005 | 4.5791e-05 | 0 | 5.5264e-06 | 5.1317e-05 | 0.0029123 | 0.017621 | 1.1525e-05 | 0 | 0 | 6.2843e-05 | 0.0022108 | 0.028425
Hospital | Glass-Hospital-GasHt-code to al36-New | 30 | 0.00061294 | 0.016923 | -0.00032663 | 0 | SmComCAC | 0.17 | 0 | 0.00065967 | 0 | 4.4297e-07 |  |  | 0.0133 | 0 | 0 | -0.004439 | 0 | 0 | 0.0133 | -0.004439 | 0.0088614 | 0 | 0 | 1483.5664 | -495.1382 | 988.4282 | 0.00047837 | 0 | 5.7733e-05 | 0.0005361 | 0.0133 | 0.040307 | 0.0001204 | 0 | 0 | 0.00065651 | 0.0088614 | 0.074086
OtherHealth | Glass-OtherHealth-GasHt-code to al36-New | 30 | 0.0019752 | 0.019755 | -0.00039465 | 0 | SmComCAC | 0.17 | 0 | 0.0021258 | 0 | 1.4275e-06 |  |  | 0.015526 | 0 | 0 | -0.0053635 | 0 | 0 | 0.015526 | -0.0053635 | 0.010162 | 0 | 0 | 537.3964 | -185.6484 | 351.748 | 0.0015416 | 0 | 0.00018605 | 0.0017276 | 0.015526 | 0.11127 | 0.000388 | 0 | 0 | 0.0021156 | 0.010162 | 0.20818
Other | Glass-Other-GasHt-code to al36-New | 30 | 0.0004304 | 0.03973 | -0.00055343 | 0 | SmComCAC | 0.17 | 0 | 0.00046322 | 0 | 3.1106e-07 |  |  | 0.031225 | 0 | 0 | -0.0075213 | 0 | 0 | 0.031225 | -0.0075213 | 0.023703 | 0 | 0 | 4959.9619 | -1194.7457 | 3765.2161 | 0.00033591 | 0 | 4.054e-05 | 0.00037645 | 0.031225 | 0.012056 | 8.4547e-05 | 0 | 0 | 0.000461 | 0.023703 | 0.019449
Large Off | Glass-Large Off-HtPmpHt-code to al45-New | 30 | 0.0017939 | 0.0017771 | 0 | 0 | ExCOMM | 0.47693 | 0.46383 | 0.0019307 | 2.1434e-07 | 4.6212e-07 |  |  | 0.0013967 | 0 | 0 | 0 | 0 | 0 | 0.0013967 | 0 | 0.0013967 | 0 | 0 | 53.2304 | 0 | 53.2304 | 0.00099498 | 8.739e-06 | 0.00011054 | 0.0011127 | 0.0013967 | 0.79668 | 0.00012561 | 0 | 0 | 0.0012383 | 0.0013967 | 0.88661
Medium Off | Glass-Medium Off-HtPmpHt-code to al45-New | 30 | 0.0016851 | 0.0016693 | 0 | 0 | ExCOMM | 0.47693 | 0.46383 | 0.0018136 | 2.0135e-07 | 4.3409e-07 |  |  | 0.001312 | 0 | 0 | 0 | 0 | 0 | 0.001312 | 0 | 0.001312 | 0 | 0 | 53.2304 | 0 | 53.2304 | 0.00093464 | 8.2091e-06 | 0.00010384 | 0.0010452 | 0.001312 | 0.79668 | 0.00011799 | 0 | 0 | 0.0011632 | 0.001312 | 0.88661
Small Off | Glass-Small Off-HtPmpHt-code to al45-New | 30 | -0.00063612 | 0.00074393 | 0 | 0 | ExCOMM | 0.47693 | 0.46383 | -0.00068462 | -7.6007e-08 | -1.6387e-07 |  |  | 0.00058468 | 0 | 0 | 0 | 0 | 0 | 0.00058468 | 0 | 0.00058468 | 0 | 0 | -62.8397 | 0 | -62.8397 | -0.00035282 | -3.0989e-06 | -3.9198e-05 | -0.00039457 | 0.00058468 | -0.67485 | -4.4541e-05 | 0 | 0 | -0.00043911 | 0.00058468 | -0.75103
Big Box | Glass-Big Box-HtPmpHt-code to al45-New | 30 | 6.8334e-05 | 4.4758e-05 | 0 | 0 | ExCOMM | 0.47693 | 0.46383 | 7.3545e-05 | 8.165e-09 | 1.7603e-08 |  |  | 3.5176e-05 | 0 | 0 | 0 | 0 | 0 | 3.5176e-05 | 0 | 3.5176e-05 | 0 | 0 | 35.1941 | 0 | 35.1941 | 3.7902e-05 | 3.3289e-07 | 4.2108e-06 | 4.2386e-05 | 3.5176e-05 | 1.205 | 4.7847e-06 | 0 | 0 | 4.7171e-05 | 3.5176e-05 | 1.341
Small Box | Glass-Small Box-HtPmpHt-code to al45-New | 30 | -6.0151e-05 | 9.5214e-05 | 0 | 0 | ExCOMM | 0.47693 | 0.46383 | -6.4737e-05 | -7.1872e-09 | -1.5495e-08 |  |  | 7.4831e-05 | 0 | 0 | 0 | 0 | 0 | 7.4831e-05 | 0 | 7.4831e-05 | 0 | 0 | -85.0551 | 0 | -85.0551 | -3.3363e-05 | -2.9303e-07 | -3.7065e-06 | -3.731e-05 | 7.4831e-05 | -0.49859 | -4.2117e-06 | 0 | 0 | -4.1522e-05 | 7.4831e-05 | -0.55487
High End | Glass-High End-HtPmpHt-code to al45-New | 30 | -3.0252e-05 | 4.8048e-05 | 0 | 0 | ExCOMM | 0.47693 | 0.46383 | -3.2559e-05 | -3.6147e-09 | -7.7932e-09 |  |  | 3.7763e-05 | 0 | 0 | 0 | 0 | 0 | 3.7763e-05 | 0 | 3.7763e-05 | 0 | 0 | -85.3413 | 0 | -85.3413 | -1.678e-05 | -1.4738e-07 | -1.8642e-06 | -1.8765e-05 | 3.7763e-05 | -0.49692 | -2.1183e-06 | 0 | 0 | -2.0883e-05 | 3.7763e-05 | -0.55301
Anchor | Glass-Anchor-HtPmpHt-code to al45-New | 30 | 5.6832e-05 | 3.7233e-05 | 0 | 0 | ExCOMM | 0.47693 | 0.46383 | 6.1166e-05 | 6.7906e-09 | 1.464e-08 |  |  | 2.9263e-05 | 0 | 0 | 0 | 0 | 0 | 2.9263e-05 | 0 | 2.9263e-05 | 0 | 0 | 35.2027 | 0 | 35.2027 | 3.1522e-05 | 2.7686e-07 | 3.502e-06 | 3.5252e-05 | 2.9263e-05 | 1.2047 | 3.9794e-06 | 0 | 0 | 3.9231e-05 | 2.9263e-05 | 1.3407
K-12 | Glass-K-12-HtPmpHt-code to al45-New | 30 | -6.3627e-05 | 0.00038389 | 0 | 0 | ExCOMM | 0.47693 | 0.46383 | -6.8479e-05 | -7.6026e-09 | -1.6391e-08 |  |  | 0.00030171 | 0 | 0 | 0 | 0 | 0 | 0.00030171 | 0 | 0.00030171 | 0 | 0 | -324.1937 | 0 | -324.1937 | -3.5291e-05 | -3.0996e-07 | -3.9208e-06 | -3.9467e-05 | 0.00030171 | -0.13081 | -4.4551e-06 | 0 | 0 | -4.3922e-05 | 0.00030171 | -0.14558
University | Glass-University-HtPmpHt-code to al45-New | 30 | 0.00010289 | 0.00023256 | 0 | 0 | ExCOMM | 0.47693 | 0.46383 | 0.00011074 | 1.2294e-08 | 2.6505e-08 |  |  | 0.00018278 | 0 | 0 | 0 | 0 | 0 | 0.00018278 | 0 | 0.00018278 | 0 | 0 | 121.4538 | 0 | 121.4538 | 5.7068e-05 | 5.0123e-07 | 6.3401e-06 | 6.382e-05 | 0.00018278 | 0.34917 | 7.2043e-06 | 0 | 0 | 7.1024e-05 | 0.00018278 | 0.38858
Warehouse | Glass-Warehouse-HtPmpHt-code to al45-New | 30 | 3.3689e-08 | 0.00012957 | 0 | 0 | ExCOMM | 0.47693 | 0.46383 | 3.6258e-08 | 4.0254e-12 | 8.6785e-12 |  |  | 0.00010184 | 0 | 0 | 0 | 0 | 0 | 0.00010184 | 0 | 0.00010184 | 0 | 0 | 206665.0781 | 0 | 206665.074 | 1.8686e-08 | 1.6412e-10 | 2.0759e-09 | 2.0897e-08 | 0.00010184 | 0.0002052 | 2.3589e-09 | 0 | 0 | 2.3255e-08 | 0.00010184 | 0.00022836
Supermarket | Glass-Supermarket-HtPmpHt-code to al45-New | 30 | -9.5695e-06 | 1.5824e-05 | 0 | 0 | ExCOMM | 0.47693 | 0.46383 | -1.0299e-05 | -1.1434e-09 | -2.4652e-09 |  |  | 1.2436e-05 | 0 | 0 | 0 | 0 | 0 | 1.2436e-05 | 0 | 1.2436e-05 | 0 | 0 | -88.85 | 0 | -88.85 | -5.3077e-06 | -4.6618e-08 | -5.8968e-07 | -5.9357e-06 | 1.2436e-05 | -0.47729 | -6.7005e-07 | 0 | 0 | -6.6058e-06 | 1.2436e-05 | -0.53117
MIniMart | Glass-MIniMart-HtPmpHt-code to al45-New | 30 | -6.6432e-06 | 1.0806e-05 | 0 | 0 | ExCOMM | 0.47693 | 0.46383 | -7.1497e-06 | -7.9376e-10 | -1.7113e-09 |  |  | 8.4928e-06 | 0 | 0 | 0 | 0 | 0 | 8.4928e-06 | 0 | 8.4928e-06 | 0 | 0 | -87.4048 | 0 | -87.4048 | -3.6846e-06 | -3.2362e-08 | -4.0936e-07 | -4.1206e-06 | 8.4928e-06 | -0.48518 | -4.6515e-07 | 0 | 0 | -4.5857e-06 | 8.4928e-06 | -0.53995
Restaurant | Glass-Restaurant-HtPmpHt-code to al45-New | 30 | -4.3082e-05 | 4.8364e-05 | 0 | 0 | ExCOMM | 0.47693 | 0.46383 | -4.6367e-05 | -5.1477e-09 | -1.1098e-08 |  |  | 3.801e-05 | 0 | 0 | 0 | 0 | 0 | 3.801e-05 | 0 | 3.801e-05 | 0 | 0 | -60.3207 | 0 | -60.3207 | -2.3895e-05 | -2.0988e-07 | -2.6547e-06 | -2.6723e-05 | 3.801e-05 | -0.70303 | -3.0166e-06 | 0 | 0 | -2.9739e-05 | 3.801e-05 | -0.78239
Lodging | Glass-Lodging-HtPmpHt-code to al45-New | 30 | -9.2925e-05 | 0.00030369 | 0 | 0 | ExCOMM | 0.47693 | 0.46383 | -0.00010001 | -1.1103e-08 | -2.3938e-08 |  |  | 0.00023868 | 0 | 0 | 0 | 0 | 0 | 0.00023868 | 0 | 0.00023868 | 0 | 0 | -175.6061 | 0 | -175.6061 | -5.1541e-05 | -4.5269e-07 | -5.7261e-06 | -5.7639e-05 | 0.00023868 | -0.24149 | -6.5066e-06 | 0 | 0 | -6.4146e-05 | 0.00023868 | -0.26875
Hospital | Glass-Hospital-HtPmpHt-code to al45-New | 30 | 1.9821e-05 | 2.2035e-05 | 0 | 0 | ExCOMM | 0.47693 | 0.46383 | 2.1332e-05 | 2.3683e-09 | 5.106e-09 |  |  | 1.7318e-05 | 0 | 0 | 0 | 0 | 0 | 1.7318e-05 | 0 | 1.7318e-05 | 0 | 0 | 59.7362 | 0 | 59.7362 | 1.0994e-05 | 9.6559e-08 | 1.2214e-06 | 1.2294e-05 | 1.7318e-05 | 0.70991 | 1.3878e-06 | 0 | 0 | 1.3682e-05 | 1.7318e-05 | 0.79005
OtherHealth | Glass-OtherHealth-HtPmpHt-code to al45-New | 30 | 0.00024211 | 0.0003089 | 0 | 0 | ExCOMM | 0.47693 | 0.46383 | 0.00026057 | 2.8928e-08 | 6.2368e-08 |  |  | 0.00024277 | 0 | 0 | 0 | 0 | 0 | 0.00024277 | 0 | 0.00024277 | 0 | 0 | 68.5573 | 0 | 68.5573 | 0.00013428 | 1.1794e-06 | 1.4919e-05 | 0.00015017 | 0.00024277 | 0.61857 | 1.6952e-05 | 0 | 0 | 0.00016712 | 0.00024277 | 0.6884
Other | Glass-Other-HtPmpHt-code to al45-New | 30 | -0.00027163 | 0.00086098 | 0 | 0 | ExCOMM | 0.47693 | 0.46383 | -0.00029234 | -3.2456e-08 | -6.9973e-08 |  |  | 0.00067667 | 0 | 0 | 0 | 0 | 0 | 0.00067667 | 0 | 0.00067667 | 0 | 0 | -170.3182 | 0 | -170.3182 | -0.00015066 | -1.3232e-06 | -1.6738e-05 | -0.00016848 | 0.00067667 | -0.24899 | -1.9019e-05 | 0 | 0 | -0.0001875 | 0.00067667 | -0.2771
Large Off | Glass-Large Off-HtPmpHt-code to al40-New | 30 | 1.2942 | 0.52128 | 0 | 0 | ExCOMM | 0.47693 | 0.46383 | 1.3928 | 0.00015463 | 0.00033338 |  |  | 0.40969 | 0 | 0 | 0 | 0 | 0 | 0.40969 | 0 | 0.40969 | 0 | 0 | 21.6436 | 0 | 21.6436 | 0.7178 | 0.0063045 | 0.079747 | 0.80273 | 0.40969 | 1.9594 | 0.090616 | 0 | 0 | 0.89335 | 0.40969 | 2.1805
Medium Off | Glass-Medium Off-HtPmpHt-code to al40-New | 30 | 1.2157 | 0.48967 | 0 | 0 | ExCOMM | 0.47693 | 0.46383 | 1.3084 | 0.00014526 | 0.00031317 |  |  | 0.38485 | 0 | 0 | 0 | 0 | 0 | 0.38485 | 0 | 0.38485 | 0 | 0 | 21.6436 | 0 | 21.6436 | 0.67428 | 0.0059222 | 0.074911 | 0.75406 | 0.38485 | 1.9594 | 0.085121 | 0 | 0 | 0.83918 | 0.38485 | 2.1805
Small Off | Glass-Small Off-HtPmpHt-code to al40-New | 30 | 0.3152 | 0.14879 | 0 | 0 | ExCOMM | 0.47693 | 0.46383 | 0.33924 | 3.7662e-05 | 8.1199e-05 |  |  | 0.11694 | 0 | 0 | 0 | 0 | 0 | 0.11694 | 0 | 0.11694 | 0 | 0 | 25.3636 | 0 | 25.3636 | 0.17483 | 0.0015355 | 0.019423 | 0.19551 | 0.11694 | 1.672 | 0.02207 | 0 | 0 | 0.21758 | 0.11694 | 1.8607
Big Box | Glass-Big Box-HtPmpHt-code to al40-New | 30 | 0.039435 | 0.01104 | 0 | 0 | ExCOMM | 0.47693 | 0.46383 | 0.042442 | 4.7119e-06 | 1.0159e-05 |  |  | 0.0086769 | 0 | 0 | 0 | 0 | 0 | 0.0086769 | 0 | 0.0086769 | 0 | 0 | 15.0431 | 0 | 15.0431 | 0.021873 | 0.00019211 | 0.00243 | 0.024461 | 0.0086769 | 2.8191 | 0.0027612 | 0 | 0 | 0.027222 | 0.0086769 | 3.1373
Small Box | Glass-Small Box-HtPmpHt-code to al40-New | 30 | 0.017322 | 0.019043 | 0 | 0 | ExCOMM | 0.47693 | 0.46383 | 0.018643 | 2.0697e-06 | 4.4623e-06 |  |  | 0.014966 | 0 | 0 | 0 | 0 | 0 | 0.014966 | 0 | 0.014966 | 0 | 0 | 59.0706 | 0 | 59.0706 | 0.0096077 | 8.4385e-05 | 0.0010674 | 0.010744 | 0.014966 | 0.71791 | 0.0012129 | 0 | 0 | 0.011957 | 0.014966 | 0.79895
High End | Glass-High End-HtPmpHt-code to al40-New | 30 | 0.0085698 | 0.0096097 | 0 | 0 | ExCOMM | 0.47693 | 0.46383 | 0.0092233 | 1.024e-06 | 2.2076e-06 |  |  | 0.0075525 | 0 | 0 | 0 | 0 | 0 | 0.0075525 | 0 | 0.0075525 | 0 | 0 | 60.253 | 0 | 60.253 | 0.0047533 | 4.1748e-05 | 0.00052808 | 0.0053156 | 0.0075525 | 0.70382 | 0.00060005 | 0 | 0 | 0.0059157 | 0.0075525 | 0.78327
Anchor | Glass-Anchor-HtPmpHt-code to al40-New | 30 | 0.038912 | 0.010922 | 0 | 0 | ExCOMM | 0.47693 | 0.46383 | 0.041879 | 4.6495e-06 | 1.0024e-05 |  |  | 0.0085837 | 0 | 0 | 0 | 0 | 0 | 0.0085837 | 0 | 0.0085837 | 0 | 0 | 15.0816 | 0 | 15.0816 | 0.021583 | 0.00018956 | 0.0023978 | 0.024136 | 0.0085837 | 2.8119 | 0.0027246 | 0 | 0 | 0.026861 | 0.0085837 | 3.1293
K-12 | Glass-K-12-HtPmpHt-code to al40-New | 30 | 0.028341 | 0.076778 | 0 | 0 | ExCOMM | 0.47693 | 0.46383 | 0.030502 | 3.3864e-06 | 7.3009e-06 |  |  | 0.060342 | 0 | 0 | 0 | 0 | 0 | 0.060342 | 0 | 0.060342 | 0 | 0 | 145.5671 | 0 | 145.5671 | 0.015719 | 0.00013806 | 0.0017464 | 0.017579 | 0.060342 | 0.29133 | 0.0019844 | 0 | 0 | 0.019564 | 0.060342 | 0.32421
University | Glass-University-HtPmpHt-code to al40-New | 30 | 0.11784 | 0.068219 | 0 | 0 | ExCOMM | 0.47693 | 0.46383 | 0.12683 | 1.4081e-05 | 3.0357e-05 |  |  | 0.053615 | 0 | 0 | 0 | 0 | 0 | 0.053615 | 0 | 0.053615 | 0 | 0 | 31.1055 | 0 | 31.1055 | 0.065362 | 0.00057408 | 0.0072616 | 0.073096 | 0.053615 | 1.3633 | 0.0082514 | 0 | 0 | 0.081347 | 0.053615 | 1.5172
Warehouse | Glass-Warehouse-HtPmpHt-code to al40-New | 30 | 3.3689e-06 | 0.025915 | 0 | 0 | ExCOMM | 0.47693 | 0.46383 | 3.6258e-06 | 4.0254e-10 | 8.6785e-10 |  |  | 0.020367 | 0 | 0 | 0 | 0 | 0 | 0.020367 | 0 | 0.020367 | 0 | 0 | 413330.1562 | 0 | 413330.148 | 1.8686e-06 | 1.6412e-08 | 2.0759e-07 | 2.0897e-06 | 0.020367 | 0.0001026 | 2.3589e-07 | 0 | 0 | 2.3255e-06 | 0.020367 | 0.00011418
Supermarket | Glass-Supermarket-HtPmpHt-code to al40-New | 30 | 0.0016839 | 0.0031647 | 0 | 0 | ExCOMM | 0.47693 | 0.46383 | 0.0018123 | 2.0121e-07 | 4.338e-07 |  |  | 0.0024872 | 0 | 0 | 0 | 0 | 0 | 0.0024872 | 0 | 0.0024872 | 0 | 0 | 100.9827 | 0 | 100.9827 | 0.000934 | 8.2034e-06 | 0.00010377 | 0.0010445 | 0.0024872 | 0.41995 | 0.00011791 | 0 | 0 | 0.0011624 | 0.0024872 | 0.46735
MIniMart | Glass-MIniMart-HtPmpHt-code to al40-New | 30 | 0.0011197 | 0.0021612 | 0 | 0 | ExCOMM | 0.47693 | 0.46383 | 0.0012051 | 1.3379e-07 | 2.8845e-07 |  |  | 0.0016986 | 0 | 0 | 0 | 0 | 0 | 0.0016986 | 0 | 0.0016986 | 0 | 0 | 103.7115 | 0 | 103.7115 | 0.00062106 | 5.4548e-06 | 6.8998e-05 | 0.00069454 | 0.0016986 | 0.4089 | 7.8403e-05 | 0 | 0 | 0.00077294 | 0.0016986 | 0.45506
Restaurant | Glass-Restaurant-HtPmpHt-code to al40-New | 30 | 0.013606 | 0.0096727 | 0 | 0 | ExCOMM | 0.47693 | 0.46383 | 0.014644 | 1.6258e-06 | 3.5051e-06 |  |  | 0.0076021 | 0 | 0 | 0 | 0 | 0 | 0.0076021 | 0 | 0.0076021 | 0 | 0 | 38.1988 | 0 | 38.1988 | 0.0075467 | 6.6284e-05 | 0.00083843 | 0.0084397 | 0.0076021 | 1.1102 | 0.0009527 | 0 | 0 | 0.0093924 | 0.0076021 | 1.2355
Lodging | Glass-Lodging-HtPmpHt-code to al40-New | 30 | 0.078159 | 0.060738 | 0 | 0 | ExCOMM | 0.47693 | 0.46383 | 0.084119 | 9.3389e-06 | 2.0134e-05 |  |  | 0.047736 | 0 | 0 | 0 | 0 | 0 | 0.047736 | 0 | 0.047736 | 0 | 0 | 41.7565 | 0 | 41.7565 | 0.043351 | 0.00038076 | 0.0048162 | 0.04848 | 0.047736 | 1.0156 | 0.0054726 | 0 | 0 | 0.053953 | 0.047736 | 1.1302
Hospital | Glass-Hospital-HtPmpHt-code to al40-New | 30 | 0.015157 | 0.0064637 | 0 | 0 | ExCOMM | 0.47693 | 0.46383 | 0.016313 | 1.8111e-06 | 3.9047e-06 |  |  | 0.00508 | 0 | 0 | 0 | 0 | 0 | 0.00508 | 0 | 0.00508 | 0 | 0 | 22.9138 | 0 | 22.9138 | 0.0084071 | 7.384e-05 | 0.00093401 | 0.0094018 | 0.00508 | 1.8507 | 0.0010613 | 0 | 0 | 0.010463 | 0.00508 | 2.0597
OtherHealth | Glass-OtherHealth-HtPmpHt-code to al40-New | 30 | 0.1398 | 0.06178 | 0 | 0 | ExCOMM | 0.47693 | 0.46383 | 0.15046 | 1.6705e-05 | 3.6015e-05 |  |  | 0.048555 | 0 | 0 | 0 | 0 | 0 | 0.048555 | 0 | 0.048555 | 0 | 0 | 23.7448 | 0 | 23.7448 | 0.077543 | 0.00068106 | 0.0086148 | 0.086717 | 0.048555 | 1.786 | 0.009789 | 0 | 0 | 0.096506 | 0.048555 | 1.9876
Other | Glass-Other-HtPmpHt-code to al40-New | 30 | 0.21673 | 0.21238 | 0 | 0 | ExCOMM | 0.47693 | 0.46383 | 0.23326 | 2.5897e-05 | 5.5832e-05 |  |  | 0.16691 | 0 | 0 | 0 | 0 | 0 | 0.16691 | 0 | 0.16691 | 0 | 0 | 52.6527 | 0 | 52.6527 | 0.12021 | 0.0010558 | 0.013355 | 0.13443 | 0.16691 | 0.80542 | 0.015175 | 0 | 0 | 0.14961 | 0.16691 | 0.89634
Large Off | Glass-Large Off-HtPmpHt-code to al36-New | 30 | 0.0088238 | 0.014217 | 0 | 0 | ExCOMM | 0.47693 | 0.46383 | 0.0094966 | 1.0543e-06 | 2.2731e-06 |  |  | 0.011173 | 0 | 0 | 0 | 0 | 0 | 0.011173 | 0 | 0.011173 | 0 | 0 | 86.5742 | 0 | 86.5742 | 0.0048941 | 4.2986e-05 | 0.00054373 | 0.0054732 | 0.011173 | 0.48984 | 0.00061784 | 0 | 0 | 0.006091 | 0.011173 | 0.54513
Medium Off | Glass-Medium Off-HtPmpHt-code to al36-New | 30 | 0.0082887 | 0.013355 | 0 | 0 | ExCOMM | 0.47693 | 0.46383 | 0.0089207 | 9.9038e-07 | 2.1352e-06 |  |  | 0.010496 | 0 | 0 | 0 | 0 | 0 | 0.010496 | 0 | 0.010496 | 0 | 0 | 86.5742 | 0 | 86.5742 | 0.0045974 | 4.0379e-05 | 0.00051076 | 0.0051413 | 0.010496 | 0.48984 | 0.00058037 | 0 | 0 | 0.0057217 | 0.010496 | 0.54513
Small Off | Glass-Small Off-HtPmpHt-code to al36-New | 30 | 0.003152 | 0.0059514 | 0 | 0 | ExCOMM | 0.47693 | 0.46383 | 0.0033924 | 3.7662e-07 | 8.1199e-07 |  |  | 0.0046774 | 0 | 0 | 0 | 0 | 0 | 0.0046774 | 0 | 0.0046774 | 0 | 0 | 101.4543 | 0 | 101.4543 | 0.0017483 | 1.5355e-05 | 0.00019423 | 0.0019551 | 0.0046774 | 0.418 | 0.0002207 | 0 | 0 | 0.0021758 | 0.0046774 | 0.46518
Big Box | Glass-Big Box-HtPmpHt-code to al36-New | 30 | 0.00031974 | 0.00035806 | 0 | 0 | ExCOMM | 0.47693 | 0.46383 | 0.00034413 | 3.8205e-08 | 8.2369e-08 |  |  | 0.00028141 | 0 | 0 | 0 | 0 | 0 | 0.00028141 | 0 | 0.00028141 | 0 | 0 | 60.1722 | 0 | 60.1722 | 0.00017735 | 1.5577e-06 | 1.9703e-05 | 0.00019833 | 0.00028141 | 0.70477 | 2.2388e-05 | 0 | 0 | 0.00022072 | 0.00028141 | 0.78432
Small Box | Glass-Small Box-HtPmpHt-code to al36-New | 30 | 0.00017322 | 0.00076171 | 0 | 0 | ExCOMM | 0.47693 | 0.46383 | 0.00018643 | 2.0697e-08 | 4.4623e-08 |  |  | 0.00059865 | 0 | 0 | 0 | 0 | 0 | 0.00059865 | 0 | 0.00059865 | 0 | 0 | 236.2824 | 0 | 236.2824 | 9.6077e-05 | 8.4385e-07 | 1.0674e-05 | 0.00010744 | 0.00059865 | 0.17948 | 1.2129e-05 | 0 | 0 | 0.00011957 | 0.00059865 | 0.19974
High End | Glass-High End-HtPmpHt-code to al36-New | 30 | 8.5698e-05 | 0.00038439 | 0 | 0 | ExCOMM | 0.47693 | 0.46383 | 9.2233e-05 | 1.024e-08 | 2.2076e-08 |  |  | 0.0003021 | 0 | 0 | 0 | 0 | 0 | 0.0003021 | 0 | 0.0003021 | 0 | 0 | 241.012 | 0 | 241.012 | 4.7533e-05 | 4.1748e-07 | 5.2808e-06 | 5.3156e-05 | 0.0003021 | 0.17596 | 6.0005e-06 | 0 | 0 | 5.9157e-05 | 0.0003021 | 0.19582
Anchor | Glass-Anchor-HtPmpHt-code to al36-New | 30 | 0.00026531 | 0.00029787 | 0 | 0 | ExCOMM | 0.47693 | 0.46383 | 0.00028554 | 3.1701e-08 | 6.8346e-08 |  |  | 0.0002341 | 0 | 0 | 0 | 0 | 0 | 0.0002341 | 0 | 0.0002341 | 0 | 0 | 60.3263 | 0 | 60.3263 | 0.00014715 | 1.2925e-06 | 1.6349e-05 | 0.00016457 | 0.0002341 | 0.70297 | 1.8577e-05 | 0 | 0 | 0.00018314 | 0.0002341 | 0.78232
K-12 | Glass-K-12-HtPmpHt-code to al36-New | 30 | 0.00028341 | 0.0030711 | 0 | 0 | ExCOMM | 0.47693 | 0.46383 | 0.00030502 | 3.3864e-08 | 7.3009e-08 |  |  | 0.0024137 | 0 | 0 | 0 | 0 | 0 | 0.0024137 | 0 | 0.0024137 | 0 | 0 | 582.2683 | 0 | 582.2683 | 0.00015719 | 1.3806e-06 | 1.7464e-05 | 0.00017579 | 0.0024137 | 0.072831 | 1.9844e-05 | 0 | 0 | 0.00019564 | 0.0024137 | 0.081053
University | Glass-University-HtPmpHt-code to al36-New | 30 | 0.00080348 | 0.0018605 | 0 | 0 | ExCOMM | 0.47693 | 0.46383 | 0.00086475 | 9.6005e-08 | 2.0698e-07 |  |  | 0.0014622 | 0 | 0 | 0 | 0 | 0 | 0.0014622 | 0 | 0.0014622 | 0 | 0 | 124.422 | 0 | 124.422 | 0.00044565 | 3.9142e-06 | 4.9511e-05 | 0.00049838 | 0.0014622 | 0.34084 | 5.6259e-05 | 0 | 0 | 0.00055464 | 0.0014622 | 0.37931
Warehouse | Glass-Warehouse-HtPmpHt-code to al36-New | 30 | 3.3689e-08 | 0.0010366 | 0 | 0 | ExCOMM | 0.47693 | 0.46383 | 3.6258e-08 | 4.0254e-12 | 8.6785e-12 |  |  | 0.00081468 | 0 | 0 | 0 | 0 | 0 | 0.00081468 | 0 | 0.00081468 | 0 | 0 | 1653320.625 | 0 | 1653320.5921 | 1.8686e-08 | 1.6412e-10 | 2.0759e-09 | 2.0897e-08 | 0.00081468 | 2.565e-05 | 2.3589e-09 | 0 | 0 | 2.3255e-08 | 0.00081468 | 2.8545e-05
Supermarket | Glass-Supermarket-HtPmpHt-code to al36-New | 30 | 1.6839e-05 | 0.00012659 | 0 | 0 | ExCOMM | 0.47693 | 0.46383 | 1.8123e-05 | 2.0121e-09 | 4.338e-09 |  |  | 9.949e-05 | 0 | 0 | 0 | 0 | 0 | 9.949e-05 | 0 | 9.949e-05 | 0 | 0 | 403.931 | 0 | 403.931 | 9.34e-06 | 8.2034e-08 | 1.0377e-06 | 1.0445e-05 | 9.949e-05 | 0.10499 | 1.1791e-06 | 0 | 0 | 1.1624e-05 | 9.949e-05 | 0.11684
MIniMart | Glass-MIniMart-HtPmpHt-code to al36-New | 30 | 1.1197e-05 | 8.6449e-05 | 0 | 0 | ExCOMM | 0.47693 | 0.46383 | 1.2051e-05 | 1.3379e-09 | 2.8845e-09 |  |  | 6.7943e-05 | 0 | 0 | 0 | 0 | 0 | 6.7943e-05 | 0 | 6.7943e-05 | 0 | 0 | 414.8459 | 0 | 414.8459 | 6.2106e-06 | 5.4548e-08 | 6.8998e-07 | 6.9454e-06 | 6.7943e-05 | 0.10222 | 7.8403e-07 | 0 | 0 | 7.7294e-06 | 6.7943e-05 | 0.11376
Restaurant | Glass-Restaurant-HtPmpHt-code to al36-New | 30 | 0.00013606 | 0.00038691 | 0 | 0 | ExCOMM | 0.47693 | 0.46383 | 0.00014644 | 1.6258e-08 | 3.5051e-08 |  |  | 0.00030408 | 0 | 0 | 0 | 0 | 0 | 0.00030408 | 0 | 0.00030408 | 0 | 0 | 152.7954 | 0 | 152.7954 | 7.5467e-05 | 6.6284e-07 | 8.3843e-06 | 8.4397e-05 | 0.00030408 | 0.27754 | 9.527e-06 | 0 | 0 | 9.3924e-05 | 0.00030408 | 0.30887
Lodging | Glass-Lodging-HtPmpHt-code to al36-New | 30 | 0.00078159 | 0.0024295 | 0 | 0 | ExCOMM | 0.47693 | 0.46383 | 0.00084119 | 9.3389e-08 | 2.0134e-07 |  |  | 0.0019094 | 0 | 0 | 0 | 0 | 0 | 0.0019094 | 0 | 0.0019094 | 0 | 0 | 167.026 | 0 | 167.026 | 0.00043351 | 3.8076e-06 | 4.8162e-05 | 0.0004848 | 0.0019094 | 0.2539 | 5.4726e-05 | 0 | 0 | 0.00053953 | 0.0019094 | 0.28256
Hospital | Glass-Hospital-HtPmpHt-code to al36-New | 30 | 0.00010335 | 0.00017628 | 0 | 0 | ExCOMM | 0.47693 | 0.46383 | 0.00011123 | 1.2348e-08 | 2.6623e-08 |  |  | 0.00013855 | 0 | 0 | 0 | 0 | 0 | 0.00013855 | 0 | 0.00013855 | 0 | 0 | 91.6551 | 0 | 91.6551 | 5.7321e-05 | 5.0346e-07 | 6.3683e-06 | 6.4103e-05 | 0.00013855 | 0.46269 | 7.2362e-06 | 0 | 0 | 7.1339e-05 | 0.00013855 | 0.51492
OtherHealth | Glass-OtherHealth-HtPmpHt-code to al36-New | 30 | 0.001398 | 0.0024712 | 0 | 0 | ExCOMM | 0.47693 | 0.46383 | 0.0015046 | 1.6705e-07 | 3.6015e-07 |  |  | 0.0019422 | 0 | 0 | 0 | 0 | 0 | 0.0019422 | 0 | 0.0019422 | 0 | 0 | 94.9792 | 0 | 94.9793 | 0.00077543 | 6.8106e-06 | 8.6148e-05 | 0.00086717 | 0.0019422 | 0.44649 | 9.789e-05 | 0 | 0 | 0.00096506 | 0.0019422 | 0.49689
Other | Glass-Other-HtPmpHt-code to al36-New | 30 | 0.0017573 | 0.0068879 | 0 | 0 | ExCOMM | 0.47693 | 0.46383 | 0.0018913 | 2.0997e-07 | 4.5269e-07 |  |  | 0.0054134 | 0 | 0 | 0 | 0 | 0 | 0.0054134 | 0 | 0.0054134 | 0 | 0 | 210.6108 | 0 | 210.6108 | 0.00097469 | 8.5608e-06 | 0.00010829 | 0.00109 | 0.0054134 | 0.20135 | 0.00012304 | 0 | 0 | 0.0012131 | 0.0054134 | 0.22408
Large Off | Glass-Large Off-ElecHt-codet to al45tint-New | 30 | 0.022704 | 0.0049154 | 0 | 0 | ExCOMM | 0.47693 | 0.46383 | 0.024435 | 2.7128e-06 | 5.8486e-06 |  |  | 0.0038631 | 0 | 0 | 0 | 0 | 0 | 0.0038631 | 0 | 0.0038631 | 0 | 0 | 11.6333 | 0 | 11.6333 | 0.012593 | 0.0001106 | 0.001399 | 0.014082 | 0.0038631 | 3.6453 | 0.0015897 | 0 | 0 | 0.015672 | 0.0038631 | 4.0568
Medium Off | Glass-Medium Off-ElecHt-codet to al45tint-New | 30 | 0.01068 | 0.0023122 | 0 | 0 | ExCOMM | 0.47693 | 0.46383 | 0.011494 | 1.2761e-06 | 2.7511e-06 |  |  | 0.0018172 | 0 | 0 | 0 | 0 | 0 | 0.0018172 | 0 | 0.0018172 | 0 | 0 | 11.6333 | 0 | 11.6333 | 0.0059235 | 5.2026e-05 | 0.00065808 | 0.0066243 | 0.0018172 | 3.6453 | 0.00074778 | 0 | 0 | 0.0073721 | 0.0018172 | 4.0568
Small Off | Glass-Small Off-ElecHt-codet to al45tint-New | 30 | 0.00092719 | 0.00038904 | 0 | 0 | ExCOMM | 0.47693 | 0.46383 | 0.00099789 | 1.1079e-07 | 2.3885e-07 |  |  | 0.00030576 | 0 | 0 | 0 | 0 | 0 | 0.00030576 | 0 | 0.00030576 | 0 | 0 | 22.5458 | 0 | 22.5458 | 0.00051427 | 4.5169e-06 | 5.7134e-05 | 0.00057512 | 0.00030576 | 1.8809 | 6.4921e-05 | 0 | 0 | 0.00064004 | 0.00030576 | 2.0933
Big Box | Glass-Big Box-ElecHt-codet to al45tint-New | 30 | 7.6254e-05 | 1.0235e-05 | 0 | 0 | ExCOMM | 0.47693 | 0.46383 | 8.2069e-05 | 9.1113e-09 | 1.9644e-08 |  |  | 8.0442e-06 | 0 | 0 | 0 | 0 | 0 | 8.0442e-06 | 0 | 8.0442e-06 | 0 | 0 | 7.2123 | 0 | 7.2123 | 4.2295e-05 | 3.7148e-07 | 4.6988e-06 | 4.7299e-05 | 8.0442e-06 | 5.8799 | 5.3393e-06 | 0 | 0 | 5.2638e-05 | 8.0442e-06 | 6.5436
Small Box | Glass-Small Box-ElecHt-codet to al45tint-New | 30 | 2.5095e-05 | 0.00010343 | 0 | 0 | ExCOMM | 0.47693 | 0.46383 | 2.7009e-05 | 2.9985e-09 | 6.4647e-09 |  |  | 8.1289e-05 | 0 | 0 | 0 | 0 | 0 | 8.1289e-05 | 0 | 8.1289e-05 | 0 | 0 | 221.4592 | 0 | 221.4592 | 1.3919e-05 | 1.2225e-07 | 1.5464e-06 | 1.5566e-05 | 8.1289e-05 | 0.19149 | 1.7572e-06 | 0 | 0 | 1.7323e-05 | 8.1289e-05 | 0.21311
High End | Glass-High End-ElecHt-codet to al45tint-New | 30 | 1.0635e-05 | 5.3008e-05 | 0 | 0 | ExCOMM | 0.47693 | 0.46383 | 1.1446e-05 | 1.2707e-09 | 2.7396e-09 |  |  | 4.166e-05 | 0 | 0 | 0 | 0 | 0 | 4.166e-05 | 0 | 4.166e-05 | 0 | 0 | 267.8257 | 0 | 267.8257 | 5.8986e-06 | 5.1808e-08 | 6.5532e-07 | 6.5965e-06 | 4.166e-05 | 0.15834 | 7.4464e-07 | 0 | 0 | 7.3411e-06 | 4.166e-05 | 0.17621
Anchor | Glass-Anchor-ElecHt-codet to al45tint-New | 30 | 0.00021621 | 2.909e-05 | 0 | 0 | ExCOMM | 0.47693 | 0.46383 | 0.0002327 | 2.5834e-08 | 5.5697e-08 |  |  | 2.2862e-05 | 0 | 0 | 0 | 0 | 0 | 2.2862e-05 | 0 | 2.2862e-05 | 0 | 0 | 7.2294 | 0 | 7.2294 | 0.00011992 | 1.0533e-06 | 1.3323e-05 | 0.00013411 | 2.2862e-05 | 5.866 | 1.5139e-05 | 0 | 0 | 0.00014925 | 2.2862e-05 | 6.5281
K-12 | Glass-K-12-ElecHt-codet to al45tint-New | 30 | -9.1903e-05 | 0.00019893 | 0 | 0 | ExCOMM | 0.47693 | 0.46383 | -9.891e-05 | -1.0981e-08 | -2.3675e-08 |  |  | 0.00015634 | 0 | 0 | 0 | 0 | 0 | 0.00015634 | 0 | 0.00015634 | 0 | 0 | -116.3084 | 0 | -116.3084 | -5.0974e-05 | -4.4771e-07 | -5.6631e-06 | -5.7005e-05 | 0.00015634 | -0.36461 | -6.435e-06 | 0 | 0 | -6.344e-05 | 0.00015634 | -0.40577
University | Glass-University-ElecHt-codet to al45tint-New | 30 | 0.00038131 | 0.00018779 | 0 | 0 | ExCOMM | 0.47693 | 0.46383 | 0.00041039 | 4.5561e-08 | 9.8228e-08 |  |  | 0.00014759 | 0 | 0 | 0 | 0 | 0 | 0.00014759 | 0 | 0.00014759 | 0 | 0 | 26.4625 | 0 | 26.4625 | 0.00021149 | 1.8576e-06 | 2.3497e-05 | 0.00023652 | 0.00014759 | 1.6025 | 2.6699e-05 | 0 | 0 | 0.00026322 | 0.00014759 | 1.7834
Warehouse | Glass-Warehouse-ElecHt-codet to al45tint-New | 30 | 1.28e-08 | 4.9232e-05 | 0 | 0 | ExCOMM | 0.47693 | 0.46383 | 1.3776e-08 | 1.5294e-12 | 3.2974e-12 |  |  | 3.8693e-05 | 0 | 0 | 0 | 0 | 0 | 3.8693e-05 | 0 | 3.8693e-05 | 0 | 0 | 206665.0781 | 0 | 206665.074 | 7.0997e-09 | 6.2357e-11 | 7.8876e-10 | 7.9397e-09 | 3.8693e-05 | 0.0002052 | 8.9626e-10 | 0 | 0 | 8.8359e-09 | 3.8693e-05 | 0.00022836
Supermarket | Glass-Supermarket-ElecHt-codet to al45tint-New | 30 | -1.1759e-05 | 7.9693e-06 | 0 | 0 | ExCOMM | 0.47693 | 0.46383 | -1.2655e-05 | -1.405e-09 | -3.0291e-09 |  |  | 6.2633e-06 | 0 | 0 | 0 | 0 | 0 | 6.2633e-06 | 0 | 6.2633e-06 | 0 | 0 | -36.4163 | 0 | -36.4163 | -6.522e-06 | -5.7284e-08 | -7.2458e-07 | -7.2937e-06 | 6.2633e-06 | -1.1645 | -8.2334e-07 | 0 | 0 | -8.117e-06 | 6.2633e-06 | -1.296
MIniMart | Glass-MIniMart-ElecHt-codet to al45tint-New | 30 | -1.0134e-05 | 6.8082e-06 | 0 | 0 | ExCOMM | 0.47693 | 0.46383 | -1.0907e-05 | -1.2109e-09 | -2.6106e-09 |  |  | 5.3508e-06 | 0 | 0 | 0 | 0 | 0 | 5.3508e-06 | 0 | 5.3508e-06 | 0 | 0 | -36.0982 | 0 | -36.0982 | -5.6209e-06 | -4.9369e-08 | -6.2447e-07 | -6.286e-06 | 5.3508e-06 | -1.1748 | -7.0959e-07 | 0 | 0 | -6.9956e-06 | 5.3508e-06 | -1.3074
Restaurant | Glass-Restaurant-ElecHt-codet to al45tint-New | 30 | 2.7161e-05 | 3.1319e-05 | 0 | 0 | ExCOMM | 0.47693 | 0.46383 | 2.9232e-05 | 3.2454e-09 | 6.9969e-09 |  |  | 2.4614e-05 | 0 | 0 | 0 | 0 | 0 | 2.4614e-05 | 0 | 2.4614e-05 | 0 | 0 | 61.9575 | 0 | 61.9575 | 1.5065e-05 | 1.3232e-07 | 1.6737e-06 | 1.6847e-05 | 2.4614e-05 | 0.68446 | 1.9018e-06 | 0 | 0 | 1.8749e-05 | 2.4614e-05 | 0.76172
Lodging | Glass-Lodging-ElecHt-codet to al45tint-New | 30 | 0.00056826 | 0.00057972 | 0 | 0 | ExCOMM | 0.47693 | 0.46383 | 0.00061159 | 6.7899e-08 | 1.4639e-07 |  |  | 0.00045562 | 0 | 0 | 0 | 0 | 0 | 0.00045562 | 0 | 0.00045562 | 0 | 0 | 54.8167 | 0 | 54.8167 | 0.00031518 | 2.7683e-06 | 3.5016e-05 | 0.00035248 | 0.00045562 | 0.77362 | 3.9789e-05 | 0 | 0 | 0.00039226 | 0.00045562 | 0.86095
Hospital | Glass-Hospital-ElecHt-codet to al45tint-New | 30 | 0.00024848 | 6.6106e-05 | 0 | 0 | ExCOMM | 0.47693 | 0.46383 | 0.00026743 | 2.969e-08 | 6.4011e-08 |  |  | 5.1955e-05 | 0 | 0 | 0 | 0 | 0 | 5.1955e-05 | 0 | 5.1955e-05 | 0 | 0 | 14.295 | 0 | 14.295 | 0.00013782 | 1.2105e-06 | 1.5312e-05 | 0.00015413 | 5.1955e-05 | 2.9666 | 1.7399e-05 | 0 | 0 | 0.00017153 | 5.1955e-05 | 3.3015
OtherHealth | Glass-OtherHealth-ElecHt-codet to al45tint-New | 30 | 0.00061737 | 0.00020461 | 0 | 0 | ExCOMM | 0.47693 | 0.46383 | 0.00066444 | 7.3767e-08 | 1.5904e-07 |  |  | 0.00016081 | 0 | 0 | 0 | 0 | 0 | 0.00016081 | 0 | 0.00016081 | 0 | 0 | 17.8087 | 0 | 17.8087 | 0.00034242 | 3.0075e-06 | 3.8043e-05 | 0.00038294 | 0.00016081 | 2.3813 | 4.3228e-05 | 0 | 0 | 0.00042617 | 0.00016081 | 2.6501
Other | Glass-Other-ElecHt-codet to al45tint-New | 30 | 0.00024887 | 0.00054287 | 0 | 0 | ExCOMM | 0.47693 | 0.46383 | 0.00026784 | 2.9736e-08 | 6.411e-08 |  |  | 0.00042666 | 0 | 0 | 0 | 0 | 0 | 0.00042666 | 0 | 0.00042666 | 0 | 0 | 117.211 | 0 | 117.211 | 0.00013803 | 1.2124e-06 | 1.5335e-05 | 0.00015437 | 0.00042666 | 0.3618 | 1.7425e-05 | 0 | 0 | 0.00017179 | 0.00042666 | 0.40265
Large Off | Glass-Large Off-ElecHt-codet to al40tint-New | 30 | 5.5573 | 2.1628 | 0 | 0 | ExCOMM | 0.47693 | 0.46383 | 5.981 | 0.00066401 | 0.0014316 |  |  | 1.6998 | 0 | 0 | 0 | 0 | 0 | 1.6998 | 0 | 1.6998 | 0 | 0 | 20.9118 | 0 | 20.9118 | 3.0823 | 0.027072 | 0.34244 | 3.447 | 1.6998 | 2.0279 | 0.38912 | 0 | 0 | 3.8361 | 1.6998 | 2.2568
Medium Off | Glass-Medium Off-ElecHt-codet to al40tint-New | 30 | 2.6141 | 1.0174 | 0 | 0 | ExCOMM | 0.47693 | 0.46383 | 2.8134 | 0.00031235 | 0.00067341 |  |  | 0.79957 | 0 | 0 | 0 | 0 | 0 | 0.79957 | 0 | 0.79957 | 0 | 0 | 20.9118 | 0 | 20.9118 | 1.4499 | 0.012735 | 0.16108 | 1.6215 | 0.79957 | 2.0279 | 0.18304 | 0 | 0 | 1.8045 | 0.79957 | 2.2568
Small Off | Glass-Small Off-ElecHt-codet to al40tint-New | 30 | 0.19403 | 0.11671 | 0 | 0 | ExCOMM | 0.47693 | 0.46383 | 0.20882 | 2.3183e-05 | 4.9983e-05 |  |  | 0.091727 | 0 | 0 | 0 | 0 | 0 | 0.091727 | 0 | 0.091727 | 0 | 0 | 32.3218 | 0 | 32.3218 | 0.10762 | 0.00094521 | 0.011956 | 0.12035 | 0.091727 | 1.312 | 0.013586 | 0 | 0 | 0.13394 | 0.091727 | 1.4601
Big Box | Glass-Big Box-ElecHt-codet to al40tint-New | 30 | 0.012037 | 0.003787 | 0 | 0 | ExCOMM | 0.47693 | 0.46383 | 0.012955 | 1.4383e-06 | 3.1008e-06 |  |  | 0.0029763 | 0 | 0 | 0 | 0 | 0 | 0.0029763 | 0 | 0.0029763 | 0 | 0 | 16.9052 | 0 | 16.9052 | 0.0066764 | 5.8639e-05 | 0.00074173 | 0.0074663 | 0.0029763 | 2.5085 | 0.00084282 | 0 | 0 | 0.0083091 | 0.0029763 | 2.7917
Small Box | Glass-Small Box-ElecHt-codet to al40tint-New | 30 | 0.025607 | 0.031029 | 0 | 0 | ExCOMM | 0.47693 | 0.46383 | 0.02756 | 3.0597e-06 | 6.5965e-06 |  |  | 0.024387 | 0 | 0 | 0 | 0 | 0 | 0.024387 | 0 | 0.024387 | 0 | 0 | 65.1102 | 0 | 65.1102 | 0.014203 | 0.00012475 | 0.0015779 | 0.015883 | 0.024387 | 0.65132 | 0.001793 | 0 | 0 | 0.017676 | 0.024387 | 0.72484
High End | Glass-High End-ElecHt-codet to al40tint-New | 30 | 0.012934 | 0.015902 | 0 | 0 | ExCOMM | 0.47693 | 0.46383 | 0.013921 | 1.5455e-06 | 3.332e-06 |  |  | 0.012498 | 0 | 0 | 0 | 0 | 0 | 0.012498 | 0 | 0.012498 | 0 | 0 | 66.0628 | 0 | 66.0628 | 0.0071741 | 6.301e-05 | 0.00079702 | 0.0080229 | 0.012498 | 0.64193 | 0.00090565 | 0 | 0 | 0.0089285 | 0.012498 | 0.71439
Anchor | Glass-Anchor-ElecHt-codet to al40tint-New | 30 | 0.040605 | 0.012799 | 0 | 0 | ExCOMM | 0.47693 | 0.46383 | 0.043701 | 4.8517e-06 | 1.046e-05 |  |  | 0.010059 | 0 | 0 | 0 | 0 | 0 | 0.010059 | 0 | 0.010059 | 0 | 0 | 16.9376 | 0 | 16.9376 | 0.022522 | 0.00019781 | 0.0025021 | 0.025186 | 0.010059 | 2.5037 | 0.0028431 | 0 | 0 | 0.028029 | 0.010059 | 2.7864
K-12 | Glass-K-12-ElecHt-codet to al40tint-New | 30 | 0.027746 | 0.059679 | 0 | 0 | ExCOMM | 0.47693 | 0.46383 | 0.029862 | 3.3153e-06 | 7.1476e-06 |  |  | 0.046903 | 0 | 0 | 0 | 0 | 0 | 0.046903 | 0 | 0.046903 | 0 | 0 | 115.5743 | 0 | 115.5743 | 0.015389 | 0.00013517 | 0.0017097 | 0.01721 | 0.046903 | 0.36693 | 0.0019428 | 0 | 0 | 0.019153 | 0.046903 | 0.40835
University | Glass-University-ElecHt-codet to al40tint-New | 30 | 0.15276 | 0.082627 | 0 | 0 | ExCOMM | 0.47693 | 0.46383 | 0.16441 | 1.8253e-05 | 3.9352e-05 |  |  | 0.064939 | 0 | 0 | 0 | 0 | 0 | 0.064939 | 0 | 0.064939 | 0 | 0 | 29.0641 | 0 | 29.0641 | 0.084728 | 0.00074417 | 0.0094131 | 0.094753 | 0.064939 | 1.4591 | 0.010696 | 0 | 0 | 0.10545 | 0.064939 | 1.6238
Warehouse | Glass-Warehouse-ElecHt-codet to al40tint-New | 30 | 1.28e-06 | 0.014769 | 0 | 0 | ExCOMM | 0.47693 | 0.46383 | 1.3776e-06 | 1.5294e-10 | 3.2974e-10 |  |  | 0.011608 | 0 | 0 | 0 | 0 | 0 | 0.011608 | 0 | 0.011608 | 0 | 0 | 619995.25 | 0 | 619995.222 | 7.0997e-07 | 6.2357e-09 | 7.8876e-08 | 7.9397e-07 | 0.011608 | 6.84e-05 | 8.9626e-08 | 0 | 0 | 8.8359e-07 | 0.011608 | 7.6121e-05
Supermarket | Glass-Supermarket-ElecHt-codet to al40tint-New | 30 | 0.00084809 | 0.0023908 | 0 | 0 | ExCOMM | 0.47693 | 0.46383 | 0.00091276 | 1.0133e-07 | 2.1847e-07 |  |  | 0.001879 | 0 | 0 | 0 | 0 | 0 | 0.001879 | 0 | 0.001879 | 0 | 0 | 151.4741 | 0 | 151.4741 | 0.00047039 | 4.1315e-06 | 5.226e-05 | 0.00052605 | 0.001879 | 0.27996 | 5.9383e-05 | 0 | 0 | 0.00058543 | 0.001879 | 0.31157
MIniMart | Glass-MIniMart-ElecHt-codet to al40tint-New | 30 | 0.00070547 | 0.0020425 | 0 | 0 | ExCOMM | 0.47693 | 0.46383 | 0.00075926 | 8.4293e-08 | 1.8173e-07 |  |  | 0.0016052 | 0 | 0 | 0 | 0 | 0 | 0.0016052 | 0 | 0.0016052 | 0 | 0 | 155.5672 | 0 | 155.5672 | 0.00039129 | 3.4367e-06 | 4.3471e-05 | 0.00043758 | 0.0016052 | 0.2726 | 4.9396e-05 | 0 | 0 | 0.00048698 | 0.0016052 | 0.30337
Restaurant | Glass-Restaurant-ElecHt-codet to al40tint-New | 30 | 0.009325 | 0.0093956 | 0 | 0 | ExCOMM | 0.47693 | 0.46383 | 0.010036 | 1.1142e-06 | 2.4022e-06 |  |  | 0.0073843 | 0 | 0 | 0 | 0 | 0 | 0.0073843 | 0 | 0.0073843 | 0 | 0 | 54.1398 | 0 | 54.1398 | 0.0051721 | 4.5427e-05 | 0.00057461 | 0.005784 | 0.0073843 | 0.7833 | 0.00065293 | 0 | 0 | 0.006437 | 0.0073843 | 0.87172
Lodging | Glass-Lodging-ElecHt-codet to al40tint-New | 30 | 0.20062 | 0.17392 | 0 | 0 | ExCOMM | 0.47693 | 0.46383 | 0.21592 | 2.3972e-05 | 5.1682e-05 |  |  | 0.13669 | 0 | 0 | 0 | 0 | 0 | 0.13669 | 0 | 0.13669 | 0 | 0 | 46.5798 | 0 | 46.5799 | 0.11128 | 0.00097734 | 0.012362 | 0.12444 | 0.13669 | 0.91042 | 0.014047 | 0 | 0 | 0.13849 | 0.13669 | 1.0132
Hospital | Glass-Hospital-ElecHt-codet to al40tint-New | 30 | 0.070138 | 0.029087 | 0 | 0 | ExCOMM | 0.47693 | 0.46383 | 0.075486 | 8.3804e-06 | 1.8068e-05 |  |  | 0.02286 | 0 | 0 | 0 | 0 | 0 | 0.02286 | 0 | 0.02286 | 0 | 0 | 22.2836 | 0 | 22.2836 | 0.038902 | 0.00034168 | 0.0043219 | 0.043505 | 0.02286 | 1.9031 | 0.004911 | 0 | 0 | 0.048416 | 0.02286 | 2.1179
OtherHealth | Glass-OtherHealth-ElecHt-codet to al40tint-New | 30 | 0.14058 | 0.061384 | 0 | 0 | ExCOMM | 0.47693 | 0.46383 | 0.1513 | 1.6797e-05 | 3.6215e-05 |  |  | 0.048244 | 0 | 0 | 0 | 0 | 0 | 0.048244 | 0 | 0.048244 | 0 | 0 | 23.4623 | 0 | 23.4623 | 0.077973 | 0.00068485 | 0.0086627 | 0.087199 | 0.048244 | 1.8075 | 0.0098434 | 0 | 0 | 0.097042 | 0.048244 | 2.0115
Other | Glass-Other-ElecHt-codet to al40tint-New | 30 | 0.19605 | 0.20086 | 0 | 0 | ExCOMM | 0.47693 | 0.46383 | 0.211 | 2.3425e-05 | 5.0503e-05 |  |  | 0.15786 | 0 | 0 | 0 | 0 | 0 | 0.15786 | 0 | 0.15786 | 0 | 0 | 55.0524 | 0 | 55.0524 | 0.10874 | 0.00095505 | 0.012081 | 0.1216 | 0.15786 | 0.77031 | 0.013727 | 0 | 0 | 0.13533 | 0.15786 | 0.85727
Large Off | Glass-Large Off-ElecHt-codet to al36tint-New | 30 | 0.052152 | 0.044238 | 0 | 0 | ExCOMM | 0.47693 | 0.46383 | 0.056128 | 6.2314e-06 | 1.3435e-05 |  |  | 0.034768 | 0 | 0 | 0 | 0 | 0 | 0.034768 | 0 | 0.034768 | 0 | 0 | 45.5797 | 0 | 45.5797 | 0.028926 | 0.00025406 | 0.0032136 | 0.032349 | 0.034768 | 0.9304 | 0.0036516 | 0 | 0 | 0.036 | 0.034768 | 1.0354
Medium Off | Glass-Medium Off-ElecHt-codet to al36tint-New | 30 | 0.024532 | 0.020809 | 0 | 0 | ExCOMM | 0.47693 | 0.46383 | 0.026402 | 2.9312e-06 | 6.3196e-06 |  |  | 0.016355 | 0 | 0 | 0 | 0 | 0 | 0.016355 | 0 | 0.016355 | 0 | 0 | 45.5797 | 0 | 45.5797 | 0.013607 | 0.00011951 | 0.0015117 | 0.015217 | 0.016355 | 0.9304 | 0.0017177 | 0 | 0 | 0.016934 | 0.016355 | 1.0354
Small Off | Glass-Small Off-ElecHt-codet to al36tint-New | 30 | 0.0028664 | 0.0035014 | 0 | 0 | ExCOMM | 0.47693 | 0.46383 | 0.003085 | 3.4249e-07 | 7.384e-07 |  |  | 0.0027518 | 0 | 0 | 0 | 0 | 0 | 0.0027518 | 0 | 0.0027518 | 0 | 0 | 65.6359 | 0 | 65.6359 | 0.0015899 | 1.3964e-05 | 0.00017663 | 0.001778 | 0.0027518 | 0.6461 | 0.0002007 | 0 | 0 | 0.0019787 | 0.0027518 | 0.71904
Big Box | Glass-Big Box-ElecHt-codet to al36tint-New | 30 | 0.00011556 | 9.2117e-05 | 0 | 0 | ExCOMM | 0.47693 | 0.46383 | 0.00012437 | 1.3808e-08 | 2.977e-08 |  |  | 7.2398e-05 | 0 | 0 | 0 | 0 | 0 | 7.2398e-05 | 0 | 7.2398e-05 | 0 | 0 | 42.8315 | 0 | 42.8315 | 6.4097e-05 | 5.6297e-07 | 7.121e-06 | 7.1681e-05 | 7.2398e-05 | 0.9901 | 8.0916e-06 | 0 | 0 | 7.9772e-05 | 7.2398e-05 | 1.1019
Small Box | Glass-Small Box-ElecHt-codet to al36tint-New | 30 | 0.00044568 | 0.00093087 | 0 | 0 | ExCOMM | 0.47693 | 0.46383 | 0.00047967 | 5.3253e-08 | 1.1481e-07 |  |  | 0.0007316 | 0 | 0 | 0 | 0 | 0 | 0.0007316 | 0 | 0.0007316 | 0 | 0 | 112.2286 | 0 | 112.2286 | 0.0002472 | 2.1712e-06 | 2.7463e-05 | 0.00027645 | 0.0007316 | 0.37787 | 3.1206e-05 | 0 | 0 | 0.00030765 | 0.0007316 | 0.42052
High End | Glass-High End-ElecHt-codet to al36tint-New | 30 | 0.00022674 | 0.00047707 | 0 | 0 | ExCOMM | 0.47693 | 0.46383 | 0.00024403 | 2.7092e-08 | 5.841e-08 |  |  | 0.00037494 | 0 | 0 | 0 | 0 | 0 | 0.00037494 | 0 | 0.00037494 | 0 | 0 | 113.0555 | 0 | 113.0555 | 0.00012576 | 1.1046e-06 | 1.3972e-05 | 0.00014064 | 0.00037494 | 0.3751 | 1.5876e-05 | 0 | 0 | 0.00015652 | 0.00037494 | 0.41745
Anchor | Glass-Anchor-ElecHt-codet to al36tint-New | 30 | 0.00032789 | 0.00026181 | 0 | 0 | ExCOMM | 0.47693 | 0.46383 | 0.00035289 | 3.9179e-08 | 8.4468e-08 |  |  | 0.00020576 | 0 | 0 | 0 | 0 | 0 | 0.00020576 | 0 | 0.00020576 | 0 | 0 | 42.9032 | 0 | 42.9032 | 0.00018187 | 1.5973e-06 | 2.0205e-05 | 0.00020338 | 0.00020576 | 0.98845 | 2.2959e-05 | 0 | 0 | 0.00022634 | 0.00020576 | 1.1
K-12 | Glass-K-12-ElecHt-codet to al36tint-New | 30 | 0.00057962 | 0.0017904 | 0 | 0 | ExCOMM | 0.47693 | 0.46383 | 0.00062382 | 6.9257e-08 | 1.4931e-07 |  |  | 0.0014071 | 0 | 0 | 0 | 0 | 0 | 0.0014071 | 0 | 0.0014071 | 0 | 0 | 165.9729 | 0 | 165.9729 | 0.00032149 | 2.8237e-06 | 3.5717e-05 | 0.00035953 | 0.0014071 | 0.25551 | 4.0585e-05 | 0 | 0 | 0.00040011 | 0.0014071 | 0.28435
University | Glass-University-ElecHt-codet to al36tint-New | 30 | 0.0016064 | 0.0016901 | 0 | 0 | ExCOMM | 0.47693 | 0.46383 | 0.0017289 | 1.9194e-07 | 4.1382e-07 |  |  | 0.0013283 | 0 | 0 | 0 | 0 | 0 | 0.0013283 | 0 | 0.0013283 | 0 | 0 | 56.5327 | 0 | 56.5327 | 0.00089099 | 7.8256e-06 | 9.8987e-05 | 0.00099641 | 0.0013283 | 0.75014 | 0.00011248 | 0 | 0 | 0.0011089 | 0.0013283 | 0.83482
Warehouse | Glass-Warehouse-ElecHt-codet to al36tint-New | 30 | 1.28e-08 | 0.00044308 | 0 | 0 | ExCOMM | 0.47693 | 0.46383 | 1.3776e-08 | 1.5294e-12 | 3.2974e-12 |  |  | 0.00034823 | 0 | 0 | 0 | 0 | 0 | 0.00034823 | 0 | 0.00034823 | 0 | 0 | 1859985.625 | 0 | 1859985.6661 | 7.0997e-09 | 6.2357e-11 | 7.8876e-10 | 7.9397e-09 | 0.00034823 | 2.28e-05 | 8.9626e-10 | 0 | 0 | 8.8359e-09 | 0.00034823 | 2.5374e-05
Supermarket | Glass-Supermarket-ElecHt-codet to al36tint-New | 30 | 2.5713e-05 | 7.1723e-05 | 0 | 0 | ExCOMM | 0.47693 | 0.46383 | 2.7673e-05 | 3.0723e-09 | 6.6237e-09 |  |  | 5.6369e-05 | 0 | 0 | 0 | 0 | 0 | 5.6369e-05 | 0 | 5.6369e-05 | 0 | 0 | 149.8839 | 0 | 149.8839 | 1.4262e-05 | 1.2526e-07 | 1.5844e-06 | 1.5949e-05 | 5.6369e-05 | 0.28294 | 1.8004e-06 | 0 | 0 | 1.7749e-05 | 5.6369e-05 | 0.31487
MIniMart | Glass-MIniMart-ElecHt-codet to al36tint-New | 30 | 2.1674e-05 | 6.1274e-05 | 0 | 0 | ExCOMM | 0.47693 | 0.46383 | 2.3327e-05 | 2.5897e-09 | 5.5834e-09 |  |  | 4.8157e-05 | 0 | 0 | 0 | 0 | 0 | 4.8157e-05 | 0 | 4.8157e-05 | 0 | 0 | 151.906 | 0 | 151.906 | 1.2022e-05 | 1.0559e-07 | 1.3356e-06 | 1.3444e-05 | 4.8157e-05 | 0.27917 | 1.5176e-06 | 0 | 0 | 1.4962e-05 | 4.8157e-05 | 0.31068
Restaurant | Glass-Restaurant-ElecHt-codet to al36tint-New | 30 | 0.00014848 | 0.00028187 | 0 | 0 | ExCOMM | 0.47693 | 0.46383 | 0.0001598 | 1.7741e-08 | 3.8248e-08 |  |  | 0.00022153 | 0 | 0 | 0 | 0 | 0 | 0.00022153 | 0 | 0.00022153 | 0 | 0 | 102.0069 | 0 | 102.0069 | 8.2352e-05 | 7.2331e-07 | 9.1492e-06 | 9.2096e-05 | 0.00022153 | 0.41573 | 1.0396e-05 | 0 | 0 | 0.00010249 | 0.00022153 | 0.46266
Lodging | Glass-Lodging-ElecHt-codet to al36tint-New | 30 | 0.0032427 | 0.0052175 | 0 | 0 | ExCOMM | 0.47693 | 0.46383 | 0.0034899 | 3.8745e-07 | 8.3533e-07 |  |  | 0.0041006 | 0 | 0 | 0 | 0 | 0 | 0.0041006 | 0 | 0.0041006 | 0 | 0 | 86.4566 | 0 | 86.4567 | 0.0017985 | 1.5797e-05 | 0.00019981 | 0.0020113 | 0.0041006 | 0.49051 | 0.00022705 | 0 | 0 | 0.0022384 | 0.0041006 | 0.54588
Hospital | Glass-Hospital-ElecHt-codet to al36tint-New | 30 | 0.00067629 | 0.00059496 | 0 | 0 | ExCOMM | 0.47693 | 0.46383 | 0.00072785 | 8.0807e-08 | 1.7422e-07 |  |  | 0.00046759 | 0 | 0 | 0 | 0 | 0 | 0.00046759 | 0 | 0.00046759 | 0 | 0 | 47.2709 | 0 | 47.2709 | 0.0003751 | 3.2946e-06 | 4.1673e-05 | 0.00041948 | 0.00046759 | 0.89712 | 4.7353e-05 | 0 | 0 | 0.00046684 | 0.00046759 | 0.99839
OtherHealth | Glass-OtherHealth-ElecHt-codet to al36tint-New | 30 | 0.0020383 | 0.0018415 | 0 | 0 | ExCOMM | 0.47693 | 0.46383 | 0.0021937 | 2.4354e-07 | 5.2507e-07 |  |  | 0.0014473 | 0 | 0 | 0 | 0 | 0 | 0.0014473 | 0 | 0.0014473 | 0 | 0 | 48.5464 | 0 | 48.5464 | 0.0011305 | 9.9296e-06 | 0.0001256 | 0.0012643 | 0.0014473 | 0.87354 | 0.00014272 | 0 | 0 | 0.001407 | 0.0014473 | 0.97215
Other | Glass-Other-ElecHt-codet to al36tint-New | 30 | 0.0027355 | 0.0048858 | 0 | 0 | ExCOMM | 0.47693 | 0.46383 | 0.0029441 | 3.2685e-07 | 7.0468e-07 |  |  | 0.0038399 | 0 | 0 | 0 | 0 | 0 | 0.0038399 | 0 | 0.0038399 | 0 | 0 | 95.9714 | 0 | 95.9714 | 0.0015172 | 1.3326e-05 | 0.00016856 | 0.0016968 | 0.0038399 | 0.44188 | 0.00019154 | 0 | 0 | 0.0018883 | 0.0038399 | 0.49176
Large Off | Glass-Large Off-GasHt-codet to al45tint-New | 30 | 0.0077748 | 0.0032833 | -0.0001423 | 0 | SmComCAC | 0.17 | 0 | 0.0083676 | 0 | 5.6189e-06 |  |  | 0.0025804 | 0 | 0 | -0.0019339 | 0 | 0 | 0.0025804 | -0.0019339 | 0.00064647 | 0 | 0 | 22.6913 | -17.0064 | 5.6848 | 0.0060679 | 0 | 0.00073232 | 0.0068002 | 0.0025804 | 2.6353 | 0.0015272 | 0 | 0 | 0.0083274 | 0.00064647 | 12.8814
Medium Off | Glass-Medium Off-GasHt-codet to al45tint-New | 30 | 0.0075817 | 0.0032017 | -0.00013877 | 0 | SmComCAC | 0.17 | 0 | 0.0081598 | 0 | 5.4793e-06 |  |  | 0.0025163 | 0 | 0 | -0.0018859 | 0 | 0 | 0.0025163 | -0.0018859 | 0.00063042 | 0 | 0 | 22.6913 | -17.0064 | 5.6848 | 0.0059172 | 0 | 0.00071413 | 0.0066313 | 0.0025163 | 2.6353 | 0.0014893 | 0 | 0 | 0.0081206 | 0.00063042 | 12.8814
Small Off | Glass-Small Off-GasHt-codet to al45tint-New | 30 | 0.0068585 | 0.0018096 | 4.902e-05 | 0 | SmComCAC | 0.17 | 0 | 0.0073815 | 0 | 4.9567e-06 |  |  | 0.0014222 | 0 | 0 | 0.00066619 | 0 | 0 | 0.0014222 | 0.00066619 | 0.0020884 | 0 | 0 | 14.1773 | 6.6409 | 20.8181 | 0.0053528 | 0 | 0.00064601 | 0.0059988 | 0.0014222 | 4.2179 | 0.0013473 | 0 | 0 | 0.007346 | 0.0020884 | 3.5175
Big Box | Glass-Big Box-GasHt-codet to al45tint-New | 30 | 0.000763 | 0.00016624 | -9.1567e-06 | 0 | SmComCAC | 0.17 | 0 | 0.00082118 | 0 | 5.5142e-07 |  |  | 0.00013065 | 0 | 0 | -0.00012444 | 0 | 0 | 0.00013065 | -0.00012444 | 6.2124e-06 | 0 | 0 | 11.7073 | -11.1507 | 0.55666 | 0.00059549 | 0 | 7.1868e-05 | 0.00066736 | 0.00013065 | 5.1078 | 0.00014988 | 0 | 0 | 0.00081724 | 6.2124e-06 | 131.5499
Small Box | Glass-Small Box-GasHt-codet to al45tint-New | 30 | 0.0006355 | 0.00046452 | 1.0067e-05 | 0 | SmComCAC | 0.17 | 0 | 0.00068395 | 0 | 4.5928e-07 |  |  | 0.00036508 | 0 | 0 | 0.00013681 | 0 | 0 | 0.00036508 | 0.00013681 | 0.00050189 | 0 | 0 | 39.2764 | 14.7183 | 53.9947 | 0.00049598 | 0 | 5.9858e-05 | 0.00055584 | 0.00036508 | 1.5225 | 0.00012483 | 0 | 0 | 0.00068067 | 0.00050189 | 1.3562
High End | Glass-High End-GasHt-codet to al45tint-New | 30 | 0.00050779 | 0.00038293 | 8.2984e-06 | 0 | SmComCAC | 0.17 | 0 | 0.00054651 | 0 | 3.6698e-07 |  |  | 0.00030095 | 0 | 0 | 0.00011278 | 0 | 0 | 0.00030095 | 0.00011278 | 0.00041373 | 0 | 0 | 40.5205 | 15.1845 | 55.705 | 0.0003963 | 0 | 4.7829e-05 | 0.00044413 | 0.00030095 | 1.4758 | 9.9747e-05 | 0 | 0 | 0.00054388 | 0.00041373 | 1.3146
Anchor | Glass-Anchor-GasHt-codet to al45tint-New | 30 | 0.00029916 | 6.5432e-05 | -3.604e-06 | 0 | SmComCAC | 0.17 | 0 | 0.00032197 | 0 | 2.162e-07 |  |  | 5.1425e-05 | 0 | 0 | -4.898e-05 | 0 | 0 | 5.1425e-05 | -4.898e-05 | 2.4451e-06 | 0 | 0 | 11.7524 | -11.1936 | 0.5588 | 0.00023348 | 0 | 2.8178e-05 | 0.00026166 | 5.1425e-05 | 5.0882 | 5.8765e-05 | 0 | 0 | 0.00032042 | 2.4451e-06 | 131.0451
K-12 | Glass-K-12-GasHt-codet to al45tint-New | 30 | -4.7937e-05 | 0.0029053 | 2.4922e-05 | 0 | SmComCAC | 0.17 | 0 | -5.1593e-05 | 0 | -3.4644e-08 |  |  | 0.0022834 | 0 | 0 | 0.0003387 | 0 | 0 | 0.0022834 | 0.0003387 | 0.002622 | 0 | 0 | -3256.5405 | -483.0515 | -3739.592 | -3.7413e-05 | 0 | -4.5153e-06 | -4.1928e-05 | 0.0022834 | -0.018363 | -9.4166e-06 | 0 | 0 | -5.1345e-05 | 0.002622 | -0.019582
University | Glass-University-GasHt-codet to al45tint-New | 30 | 0.0025527 | 0.0020387 | -3.0559e-05 | 0 | SmComCAC | 0.17 | 0 | 0.0027473 | 0 | 1.8448e-06 |  |  | 0.0016023 | 0 | 0 | -0.0004153 | 0 | 0 | 0.0016023 | -0.0004153 | 0.001187 | 0 | 0 | 42.9142 | -11.123 | 31.7912 | 0.0019923 | 0 | 0.00024044 | 0.0022327 | 0.0016023 | 1.3934 | 0.00050144 | 0 | 0 | 0.0027341 | 0.001187 | 2.3034
Warehouse | Glass-Warehouse-GasHt-codet to al45tint-New | 30 | 7.0106e-08 | 0.0011684 | -1.055e-07 | 0 | SmComCAC | 0.17 | 0 | 7.5452e-08 | 0 | 5.0666e-11 |  |  | 0.00091831 | 0 | 0 | -1.4338e-06 | 0 | 0 | 0.00091831 | -1.4338e-06 | 0.00091687 | 0 | 0 | 895548.625 | -1398.3068 | 894150.3473 | 5.4715e-08 | 0 | 6.6034e-09 | 6.1318e-08 | 0.00091831 | 6.6773e-05 | 1.3771e-08 | 0 | 0 | 7.5089e-08 | 0.00091687 | 8.1897e-05
Supermarket | Glass-Supermarket-GasHt-codet to al45tint-New | 30 | 3.0371e-05 | 6.1479e-05 | 2.3315e-06 | 0 | SmComCAC | 0.17 | 0 | 3.2686e-05 | 0 | 2.1949e-08 |  |  | 4.8318e-05 | 0 | 0 | 3.1686e-05 | 0 | 0 | 4.8318e-05 | 3.1686e-05 | 8.0005e-05 | 0 | 0 | 108.7711 | 71.3306 | 180.1017 | 2.3703e-05 | 0 | 2.8606e-06 | 2.6564e-05 | 4.8318e-05 | 0.54976 | 5.9659e-06 | 0 | 0 | 3.2529e-05 | 8.0005e-05 | 0.40659
MIniMart | Glass-MIniMart-GasHt-codet to al45tint-New | 30 | 8.8473e-05 | 0.00018393 | 6.9756e-06 | 0 | SmComCAC | 0.17 | 0 | 9.5219e-05 | 0 | 6.3939e-08 |  |  | 0.00014456 | 0 | 0 | 9.48e-05 | 0 | 0 | 0.00014456 | 9.48e-05 | 0.00023936 | 0 | 0 | 111.7109 | 73.2585 | 184.9693 | 6.9049e-05 | 0 | 8.3333e-06 | 7.7382e-05 | 0.00014456 | 0.5353 | 1.7379e-05 | 0 | 0 | 9.4761e-05 | 0.00023936 | 0.3959
Restaurant | Glass-Restaurant-GasHt-codet to al45tint-New | 30 | 0.0009917 | 0.00037434 | 1.2844e-05 | 0 | SmComCAC | 0.17 | 0 | 0.0010673 | 0 | 7.167e-07 |  |  | 0.0002942 | 0 | 0 | 0.00017456 | 0 | 0 | 0.0002942 | 0.00017456 | 0.00046876 | 0 | 0 | 20.2827 | 12.0343 | 32.317 | 0.00077398 | 0 | 9.3409e-05 | 0.00086738 | 0.0002942 | 2.9482 | 0.0001948 | 0 | 0 | 0.0010622 | 0.00046876 | 2.2659
Lodging | Glass-Lodging-GasHt-codet to al45tint-New | 30 | 0.00076538 | 0.0004632 | 5.9949e-06 | 0 | SmComCAC | 0.17 | 0 | 0.00082374 | 0 | 5.5314e-07 |  |  | 0.00036404 | 0 | 0 | 8.1473e-05 | 0 | 0 | 0.00036404 | 8.1473e-05 | 0.00044552 | 0 | 0 | 32.5188 | 7.2777 | 39.7965 | 0.00059734 | 0 | 7.2092e-05 | 0.00066943 | 0.00036404 | 1.8389 | 0.00015035 | 0 | 0 | 0.00081978 | 0.00044552 | 1.8401
Hospital | Glass-Hospital-GasHt-codet to al45tint-New | 30 | 0.0043307 | 0.0021154 | -6.9719e-05 | 0 | SmComCAC | 0.17 | 0 | 0.004661 | 0 | 3.1298e-06 |  |  | 0.0016626 | 0 | 0 | -0.00094751 | 0 | 0 | 0.0016626 | -0.00094751 | 0.00071505 | 0 | 0 | 26.2464 | -14.9581 | 11.2883 | 0.00338 | 0 | 0.00040792 | 0.0037879 | 0.0016626 | 2.2783 | 0.00085071 | 0 | 0 | 0.0046386 | 0.00071505 | 6.4871
OtherHealth | Glass-OtherHealth-GasHt-codet to al45tint-New | 30 | 0.0045556 | 0.0024693 | -5.5742e-05 | 0 | SmComCAC | 0.17 | 0 | 0.004903 | 0 | 3.2924e-06 |  |  | 0.0019407 | 0 | 0 | -0.00075755 | 0 | 0 | 0.0019407 | -0.00075755 | 0.0011832 | 0 | 0 | 29.1251 | -11.369 | 17.7561 | 0.0035555 | 0 | 0.0004291 | 0.0039846 | 0.0019407 | 2.0532 | 0.00089489 | 0 | 0 | 0.0048795 | 0.0011832 | 4.1241
Other | Glass-Other-GasHt-codet to al45tint-New | 30 | 0.0056146 | 0.0049662 | 6.4275e-05 | 0 | SmComCAC | 0.17 | 0 | 0.0060427 | 0 | 4.0577e-06 |  |  | 0.0039031 | 0 | 0 | 0.00087351 | 0 | 0 | 0.0039031 | 0.00087351 | 0.0047766 | 0 | 0 | 47.5274 | 10.6366 | 58.1641 | 0.004382 | 0 | 0.00052885 | 0.0049108 | 0.0039031 | 1.2582 | 0.0011029 | 0 | 0 | 0.0060137 | 0.0047766 | 1.259
Large Off | Glass-Large Off-GasHt-codet to al40tint-New | 30 | 1.07 | 1.4446 | -0.050873 | 0 | SmComCAC | 0.17 | 0 | 1.1516 | 0 | 0.00077329 |  |  | 1.1354 | 0 | 0 | -0.69139 | 0 | 0 | 1.1354 | -0.69139 | 0.444 | 0 | 0 | 72.5467 | -44.1769 | 28.3698 | 0.83509 | 0 | 0.10078 | 0.93587 | 1.1354 | 0.82427 | 0.21019 | 0 | 0 | 1.1461 | 0.444 | 2.5812
Medium Off | Glass-Medium Off-GasHt-codet to al40tint-New | 30 | 1.0434 | 1.4088 | -0.04961 | 0 | SmComCAC | 0.17 | 0 | 1.123 | 0 | 0.00075409 |  |  | 1.1072 | 0 | 0 | -0.67422 | 0 | 0 | 1.1072 | -0.67422 | 0.43297 | 0 | 0 | 72.5467 | -44.1769 | 28.3698 | 0.81435 | 0 | 0.098281 | 0.91263 | 1.1072 | 0.82427 | 0.20497 | 0 | 0 | 1.1176 | 0.43297 | 2.5812
Small Off | Glass-Small Off-GasHt-codet to al40tint-New | 30 | 0.63096 | 0.54288 | -0.0052288 | 0 | SmComCAC | 0.17 | 0 | 0.67907 | 0 | 0.00045599 |  |  | 0.42666 | 0 | 0 | -0.071061 | 0 | 0 | 0.42666 | -0.071061 | 0.3556 | 0 | 0 | 46.2322 | -7.6999 | 38.5323 | 0.49243 | 0 | 0.05943 | 0.55186 | 0.42666 | 1.2934 | 0.12394 | 0 | 0 | 0.67581 | 0.3556 | 1.9004
Big Box | Glass-Big Box-GasHt-codet to al40tint-New | 30 | 0.097438 | 0.06151 | -0.0018884 | 0 | SmComCAC | 0.17 | 0 | 0.10487 | 0 | 7.0419e-05 |  |  | 0.048342 | 0 | 0 | -0.025664 | 0 | 0 | 0.048342 | -0.025664 | 0.022679 | 0 | 0 | 33.92 | -18.0073 | 15.9127 | 0.076046 | 0 | 0.0091778 | 0.085224 | 0.048342 | 1.7629 | 0.01914 | 0 | 0 | 0.10436 | 0.022679 | 4.6019
Small Box | Glass-Small Box-GasHt-codet to al40tint-New | 30 | 0.054013 | 0.13936 | -0.0011744 | 0 | SmComCAC | 0.17 | 0 | 0.058132 | 0 | 3.9035e-05 |  |  | 0.10952 | 0 | 0 | -0.015961 | 0 | 0 | 0.10952 | -0.015961 | 0.093563 | 0 | 0 | 138.6332 | -20.2031 | 118.4301 | 0.042155 | 0 | 0.0050876 | 0.047242 | 0.10952 | 0.43134 | 0.01061 | 0 | 0 | 0.057853 | 0.093563 | 0.61833
High End | Glass-High End-GasHt-codet to al40tint-New | 30 | 0.043159 | 0.11488 | -0.00096815 | 0 | SmComCAC | 0.17 | 0 | 0.046449 | 0 | 3.1191e-05 |  |  | 0.090286 | 0 | 0 | -0.013157 | 0 | 0 | 0.090286 | -0.013157 | 0.077129 | 0 | 0 | 143.0246 | -20.843 | 122.1816 | 0.033683 | 0 | 0.0040652 | 0.037748 | 0.090286 | 0.4181 | 0.0084779 | 0 | 0 | 0.046226 | 0.077129 | 0.59934
Anchor | Glass-Anchor-GasHt-codet to al40tint-New | 30 | 0.045431 | 0.02879 | -0.00088387 | 0 | SmComCAC | 0.17 | 0 | 0.048895 | 0 | 3.2833e-05 |  |  | 0.022627 | 0 | 0 | -0.012012 | 0 | 0 | 0.022627 | -0.012012 | 0.010615 | 0 | 0 | 34.0507 | -18.0767 | 15.974 | 0.035457 | 0 | 0.0042792 | 0.039736 | 0.022627 | 1.7562 | 0.0089243 | 0 | 0 | 0.048661 | 0.010615 | 4.5842
K-12 | Glass-K-12-GasHt-codet to al40tint-New | 30 | 0.023751 | 0.87159 | -0.0073454 | 0 | SmComCAC | 0.17 | 0 | 0.025562 | 0 | 1.7165e-05 |  |  | 0.68501 | 0 | 0 | -0.099826 | 0 | 0 | 0.68501 | -0.099826 | 0.58518 | 0 | 0 | 1971.8502 | -287.3585 | 1684.4918 | 0.018536 | 0 | 0.0022371 | 0.020774 | 0.68501 | 0.030326 | 0.0046655 | 0 | 0 | 0.025439 | 0.58518 | 0.043472
University | Glass-University-GasHt-codet to al40tint-New | 30 | 0.40769 | 0.89704 | -0.024084 | 0 | SmComCAC | 0.17 | 0 | 0.43877 | 0 | 0.00029464 |  |  | 0.70501 | 0 | 0 | -0.3273 | 0 | 0 | 0.70501 | -0.3273 | 0.3777 | 0 | 0 | 118.2294 | -54.8886 | 63.3408 | 0.31818 | 0 | 0.0384 | 0.35658 | 0.70501 | 0.50578 | 0.080084 | 0 | 0 | 0.43666 | 0.3777 | 1.1561
Warehouse | Glass-Warehouse-GasHt-codet to al40tint-New | 30 | 7.0106e-06 | 0.35053 | -1.055e-05 | 0 | SmComCAC | 0.17 | 0 | 7.5452e-06 | 0 | 5.0666e-09 |  |  | 0.27549 | 0 | 0 | -0.00014338 | 0 | 0 | 0.27549 | -0.00014338 | 0.27535 | 0 | 0 | 2686646 | -1398.3068 | 2685247.6553 | 5.4715e-06 | 0 | 6.6034e-07 | 6.1318e-06 | 0.27549 | 2.2258e-05 | 1.3771e-06 | 0 | 0 | 7.5089e-06 | 0.27535 | 2.7271e-05
Supermarket | Glass-Supermarket-GasHt-codet to al40tint-New | 30 | 0.0065414 | 0.018444 | -5.5513e-07 | 0 | SmComCAC | 0.17 | 0 | 0.0070402 | 0 | 4.7275e-06 |  |  | 0.014495 | 0 | 0 | -7.5444e-06 | 0 | 0 | 0.014495 | -7.5444e-06 | 0.014488 | 0 | 0 | 151.5026 | -0.078852 | 151.4237 | 0.0051053 | 0 | 0.00061614 | 0.0057214 | 0.014495 | 0.3947 | 0.001285 | 0 | 0 | 0.0070064 | 0.014488 | 0.4836
MIniMart | Glass-MIniMart-GasHt-codet to al40tint-New | 30 | 0.019056 | 0.05518 | -1.6609e-06 | 0 | SmComCAC | 0.17 | 0 | 0.020509 | 0 | 1.3772e-05 |  |  | 0.043368 | 0 | 0 | -2.2572e-05 | 0 | 0 | 0.043368 | -2.2572e-05 | 0.043345 | 0 | 0 | 155.5973 | -0.080983 | 155.5163 | 0.014872 | 0 | 0.0017949 | 0.016667 | 0.043368 | 0.38432 | 0.0037432 | 0 | 0 | 0.02041 | 0.043345 | 0.47087
Restaurant | Glass-Restaurant-GasHt-codet to al40tint-New | 30 | 0.09917 | 0.1123 | -0.00023661 | 0 | SmComCAC | 0.17 | 0 | 0.10673 | 0 | 7.167e-05 |  |  | 0.088261 | 0 | 0 | -0.0032156 | 0 | 0 | 0.088261 | -0.0032156 | 0.085045 | 0 | 0 | 60.8481 | -2.2169 | 58.6312 | 0.077398 | 0 | 0.0093409 | 0.086738 | 0.088261 | 0.98275 | 0.01948 | 0 | 0 | 0.10622 | 0.085045 | 1.249
Lodging | Glass-Lodging-GasHt-codet to al40tint-New | 30 | 0.078122 | 0.13896 | -0.0015824 | 0 | SmComCAC | 0.17 | 0 | 0.084079 | 0 | 5.6459e-05 |  |  | 0.10921 | 0 | 0 | -0.021505 | 0 | 0 | 0.10921 | -0.021505 | 0.087708 | 0 | 0 | 95.5781 | -18.8202 | 76.7578 | 0.060971 | 0 | 0.0073584 | 0.068329 | 0.10921 | 0.62565 | 0.015346 | 0 | 0 | 0.083675 | 0.087708 | 0.95402
Hospital | Glass-Hospital-GasHt-codet to al40tint-New | 30 | 0.66583 | 0.93077 | -0.030396 | 0 | SmComCAC | 0.17 | 0 | 0.7166 | 0 | 0.0004812 |  |  | 0.73152 | 0 | 0 | -0.41309 | 0 | 0 | 0.73152 | -0.41309 | 0.31843 | 0 | 0 | 75.1142 | -42.4174 | 32.6968 | 0.51965 | 0 | 0.062715 | 0.58237 | 0.73152 | 0.7961 | 0.13079 | 0 | 0 | 0.71316 | 0.31843 | 2.2396
OtherHealth | Glass-OtherHealth-GasHt-codet to al40tint-New | 30 | 0.53861 | 0.74079 | -0.022297 | 0 | SmComCAC | 0.17 | 0 | 0.57968 | 0 | 0.00038925 |  |  | 0.58221 | 0 | 0 | -0.30302 | 0 | 0 | 0.58221 | -0.30302 | 0.27919 | 0 | 0 | 73.9037 | -38.4643 | 35.4394 | 0.42036 | 0 | 0.050732 | 0.47109 | 0.58221 | 0.80914 | 0.1058 | 0 | 0 | 0.57689 | 0.27919 | 2.0663
Other | Glass-Other-GasHt-codet to al40tint-New | 30 | 0.7068 | 1.8375 | -0.020924 | 0 | SmComCAC | 0.17 | 0 | 0.7607 | 0 | 0.00051081 |  |  | 1.4441 | 0 | 0 | -0.28437 | 0 | 0 | 1.4441 | -0.28437 | 1.1598 | 0 | 0 | 139.691 | -27.5065 | 112.1845 | 0.55163 | 0 | 0.066575 | 0.6182 | 1.4441 | 0.42808 | 0.13884 | 0 | 0 | 0.75705 | 1.1598 | 0.65275
Large Off | Glass-Large Off-GasHt-codet to al36tint-New | 30 | 0.0072757 | 0.029549 | -0.00053067 | 0 | SmComCAC | 0.17 | 0 | 0.0078305 | 0 | 5.2582e-06 |  |  | 0.023224 | 0 | 0 | -0.007212 | 0 | 0 | 0.023224 | -0.007212 | 0.016012 | 0 | 0 | 218.2294 | -67.7699 | 150.4594 | 0.0056784 | 0 | 0.00068531 | 0.0063637 | 0.023224 | 0.27402 | 0.0014292 | 0 | 0 | 0.0077929 | 0.016012 | 0.4867
Medium Off | Glass-Medium Off-GasHt-codet to al36tint-New | 30 | 0.0070951 | 0.028816 | -0.00051749 | 0 | SmComCAC | 0.17 | 0 | 0.0076361 | 0 | 5.1276e-06 |  |  | 0.022647 | 0 | 0 | -0.0070329 | 0 | 0 | 0.022647 | -0.0070329 | 0.015614 | 0 | 0 | 218.2294 | -67.7699 | 150.4595 | 0.0055374 | 0 | 0.00066829 | 0.0062057 | 0.022647 | 0.27402 | 0.0013937 | 0 | 0 | 0.0075994 | 0.015614 | 0.4867
Small Off | Glass-Small Off-GasHt-codet to al36tint-New | 30 | 0.0060351 | 0.016286 | -0.00014052 | 0 | SmComCAC | 0.17 | 0 | 0.0064953 | 0 | 4.3616e-06 |  |  | 0.0128 | 0 | 0 | -0.0019098 | 0 | 0 | 0.0128 | -0.0019098 | 0.01089 | 0 | 0 | 145.0046 | -21.6347 | 123.3699 | 0.0047101 | 0 | 0.00056845 | 0.0052786 | 0.0128 | 0.41239 | 0.0011855 | 0 | 0 | 0.0064641 | 0.01089 | 0.59357
Big Box | Glass-Big Box-GasHt-codet to al36tint-New | 30 | 0.00081678 | 0.0014962 | -2.0415e-05 | 0 | SmComCAC | 0.17 | 0 | 0.00087906 | 0 | 5.9029e-07 |  |  | 0.0011759 | 0 | 0 | -0.00027745 | 0 | 0 | 0.0011759 | -0.00027745 | 0.00089845 | 0 | 0 | 98.4284 | -23.2236 | 75.2048 | 0.00063746 | 0 | 7.6933e-05 | 0.00071439 | 0.0011759 | 0.60753 | 0.00016044 | 0 | 0 | 0.00087484 | 0.00089845 | 0.97372
Small Box | Glass-Small Box-GasHt-codet to al36tint-New | 30 | 0.00047683 | 0.0041807 | -2.9361e-05 | 0 | SmComCAC | 0.17 | 0 | 0.00051319 | 0 | 3.4461e-07 |  |  | 0.0032857 | 0 | 0 | -0.00039902 | 0 | 0 | 0.0032857 | -0.00039902 | 0.0028867 | 0 | 0 | 471.1138 | -57.213 | 413.9008 | 0.00037214 | 0 | 4.4913e-05 | 0.00041706 | 0.0032857 | 0.12693 | 9.3666e-05 | 0 | 0 | 0.00051072 | 0.0028867 | 0.17692
High End | Glass-High End-GasHt-codet to al36tint-New | 30 | 0.000381 | 0.0034463 | -2.4204e-05 | 0 | SmComCAC | 0.17 | 0 | 0.00041006 | 0 | 2.7535e-07 |  |  | 0.0027086 | 0 | 0 | -0.00032894 | 0 | 0 | 0.0027086 | -0.00032894 | 0.0023796 | 0 | 0 | 486.037 | -59.0253 | 427.0117 | 0.00029736 | 0 | 3.5887e-05 | 0.00033324 | 0.0027086 | 0.12303 | 7.4843e-05 | 0 | 0 | 0.00040809 | 0.0023796 | 0.17149
Anchor | Glass-Anchor-GasHt-codet to al36tint-New | 30 | 0.00032024 | 0.00058888 | -8.0351e-06 | 0 | SmComCAC | 0.17 | 0 | 0.00034466 | 0 | 2.3144e-07 |  |  | 0.00046282 | 0 | 0 | -0.0001092 | 0 | 0 | 0.00046282 | -0.0001092 | 0.00035362 | 0 | 0 | 98.8077 | -23.3131 | 75.4945 | 0.00024994 | 0 | 3.0164e-05 | 0.0002801 | 0.00046282 | 0.6052 | 6.2907e-05 | 0 | 0 | 0.00034301 | 0.00035362 | 0.96998
K-12 | Glass-K-12-GasHt-codet to al36tint-New | 30 | 0.00042708 | 0.026148 | -0.00015478 | 0 | SmComCAC | 0.17 | 0 | 0.00045964 | 0 | 3.0865e-07 |  |  | 0.02055 | 0 | 0 | -0.0021035 | 0 | 0 | 0.02055 | -0.0021035 | 0.018447 | 0 | 0 | 3289.7705 | -336.7351 | 2953.0354 | 0.00033332 | 0 | 4.0227e-05 | 0.00037354 | 0.02055 | 0.018177 | 8.3893e-05 | 0 | 0 | 0.00045744 | 0.018447 | 0.024798
University | Glass-University-GasHt-codet to al36tint-New | 30 | 0.0030229 | 0.018348 | -0.0002776 | 0 | SmComCAC | 0.17 | 0 | 0.0032534 | 0 | 2.1847e-06 |  |  | 0.014421 | 0 | 0 | -0.0037727 | 0 | 0 | 0.014421 | -0.0037727 | 0.010648 | 0 | 0 | 326.146 | -85.3265 | 240.8195 | 0.0023593 | 0 | 0.00028473 | 0.002644 | 0.014421 | 0.18335 | 0.00059381 | 0 | 0 | 0.0032378 | 0.010648 | 0.30408
Warehouse | Glass-Warehouse-GasHt-codet to al36tint-New | 30 | 7.0106e-08 | 0.010516 | -1.055e-07 | 0 | SmComCAC | 0.17 | 0 | 7.5452e-08 | 0 | 5.0666e-11 |  |  | 0.0082648 | 0 | 0 | -1.4338e-06 | 0 | 0 | 0.0082648 | -1.4338e-06 | 0.0082633 | 0 | 0 | 8059938 | -1398.3068 | 8058539.5797 | 5.4715e-08 | 0 | 6.6034e-09 | 6.1318e-08 | 0.0082648 | 7.4192e-06 | 1.3771e-08 | 0 | 0 | 7.5089e-08 | 0.0082633 | 9.0871e-06
Supermarket | Glass-Supermarket-GasHt-codet to al36tint-New | 30 | 0.00010034 | 0.00055331 | -1.8874e-06 | 0 | SmComCAC | 0.17 | 0 | 0.00010799 | 0 | 7.2516e-08 |  |  | 0.00043486 | 0 | 0 | -2.5651e-05 | 0 | 0 | 0.00043486 | -2.5651e-05 | 0.00040921 | 0 | 0 | 296.3031 | -17.4778 | 278.8253 | 7.8311e-05 | 0 | 9.4511e-06 | 8.7762e-05 | 0.00043486 | 0.20182 | 1.971e-05 | 0 | 0 | 0.00010747 | 0.00040921 | 0.26263
MIniMart | Glass-MIniMart-GasHt-codet to al36tint-New | 30 | 0.0002923 | 0.0016554 | -5.6469e-06 | 0 | SmComCAC | 0.17 | 0 | 0.00031459 | 0 | 2.1125e-07 |  |  | 0.001301 | 0 | 0 | -7.6743e-05 | 0 | 0 | 0.001301 | -7.6743e-05 | 0.0012243 | 0 | 0 | 304.3113 | -17.9501 | 286.3611 | 0.00022813 | 0 | 2.7532e-05 | 0.00025566 | 0.001301 | 0.1965 | 5.7418e-05 | 0 | 0 | 0.00031308 | 0.0012243 | 0.25572
Restaurant | Glass-Restaurant-GasHt-codet to al36tint-New | 30 | 0.0010374 | 0.003369 | -1.4196e-05 | 0 | SmComCAC | 0.17 | 0 | 0.0011165 | 0 | 7.4974e-07 |  |  | 0.0026478 | 0 | 0 | -0.00019293 | 0 | 0 | 0.0026478 | -0.00019293 | 0.0024549 | 0 | 0 | 174.5016 | -12.7151 | 161.7865 | 0.00080965 | 0 | 9.7714e-05 | 0.00090736 | 0.0026478 | 0.34268 | 0.00020378 | 0 | 0 | 0.0011111 | 0.0024549 | 0.45262
Lodging | Glass-Lodging-GasHt-codet to al36tint-New | 30 | 0.00081341 | 0.0041688 | -3.4227e-05 | 0 | SmComCAC | 0.17 | 0 | 0.00087544 | 0 | 5.8786e-07 |  |  | 0.0032764 | 0 | 0 | -0.00046515 | 0 | 0 | 0.0032764 | -0.00046515 | 0.0028112 | 0 | 0 | 275.3847 | -39.0968 | 236.288 | 0.00063483 | 0 | 7.6616e-05 | 0.00071145 | 0.0032764 | 0.21714 | 0.00015978 | 0 | 0 | 0.00087123 | 0.0028112 | 0.30991
Hospital | Glass-Hospital-GasHt-codet to al36tint-New | 30 | 0.0048271 | 0.019039 | -0.00032376 | 0 | SmComCAC | 0.17 | 0 | 0.0051952 | 0 | 3.4886e-06 |  |  | 0.014963 | 0 | 0 | -0.0044001 | 0 | 0 | 0.014963 | -0.0044001 | 0.010563 | 0 | 0 | 211.927 | -62.3199 | 149.6071 | 0.0037674 | 0 | 0.00045467 | 0.004222 | 0.014963 | 0.28217 | 0.00094822 | 0 | 0 | 0.0051702 | 0.010563 | 0.48947
OtherHealth | Glass-OtherHealth-GasHt-codet to al36tint-New | 30 | 0.0060711 | 0.022224 | -0.00035675 | 0 | SmComCAC | 0.17 | 0 | 0.006534 | 0 | 4.3876e-06 |  |  | 0.017466 | 0 | 0 | -0.0048483 | 0 | 0 | 0.017466 | -0.0048483 | 0.012618 | 0 | 0 | 196.6958 | -54.5991 | 142.0967 | 0.0047382 | 0 | 0.00057184 | 0.00531 | 0.017466 | 0.30401 | 0.0011926 | 0 | 0 | 0.0065026 | 0.012618 | 0.51534
Other | Glass-Other-GasHt-codet to al36tint-New | 30 | 0.005967 | 0.044696 | -0.00036696 | 0 | SmComCAC | 0.17 | 0 | 0.006422 | 0 | 4.3124e-06 |  |  | 0.035128 | 0 | 0 | -0.0049871 | 0 | 0 | 0.035128 | -0.0049871 | 0.030141 | 0 | 0 | 402.4854 | -57.1414 | 345.344 | 0.004657 | 0 | 0.00056204 | 0.005219 | 0.035128 | 0.14857 | 0.0011721 | 0 | 0 | 0.0063912 | 0.030141 | 0.21204
Large Off | Glass-Large Off-HtPmpHt-codet to al45tint-New | 30 | 0.0062082 | 0.0017771 | 0 | 0 | ExCOMM | 0.47693 | 0.46383 | 0.0066816 | 7.4179e-07 | 1.5993e-06 |  |  | 0.0013967 | 0 | 0 | 0 | 0 | 0 | 0.0013967 | 0 | 0.0013967 | 0 | 0 | 15.3811 | 0 | 15.3811 | 0.0034434 | 3.0244e-05 | 0.00038255 | 0.0038508 | 0.0013967 | 2.7571 | 0.00043469 | 0 | 0 | 0.0042855 | 0.0013967 | 3.0683
Medium Off | Glass-Medium Off-HtPmpHt-codet to al45tint-New | 30 | 0.0058317 | 0.0016693 | 0 | 0 | ExCOMM | 0.47693 | 0.46383 | 0.0062764 | 6.9681e-07 | 1.5023e-06 |  |  | 0.001312 | 0 | 0 | 0 | 0 | 0 | 0.001312 | 0 | 0.001312 | 0 | 0 | 15.3811 | 0 | 15.3811 | 0.0032346 | 2.841e-05 | 0.00035936 | 0.0036173 | 0.001312 | 2.7571 | 0.00040833 | 0 | 0 | 0.0040256 | 0.001312 | 3.0683
Small Off | Glass-Small Off-HtPmpHt-codet to al45tint-New | 30 | 0.0022963 | 0.00074393 | 0 | 0 | ExCOMM | 0.47693 | 0.46383 | 0.0024714 | 2.7437e-07 | 5.9154e-07 |  |  | 0.00058468 | 0 | 0 | 0 | 0 | 0 | 0.00058468 | 0 | 0.00058468 | 0 | 0 | 17.408 | 0 | 17.408 | 0.0012736 | 1.1186e-05 | 0.0001415 | 0.0014243 | 0.00058468 | 2.4361 | 0.00016078 | 0 | 0 | 0.0015851 | 0.00058468 | 2.7111
Big Box | Glass-Big Box-HtPmpHt-codet to al45tint-New | 30 | 0.00026944 | 4.4758e-05 | 0 | 0 | ExCOMM | 0.47693 | 0.46383 | 0.00028998 | 3.2194e-08 | 6.9409e-08 |  |  | 3.5176e-05 | 0 | 0 | 0 | 0 | 0 | 3.5176e-05 | 0 | 3.5176e-05 | 0 | 0 | 8.9258 | 0 | 8.9258 | 0.00014944 | 1.3126e-06 | 1.6603e-05 | 0.00016713 | 3.5176e-05 | 4.7511 | 1.8866e-05 | 0 | 0 | 0.00018599 | 3.5176e-05 | 5.2874
Small Box | Glass-Small Box-HtPmpHt-codet to al45tint-New | 30 | 7.6681e-05 | 9.5214e-05 | 0 | 0 | ExCOMM | 0.47693 | 0.46383 | 8.2528e-05 | 9.1622e-09 | 1.9753e-08 |  |  | 7.4831e-05 | 0 | 0 | 0 | 0 | 0 | 7.4831e-05 | 0 | 7.4831e-05 | 0 | 0 | 66.7199 | 0 | 66.7199 | 4.2531e-05 | 3.7355e-07 | 4.7251e-06 | 4.7563e-05 | 7.4831e-05 | 0.6356 | 5.3691e-06 | 0 | 0 | 5.2932e-05 | 7.4831e-05 | 0.70735
High End | Glass-High End-HtPmpHt-codet to al45tint-New | 30 | 3.6678e-05 | 4.8048e-05 | 0 | 0 | ExCOMM | 0.47693 | 0.46383 | 3.9474e-05 | 4.3825e-09 | 9.4484e-09 |  |  | 3.7763e-05 | 0 | 0 | 0 | 0 | 0 | 3.7763e-05 | 0 | 3.7763e-05 | 0 | 0 | 70.3913 | 0 | 70.3913 | 2.0343e-05 | 1.7868e-07 | 2.2601e-06 | 2.275e-05 | 3.7763e-05 | 0.60245 | 2.5681e-06 | 0 | 0 | 2.5318e-05 | 3.7763e-05 | 0.67046
Anchor | Glass-Anchor-HtPmpHt-codet to al45tint-New | 30 | 0.00022349 | 3.7233e-05 | 0 | 0 | ExCOMM | 0.47693 | 0.46383 | 0.00024053 | 2.6703e-08 | 5.7571e-08 |  |  | 2.9263e-05 | 0 | 0 | 0 | 0 | 0 | 2.9263e-05 | 0 | 2.9263e-05 | 0 | 0 | 8.952 | 0 | 8.952 | 0.00012396 | 1.0887e-06 | 1.3771e-05 | 0.00013862 | 2.9263e-05 | 4.7372 | 1.5648e-05 | 0 | 0 | 0.00015427 | 2.9263e-05 | 5.2719
K-12 | Glass-K-12-HtPmpHt-codet to al45tint-New | 30 | -9.1843e-05 | 0.00038389 | 0 | 0 | ExCOMM | 0.47693 | 0.46383 | -9.8846e-05 | -1.0974e-08 | -2.366e-08 |  |  | 0.00030171 | 0 | 0 | 0 | 0 | 0 | 0.00030171 | 0 | 0.00030171 | 0 | 0 | -224.5953 | 0 | -224.5953 | -5.0941e-05 | -4.4742e-07 | -5.6594e-06 | -5.6968e-05 | 0.00030171 | -0.18882 | -6.4308e-06 | 0 | 0 | -6.3399e-05 | 0.00030171 | -0.21013
University | Glass-University-HtPmpHt-codet to al45tint-New | 30 | 0.00038171 | 0.00023256 | 0 | 0 | ExCOMM | 0.47693 | 0.46383 | 0.00041082 | 4.5609e-08 | 9.8332e-08 |  |  | 0.00018278 | 0 | 0 | 0 | 0 | 0 | 0.00018278 | 0 | 0.00018278 | 0 | 0 | 32.7377 | 0 | 32.7377 | 0.00021172 | 1.8595e-06 | 2.3521e-05 | 0.00023677 | 0.00018278 | 1.2954 | 2.6727e-05 | 0 | 0 | 0.00026349 | 0.00018278 | 1.4416
Warehouse | Glass-Warehouse-HtPmpHt-codet to al45tint-New | 30 | 3.3689e-08 | 0.00012957 | 0 | 0 | ExCOMM | 0.47693 | 0.46383 | 3.6258e-08 | 4.0254e-12 | 8.6785e-12 |  |  | 0.00010184 | 0 | 0 | 0 | 0 | 0 | 0.00010184 | 0 | 0.00010184 | 0 | 0 | 206665.0781 | 0 | 206665.074 | 1.8686e-08 | 1.6412e-10 | 2.0759e-09 | 2.0897e-08 | 0.00010184 | 0.0002052 | 2.3589e-09 | 0 | 0 | 2.3255e-08 | 0.00010184 | 0.00022836
Supermarket | Glass-Supermarket-HtPmpHt-codet to al45tint-New | 30 | -7.7656e-06 | 1.5824e-05 | 0 | 0 | ExCOMM | 0.47693 | 0.46383 | -8.3577e-06 | -9.2788e-10 | -2.0005e-09 |  |  | 1.2436e-05 | 0 | 0 | 0 | 0 | 0 | 1.2436e-05 | 0 | 1.2436e-05 | 0 | 0 | -109.4893 | 0 | -109.4893 | -4.3072e-06 | -3.783e-08 | -4.7852e-07 | -4.8168e-06 | 1.2436e-05 | -0.38732 | -5.4374e-07 | 0 | 0 | -5.3605e-06 | 1.2436e-05 | -0.43104
MIniMart | Glass-MIniMart-HtPmpHt-codet to al45tint-New | 30 | -5.4437e-06 | 1.0806e-05 | 0 | 0 | ExCOMM | 0.47693 | 0.46383 | -5.8588e-06 | -6.5044e-10 | -1.4023e-09 |  |  | 8.4928e-06 | 0 | 0 | 0 | 0 | 0 | 8.4928e-06 | 0 | 8.4928e-06 | 0 | 0 | -106.6638 | 0 | -106.6638 | -3.0193e-06 | -2.6519e-08 | -3.3544e-07 | -3.3766e-06 | 8.4928e-06 | -0.39758 | -3.8116e-07 | 0 | 0 | -3.7577e-06 | 8.4928e-06 | -0.44246
Restaurant | Glass-Restaurant-HtPmpHt-codet to al45tint-New | 30 | 8.5034e-05 | 4.8364e-05 | 0 | 0 | ExCOMM | 0.47693 | 0.46383 | 9.1518e-05 | 1.016e-08 | 2.1905e-08 |  |  | 3.801e-05 | 0 | 0 | 0 | 0 | 0 | 3.801e-05 | 0 | 3.801e-05 | 0 | 0 | 30.5609 | 0 | 30.5609 | 4.7164e-05 | 4.1425e-07 | 5.2399e-06 | 5.2745e-05 | 3.801e-05 | 1.3876 | 5.954e-06 | 0 | 0 | 5.8699e-05 | 3.801e-05 | 1.5443
Lodging | Glass-Lodging-HtPmpHt-codet to al45tint-New | 30 | 0.00039975 | 0.00030369 | 0 | 0 | ExCOMM | 0.47693 | 0.46383 | 0.00043023 | 4.7764e-08 | 1.0298e-07 |  |  | 0.00023868 | 0 | 0 | 0 | 0 | 0 | 0.00023868 | 0 | 0.00023868 | 0 | 0 | 40.8212 | 0 | 40.8212 | 0.00022172 | 1.9474e-06 | 2.4633e-05 | 0.00024795 | 0.00023868 | 1.0389 | 2.799e-05 | 0 | 0 | 0.00027594 | 0.00023868 | 1.1561
Hospital | Glass-Hospital-HtPmpHt-codet to al45tint-New | 30 | 6.397e-05 | 2.2035e-05 | 0 | 0 | ExCOMM | 0.47693 | 0.46383 | 6.8848e-05 | 7.6435e-09 | 1.6479e-08 |  |  | 1.7318e-05 | 0 | 0 | 0 | 0 | 0 | 1.7318e-05 | 0 | 1.7318e-05 | 0 | 0 | 18.5091 | 0 | 18.5091 | 3.5481e-05 | 3.1163e-07 | 3.9419e-06 | 3.9679e-05 | 1.7318e-05 | 2.2912 | 4.4791e-06 | 0 | 0 | 4.4158e-05 | 1.7318e-05 | 2.5498
OtherHealth | Glass-OtherHealth-HtPmpHt-codet to al45tint-New | 30 | 0.00075096 | 0.0003089 | 0 | 0 | ExCOMM | 0.47693 | 0.46383 | 0.00080822 | 8.9729e-08 | 1.9345e-07 |  |  | 0.00024277 | 0 | 0 | 0 | 0 | 0 | 0.00024277 | 0 | 0.00024277 | 0 | 0 | 22.1026 | 0 | 22.1026 | 0.00041652 | 3.6583e-06 | 4.6275e-05 | 0.0004658 | 0.00024277 | 1.9187 | 5.2582e-05 | 0 | 0 | 0.00051838 | 0.00024277 | 2.1352
Other | Glass-Other-HtPmpHt-codet to al45tint-New | 30 | 0.00068405 | 0.00086098 | 0 | 0 | ExCOMM | 0.47693 | 0.46383 | 0.00073621 | 8.1734e-08 | 1.7622e-07 |  |  | 0.00067667 | 0 | 0 | 0 | 0 | 0 | 0.00067667 | 0 | 0.00067667 | 0 | 0 | 67.6313 | 0 | 67.6313 | 0.00037941 | 3.3324e-06 | 4.2152e-05 | 0.0004243 | 0.00067667 | 0.62704 | 4.7897e-05 | 0 | 0 | 0.0004722 | 0.00067667 | 0.69782
Large Off | Glass-Large Off-HtPmpHt-codet to al40tint-New | 30 | 1.2942 | 0.78193 | 0 | 0 | ExCOMM | 0.47693 | 0.46383 | 1.3928 | 0.00015463 | 0.00033338 |  |  | 0.61454 | 0 | 0 | 0 | 0 | 0 | 0.61454 | 0 | 0.61454 | 0 | 0 | 32.4653 | 0 | 32.4653 | 0.7178 | 0.0063045 | 0.079747 | 0.80273 | 0.61454 | 1.3062 | 0.090616 | 0 | 0 | 0.89335 | 0.61454 | 1.4537
Medium Off | Glass-Medium Off-HtPmpHt-codet to al40tint-New | 30 | 1.2157 | 0.73451 | 0 | 0 | ExCOMM | 0.47693 | 0.46383 | 1.3084 | 0.00014526 | 0.00031317 |  |  | 0.57727 | 0 | 0 | 0 | 0 | 0 | 0.57727 | 0 | 0.57727 | 0 | 0 | 32.4653 | 0 | 32.4653 | 0.67428 | 0.0059222 | 0.074911 | 0.75406 | 0.57727 | 1.3062 | 0.085121 | 0 | 0 | 0.83918 | 0.57727 | 1.4537
Small Off | Glass-Small Off-HtPmpHt-codet to al40tint-New | 30 | 0.3152 | 0.22318 | 0 | 0 | ExCOMM | 0.47693 | 0.46383 | 0.33924 | 3.7662e-05 | 8.1199e-05 |  |  | 0.1754 | 0 | 0 | 0 | 0 | 0 | 0.1754 | 0 | 0.1754 | 0 | 0 | 38.0454 | 0 | 38.0454 | 0.17483 | 0.0015355 | 0.019423 | 0.19551 | 0.1754 | 1.1147 | 0.02207 | 0 | 0 | 0.21758 | 0.1754 | 1.2405
Big Box | Glass-Big Box-HtPmpHt-codet to al40tint-New | 30 | 0.039435 | 0.01656 | 0 | 0 | ExCOMM | 0.47693 | 0.46383 | 0.042442 | 4.7119e-06 | 1.0159e-05 |  |  | 0.013015 | 0 | 0 | 0 | 0 | 0 | 0.013015 | 0 | 0.013015 | 0 | 0 | 22.5646 | 0 | 22.5646 | 0.021873 | 0.00019211 | 0.00243 | 0.024461 | 0.013015 | 1.8794 | 0.0027612 | 0 | 0 | 0.027222 | 0.013015 | 2.0915
Small Box | Glass-Small Box-HtPmpHt-codet to al40tint-New | 30 | 0.017322 | 0.028564 | 0 | 0 | ExCOMM | 0.47693 | 0.46383 | 0.018643 | 2.0697e-06 | 4.4623e-06 |  |  | 0.022449 | 0 | 0 | 0 | 0 | 0 | 0.022449 | 0 | 0.022449 | 0 | 0 | 88.6059 | 0 | 88.6059 | 0.0096077 | 8.4385e-05 | 0.0010674 | 0.010744 | 0.022449 | 0.47861 | 0.0012129 | 0 | 0 | 0.011957 | 0.022449 | 0.53263
High End | Glass-High End-HtPmpHt-codet to al40tint-New | 30 | 0.0085698 | 0.014415 | 0 | 0 | ExCOMM | 0.47693 | 0.46383 | 0.0092233 | 1.024e-06 | 2.2076e-06 |  |  | 0.011329 | 0 | 0 | 0 | 0 | 0 | 0.011329 | 0 | 0.011329 | 0 | 0 | 90.3795 | 0 | 90.3795 | 0.0047533 | 4.1748e-05 | 0.00052808 | 0.0053156 | 0.011329 | 0.46922 | 0.00060005 | 0 | 0 | 0.0059157 | 0.011329 | 0.52218
Anchor | Glass-Anchor-HtPmpHt-codet to al40tint-New | 30 | 0.038912 | 0.016383 | 0 | 0 | ExCOMM | 0.47693 | 0.46383 | 0.041879 | 4.6495e-06 | 1.0024e-05 |  |  | 0.012876 | 0 | 0 | 0 | 0 | 0 | 0.012876 | 0 | 0.012876 | 0 | 0 | 22.6223 | 0 | 22.6223 | 0.021583 | 0.00018956 | 0.0023978 | 0.024136 | 0.012876 | 1.8746 | 0.0027246 | 0 | 0 | 0.026861 | 0.012876 | 2.0862
K-12 | Glass-K-12-HtPmpHt-codet to al40tint-New | 30 | 0.028341 | 0.11517 | 0 | 0 | ExCOMM | 0.47693 | 0.46383 | 0.030502 | 3.3864e-06 | 7.3009e-06 |  |  | 0.090513 | 0 | 0 | 0 | 0 | 0 | 0.090513 | 0 | 0.090513 | 0 | 0 | 218.3506 | 0 | 218.3506 | 0.015719 | 0.00013806 | 0.0017464 | 0.017579 | 0.090513 | 0.19422 | 0.0019844 | 0 | 0 | 0.019564 | 0.090513 | 0.21614
University | Glass-University-HtPmpHt-codet to al40tint-New | 30 | 0.11784 | 0.10233 | 0 | 0 | ExCOMM | 0.47693 | 0.46383 | 0.12683 | 1.4081e-05 | 3.0357e-05 |  |  | 0.080423 | 0 | 0 | 0 | 0 | 0 | 0.080423 | 0 | 0.080423 | 0 | 0 | 46.6583 | 0 | 46.6583 | 0.065362 | 0.00057408 | 0.0072616 | 0.073096 | 0.080423 | 0.90889 | 0.0082514 | 0 | 0 | 0.081347 | 0.080423 | 1.0115
Warehouse | Glass-Warehouse-HtPmpHt-codet to al40tint-New | 30 | 3.3689e-06 | 0.038872 | 0 | 0 | ExCOMM | 0.47693 | 0.46383 | 3.6258e-06 | 4.0254e-10 | 8.6785e-10 |  |  | 0.030551 | 0 | 0 | 0 | 0 | 0 | 0.030551 | 0 | 0.030551 | 0 | 0 | 619995.25 | 0 | 619995.222 | 1.8686e-06 | 1.6412e-08 | 2.0759e-07 | 2.0897e-06 | 0.030551 | 6.84e-05 | 2.3589e-07 | 0 | 0 | 2.3255e-06 | 0.030551 | 7.6121e-05
Supermarket | Glass-Supermarket-HtPmpHt-codet to al40tint-New | 30 | 0.0016839 | 0.0047471 | 0 | 0 | ExCOMM | 0.47693 | 0.46383 | 0.0018123 | 2.0121e-07 | 4.338e-07 |  |  | 0.0037309 | 0 | 0 | 0 | 0 | 0 | 0.0037309 | 0 | 0.0037309 | 0 | 0 | 151.4741 | 0 | 151.4741 | 0.000934 | 8.2034e-06 | 0.00010377 | 0.0010445 | 0.0037309 | 0.27996 | 0.00011791 | 0 | 0 | 0.0011624 | 0.0037309 | 0.31157
MIniMart | Glass-MIniMart-HtPmpHt-codet to al40tint-New | 30 | 0.0011197 | 0.0032418 | 0 | 0 | ExCOMM | 0.47693 | 0.46383 | 0.0012051 | 1.3379e-07 | 2.8845e-07 |  |  | 0.0025478 | 0 | 0 | 0 | 0 | 0 | 0.0025478 | 0 | 0.0025478 | 0 | 0 | 155.5672 | 0 | 155.5672 | 0.00062106 | 5.4548e-06 | 6.8998e-05 | 0.00069454 | 0.0025478 | 0.2726 | 7.8403e-05 | 0 | 0 | 0.00077294 | 0.0025478 | 0.30337
Restaurant | Glass-Restaurant-HtPmpHt-codet to al40tint-New | 30 | 0.013606 | 0.014509 | 0 | 0 | ExCOMM | 0.47693 | 0.46383 | 0.014644 | 1.6258e-06 | 3.5051e-06 |  |  | 0.011403 | 0 | 0 | 0 | 0 | 0 | 0.011403 | 0 | 0.011403 | 0 | 0 | 57.2983 | 0 | 57.2983 | 0.0075467 | 6.6284e-05 | 0.00083843 | 0.0084397 | 0.011403 | 0.74012 | 0.0009527 | 0 | 0 | 0.0093924 | 0.011403 | 0.82366
Lodging | Glass-Lodging-HtPmpHt-codet to al40tint-New | 30 | 0.078159 | 0.091107 | 0 | 0 | ExCOMM | 0.47693 | 0.46383 | 0.084119 | 9.3389e-06 | 2.0134e-05 |  |  | 0.071604 | 0 | 0 | 0 | 0 | 0 | 0.071604 | 0 | 0.071604 | 0 | 0 | 62.6347 | 0 | 62.6347 | 0.043351 | 0.00038076 | 0.0048162 | 0.04848 | 0.071604 | 0.67706 | 0.0054726 | 0 | 0 | 0.053953 | 0.071604 | 0.75349
Hospital | Glass-Hospital-HtPmpHt-codet to al40tint-New | 30 | 0.015157 | 0.0096956 | 0 | 0 | ExCOMM | 0.47693 | 0.46383 | 0.016313 | 1.8111e-06 | 3.9047e-06 |  |  | 0.00762 | 0 | 0 | 0 | 0 | 0 | 0.00762 | 0 | 0.00762 | 0 | 0 | 34.3706 | 0 | 34.3706 | 0.0084071 | 7.384e-05 | 0.00093401 | 0.0094018 | 0.00762 | 1.2338 | 0.0010613 | 0 | 0 | 0.010463 | 0.00762 | 1.3731
OtherHealth | Glass-OtherHealth-HtPmpHt-codet to al40tint-New | 30 | 0.1398 | 0.09267 | 0 | 0 | ExCOMM | 0.47693 | 0.46383 | 0.15046 | 1.6705e-05 | 3.6015e-05 |  |  | 0.072832 | 0 | 0 | 0 | 0 | 0 | 0.072832 | 0 | 0.072832 | 0 | 0 | 35.6172 | 0 | 35.6172 | 0.077543 | 0.00068106 | 0.0086148 | 0.086717 | 0.072832 | 1.1906 | 0.009789 | 0 | 0 | 0.096506 | 0.072832 | 1.325
Other | Glass-Other-HtPmpHt-codet to al40tint-New | 30 | 0.21673 | 0.31856 | 0 | 0 | ExCOMM | 0.47693 | 0.46383 | 0.23326 | 2.5897e-05 | 5.5832e-05 |  |  | 0.25037 | 0 | 0 | 0 | 0 | 0 | 0.25037 | 0 | 0.25037 | 0 | 0 | 78.979 | 0 | 78.979 | 0.12021 | 0.0010558 | 0.013355 | 0.13443 | 0.25037 | 0.53695 | 0.015175 | 0 | 0 | 0.14961 | 0.25037 | 0.59756
Large Off | Glass-Large Off-HtPmpHt-codet to al36tint-New | 30 | 0.0088238 | 0.015994 | 0 | 0 | ExCOMM | 0.47693 | 0.46383 | 0.0094966 | 1.0543e-06 | 2.2731e-06 |  |  | 0.01257 | 0 | 0 | 0 | 0 | 0 | 0.01257 | 0 | 0.01257 | 0 | 0 | 97.396 | 0 | 97.396 | 0.0048941 | 4.2986e-05 | 0.00054373 | 0.0054732 | 0.01257 | 0.43541 | 0.00061784 | 0 | 0 | 0.006091 | 0.01257 | 0.48456
Medium Off | Glass-Medium Off-HtPmpHt-codet to al36tint-New | 30 | 0.0082887 | 0.015024 | 0 | 0 | ExCOMM | 0.47693 | 0.46383 | 0.0089207 | 9.9038e-07 | 2.1352e-06 |  |  | 0.011808 | 0 | 0 | 0 | 0 | 0 | 0.011808 | 0 | 0.011808 | 0 | 0 | 97.396 | 0 | 97.396 | 0.0045974 | 4.0379e-05 | 0.00051076 | 0.0051413 | 0.011808 | 0.43541 | 0.00058037 | 0 | 0 | 0.0057217 | 0.011808 | 0.48456
Small Off | Glass-Small Off-HtPmpHt-codet to al36tint-New | 30 | 0.003152 | 0.0066954 | 0 | 0 | ExCOMM | 0.47693 | 0.46383 | 0.0033924 | 3.7662e-07 | 8.1199e-07 |  |  | 0.0052621 | 0 | 0 | 0 | 0 | 0 | 0.0052621 | 0 | 0.0052621 | 0 | 0 | 114.1361 | 0 | 114.1361 | 0.0017483 | 1.5355e-05 | 0.00019423 | 0.0019551 | 0.0052621 | 0.37155 | 0.0002207 | 0 | 0 | 0.0021758 | 0.0052621 | 0.41349
Big Box | Glass-Big Box-HtPmpHt-codet to al36tint-New | 30 | 0.00031974 | 0.00040282 | 0 | 0 | ExCOMM | 0.47693 | 0.46383 | 0.00034413 | 3.8205e-08 | 8.2369e-08 |  |  | 0.00031659 | 0 | 0 | 0 | 0 | 0 | 0.00031659 | 0 | 0.00031659 | 0 | 0 | 67.6937 | 0 | 67.6938 | 0.00017735 | 1.5577e-06 | 1.9703e-05 | 0.00019833 | 0.00031659 | 0.62646 | 2.2388e-05 | 0 | 0 | 0.00022072 | 0.00031659 | 0.69718
Small Box | Glass-Small Box-HtPmpHt-codet to al36tint-New | 30 | 0.00017322 | 0.00085693 | 0 | 0 | ExCOMM | 0.47693 | 0.46383 | 0.00018643 | 2.0697e-08 | 4.4623e-08 |  |  | 0.00067348 | 0 | 0 | 0 | 0 | 0 | 0.00067348 | 0 | 0.00067348 | 0 | 0 | 265.8177 | 0 | 265.8177 | 9.6077e-05 | 8.4385e-07 | 1.0674e-05 | 0.00010744 | 0.00067348 | 0.15954 | 1.2129e-05 | 0 | 0 | 0.00011957 | 0.00067348 | 0.17754
High End | Glass-High End-HtPmpHt-codet to al36tint-New | 30 | 8.5698e-05 | 0.00043244 | 0 | 0 | ExCOMM | 0.47693 | 0.46383 | 9.2233e-05 | 1.024e-08 | 2.2076e-08 |  |  | 0.00033986 | 0 | 0 | 0 | 0 | 0 | 0.00033986 | 0 | 0.00033986 | 0 | 0 | 271.1385 | 0 | 271.1385 | 4.7533e-05 | 4.1748e-07 | 5.2808e-06 | 5.3156e-05 | 0.00033986 | 0.15641 | 6.0005e-06 | 0 | 0 | 5.9157e-05 | 0.00033986 | 0.17406
Anchor | Glass-Anchor-HtPmpHt-codet to al36tint-New | 30 | 0.00026531 | 0.0003351 | 0 | 0 | ExCOMM | 0.47693 | 0.46383 | 0.00028554 | 3.1701e-08 | 6.8346e-08 |  |  | 0.00026336 | 0 | 0 | 0 | 0 | 0 | 0.00026336 | 0 | 0.00026336 | 0 | 0 | 67.867 | 0 | 67.867 | 0.00014715 | 1.2925e-06 | 1.6349e-05 | 0.00016457 | 0.00026336 | 0.62486 | 1.8577e-05 | 0 | 0 | 0.00018314 | 0.00026336 | 0.6954
K-12 | Glass-K-12-HtPmpHt-codet to al36tint-New | 30 | 0.00028341 | 0.003455 | 0 | 0 | ExCOMM | 0.47693 | 0.46383 | 0.00030502 | 3.3864e-08 | 7.3009e-08 |  |  | 0.0027154 | 0 | 0 | 0 | 0 | 0 | 0.0027154 | 0 | 0.0027154 | 0 | 0 | 655.0519 | 0 | 655.0519 | 0.00015719 | 1.3806e-06 | 1.7464e-05 | 0.00017579 | 0.0027154 | 0.064739 | 1.9844e-05 | 0 | 0 | 0.00019564 | 0.0027154 | 0.072047
University | Glass-University-HtPmpHt-codet to al36tint-New | 30 | 0.00080348 | 0.0020931 | 0 | 0 | ExCOMM | 0.47693 | 0.46383 | 0.00086475 | 9.6005e-08 | 2.0698e-07 |  |  | 0.001645 | 0 | 0 | 0 | 0 | 0 | 0.001645 | 0 | 0.001645 | 0 | 0 | 139.9748 | 0 | 139.9748 | 0.00044565 | 3.9142e-06 | 4.9511e-05 | 0.00049838 | 0.001645 | 0.30296 | 5.6259e-05 | 0 | 0 | 0.00055464 | 0.001645 | 0.33716
Warehouse | Glass-Warehouse-HtPmpHt-codet to al36tint-New | 30 | 3.3689e-08 | 0.0011662 | 0 | 0 | ExCOMM | 0.47693 | 0.46383 | 3.6258e-08 | 4.0254e-12 | 8.6785e-12 |  |  | 0.00091652 | 0 | 0 | 0 | 0 | 0 | 0.00091652 | 0 | 0.00091652 | 0 | 0 | 1859985.625 | 0 | 1859985.6661 | 1.8686e-08 | 1.6412e-10 | 2.0759e-09 | 2.0897e-08 | 0.00091652 | 2.28e-05 | 2.3589e-09 | 0 | 0 | 2.3255e-08 | 0.00091652 | 2.5374e-05
Supermarket | Glass-Supermarket-HtPmpHt-codet to al36tint-New | 30 | 1.6839e-05 | 0.00014241 | 0 | 0 | ExCOMM | 0.47693 | 0.46383 | 1.8123e-05 | 2.0121e-09 | 4.338e-09 |  |  | 0.00011193 | 0 | 0 | 0 | 0 | 0 | 0.00011193 | 0 | 0.00011193 | 0 | 0 | 454.4224 | 0 | 454.4224 | 9.34e-06 | 8.2034e-08 | 1.0377e-06 | 1.0445e-05 | 0.00011193 | 0.093322 | 1.1791e-06 | 0 | 0 | 1.1624e-05 | 0.00011193 | 0.10386
MIniMart | Glass-MIniMart-HtPmpHt-codet to al36tint-New | 30 | 1.1197e-05 | 9.7255e-05 | 0 | 0 | ExCOMM | 0.47693 | 0.46383 | 1.2051e-05 | 1.3379e-09 | 2.8845e-09 |  |  | 7.6435e-05 | 0 | 0 | 0 | 0 | 0 | 7.6435e-05 | 0 | 7.6435e-05 | 0 | 0 | 466.7017 | 0 | 466.7017 | 6.2106e-06 | 5.4548e-08 | 6.8998e-07 | 6.9454e-06 | 7.6435e-05 | 0.090866 | 7.8403e-07 | 0 | 0 | 7.7294e-06 | 7.6435e-05 | 0.10112
Restaurant | Glass-Restaurant-HtPmpHt-codet to al36tint-New | 30 | 0.00013606 | 0.00043527 | 0 | 0 | ExCOMM | 0.47693 | 0.46383 | 0.00014644 | 1.6258e-08 | 3.5051e-08 |  |  | 0.00034209 | 0 | 0 | 0 | 0 | 0 | 0.00034209 | 0 | 0.00034209 | 0 | 0 | 171.8948 | 0 | 171.8948 | 7.5467e-05 | 6.6284e-07 | 8.3843e-06 | 8.4397e-05 | 0.00034209 | 0.24671 | 9.527e-06 | 0 | 0 | 9.3924e-05 | 0.00034209 | 0.27455
Lodging | Glass-Lodging-HtPmpHt-codet to al36tint-New | 30 | 0.00078159 | 0.0027332 | 0 | 0 | ExCOMM | 0.47693 | 0.46383 | 0.00084119 | 9.3389e-08 | 2.0134e-07 |  |  | 0.0021481 | 0 | 0 | 0 | 0 | 0 | 0.0021481 | 0 | 0.0021481 | 0 | 0 | 187.9042 | 0 | 187.9042 | 0.00043351 | 3.8076e-06 | 4.8162e-05 | 0.0004848 | 0.0021481 | 0.22569 | 5.4726e-05 | 0 | 0 | 0.00053953 | 0.0021481 | 0.25116
Hospital | Glass-Hospital-HtPmpHt-codet to al36tint-New | 30 | 0.00010335 | 0.00019832 | 0 | 0 | ExCOMM | 0.47693 | 0.46383 | 0.00011123 | 1.2348e-08 | 2.6623e-08 |  |  | 0.00015586 | 0 | 0 | 0 | 0 | 0 | 0.00015586 | 0 | 0.00015586 | 0 | 0 | 103.1119 | 0 | 103.1119 | 5.7321e-05 | 5.0346e-07 | 6.3683e-06 | 6.4103e-05 | 0.00015586 | 0.41128 | 7.2362e-06 | 0 | 0 | 7.1339e-05 | 0.00015586 | 0.4577
OtherHealth | Glass-OtherHealth-HtPmpHt-codet to al36tint-New | 30 | 0.001398 | 0.0027801 | 0 | 0 | ExCOMM | 0.47693 | 0.46383 | 0.0015046 | 1.6705e-07 | 3.6015e-07 |  |  | 0.002185 | 0 | 0 | 0 | 0 | 0 | 0.002185 | 0 | 0.002185 | 0 | 0 | 106.8517 | 0 | 106.8517 | 0.00077543 | 6.8106e-06 | 8.6148e-05 | 0.00086717 | 0.002185 | 0.39688 | 9.789e-05 | 0 | 0 | 0.00096506 | 0.002185 | 0.44168
Other | Glass-Other-HtPmpHt-codet to al36tint-New | 30 | 0.0017573 | 0.0077488 | 0 | 0 | ExCOMM | 0.47693 | 0.46383 | 0.0018913 | 2.0997e-07 | 4.5269e-07 |  |  | 0.00609 | 0 | 0 | 0 | 0 | 0 | 0.00609 | 0 | 0.00609 | 0 | 0 | 236.9371 | 0 | 236.9371 | 0.00097469 | 8.5608e-06 | 0.00010829 | 0.00109 | 0.00609 | 0.17898 | 0.00012304 | 0 | 0 | 0.0012131 | 0.00609 | 0.19919
Large Off | Glass-Large Off-ElecHt-code to vea-New | 30 | 0.21095 | 0.24577 | 0 | 0 | ExCOMM | 0.47693 | 0.46383 | 0.22703 | 2.5205e-05 | 5.4341e-05 |  |  | 0.19316 | 0 | 0 | 0 | 0 | 0 | 0.19316 | 0 | 0.19316 | 0 | 0 | 62.6034 | 0 | 62.6034 | 0.117 | 0.0010276 | 0.012999 | 0.13084 | 0.19316 | 0.6774 | 0.01477 | 0 | 0 | 0.14561 | 0.19316 | 0.75387
Medium Off | Glass-Medium Off-ElecHt-code to vea-New | 30 | 0.099227 | 0.11561 | 0 | 0 | ExCOMM | 0.47693 | 0.46383 | 0.10679 | 1.1856e-05 | 2.5562e-05 |  |  | 0.09086 | 0 | 0 | 0 | 0 | 0 | 0.09086 | 0 | 0.09086 | 0 | 0 | 62.6034 | 0 | 62.6034 | 0.055037 | 0.00048339 | 0.0061145 | 0.061548 | 0.09086 | 0.6774 | 0.0069478 | 0 | 0 | 0.068496 | 0.09086 | 0.75387
Small Off | Glass-Small Off-ElecHt-code to vea-New | 30 | 0.055189 | 0.073918 | 0 | 0 | ExCOMM | 0.47693 | 0.46383 | 0.059397 | 6.5943e-06 | 1.4217e-05 |  |  | 0.058094 | 0 | 0 | 0 | 0 | 0 | 0.058094 | 0 | 0.058094 | 0 | 0 | 71.9676 | 0 | 71.9676 | 0.030611 | 0.00026886 | 0.0034008 | 0.034232 | 0.058094 | 0.58926 | 0.0038643 | 0 | 0 | 0.038097 | 0.058094 | 0.65578
Big Box | Glass-Big Box-ElecHt-code to vea-New | 30 | 0.00068624 | 0.0012282 | 0 | 0 | ExCOMM | 0.47693 | 0.46383 | 0.00073856 | 8.1996e-08 | 1.7678e-07 |  |  | 0.0009653 | 0 | 0 | 0 | 0 | 0 | 0.0009653 | 0 | 0.0009653 | 0 | 0 | 96.1713 | 0 | 96.1713 | 0.00038062 | 3.343e-06 | 4.2286e-05 | 0.00042566 | 0.0009653 | 0.44096 | 4.805e-05 | 0 | 0 | 0.00047371 | 0.0009653 | 0.49073
Small Box | Glass-Small Box-ElecHt-code to vea-New | 30 | 0.012009 | 0.019652 | 0 | 0 | ExCOMM | 0.47693 | 0.46383 | 0.012924 | 1.4349e-06 | 3.0935e-06 |  |  | 0.015445 | 0 | 0 | 0 | 0 | 0 | 0.015445 | 0 | 0.015445 | 0 | 0 | 87.9309 | 0 | 87.9309 | 0.0066607 | 5.8501e-05 | 0.00073999 | 0.0074487 | 0.015445 | 0.48228 | 0.00084085 | 0 | 0 | 0.0082896 | 0.015445 | 0.53672
High End | Glass-High End-ElecHt-code to vea-New | 30 | 0.0061685 | 0.010071 | 0 | 0 | ExCOMM | 0.47693 | 0.46383 | 0.0066389 | 7.3705e-07 | 1.5891e-06 |  |  | 0.0079155 | 0 | 0 | 0 | 0 | 0 | 0.0079155 | 0 | 0.0079155 | 0 | 0 | 87.7307 | 0 | 87.7307 | 0.0034214 | 3.005e-05 | 0.00038011 | 0.0038262 | 0.0079155 | 0.48338 | 0.00043192 | 0 | 0 | 0.0042581 | 0.0079155 | 0.53795
Anchor | Glass-Anchor-ElecHt-code to vea-New | 30 | 0.00081241 | 0.0014545 | 0 | 0 | ExCOMM | 0.47693 | 0.46383 | 0.00087436 | 9.7071e-08 | 2.0928e-07 |  |  | 0.0011431 | 0 | 0 | 0 | 0 | 0 | 0.0011431 | 0 | 0.0011431 | 0 | 0 | 96.1997 | 0 | 96.1997 | 0.0004506 | 3.9577e-06 | 5.0061e-05 | 0.00050392 | 0.0011431 | 0.44083 | 5.6884e-05 | 0 | 0 | 0.0005608 | 0.0011431 | 0.49059
K-12 | Glass-K-12-ElecHt-code to vea-New | 30 | 0.019536 | 0.037797 | 0 | 0 | ExCOMM | 0.47693 | 0.46383 | 0.021026 | 2.3343e-06 | 5.0327e-06 |  |  | 0.029705 | 0 | 0 | 0 | 0 | 0 | 0.029705 | 0 | 0.029705 | 0 | 0 | 103.9563 | 0 | 103.9563 | 0.010836 | 9.5172e-05 | 0.0012038 | 0.012118 | 0.029705 | 0.40794 | 0.0013679 | 0 | 0 | 0.013486 | 0.029705 | 0.45398
University | Glass-University-ElecHt-code to vea-New | 30 | 0.0091117 | 0.0093894 | 0 | 0 | ExCOMM | 0.47693 | 0.46383 | 0.0098065 | 1.0887e-06 | 2.3472e-06 |  |  | 0.0073794 | 0 | 0 | 0 | 0 | 0 | 0.0073794 | 0 | 0.0073794 | 0 | 0 | 55.3708 | 0 | 55.3708 | 0.0050538 | 4.4388e-05 | 0.00056147 | 0.0056518 | 0.0073794 | 0.76588 | 0.00063799 | 0 | 0 | 0.0062898 | 0.0073794 | 0.85234
Warehouse | Glass-Warehouse-ElecHt-code to vea-New | 30 | 8.1068e-07 | 0.009354 | 0 | 0 | ExCOMM | 0.47693 | 0.46383 | 8.7249e-07 | 9.6865e-11 | 2.0884e-10 |  |  | 0.0073516 | 0 | 0 | 0 | 0 | 0 | 0.0073516 | 0 | 0.0073516 | 0 | 0 | 619995.25 | 0 | 619995.222 | 4.4964e-07 | 3.9493e-09 | 4.9955e-08 | 5.0285e-07 | 0.0073516 | 6.84e-05 | 5.6763e-08 | 0 | 0 | 5.5961e-07 | 0.0073516 | 7.6121e-05
Supermarket | Glass-Supermarket-ElecHt-code to vea-New | 30 | 0.0011161 | 0.0015142 | 0 | 0 | ExCOMM | 0.47693 | 0.46383 | 0.0012012 | 1.3335e-07 | 2.8751e-07 |  |  | 0.00119 | 0 | 0 | 0 | 0 | 0 | 0.00119 | 0 | 0.00119 | 0 | 0 | 72.8988 | 0 | 72.8989 | 0.00061903 | 5.437e-06 | 6.8773e-05 | 0.00069227 | 0.00119 | 0.58173 | 7.8146e-05 | 0 | 0 | 0.00077042 | 0.00119 | 0.6474
MIniMart | Glass-MIniMart-ElecHt-code to vea-New | 30 | 0.000947 | 0.0012936 | 0 | 0 | ExCOMM | 0.47693 | 0.46383 | 0.0010192 | 1.1315e-07 | 2.4395e-07 |  |  | 0.0010166 | 0 | 0 | 0 | 0 | 0 | 0.0010166 | 0 | 0.0010166 | 0 | 0 | 73.3967 | 0 | 73.3967 | 0.00052526 | 4.6134e-06 | 5.8355e-05 | 0.0005874 | 0.0010166 | 0.57778 | 6.6308e-05 | 0 | 0 | 0.00065371 | 0.0010166 | 0.64301
Restaurant | Glass-Restaurant-ElecHt-code to vea-New | 30 | 0.0031905 | 0.0059505 | 0 | 0 | ExCOMM | 0.47693 | 0.46383 | 0.0034338 | 3.8122e-07 | 8.219e-07 |  |  | 0.0046767 | 0 | 0 | 0 | 0 | 0 | 0.0046767 | 0 | 0.0046767 | 0 | 0 | 100.215 | 0 | 100.215 | 0.0017696 | 1.5543e-05 | 0.0001966 | 0.001979 | 0.0046767 | 0.42316 | 0.0002234 | 0 | 0 | 0.0022024 | 0.0046767 | 0.47093
Lodging | Glass-Lodging-ElecHt-code to vea-New | 30 | 0.0726 | 0.11015 | 0 | 0 | ExCOMM | 0.47693 | 0.46383 | 0.078135 | 8.6746e-06 | 1.8702e-05 |  |  | 0.086567 | 0 | 0 | 0 | 0 | 0 | 0.086567 | 0 | 0.086567 | 0 | 0 | 81.5223 | 0 | 81.5223 | 0.040267 | 0.00035367 | 0.0044736 | 0.045032 | 0.086567 | 0.52019 | 0.0050834 | 0 | 0 | 0.050115 | 0.086567 | 0.57892
Hospital | Glass-Hospital-ElecHt-code to vea-New | 30 | 0.0031376 | 0.0033053 | 0 | 0 | ExCOMM | 0.47693 | 0.46383 | 0.0033768 | 3.749e-07 | 8.0826e-07 |  |  | 0.0025977 | 0 | 0 | 0 | 0 | 0 | 0.0025977 | 0 | 0.0025977 | 0 | 0 | 56.6055 | 0 | 56.6055 | 0.0017403 | 1.5285e-05 | 0.00019334 | 0.0019462 | 0.0025977 | 0.74918 | 0.00021969 | 0 | 0 | 0.0021659 | 0.0025977 | 0.83375
OtherHealth | Glass-OtherHealth-ElecHt-code to vea-New | 30 | 0.040376 | 0.038877 | 0 | 0 | ExCOMM | 0.47693 | 0.46383 | 0.043455 | 4.8244e-06 | 1.0401e-05 |  |  | 0.030554 | 0 | 0 | 0 | 0 | 0 | 0.030554 | 0 | 0.030554 | 0 | 0 | 51.7376 | 0 | 51.7376 | 0.022395 | 0.00019669 | 0.002488 | 0.025044 | 0.030554 | 0.81966 | 0.0028271 | 0 | 0 | 0.027871 | 0.030554 | 0.91219
Other | Glass-Other-ElecHt-code to vea-New | 30 | 0.042589 | 0.065144 | 0 | 0 | ExCOMM | 0.47693 | 0.46383 | 0.045837 | 5.0888e-06 | 1.0971e-05 |  |  | 0.051199 | 0 | 0 | 0 | 0 | 0 | 0.051199 | 0 | 0.051199 | 0 | 0 | 82.1894 | 0 | 82.1894 | 0.023622 | 0.00020748 | 0.0026244 | 0.026417 | 0.051199 | 0.51597 | 0.0029821 | 0 | 0 | 0.029399 | 0.051199 | 0.57422
Large Off | Glass-Large Off-GasHt-code to vea-New | 30 | -0.0053627 | 0.16416 | -0.0028164 | 0 | SmComCAC | 0.17 | 0 | -0.0057716 | 0 | -3.8756e-06 |  |  | 0.12902 | 0 | 0 | -0.038276 | 0 | 0 | 0.12902 | -0.038276 | 0.090745 | 0 | 0 | -1644.8853 | 487.9806 | -1156.9047 | -0.0041853 | 0 | -0.00050512 | -0.0046905 | 0.12902 | -0.036354 | -0.0010534 | 0 | 0 | -0.0057439 | 0.090745 | -0.063297
Medium Off | Glass-Medium Off-GasHt-code to vea-New | 30 | -0.0052295 | 0.16009 | -0.0027465 | 0 | SmComCAC | 0.17 | 0 | -0.0056283 | 0 | -3.7794e-06 |  |  | 0.12582 | 0 | 0 | -0.037326 | 0 | 0 | 0.12582 | -0.037326 | 0.088491 | 0 | 0 | -1644.8853 | 487.9805 | -1156.9048 | -0.0040814 | 0 | -0.00049257 | -0.004574 | 0.12582 | -0.036354 | -0.0010273 | 0 | 0 | -0.0056012 | 0.088491 | -0.063297
Small Off | Glass-Small Off-GasHt-code to vea-New | 30 | -0.017384 | 0.34382 | -0.0052778 | 0 | SmComCAC | 0.17 | 0 | -0.018709 | 0 | -1.2563e-05 |  |  | 0.27022 | 0 | 0 | -0.071727 | 0 | 0 | 0.27022 | -0.071727 | 0.19849 | 0 | 0 | -1062.7555 | 282.0952 | -780.6604 | -0.013567 | 0 | -0.0016374 | -0.015205 | 0.27022 | -0.056267 | -0.0034148 | 0 | 0 | -0.018619 | 0.19849 | -0.093803
Big Box | Glass-Big Box-GasHt-code to vea-New | 30 | 0.0008557 | 0.019949 | -0.00019814 | 0 | SmComCAC | 0.17 | 0 | 0.00092095 | 0 | 6.1842e-07 |  |  | 0.015679 | 0 | 0 | -0.0026929 | 0 | 0 | 0.015679 | -0.0026929 | 0.012986 | 0 | 0 | 1252.6838 | -215.153 | 1037.5308 | 0.00066784 | 0 | 8.0599e-05 | 0.00074844 | 0.015679 | 0.047736 | 0.00016809 | 0 | 0 | 0.00091653 | 0.012986 | 0.07058
Small Box | Glass-Small Box-GasHt-code to vea-New | 30 | -0.0040092 | 0.088259 | -0.0011157 | 0 | SmComCAC | 0.17 | 0 | -0.0043149 | 0 | -2.8975e-06 |  |  | 0.069365 | 0 | 0 | -0.015163 | 0 | 0 | 0.069365 | -0.015163 | 0.054202 | 0 | 0 | -1182.8832 | 258.573 | -924.3102 | -0.003129 | 0 | -0.00037763 | -0.0035066 | 0.069365 | -0.050553 | -0.00078755 | 0 | 0 | -0.0042942 | 0.054202 | -0.079225
High End | Glass-High End-GasHt-code to vea-New | 30 | -0.0032035 | 0.072756 | -0.00091974 | 0 | SmComCAC | 0.17 | 0 | -0.0034478 | 0 | -2.3152e-06 |  |  | 0.057181 | 0 | 0 | -0.0125 | 0 | 0 | 0.057181 | -0.0125 | 0.044682 | 0 | 0 | -1220.3525 | 266.7636 | -953.5889 | -0.0025002 | 0 | -0.00030174 | -0.0028019 | 0.057181 | -0.049001 | -0.00062928 | 0 | 0 | -0.0034312 | 0.044682 | -0.076792
Anchor | Glass-Anchor-GasHt-code to vea-New | 30 | 0.00013979 | 0.0032716 | -3.2495e-05 | 0 | SmComCAC | 0.17 | 0 | 0.00015045 | 0 | 1.0103e-07 |  |  | 0.0025712 | 0 | 0 | -0.00044162 | 0 | 0 | 0.0025712 | -0.00044162 | 0.0021296 | 0 | 0 | 1257.5105 | -215.982 | 1041.5285 | 0.0001091 | 0 | 1.3167e-05 | 0.00012227 | 0.0025712 | 0.047553 | 2.746e-05 | 0 | 0 | 0.00014973 | 0.0021296 | 0.070309
K-12 | Glass-K-12-GasHt-code to vea-New | 30 | 0.013524 | 0.55201 | -0.0052336 | 0 | SmComCAC | 0.17 | 0 | 0.014555 | 0 | 9.7739e-06 |  |  | 0.43384 | 0 | 0 | -0.071126 | 0 | 0 | 0.43384 | -0.071126 | 0.36271 | 0 | 0 | 2193.1804 | -359.5646 | 1833.6158 | 0.010555 | 0 | 0.0012739 | 0.011829 | 0.43384 | 0.027266 | 0.0026566 | 0 | 0 | 0.014485 | 0.36271 | 0.039937
University | Glass-University-GasHt-code to vea-New | 30 | 0.0033184 | 0.10194 | -0.0018409 | 0 | SmComCAC | 0.17 | 0 | 0.0035714 | 0 | 2.3982e-06 |  |  | 0.080114 | 0 | 0 | -0.025018 | 0 | 0 | 0.080114 | -0.025018 | 0.055096 | 0 | 0 | 1650.6119 | -515.452 | 1135.1599 | 0.0025898 | 0 | 0.00031256 | 0.0029024 | 0.080114 | 0.036228 | 0.00065184 | 0 | 0 | 0.0035542 | 0.055096 | 0.064509
Warehouse | Glass-Warehouse-GasHt-code to vea-New | 30 | 4.4401e-06 | 0.222 | -6.682e-06 | 0 | SmComCAC | 0.17 | 0 | 4.7786e-06 | 0 | 3.2088e-09 |  |  | 0.17448 | 0 | 0 | -9.081e-05 | 0 | 0 | 0.17448 | -9.081e-05 | 0.17439 | 0 | 0 | 2686646 | -1398.3069 | 2685247.6553 | 3.4653e-06 | 0 | 4.1821e-07 | 3.8835e-06 | 0.17448 | 2.2258e-05 | 8.7218e-07 | 0 | 0 | 4.7557e-06 | 0.17439 | 2.7271e-05
Supermarket | Glass-Supermarket-GasHt-code to vea-New | 30 | 0.0022194 | 0.011681 | -0.00012305 | 0 | SmComCAC | 0.17 | 0 | 0.0023886 | 0 | 1.604e-06 |  |  | 0.0091805 | 0 | 0 | -0.0016723 | 0 | 0 | 0.0091805 | -0.0016723 | 0.0075081 | 0 | 0 | 282.8048 | -51.5166 | 231.2883 | 0.0017321 | 0 | 0.00020905 | 0.0019412 | 0.0091805 | 0.21145 | 0.00043597 | 0 | 0 | 0.0023772 | 0.0075081 | 0.31661
MIniMart | Glass-MIniMart-GasHt-code to vea-New | 30 | 0.0064653 | 0.034948 | -0.00036816 | 0 | SmComCAC | 0.17 | 0 | 0.0069583 | 0 | 4.6725e-06 |  |  | 0.027466 | 0 | 0 | -0.0050034 | 0 | 0 | 0.027466 | -0.0050034 | 0.022463 | 0 | 0 | 290.4482 | -52.9089 | 237.5393 | 0.0050459 | 0 | 0.00060897 | 0.0056549 | 0.027466 | 0.20588 | 0.00127 | 0 | 0 | 0.0069249 | 0.022463 | 0.30828
Restaurant | Glass-Restaurant-GasHt-code to vea-New | 30 | 0.0014474 | 0.071124 | -0.00070644 | 0 | SmComCAC | 0.17 | 0 | 0.0015577 | 0 | 1.046e-06 |  |  | 0.055899 | 0 | 0 | -0.0096008 | 0 | 0 | 0.055899 | -0.0096008 | 0.046298 | 0 | 0 | 2640.4382 | -453.5049 | 2186.9334 | 0.0011296 | 0 | 0.00013633 | 0.0012659 | 0.055899 | 0.022647 | 0.00028432 | 0 | 0 | 0.0015503 | 0.046298 | 0.033485
Lodging | Glass-Lodging-GasHt-code to vea-New | 30 | 0.001491 | 0.088008 | -0.0010883 | 0 | SmComCAC | 0.17 | 0 | 0.0016047 | 0 | 1.0776e-06 |  |  | 0.069168 | 0 | 0 | -0.01479 | 0 | 0 | 0.069168 | -0.01479 | 0.054378 | 0 | 0 | 3171.6431 | -678.1753 | 2493.4677 | 0.0011637 | 0 | 0.00014044 | 0.0013041 | 0.069168 | 0.018854 | 0.00029289 | 0 | 0 | 0.001597 | 0.054378 | 0.029368
Hospital | Glass-Hospital-GasHt-code to vea-New | 30 | 0.0036843 | 0.10577 | -0.0018624 | 0 | SmComCAC | 0.17 | 0 | 0.0039652 | 0 | 2.6627e-06 |  |  | 0.083128 | 0 | 0 | -0.02531 | 0 | 0 | 0.083128 | -0.02531 | 0.057818 | 0 | 0 | 1542.5719 | -469.6706 | 1072.9013 | 0.0028754 | 0 | 0.00034703 | 0.0032225 | 0.083128 | 0.038765 | 0.00072373 | 0 | 0 | 0.0039462 | 0.057818 | 0.068253
OtherHealth | Glass-OtherHealth-GasHt-code to vea-New | 30 | 0.047245 | 0.46917 | -0.0084728 | 0 | SmComCAC | 0.17 | 0 | 0.050848 | 0 | 3.4144e-05 |  |  | 0.36873 | 0 | 0 | -0.11515 | 0 | 0 | 0.36873 | -0.11515 | 0.25359 | 0 | 0 | 533.5941 | -166.6304 | 366.9636 | 0.036873 | 0 | 0.0044501 | 0.041323 | 0.36873 | 0.11207 | 0.0092807 | 0 | 0 | 0.050604 | 0.25359 | 0.19955
Other | Glass-Other-GasHt-code to vea-New | 30 | 0.006908 | 0.59595 | -0.0073692 | 0 | SmComCAC | 0.17 | 0 | 0.0074347 | 0 | 4.9924e-06 |  |  | 0.46837 | 0 | 0 | -0.10015 | 0 | 0 | 0.46837 | -0.10015 | 0.36822 | 0 | 0 | 4635.4785 | -991.1793 | 3644.299 | 0.0053914 | 0 | 0.00065067 | 0.0060421 | 0.46837 | 0.0129 | 0.001357 | 0 | 0 | 0.007399 | 0.36822 | 0.020094
Large Off | Glass-Large Off-HtPmpHt-code to vea-New | 30 | 0.030431 | 0.088855 | 0 | 0 | ExCOMM | 0.47693 | 0.46383 | 0.032751 | 3.6361e-06 | 7.8393e-06 |  |  | 0.069834 | 0 | 0 | 0 | 0 | 0 | 0.069834 | 0 | 0.069834 | 0 | 0 | 156.8937 | 0 | 156.8937 | 0.016879 | 0.00014825 | 0.0018752 | 0.018876 | 0.069834 | 0.27029 | 0.0021308 | 0 | 0 | 0.021006 | 0.069834 | 0.30081
Medium Off | Glass-Medium Off-HtPmpHt-code to vea-New | 30 | 0.028586 | 0.083467 | 0 | 0 | ExCOMM | 0.47693 | 0.46383 | 0.030765 | 3.4156e-06 | 7.3639e-06 |  |  | 0.065599 | 0 | 0 | 0 | 0 | 0 | 0.065599 | 0 | 0.065599 | 0 | 0 | 156.8937 | 0 | 156.8937 | 0.015855 | 0.00013926 | 0.0017615 | 0.017731 | 0.065599 | 0.27029 | 0.0020016 | 0 | 0 | 0.019733 | 0.065599 | 0.30081
Small Off | Glass-Small Off-HtPmpHt-code to vea-New | 30 | -0.040288 | 0.14135 | 0 | 0 | ExCOMM | 0.47693 | 0.46383 | -0.043359 | -4.8138e-06 | -1.0378e-05 |  |  | 0.11109 | 0 | 0 | 0 | 0 | 0 | 0.11109 | 0 | 0.11109 | 0 | 0 | -188.519 | 0 | -188.519 | -0.022346 | -0.00019626 | -0.0024825 | -0.024989 | 0.11109 | -0.22495 | -0.0028209 | 0 | 0 | -0.02781 | 0.11109 | -0.25034
Big Box | Glass-Big Box-HtPmpHt-code to vea-New | 30 | 0.002791 | 0.0053709 | 0 | 0 | ExCOMM | 0.47693 | 0.46383 | 0.0030038 | 3.3348e-07 | 7.1897e-07 |  |  | 0.0042212 | 0 | 0 | 0 | 0 | 0 | 0.0042212 | 0 | 0.0042212 | 0 | 0 | 103.4035 | 0 | 103.4035 | 0.001548 | 1.3596e-05 | 0.00017198 | 0.0017312 | 0.0042212 | 0.41012 | 0.00019542 | 0 | 0 | 0.0019266 | 0.0042212 | 0.45641
Small Box | Glass-Small Box-HtPmpHt-code to vea-New | 30 | -0.0042151 | 0.018091 | 0 | 0 | ExCOMM | 0.47693 | 0.46383 | -0.0045365 | -5.0364e-07 | -1.0858e-06 |  |  | 0.014218 | 0 | 0 | 0 | 0 | 0 | 0.014218 | 0 | 0.014218 | 0 | 0 | -230.6147 | 0 | -230.6147 | -0.0023379 | -2.0534e-05 | -0.00025974 | -0.0026145 | 0.014218 | -0.18389 | -0.00029514 | 0 | 0 | -0.0029097 | 0.014218 | -0.20465
High End | Glass-High End-HtPmpHt-code to vea-New | 30 | -0.0021144 | 0.0091292 | 0 | 0 | ExCOMM | 0.47693 | 0.46383 | -0.0022756 | -2.5264e-07 | -5.4467e-07 |  |  | 0.0071749 | 0 | 0 | 0 | 0 | 0 | 0.0071749 | 0 | 0.0071749 | 0 | 0 | -232.0035 | 0 | -232.0035 | -0.0011727 | -1.03e-05 | -0.00013029 | -0.0013115 | 0.0071749 | -0.18279 | -0.00014805 | 0 | 0 | -0.0014595 | 0.0071749 | -0.20342
Anchor | Glass-Anchor-HtPmpHt-code to vea-New | 30 | 0.00096709 | 0.0018617 | 0 | 0 | ExCOMM | 0.47693 | 0.46383 | 0.0010408 | 1.1555e-07 | 2.4913e-07 |  |  | 0.0014631 | 0 | 0 | 0 | 0 | 0 | 0.0014631 | 0 | 0.0014631 | 0 | 0 | 103.4363 | 0 | 103.4363 | 0.0005364 | 4.7112e-06 | 5.9593e-05 | 0.00059986 | 0.0014631 | 0.40999 | 6.7715e-05 | 0 | 0 | 0.00066758 | 0.0014631 | 0.45627
K-12 | Glass-K-12-HtPmpHt-code to vea-New | 30 | -0.0036286 | 0.072939 | 0 | 0 | ExCOMM | 0.47693 | 0.46383 | -0.0039052 | -4.3356e-07 | -9.3475e-07 |  |  | 0.057325 | 0 | 0 | 0 | 0 | 0 | 0.057325 | 0 | 0.057325 | 0 | 0 | -1080.1074 | 0 | -1080.1075 | -0.0020126 | -1.7677e-05 | -0.00022359 | -0.0022507 | 0.057325 | -0.039262 | -0.00025407 | 0 | 0 | -0.0025048 | 0.057325 | -0.043694
University | Glass-University-HtPmpHt-code to vea-New | 30 | 0.0018872 | 0.011628 | 0 | 0 | ExCOMM | 0.47693 | 0.46383 | 0.0020311 | 2.2549e-07 | 4.8615e-07 |  |  | 0.009139 | 0 | 0 | 0 | 0 | 0 | 0.009139 | 0 | 0.009139 | 0 | 0 | 331.0889 | 0 | 331.0889 | 0.0010467 | 9.1934e-06 | 0.00011629 | 0.0011706 | 0.009139 | 0.12808 | 0.00013214 | 0 | 0 | 0.0013027 | 0.009139 | 0.14254
Warehouse | Glass-Warehouse-HtPmpHt-code to vea-New | 30 | 2.1336e-06 | 0.024619 | 0 | 0 | ExCOMM | 0.47693 | 0.46383 | 2.2963e-06 | 2.5494e-10 | 5.4964e-10 |  |  | 0.019349 | 0 | 0 | 0 | 0 | 0 | 0.019349 | 0 | 0.019349 | 0 | 0 | 619995.25 | 0 | 619995.222 | 1.1834e-06 | 1.0394e-08 | 1.3148e-07 | 1.3234e-06 | 0.019349 | 6.84e-05 | 1.494e-07 | 0 | 0 | 1.4728e-06 | 0.019349 | 7.6121e-05
Supermarket | Glass-Supermarket-HtPmpHt-code to vea-New | 30 | -0.00041566 | 0.0030065 | 0 | 0 | ExCOMM | 0.47693 | 0.46383 | -0.00044735 | -4.9665e-08 | -1.0708e-07 |  |  | 0.0023629 | 0 | 0 | 0 | 0 | 0 | 0.0023629 | 0 | 0.0023629 | 0 | 0 | -388.6558 | 0 | -388.6558 | -0.00023054 | -2.0249e-06 | -2.5613e-05 | -0.00025782 | 0.0023629 | -0.10911 | -2.9104e-05 | 0 | 0 | -0.00028693 | 0.0023629 | -0.12143
MIniMart | Glass-MIniMart-HtPmpHt-code to vea-New | 30 | -0.00029412 | 0.0020532 | 0 | 0 | ExCOMM | 0.47693 | 0.46383 | -0.00031655 | -3.5143e-08 | -7.5768e-08 |  |  | 0.0016136 | 0 | 0 | 0 | 0 | 0 | 0.0016136 | 0 | 0.0016136 | 0 | 0 | -375.0905 | 0 | -375.0905 | -0.00016313 | -1.4328e-06 | -1.8124e-05 | -0.00018244 | 0.0016136 | -0.11306 | -2.0594e-05 | 0 | 0 | -0.00020303 | 0.0016136 | -0.12582
Restaurant | Glass-Restaurant-HtPmpHt-code to vea-New | 30 | -0.0025421 | 0.0091891 | 0 | 0 | ExCOMM | 0.47693 | 0.46383 | -0.0027359 | -3.0374e-07 | -6.5486e-07 |  |  | 0.007222 | 0 | 0 | 0 | 0 | 0 | 0.007222 | 0 | 0.007222 | 0 | 0 | -194.2334 | 0 | -194.2334 | -0.00141 | -1.2384e-05 | -0.00015664 | -0.0015768 | 0.007222 | -0.21833 | -0.00017799 | 0 | 0 | -0.0017548 | 0.007222 | -0.24298
Lodging | Glass-Lodging-HtPmpHt-code to vea-New | 30 | -0.0054863 | 0.057701 | 0 | 0 | ExCOMM | 0.47693 | 0.46383 | -0.0059046 | -6.5554e-07 | -1.4133e-06 |  |  | 0.045349 | 0 | 0 | 0 | 0 | 0 | 0.045349 | 0 | 0.045349 | 0 | 0 | -565.1263 | 0 | -565.1263 | -0.003043 | -2.6727e-05 | -0.00033807 | -0.003403 | 0.045349 | -0.075041 | -0.00038415 | 0 | 0 | -0.0037872 | 0.045349 | -0.083512
Hospital | Glass-Hospital-HtPmpHt-code to vea-New | 30 | 0.00035268 | 0.0011018 | 0 | 0 | ExCOMM | 0.47693 | 0.46383 | 0.00037957 | 4.214e-08 | 9.0852e-08 |  |  | 0.00086591 | 0 | 0 | 0 | 0 | 0 | 0.00086591 | 0 | 0.00086591 | 0 | 0 | 167.8624 | 0 | 167.8624 | 0.00019561 | 1.7181e-06 | 2.1732e-05 | 0.00021876 | 0.00086591 | 0.25263 | 2.4694e-05 | 0 | 0 | 0.00024345 | 0.00086591 | 0.28115
OtherHealth | Glass-OtherHealth-HtPmpHt-code to vea-New | 30 | 0.017378 | 0.058691 | 0 | 0 | ExCOMM | 0.47693 | 0.46383 | 0.018703 | 2.0764e-06 | 4.4766e-06 |  |  | 0.046127 | 0 | 0 | 0 | 0 | 0 | 0.046127 | 0 | 0.046127 | 0 | 0 | 181.4757 | 0 | 181.4757 | 0.0096386 | 8.4657e-05 | 0.0010708 | 0.010779 | 0.046127 | 0.23368 | 0.0012168 | 0 | 0 | 0.011996 | 0.046127 | 0.26006
Other | Glass-Other-HtPmpHt-code to vea-New | 30 | -0.010376 | 0.10332 | 0 | 0 | ExCOMM | 0.47693 | 0.46383 | -0.011168 | -1.2398e-06 | -2.673e-06 |  |  | 0.081201 | 0 | 0 | 0 | 0 | 0 | 0.081201 | 0 | 0.081201 | 0 | 0 | -535.0219 | 0 | -535.0219 | -0.0057553 | -5.0549e-05 | -0.0006394 | -0.0064362 | 0.081201 | -0.079263 | -0.00072655 | 0 | 0 | -0.0071628 | 0.081201 | -0.088211
Large Off | Glass-Large Off-ElecHt-codet to vet-New | 30 | 0.056652 | 0.0049154 | 0 | 0 | ExCOMM | 0.47693 | 0.46383 | 0.060972 | 6.7692e-06 | 1.4594e-05 |  |  | 0.0038631 | 0 | 0 | 0 | 0 | 0 | 0.0038631 | 0 | 0.0038631 | 0 | 0 | 4.6621 | 0 | 4.6621 | 0.031422 | 0.00027599 | 0.003491 | 0.03514 | 0.0038631 | 9.0962 | 0.0039668 | 0 | 0 | 0.039107 | 0.0038631 | 10.1231
Medium Off | Glass-Medium Off-ElecHt-codet to vet-New | 30 | 0.026649 | 0.0023122 | 0 | 0 | ExCOMM | 0.47693 | 0.46383 | 0.028681 | 3.1842e-06 | 6.865e-06 |  |  | 0.0018172 | 0 | 0 | 0 | 0 | 0 | 0.0018172 | 0 | 0.0018172 | 0 | 0 | 4.6621 | 0 | 4.6621 | 0.014781 | 0.00012982 | 0.0016421 | 0.01653 | 0.0018172 | 9.0962 | 0.0018659 | 0 | 0 | 0.018396 | 0.0018172 | 10.1231
Small Off | Glass-Small Off-ElecHt-codet to vet-New | 30 | 0.0030982 | 0.00038904 | 0 | 0 | ExCOMM | 0.47693 | 0.46383 | 0.0033344 | 3.7019e-07 | 7.9811e-07 |  |  | 0.00030576 | 0 | 0 | 0 | 0 | 0 | 0.00030576 | 0 | 0.00030576 | 0 | 0 | 6.7473 | 0 | 6.7473 | 0.0017184 | 1.5093e-05 | 0.00019091 | 0.0019217 | 0.00030576 | 6.2851 | 0.00021693 | 0 | 0 | 0.0021386 | 0.00030576 | 6.9946
Big Box | Glass-Big Box-ElecHt-codet to vet-New | 30 | 0.00012681 | 1.0235e-05 | 0 | 0 | ExCOMM | 0.47693 | 0.46383 | 0.00013647 | 1.5152e-08 | 3.2666e-08 |  |  | 8.0442e-06 | 0 | 0 | 0 | 0 | 0 | 8.0442e-06 | 0 | 8.0442e-06 | 0 | 0 | 4.3371 | 0 | 4.3371 | 7.0333e-05 | 6.1774e-07 | 7.8139e-06 | 7.8655e-05 | 8.0442e-06 | 9.7778 | 8.8789e-06 | 0 | 0 | 8.7534e-05 | 8.0442e-06 | 10.8816
Small Box | Glass-Small Box-ElecHt-codet to vet-New | 30 | 0.00046234 | 0.00010343 | 0 | 0 | ExCOMM | 0.47693 | 0.46383 | 0.00049759 | 5.5243e-08 | 1.191e-07 |  |  | 8.1289e-05 | 0 | 0 | 0 | 0 | 0 | 8.1289e-05 | 0 | 8.1289e-05 | 0 | 0 | 12.0206 | 0 | 12.0206 | 0.00025644 | 2.2523e-06 | 2.849e-05 | 0.00028678 | 8.1289e-05 | 3.5279 | 3.2373e-05 | 0 | 0 | 0.00031915 | 8.1289e-05 | 3.9261
High End | Glass-High End-ElecHt-codet to vet-New | 30 | 0.00023517 | 5.3008e-05 | 0 | 0 | ExCOMM | 0.47693 | 0.46383 | 0.0002531 | 2.8099e-08 | 6.0581e-08 |  |  | 4.166e-05 | 0 | 0 | 0 | 0 | 0 | 4.166e-05 | 0 | 4.166e-05 | 0 | 0 | 12.1116 | 0 | 12.1116 | 0.00013044 | 1.1456e-06 | 1.4491e-05 | 0.00014587 | 4.166e-05 | 3.5014 | 1.6466e-05 | 0 | 0 | 0.00016234 | 4.166e-05 | 3.8966
Anchor | Glass-Anchor-ElecHt-codet to vet-New | 30 | 0.00035978 | 2.909e-05 | 0 | 0 | ExCOMM | 0.47693 | 0.46383 | 0.00038722 | 4.2989e-08 | 9.2682e-08 |  |  | 2.2862e-05 | 0 | 0 | 0 | 0 | 0 | 2.2862e-05 | 0 | 2.2862e-05 | 0 | 0 | 4.3445 | 0 | 4.3445 | 0.00019955 | 1.7527e-06 | 2.217e-05 | 0.00022316 | 2.2862e-05 | 9.7612 | 2.5192e-05 | 0 | 0 | 0.00024836 | 2.2862e-05 | 10.8631
K-12 | Glass-K-12-ElecHt-codet to vet-New | 30 | 0.00062488 | 0.00019893 | 0 | 0 | ExCOMM | 0.47693 | 0.46383 | 0.00067253 | 7.4665e-08 | 1.6097e-07 |  |  | 0.00015634 | 0 | 0 | 0 | 0 | 0 | 0.00015634 | 0 | 0.00015634 | 0 | 0 | 17.1057 | 0 | 17.1057 | 0.00034659 | 3.0442e-06 | 3.8506e-05 | 0.0003876 | 0.00015634 | 2.4791 | 4.3754e-05 | 0 | 0 | 0.00043135 | 0.00015634 | 2.759
University | Glass-University-ElecHt-codet to vet-New | 30 | 0.0017356 | 0.00018779 | 0 | 0 | ExCOMM | 0.47693 | 0.46383 | 0.001868 | 2.0738e-07 | 4.4711e-07 |  |  | 0.00014759 | 0 | 0 | 0 | 0 | 0 | 0.00014759 | 0 | 0.00014759 | 0 | 0 | 5.8138 | 0 | 5.8138 | 0.00096266 | 8.4551e-06 | 0.00010695 | 0.0010766 | 0.00014759 | 7.2943 | 0.00012153 | 0 | 0 | 0.0011981 | 0.00014759 | 8.1177
Warehouse | Glass-Warehouse-ElecHt-codet to vet-New | 30 | 1.28e-08 | 4.9232e-05 | 0 | 0 | ExCOMM | 0.47693 | 0.46383 | 1.3776e-08 | 1.5294e-12 | 3.2974e-12 |  |  | 3.8693e-05 | 0 | 0 | 0 | 0 | 0 | 3.8693e-05 | 0 | 3.8693e-05 | 0 | 0 | 206665.0781 | 0 | 206665.074 | 7.0997e-09 | 6.2357e-11 | 7.8876e-10 | 7.9397e-09 | 3.8693e-05 | 0.0002052 | 8.9626e-10 | 0 | 0 | 8.8359e-09 | 3.8693e-05 | 0.00022836
Supermarket | Glass-Supermarket-ElecHt-codet to vet-New | 30 | 2.5945e-05 | 7.9693e-06 | 0 | 0 | ExCOMM | 0.47693 | 0.46383 | 2.7923e-05 | 3.1e-09 | 6.6835e-09 |  |  | 6.2633e-06 | 0 | 0 | 0 | 0 | 0 | 6.2633e-06 | 0 | 6.2633e-06 | 0 | 0 | 16.5049 | 0 | 16.5049 | 1.439e-05 | 1.2639e-07 | 1.5987e-06 | 1.6093e-05 | 6.2633e-06 | 2.5694 | 1.8166e-06 | 0 | 0 | 1.7909e-05 | 6.2633e-06 | 2.8594
MIniMart | Glass-MIniMart-ElecHt-codet to vet-New | 30 | 2.1859e-05 | 6.8082e-06 | 0 | 0 | ExCOMM | 0.47693 | 0.46383 | 2.3525e-05 | 2.6118e-09 | 5.6309e-09 |  |  | 5.3508e-06 | 0 | 0 | 0 | 0 | 0 | 5.3508e-06 | 0 | 5.3508e-06 | 0 | 0 | 16.7359 | 0 | 16.7359 | 1.2124e-05 | 1.0649e-07 | 1.3469e-06 | 1.3558e-05 | 5.3508e-06 | 2.5339 | 1.5305e-06 | 0 | 0 | 1.5089e-05 | 5.3508e-06 | 2.82
Restaurant | Glass-Restaurant-ElecHt-codet to vet-New | 30 | 0.00014299 | 3.1319e-05 | 0 | 0 | ExCOMM | 0.47693 | 0.46383 | 0.00015389 | 1.7085e-08 | 3.6834e-08 |  |  | 2.4614e-05 | 0 | 0 | 0 | 0 | 0 | 2.4614e-05 | 0 | 2.4614e-05 | 0 | 0 | 11.7692 | 0 | 11.7692 | 7.9308e-05 | 6.9657e-07 | 8.8109e-06 | 8.8691e-05 | 2.4614e-05 | 3.6033 | 1.0012e-05 | 0 | 0 | 9.8703e-05 | 2.4614e-05 | 4.01
Lodging | Glass-Lodging-ElecHt-codet to vet-New | 30 | 0.0035128 | 0.00057972 | 0 | 0 | ExCOMM | 0.47693 | 0.46383 | 0.0037806 | 4.1973e-07 | 9.0492e-07 |  |  | 0.00045562 | 0 | 0 | 0 | 0 | 0 | 0.00045562 | 0 | 0.00045562 | 0 | 0 | 8.8676 | 0 | 8.8676 | 0.0019484 | 1.7113e-05 | 0.00021646 | 0.0021789 | 0.00045562 | 4.7823 | 0.00024596 | 0 | 0 | 0.0024249 | 0.00045562 | 5.3221
Hospital | Glass-Hospital-ElecHt-codet to vet-New | 30 | 0.00072958 | 6.6106e-05 | 0 | 0 | ExCOMM | 0.47693 | 0.46383 | 0.00078521 | 8.7175e-08 | 1.8795e-07 |  |  | 5.1955e-05 | 0 | 0 | 0 | 0 | 0 | 5.1955e-05 | 0 | 5.1955e-05 | 0 | 0 | 4.8686 | 0 | 4.8686 | 0.00040466 | 3.5542e-06 | 4.4957e-05 | 0.00045254 | 5.1955e-05 | 8.7103 | 5.1085e-05 | 0 | 0 | 0.00050363 | 5.1955e-05 | 9.6936
OtherHealth | Glass-OtherHealth-ElecHt-codet to vet-New | 30 | 0.002184 | 0.00020461 | 0 | 0 | ExCOMM | 0.47693 | 0.46383 | 0.0023505 | 2.6096e-07 | 5.6261e-07 |  |  | 0.00016081 | 0 | 0 | 0 | 0 | 0 | 0.00016081 | 0 | 0.00016081 | 0 | 0 | 5.0342 | 0 | 5.0342 | 0.0012114 | 1.0639e-05 | 0.00013458 | 0.0013547 | 0.00016081 | 8.4239 | 0.00015292 | 0 | 0 | 0.0015076 | 0.00016081 | 9.3749
Other | Glass-Other-ElecHt-codet to vet-New | 30 | 0.002938 | 0.00054287 | 0 | 0 | ExCOMM | 0.47693 | 0.46383 | 0.0031621 | 3.5105e-07 | 7.5686e-07 |  |  | 0.00042666 | 0 | 0 | 0 | 0 | 0 | 0.00042666 | 0 | 0.00042666 | 0 | 0 | 9.9283 | 0 | 9.9283 | 0.0016296 | 1.4313e-05 | 0.00018104 | 0.0018224 | 0.00042666 | 4.2714 | 0.00020572 | 0 | 0 | 0.0020281 | 0.00042666 | 4.7535
Large Off | Glass-Large Off-ElecHt-codet to veat-New | 30 | 1.1525 | 0.24577 | 0 | 0 | ExCOMM | 0.47693 | 0.46383 | 1.2404 | 0.00013771 | 0.0002969 |  |  | 0.19316 | 0 | 0 | 0 | 0 | 0 | 0.19316 | 0 | 0.19316 | 0 | 0 | 11.4582 | 0 | 11.4582 | 0.63925 | 0.0056146 | 0.07102 | 0.71489 | 0.19316 | 3.7011 | 0.080699 | 0 | 0 | 0.79559 | 0.19316 | 4.1189
Medium Off | Glass-Medium Off-ElecHt-codet to veat-New | 30 | 0.54214 | 0.11561 | 0 | 0 | ExCOMM | 0.47693 | 0.46383 | 0.58348 | 6.4778e-05 | 0.00013966 |  |  | 0.09086 | 0 | 0 | 0 | 0 | 0 | 0.09086 | 0 | 0.09086 | 0 | 0 | 11.4582 | 0 | 11.4582 | 0.3007 | 0.0026411 | 0.033407 | 0.33628 | 0.09086 | 3.7011 | 0.03796 | 0 | 0 | 0.37424 | 0.09086 | 4.1189
Small Off | Glass-Small Off-ElecHt-codet to veat-New | 30 | 0.25113 | 0.073918 | 0 | 0 | ExCOMM | 0.47693 | 0.46383 | 0.27028 | 3.0007e-05 | 6.4694e-05 |  |  | 0.058094 | 0 | 0 | 0 | 0 | 0 | 0.058094 | 0 | 0.058094 | 0 | 0 | 15.8155 | 0 | 15.8155 | 0.13929 | 0.0012234 | 0.015475 | 0.15577 | 0.058094 | 2.6814 | 0.017584 | 0 | 0 | 0.17336 | 0.058094 | 2.9841
Big Box | Glass-Big Box-ElecHt-codet to veat-New | 30 | 0.0057716 | 0.0012282 | 0 | 0 | ExCOMM | 0.47693 | 0.46383 | 0.0062117 | 6.8963e-07 | 1.4868e-06 |  |  | 0.0009653 | 0 | 0 | 0 | 0 | 0 | 0.0009653 | 0 | 0.0009653 | 0 | 0 | 11.4346 | 0 | 11.4346 | 0.0032013 | 2.8117e-05 | 0.00035565 | 0.00358 | 0.0009653 | 3.7087 | 0.00040413 | 0 | 0 | 0.0039841 | 0.0009653 | 4.1274
Small Box | Glass-Small Box-ElecHt-codet to veat-New | 30 | 0.041597 | 0.019652 | 0 | 0 | ExCOMM | 0.47693 | 0.46383 | 0.044769 | 4.9703e-06 | 1.0716e-05 |  |  | 0.015445 | 0 | 0 | 0 | 0 | 0 | 0.015445 | 0 | 0.015445 | 0 | 0 | 25.3848 | 0 | 25.3848 | 0.023072 | 0.00020264 | 0.0025633 | 0.025802 | 0.015445 | 1.6706 | 0.0029126 | 0 | 0 | 0.028714 | 0.015445 | 1.8592
High End | Glass-High End-ElecHt-codet to veat-New | 30 | 0.02122 | 0.010071 | 0 | 0 | ExCOMM | 0.47693 | 0.46383 | 0.022838 | 2.5355e-06 | 5.4664e-06 |  |  | 0.0079155 | 0 | 0 | 0 | 0 | 0 | 0.0079155 | 0 | 0.0079155 | 0 | 0 | 25.5029 | 0 | 25.5029 | 0.01177 | 0.00010337 | 0.0013076 | 0.013162 | 0.0079155 | 1.6628 | 0.0014858 | 0 | 0 | 0.014648 | 0.0079155 | 1.8506
Anchor | Glass-Anchor-ElecHt-codet to veat-New | 30 | 0.0068243 | 0.0014545 | 0 | 0 | ExCOMM | 0.47693 | 0.46383 | 0.0073447 | 8.1541e-07 | 1.758e-06 |  |  | 0.0011431 | 0 | 0 | 0 | 0 | 0 | 0.0011431 | 0 | 0.0011431 | 0 | 0 | 11.4522 | 0 | 11.4522 | 0.0037851 | 3.3245e-05 | 0.00042052 | 0.004233 | 0.0011431 | 3.703 | 0.00047783 | 0 | 0 | 0.0047108 | 0.0011431 | 4.121
K-12 | Glass-K-12-ElecHt-codet to veat-New | 30 | 0.057827 | 0.037797 | 0 | 0 | ExCOMM | 0.47693 | 0.46383 | 0.062236 | 6.9095e-06 | 1.4897e-05 |  |  | 0.029705 | 0 | 0 | 0 | 0 | 0 | 0.029705 | 0 | 0.029705 | 0 | 0 | 35.1209 | 0 | 35.1209 | 0.032074 | 0.00028171 | 0.0035633 | 0.035869 | 0.029705 | 1.2075 | 0.004049 | 0 | 0 | 0.039918 | 0.029705 | 1.3438
University | Glass-University-ElecHt-codet to veat-New | 30 | 0.037769 | 0.0093894 | 0 | 0 | ExCOMM | 0.47693 | 0.46383 | 0.040649 | 4.5128e-06 | 9.7295e-06 |  |  | 0.0073794 | 0 | 0 | 0 | 0 | 0 | 0.0073794 | 0 | 0.0073794 | 0 | 0 | 13.3581 | 0 | 13.3581 | 0.020949 | 0.00018399 | 0.0023273 | 0.023427 | 0.0073794 | 3.1747 | 0.0026445 | 0 | 0 | 0.026072 | 0.0073794 | 3.533
Warehouse | Glass-Warehouse-ElecHt-codet to veat-New | 30 | 8.1068e-07 | 0.009354 | 0 | 0 | ExCOMM | 0.47693 | 0.46383 | 8.7249e-07 | 9.6865e-11 | 2.0884e-10 |  |  | 0.0073516 | 0 | 0 | 0 | 0 | 0 | 0.0073516 | 0 | 0.0073516 | 0 | 0 | 619995.25 | 0 | 619995.222 | 4.4964e-07 | 3.9493e-09 | 4.9955e-08 | 5.0285e-07 | 0.0073516 | 6.84e-05 | 5.6763e-08 | 0 | 0 | 5.5961e-07 | 0.0073516 | 7.6121e-05
Supermarket | Glass-Supermarket-ElecHt-codet to veat-New | 30 | 0.002749 | 0.0015142 | 0 | 0 | ExCOMM | 0.47693 | 0.46383 | 0.0029586 | 3.2847e-07 | 7.0817e-07 |  |  | 0.00119 | 0 | 0 | 0 | 0 | 0 | 0.00119 | 0 | 0.00119 | 0 | 0 | 29.596 | 0 | 29.596 | 0.0015247 | 1.3392e-05 | 0.0001694 | 0.0017052 | 0.00119 | 1.4329 | 0.00019248 | 0 | 0 | 0.0018976 | 0.00119 | 1.5946
MIniMart | Glass-MIniMart-ElecHt-codet to veat-New | 30 | 0.002324 | 0.0012936 | 0 | 0 | ExCOMM | 0.47693 | 0.46383 | 0.0025012 | 2.7768e-07 | 5.9867e-07 |  |  | 0.0010166 | 0 | 0 | 0 | 0 | 0 | 0.0010166 | 0 | 0.0010166 | 0 | 0 | 29.9088 | 0 | 29.9088 | 0.001289 | 1.1321e-05 | 0.0001432 | 0.0014415 | 0.0010166 | 1.4179 | 0.00016272 | 0 | 0 | 0.0016042 | 0.0010166 | 1.578
Restaurant | Glass-Restaurant-ElecHt-codet to veat-New | 30 | 0.012485 | 0.0059505 | 0 | 0 | ExCOMM | 0.47693 | 0.46383 | 0.013437 | 1.4918e-06 | 3.2162e-06 |  |  | 0.0046767 | 0 | 0 | 0 | 0 | 0 | 0.0046767 | 0 | 0.0046767 | 0 | 0 | 25.6101 | 0 | 25.6101 | 0.0069247 | 6.0821e-05 | 0.00076933 | 0.0077441 | 0.0046767 | 1.6559 | 0.00087418 | 0 | 0 | 0.0086182 | 0.0046767 | 1.8428
Lodging | Glass-Lodging-ElecHt-codet to veat-New | 30 | 0.29804 | 0.11015 | 0 | 0 | ExCOMM | 0.47693 | 0.46383 | 0.32076 | 3.5611e-05 | 7.6776e-05 |  |  | 0.086567 | 0 | 0 | 0 | 0 | 0 | 0.086567 | 0 | 0.086567 | 0 | 0 | 19.8582 | 0 | 19.8582 | 0.16531 | 0.0014519 | 0.018365 | 0.18487 | 0.086567 | 2.1355 | 0.020868 | 0 | 0 | 0.20573 | 0.086567 | 2.3766
Hospital | Glass-Hospital-ElecHt-codet to veat-New | 30 | 0.015306 | 0.0033053 | 0 | 0 | ExCOMM | 0.47693 | 0.46383 | 0.016473 | 1.8289e-06 | 3.943e-06 |  |  | 0.0025977 | 0 | 0 | 0 | 0 | 0 | 0.0025977 | 0 | 0.0025977 | 0 | 0 | 11.6033 | 0 | 11.6033 | 0.0084897 | 7.4566e-05 | 0.00094319 | 0.0094942 | 0.0025977 | 3.6548 | 0.0010717 | 0 | 0 | 0.010566 | 0.0025977 | 4.0674
OtherHealth | Glass-OtherHealth-ElecHt-codet to veat-New | 30 | 0.1793 | 0.038877 | 0 | 0 | ExCOMM | 0.47693 | 0.46383 | 0.19297 | 2.1424e-05 | 4.619e-05 |  |  | 0.030554 | 0 | 0 | 0 | 0 | 0 | 0.030554 | 0 | 0.030554 | 0 | 0 | 11.6505 | 0 | 11.6505 | 0.099451 | 0.00087348 | 0.011049 | 0.11122 | 0.030554 | 3.64 | 0.012555 | 0 | 0 | 0.12377 | 0.030554 | 4.0509
Other | Glass-Other-ElecHt-codet to veat-New | 30 | 0.16195 | 0.065144 | 0 | 0 | ExCOMM | 0.47693 | 0.46383 | 0.1743 | 1.9351e-05 | 4.172e-05 |  |  | 0.051199 | 0 | 0 | 0 | 0 | 0 | 0.051199 | 0 | 0.051199 | 0 | 0 | 21.6137 | 0 | 21.6137 | 0.089827 | 0.00078896 | 0.0099796 | 0.10046 | 0.051199 | 1.9621 | 0.01134 | 0 | 0 | 0.1118 | 0.051199 | 2.1836
Large Off | Glass-Large Off-GasHt-codet to vet-New | 30 | 0.0082804 | 0.0032833 | -0.00056921 | 0 | SmComCAC | 0.17 | 0 | 0.0089118 | 0 | 5.9843e-06 |  |  | 0.0025804 | 0 | 0 | -0.0077358 | 0 | 0 | 0.0025804 | -0.0077358 | 0 | 0 | 0 | 21.3057 | -63.8719 | -42.5662 | 0.0064625 | 0 | 0.00077994 | 0.0072424 | 0.0025804 | 2.8067 | 0.0016266 | 0 | 0 | 0.014024 | 0 | 9999
Medium Off | Glass-Medium Off-GasHt-codet to vet-New | 30 | 0.0080748 | 0.0032017 | -0.00055508 | 0 | SmComCAC | 0.17 | 0 | 0.0086905 | 0 | 5.8357e-06 |  |  | 0.0025163 | 0 | 0 | -0.0075437 | 0 | 0 | 0.0025163 | -0.0075437 | 0 | 0 | 0 | 21.3057 | -63.8719 | -42.5662 | 0.006302 | 0 | 0.00076057 | 0.0070626 | 0.0025163 | 9999 | 0.0015862 | 0 | 0 | 0.013676 | 0 | 9999
Small Off | Glass-Small Off-GasHt-codet to vet-New | 30 | 0.0068585 | 0.0018096 | -0.00014542 | 0 | SmComCAC | 0.17 | 0 | 0.0073815 | 0 | 4.9567e-06 |  |  | 0.0014222 | 0 | 0 | -0.0019764 | 0 | 0 | 0.0014222 | -0.0019764 | 0 | 0 | 0 | 14.1773 | -19.7013 | -5.5241 | 0.0053528 | 0 | 0.00064601 | 0.0059988 | 0.0014222 | 9999 | 0.0013473 | 0 | 0 | 0.0079002 | 0 | 9999
Big Box | Glass-Big Box-GasHt-codet to vet-New | 30 | 0.00091364 | 0.00016624 | -2.2066e-05 | 0 | SmComCAC | 0.17 | 0 | 0.0009833 | 0 | 6.6029e-07 |  |  | 0.00013065 | 0 | 0 | -0.00029989 | 0 | 0 | 0.00013065 | -0.00029989 | 0 | 0 | 0 | 9.777 | -22.4408 | -12.6637 | 0.00071305 | 0 | 8.6057e-05 | 0.00079911 | 0.00013065 | 9999 | 0.00017947 | 0 | 0 | 0.0011478 | 0 | 9999
Small Box | Glass-Small Box-GasHt-codet to vet-New | 30 | 0.00050807 | 0.00046452 | -3.02e-05 | 0 | SmComCAC | 0.17 | 0 | 0.00054681 | 0 | 3.6718e-07 |  |  | 0.00036508 | 0 | 0 | -0.00041043 | 0 | 0 | 0.00036508 | -0.00041043 | 0 | 0 | 0 | 49.1273 | -55.2292 | -6.1019 | 0.00039653 | 0 | 4.7856e-05 | 0.00044438 | 0.00036508 | 9999 | 9.9803e-05 | 0 | 0 | 0.00058953 | 0 | 9999
High End | Glass-High End-GasHt-codet to vet-New | 30 | 0.00040597 | 0.00038293 | -2.4895e-05 | 0 | SmComCAC | 0.17 | 0 | 0.00043692 | 0 | 2.9339e-07 |  |  | 0.00030095 | 0 | 0 | -0.00033833 | 0 | 0 | 0.00030095 | -0.00033833 | 0 | 0 | 0 | 50.6835 | -56.9786 | -6.2952 | 0.00031684 | 0 | 3.8238e-05 | 0.00035508 | 0.00030095 | 9999 | 7.9746e-05 | 0 | 0 | 0.0004722 | 0 | 9999
Anchor | Glass-Anchor-GasHt-codet to vet-New | 30 | 0.00035822 | 6.5432e-05 | -8.685e-06 | 0 | SmComCAC | 0.17 | 0 | 0.00038553 | 0 | 2.5889e-07 |  |  | 5.1425e-05 | 0 | 0 | -0.00011803 | 0 | 0 | 5.1425e-05 | -0.00011803 | 0 | 0 | 0 | 9.8147 | -22.5273 | -12.7125 | 0.00027958 | 0 | 3.3741e-05 | 0.00031332 | 5.1425e-05 | 9999 | 7.0367e-05 | 0 | 0 | 0.00045029 | 0 | 9999
K-12 | Glass-K-12-GasHt-codet to vet-New | 30 | 0.00047502 | 0.0029053 | -0.00016658 | 0 | SmComCAC | 0.17 | 0 | 0.00051124 | 0 | 3.433e-07 |  |  | 0.0022834 | 0 | 0 | -0.0022639 | 0 | 0 | 0.0022834 | -0.0022639 | 1.9438e-05 | 0 | 0 | 328.6417 | -325.844 | 2.7977 | 0.00037073 | 0 | 4.4742e-05 | 0.00041547 | 0.0022834 | 9999 | 9.331e-05 | 0 | 0 | 0.00050878 | 1.9438e-05 | 26.1741
University | Glass-University-GasHt-codet to vet-New | 30 | 0.0033932 | 0.0020387 | -0.00029749 | 0 | SmComCAC | 0.17 | 0 | 0.003652 | 0 | 2.4523e-06 |  |  | 0.0016023 | 0 | 0 | -0.0040429 | 0 | 0 | 0.0016023 | -0.0040429 | 0 | 0 | 0 | 32.2837 | -81.4587 | -49.175 | 0.0026483 | 0 | 0.00031961 | 0.0029679 | 0.0016023 | 1.8523 | 0.00066655 | 0 | 0 | 0.0060751 | 0 | 9999
Warehouse | Glass-Warehouse-GasHt-codet to vet-New | 30 | 7.0106e-08 | 0.0011684 | -1.055e-07 | 0 | SmComCAC | 0.17 | 0 | 7.5452e-08 | 0 | 5.0666e-11 |  |  | 0.00091831 | 0 | 0 | -1.4338e-06 | 0 | 0 | 0.00091831 | -1.4338e-06 | 0.00091687 | 0 | 0 | 895548.625 | -1398.3068 | 894150.3473 | 5.4715e-08 | 0 | 6.6034e-09 | 6.1318e-08 | 0.00091831 | 9999 | 1.3771e-08 | 0 | 0 | 7.5089e-08 | 0.00091687 | 8.1897e-05
Supermarket | Glass-Supermarket-GasHt-codet to vet-New | 30 | 0.00010501 | 6.1479e-05 | -1.8319e-06 | 0 | SmComCAC | 0.17 | 0 | 0.00011302 | 0 | 7.5893e-08 |  |  | 4.8318e-05 | 0 | 0 | -2.4896e-05 | 0 | 0 | 4.8318e-05 | -2.4896e-05 | 2.3422e-05 | 0 | 0 | 31.4577 | -16.2089 | 15.2488 | 8.1958e-05 | 0 | 9.8912e-06 | 9.1849e-05 | 4.8318e-05 | 1.9009 | 2.0628e-05 | 0 | 0 | 0.00011248 | 2.3422e-05 | 4.8022
MIniMart | Glass-MIniMart-GasHt-codet to vet-New | 30 | 0.00030591 | 0.00018393 | -5.4808e-06 | 0 | SmComCAC | 0.17 | 0 | 0.00032924 | 0 | 2.2108e-07 |  |  | 0.00014456 | 0 | 0 | -7.4486e-05 | 0 | 0 | 0.00014456 | -7.4486e-05 | 7.0074e-05 | 0 | 0 | 32.3079 | -16.647 | 15.6609 | 0.00023875 | 0 | 2.8814e-05 | 0.00026756 | 0.00014456 | 1.8509 | 6.0092e-05 | 0 | 0 | 0.00032766 | 7.0074e-05 | 4.6759
Restaurant | Glass-Restaurant-GasHt-codet to vet-New | 30 | 0.0010596 | 0.00037434 | -1.2506e-05 | 0 | SmComCAC | 0.17 | 0 | 0.0011404 | 0 | 7.6575e-07 |  |  | 0.0002942 | 0 | 0 | -0.00016997 | 0 | 0 | 0.0002942 | -0.00016997 | 0.00012424 | 0 | 0 | 18.9835 | -10.9671 | 8.0164 | 0.00082694 | 0 | 9.9802e-05 | 0.00092674 | 0.0002942 | 3.15 | 0.00020814 | 0 | 0 | 0.0011349 | 0.00012424 | 9.1348
Lodging | Glass-Lodging-GasHt-codet to vet-New | 30 | 0.00094961 | 0.0004632 | -3.576e-05 | 0 | SmComCAC | 0.17 | 0 | 0.001022 | 0 | 6.8628e-07 |  |  | 0.00036404 | 0 | 0 | -0.00048599 | 0 | 0 | 0.00036404 | -0.00048599 | 0 | 0 | 0 | 26.2099 | -34.9901 | -8.7802 | 0.00074113 | 0 | 8.9444e-05 | 0.00083057 | 0.00036404 | 2.2815 | 0.00018654 | 0 | 0 | 0.0011391 | 0 | 9999
Hospital | Glass-Hospital-GasHt-codet to vet-New | 30 | 0.0053918 | 0.0021154 | -0.00034573 | 0 | SmComCAC | 0.17 | 0 | 0.005803 | 0 | 3.8967e-06 |  |  | 0.0016626 | 0 | 0 | -0.0046986 | 0 | 0 | 0.0016626 | -0.0046986 | 0 | 0 | 0 | 21.0812 | -59.5783 | -38.497 | 0.0042081 | 0 | 0.00050786 | 0.0047159 | 0.0016626 | 9999 | 0.0010591 | 0 | 0 | 0.0088111 | 0 | 9999
OtherHealth | Glass-OtherHealth-GasHt-codet to vet-New | 30 | 0.0066716 | 0.0024693 | -0.00037905 | 0 | SmComCAC | 0.17 | 0 | 0.0071803 | 0 | 4.8216e-06 |  |  | 0.0019407 | 0 | 0 | -0.0051514 | 0 | 0 | 0.0019407 | -0.0051514 | 0 | 0 | 0 | 19.8878 | -52.7897 | -32.9019 | 0.0052069 | 0 | 0.00062841 | 0.0058353 | 0.0019407 | 9999 | 0.0013105 | 0 | 0 | 0.010356 | 0 | 9999
Other | Glass-Other-GasHt-codet to vet-New | 30 | 0.0069661 | 0.0049662 | -0.00038341 | 0 | SmComCAC | 0.17 | 0 | 0.0074973 | 0 | 5.0344e-06 |  |  | 0.0039031 | 0 | 0 | -0.0052106 | 0 | 0 | 0.0039031 | -0.0052106 | 0 | 0 | 0 | 38.3068 | -51.1393 | -12.8325 | 0.0054367 | 0 | 0.00065615 | 0.0060929 | 0.0039031 | 9999 | 0.0013684 | 0 | 0 | 0.0087688 | 0 | 9999
Large Off | Glass-Large Off-GasHt-codet to veat-New | 30 | 0.13089 | 0.16416 | -0.012303 | 0 | SmComCAC | 0.17 | 0 | 0.14087 | 0 | 9.4597e-05 |  |  | 0.12902 | 0 | 0 | -0.16721 | 0 | 0 | 0.12902 | -0.16721 | 0 | 0 | 0 | 67.3908 | -87.3357 | -19.9449 | 0.10216 | 0 | 0.012329 | 0.11449 | 0.12902 | 9999 | 0.025712 | 0 | 0 | 0.17838 | 0 | 9999
Medium Off | Glass-Medium Off-GasHt-codet to veat-New | 30 | 0.12764 | 0.16009 | -0.011998 | 0 | SmComCAC | 0.17 | 0 | 0.13738 | 0 | 9.2248e-05 |  |  | 0.12582 | 0 | 0 | -0.16305 | 0 | 0 | 0.12582 | -0.16305 | 0 | 0 | 0 | 67.3908 | -87.3357 | -19.9449 | 0.099619 | 0 | 0.012023 | 0.11164 | 0.12582 | 9999 | 0.025074 | 0 | 0 | 0.17395 | 0 | 9999
Small Off | Glass-Small Off-GasHt-codet to veat-New | 30 | 0.39961 | 0.34382 | -0.014798 | 0 | SmComCAC | 0.17 | 0 | 0.43008 | 0 | 0.0002888 |  |  | 0.27022 | 0 | 0 | -0.20112 | 0 | 0 | 0.27022 | -0.20112 | 0.069105 | 0 | 0 | 46.2322 | -34.409 | 11.8232 | 0.31187 | 0 | 0.037639 | 0.34951 | 0.27022 | 9999 | 0.078497 | 0 | 0 | 0.42801 | 0.069105 | 6.1936
Big Box | Glass-Big Box-GasHt-codet to veat-New | 30 | 0.037615 | 0.019949 | -0.0010808 | 0 | SmComCAC | 0.17 | 0 | 0.040483 | 0 | 2.7185e-05 |  |  | 0.015679 | 0 | 0 | -0.014688 | 0 | 0 | 0.015679 | -0.014688 | 0.00099029 | 0 | 0 | 28.4971 | -26.6971 | 1.7999 | 0.029357 | 0 | 0.003543 | 0.0329 | 0.015679 | 2.0984 | 0.007389 | 0 | 0 | 0.040289 | 0.00099029 | 40.6841
Small Box | Glass-Small Box-GasHt-codet to veat-New | 30 | 0.028169 | 0.088259 | -0.0030549 | 0 | SmComCAC | 0.17 | 0 | 0.030316 | 0 | 2.0357e-05 |  |  | 0.069365 | 0 | 0 | -0.041518 | 0 | 0 | 0.069365 | -0.041518 | 0.027848 | 0 | 0 | 168.3586 | -100.7686 | 67.59 | 0.021984 | 0 | 0.0026532 | 0.024637 | 0.069365 | 0.35518 | 0.0055333 | 0 | 0 | 0.030171 | 0.027848 | 1.0834
High End | Glass-High End-GasHt-codet to veat-New | 30 | 0.022508 | 0.072756 | -0.0025183 | 0 | SmComCAC | 0.17 | 0 | 0.024224 | 0 | 1.6266e-05 |  |  | 0.057181 | 0 | 0 | -0.034225 | 0 | 0 | 0.057181 | -0.034225 | 0.022956 | 0 | 0 | 173.6916 | -103.9606 | 69.731 | 0.017566 | 0 | 0.00212 | 0.019686 | 0.057181 | 0.34428 | 0.0044213 | 0 | 0 | 0.024108 | 0.022956 | 1.0502
Anchor | Glass-Anchor-GasHt-codet to veat-New | 30 | 0.0061451 | 0.0032716 | -0.00017725 | 0 | SmComCAC | 0.17 | 0 | 0.0066136 | 0 | 4.4411e-06 |  |  | 0.0025712 | 0 | 0 | -0.0024088 | 0 | 0 | 0.0025712 | -0.0024088 | 0.0001624 | 0 | 0 | 28.6069 | -26.8 | 1.8069 | 0.004796 | 0 | 0.00057881 | 0.0053748 | 0.0025712 | 2.0904 | 0.0012071 | 0 | 0 | 0.0065819 | 0.0001624 | 40.5279
K-12 | Glass-K-12-GasHt-codet to veat-New | 30 | 0.04209 | 0.55201 | -0.015452 | 0 | SmComCAC | 0.17 | 0 | 0.0453 | 0 | 3.0419e-05 |  |  | 0.43384 | 0 | 0 | -0.20999 | 0 | 0 | 0.43384 | -0.20999 | 0.22385 | 0 | 0 | 704.694 | -341.0952 | 363.5988 | 0.03285 | 0 | 0.0039645 | 0.036814 | 0.43384 | 0.084857 | 0.0082681 | 0 | 0 | 0.045082 | 0.22385 | 0.2014
University | Glass-University-GasHt-codet to veat-New | 30 | 0.059175 | 0.10194 | -0.006756 | 0 | SmComCAC | 0.17 | 0 | 0.063687 | 0 | 4.2766e-05 |  |  | 0.080114 | 0 | 0 | -0.091816 | 0 | 0 | 0.080114 | -0.091816 | 0 | 0 | 0 | 92.561 | -106.081 | -13.5199 | 0.046184 | 0 | 0.0055738 | 0.051757 | 0.080114 | 0.64604 | 0.011624 | 0 | 0 | 0.075083 | 0 | 9999
Warehouse | Glass-Warehouse-GasHt-codet to veat-New | 30 | 4.4401e-06 | 0.222 | -6.682e-06 | 0 | SmComCAC | 0.17 | 0 | 4.7786e-06 | 0 | 3.2088e-09 |  |  | 0.17448 | 0 | 0 | -9.081e-05 | 0 | 0 | 0.17448 | -9.081e-05 | 0.17439 | 0 | 0 | 2686646 | -1398.3069 | 2685247.6553 | 3.4653e-06 | 0 | 4.1821e-07 | 3.8835e-06 | 0.17448 | 9999 | 8.7218e-07 | 0 | 0 | 4.7557e-06 | 0.17439 | 2.7271e-05
Supermarket | Glass-Supermarket-GasHt-codet to veat-New | 30 | 0.0084263 | 0.011681 | -0.00024611 | 0 | SmComCAC | 0.17 | 0 | 0.0090688 | 0 | 6.0897e-06 |  |  | 0.0091805 | 0 | 0 | -0.0033447 | 0 | 0 | 0.0091805 | -0.0033447 | 0.0058358 | 0 | 0 | 74.4877 | -27.1378 | 47.3499 | 0.0065764 | 0 | 0.00079368 | 0.00737 | 0.0091805 | 0.8028 | 0.0016552 | 0 | 0 | 0.0090253 | 0.0058358 | 1.5465
MIniMart | Glass-MIniMart-GasHt-codet to veat-New | 30 | 0.024547 | 0.034948 | -0.00073631 | 0 | SmComCAC | 0.17 | 0 | 0.026418 | 0 | 1.774e-05 |  |  | 0.027466 | 0 | 0 | -0.010007 | 0 | 0 | 0.027466 | -0.010007 | 0.01746 | 0 | 0 | 76.5008 | -27.8712 | 48.6296 | 0.019158 | 0 | 0.0023121 | 0.02147 | 0.027466 | 0.78167 | 0.0048218 | 0 | 0 | 0.026291 | 0.01746 | 1.5058
Restaurant | Glass-Restaurant-GasHt-codet to veat-New | 30 | 0.071404 | 0.071124 | -0.0014985 | 0 | SmComCAC | 0.17 | 0 | 0.076849 | 0 | 5.1604e-05 |  |  | 0.055899 | 0 | 0 | -0.020365 | 0 | 0 | 0.055899 | -0.020365 | 0.035533 | 0 | 0 | 53.5224 | -19.4996 | 34.0228 | 0.055728 | 0 | 0.0067256 | 0.062453 | 0.055899 | 1.1173 | 0.014026 | 0 | 0 | 0.07648 | 0.035533 | 2.1523
Lodging | Glass-Lodging-GasHt-codet to veat-New | 30 | 0.061247 | 0.088008 | -0.0034061 | 0 | SmComCAC | 0.17 | 0 | 0.065917 | 0 | 4.4264e-05 |  |  | 0.069168 | 0 | 0 | -0.046289 | 0 | 0 | 0.069168 | -0.046289 | 0.022879 | 0 | 0 | 77.2105 | -51.6717 | 25.5388 | 0.047801 | 0 | 0.0057689 | 0.05357 | 0.069168 | 0.77449 | 0.012031 | 0 | 0 | 0.065601 | 0.022879 | 2.8673
Hospital | Glass-Hospital-GasHt-codet to veat-New | 30 | 0.093012 | 0.10577 | -0.0076404 | 0 | SmComCAC | 0.17 | 0 | 0.1001 | 0 | 6.722e-05 |  |  | 0.083128 | 0 | 0 | -0.10384 | 0 | 0 | 0.083128 | -0.10384 | 0 | 0 | 0 | 61.103 | -76.3248 | -15.2218 | 0.072592 | 0 | 0.0087609 | 0.081353 | 0.083128 | 0.97865 | 0.018271 | 0 | 0 | 0.12033 | 0 | 9999
OtherHealth | Glass-OtherHealth-GasHt-codet to veat-New | 30 | 0.46978 | 0.46917 | -0.03262 | 0 | SmComCAC | 0.17 | 0 | 0.5056 | 0 | 0.00033951 |  |  | 0.36873 | 0 | 0 | -0.44332 | 0 | 0 | 0.36873 | -0.44332 | 0 | 0 | 0 | 53.6632 | -64.5179 | -10.8547 | 0.36664 | 0 | 0.044249 | 0.41089 | 0.36873 | 9999 | 0.092281 | 0 | 0 | 0.57776 | 0 | 9999
Other | Glass-Other-GasHt-codet to veat-New | 30 | 0.28377 | 0.59595 | -0.023064 | 0 | SmComCAC | 0.17 | 0 | 0.3054 | 0 | 0.00020508 |  |  | 0.46837 | 0 | 0 | -0.31345 | 0 | 0 | 0.46837 | -0.31345 | 0.15492 | 0 | 0 | 112.8461 | -75.5202 | 37.3259 | 0.22147 | 0 | 0.026728 | 0.2482 | 0.46837 | 9999 | 0.055742 | 0 | 0 | 0.30394 | 0.15492 | 1.9619
Large Off | Glass-Large Off-HtPmpHt-codet to vet-New | 30 | 0.0064819 | 0.0017771 | 0 | 0 | ExCOMM | 0.47693 | 0.46383 | 0.0069761 | 7.7449e-07 | 1.6698e-06 |  |  | 0.0013967 | 0 | 0 | 0 | 0 | 0 | 0.0013967 | 0 | 0.0013967 | 0 | 0 | 14.7317 | 0 | 14.7317 | 0.0035952 | 3.1577e-05 | 0.00039942 | 0.0040206 | 0.0013967 | 2.8787 | 0.00045386 | 0 | 0 | 0.0044744 | 0.0013967 | 3.2036
Medium Off | Glass-Medium Off-HtPmpHt-codet to vet-New | 30 | 0.0060888 | 0.0016693 | 0 | 0 | ExCOMM | 0.47693 | 0.46383 | 0.0065531 | 7.2753e-07 | 1.5685e-06 |  |  | 0.001312 | 0 | 0 | 0 | 0 | 0 | 0.001312 | 0 | 0.001312 | 0 | 0 | 14.7317 | 0 | 14.7317 | 0.0033772 | 2.9662e-05 | 0.0003752 | 0.0037768 | 0.001312 | 2.8787 | 0.00042634 | 0 | 0 | 0.0042031 | 0.001312 | 3.2036
Small Off | Glass-Small Off-HtPmpHt-codet to vet-New | 30 | 0.0022963 | 0.00074393 | 0 | 0 | ExCOMM | 0.47693 | 0.46383 | 0.0024714 | 2.7437e-07 | 5.9154e-07 |  |  | 0.00058468 | 0 | 0 | 0 | 0 | 0 | 0.00058468 | 0 | 0.00058468 | 0 | 0 | 17.408 | 0 | 17.408 | 0.0012736 | 1.1186e-05 | 0.0001415 | 0.0014243 | 0.00058468 | 2.4361 | 0.00016078 | 0 | 0 | 0.0015851 | 0.00058468 | 2.7111
Big Box | Glass-Big Box-HtPmpHt-codet to vet-New | 30 | 0.00031 | 4.4758e-05 | 0 | 0 | ExCOMM | 0.47693 | 0.46383 | 0.00033363 | 3.704e-08 | 7.9857e-08 |  |  | 3.5176e-05 | 0 | 0 | 0 | 0 | 0 | 3.5176e-05 | 0 | 3.5176e-05 | 0 | 0 | 7.7581 | 0 | 7.7581 | 0.00017194 | 1.5102e-06 | 1.9102e-05 | 0.00019228 | 3.5176e-05 | 5.4662 | 2.1706e-05 | 0 | 0 | 0.00021399 | 3.5176e-05 | 6.0833
Small Box | Glass-Small Box-HtPmpHt-codet to vet-New | 30 | 5.0561e-05 | 9.5214e-05 | 0 | 0 | ExCOMM | 0.47693 | 0.46383 | 5.4417e-05 | 6.0414e-09 | 1.3025e-08 |  |  | 7.4831e-05 | 0 | 0 | 0 | 0 | 0 | 7.4831e-05 | 0 | 7.4831e-05 | 0 | 0 | 101.1864 | 0 | 101.1864 | 2.8044e-05 | 2.4631e-07 | 3.1156e-06 | 3.1362e-05 | 7.4831e-05 | 0.4191 | 3.5403e-06 | 0 | 0 | 3.4902e-05 | 7.4831e-05 | 0.46641
High End | Glass-High End-HtPmpHt-codet to vet-New | 30 | 2.3902e-05 | 4.8048e-05 | 0 | 0 | ExCOMM | 0.47693 | 0.46383 | 2.5724e-05 | 2.8559e-09 | 6.1572e-09 |  |  | 3.7763e-05 | 0 | 0 | 0 | 0 | 0 | 3.7763e-05 | 0 | 3.7763e-05 | 0 | 0 | 108.0174 | 0 | 108.0174 | 1.3257e-05 | 1.1644e-07 | 1.4728e-06 | 1.4826e-05 | 3.7763e-05 | 0.3926 | 1.6736e-06 | 0 | 0 | 1.6499e-05 | 3.7763e-05 | 0.43692
Anchor | Glass-Anchor-HtPmpHt-codet to vet-New | 30 | 0.00025709 | 3.7233e-05 | 0 | 0 | ExCOMM | 0.47693 | 0.46383 | 0.0002767 | 3.0719e-08 | 6.6229e-08 |  |  | 2.9263e-05 | 0 | 0 | 0 | 0 | 0 | 2.9263e-05 | 0 | 2.9263e-05 | 0 | 0 | 7.7818 | 0 | 7.7818 | 0.0001426 | 1.2524e-06 | 1.5842e-05 | 0.00015947 | 2.9263e-05 | 5.4496 | 1.8002e-05 | 0 | 0 | 0.00017747 | 2.9263e-05 | 6.0648
K-12 | Glass-K-12-HtPmpHt-codet to vet-New | 30 | -2.2743e-05 | 0.00038389 | 0 | 0 | ExCOMM | 0.47693 | 0.46383 | -2.4477e-05 | -2.7175e-09 | -5.8588e-09 |  |  | 0.00030171 | 0 | 0 | 0 | 0 | 0 | 0.00030171 | 0 | 0.00030171 | 0 | 0 | -906.9879 | 0 | -906.9879 | -1.2614e-05 | -1.1079e-07 | -1.4014e-06 | -1.4107e-05 | 0.00030171 | -0.046756 | -1.5924e-06 | 0 | 0 | -1.5699e-05 | 0.00030171 | -0.052034
University | Glass-University-HtPmpHt-codet to vet-New | 30 | 0.0004776 | 0.00023256 | 0 | 0 | ExCOMM | 0.47693 | 0.46383 | 0.00051401 | 5.7066e-08 | 1.2303e-07 |  |  | 0.00018278 | 0 | 0 | 0 | 0 | 0 | 0.00018278 | 0 | 0.00018278 | 0 | 0 | 26.165 | 0 | 26.165 | 0.0002649 | 2.3266e-06 | 2.943e-05 | 0.00029624 | 0.00018278 | 1.6208 | 3.3441e-05 | 0 | 0 | 0.00032968 | 0.00018278 | 1.8037
Warehouse | Glass-Warehouse-HtPmpHt-codet to vet-New | 30 | 3.3689e-08 | 0.00012957 | 0 | 0 | ExCOMM | 0.47693 | 0.46383 | 3.6258e-08 | 4.0254e-12 | 8.6785e-12 |  |  | 0.00010184 | 0 | 0 | 0 | 0 | 0 | 0.00010184 | 0 | 0.00010184 | 0 | 0 | 206665.0781 | 0 | 206665.074 | 1.8686e-08 | 1.6412e-10 | 2.0759e-09 | 2.0897e-08 | 0.00010184 | 0.0002052 | 2.3589e-09 | 0 | 0 | 2.3255e-08 | 0.00010184 | 0.00022836
Supermarket | Glass-Supermarket-HtPmpHt-codet to vet-New | 30 | 1.1446e-05 | 1.5824e-05 | 0 | 0 | ExCOMM | 0.47693 | 0.46383 | 1.2319e-05 | 1.3676e-09 | 2.9485e-09 |  |  | 1.2436e-05 | 0 | 0 | 0 | 0 | 0 | 1.2436e-05 | 0 | 1.2436e-05 | 0 | 0 | 74.2844 | 0 | 74.2844 | 6.3485e-06 | 5.5759e-08 | 7.053e-07 | 7.0996e-06 | 1.2436e-05 | 0.57088 | 8.0143e-07 | 0 | 0 | 7.901e-06 | 1.2436e-05 | 0.63532
MIniMart | Glass-MIniMart-HtPmpHt-codet to vet-New | 30 | 7.3308e-06 | 1.0806e-05 | 0 | 0 | ExCOMM | 0.47693 | 0.46383 | 7.8897e-06 | 8.7592e-10 | 1.8885e-09 |  |  | 8.4928e-06 | 0 | 0 | 0 | 0 | 0 | 8.4928e-06 | 0 | 8.4928e-06 | 0 | 0 | 79.2065 | 0 | 79.2065 | 4.066e-06 | 3.5712e-08 | 4.5173e-07 | 4.5471e-06 | 8.4928e-06 | 0.5354 | 5.1329e-07 | 0 | 0 | 5.0604e-06 | 8.4928e-06 | 0.59584
Restaurant | Glass-Restaurant-HtPmpHt-codet to vet-New | 30 | 9.3803e-05 | 4.8364e-05 | 0 | 0 | ExCOMM | 0.47693 | 0.46383 | 0.00010096 | 1.1208e-08 | 2.4164e-08 |  |  | 3.801e-05 | 0 | 0 | 0 | 0 | 0 | 3.801e-05 | 0 | 3.801e-05 | 0 | 0 | 27.7041 | 0 | 27.7041 | 5.2028e-05 | 4.5696e-07 | 5.7802e-06 | 5.8184e-05 | 3.801e-05 | 1.5307 | 6.568e-06 | 0 | 0 | 6.4752e-05 | 3.801e-05 | 1.7035
Lodging | Glass-Lodging-HtPmpHt-codet to vet-New | 30 | 0.00052054 | 0.00030369 | 0 | 0 | ExCOMM | 0.47693 | 0.46383 | 0.00056023 | 6.2197e-08 | 1.3409e-07 |  |  | 0.00023868 | 0 | 0 | 0 | 0 | 0 | 0.00023868 | 0 | 0.00023868 | 0 | 0 | 31.3489 | 0 | 31.3489 | 0.00028872 | 2.5358e-06 | 3.2076e-05 | 0.00032288 | 0.00023868 | 1.3528 | 3.6448e-05 | 0 | 0 | 0.00035932 | 0.00023868 | 1.5055
Hospital | Glass-Hospital-HtPmpHt-codet to vet-New | 30 | 7.5023e-05 | 2.2035e-05 | 0 | 0 | ExCOMM | 0.47693 | 0.46383 | 8.0743e-05 | 8.9642e-09 | 1.9326e-08 |  |  | 1.7318e-05 | 0 | 0 | 0 | 0 | 0 | 1.7318e-05 | 0 | 1.7318e-05 | 0 | 0 | 15.7822 | 0 | 15.7822 | 4.1612e-05 | 3.6548e-07 | 4.623e-06 | 4.6535e-05 | 1.7318e-05 | 2.687 | 5.253e-06 | 0 | 0 | 5.1788e-05 | 1.7318e-05 | 2.9904
OtherHealth | Glass-OtherHealth-HtPmpHt-codet to vet-New | 30 | 0.0010157 | 0.0003089 | 0 | 0 | ExCOMM | 0.47693 | 0.46383 | 0.0010931 | 1.2136e-07 | 2.6164e-07 |  |  | 0.00024277 | 0 | 0 | 0 | 0 | 0 | 0.00024277 | 0 | 0.00024277 | 0 | 0 | 16.3423 | 0 | 16.3423 | 0.00056334 | 4.9478e-06 | 6.2585e-05 | 0.00062999 | 0.00024277 | 2.595 | 7.1116e-05 | 0 | 0 | 0.0007011 | 0.00024277 | 2.8879
Other | Glass-Other-HtPmpHt-codet to vet-New | 30 | 0.00091835 | 0.00086098 | 0 | 0 | ExCOMM | 0.47693 | 0.46383 | 0.00098838 | 1.0973e-07 | 2.3657e-07 |  |  | 0.00067667 | 0 | 0 | 0 | 0 | 0 | 0.00067667 | 0 | 0.00067667 | 0 | 0 | 50.3763 | 0 | 50.3763 | 0.00050936 | 4.4738e-06 | 5.6589e-05 | 0.00056963 | 0.00067667 | 0.84181 | 6.4302e-05 | 0 | 0 | 0.00063393 | 0.00067667 | 0.93684
Large Off | Glass-Large Off-HtPmpHt-codet to veat-New | 30 | 0.14706 | 0.088855 | 0 | 0 | ExCOMM | 0.47693 | 0.46383 | 0.15828 | 1.7572e-05 | 3.7884e-05 |  |  | 0.069834 | 0 | 0 | 0 | 0 | 0 | 0.069834 | 0 | 0.069834 | 0 | 0 | 32.4653 | 0 | 32.4653 | 0.081569 | 0.00071643 | 0.0090621 | 0.09122 | 0.069834 | 1.3062 | 0.010297 | 0 | 0 | 0.10152 | 0.069834 | 1.4537
Medium Off | Glass-Medium Off-HtPmpHt-codet to veat-New | 30 | 0.13815 | 0.083467 | 0 | 0 | ExCOMM | 0.47693 | 0.46383 | 0.14868 | 1.6506e-05 | 3.5587e-05 |  |  | 0.065599 | 0 | 0 | 0 | 0 | 0 | 0.065599 | 0 | 0.065599 | 0 | 0 | 32.4653 | 0 | 32.4653 | 0.076623 | 0.00067298 | 0.0085126 | 0.085688 | 0.065599 | 1.3062 | 0.0096728 | 0 | 0 | 0.095361 | 0.065599 | 1.4537
Small Off | Glass-Small Off-HtPmpHt-codet to veat-New | 30 | 0.19963 | 0.14135 | 0 | 0 | ExCOMM | 0.47693 | 0.46383 | 0.21485 | 2.3853e-05 | 5.1426e-05 |  |  | 0.11109 | 0 | 0 | 0 | 0 | 0 | 0.11109 | 0 | 0.11109 | 0 | 0 | 38.0454 | 0 | 38.0454 | 0.11072 | 0.0009725 | 0.012301 | 0.12383 | 0.11109 | 1.1147 | 0.013978 | 0 | 0 | 0.1378 | 0.11109 | 1.2405
Big Box | Glass-Big Box-HtPmpHt-codet to veat-New | 30 | 0.01279 | 0.0053709 | 0 | 0 | ExCOMM | 0.47693 | 0.46383 | 0.013765 | 1.5282e-06 | 3.2947e-06 |  |  | 0.0042212 | 0 | 0 | 0 | 0 | 0 | 0.0042212 | 0 | 0.0042212 | 0 | 0 | 22.5646 | 0 | 22.5646 | 0.0070939 | 6.2306e-05 | 0.00078811 | 0.0079332 | 0.0042212 | 1.8794 | 0.00089553 | 0 | 0 | 0.0088287 | 0.0042212 | 2.0915
Small Box | Glass-Small Box-HtPmpHt-codet to veat-New | 30 | 0.010971 | 0.018091 | 0 | 0 | ExCOMM | 0.47693 | 0.46383 | 0.011807 | 1.3108e-06 | 2.8261e-06 |  |  | 0.014218 | 0 | 0 | 0 | 0 | 0 | 0.014218 | 0 | 0.014218 | 0 | 0 | 88.6059 | 0 | 88.6059 | 0.0060849 | 5.3444e-05 | 0.00067602 | 0.0068048 | 0.014218 | 0.47861 | 0.00076816 | 0 | 0 | 0.007573 | 0.014218 | 0.53263
High End | Glass-High End-HtPmpHt-codet to veat-New | 30 | 0.0054275 | 0.0091292 | 0 | 0 | ExCOMM | 0.47693 | 0.46383 | 0.0058414 | 6.4851e-07 | 1.3982e-06 |  |  | 0.0071749 | 0 | 0 | 0 | 0 | 0 | 0.0071749 | 0 | 0.0071749 | 0 | 0 | 90.3795 | 0 | 90.3795 | 0.0030104 | 2.6441e-05 | 0.00033445 | 0.0033666 | 0.0071749 | 0.46922 | 0.00038003 | 0 | 0 | 0.0037466 | 0.0071749 | 0.52218
Anchor | Glass-Anchor-HtPmpHt-codet to veat-New | 30 | 0.0044218 | 0.0018617 | 0 | 0 | ExCOMM | 0.47693 | 0.46383 | 0.004759 | 5.2835e-07 | 1.1391e-06 |  |  | 0.0014631 | 0 | 0 | 0 | 0 | 0 | 0.0014631 | 0 | 0.0014631 | 0 | 0 | 22.6223 | 0 | 22.6223 | 0.0024526 | 2.1541e-05 | 0.00027248 | 0.0027428 | 0.0014631 | 1.8746 | 0.00030961 | 0 | 0 | 0.0030524 | 0.0014631 | 2.0862
K-12 | Glass-K-12-HtPmpHt-codet to veat-New | 30 | 0.017949 | 0.072939 | 0 | 0 | ExCOMM | 0.47693 | 0.46383 | 0.019318 | 2.1447e-06 | 4.6239e-06 |  |  | 0.057325 | 0 | 0 | 0 | 0 | 0 | 0.057325 | 0 | 0.057325 | 0 | 0 | 218.3506 | 0 | 218.3506 | 0.0099556 | 8.7441e-05 | 0.001106 | 0.011134 | 0.057325 | 0.19422 | 0.0012568 | 0 | 0 | 0.01239 | 0.057325 | 0.21614
University | Glass-University-HtPmpHt-codet to veat-New | 30 | 0.013391 | 0.011628 | 0 | 0 | ExCOMM | 0.47693 | 0.46383 | 0.014412 | 1.6001e-06 | 3.4497e-06 |  |  | 0.009139 | 0 | 0 | 0 | 0 | 0 | 0.009139 | 0 | 0.009139 | 0 | 0 | 46.6583 | 0 | 46.6583 | 0.0074275 | 6.5237e-05 | 0.00082518 | 0.0083063 | 0.009139 | 0.90889 | 0.00093765 | 0 | 0 | 0.009244 | 0.009139 | 1.0115
Warehouse | Glass-Warehouse-HtPmpHt-codet to veat-New | 30 | 2.1336e-06 | 0.024619 | 0 | 0 | ExCOMM | 0.47693 | 0.46383 | 2.2963e-06 | 2.5494e-10 | 5.4964e-10 |  |  | 0.019349 | 0 | 0 | 0 | 0 | 0 | 0.019349 | 0 | 0.019349 | 0 | 0 | 619995.25 | 0 | 619995.222 | 1.1834e-06 | 1.0394e-08 | 1.3148e-07 | 1.3234e-06 | 0.019349 | 6.84e-05 | 1.494e-07 | 0 | 0 | 1.4728e-06 | 0.019349 | 7.6121e-05
Supermarket | Glass-Supermarket-HtPmpHt-codet to veat-New | 30 | 0.0010665 | 0.0030065 | 0 | 0 | ExCOMM | 0.47693 | 0.46383 | 0.0011478 | 1.2743e-07 | 2.7474e-07 |  |  | 0.0023629 | 0 | 0 | 0 | 0 | 0 | 0.0023629 | 0 | 0.0023629 | 0 | 0 | 151.4741 | 0 | 151.4741 | 0.00059154 | 5.1955e-06 | 6.5718e-05 | 0.00066152 | 0.0023629 | 0.27996 | 7.4676e-05 | 0 | 0 | 0.0007362 | 0.0023629 | 0.31157
MIniMart | Glass-MIniMart-HtPmpHt-codet to veat-New | 30 | 0.00070916 | 0.0020532 | 0 | 0 | ExCOMM | 0.47693 | 0.46383 | 0.00076323 | 8.4735e-08 | 1.8268e-07 |  |  | 0.0016136 | 0 | 0 | 0 | 0 | 0 | 0.0016136 | 0 | 0.0016136 | 0 | 0 | 155.5672 | 0 | 155.5672 | 0.00039334 | 3.4547e-06 | 4.3699e-05 | 0.00043988 | 0.0016136 | 0.2726 | 4.9655e-05 | 0 | 0 | 0.00048953 | 0.0016136 | 0.30337
Restaurant | Glass-Restaurant-HtPmpHt-codet to veat-New | 30 | 0.0086173 | 0.0091891 | 0 | 0 | ExCOMM | 0.47693 | 0.46383 | 0.0092744 | 1.0296e-06 | 2.2199e-06 |  |  | 0.007222 | 0 | 0 | 0 | 0 | 0 | 0.007222 | 0 | 0.007222 | 0 | 0 | 57.2983 | 0 | 57.2983 | 0.0047796 | 4.198e-05 | 0.000531 | 0.0053451 | 0.007222 | 0.74012 | 0.00060338 | 0 | 0 | 0.0059485 | 0.007222 | 0.82366
Lodging | Glass-Lodging-HtPmpHt-codet to veat-New | 30 | 0.049501 | 0.057701 | 0 | 0 | ExCOMM | 0.47693 | 0.46383 | 0.053275 | 5.9146e-06 | 1.2752e-05 |  |  | 0.045349 | 0 | 0 | 0 | 0 | 0 | 0.045349 | 0 | 0.045349 | 0 | 0 | 62.6347 | 0 | 62.6347 | 0.027456 | 0.00024115 | 0.0030503 | 0.030704 | 0.045349 | 0.67706 | 0.003466 | 0 | 0 | 0.03417 | 0.045349 | 0.75349
Hospital | Glass-Hospital-HtPmpHt-codet to veat-New | 30 | 0.0017224 | 0.0011018 | 0 | 0 | ExCOMM | 0.47693 | 0.46383 | 0.0018538 | 2.0581e-07 | 4.4371e-07 |  |  | 0.00086591 | 0 | 0 | 0 | 0 | 0 | 0.00086591 | 0 | 0.00086591 | 0 | 0 | 34.3706 | 0 | 34.3706 | 0.00095535 | 8.391e-06 | 0.00010614 | 0.0010684 | 0.00086591 | 1.2338 | 0.0001206 | 0 | 0 | 0.001189 | 0.00086591 | 1.3731
OtherHealth | Glass-OtherHealth-HtPmpHt-codet to veat-New | 30 | 0.088543 | 0.058691 | 0 | 0 | ExCOMM | 0.47693 | 0.46383 | 0.095294 | 1.058e-05 | 2.2809e-05 |  |  | 0.046127 | 0 | 0 | 0 | 0 | 0 | 0.046127 | 0 | 0.046127 | 0 | 0 | 35.6172 | 0 | 35.6172 | 0.04911 | 0.00043134 | 0.0054561 | 0.054921 | 0.046127 | 1.1906 | 0.0061997 | 0 | 0 | 0.061121 | 0.046127 | 1.325
Other | Glass-Other-HtPmpHt-codet to veat-New | 30 | 0.070292 | 0.10332 | 0 | 0 | ExCOMM | 0.47693 | 0.46383 | 0.075651 | 8.3989e-06 | 1.8108e-05 |  |  | 0.081201 | 0 | 0 | 0 | 0 | 0 | 0.081201 | 0 | 0.081201 | 0 | 0 | 78.979 | 0 | 78.979 | 0.038987 | 0.00034243 | 0.0043314 | 0.0436 | 0.081201 | 0.53695 | 0.0049218 | 0 | 0 | 0.048522 | 0.081201 | 0.59756
Category Totals (2000 $) |  | Savings Weighted Measure Data | [7 empty] | Savings |  |  | PV Costs |  |  |  | Lvl Cst | PV Bulk Power System Benefits | [5 empty] | PV Regional Benefits
| Category | Weighted Measure Life | Site Savings (kWh) | Capital Cost ($/unit) | Annual O&M Cost ($/unit) | Per. Repl. Cost ($/unit) | Load Shape | Weighted Load Factor | Weighted Coinc. Factor | Bulk Energy (kWh) | Bulk Demand (kw) | Local Demand (kW) | PV Capital | PV Annual O&M | PV Period. Repl. | PV Total Costs | Levelized Cost mills/kWh | Energy | Bulk T&D Def. Cap. | Act C-E Credit | Total System Benefit | Total non-Consumer Cost | Bulk System B/C Ratio | Local T&D Def.Cap. | Non-E Value | Exter-nalities | Total Regional Benefit | Total Regional Cost | Total Regional B/C Ratio
| Hospital | 30 | 1.0227 | 1.8804 | -0.072419 | 0 |  | 0.22679 | 0.085819 | 1.1007 | 2.261e-05 | 0.00065111 | 1.4778 | -0.9842 | 0 | 0.51737 | 34.5864 | 0.75546 | 0.00092182 | 0.090167 | 0.84638 | 1.4778 | 0.57272 | 0.17698 | 0 | 0 | 1.9838 | 0.51737 | 3.8344
| Big Box | 30 | 0.26441 | 0.19395 | -0.0044781 | 0 |  | 0.30924 | 0.21043 | 0.28457 | 1.4333e-05 | 0.0001353 | 0.15243 | -0.060859 | 0 | 0.091741 | 23.7212 | 0.17928 | 0.00058438 | 0.020998 | 0.20075 | 0.15243 | 1.317 | 0.036776 | 0 | 0 | 0.29822 | 0.091741 | 3.2507
| OtherHealth | 30 | 2.121 | 2.6845 | -0.090984 | 0 |  | 0.30182 | 0.19921 | 2.2827 | 0.00010885 | 0.0011092 | 2.1099 | -1.2365 | 0 | 0.95115 | 30.6593 | 1.4497 | 0.0044379 | 0.17011 | 1.6234 | 2.1099 | 0.76944 | 0.30148 | 0 | 0 | 3.0836 | 0.95115 | 3.242
| Anchor | 30 | 0.20716 | 0.11243 | -0.0017019 | 0 |  | 0.39468 | 0.33954 | 0.22295 | 1.812e-05 | 7.9183e-05 | 0.088362 | -0.023129 | 0 | 0.0653 | 21.5509 | 0.12744 | 0.00073876 | 0.014573 | 0.14262 | 0.088362 | 1.614 | 0.021522 | 0 | 0 | 0.1872 | 0.0653 | 2.8668
| Medium Off | 30 | 9.1082 | 6.1297 | -0.1111 | 0 |  | 0.44001 | 0.40805 | 9.8027 | 0.00095741 | 0.0028558 | 4.8175 | -1.5098 | 0 | 3.35 | 25.1457 | 5.2992 | 0.039035 | 0.59693 | 5.9282 | 4.8175 | 1.2306 | 0.77623 | 0 | 0 | 8.172 | 3.35 | 2.4394
| Large Off | 30 | 15.3681 | 8.5127 | -0.11392 | 0 |  | 0.45449 | 0.42993 | 16.5399 | 0.001702 | 0.0044814 | 6.6903 | -1.5483 | 0 | 5.1854 | 23.0686 | 8.7776 | 0.069394 | 0.98358 | 9.8182 | 6.6903 | 1.4675 | 1.2181 | 0 | 0 | 12.5412 | 5.1854 | 2.4186
| University | 30 | 1.1811 | 2.0984 | -0.064572 | 0 |  | 0.33862 | 0.25482 | 1.2711 | 7.7529e-05 | 0.00055179 | 1.6492 | -0.87755 | 0 | 0.7858 | 45.487 | 0.77527 | 0.003161 | 0.090114 | 0.86798 | 1.6492 | 0.5263 | 0.14998 | 0 | 0 | 1.8814 | 0.7858 | 2.3942
| Small Off | 30 | 2.5042 | 2.6483 | -0.042191 | 0 |  | 0.35722 | 0.28293 | 2.6951 | 0.00018252 | 0.0010993 | 2.0814 | -0.57339 | 0 | 1.5086 | 41.1865 | 1.6095 | 0.0074413 | 0.18612 | 1.8017 | 2.0814 | 0.86563 | 0.29881 | 0 | 0 | 2.6733 | 1.5086 | 1.7721
| Lodging | 30 | 1.2191 | 1.2119 | -0.0096347 | 0 |  | 0.43965 | 0.4075 | 1.312 | 0.00012797 | 0.00038289 | 0.95251 | -0.13094 | 0 | 0.82169 | 46.0832 | 0.70958 | 0.0052175 | 0.079941 | 0.79381 | 0.95251 | 0.83339 | 0.10407 | 0 | 0 | 1.0287 | 0.82169 | 1.2519
| Restaurant | 30 | 0.25215 | 0.40862 | -0.0048668 | 0 |  | 0.25824 | 0.13335 | 0.27137 | 8.6617e-06 | 0.00014851 | 0.32115 | -0.066141 | 0 | 0.255 | 69.1431 | 0.18042 | 0.00035315 | 0.021389 | 0.2021 | 0.32115 | 0.62931 | 0.040367 | 0 | 0 | 0.30861 | 0.255 | 1.2102
| Other | 30 | 2.2941 | 5.5844 | -0.098084 | 0 |  | 0.33537 | 0.24991 | 2.469 | 0.00014769 | 0.0010831 | 4.389 | -1.333 | 0 | 3.0573 | 91.1137 | 1.5113 | 0.0060214 | 0.17582 | 1.6921 | 4.389 | 0.38553 | 0.29438 | 0 | 0 | 3.3182 | 3.0573 | 1.0853
| MIniMart | 30 | 0.079528 | 0.18139 | -0.0022274 | 0 |  | 0.20882 | 0.058666 | 0.085592 | 1.2019e-06 | 5.2797e-05 | 0.14256 | -0.030271 | 0 | 0.11229 | 96.5353 | 0.059797 | 4.9002e-05 | 0.0071632 | 0.067 | 0.14256 | 0.46997 | 0.014351 | 0 | 0 | 0.11162 | 0.11229 | 0.99403
| Supermarket | 30 | 0.036622 | 0.076745 | -0.00074448 | 0 |  | 0.27706 | 0.16179 | 0.039414 | 1.5263e-06 | 2.0525e-05 | 0.060316 | -0.010118 | 0 | 0.050198 | 93.7148 | 0.025697 | 6.2231e-05 | 0.0030334 | 0.028782 | 0.060316 | 0.47718 | 0.0055789 | 0 | 0 | 0.044478 | 0.050198 | 0.88605
| High End | 30 | 0.13875 | 0.43558 | -0.0072654 | 0 |  | 0.35878 | 0.28529 | 0.14933 | 1.0197e-05 | 6.0585e-05 | 0.34234 | -0.098739 | 0 | 0.24364 | 120.0485 | 0.08902 | 0.00041576 | 0.01029 | 0.099652 | 0.34234 | 0.29109 | 0.016467 | 0 | 0 | 0.21482 | 0.24364 | 0.88172
| Small Box | 30 | 0.23534 | 0.59685 | -0.0088135 | 0 |  | 0.38975 | 0.33209 | 0.25328 | 2.0133e-05 | 9.1713e-05 | 0.46908 | -0.11978 | 0 | 0.34935 | 101.4908 | 0.14562 | 0.00082082 | 0.016679 | 0.16298 | 0.46908 | 0.34744 | 0.024928 | 0 | 0 | 0.30764 | 0.34935 | 0.8806
| K-12 | 30 | 0.37362 | 3.1393 | -0.044497 | 0 |  | 0.37727 | 0.31322 | 0.4021 | 3.0147e-05 | 0.00015267 | 2.4673 | -0.60473 | 0 | 1.8625 | 340.8294 | 0.23462 | 0.0012291 | 0.026974 | 0.2626 | 2.4673 | 0.10643 | 0.041496 | 0 | 0 | 0.90883 | 1.8625 | 0.48795
| Warehouse | 30 | 3.8671e-05 | 1.2125 | -3.4992e-05 | 0 |  | 0.29238 | 0.18494 | 4.1619e-05 | 1.8423e-09 | 2.0776e-08 | 0.95295 | -0.00047556 | 0 | 0.95248 | 1683946.0495 | 2.6699e-05 | 7.5114e-08 | 3.1402e-06 | 2.9901e-05 | 0.95295 | 3.1377e-05 | 5.6471e-06 | 0 | 0 | 0.00051093 | 0.95248 | 0.00053642
|  |  | 36.406 | 37.1077 | -0.67753 | 0 |  |  |  | 39.1819
Totals for Measures/Categories with Benefits Exceeding Costs
| Totals Basis | Busbar Savings | PV Cost | First Cost | Admin Cost | Program Cost | Program $/KWa | Levelized Cost | PV Benefits | B/C Ratio
| Measures with B/C>1.00 | 34.4204 | 10.1877 | 18.0407 | 3.6081 | 13.7959 | 3511.0457 | 29.4919 | 19.1188 | 1.3858
| Categories with B/C>1.00 | 0 | 0 | 0 | 0 | 0 | 0 | 0 | 21.9295 | 0
| % of Measures with B/C >1.00 | 34.0685 | 125472.4922 | 1.0115 | 0.2023 | 125472.6945 | 32262696 | 270998.3632 | 18.9616 | 0.00015112
| Block 1: x <=10 m/kWh | -0.20365 | 1.2302 | 3.8205 | 0.7641 | 1.9943 | -85786.4062 | -720.5838 | -0.15255 | -0.076493
| Block 2: 10< x <=20 m/kWh | 3.8592 | 0.50708 | 1.5515 | 0.3103 | 0.81739 | 1855.3771 | 15.5847 | 2.1792 | 2.6661
| Block 3: 20< x <=30 m/kWh | 20.9774 | 5.6355 | 7.5765 | 1.5153 | 7.1508 | 2986.1252 | 25.0827 | 10.9494 | 1.5312
| Block 4: 30< x <=40 m/kWh | 0.93167 | 0.34332 | 0.43661 | 0.087323 | 0.43064 | 4049.1235 | 34.0116 | 0.48037 | 1.1155
| Block 5: 40< x <=50 m/kWh | 6.5362 | 2.809 | 5.3969 | 1.0794 | 3.8884 | 5211.2769 | 43.7734 | 3.8764 | 0.99692
| Block 6: 50< x <=60 m/kWh | 2.5771 | 1.3264 | 2.6892 | 0.53784 | 1.8642 | 6336.7705 | 53.2272 | 1.7426 | 0.93475
| Block 7: 60m/kWh < x | 4.504 | 8.3082 | 15.6365 | 3.1273 | 11.4355 | 22241.4902 | 186.8228 | 2.8541 | 0.24958
Note on F7: Tom Eckman: Annual value of natural gas savings at an avoided cost of $0.30/Therm (1997$).
Note on H7: Tom Eckman: Annual avoided cost of end user's water and waste water treatment costs and detergent savings.

## MDataNew (2)
Data Set Name
| Units are per 1000 sf Building Area | 1000
Weighted by Regional Application
Input Data | [7 empty] | Periodic O&M | [5 empty] | Other Fuels
Category Name | Measure Name | Savings (kWh/yr.) | Phys Life (yr.) | Capital Cost ($) | Annual O&M ($) | Shape Pointer | Non-E Val ($/yr.) | Cost 1 ($) | Period 1 | Cost 2 ($) | Period 2 | Cost 3 ($) | Period 3 | Savings (mmBtu/yr) | Shape Pointer
ElecHt-Large Off-New | Glass-Large Off-ElecHt-code to al45-New | 0.0070596 | 30 | 0.003439 | 0 | ExCOMM | 0
ElecHt-Medium Off-New | Glass-Medium Off-ElecHt-code to al45-New | 0.0037363 | 30 | 0.0018201 | 0 | ExCOMM | 0
ElecHt-Small Off-New | Glass-Small Off-ElecHt-code to al45-New | 0.0015677 | 30 | 0.00075526 | 0 | ExCOMM | 0
ElecHt-Big Box-New | Glass-Big Box-ElecHt-code to al45-New | 4.0468e-05 | 30 | 2.5909e-05 | 0 | ExCOMM | 0
ElecHt-Small Box-New | Glass-Small Box-ElecHt-code to al45-New | 0.00043786 | 30 | 0.00025917 | 0 | ExCOMM | 0
ElecHt-High End-New | Glass-High End-ElecHt-code to al45-New | 0.00028644 | 30 | 0.00016933 | 0 | ExCOMM | 0
ElecHt-Anchor-New | Glass-Anchor-ElecHt-code to al45-New | 0.00010274 | 30 | 6.5794e-05 | 0 | ExCOMM | 0
ElecHt-K-12-New | Glass-K-12-ElecHt-code to al45-New | 8.2519e-05 | 30 | 5.9975e-05 | 0 | ExCOMM | 0
ElecHt-University-New | Glass-University-ElecHt-code to al45-New | 0.00014006 | 30 | 5.6211e-05 | 0 | ExCOMM | 0
ElecHt-Warehouse-New | Glass-Warehouse-ElecHt-code to al45-New | 2.7742e-08 | 30 | 0.0001067 | 0 | ExCOMM | 0
ElecHt-Supermarket-New | Glass-Supermarket-ElecHt-code to al45-New | 1.2728e-05 | 30 | 6.8968e-06 | 0 | ExCOMM | 0
ElecHt-MIniMart-New | Glass-MIniMart-ElecHt-code to al45-New | 3.9886e-05 | 30 | 2.1732e-05 | 0 | ExCOMM | 0
ElecHt-Restaurant-New | Glass-Restaurant-ElecHt-code to al45-New | 0.00015682 | 30 | 9.9077e-05 | 0 | ExCOMM | 0
ElecHt-Lodging-New | Glass-Lodging-ElecHt-code to al45-New | 0.003179 | 30 | 0.0017534 | 0 | ExCOMM | 0
ElecHt-Hospital-New | Glass-Hospital-ElecHt-code to al45-New | 4.6814e-05 | 30 | 1.9363e-05 | 0 | ExCOMM | 0
ElecHt-OtherHealth-New | Glass-OtherHealth-ElecHt-code to al45-New | 0.00016614 | 30 | 5.9835e-05 | 0 | ExCOMM | 0
ElecHt-Other-New | Glass-Other-ElecHt-code to al45-New | 0.0019074 | 30 | 0.0010576 | 0 | ExCOMM | 0
ElecHt-Large Off-New | Glass-Large Off-ElecHt-code to al40-New | 3.035 | 30 | 1.0088 | 0 | ExCOMM | 0
ElecHt-Medium Off-New | Glass-Medium Off-ElecHt-code to al40-New | 1.6063 | 30 | 0.53389 | 0 | ExCOMM | 0
ElecHt-Small Off-New | Glass-Small Off-ElecHt-code to al40-New | 0.4198 | 30 | 0.15105 | 0 | ExCOMM | 0
ElecHt-Big Box-New | Glass-Big Box-ElecHt-code to al40-New | 0.013481 | 30 | 0.006391 | 0 | ExCOMM | 0
ElecHt-Small Box-New | Glass-Small Box-ElecHt-code to al40-New | 0.11442 | 30 | 0.051833 | 0 | ExCOMM | 0
ElecHt-High End-New | Glass-High End-ElecHt-code to al40-New | 0.074902 | 30 | 0.033866 | 0 | ExCOMM | 0
ElecHt-Anchor-New | Glass-Anchor-ElecHt-code to al40-New | 0.040698 | 30 | 0.0193 | 0 | ExCOMM | 0
ElecHt-K-12-New | Glass-K-12-ElecHt-code to al40-New | 0.022101 | 30 | 0.011995 | 0 | ExCOMM | 0
ElecHt-University-New | Glass-University-ElecHt-code to al40-New | 0.056728 | 30 | 0.016489 | 0 | ExCOMM | 0
ElecHt-Warehouse-New | Glass-Warehouse-ElecHt-code to al40-New | 2.7742e-06 | 30 | 0.02134 | 0 | ExCOMM | 0
ElecHt-Supermarket-New | Glass-Supermarket-ElecHt-code to al40-New | 0.0033758 | 30 | 0.0013794 | 0 | ExCOMM | 0
ElecHt-MIniMart-New | Glass-MIniMart-ElecHt-code to al40-New | 0.010578 | 30 | 0.0043463 | 0 | ExCOMM | 0
ElecHt-Restaurant-New | Glass-Restaurant-ElecHt-code to al40-New | 0.041844 | 30 | 0.019815 | 0 | ExCOMM | 0
ElecHt-Lodging-New | Glass-Lodging-ElecHt-code to al40-New | 0.86015 | 30 | 0.35069 | 0 | ExCOMM | 0
ElecHt-Hospital-New | Glass-Hospital-ElecHt-code to al40-New | 0.019154 | 30 | 0.0056799 | 0 | ExCOMM | 0
ElecHt-OtherHealth-New | Glass-OtherHealth-ElecHt-code to al40-New | 0.044649 | 30 | 0.011967 | 0 | ExCOMM | 0
ElecHt-Other-New | Glass-Other-ElecHt-code to al40-New | 0.63579 | 30 | 0.26087 | 0 | ExCOMM | 0
ElecHt-Large Off-New | Glass-Large Off-ElecHt-code to al36-New | 0.032463 | 30 | 0.027512 | 0 | ExCOMM | 0
ElecHt-Medium Off-New | Glass-Medium Off-ElecHt-code to al36-New | 0.017181 | 30 | 0.014561 | 0 | ExCOMM | 0
ElecHt-Small Off-New | Glass-Small Off-ElecHt-code to al36-New | 0.0062267 | 30 | 0.0060421 | 0 | ExCOMM | 0
ElecHt-Big Box-New | Glass-Big Box-ElecHt-code to al36-New | 0.00016192 | 30 | 0.00020727 | 0 | ExCOMM | 0
ElecHt-Small Box-New | Glass-Small Box-ElecHt-code to al36-New | 0.0017405 | 30 | 0.0020733 | 0 | ExCOMM | 0
ElecHt-High End-New | Glass-High End-ElecHt-code to al36-New | 0.0011391 | 30 | 0.0013546 | 0 | ExCOMM | 0
ElecHt-Anchor-New | Glass-Anchor-ElecHt-code to al36-New | 0.00041108 | 30 | 0.00052635 | 0 | ExCOMM | 0
ElecHt-K-12-New | Glass-K-12-ElecHt-code to al36-New | 0.0003344 | 30 | 0.0004798 | 0 | ExCOMM | 0
ElecHt-University-New | Glass-University-ElecHt-code to al36-New | 0.00059142 | 30 | 0.00044969 | 0 | ExCOMM | 0
ElecHt-Warehouse-New | Glass-Warehouse-ElecHt-code to al36-New | 2.7742e-08 | 30 | 0.00085359 | 0 | ExCOMM | 0
ElecHt-Supermarket-New | Glass-Supermarket-ElecHt-code to al36-New | 5.1301e-05 | 30 | 5.5175e-05 | 0 | ExCOMM | 0
ElecHt-MIniMart-New | Glass-MIniMart-ElecHt-code to al36-New | 0.00016078 | 30 | 0.00017385 | 0 | ExCOMM | 0
ElecHt-Restaurant-New | Glass-Restaurant-ElecHt-code to al36-New | 0.00063332 | 30 | 0.00079261 | 0 | ExCOMM | 0
ElecHt-Lodging-New | Glass-Lodging-ElecHt-code to al36-New | 0.012907 | 30 | 0.014027 | 0 | ExCOMM | 0
ElecHt-Hospital-New | Glass-Hospital-ElecHt-code to al36-New | 0.0001997 | 30 | 0.00015491 | 0 | ExCOMM | 0
ElecHt-OtherHealth-New | Glass-OtherHealth-ElecHt-code to al36-New | 0.00066866 | 30 | 0.00047868 | 0 | ExCOMM | 0
ElecHt-Other-New | Glass-Other-ElecHt-code to al36-New | 0.0077426 | 30 | 0.0084608 | 0 | ExCOMM | 0
GasHt-Large Off-New | Glass-Large Off-GasHt-code to al45-New | -0.00026646 | 30 | 0.0022971 | -7.6744e-05 | SmComCAC | 0
GasHt-Medium Off-New | Glass-Medium Off-GasHt-code to al45-New | -0.00029236 | 30 | 0.0025203 | -8.4202e-05 | SmComCAC | 0
GasHt-Small Off-New | Glass-Small Off-GasHt-code to al45-New | -0.00053286 | 30 | 0.0035131 | -0.00012054 | SmComCAC | 0
GasHt-Big Box-New | Glass-Big Box-GasHt-code to al45-New | 4.0614e-05 | 30 | 0.00042082 | -9.4996e-06 | SmComCAC | 0
GasHt-Small Box-New | Glass-Small Box-GasHt-code to al45-New | -8.034e-05 | 30 | 0.001164 | -3.153e-05 | SmComCAC | 0
GasHt-High End-New | Glass-High End-GasHt-code to al45-New | -8.1839e-05 | 30 | 0.0012232 | -3.3136e-05 | SmComCAC | 0
GasHt-Anchor-New | Glass-Anchor-GasHt-code to al45-New | 1.4228e-05 | 30 | 0.00014799 | -3.3407e-06 | SmComCAC | 0
GasHt-K-12-New | Glass-K-12-GasHt-code to al45-New | 4.9927e-05 | 30 | 0.00087592 | -1.7796e-05 | SmComCAC | 0
GasHt-University-New | Glass-University-GasHt-code to al45-New | 3.2465e-05 | 30 | 0.00061025 | -2.2923e-05 | SmComCAC | 0
GasHt-Warehouse-New | Glass-Warehouse-GasHt-code to al45-New | 1.5194e-07 | 30 | 0.0025323 | -2.2866e-07 | SmComCAC | 0
GasHt-Supermarket-New | Glass-Supermarket-GasHt-code to al45-New | 2.0218e-05 | 30 | 5.3206e-05 | -1.2011e-06 | SmComCAC | 0
GasHt-MIniMart-New | Glass-MIniMart-GasHt-code to al45-New | 0.00021723 | 30 | 0.00058711 | -1.3253e-05 | SmComCAC | 0
GasHt-Restaurant-New | Glass-Restaurant-GasHt-code to al45-New | 2.1908e-07 | 30 | 0.0011842 | -2.8871e-05 | SmComCAC | 0
GasHt-Lodging-New | Glass-Lodging-GasHt-code to al45-New | 4.2147e-05 | 30 | 0.001401 | -3.8479e-05 | SmComCAC | 0
GasHt-Hospital-New | Glass-Hospital-GasHt-code to al45-New | 2.7078e-05 | 30 | 0.00061962 | -2.2659e-05 | SmComCAC | 0
GasHt-OtherHealth-New | Glass-OtherHealth-GasHt-code to al45-New | 0.00014269 | 30 | 0.00072209 | -2.8689e-05 | SmComCAC | 0
GasHt-Other-New | Glass-Other-GasHt-code to al45-New | 0.00019914 | 30 | 0.009675 | -0.00026572 | SmComCAC | 0
GasHt-Large Off-New | Glass-Large Off-GasHt-code to al40-New | -0.066033 | 30 | 0.67381 | -0.032246 | SmComCAC | 0
GasHt-Medium Off-New | Glass-Medium Off-GasHt-code to al40-New | -0.07245 | 30 | 0.73929 | -0.03538 | SmComCAC | 0
GasHt-Small Off-New | Glass-Small Off-GasHt-code to al40-New | -0.10657 | 30 | 0.70261 | -0.031721 | SmComCAC | 0
GasHt-Big Box-New | Glass-Big Box-GasHt-code to al40-New | 0.01512 | 30 | 0.1038 | -0.0031399 | SmComCAC | 0
GasHt-Small Box-New | Glass-Small Box-GasHt-code to al40-New | -0.03193 | 30 | 0.23279 | -0.0084081 | SmComCAC | 0
GasHt-High End-New | Glass-High End-GasHt-code to al40-New | -0.032526 | 30 | 0.24465 | -0.0088363 | SmComCAC | 0
GasHt-Anchor-New | Glass-Anchor-GasHt-code to al40-New | 0.006299 | 30 | 0.043411 | -0.0013131 | SmComCAC | 0
GasHt-K-12-New | Glass-K-12-GasHt-code to al40-New | 0.012153 | 30 | 0.17518 | -0.004785 | SmComCAC | 0
GasHt-University-New | Glass-University-GasHt-code to al40-New | 0.015679 | 30 | 0.17901 | -0.0092456 | SmComCAC | 0
GasHt-Warehouse-New | Glass-Warehouse-GasHt-code to al40-New | 1.5194e-05 | 30 | 0.50647 | -2.2866e-05 | SmComCAC | 0
GasHt-Supermarket-New | Glass-Supermarket-GasHt-code to al40-New | 0.0054589 | 30 | 0.010641 | -0.00031708 | SmComCAC | 0
GasHt-MIniMart-New | Glass-MIniMart-GasHt-code to al40-New | 0.058653 | 30 | 0.11742 | -0.0034989 | SmComCAC | 0
GasHt-Restaurant-New | Glass-Restaurant-GasHt-code to al40-New | 0.01424 | 30 | 0.23685 | -0.0074851 | SmComCAC | 0
GasHt-Lodging-New | Glass-Lodging-GasHt-code to al40-New | 0.013864 | 30 | 0.2802 | -0.010373 | SmComCAC | 0
GasHt-Hospital-New | Glass-Hospital-GasHt-code to al40-New | 0.016317 | 30 | 0.18176 | -0.0091906 | SmComCAC | 0
GasHt-OtherHealth-New | Glass-OtherHealth-GasHt-code to al40-New | 0.039376 | 30 | 0.14442 | -0.0076938 | SmComCAC | 0
GasHt-Other-New | Glass-Other-GasHt-code to al40-New | 0.080793 | 30 | 2.3865 | -0.088351 | SmComCAC | 0
GasHt-Large Off-New | Glass-Large Off-GasHt-code to al36-New | -0.00053292 | 30 | 0.018377 | -0.00034224 | SmComCAC | 0
GasHt-Medium Off-New | Glass-Medium Off-GasHt-code to al36-New | -0.00058471 | 30 | 0.020162 | -0.0003755 | SmComCAC | 0
GasHt-Small Off-New | Glass-Small Off-GasHt-code to al36-New | -0.0021314 | 30 | 0.028104 | -0.00047899 | SmComCAC | 0
GasHt-Big Box-New | Glass-Big Box-GasHt-code to al36-New | 0.00016321 | 30 | 0.0033666 | -3.7998e-05 | SmComCAC | 0
GasHt-Small Box-New | Glass-Small Box-GasHt-code to al36-New | -0.00043878 | 30 | 0.0093117 | -0.00012717 | SmComCAC | 0
GasHt-High End-New | Glass-High End-GasHt-code to al36-New | -0.00044697 | 30 | 0.0097859 | -0.00013365 | SmComCAC | 0
GasHt-Anchor-New | Glass-Anchor-GasHt-code to al36-New | 5.7176e-05 | 30 | 0.0011839 | -1.3363e-05 | SmComCAC | 0
GasHt-K-12-New | Glass-K-12-GasHt-code to al36-New | 0.00018591 | 30 | 0.0070073 | -7.2369e-05 | SmComCAC | 0
GasHt-University-New | Glass-University-GasHt-code to al36-New | 0.00017508 | 30 | 0.004882 | -9.621e-05 | SmComCAC | 0
GasHt-Warehouse-New | Glass-Warehouse-GasHt-code to al36-New | 1.5194e-07 | 30 | 0.020259 | -2.2866e-07 | SmComCAC | 0
GasHt-Supermarket-New | Glass-Supermarket-GasHt-code to al36-New | 8.0772e-05 | 30 | 0.00042565 | -4.8523e-06 | SmComCAC | 0
GasHt-MIniMart-New | Glass-MIniMart-GasHt-code to al36-New | 0.00086784 | 30 | 0.0046969 | -5.3544e-05 | SmComCAC | 0
GasHt-Restaurant-New | Glass-Restaurant-GasHt-code to al36-New | 0.0001424 | 30 | 0.0094738 | -0.00011442 | SmComCAC | 0
GasHt-Lodging-New | Glass-Lodging-GasHt-code to al36-New | 0.00017746 | 30 | 0.011208 | -0.00015613 | SmComCAC | 0
GasHt-Hospital-New | Glass-Hospital-GasHt-code to al36-New | 0.00017954 | 30 | 0.004957 | -9.5673e-05 | SmComCAC | 0
GasHt-OtherHealth-New | Glass-OtherHealth-GasHt-code to al36-New | 0.0005776 | 30 | 0.0057767 | -0.00011541 | SmComCAC | 0
GasHt-Other-New | Glass-Other-GasHt-code to al36-New | 0.0008385 | 30 | 0.0774 | -0.0010782 | SmComCAC | 0
HtPmpHt-Large Off-New | Glass-Large Off-HtPmpHt-code to al45-New | 0.0012551 | 30 | 0.0012433 | 0 | ExCOMM | 0
HtPmpHt-Medium Off-New | Glass-Medium Off-HtPmpHt-code to al45-New | 0.0013265 | 30 | 0.0013141 | 0 | ExCOMM | 0
HtPmpHt-Small Off-New | Glass-Small Off-HtPmpHt-code to al45-New | -0.0012349 | 30 | 0.0014442 | 0 | ExCOMM | 0
HtPmpHt-Big Box-New | Glass-Big Box-HtPmpHt-code to al45-New | 0.00017298 | 30 | 0.0001133 | 0 | ExCOMM | 0
HtPmpHt-Small Box-New | Glass-Small Box-HtPmpHt-code to al45-New | -0.00015072 | 30 | 0.00023858 | 0 | ExCOMM | 0
HtPmpHt-High End-New | Glass-High End-HtPmpHt-code to al45-New | -9.664e-05 | 30 | 0.00015349 | 0 | ExCOMM | 0
HtPmpHt-Anchor-New | Glass-Anchor-HtPmpHt-code to al45-New | 0.00012854 | 30 | 8.4213e-05 | 0 | ExCOMM | 0
HtPmpHt-K-12-New | Glass-K-12-HtPmpHt-code to al45-New | -1.9183e-05 | 30 | 0.00011574 | 0 | ExCOMM | 0
HtPmpHt-University-New | Glass-University-HtPmpHt-code to al45-New | 3.0798e-05 | 30 | 6.9614e-05 | 0 | ExCOMM | 0
HtPmpHt-Warehouse-New | Glass-Warehouse-HtPmpHt-code to al45-New | 7.3014e-08 | 30 | 0.00028082 | 0 | ExCOMM | 0
HtPmpHt-Supermarket-New | Glass-Supermarket-HtPmpHt-code to al45-New | -8.2817e-06 | 30 | 1.3694e-05 | 0 | ExCOMM | 0
HtPmpHt-MIniMart-New | Glass-MIniMart-HtPmpHt-code to al45-New | -2.1205e-05 | 30 | 3.4493e-05 | 0 | ExCOMM | 0
HtPmpHt-Restaurant-New | Glass-Restaurant-HtPmpHt-code to al45-New | -0.00013629 | 30 | 0.000153 | 0 | ExCOMM | 0
HtPmpHt-Lodging-New | Glass-Lodging-HtPmpHt-code to al45-New | -0.00028106 | 30 | 0.00091855 | 0 | ExCOMM | 0
HtPmpHt-Hospital-New | Glass-Hospital-HtPmpHt-code to al45-New | 5.8058e-06 | 30 | 6.4544e-06 | 0 | ExCOMM | 0
HtPmpHt-OtherHealth-New | Glass-OtherHealth-HtPmpHt-code to al45-New | 7.0798e-05 | 30 | 9.0331e-05 | 0 | ExCOMM | 0
HtPmpHt-Other-New | Glass-Other-HtPmpHt-code to al45-New | -0.00052918 | 30 | 0.0016773 | 0 | ExCOMM | 0
HtPmpHt-Large Off-New | Glass-Large Off-HtPmpHt-code to al40-New | 0.90543 | 30 | 0.36471 | 0 | ExCOMM | 0
HtPmpHt-Medium Off-New | Glass-Medium Off-HtPmpHt-code to al40-New | 0.95694 | 30 | 0.38546 | 0 | ExCOMM | 0
HtPmpHt-Small Off-New | Glass-Small Off-HtPmpHt-code to al40-New | 0.61192 | 30 | 0.28884 | 0 | ExCOMM | 0
HtPmpHt-Big Box-New | Glass-Big Box-HtPmpHt-code to al40-New | 0.099825 | 30 | 0.027947 | 0 | ExCOMM | 0
HtPmpHt-Small Box-New | Glass-Small Box-HtPmpHt-code to al40-New | 0.043404 | 30 | 0.047716 | 0 | ExCOMM | 0
HtPmpHt-High End-New | Glass-High End-HtPmpHt-code to al40-New | 0.027376 | 30 | 0.030698 | 0 | ExCOMM | 0
HtPmpHt-Anchor-New | Glass-Anchor-HtPmpHt-code to al40-New | 0.08801 | 30 | 0.024702 | 0 | ExCOMM | 0
HtPmpHt-K-12-New | Glass-K-12-HtPmpHt-code to al40-New | 0.0085445 | 30 | 0.023148 | 0 | ExCOMM | 0
HtPmpHt-University-New | Glass-University-HtPmpHt-code to al40-New | 0.035274 | 30 | 0.02042 | 0 | ExCOMM | 0
HtPmpHt-Warehouse-New | Glass-Warehouse-HtPmpHt-code to al40-New | 7.3014e-06 | 30 | 0.056164 | 0 | ExCOMM | 0
HtPmpHt-Supermarket-New | Glass-Supermarket-HtPmpHt-code to al40-New | 0.0014573 | 30 | 0.0027389 | 0 | ExCOMM | 0
HtPmpHt-MIniMart-New | Glass-MIniMart-HtPmpHt-code to al40-New | 0.0035741 | 30 | 0.0068985 | 0 | ExCOMM | 0
HtPmpHt-Restaurant-New | Glass-Restaurant-HtPmpHt-code to al40-New | 0.043044 | 30 | 0.0306 | 0 | ExCOMM | 0
HtPmpHt-Lodging-New | Glass-Lodging-HtPmpHt-code to al40-New | 0.2364 | 30 | 0.18371 | 0 | ExCOMM | 0
HtPmpHt-Hospital-New | Glass-Hospital-HtPmpHt-code to al40-New | 0.0044398 | 30 | 0.0018933 | 0 | ExCOMM | 0
HtPmpHt-OtherHealth-New | Glass-OtherHealth-HtPmpHt-code to al40-New | 0.040883 | 30 | 0.018066 | 0 | ExCOMM | 0
HtPmpHt-Other-New | Glass-Other-HtPmpHt-code to al40-New | 0.42223 | 30 | 0.41374 | 0 | ExCOMM | 0
HtPmpHt-Large Off-New | Glass-Large Off-HtPmpHt-code to al36-New | 0.0061734 | 30 | 0.0099465 | 0 | ExCOMM | 0
HtPmpHt-Medium Off-New | Glass-Medium Off-HtPmpHt-code to al36-New | 0.0065246 | 30 | 0.010512 | 0 | ExCOMM | 0
HtPmpHt-Small Off-New | Glass-Small Off-HtPmpHt-code to al36-New | 0.0061192 | 30 | 0.011554 | 0 | ExCOMM | 0
HtPmpHt-Big Box-New | Glass-Big Box-HtPmpHt-code to al36-New | 0.00080939 | 30 | 0.00090639 | 0 | ExCOMM | 0
HtPmpHt-Small Box-New | Glass-Small Box-HtPmpHt-code to al36-New | 0.00043404 | 30 | 0.0019086 | 0 | ExCOMM | 0
HtPmpHt-High End-New | Glass-High End-HtPmpHt-code to al36-New | 0.00027376 | 30 | 0.0012279 | 0 | ExCOMM | 0
HtPmpHt-Anchor-New | Glass-Anchor-HtPmpHt-code to al36-New | 0.00060007 | 30 | 0.0006737 | 0 | ExCOMM | 0
HtPmpHt-K-12-New | Glass-K-12-HtPmpHt-code to al36-New | 8.5445e-05 | 30 | 0.00092592 | 0 | ExCOMM | 0
HtPmpHt-University-New | Glass-University-HtPmpHt-code to al36-New | 0.00024051 | 30 | 0.00055691 | 0 | ExCOMM | 0
HtPmpHt-Warehouse-New | Glass-Warehouse-HtPmpHt-code to al36-New | 7.3014e-08 | 30 | 0.0022466 | 0 | ExCOMM | 0
HtPmpHt-Supermarket-New | Glass-Supermarket-HtPmpHt-code to al36-New | 1.4573e-05 | 30 | 0.00010955 | 0 | ExCOMM | 0
HtPmpHt-MIniMart-New | Glass-MIniMart-HtPmpHt-code to al36-New | 3.5741e-05 | 30 | 0.00027594 | 0 | ExCOMM | 0
HtPmpHt-Restaurant-New | Glass-Restaurant-HtPmpHt-code to al36-New | 0.00043044 | 30 | 0.001224 | 0 | ExCOMM | 0
HtPmpHt-Lodging-New | Glass-Lodging-HtPmpHt-code to al36-New | 0.002364 | 30 | 0.0073484 | 0 | ExCOMM | 0
HtPmpHt-Hospital-New | Glass-Hospital-HtPmpHt-code to al36-New | 3.0271e-05 | 30 | 5.1635e-05 | 0 | ExCOMM | 0
HtPmpHt-OtherHealth-New | Glass-OtherHealth-HtPmpHt-code to al36-New | 0.00040883 | 30 | 0.00072265 | 0 | ExCOMM | 0
HtPmpHt-Other-New | Glass-Other-HtPmpHt-code to al36-New | 0.0034235 | 30 | 0.013419 | 0 | ExCOMM | 0
ElecHt-Large Off-New | Glass-Large Off-ElecHt-codet to al45tint-New | 0.015884 | 30 | 0.003439 | 0 | ExCOMM | 0
ElecHt-Medium Off-New | Glass-Medium Off-ElecHt-codet to al45tint-New | 0.0084067 | 30 | 0.0018201 | 0 | ExCOMM | 0
ElecHt-Small Off-New | Glass-Small Off-ElecHt-codet to al45tint-New | 0.0018 | 30 | 0.00075526 | 0 | ExCOMM | 0
ElecHt-Big Box-New | Glass-Big Box-ElecHt-codet to al45tint-New | 0.00019303 | 30 | 2.5909e-05 | 0 | ExCOMM | 0
ElecHt-Small Box-New | Glass-Small Box-ElecHt-codet to al45tint-New | 6.2882e-05 | 30 | 0.00025917 | 0 | ExCOMM | 0
ElecHt-High End-New | Glass-High End-ElecHt-codet to al45tint-New | 3.3972e-05 | 30 | 0.00016933 | 0 | ExCOMM | 0
ElecHt-Anchor-New | Glass-Anchor-ElecHt-codet to al45tint-New | 0.00048902 | 30 | 6.5794e-05 | 0 | ExCOMM | 0
ElecHt-K-12-New | Glass-K-12-ElecHt-codet to al45tint-New | -2.7708e-05 | 30 | 5.9975e-05 | 0 | ExCOMM | 0
ElecHt-University-New | Glass-University-ElecHt-codet to al45tint-New | 0.00011414 | 30 | 5.6211e-05 | 0 | ExCOMM | 0
ElecHt-Warehouse-New | Glass-Warehouse-ElecHt-codet to al45tint-New | 2.7742e-08 | 30 | 0.0001067 | 0 | ExCOMM | 0
ElecHt-Supermarket-New | Glass-Supermarket-ElecHt-codet to al45tint-New | -1.0176e-05 | 30 | 6.8968e-06 | 0 | ExCOMM | 0
ElecHt-MIniMart-New | Glass-MIniMart-ElecHt-codet to al45tint-New | -3.2348e-05 | 30 | 2.1732e-05 | 0 | ExCOMM | 0
ElecHt-Restaurant-New | Glass-Restaurant-ElecHt-codet to al45tint-New | 8.5925e-05 | 30 | 9.9077e-05 | 0 | ExCOMM | 0
ElecHt-Lodging-New | Glass-Lodging-ElecHt-codet to al45tint-New | 0.0017188 | 30 | 0.0017534 | 0 | ExCOMM | 0
ElecHt-Hospital-New | Glass-Hospital-ElecHt-codet to al45tint-New | 7.2784e-05 | 30 | 1.9363e-05 | 0 | ExCOMM | 0
ElecHt-OtherHealth-New | Glass-OtherHealth-ElecHt-codet to al45tint-New | 0.00018054 | 30 | 5.9835e-05 | 0 | ExCOMM | 0
ElecHt-Other-New | Glass-Other-ElecHt-codet to al45tint-New | 0.00048483 | 30 | 0.0010576 | 0 | ExCOMM | 0
ElecHt-Large Off-New | Glass-Large Off-ElecHt-codet to al40tint-New | 3.888 | 30 | 1.5131 | 0 | ExCOMM | 0
ElecHt-Medium Off-New | Glass-Medium Off-ElecHt-codet to al40tint-New | 2.0577 | 30 | 0.80083 | 0 | ExCOMM | 0
ElecHt-Small Off-New | Glass-Small Off-ElecHt-codet to al40tint-New | 0.37667 | 30 | 0.22658 | 0 | ExCOMM | 0
ElecHt-Big Box-New | Glass-Big Box-ElecHt-codet to al40tint-New | 0.03047 | 30 | 0.0095864 | 0 | ExCOMM | 0
ElecHt-Small Box-New | Glass-Small Box-ElecHt-codet to al40tint-New | 0.064164 | 30 | 0.07775 | 0 | ExCOMM | 0
ElecHt-High End-New | Glass-High End-ElecHt-codet to al40tint-New | 0.041318 | 30 | 0.050799 | 0 | ExCOMM | 0
ElecHt-Anchor-New | Glass-Anchor-ElecHt-codet to al40tint-New | 0.091839 | 30 | 0.028949 | 0 | ExCOMM | 0
ElecHt-K-12-New | Glass-K-12-ElecHt-codet to al40tint-New | 0.0083651 | 30 | 0.017993 | 0 | ExCOMM | 0
ElecHt-University-New | Glass-University-ElecHt-codet to al40tint-New | 0.045725 | 30 | 0.024733 | 0 | ExCOMM | 0
ElecHt-Warehouse-New | Glass-Warehouse-ElecHt-codet to al40tint-New | 2.7742e-06 | 30 | 0.03201 | 0 | ExCOMM | 0
ElecHt-Supermarket-New | Glass-Supermarket-ElecHt-codet to al40tint-New | 0.00073396 | 30 | 0.0020691 | 0 | ExCOMM | 0
ElecHt-MIniMart-New | Glass-MIniMart-ElecHt-codet to al40tint-New | 0.0022518 | 30 | 0.0065195 | 0 | ExCOMM | 0
ElecHt-Restaurant-New | Glass-Restaurant-ElecHt-codet to al40tint-New | 0.0295 | 30 | 0.029723 | 0 | ExCOMM | 0
ElecHt-Lodging-New | Glass-Lodging-ElecHt-codet to al40tint-New | 0.60681 | 30 | 0.52603 | 0 | ExCOMM | 0
ElecHt-Hospital-New | Glass-Hospital-ElecHt-codet to al40tint-New | 0.020544 | 30 | 0.0085198 | 0 | ExCOMM | 0
ElecHt-OtherHealth-New | Glass-OtherHealth-ElecHt-codet to al40tint-New | 0.04111 | 30 | 0.01795 | 0 | ExCOMM | 0
ElecHt-Other-New | Glass-Other-ElecHt-codet to al40tint-New | 0.38193 | 30 | 0.39131 | 0 | ExCOMM | 0
ElecHt-Large Off-New | Glass-Large Off-ElecHt-codet to al36tint-New | 0.036487 | 30 | 0.030951 | 0 | ExCOMM | 0
ElecHt-Medium Off-New | Glass-Medium Off-ElecHt-codet to al36tint-New | 0.019311 | 30 | 0.016381 | 0 | ExCOMM | 0
ElecHt-Small Off-New | Glass-Small Off-ElecHt-codet to al36tint-New | 0.0055647 | 30 | 0.0067974 | 0 | ExCOMM | 0
ElecHt-Big Box-New | Glass-Big Box-ElecHt-codet to al36tint-New | 0.00029253 | 30 | 0.00023318 | 0 | ExCOMM | 0
ElecHt-Small Box-New | Glass-Small Box-ElecHt-codet to al36tint-New | 0.0011168 | 30 | 0.0023325 | 0 | ExCOMM | 0
ElecHt-High End-New | Glass-High End-ElecHt-codet to al36tint-New | 0.00072431 | 30 | 0.001524 | 0 | ExCOMM | 0
ElecHt-Anchor-New | Glass-Anchor-ElecHt-codet to al36tint-New | 0.00074162 | 30 | 0.00059214 | 0 | ExCOMM | 0
ElecHt-K-12-New | Glass-K-12-ElecHt-codet to al36tint-New | 0.00017475 | 30 | 0.00053978 | 0 | ExCOMM | 0
ElecHt-University-New | Glass-University-ElecHt-codet to al36tint-New | 0.00048084 | 30 | 0.0005059 | 0 | ExCOMM | 0
ElecHt-Warehouse-New | Glass-Warehouse-ElecHt-codet to al36tint-New | 2.7742e-08 | 30 | 0.00096029 | 0 | ExCOMM | 0
ElecHt-Supermarket-New | Glass-Supermarket-ElecHt-codet to al36tint-New | 2.2252e-05 | 30 | 6.2072e-05 | 0 | ExCOMM | 0
ElecHt-MIniMart-New | Glass-MIniMart-ElecHt-codet to al36tint-New | 6.9183e-05 | 30 | 0.00019558 | 0 | ExCOMM | 0
ElecHt-Restaurant-New | Glass-Restaurant-ElecHt-codet to al36tint-New | 0.00046971 | 30 | 0.00089169 | 0 | ExCOMM | 0
ElecHt-Lodging-New | Glass-Lodging-ElecHt-codet to al36tint-New | 0.0098078 | 30 | 0.015781 | 0 | ExCOMM | 0
ElecHt-Hospital-New | Glass-Hospital-ElecHt-codet to al36tint-New | 0.00019809 | 30 | 0.00017427 | 0 | ExCOMM | 0
ElecHt-OtherHealth-New | Glass-OtherHealth-ElecHt-codet to al36tint-New | 0.00059604 | 30 | 0.00053851 | 0 | ExCOMM | 0
ElecHt-Other-New | Glass-Other-ElecHt-codet to al36tint-New | 0.0053292 | 30 | 0.0095184 | 0 | ExCOMM | 0
GasHt-Large Off-New | Glass-Large Off-GasHt-codet to al45tint-New | 0.0054395 | 30 | 0.0022971 | -9.956e-05 | SmComCAC | 0
GasHt-Medium Off-New | Glass-Medium Off-GasHt-codet to al45tint-New | 0.0059681 | 30 | 0.0025203 | -0.00010923 | SmComCAC | 0
GasHt-Small Off-New | Glass-Small Off-GasHt-codet to al45tint-New | 0.013315 | 30 | 0.0035131 | 9.5164e-05 | SmComCAC | 0
GasHt-Big Box-New | Glass-Big Box-GasHt-codet to al45tint-New | 0.0019314 | 30 | 0.00042082 | -2.3179e-05 | SmComCAC | 0
GasHt-Small Box-New | Glass-Small Box-GasHt-codet to al45tint-New | 0.0015924 | 30 | 0.001164 | 2.5224e-05 | SmComCAC | 0
GasHt-High End-New | Glass-High End-GasHt-codet to al45tint-New | 0.0016221 | 30 | 0.0012232 | 2.6509e-05 | SmComCAC | 0
GasHt-Anchor-New | Glass-Anchor-GasHt-codet to al45tint-New | 0.00067662 | 30 | 0.00014799 | -8.1514e-06 | SmComCAC | 0
GasHt-K-12-New | Glass-K-12-GasHt-codet to al45tint-New | -1.4453e-05 | 30 | 0.00087592 | 7.5137e-06 | SmComCAC | 0
GasHt-University-New | Glass-University-GasHt-codet to al45tint-New | 0.0007641 | 30 | 0.00061025 | -9.1471e-06 | SmComCAC | 0
GasHt-Warehouse-New | Glass-Warehouse-GasHt-codet to al45tint-New | 1.5194e-07 | 30 | 0.0025323 | -2.2866e-07 | SmComCAC | 0
GasHt-Supermarket-New | Glass-Supermarket-GasHt-codet to al45tint-New | 2.6284e-05 | 30 | 5.3206e-05 | 2.0178e-06 | SmComCAC | 0
GasHt-MIniMart-New | Glass-MIniMart-GasHt-codet to al45tint-New | 0.0002824 | 30 | 0.00058711 | 2.2266e-05 | SmComCAC | 0
GasHt-Restaurant-New | Glass-Restaurant-GasHt-codet to al45tint-New | 0.0031373 | 30 | 0.0011842 | 4.0634e-05 | SmComCAC | 0
GasHt-Lodging-New | Glass-Lodging-GasHt-codet to al45tint-New | 0.002315 | 30 | 0.001401 | 1.8132e-05 | SmComCAC | 0
GasHt-Hospital-New | Glass-Hospital-GasHt-codet to al45tint-New | 0.0012685 | 30 | 0.00061962 | -2.0421e-05 | SmComCAC | 0
GasHt-OtherHealth-New | Glass-OtherHealth-GasHt-codet to al45tint-New | 0.0013322 | 30 | 0.00072209 | -1.63e-05 | SmComCAC | 0
GasHt-Other-New | Glass-Other-GasHt-codet to al45tint-New | 0.010938 | 30 | 0.009675 | 0.00012522 | SmComCAC | 0
GasHt-Large Off-New | Glass-Large Off-GasHt-codet to al40tint-New | 0.7486 | 30 | 1.0107 | -0.035593 | SmComCAC | 0
GasHt-Medium Off-New | Glass-Medium Off-GasHt-codet to al40tint-New | 0.82135 | 30 | 1.1089 | -0.039052 | SmComCAC | 0
GasHt-Small Off-New | Glass-Small Off-GasHt-codet to al40tint-New | 1.2249 | 30 | 1.0539 | -0.010151 | SmComCAC | 0
GasHt-Big Box-New | Glass-Big Box-GasHt-codet to al40tint-New | 0.24665 | 30 | 0.1557 | -0.0047802 | SmComCAC | 0
GasHt-Small Box-New | Glass-Small Box-GasHt-codet to al40tint-New | 0.13534 | 30 | 0.34919 | -0.0029428 | SmComCAC | 0
GasHt-High End-New | Glass-High End-GasHt-codet to al40tint-New | 0.13787 | 30 | 0.36697 | -0.0030927 | SmComCAC | 0
GasHt-Anchor-New | Glass-Anchor-GasHt-codet to al40tint-New | 0.10275 | 30 | 0.065116 | -0.0019991 | SmComCAC | 0
GasHt-K-12-New | Glass-K-12-GasHt-codet to al40tint-New | 0.0071606 | 30 | 0.26278 | -0.0022146 | SmComCAC | 0
GasHt-University-New | Glass-University-GasHt-codet to al40tint-New | 0.12203 | 30 | 0.26851 | -0.007209 | SmComCAC | 0
GasHt-Warehouse-New | Glass-Warehouse-GasHt-codet to al40tint-New | 1.5194e-05 | 30 | 0.7597 | -2.2866e-05 | SmComCAC | 0
GasHt-Supermarket-New | Glass-Supermarket-GasHt-codet to al40tint-New | 0.0056611 | 30 | 0.015962 | -4.8043e-07 | SmComCAC | 0
GasHt-MIniMart-New | Glass-MIniMart-GasHt-codet to al40tint-New | 0.060825 | 30 | 0.17613 | -5.3014e-06 | SmComCAC | 0
GasHt-Restaurant-New | Glass-Restaurant-GasHt-codet to al40tint-New | 0.31373 | 30 | 0.35527 | -0.00074851 | SmComCAC | 0
GasHt-Lodging-New | Glass-Lodging-GasHt-codet to al40tint-New | 0.23629 | 30 | 0.4203 | -0.0047861 | SmComCAC | 0
GasHt-Hospital-New | Glass-Hospital-GasHt-codet to al40tint-New | 0.19503 | 30 | 0.27263 | -0.0089034 | SmComCAC | 0
GasHt-OtherHealth-New | Glass-OtherHealth-GasHt-codet to al40tint-New | 0.1575 | 30 | 0.21663 | -0.0065202 | SmComCAC | 0
GasHt-Other-New | Glass-Other-GasHt-codet to al40tint-New | 1.377 | 30 | 3.5798 | -0.040764 | SmComCAC | 0
GasHt-Large Off-New | Glass-Large Off-GasHt-codet to al36tint-New | 0.0050903 | 30 | 0.020674 | -0.00037128 | SmComCAC | 0
GasHt-Medium Off-New | Glass-Medium Off-GasHt-codet to al36tint-New | 0.005585 | 30 | 0.022683 | -0.00040736 | SmComCAC | 0
GasHt-Small Off-New | Glass-Small Off-GasHt-codet to al36tint-New | 0.011716 | 30 | 0.031617 | -0.0002728 | SmComCAC | 0
GasHt-Big Box-New | Glass-Big Box-GasHt-codet to al36tint-New | 0.0020676 | 30 | 0.0037874 | -5.1678e-05 | SmComCAC | 0
GasHt-Small Box-New | Glass-Small Box-GasHt-codet to al36tint-New | 0.0011948 | 30 | 0.010476 | -7.3571e-05 | SmComCAC | 0
GasHt-High End-New | Glass-High End-GasHt-codet to al36tint-New | 0.0012171 | 30 | 0.011009 | -7.7317e-05 | SmComCAC | 0
GasHt-Anchor-New | Glass-Anchor-GasHt-codet to al36tint-New | 0.00072431 | 30 | 0.0013319 | -1.8174e-05 | SmComCAC | 0
GasHt-K-12-New | Glass-K-12-GasHt-codet to al36tint-New | 0.00012876 | 30 | 0.0078833 | -4.6664e-05 | SmComCAC | 0
GasHt-University-New | Glass-University-GasHt-codet to al36tint-New | 0.00090486 | 30 | 0.0054923 | -8.3096e-05 | SmComCAC | 0
GasHt-Warehouse-New | Glass-Warehouse-GasHt-codet to al36tint-New | 1.5194e-07 | 30 | 0.022791 | -2.2866e-07 | SmComCAC | 0
GasHt-Supermarket-New | Glass-Supermarket-GasHt-codet to al36tint-New | 8.6837e-05 | 30 | 0.00047885 | -1.6335e-06 | SmComCAC | 0
GasHt-MIniMart-New | Glass-MIniMart-GasHt-codet to al36tint-New | 0.00093301 | 30 | 0.005284 | -1.8025e-05 | SmComCAC | 0
GasHt-Restaurant-New | Glass-Restaurant-GasHt-codet to al36tint-New | 0.0032818 | 30 | 0.010658 | -4.4911e-05 | SmComCAC | 0
GasHt-Lodging-New | Glass-Lodging-GasHt-codet to al36tint-New | 0.0024603 | 30 | 0.012609 | -0.00010352 | SmComCAC | 0
GasHt-Hospital-New | Glass-Hospital-GasHt-codet to al36tint-New | 0.0014139 | 30 | 0.0055766 | -9.4834e-05 | SmComCAC | 0
GasHt-OtherHealth-New | Glass-OtherHealth-GasHt-codet to al36tint-New | 0.0017753 | 30 | 0.0064988 | -0.00010432 | SmComCAC | 0
GasHt-Other-New | Glass-Other-GasHt-codet to al36tint-New | 0.011625 | 30 | 0.087075 | -0.00071491 | SmComCAC | 0
HtPmpHt-Large Off-New | Glass-Large Off-HtPmpHt-codet to al45tint-New | 0.0043435 | 30 | 0.0012433 | 0 | ExCOMM | 0
HtPmpHt-Medium Off-New | Glass-Medium Off-HtPmpHt-codet to al45tint-New | 0.0045906 | 30 | 0.0013141 | 0 | ExCOMM | 0
HtPmpHt-Small Off-New | Glass-Small Off-HtPmpHt-codet to al45tint-New | 0.0044579 | 30 | 0.0014442 | 0 | ExCOMM | 0
HtPmpHt-Big Box-New | Glass-Big Box-HtPmpHt-codet to al45tint-New | 0.00068205 | 30 | 0.0001133 | 0 | ExCOMM | 0
HtPmpHt-Small Box-New | Glass-Small Box-HtPmpHt-codet to al45tint-New | 0.00019214 | 30 | 0.00023858 | 0 | ExCOMM | 0
HtPmpHt-High End-New | Glass-High End-HtPmpHt-codet to al45tint-New | 0.00011716 | 30 | 0.00015349 | 0 | ExCOMM | 0
HtPmpHt-Anchor-New | Glass-Anchor-HtPmpHt-codet to al45tint-New | 0.00050547 | 30 | 8.4213e-05 | 0 | ExCOMM | 0
HtPmpHt-K-12-New | Glass-K-12-HtPmpHt-codet to al45tint-New | -2.769e-05 | 30 | 0.00011574 | 0 | ExCOMM | 0
HtPmpHt-University-New | Glass-University-HtPmpHt-codet to al45tint-New | 0.00011426 | 30 | 6.9614e-05 | 0 | ExCOMM | 0
HtPmpHt-Warehouse-New | Glass-Warehouse-HtPmpHt-codet to al45tint-New | 7.3014e-08 | 30 | 0.00028082 | 0 | ExCOMM | 0
HtPmpHt-Supermarket-New | Glass-Supermarket-HtPmpHt-codet to al45tint-New | -6.7206e-06 | 30 | 1.3694e-05 | 0 | ExCOMM | 0
HtPmpHt-MIniMart-New | Glass-MIniMart-HtPmpHt-codet to al45tint-New | -1.7376e-05 | 30 | 3.4493e-05 | 0 | ExCOMM | 0
HtPmpHt-Restaurant-New | Glass-Restaurant-HtPmpHt-codet to al45tint-New | 0.00026901 | 30 | 0.000153 | 0 | ExCOMM | 0
HtPmpHt-Lodging-New | Glass-Lodging-HtPmpHt-codet to al45tint-New | 0.0012091 | 30 | 0.00091855 | 0 | ExCOMM | 0
HtPmpHt-Hospital-New | Glass-Hospital-HtPmpHt-codet to al45tint-New | 1.8737e-05 | 30 | 6.4544e-06 | 0 | ExCOMM | 0
HtPmpHt-OtherHealth-New | Glass-OtherHealth-HtPmpHt-codet to al45tint-New | 0.0002196 | 30 | 9.0331e-05 | 0 | ExCOMM | 0
HtPmpHt-Other-New | Glass-Other-HtPmpHt-codet to al45tint-New | 0.0013326 | 30 | 0.0016773 | 0 | ExCOMM | 0
HtPmpHt-Large Off-New | Glass-Large Off-HtPmpHt-codet to al40tint-New | 0.90543 | 30 | 0.54706 | 0 | ExCOMM | 0
HtPmpHt-Medium Off-New | Glass-Medium Off-HtPmpHt-codet to al40tint-New | 0.95694 | 30 | 0.57818 | 0 | ExCOMM | 0
HtPmpHt-Small Off-New | Glass-Small Off-HtPmpHt-codet to al40tint-New | 0.61192 | 30 | 0.43327 | 0 | ExCOMM | 0
HtPmpHt-Big Box-New | Glass-Big Box-HtPmpHt-codet to al40tint-New | 0.099825 | 30 | 0.041921 | 0 | ExCOMM | 0
HtPmpHt-Small Box-New | Glass-Small Box-HtPmpHt-codet to al40tint-New | 0.043404 | 30 | 0.071574 | 0 | ExCOMM | 0
HtPmpHt-High End-New | Glass-High End-HtPmpHt-codet to al40tint-New | 0.027376 | 30 | 0.046047 | 0 | ExCOMM | 0
HtPmpHt-Anchor-New | Glass-Anchor-HtPmpHt-codet to al40tint-New | 0.08801 | 30 | 0.037054 | 0 | ExCOMM | 0
HtPmpHt-K-12-New | Glass-K-12-HtPmpHt-codet to al40tint-New | 0.0085445 | 30 | 0.034722 | 0 | ExCOMM | 0
HtPmpHt-University-New | Glass-University-HtPmpHt-codet to al40tint-New | 0.035274 | 30 | 0.03063 | 0 | ExCOMM | 0
HtPmpHt-Warehouse-New | Glass-Warehouse-HtPmpHt-codet to al40tint-New | 7.3014e-06 | 30 | 0.084247 | 0 | ExCOMM | 0
HtPmpHt-Supermarket-New | Glass-Supermarket-HtPmpHt-codet to al40tint-New | 0.0014573 | 30 | 0.0041083 | 0 | ExCOMM | 0
HtPmpHt-MIniMart-New | Glass-MIniMart-HtPmpHt-codet to al40tint-New | 0.0035741 | 30 | 0.010348 | 0 | ExCOMM | 0
HtPmpHt-Restaurant-New | Glass-Restaurant-HtPmpHt-codet to al40tint-New | 0.043044 | 30 | 0.0459 | 0 | ExCOMM | 0
HtPmpHt-Lodging-New | Glass-Lodging-HtPmpHt-codet to al40tint-New | 0.2364 | 30 | 0.27557 | 0 | ExCOMM | 0
HtPmpHt-Hospital-New | Glass-Hospital-HtPmpHt-codet to al40tint-New | 0.0044398 | 30 | 0.0028399 | 0 | ExCOMM | 0
HtPmpHt-OtherHealth-New | Glass-OtherHealth-HtPmpHt-codet to al40tint-New | 0.040883 | 30 | 0.027099 | 0 | ExCOMM | 0
HtPmpHt-Other-New | Glass-Other-HtPmpHt-codet to al40tint-New | 0.42223 | 30 | 0.62062 | 0 | ExCOMM | 0
HtPmpHt-Large Off-New | Glass-Large Off-HtPmpHt-codet to al36tint-New | 0.0061734 | 30 | 0.01119 | 0 | ExCOMM | 0
HtPmpHt-Medium Off-New | Glass-Medium Off-HtPmpHt-codet to al36tint-New | 0.0065246 | 30 | 0.011826 | 0 | ExCOMM | 0
HtPmpHt-Small Off-New | Glass-Small Off-HtPmpHt-codet to al36tint-New | 0.0061192 | 30 | 0.012998 | 0 | ExCOMM | 0
HtPmpHt-Big Box-New | Glass-Big Box-HtPmpHt-codet to al36tint-New | 0.00080939 | 30 | 0.0010197 | 0 | ExCOMM | 0
HtPmpHt-Small Box-New | Glass-Small Box-HtPmpHt-codet to al36tint-New | 0.00043404 | 30 | 0.0021472 | 0 | ExCOMM | 0
HtPmpHt-High End-New | Glass-High End-HtPmpHt-codet to al36tint-New | 0.00027376 | 30 | 0.0013814 | 0 | ExCOMM | 0
HtPmpHt-Anchor-New | Glass-Anchor-HtPmpHt-codet to al36tint-New | 0.00060007 | 30 | 0.00075791 | 0 | ExCOMM | 0
HtPmpHt-K-12-New | Glass-K-12-HtPmpHt-codet to al36tint-New | 8.5445e-05 | 30 | 0.0010417 | 0 | ExCOMM | 0
HtPmpHt-University-New | Glass-University-HtPmpHt-codet to al36tint-New | 0.00024051 | 30 | 0.00062652 | 0 | ExCOMM | 0
HtPmpHt-Warehouse-New | Glass-Warehouse-HtPmpHt-codet to al36tint-New | 7.3014e-08 | 30 | 0.0025274 | 0 | ExCOMM | 0
HtPmpHt-Supermarket-New | Glass-Supermarket-HtPmpHt-codet to al36tint-New | 1.4573e-05 | 30 | 0.00012325 | 0 | ExCOMM | 0
HtPmpHt-MIniMart-New | Glass-MIniMart-HtPmpHt-codet to al36tint-New | 3.5741e-05 | 30 | 0.00031043 | 0 | ExCOMM | 0
HtPmpHt-Restaurant-New | Glass-Restaurant-HtPmpHt-codet to al36tint-New | 0.00043044 | 30 | 0.001377 | 0 | ExCOMM | 0
HtPmpHt-Lodging-New | Glass-Lodging-HtPmpHt-codet to al36tint-New | 0.002364 | 30 | 0.008267 | 0 | ExCOMM | 0
HtPmpHt-Hospital-New | Glass-Hospital-HtPmpHt-codet to al36tint-New | 3.0271e-05 | 30 | 5.809e-05 | 0 | ExCOMM | 0
HtPmpHt-OtherHealth-New | Glass-OtherHealth-HtPmpHt-codet to al36tint-New | 0.00040883 | 30 | 0.00081298 | 0 | ExCOMM | 0
HtPmpHt-Other-New | Glass-Other-HtPmpHt-codet to al36tint-New | 0.0034235 | 30 | 0.015096 | 0 | ExCOMM | 0
ElecHt-Large Off-New | Glass-Large Off-ElecHt-code to vea-New | 0.14758 | 30 | 0.17195 | 0 | ExCOMM | 0
ElecHt-Medium Off-New | Glass-Medium Off-ElecHt-code to vea-New | 0.078109 | 30 | 0.091003 | 0 | ExCOMM | 0
ElecHt-Small Off-New | Glass-Small Off-ElecHt-code to vea-New | 0.10714 | 30 | 0.1435 | 0 | ExCOMM | 0
ElecHt-Big Box-New | Glass-Big Box-ElecHt-code to vea-New | 0.0017371 | 30 | 0.0031091 | 0 | ExCOMM | 0
ElecHt-Small Box-New | Glass-Small Box-ElecHt-code to vea-New | 0.030091 | 30 | 0.049242 | 0 | ExCOMM | 0
ElecHt-High End-New | Glass-High End-ElecHt-code to vea-New | 0.019705 | 30 | 0.032173 | 0 | ExCOMM | 0
ElecHt-Anchor-New | Glass-Anchor-ElecHt-code to vea-New | 0.0018375 | 30 | 0.0032897 | 0 | ExCOMM | 0
ElecHt-K-12-New | Glass-K-12-ElecHt-code to vea-New | 0.00589 | 30 | 0.011395 | 0 | ExCOMM | 0
ElecHt-University-New | Glass-University-ElecHt-code to vea-New | 0.0027274 | 30 | 0.0028106 | 0 | ExCOMM | 0
ElecHt-Warehouse-New | Glass-Warehouse-ElecHt-code to vea-New | 1.757e-06 | 30 | 0.020273 | 0 | ExCOMM | 0
ElecHt-Supermarket-New | Glass-Supermarket-ElecHt-code to vea-New | 0.00096588 | 30 | 0.0013104 | 0 | ExCOMM | 0
ElecHt-MIniMart-New | Glass-MIniMart-ElecHt-code to vea-New | 0.0030228 | 30 | 0.004129 | 0 | ExCOMM | 0
ElecHt-Restaurant-New | Glass-Restaurant-ElecHt-code to vea-New | 0.010093 | 30 | 0.018825 | 0 | ExCOMM | 0
ElecHt-Lodging-New | Glass-Lodging-ElecHt-code to vea-New | 0.21959 | 30 | 0.33315 | 0 | ExCOMM | 0
ElecHt-Hospital-New | Glass-Hospital-ElecHt-code to vea-New | 0.00091903 | 30 | 0.00096816 | 0 | ExCOMM | 0
ElecHt-OtherHealth-New | Glass-OtherHealth-ElecHt-code to vea-New | 0.011807 | 30 | 0.011369 | 0 | ExCOMM | 0
ElecHt-Other-New | Glass-Other-ElecHt-code to vea-New | 0.082971 | 30 | 0.12691 | 0 | ExCOMM | 0
GasHt-Large Off-New | Glass-Large Off-GasHt-code to vea-New | -0.0037519 | 30 | 0.11485 | -0.0019705 | SmComCAC | 0
GasHt-Medium Off-New | Glass-Medium Off-GasHt-code to vea-New | -0.0041165 | 30 | 0.12602 | -0.0021619 | SmComCAC | 0
GasHt-Small Off-New | Glass-Small Off-GasHt-code to vea-New | -0.033748 | 30 | 0.66748 | -0.010246 | SmComCAC | 0
GasHt-Big Box-New | Glass-Big Box-GasHt-code to vea-New | 0.0021661 | 30 | 0.050499 | -0.00050158 | SmComCAC | 0
GasHt-Small Box-New | Glass-Small Box-GasHt-code to vea-New | -0.010046 | 30 | 0.22115 | -0.0027957 | SmComCAC | 0
GasHt-High End-New | Glass-High End-GasHt-code to vea-New | -0.010233 | 30 | 0.23242 | -0.0029381 | SmComCAC | 0
GasHt-Anchor-New | Glass-Anchor-GasHt-code to vea-New | 0.00031618 | 30 | 0.0073995 | -7.3496e-05 | SmComCAC | 0
GasHt-K-12-New | Glass-K-12-GasHt-code to vea-New | 0.0040774 | 30 | 0.16642 | -0.0015779 | SmComCAC | 0
GasHt-University-New | Glass-University-GasHt-code to vea-New | 0.00099329 | 30 | 0.030513 | -0.00055103 | SmComCAC | 0
GasHt-Warehouse-New | Glass-Warehouse-GasHt-code to vea-New | 9.6229e-06 | 30 | 0.48114 | -1.4482e-05 | SmComCAC | 0
GasHt-Supermarket-New | Glass-Supermarket-GasHt-code to vea-New | 0.0019207 | 30 | 0.010109 | -0.00010649 | SmComCAC | 0
GasHt-MIniMart-New | Glass-MIniMart-GasHt-code to vea-New | 0.020637 | 30 | 0.11155 | -0.0011751 | SmComCAC | 0
GasHt-Restaurant-New | Glass-Restaurant-GasHt-code to vea-New | 0.0045788 | 30 | 0.225 | -0.0022348 | SmComCAC | 0
GasHt-Lodging-New | Glass-Lodging-GasHt-code to vea-New | 0.0045097 | 30 | 0.26619 | -0.0032916 | SmComCAC | 0
GasHt-Hospital-New | Glass-Hospital-GasHt-code to vea-New | 0.0010792 | 30 | 0.030981 | -0.00054551 | SmComCAC | 0
GasHt-OtherHealth-New | Glass-OtherHealth-GasHt-code to vea-New | 0.013816 | 30 | 0.1372 | -0.0024777 | SmComCAC | 0
GasHt-Other-New | Glass-Other-GasHt-code to vea-New | 0.013458 | 30 | 1.161 | -0.014356 | SmComCAC | 0
HtPmpHt-Large Off-New | Glass-Large Off-HtPmpHt-code to vea-New | 0.021291 | 30 | 0.062166 | 0 | ExCOMM | 0
HtPmpHt-Medium Off-New | Glass-Medium Off-HtPmpHt-code to vea-New | 0.022502 | 30 | 0.065703 | 0 | ExCOMM | 0
HtPmpHt-Small Off-New | Glass-Small Off-HtPmpHt-code to vea-New | -0.078212 | 30 | 0.2744 | 0 | ExCOMM | 0
HtPmpHt-Big Box-New | Glass-Big Box-HtPmpHt-code to vea-New | 0.007065 | 30 | 0.013596 | 0 | ExCOMM | 0
HtPmpHt-Small Box-New | Glass-Small Box-HtPmpHt-code to vea-New | -0.010562 | 30 | 0.04533 | 0 | ExCOMM | 0
HtPmpHt-High End-New | Glass-High End-HtPmpHt-code to vea-New | -0.0067542 | 30 | 0.029163 | 0 | ExCOMM | 0
HtPmpHt-Anchor-New | Glass-Anchor-HtPmpHt-code to vea-New | 0.0021873 | 30 | 0.0042106 | 0 | ExCOMM | 0
HtPmpHt-K-12-New | Glass-K-12-HtPmpHt-code to vea-New | -0.001094 | 30 | 0.02199 | 0 | ExCOMM | 0
HtPmpHt-University-New | Glass-University-HtPmpHt-code to vea-New | 0.00056489 | 30 | 0.0034807 | 0 | ExCOMM | 0
HtPmpHt-Warehouse-New | Glass-Warehouse-HtPmpHt-code to vea-New | 4.6242e-06 | 30 | 0.053356 | 0 | ExCOMM | 0
HtPmpHt-Supermarket-New | Glass-Supermarket-HtPmpHt-code to vea-New | -0.00035972 | 30 | 0.0026019 | 0 | ExCOMM | 0
HtPmpHt-MIniMart-New | Glass-MIniMart-HtPmpHt-code to vea-New | -0.00093882 | 30 | 0.0065536 | 0 | ExCOMM | 0
HtPmpHt-Restaurant-New | Glass-Restaurant-HtPmpHt-code to vea-New | -0.0080419 | 30 | 0.02907 | 0 | ExCOMM | 0
HtPmpHt-Lodging-New | Glass-Lodging-HtPmpHt-code to vea-New | -0.016594 | 30 | 0.17453 | 0 | ExCOMM | 0
HtPmpHt-Hospital-New | Glass-Hospital-HtPmpHt-code to vea-New | 0.0001033 | 30 | 0.00032272 | 0 | ExCOMM | 0
HtPmpHt-OtherHealth-New | Glass-OtherHealth-HtPmpHt-code to vea-New | 0.0050817 | 30 | 0.017163 | 0 | ExCOMM | 0
HtPmpHt-Other-New | Glass-Other-HtPmpHt-code to vea-New | -0.020215 | 30 | 0.20128 | 0 | ExCOMM | 0
ElecHt-Large Off-New | Glass-Large Off-ElecHt-codet to vet-New | 0.039636 | 30 | 0.003439 | 0 | ExCOMM | 0
ElecHt-Medium Off-New | Glass-Medium Off-ElecHt-codet to vet-New | 0.020977 | 30 | 0.0018201 | 0 | ExCOMM | 0
ElecHt-Small Off-New | Glass-Small Off-ElecHt-codet to vet-New | 0.0060146 | 30 | 0.00075526 | 0 | ExCOMM | 0
ElecHt-Big Box-New | Glass-Big Box-ElecHt-codet to vet-New | 0.00032099 | 30 | 2.5909e-05 | 0 | ExCOMM | 0
ElecHt-Small Box-New | Glass-Small Box-ElecHt-codet to vet-New | 0.0011585 | 30 | 0.00025917 | 0 | ExCOMM | 0
ElecHt-High End-New | Glass-High End-ElecHt-codet to vet-New | 0.00075123 | 30 | 0.00016933 | 0 | ExCOMM | 0
ElecHt-Anchor-New | Glass-Anchor-ElecHt-codet to vet-New | 0.00081374 | 30 | 6.5794e-05 | 0 | ExCOMM | 0
ElecHt-K-12-New | Glass-K-12-ElecHt-codet to vet-New | 0.0001884 | 30 | 5.9975e-05 | 0 | ExCOMM | 0
ElecHt-University-New | Glass-University-ElecHt-codet to vet-New | 0.00051952 | 30 | 5.6211e-05 | 0 | ExCOMM | 0
ElecHt-Warehouse-New | Glass-Warehouse-ElecHt-codet to vet-New | 2.7742e-08 | 30 | 0.0001067 | 0 | ExCOMM | 0
ElecHt-Supermarket-New | Glass-Supermarket-ElecHt-codet to vet-New | 2.2453e-05 | 30 | 6.8968e-06 | 0 | ExCOMM | 0
ElecHt-MIniMart-New | Glass-MIniMart-ElecHt-codet to vet-New | 6.9772e-05 | 30 | 2.1732e-05 | 0 | ExCOMM | 0
ElecHt-Restaurant-New | Glass-Restaurant-ElecHt-codet to vet-New | 0.00045234 | 30 | 9.9077e-05 | 0 | ExCOMM | 0
ElecHt-Lodging-New | Glass-Lodging-ElecHt-codet to vet-New | 0.010625 | 30 | 0.0017534 | 0 | ExCOMM | 0
ElecHt-Hospital-New | Glass-Hospital-ElecHt-codet to vet-New | 0.0002137 | 30 | 1.9363e-05 | 0 | ExCOMM | 0
ElecHt-OtherHealth-New | Glass-OtherHealth-ElecHt-codet to vet-New | 0.00063866 | 30 | 5.9835e-05 | 0 | ExCOMM | 0
ElecHt-Other-New | Glass-Other-ElecHt-codet to vet-New | 0.0057238 | 30 | 0.0010576 | 0 | ExCOMM | 0
ElecHt-Large Off-New | Glass-Large Off-ElecHt-codet to veat-New | 0.80635 | 30 | 0.17195 | 0 | ExCOMM | 0
ElecHt-Medium Off-New | Glass-Medium Off-ElecHt-codet to veat-New | 0.42676 | 30 | 0.091003 | 0 | ExCOMM | 0
ElecHt-Small Off-New | Glass-Small Off-ElecHt-codet to veat-New | 0.48754 | 30 | 0.1435 | 0 | ExCOMM | 0
ElecHt-Big Box-New | Glass-Big Box-ElecHt-codet to veat-New | 0.01461 | 30 | 0.0031091 | 0 | ExCOMM | 0
ElecHt-Small Box-New | Glass-Small Box-ElecHt-codet to veat-New | 0.10423 | 30 | 0.049242 | 0 | ExCOMM | 0
ElecHt-High End-New | Glass-High End-ElecHt-codet to veat-New | 0.067786 | 30 | 0.032173 | 0 | ExCOMM | 0
ElecHt-Anchor-New | Glass-Anchor-ElecHt-codet to veat-New | 0.015435 | 30 | 0.0032897 | 0 | ExCOMM | 0
ElecHt-K-12-New | Glass-K-12-ElecHt-codet to veat-New | 0.017434 | 30 | 0.011395 | 0 | ExCOMM | 0
ElecHt-University-New | Glass-University-ElecHt-codet to veat-New | 0.011305 | 30 | 0.0028106 | 0 | ExCOMM | 0
ElecHt-Warehouse-New | Glass-Warehouse-ElecHt-codet to veat-New | 1.757e-06 | 30 | 0.020273 | 0 | ExCOMM | 0
ElecHt-Supermarket-New | Glass-Supermarket-ElecHt-codet to veat-New | 0.0023791 | 30 | 0.0013104 | 0 | ExCOMM | 0
ElecHt-MIniMart-New | Glass-MIniMart-ElecHt-codet to veat-New | 0.007418 | 30 | 0.004129 | 0 | ExCOMM | 0
ElecHt-Restaurant-New | Glass-Restaurant-ElecHt-codet to veat-New | 0.039496 | 30 | 0.018825 | 0 | ExCOMM | 0
ElecHt-Lodging-New | Glass-Lodging-ElecHt-codet to veat-New | 0.90145 | 30 | 0.33315 | 0 | ExCOMM | 0
ElecHt-Hospital-New | Glass-Hospital-ElecHt-codet to veat-New | 0.0044834 | 30 | 0.00096816 | 0 | ExCOMM | 0
ElecHt-OtherHealth-New | Glass-OtherHealth-ElecHt-codet to veat-New | 0.052433 | 30 | 0.011369 | 0 | ExCOMM | 0
ElecHt-Other-New | Glass-Other-ElecHt-codet to veat-New | 0.31551 | 30 | 0.12691 | 0 | ExCOMM | 0
GasHt-Large Off-New | Glass-Large Off-GasHt-codet to vet-New | 0.0057932 | 30 | 0.0022971 | -0.00039824 | SmComCAC | 0
GasHt-Medium Off-New | Glass-Medium Off-GasHt-codet to vet-New | 0.0063562 | 30 | 0.0025203 | -0.00043694 | SmComCAC | 0
GasHt-Small Off-New | Glass-Small Off-GasHt-codet to vet-New | 0.013315 | 30 | 0.0035131 | -0.00028232 | SmComCAC | 0
GasHt-Big Box-New | Glass-Big Box-GasHt-codet to vet-New | 0.0023128 | 30 | 0.00042082 | -5.5858e-05 | SmComCAC | 0
GasHt-Small Box-New | Glass-Small Box-GasHt-codet to vet-New | 0.0012731 | 30 | 0.001164 | -7.5673e-05 | SmComCAC | 0
GasHt-High End-New | Glass-High End-GasHt-codet to vet-New | 0.0012968 | 30 | 0.0012232 | -7.9527e-05 | SmComCAC | 0
GasHt-Anchor-New | Glass-Anchor-GasHt-codet to vet-New | 0.00081021 | 30 | 0.00014799 | -1.9644e-05 | SmComCAC | 0
GasHt-K-12-New | Glass-K-12-GasHt-codet to vet-New | 0.00014321 | 30 | 0.00087592 | -5.0223e-05 | SmComCAC | 0
GasHt-University-New | Glass-University-GasHt-codet to vet-New | 0.0010157 | 30 | 0.00061025 | -8.9047e-05 | SmComCAC | 0
GasHt-Warehouse-New | Glass-Warehouse-GasHt-codet to vet-New | 1.5194e-07 | 30 | 0.0025323 | -2.2866e-07 | SmComCAC | 0
GasHt-Supermarket-New | Glass-Supermarket-GasHt-codet to vet-New | 9.0881e-05 | 30 | 5.3206e-05 | -1.5854e-06 | SmComCAC | 0
GasHt-MIniMart-New | Glass-MIniMart-GasHt-codet to vet-New | 0.00097646 | 30 | 0.00058711 | -1.7495e-05 | SmComCAC | 0
GasHt-Restaurant-New | Glass-Restaurant-GasHt-codet to vet-New | 0.003352 | 30 | 0.0011842 | -3.9564e-05 | SmComCAC | 0
GasHt-Lodging-New | Glass-Lodging-GasHt-codet to vet-New | 0.0028722 | 30 | 0.001401 | -0.00010816 | SmComCAC | 0
GasHt-Hospital-New | Glass-Hospital-GasHt-codet to vet-New | 0.0015793 | 30 | 0.00061962 | -0.00010127 | SmComCAC | 0
GasHt-OtherHealth-New | Glass-OtherHealth-GasHt-codet to vet-New | 0.001951 | 30 | 0.00072209 | -0.00011084 | SmComCAC | 0
GasHt-Other-New | Glass-Other-GasHt-codet to vet-New | 0.013571 | 30 | 0.009675 | -0.00074694 | SmComCAC | 0
GasHt-Large Off-New | Glass-Large Off-GasHt-codet to veat-New | 0.091577 | 30 | 0.11485 | -0.0086078 | SmComCAC | 0
GasHt-Medium Off-New | Glass-Medium Off-GasHt-codet to veat-New | 0.10048 | 30 | 0.12602 | -0.0094443 | SmComCAC | 0
GasHt-Small Off-New | Glass-Small Off-GasHt-codet to veat-New | 0.77577 | 30 | 0.66748 | -0.028729 | SmComCAC | 0
GasHt-Big Box-New | Glass-Big Box-GasHt-codet to veat-New | 0.095218 | 30 | 0.050499 | -0.0027359 | SmComCAC | 0
GasHt-Small Box-New | Glass-Small Box-GasHt-codet to veat-New | 0.070583 | 30 | 0.22115 | -0.0076549 | SmComCAC | 0
GasHt-High End-New | Glass-High End-GasHt-codet to veat-New | 0.0719 | 30 | 0.23242 | -0.0080447 | SmComCAC | 0
GasHt-Anchor-New | Glass-Anchor-GasHt-codet to veat-New | 0.013899 | 30 | 0.0073995 | -0.00040089 | SmComCAC | 0
GasHt-K-12-New | Glass-K-12-GasHt-codet to veat-New | 0.01269 | 30 | 0.16642 | -0.0046585 | SmComCAC | 0
GasHt-University-New | Glass-University-GasHt-codet to veat-New | 0.017713 | 30 | 0.030513 | -0.0020223 | SmComCAC | 0
GasHt-Warehouse-New | Glass-Warehouse-GasHt-codet to veat-New | 9.6229e-06 | 30 | 0.48114 | -1.4482e-05 | SmComCAC | 0
GasHt-Supermarket-New | Glass-Supermarket-GasHt-codet to veat-New | 0.0072924 | 30 | 0.010109 | -0.00021299 | SmComCAC | 0
GasHt-MIniMart-New | Glass-MIniMart-GasHt-codet to veat-New | 0.078352 | 30 | 0.11155 | -0.0023503 | SmComCAC | 0
GasHt-Restaurant-New | Glass-Restaurant-GasHt-codet to veat-New | 0.22589 | 30 | 0.225 | -0.0047406 | SmComCAC | 0
GasHt-Lodging-New | Glass-Lodging-GasHt-codet to veat-New | 0.18525 | 30 | 0.26619 | -0.010302 | SmComCAC | 0
GasHt-Hospital-New | Glass-Hospital-GasHt-codet to veat-New | 0.027244 | 30 | 0.030981 | -0.002238 | SmComCAC | 0
GasHt-OtherHealth-New | Glass-OtherHealth-GasHt-codet to veat-New | 0.13738 | 30 | 0.1372 | -0.009539 | SmComCAC | 0
GasHt-Other-New | Glass-Other-GasHt-codet to veat-New | 0.55282 | 30 | 1.161 | -0.044933 | SmComCAC | 0
HtPmpHt-Large Off-New | Glass-Large Off-HtPmpHt-codet to vet-New | 0.0045349 | 30 | 0.0012433 | 0 | ExCOMM | 0
HtPmpHt-Medium Off-New | Glass-Medium Off-HtPmpHt-codet to vet-New | 0.0047929 | 30 | 0.0013141 | 0 | ExCOMM | 0
HtPmpHt-Small Off-New | Glass-Small Off-HtPmpHt-codet to vet-New | 0.0044579 | 30 | 0.0014442 | 0 | ExCOMM | 0
HtPmpHt-Big Box-New | Glass-Big Box-HtPmpHt-codet to vet-New | 0.00078472 | 30 | 0.0001133 | 0 | ExCOMM | 0
HtPmpHt-Small Box-New | Glass-Small Box-HtPmpHt-codet to vet-New | 0.00012669 | 30 | 0.00023858 | 0 | ExCOMM | 0
HtPmpHt-High End-New | Glass-High End-HtPmpHt-codet to vet-New | 7.6352e-05 | 30 | 0.00015349 | 0 | ExCOMM | 0
HtPmpHt-Anchor-New | Glass-Anchor-HtPmpHt-codet to vet-New | 0.00058149 | 30 | 8.4213e-05 | 0 | ExCOMM | 0
HtPmpHt-K-12-New | Glass-K-12-HtPmpHt-codet to vet-New | -6.8568e-06 | 30 | 0.00011574 | 0 | ExCOMM | 0
HtPmpHt-University-New | Glass-University-HtPmpHt-codet to vet-New | 0.00014296 | 30 | 6.9614e-05 | 0 | ExCOMM | 0
HtPmpHt-Warehouse-New | Glass-Warehouse-HtPmpHt-codet to vet-New | 7.3014e-08 | 30 | 0.00028082 | 0 | ExCOMM | 0
HtPmpHt-Supermarket-New | Glass-Supermarket-HtPmpHt-codet to vet-New | 9.9056e-06 | 30 | 1.3694e-05 | 0 | ExCOMM | 0
HtPmpHt-MIniMart-New | Glass-MIniMart-HtPmpHt-codet to vet-New | 2.3399e-05 | 30 | 3.4493e-05 | 0 | ExCOMM | 0
HtPmpHt-Restaurant-New | Glass-Restaurant-HtPmpHt-codet to vet-New | 0.00029675 | 30 | 0.000153 | 0 | ExCOMM | 0
HtPmpHt-Lodging-New | Glass-Lodging-HtPmpHt-codet to vet-New | 0.0015744 | 30 | 0.00091855 | 0 | ExCOMM | 0
HtPmpHt-Hospital-New | Glass-Hospital-HtPmpHt-codet to vet-New | 2.1975e-05 | 30 | 6.4544e-06 | 0 | ExCOMM | 0
HtPmpHt-OtherHealth-New | Glass-OtherHealth-HtPmpHt-codet to vet-New | 0.000297 | 30 | 9.0331e-05 | 0 | ExCOMM | 0
HtPmpHt-Other-New | Glass-Other-HtPmpHt-codet to vet-New | 0.0017891 | 30 | 0.0016773 | 0 | ExCOMM | 0
HtPmpHt-Large Off-New | Glass-Large Off-HtPmpHt-codet to veat-New | 0.10289 | 30 | 0.062166 | 0 | ExCOMM | 0
HtPmpHt-Medium Off-New | Glass-Medium Off-HtPmpHt-codet to veat-New | 0.10874 | 30 | 0.065703 | 0 | ExCOMM | 0
HtPmpHt-Small Off-New | Glass-Small Off-HtPmpHt-codet to veat-New | 0.38755 | 30 | 0.2744 | 0 | ExCOMM | 0
HtPmpHt-Big Box-New | Glass-Big Box-HtPmpHt-codet to veat-New | 0.032376 | 30 | 0.013596 | 0 | ExCOMM | 0
HtPmpHt-Small Box-New | Glass-Small Box-HtPmpHt-codet to veat-New | 0.027489 | 30 | 0.04533 | 0 | ExCOMM | 0
HtPmpHt-High End-New | Glass-High End-HtPmpHt-codet to veat-New | 0.017338 | 30 | 0.029163 | 0 | ExCOMM | 0
HtPmpHt-Anchor-New | Glass-Anchor-HtPmpHt-codet to veat-New | 0.010001 | 30 | 0.0042106 | 0 | ExCOMM | 0
HtPmpHt-K-12-New | Glass-K-12-HtPmpHt-codet to veat-New | 0.0054115 | 30 | 0.02199 | 0 | ExCOMM | 0
HtPmpHt-University-New | Glass-University-HtPmpHt-codet to veat-New | 0.0040085 | 30 | 0.0034807 | 0 | ExCOMM | 0
HtPmpHt-Warehouse-New | Glass-Warehouse-HtPmpHt-codet to veat-New | 4.6242e-06 | 30 | 0.053356 | 0 | ExCOMM | 0
HtPmpHt-Supermarket-New | Glass-Supermarket-HtPmpHt-codet to veat-New | 0.00092298 | 30 | 0.0026019 | 0 | ExCOMM | 0
HtPmpHt-MIniMart-New | Glass-MIniMart-HtPmpHt-codet to veat-New | 0.0022636 | 30 | 0.0065536 | 0 | ExCOMM | 0
HtPmpHt-Restaurant-New | Glass-Restaurant-HtPmpHt-codet to veat-New | 0.027261 | 30 | 0.02907 | 0 | ExCOMM | 0
HtPmpHt-Lodging-New | Glass-Lodging-HtPmpHt-codet to veat-New | 0.14972 | 30 | 0.17453 | 0 | ExCOMM | 0
HtPmpHt-Hospital-New | Glass-Hospital-HtPmpHt-codet to veat-New | 0.00050452 | 30 | 0.00032272 | 0 | ExCOMM | 0
HtPmpHt-OtherHealth-New | Glass-OtherHealth-HtPmpHt-codet to veat-New | 0.025892 | 30 | 0.017163 | 0 | ExCOMM | 0
HtPmpHt-Other-New | Glass-Other-HtPmpHt-codet to veat-New | 0.13694 | 30 | 0.20128 | 0 | ExCOMM | 0
ProCost Results, Version 1.70a: JPH 03/07/01, 05:33 PM 1/14/2005
Measure Results (2000 $) |  | Measure Input Data | [7 empty] | Savings |  |  | PV Capital |  |  |  | PV O&M |  | Total PV Costs |  |  |  |  | Levelized Cost (mills/kwh) |  |  |  |  | PV Bulk Power System Benefits | [5 empty] | PV Regional Benefits
Category | Measure | Measure Life | Site Savings (kWh) | Capital Cost ($/unit) | Annual O&M Cost ($/unit) | PV Per. Repl. Cost ($/unit) | Load Shape | Div. Load Factor | Bulk Pwr Coin. Factor | Bulk Energy (kWh) | Bulk Demand (kw) | Local Demand (kW) | Spon 1 | Spon 2 | Spon 3 | Cust | Utility | Cust | Spon 1 | Spon 2 | Spon 3 | Cust | Total | Spon 1 | Spon 2 | Spon 3 | Cust | Total | Energy | Bulk T&D Def. Cap. | Act C-E Credit | Total System Benefit | Total non-Consumer Cost | Bulk System B/C Ratio | Local T&D Def.Cap. | Non-E Value | Exter-nalities | Total Regional Benefit | Total Regional Cost | Total Regional B/C Ratio
ElecHt-Large Off-New | Glass-Large Off-ElecHt-code to al45-New | 30 | 0.0070596 | 0.003439 | 0 | 0 | ExCOMM | 0.47693 | 0.46383 | 0.0075978 | 8.4352e-07 | 1.8186e-06 |  |  | 0.0027028 | 0 | 0 | 0 | 0 | 0 | 0.0027028 | 0 | 0.0027028 | 0 | 0 | 26.1752 | 0 | 26.1752 | 0.0039156 | 3.4391e-05 | 0.00043501 | 0.0043789 | 0.0027028 | 1.6201 | 0.00049431 | 0 | 0 | 0.0048732 | 0.0027028 | 1.803
ElecHt-Medium Off-New | Glass-Medium Off-ElecHt-code to al45-New | 30 | 0.0037363 | 0.0018201 | 0 | 0 | ExCOMM | 0.47693 | 0.46383 | 0.0040211 | 4.4643e-07 | 9.6249e-07 |  |  | 0.0014304 | 0 | 0 | 0 | 0 | 0 | 0.0014304 | 0 | 0.0014304 | 0 | 0 | 26.1752 | 0 | 26.1752 | 0.0020723 | 1.8201e-05 | 0.00023023 | 0.0023175 | 0.0014304 | 1.6201 | 0.00026161 | 0 | 0 | 0.0025791 | 0.0014304 | 1.803
ElecHt-Small Off-New | Glass-Small Off-ElecHt-code to al45-New | 30 | 0.0015677 | 0.00075526 | 0 | 0 | ExCOMM | 0.47693 | 0.46383 | 0.0016873 | 1.8732e-07 | 4.0386e-07 |  |  | 0.00059358 | 0 | 0 | 0 | 0 | 0 | 0.00059358 | 0 | 0.00059358 | 0 | 0 | 25.886 | 0 | 25.886 | 0.00086955 | 7.6373e-06 | 9.6605e-05 | 0.00097243 | 0.00059358 | 1.6382 | 0.00010977 | 0 | 0 | 0.0010822 | 0.00059358 | 1.8232
ElecHt-Big Box-New | Glass-Big Box-ElecHt-code to al45-New | 30 | 4.0468e-05 | 2.5909e-05 | 0 | 0 | ExCOMM | 0.47693 | 0.46383 | 4.3554e-05 | 4.8354e-09 | 1.0425e-08 |  |  | 2.0363e-05 | 0 | 0 | 0 | 0 | 0 | 2.0363e-05 | 0 | 2.0363e-05 | 0 | 0 | 34.4017 | 0 | 34.4017 | 2.2446e-05 | 1.9714e-07 | 2.4937e-06 | 2.5102e-05 | 2.0363e-05 | 1.2327 | 2.8336e-06 | 0 | 0 | 2.7935e-05 | 2.0363e-05 | 1.3719
ElecHt-Small Box-New | Glass-Small Box-ElecHt-code to al45-New | 30 | 0.00043786 | 0.00025917 | 0 | 0 | ExCOMM | 0.47693 | 0.46383 | 0.00047124 | 5.2318e-08 | 1.128e-07 |  |  | 0.00020369 | 0 | 0 | 0 | 0 | 0 | 0.00020369 | 0 | 0.00020369 | 0 | 0 | 31.8045 | 0 | 31.8045 | 0.00024286 | 2.133e-06 | 2.6981e-05 | 0.00027159 | 0.00020369 | 1.3334 | 3.0658e-05 | 0 | 0 | 0.00030225 | 0.00020369 | 1.4839
ElecHt-High End-New | Glass-High End-ElecHt-code to al45-New | 30 | 0.00028644 | 0.00016933 | 0 | 0 | ExCOMM | 0.47693 | 0.46383 | 0.00030828 | 3.4225e-08 | 7.3789e-08 |  |  | 0.00013308 | 0 | 0 | 0 | 0 | 0 | 0.00013308 | 0 | 0.00013308 | 0 | 0 | 31.7646 | 0 | 31.7646 | 0.00015887 | 1.3954e-06 | 1.7651e-05 | 0.00017767 | 0.00013308 | 1.3351 | 2.0056e-05 | 0 | 0 | 0.00019773 | 0.00013308 | 1.4858
ElecHt-Anchor-New | Glass-Anchor-ElecHt-code to al45-New | 30 | 0.00010274 | 6.5794e-05 | 0 | 0 | ExCOMM | 0.47693 | 0.46383 | 0.00011057 | 1.2276e-08 | 2.6467e-08 |  |  | 5.1709e-05 | 0 | 0 | 0 | 0 | 0 | 5.1709e-05 | 0 | 5.1709e-05 | 0 | 0 | 34.4098 | 0 | 34.4098 | 5.6985e-05 | 5.0051e-07 | 6.331e-06 | 6.3728e-05 | 5.1709e-05 | 1.2324 | 7.1938e-06 | 0 | 0 | 7.0922e-05 | 5.1709e-05 | 1.3715
ElecHt-K-12-New | Glass-K-12-ElecHt-code to al45-New | 30 | 8.2519e-05 | 5.9975e-05 | 0 | 0 | ExCOMM | 0.47693 | 0.46383 | 8.8811e-05 | 9.8598e-09 | 2.1257e-08 |  |  | 4.7136e-05 | 0 | 0 | 0 | 0 | 0 | 4.7136e-05 | 0 | 4.7136e-05 | 0 | 0 | 39.0536 | 0 | 39.0536 | 4.5769e-05 | 4.0199e-07 | 5.0848e-06 | 5.1184e-05 | 4.7136e-05 | 1.0859 | 5.7779e-06 | 0 | 0 | 5.6962e-05 | 4.7136e-05 | 1.2085
ElecHt-University-New | Glass-University-ElecHt-code to al45-New | 30 | 0.00014006 | 5.6211e-05 | 0 | 0 | ExCOMM | 0.47693 | 0.46383 | 0.00015074 | 1.6735e-08 | 3.608e-08 |  |  | 4.4178e-05 | 0 | 0 | 0 | 0 | 0 | 4.4178e-05 | 0 | 4.4178e-05 | 0 | 0 | 21.5652 | 0 | 21.5652 | 7.7684e-05 | 6.823e-07 | 8.6305e-06 | 8.6875e-05 | 4.4178e-05 | 1.9665 | 9.8068e-06 | 0 | 0 | 9.6682e-05 | 4.4178e-05 | 2.1885
ElecHt-Warehouse-New | Glass-Warehouse-ElecHt-code to al45-New | 30 | 2.7742e-08 | 0.0001067 | 0 | 0 | ExCOMM | 0.47693 | 0.46383 | 2.9857e-08 | 3.3147e-12 | 7.1465e-12 |  |  | 8.3858e-05 | 0 | 0 | 0 | 0 | 0 | 8.3858e-05 | 0 | 8.3858e-05 | 0 | 0 | 206665.0781 | 0 | 206665.074 | 1.5387e-08 | 1.3515e-10 | 1.7095e-09 | 1.7208e-08 | 8.3858e-05 | 0.0002052 | 1.9425e-09 | 0 | 0 | 1.915e-08 | 8.3858e-05 | 0.00022836
ElecHt-Supermarket-New | Glass-Supermarket-ElecHt-code to al45-New | 30 | 1.2728e-05 | 6.8968e-06 | 0 | 0 | ExCOMM | 0.47693 | 0.46383 | 1.3698e-05 | 1.5208e-09 | 3.2787e-09 |  |  | 5.4204e-06 | 0 | 0 | 0 | 0 | 0 | 5.4204e-06 | 0 | 5.4204e-06 | 0 | 0 | 29.117 | 0 | 29.117 | 7.0594e-06 | 6.2003e-08 | 7.8428e-07 | 7.8946e-06 | 5.4204e-06 | 1.4565 | 8.9117e-07 | 0 | 0 | 8.7858e-06 | 5.4204e-06 | 1.6209
ElecHt-MIniMart-New | Glass-MIniMart-ElecHt-code to al45-New | 30 | 3.9886e-05 | 2.1732e-05 | 0 | 0 | ExCOMM | 0.47693 | 0.46383 | 4.2928e-05 | 4.7659e-09 | 1.0275e-08 |  |  | 1.7079e-05 | 0 | 0 | 0 | 0 | 0 | 1.7079e-05 | 0 | 1.7079e-05 | 0 | 0 | 29.2756 | 0 | 29.2756 | 2.2123e-05 | 1.9431e-07 | 2.4578e-06 | 2.4741e-05 | 1.7079e-05 | 1.4486 | 2.7928e-06 | 0 | 0 | 2.7533e-05 | 1.7079e-05 | 1.6121
ElecHt-Restaurant-New | Glass-Restaurant-ElecHt-code to al45-New | 30 | 0.00015682 | 9.9077e-05 | 0 | 0 | ExCOMM | 0.47693 | 0.46383 | 0.00016878 | 1.8738e-08 | 4.0399e-08 |  |  | 7.7867e-05 | 0 | 0 | 0 | 0 | 0 | 7.7867e-05 | 0 | 7.7867e-05 | 0 | 0 | 33.9473 | 0 | 33.9473 | 8.6982e-05 | 7.6397e-07 | 9.6635e-06 | 9.7273e-05 | 7.7867e-05 | 1.2492 | 1.0981e-05 | 0 | 0 | 0.00010825 | 7.7867e-05 | 1.3902
ElecHt-Lodging-New | Glass-Lodging-ElecHt-code to al45-New | 30 | 0.003179 | 0.0017534 | 0 | 0 | ExCOMM | 0.47693 | 0.46383 | 0.0034214 | 3.7984e-07 | 8.1893e-07 |  |  | 0.0013781 | 0 | 0 | 0 | 0 | 0 | 0.0013781 | 0 | 0.0013781 | 0 | 0 | 29.6375 | 0 | 29.6375 | 0.0017632 | 1.5487e-05 | 0.00019589 | 0.0019718 | 0.0013781 | 1.4309 | 0.00022259 | 0 | 0 | 0.0021944 | 0.0013781 | 1.5924
ElecHt-Hospital-New | Glass-Hospital-ElecHt-code to al45-New | 30 | 4.6814e-05 | 1.9363e-05 | 0 | 0 | ExCOMM | 0.47693 | 0.46383 | 5.0384e-05 | 5.5936e-09 | 1.206e-08 |  |  | 1.5218e-05 | 0 | 0 | 0 | 0 | 0 | 1.5218e-05 | 0 | 1.5218e-05 | 0 | 0 | 22.225 | 0 | 22.225 | 2.5965e-05 | 2.2806e-07 | 2.8847e-06 | 2.9038e-05 | 1.5218e-05 | 1.9081 | 3.2779e-06 | 0 | 0 | 3.2315e-05 | 1.5218e-05 | 2.1235
ElecHt-OtherHealth-New | Glass-OtherHealth-ElecHt-code to al45-New | 30 | 0.00016614 | 5.9835e-05 | 0 | 0 | ExCOMM | 0.47693 | 0.46383 | 0.00017881 | 1.9852e-08 | 4.28e-08 |  |  | 4.7026e-05 | 0 | 0 | 0 | 0 | 0 | 4.7026e-05 | 0 | 4.7026e-05 | 0 | 0 | 19.3511 | 0 | 19.3511 | 9.2153e-05 | 8.0938e-07 | 1.0238e-05 | 0.00010306 | 4.7026e-05 | 2.1915 | 1.1633e-05 | 0 | 0 | 0.00011469 | 4.7026e-05 | 2.4389
ElecHt-Other-New | Glass-Other-ElecHt-code to al45-New | 30 | 0.0019074 | 0.0010576 | 0 | 0 | ExCOMM | 0.47693 | 0.46383 | 0.0020528 | 2.2791e-07 | 4.9136e-07 |  |  | 0.0008312 | 0 | 0 | 0 | 0 | 0 | 0.0008312 | 0 | 0.0008312 | 0 | 0 | 29.7936 | 0 | 29.7936 | 0.0010579 | 9.2919e-06 | 0.00011753 | 0.0011831 | 0.0008312 | 1.4234 | 0.00013355 | 0 | 0 | 0.0013167 | 0.0008312 | 1.5841
ElecHt-Large Off-New | Glass-Large Off-ElecHt-code to al40-New | 30 | 3.035 | 1.0088 | 0 | 0 | ExCOMM | 0.47693 | 0.46383 | 3.2665 | 0.00036264 | 0.00078185 |  |  | 0.79282 | 0 | 0 | 0 | 0 | 0 | 0.79282 | 0 | 0.79282 | 0 | 0 | 17.8593 | 0 | 17.8593 | 1.6834 | 0.014785 | 0.18702 | 1.8826 | 0.79282 | 2.3745 | 0.21251 | 0 | 0 | 2.0951 | 0.79282 | 2.6426
ElecHt-Medium Off-New | Glass-Medium Off-ElecHt-code to al40-New | 30 | 1.6063 | 0.53389 | 0 | 0 | ExCOMM | 0.47693 | 0.46383 | 1.7288 | 0.00019193 | 0.00041379 |  |  | 0.4196 | 0 | 0 | 0 | 0 | 0 | 0.4196 | 0 | 0.4196 | 0 | 0 | 17.8593 | 0 | 17.8593 | 0.89093 | 0.0078251 | 0.098981 | 0.99634 | 0.4196 | 2.3745 | 0.11247 | 0 | 0 | 1.1088 | 0.4196 | 2.6426
ElecHt-Small Off-New | Glass-Small Off-ElecHt-code to al40-New | 30 | 0.4198 | 0.15105 | 0 | 0 | ExCOMM | 0.47693 | 0.46383 | 0.45181 | 5.016e-05 | 0.00010814 |  |  | 0.11872 | 0 | 0 | 0 | 0 | 0 | 0.11872 | 0 | 0.11872 | 0 | 0 | 19.3343 | 0 | 19.3343 | 0.23284 | 0.0020451 | 0.025868 | 0.26039 | 0.11872 | 2.1934 | 0.029394 | 0 | 0 | 0.28978 | 0.11872 | 2.441
ElecHt-Big Box-New | Glass-Big Box-ElecHt-code to al40-New | 30 | 0.013481 | 0.006391 | 0 | 0 | ExCOMM | 0.47693 | 0.46383 | 0.014508 | 1.6107e-06 | 3.4727e-06 |  |  | 0.0050228 | 0 | 0 | 0 | 0 | 0 | 0.0050228 | 0 | 0.0050228 | 0 | 0 | 25.4741 | 0 | 25.4741 | 0.007477 | 6.5671e-05 | 0.00083068 | 0.0083617 | 0.0050228 | 1.6647 | 0.0009439 | 0 | 0 | 0.0093056 | 0.0050228 | 1.8527
ElecHt-Small Box-New | Glass-Small Box-ElecHt-code to al40-New | 30 | 0.11442 | 0.051833 | 0 | 0 | ExCOMM | 0.47693 | 0.46383 | 0.12315 | 1.3672e-05 | 2.9476e-05 |  |  | 0.040737 | 0 | 0 | 0 | 0 | 0 | 0.040737 | 0 | 0.040737 | 0 | 0 | 24.341 | 0 | 24.341 | 0.063465 | 0.00055742 | 0.0070508 | 0.070974 | 0.040737 | 1.7422 | 0.0080118 | 0 | 0 | 0.078985 | 0.040737 | 1.9389
ElecHt-High End-New | Glass-High End-ElecHt-code to al40-New | 30 | 0.074902 | 0.033866 | 0 | 0 | ExCOMM | 0.47693 | 0.46383 | 0.080614 | 8.9498e-06 | 1.9295e-05 |  |  | 0.026616 | 0 | 0 | 0 | 0 | 0 | 0.026616 | 0 | 0.026616 | 0 | 0 | 24.2947 | 0 | 24.2947 | 0.041545 | 0.00036489 | 0.0046155 | 0.04646 | 0.026616 | 1.7455 | 0.0052446 | 0 | 0 | 0.051705 | 0.026616 | 1.9426
ElecHt-Anchor-New | Glass-Anchor-ElecHt-code to al40-New | 30 | 0.040698 | 0.0193 | 0 | 0 | ExCOMM | 0.47693 | 0.46383 | 0.043801 | 4.8628e-06 | 1.0484e-05 |  |  | 0.015168 | 0 | 0 | 0 | 0 | 0 | 0.015168 | 0 | 0.015168 | 0 | 0 | 25.4808 | 0 | 25.4808 | 0.022573 | 0.00019826 | 0.0025078 | 0.025244 | 0.015168 | 1.6643 | 0.0028497 | 0 | 0 | 0.028094 | 0.015168 | 1.8522
ElecHt-K-12-New | Glass-K-12-ElecHt-code to al40-New | 30 | 0.022101 | 0.011995 | 0 | 0 | ExCOMM | 0.47693 | 0.46383 | 0.023786 | 2.6408e-06 | 5.6934e-06 |  |  | 0.0094273 | 0 | 0 | 0 | 0 | 0 | 0.0094273 | 0 | 0.0094273 | 0 | 0 | 29.1626 | 0 | 29.1626 | 0.012258 | 0.00010767 | 0.0013619 | 0.013709 | 0.0094273 | 1.4542 | 0.0015475 | 0 | 0 | 0.015256 | 0.0094273 | 1.6183
ElecHt-University-New | Glass-University-ElecHt-code to al40-New | 30 | 0.056728 | 0.016489 | 0 | 0 | ExCOMM | 0.47693 | 0.46383 | 0.061054 | 6.7782e-06 | 1.4614e-05 |  |  | 0.012959 | 0 | 0 | 0 | 0 | 0 | 0.012959 | 0 | 0.012959 | 0 | 0 | 15.6179 | 0 | 15.6179 | 0.031464 | 0.00027636 | 0.0034956 | 0.035187 | 0.012959 | 2.7153 | 0.0039721 | 0 | 0 | 0.039159 | 0.012959 | 3.0218
ElecHt-Warehouse-New | Glass-Warehouse-ElecHt-code to al40-New | 30 | 2.7742e-06 | 0.02134 | 0 | 0 | ExCOMM | 0.47693 | 0.46383 | 2.9857e-06 | 3.3147e-10 | 7.1465e-10 |  |  | 0.016772 | 0 | 0 | 0 | 0 | 0 | 0.016772 | 0 | 0.016772 | 0 | 0 | 413330.1562 | 0 | 413330.148 | 1.5387e-06 | 1.3515e-08 | 1.7095e-07 | 1.7208e-06 | 0.016772 | 0.0001026 | 1.9425e-07 | 0 | 0 | 1.915e-06 | 0.016772 | 0.00011418
ElecHt-Supermarket-New | Glass-Supermarket-ElecHt-code to al40-New | 30 | 0.0033758 | 0.0013794 | 0 | 0 | ExCOMM | 0.47693 | 0.46383 | 0.0036332 | 4.0336e-07 | 8.6963e-07 |  |  | 0.0010841 | 0 | 0 | 0 | 0 | 0 | 0.0010841 | 0 | 0.0010841 | 0 | 0 | 21.9556 | 0 | 21.9556 | 0.0018724 | 1.6445e-05 | 0.00020802 | 0.0020939 | 0.0010841 | 1.9315 | 0.00023637 | 0 | 0 | 0.0023303 | 0.0010841 | 2.1496
ElecHt-MIniMart-New | Glass-MIniMart-ElecHt-code to al40-New | 30 | 0.010578 | 0.0043463 | 0 | 0 | ExCOMM | 0.47693 | 0.46383 | 0.011385 | 1.264e-06 | 2.725e-06 |  |  | 0.0034159 | 0 | 0 | 0 | 0 | 0 | 0.0034159 | 0 | 0.0034159 | 0 | 0 | 22.0773 | 0 | 22.0773 | 0.0058673 | 5.1533e-05 | 0.00065184 | 0.0065614 | 0.0034159 | 1.9209 | 0.00074068 | 0 | 0 | 0.0073021 | 0.0034159 | 2.1377
ElecHt-Restaurant-New | Glass-Restaurant-ElecHt-code to al40-New | 30 | 0.041844 | 0.019815 | 0 | 0 | ExCOMM | 0.47693 | 0.46383 | 0.045035 | 4.9998e-06 | 1.0779e-05 |  |  | 0.015573 | 0 | 0 | 0 | 0 | 0 | 0.015573 | 0 | 0.015573 | 0 | 0 | 25.4452 | 0 | 25.4452 | 0.023209 | 0.00020385 | 0.0025785 | 0.025955 | 0.015573 | 1.6666 | 0.0029299 | 0 | 0 | 0.028885 | 0.015573 | 1.8547
ElecHt-Lodging-New | Glass-Lodging-ElecHt-code to al40-New | 30 | 0.86015 | 0.35069 | 0 | 0 | ExCOMM | 0.47693 | 0.46383 | 0.92574 | 0.00010278 | 0.00022158 |  |  | 0.27561 | 0 | 0 | 0 | 0 | 0 | 0.27561 | 0 | 0.27561 | 0 | 0 | 21.9071 | 0 | 21.9071 | 0.47708 | 0.0041903 | 0.053003 | 0.53353 | 0.27561 | 1.9358 | 0.060227 | 0 | 0 | 0.59376 | 0.27561 | 2.1543
ElecHt-Hospital-New | Glass-Hospital-ElecHt-code to al40-New | 30 | 0.019154 | 0.0056799 | 0 | 0 | ExCOMM | 0.47693 | 0.46383 | 0.020615 | 2.2887e-06 | 4.9343e-06 |  |  | 0.004464 | 0 | 0 | 0 | 0 | 0 | 0.004464 | 0 | 0.004464 | 0 | 0 | 15.9336 | 0 | 15.9336 | 0.010624 | 9.3311e-05 | 0.0011803 | 0.011881 | 0.004464 | 2.6615 | 0.0013412 | 0 | 0 | 0.013222 | 0.004464 | 2.962
ElecHt-OtherHealth-New | Glass-OtherHealth-ElecHt-code to al40-New | 30 | 0.044649 | 0.011967 | 0 | 0 | ExCOMM | 0.47693 | 0.46383 | 0.048054 | 5.3349e-06 | 1.1502e-05 |  |  | 0.0094052 | 0 | 0 | 0 | 0 | 0 | 0.0094052 | 0 | 0.0094052 | 0 | 0 | 14.4016 | 0 | 14.4016 | 0.024765 | 0.00021751 | 0.0027513 | 0.027695 | 0.0094052 | 2.9446 | 0.0031263 | 0 | 0 | 0.030821 | 0.0094052 | 3.277
ElecHt-Other-New | Glass-Other-ElecHt-code to al40-New | 30 | 0.63579 | 0.26087 | 0 | 0 | ExCOMM | 0.47693 | 0.46383 | 0.68427 | 7.5968e-05 | 0.00016378 |  |  | 0.20503 | 0 | 0 | 0 | 0 | 0 | 0.20503 | 0 | 0.20503 | 0 | 0 | 22.0476 | 0 | 22.0476 | 0.35264 | 0.0030973 | 0.039178 | 0.39436 | 0.20503 | 1.9235 | 0.044517 | 0 | 0 | 0.43888 | 0.20503 | 2.1406
ElecHt-Large Off-New | Glass-Large Off-ElecHt-code to al36-New | 30 | 0.032463 | 0.027512 | 0 | 0 | ExCOMM | 0.47693 | 0.46383 | 0.034938 | 3.8789e-06 | 8.3627e-06 |  |  | 0.021622 | 0 | 0 | 0 | 0 | 0 | 0.021622 | 0 | 0.021622 | 0 | 0 | 45.5376 | 0 | 45.5376 | 0.018006 | 0.00015814 | 0.0020004 | 0.020136 | 0.021622 | 0.93126 | 0.002273 | 0 | 0 | 0.022409 | 0.021622 | 1.0364
ElecHt-Medium Off-New | Glass-Medium Off-ElecHt-code to al36-New | 30 | 0.017181 | 0.014561 | 0 | 0 | ExCOMM | 0.47693 | 0.46383 | 0.018491 | 2.0529e-06 | 4.4259e-06 |  |  | 0.011444 | 0 | 0 | 0 | 0 | 0 | 0.011444 | 0 | 0.011444 | 0 | 0 | 45.5376 | 0 | 45.5376 | 0.0095294 | 8.3698e-05 | 0.0010587 | 0.010657 | 0.011444 | 0.93126 | 0.001203 | 0 | 0 | 0.01186 | 0.011444 | 1.0364
ElecHt-Small Off-New | Glass-Small Off-ElecHt-code to al36-New | 30 | 0.0062267 | 0.0060421 | 0 | 0 | ExCOMM | 0.47693 | 0.46383 | 0.0067015 | 7.44e-07 | 1.604e-06 |  |  | 0.0047487 | 0 | 0 | 0 | 0 | 0 | 0.0047487 | 0 | 0.0047487 | 0 | 0 | 52.1401 | 0 | 52.1401 | 0.0034536 | 3.0334e-05 | 0.00038369 | 0.0038623 | 0.0047487 | 0.81334 | 0.00043599 | 0 | 0 | 0.0042982 | 0.0047487 | 0.90515
ElecHt-Big Box-New | Glass-Big Box-ElecHt-code to al36-New | 30 | 0.00016192 | 0.00020727 | 0 | 0 | ExCOMM | 0.47693 | 0.46383 | 0.00017427 | 1.9347e-08 | 4.1712e-08 |  |  | 0.0001629 | 0 | 0 | 0 | 0 | 0 | 0.0001629 | 0 | 0.0001629 | 0 | 0 | 68.7836 | 0 | 68.7836 | 8.9809e-05 | 7.888e-07 | 9.9776e-06 | 0.00010044 | 0.0001629 | 0.61653 | 1.1338e-05 | 0 | 0 | 0.00011177 | 0.0001629 | 0.68613
ElecHt-Small Box-New | Glass-Small Box-ElecHt-code to al36-New | 30 | 0.0017405 | 0.0020733 | 0 | 0 | ExCOMM | 0.47693 | 0.46383 | 0.0018732 | 2.0796e-07 | 4.4836e-07 |  |  | 0.0016295 | 0 | 0 | 0 | 0 | 0 | 0.0016295 | 0 | 0.0016295 | 0 | 0 | 64.0093 | 0 | 64.0093 | 0.00096536 | 8.4788e-06 | 0.00010725 | 0.0010796 | 0.0016295 | 0.66252 | 0.00012187 | 0 | 0 | 0.0012014 | 0.0016295 | 0.73731
ElecHt-High End-New | Glass-High End-ElecHt-code to al36-New | 30 | 0.0011391 | 0.0013546 | 0 | 0 | ExCOMM | 0.47693 | 0.46383 | 0.001226 | 1.3611e-07 | 2.9345e-07 |  |  | 0.0010647 | 0 | 0 | 0 | 0 | 0 | 0.0010647 | 0 | 0.0010647 | 0 | 0 | 63.8991 | 0 | 63.8991 | 0.00063182 | 5.5493e-06 | 7.0194e-05 | 0.00070657 | 0.0010647 | 0.66366 | 7.9761e-05 | 0 | 0 | 0.00078633 | 0.0010647 | 0.73858
ElecHt-Anchor-New | Glass-Anchor-ElecHt-code to al36-New | 30 | 0.00041108 | 0.00052635 | 0 | 0 | ExCOMM | 0.47693 | 0.46383 | 0.00044243 | 4.9118e-08 | 1.059e-07 |  |  | 0.00041367 | 0 | 0 | 0 | 0 | 0 | 0.00041367 | 0 | 0.00041367 | 0 | 0 | 68.8 | 0 | 68.8 | 0.00022801 | 2.0026e-06 | 2.5331e-05 | 0.00025498 | 0.00041367 | 0.61639 | 2.8784e-05 | 0 | 0 | 0.00028377 | 0.00041367 | 0.68597
ElecHt-K-12-New | Glass-K-12-ElecHt-code to al36-New | 30 | 0.0003344 | 0.0004798 | 0 | 0 | ExCOMM | 0.47693 | 0.46383 | 0.0003599 | 3.9956e-08 | 8.6145e-08 |  |  | 0.00037709 | 0 | 0 | 0 | 0 | 0 | 0.00037709 | 0 | 0.00037709 | 0 | 0 | 77.0962 | 0 | 77.0962 | 0.00018548 | 1.6291e-06 | 2.0606e-05 | 0.00020742 | 0.00037709 | 0.55006 | 2.3415e-05 | 0 | 0 | 0.00023084 | 0.00037709 | 0.61215
ElecHt-University-New | Glass-University-ElecHt-code to al36-New | 30 | 0.00059142 | 0.00044969 | 0 | 0 | ExCOMM | 0.47693 | 0.46383 | 0.00063651 | 7.0666e-08 | 1.5235e-07 |  |  | 0.00035342 | 0 | 0 | 0 | 0 | 0 | 0.00035342 | 0 | 0.00035342 | 0 | 0 | 40.8562 | 0 | 40.8562 | 0.00032803 | 2.8811e-06 | 3.6443e-05 | 0.00036684 | 0.00035342 | 1.038 | 4.1411e-05 | 0 | 0 | 0.00040825 | 0.00035342 | 1.1551
ElecHt-Warehouse-New | Glass-Warehouse-ElecHt-code to al36-New | 30 | 2.7742e-08 | 0.00085359 | 0 | 0 | ExCOMM | 0.47693 | 0.46383 | 2.9857e-08 | 3.3147e-12 | 7.1465e-12 |  |  | 0.00067086 | 0 | 0 | 0 | 0 | 0 | 0.00067086 | 0 | 0.00067086 | 0 | 0 | 1653320.625 | 0 | 1653320.5921 | 1.5387e-08 | 1.3515e-10 | 1.7095e-09 | 1.7208e-08 | 0.00067086 | 2.565e-05 | 1.9425e-09 | 0 | 0 | 1.915e-08 | 0.00067086 | 2.8545e-05
ElecHt-Supermarket-New | Glass-Supermarket-ElecHt-code to al36-New | 30 | 5.1301e-05 | 5.5175e-05 | 0 | 0 | ExCOMM | 0.47693 | 0.46383 | 5.5213e-05 | 6.1298e-09 | 1.3216e-08 |  |  | 4.3363e-05 | 0 | 0 | 0 | 0 | 0 | 4.3363e-05 | 0 | 4.3363e-05 | 0 | 0 | 57.7899 | 0 | 57.7899 | 2.8454e-05 | 2.4992e-07 | 3.1612e-06 | 3.1821e-05 | 4.3363e-05 | 0.73382 | 3.5921e-06 | 0 | 0 | 3.5413e-05 | 4.3363e-05 | 0.81666
ElecHt-MIniMart-New | Glass-MIniMart-ElecHt-code to al36-New | 30 | 0.00016078 | 0.00017385 | 0 | 0 | ExCOMM | 0.47693 | 0.46383 | 0.00017304 | 1.9211e-08 | 4.1418e-08 |  |  | 0.00013664 | 0 | 0 | 0 | 0 | 0 | 0.00013664 | 0 | 0.00013664 | 0 | 0 | 58.102 | 0 | 58.102 | 8.9177e-05 | 7.8325e-07 | 9.9073e-06 | 9.9728e-05 | 0.00013664 | 0.72988 | 1.1258e-05 | 0 | 0 | 0.00011099 | 0.00013664 | 0.81227
ElecHt-Restaurant-New | Glass-Restaurant-ElecHt-code to al36-New | 30 | 0.00063332 | 0.00079261 | 0 | 0 | ExCOMM | 0.47693 | 0.46383 | 0.00068161 | 7.5673e-08 | 1.6315e-07 |  |  | 0.00062294 | 0 | 0 | 0 | 0 | 0 | 0.00062294 | 0 | 0.00062294 | 0 | 0 | 67.2478 | 0 | 67.2478 | 0.00035127 | 3.0853e-06 | 3.9026e-05 | 0.00039283 | 0.00062294 | 0.63061 | 4.4345e-05 | 0 | 0 | 0.00043718 | 0.00062294 | 0.7018
ElecHt-Lodging-New | Glass-Lodging-ElecHt-code to al36-New | 30 | 0.012907 | 0.014027 | 0 | 0 | ExCOMM | 0.47693 | 0.46383 | 0.013891 | 1.5422e-06 | 3.3249e-06 |  |  | 0.011025 | 0 | 0 | 0 | 0 | 0 | 0.011025 | 0 | 0.011025 | 0 | 0 | 58.3979 | 0 | 58.3979 | 0.0071588 | 6.2877e-05 | 0.00079533 | 0.0080058 | 0.011025 | 0.72618 | 0.00090373 | 0 | 0 | 0.0089096 | 0.011025 | 0.80816
ElecHt-Hospital-New | Glass-Hospital-ElecHt-code to al36-New | 30 | 0.0001997 | 0.00015491 | 0 | 0 | ExCOMM | 0.47693 | 0.46383 | 0.00021492 | 2.3861e-08 | 5.1443e-08 |  |  | 0.00012174 | 0 | 0 | 0 | 0 | 0 | 0.00012174 | 0 | 0.00012174 | 0 | 0 | 41.6809 | 0 | 41.6809 | 0.00011076 | 9.7283e-07 | 1.2305e-05 | 0.00012387 | 0.00012174 | 1.0174 | 1.3983e-05 | 0 | 0 | 0.00013785 | 0.00012174 | 1.1323
ElecHt-OtherHealth-New | Glass-OtherHealth-ElecHt-code to al36-New | 30 | 0.00066866 | 0.00047868 | 0 | 0 | ExCOMM | 0.47693 | 0.46383 | 0.00071964 | 7.9895e-08 | 1.7225e-07 |  |  | 0.00037621 | 0 | 0 | 0 | 0 | 0 | 0.00037621 | 0 | 0.00037621 | 0 | 0 | 38.4664 | 0 | 38.4664 | 0.00037087 | 3.2574e-06 | 4.1203e-05 | 0.00041475 | 0.00037621 | 1.1025 | 4.6819e-05 | 0 | 0 | 0.00046157 | 0.00037621 | 1.2269
ElecHt-Other-New | Glass-Other-ElecHt-code to al36-New | 30 | 0.0077426 | 0.0084608 | 0 | 0 | ExCOMM | 0.47693 | 0.46383 | 0.008333 | 9.2513e-07 | 1.9946e-06 |  |  | 0.0066496 | 0 | 0 | 0 | 0 | 0 | 0.0066496 | 0 | 0.0066496 | 0 | 0 | 58.717 | 0 | 58.717 | 0.0042945 | 3.7719e-05 | 0.0004771 | 0.0048026 | 0.0066496 | 0.72223 | 0.00054213 | 0 | 0 | 0.0053447 | 0.0066496 | 0.80376
GasHt-Large Off-New | Glass-Large Off-GasHt-code to al45-New | 30 | -0.00026646 | 0.0022971 | -7.6744e-05 | 0 | SmComCAC | 0.17 | 0 | -0.00028678 | 0 | -1.9257e-07 |  |  | 0.0018053 | 0 | 0 | -0.001043 | 0 | 0 | 0.0018053 | -0.001043 | 0.00076237 | 0 | 0 | -463.2148 | 267.607 | -195.6078 | -0.00020796 | 0 | -2.5098e-05 | -0.00023306 | 0.0018053 | -0.12909 | -5.2342e-05 | 0 | 0 | -0.0002854 | 0.00076237 | -0.37436
GasHt-Medium Off-New | Glass-Medium Off-GasHt-code to al45-New | 30 | -0.00029236 | 0.0025203 | -8.4202e-05 | 0 | SmComCAC | 0.17 | 0 | -0.00031465 | 0 | -2.1129e-07 |  |  | 0.0019808 | 0 | 0 | -0.0011443 | 0 | 0 | 0.0019808 | -0.0011443 | 0.00083645 | 0 | 0 | -463.2148 | 267.607 | -195.6078 | -0.00022817 | 0 | -2.7537e-05 | -0.00025571 | 0.0019808 | -0.12909 | -5.7429e-05 | 0 | 0 | -0.00031314 | 0.00083645 | -0.37436
GasHt-Small Off-New | Glass-Small Off-GasHt-code to al45-New | 30 | -0.00053286 | 0.0035131 | -0.00012054 | 0 | SmComCAC | 0.17 | 0 | -0.00057349 | 0 | -3.851e-07 |  |  | 0.002761 | 0 | 0 | -0.0016382 | 0 | 0 | 0.002761 | -0.0016382 | 0.0011228 | 0 | 0 | -354.2518 | 210.1885 | -144.0633 | -0.00041587 | 0 | -5.0191e-05 | -0.00046606 | 0.002761 | -0.1688 | -0.00010467 | 0 | 0 | -0.00057074 | 0.0011228 | -0.50831
GasHt-Big Box-New | Glass-Big Box-GasHt-code to al45-New | 30 | 4.0614e-05 | 0.00042082 | -9.4996e-06 | 0 | SmComCAC | 0.17 | 0 | 4.3711e-05 | 0 | 2.9352e-08 |  |  | 0.00033074 | 0 | 0 | -0.0001291 | 0 | 0 | 0.00033074 | -0.0001291 | 0.00020163 | 0 | 0 | 556.7484 | -217.3263 | 339.4221 | 3.1698e-05 | 0 | 3.8255e-06 | 3.5523e-05 | 0.00033074 | 0.10741 | 7.9781e-06 | 0 | 0 | 4.3501e-05 | 0.00020163 | 0.21574
GasHt-Small Box-New | Glass-Small Box-GasHt-code to al45-New | 30 | -8.034e-05 | 0.001164 | -3.153e-05 | 0 | SmComCAC | 0.17 | 0 | -8.6466e-05 | 0 | -5.8062e-08 |  |  | 0.00091479 | 0 | 0 | -0.00042851 | 0 | 0 | 0.00091479 | -0.00042851 | 0.00048629 | 0 | 0 | -778.4787 | 364.6543 | -413.8244 | -6.2702e-05 | 0 | -7.5673e-06 | -7.0269e-05 | 0.00091479 | -0.076814 | -1.5782e-05 | 0 | 0 | -8.6051e-05 | 0.00048629 | -0.17696
GasHt-High End-New | Glass-High End-GasHt-code to al45-New | 30 | -8.1839e-05 | 0.0012232 | -3.3136e-05 | 0 | SmComCAC | 0.17 | 0 | -8.808e-05 | 0 | -5.9146e-08 |  |  | 0.00096138 | 0 | 0 | -0.00045033 | 0 | 0 | 0.00096138 | -0.00045033 | 0.00051105 | 0 | 0 | -803.138 | 376.2051 | -426.9328 | -6.3872e-05 | 0 | -7.7086e-06 | -7.1581e-05 | 0.00096138 | -0.074456 | -1.6076e-05 | 0 | 0 | -8.7657e-05 | 0.00051105 | -0.17152
GasHt-Anchor-New | Glass-Anchor-GasHt-code to al45-New | 30 | 1.4228e-05 | 0.00014799 | -3.3407e-06 | 0 | SmComCAC | 0.17 | 0 | 1.5313e-05 | 0 | 1.0283e-08 |  |  | 0.00011631 | 0 | 0 | -4.5402e-05 | 0 | 0 | 0.00011631 | -4.5402e-05 | 7.0909e-05 | 0 | 0 | 558.8936 | -218.1637 | 340.7299 | 1.1104e-05 | 0 | 1.3402e-06 | 1.2445e-05 | 0.00011631 | 0.10699 | 2.7949e-06 | 0 | 0 | 1.5239e-05 | 7.0909e-05 | 0.21492
GasHt-K-12-New | Glass-K-12-GasHt-code to al45-New | 30 | 4.9927e-05 | 0.00087592 | -1.7796e-05 | 0 | SmComCAC | 0.17 | 0 | 5.3734e-05 | 0 | 3.6083e-08 |  |  | 0.00068841 | 0 | 0 | -0.00024185 | 0 | 0 | 0.00068841 | -0.00024185 | 0.00044656 | 0 | 0 | 942.6828 | -331.1779 | 611.5049 | 3.8966e-05 | 0 | 4.7027e-06 | 4.3669e-05 | 0.00068841 | 0.063434 | 9.8075e-06 | 0 | 0 | 5.3476e-05 | 0.00044656 | 0.11975
GasHt-University-New | Glass-University-GasHt-code to al45-New | 30 | 3.2465e-05 | 0.00061025 | -2.2923e-05 | 0 | SmComCAC | 0.17 | 0 | 3.4941e-05 | 0 | 2.3463e-08 |  |  | 0.00047962 | 0 | 0 | -0.00031153 | 0 | 0 | 0.00047962 | -0.00031153 | 0.00016809 | 0 | 0 | 1010.0173 | -656.0477 | 353.9696 | 2.5338e-05 | 0 | 3.058e-06 | 2.8396e-05 | 0.00047962 | 0.059205 | 6.3774e-06 | 0 | 0 | 3.4773e-05 | 0.00016809 | 0.20688
GasHt-Warehouse-New | Glass-Warehouse-GasHt-code to al45-New | 30 | 1.5194e-07 | 0.0025323 | -2.2866e-07 | 0 | SmComCAC | 0.17 | 0 | 1.6353e-07 | 0 | 1.0981e-10 |  |  | 0.0019902 | 0 | 0 | -3.1076e-06 | 0 | 0 | 0.0019902 | -3.1076e-06 | 0.0019871 | 0 | 0 | 895548.625 | -1398.3069 | 894150.3471 | 1.1858e-07 | 0 | 1.4311e-08 | 1.3289e-07 | 0.0019902 | 6.6773e-05 | 2.9846e-08 | 0 | 0 | 1.6274e-07 | 0.0019871 | 8.1897e-05
GasHt-Supermarket-New | Glass-Supermarket-GasHt-code to al45-New | 30 | 2.0218e-05 | 5.3206e-05 | -1.2011e-06 | 0 | SmComCAC | 0.17 | 0 | 2.176e-05 | 0 | 1.4612e-08 |  |  | 4.1816e-05 | 0 | 0 | -1.6323e-05 | 0 | 0 | 4.1816e-05 | -1.6323e-05 | 2.5493e-05 | 0 | 0 | 141.4024 | -55.1963 | 86.2061 | 1.5779e-05 | 0 | 1.9044e-06 | 1.7684e-05 | 4.1816e-05 | 0.4229 | 3.9716e-06 | 0 | 0 | 2.1655e-05 | 2.5493e-05 | 0.84946
GasHt-MIniMart-New | Glass-MIniMart-GasHt-code to al45-New | 30 | 0.00021723 | 0.00058711 | -1.3253e-05 | 0 | SmComCAC | 0.17 | 0 | 0.0002338 | 0 | 1.5699e-07 |  |  | 0.00046143 | 0 | 0 | -0.00018012 | 0 | 0 | 0.00046143 | -0.00018012 | 0.00028131 | 0 | 0 | 145.2241 | -56.6881 | 88.536 | 0.00016954 | 0 | 2.0461e-05 | 0.00019 | 0.00046143 | 0.41177 | 4.2672e-05 | 0 | 0 | 0.00023267 | 0.00028131 | 0.8271
GasHt-Restaurant-New | Glass-Restaurant-GasHt-code to al45-New | 30 | 2.1908e-07 | 0.0011842 | -2.8871e-05 | 0 | SmComCAC | 0.17 | 0 | 2.3579e-07 | 0 | 1.5833e-10 |  |  | 0.00093072 | 0 | 0 | -0.00039237 | 0 | 0 | 0.00093072 | -0.00039237 | 0.00053835 | 0 | 0 | 290448.2188 | -122446.3125 | 168001.9012 | 1.7098e-07 | 0 | 2.0636e-08 | 1.9162e-07 | 0.00093072 | 0.00020588 | 4.3035e-08 | 0 | 0 | 2.3465e-07 | 0.00053835 | 0.00043588
GasHt-Lodging-New | Glass-Lodging-GasHt-code to al45-New | 30 | 4.2147e-05 | 0.001401 | -3.8479e-05 | 0 | SmComCAC | 0.17 | 0 | 4.5361e-05 | 0 | 3.046e-08 |  |  | 0.0011011 | 0 | 0 | -0.00052294 | 0 | 0 | 0.0011011 | -0.00052294 | 0.00057816 | 0 | 0 | 1786.1359 | -848.2803 | 937.8555 | 3.2894e-05 | 0 | 3.9699e-06 | 3.6864e-05 | 0.0011011 | 0.033479 | 8.2792e-06 | 0 | 0 | 4.5143e-05 | 0.00057816 | 0.078081
GasHt-Hospital-New | Glass-Hospital-GasHt-code to al45-New | 30 | 2.7078e-05 | 0.00061962 | -2.2659e-05 | 0 | SmComCAC | 0.17 | 0 | 2.9142e-05 | 0 | 1.9569e-08 |  |  | 0.00048698 | 0 | 0 | -0.00030795 | 0 | 0 | 0.00048698 | -0.00030795 | 0.00017903 | 0 | 0 | 1229.5863 | -777.5482 | 452.038 | 2.1133e-05 | 0 | 2.5505e-06 | 2.3683e-05 | 0.00048698 | 0.048633 | 5.319e-06 | 0 | 0 | 2.9002e-05 | 0.00017903 | 0.162
GasHt-OtherHealth-New | Glass-OtherHealth-GasHt-code to al45-New | 30 | 0.00014269 | 0.00072209 | -2.8689e-05 | 0 | SmComCAC | 0.17 | 0 | 0.00015357 | 0 | 1.0312e-07 |  |  | 0.00056751 | 0 | 0 | -0.00038989 | 0 | 0 | 0.00056751 | -0.00038989 | 0.00017762 | 0 | 0 | 271.9277 | -186.8183 | 85.1094 | 0.00011136 | 0 | 1.344e-05 | 0.0001248 | 0.00056751 | 0.21991 | 2.8029e-05 | 0 | 0 | 0.00015283 | 0.00017762 | 0.8604
GasHt-Other-New | Glass-Other-GasHt-code to al45-New | 30 | 0.00019914 | 0.009675 | -0.00026572 | 0 | SmComCAC | 0.17 | 0 | 0.00021433 | 0 | 1.4392e-07 |  |  | 0.0076039 | 0 | 0 | -0.0036113 | 0 | 0 | 0.0076039 | -0.0036113 | 0.0039926 | 0 | 0 | 2610.5061 | -1239.7943 | 1370.7119 | 0.00015542 | 0 | 1.8758e-05 | 0.00017418 | 0.0076039 | 0.022907 | 3.9119e-05 | 0 | 0 | 0.0002133 | 0.0039926 | 0.053424
GasHt-Large Off-New | Glass-Large Off-GasHt-code to al40-New | 30 | -0.066033 | 0.67381 | -0.032246 | 0 | SmComCAC | 0.17 | 0 | -0.071068 | 0 | -4.7723e-05 |  |  | 0.52957 | 0 | 0 | -0.43824 | 0 | 0 | 0.52957 | -0.43824 | 0.091329 | 0 | 0 | -548.2951 | 453.7363 | -94.5588 | -0.051536 | 0 | -0.0062198 | -0.057756 | 0.52957 | -0.10906 | -0.012971 | 0 | 0 | -0.070727 | 0.091329 | -0.77442
GasHt-Medium Off-New | Glass-Medium Off-GasHt-code to al40-New | 30 | -0.07245 | 0.73929 | -0.03538 | 0 | SmComCAC | 0.17 | 0 | -0.077975 | 0 | -5.236e-05 |  |  | 0.58103 | 0 | 0 | -0.48083 | 0 | 0 | 0.58103 | -0.48083 | 0.1002 | 0 | 0 | -548.2951 | 453.7363 | -94.5588 | -0.056544 | 0 | -0.0068242 | -0.063369 | 0.58103 | -0.10906 | -0.014232 | 0 | 0 | -0.0776 | 0.1002 | -0.77442
GasHt-Small Off-New | Glass-Small Off-GasHt-code to al40-New | 30 | -0.10657 | 0.70261 | -0.031721 | 0 | SmComCAC | 0.17 | 0 | -0.1147 | 0 | -7.702e-05 |  |  | 0.5522 | 0 | 0 | -0.4311 | 0 | 0 | 0.5522 | -0.4311 | 0.1211 | 0 | 0 | -354.2518 | 276.5638 | -77.688 | -0.083175 | 0 | -0.010038 | -0.093213 | 0.5522 | -0.1688 | -0.020935 | 0 | 0 | -0.11415 | 0.1211 | -0.9426
GasHt-Big Box-New | Glass-Big Box-GasHt-code to al40-New | 30 | 0.01512 | 0.1038 | -0.0031399 | 0 | SmComCAC | 0.17 | 0 | 0.016273 | 0 | 1.0927e-05 |  |  | 0.081582 | 0 | 0 | -0.042673 | 0 | 0 | 0.081582 | -0.042673 | 0.038909 | 0 | 0 | 368.8885 | -192.9537 | 175.9348 | 0.011801 | 0 | 0.0014242 | 0.013225 | 0.081582 | 0.1621 | 0.0029701 | 0 | 0 | 0.016195 | 0.038909 | 0.41623
GasHt-Small Box-New | Glass-Small Box-GasHt-code to al40-New | 30 | -0.03193 | 0.23279 | -0.0084081 | 0 | SmComCAC | 0.17 | 0 | -0.034365 | 0 | -2.3076e-05 |  |  | 0.18296 | 0 | 0 | -0.11427 | 0 | 0 | 0.18296 | -0.11427 | 0.06869 | 0 | 0 | -391.7506 | 244.6712 | -147.0793 | -0.02492 | 0 | -0.0030075 | -0.027928 | 0.18296 | -0.15264 | -0.0062722 | 0 | 0 | -0.0342 | 0.06869 | -0.49788
GasHt-High End-New | Glass-High End-GasHt-code to al40-New | 30 | -0.032526 | 0.24465 | -0.0088363 | 0 | SmComCAC | 0.17 | 0 | -0.035006 | 0 | -2.3507e-05 |  |  | 0.19228 | 0 | 0 | -0.12009 | 0 | 0 | 0.19228 | -0.12009 | 0.072188 | 0 | 0 | -404.1598 | 252.4215 | -151.7383 | -0.025385 | 0 | -0.0030637 | -0.028449 | 0.19228 | -0.14796 | -0.0063893 | 0 | 0 | -0.034838 | 0.072188 | -0.4826
GasHt-Anchor-New | Glass-Anchor-GasHt-code to al40-New | 30 | 0.006299 | 0.043411 | -0.0013131 | 0 | SmComCAC | 0.17 | 0 | 0.0067793 | 0 | 4.5523e-06 |  |  | 0.034118 | 0 | 0 | -0.017846 | 0 | 0 | 0.034118 | -0.017846 | 0.016272 | 0 | 0 | 370.3098 | -193.6972 | 176.6126 | 0.0049161 | 0 | 0.00059331 | 0.0055094 | 0.034118 | 0.16148 | 0.0012373 | 0 | 0 | 0.0067467 | 0.016272 | 0.41463
GasHt-K-12-New | Glass-K-12-GasHt-code to al40-New | 30 | 0.012153 | 0.17518 | -0.004785 | 0 | SmComCAC | 0.17 | 0 | 0.01308 | 0 | 8.7833e-06 |  |  | 0.13768 | 0 | 0 | -0.06503 | 0 | 0 | 0.13768 | -0.06503 | 0.072652 | 0 | 0 | 774.5286 | -365.8273 | 408.7013 | 0.0094851 | 0 | 0.0011447 | 0.01063 | 0.13768 | 0.077206 | 0.0023873 | 0 | 0 | 0.013017 | 0.072652 | 0.17917
GasHt-University-New | Glass-University-GasHt-code to al40-New | 30 | 0.015679 | 0.17901 | -0.0092456 | 0 | SmComCAC | 0.17 | 0 | 0.016875 | 0 | 1.1331e-05 |  |  | 0.14069 | 0 | 0 | -0.12565 | 0 | 0 | 0.14069 | -0.12565 | 0.015037 | 0 | 0 | 613.4595 | -547.8923 | 65.5672 | 0.012237 | 0 | 0.0014768 | 0.013714 | 0.14069 | 0.097477 | 0.00308 | 0 | 0 | 0.016794 | 0.015037 | 1.1168
GasHt-Warehouse-New | Glass-Warehouse-GasHt-code to al40-New | 30 | 1.5194e-05 | 0.50647 | -2.2866e-05 | 0 | SmComCAC | 0.17 | 0 | 1.6353e-05 | 0 | 1.0981e-08 |  |  | 0.39805 | 0 | 0 | -0.00031076 | 0 | 0 | 0.39805 | -0.00031076 | 0.39774 | 0 | 0 | 1791097.25 | -1398.3068 | 1789699.0013 | 1.1858e-05 | 0 | 1.4311e-06 | 1.3289e-05 | 0.39805 | 3.3386e-05 | 2.9846e-06 | 0 | 0 | 1.6274e-05 | 0.39774 | 4.0917e-05
GasHt-Supermarket-New | Glass-Supermarket-GasHt-code to al40-New | 30 | 0.0054589 | 0.010641 | -0.00031708 | 0 | SmComCAC | 0.17 | 0 | 0.0058752 | 0 | 3.9452e-06 |  |  | 0.0083632 | 0 | 0 | -0.0043092 | 0 | 0 | 0.0083632 | -0.0043092 | 0.004054 | 0 | 0 | 104.7425 | -53.9697 | 50.7728 | 0.0042605 | 0 | 0.00051418 | 0.0047746 | 0.0083632 | 0.57091 | 0.0010723 | 0 | 0 | 0.005847 | 0.004054 | 1.4423
GasHt-MIniMart-New | Glass-MIniMart-GasHt-code to al40-New | 30 | 0.058653 | 0.11742 | -0.0034989 | 0 | SmComCAC | 0.17 | 0 | 0.063125 | 0 | 4.2388e-05 |  |  | 0.092286 | 0 | 0 | -0.047551 | 0 | 0 | 0.092286 | -0.047551 | 0.044735 | 0 | 0 | 107.5734 | -55.4284 | 52.145 | 0.045776 | 0 | 0.0055246 | 0.0513 | 0.092286 | 0.55588 | 0.011521 | 0 | 0 | 0.062822 | 0.044735 | 1.4043
GasHt-Restaurant-New | Glass-Restaurant-GasHt-code to al40-New | 30 | 0.01424 | 0.23685 | -0.0074851 | 0 | SmComCAC | 0.17 | 0 | 0.015326 | 0 | 1.0292e-05 |  |  | 0.18614 | 0 | 0 | -0.10173 | 0 | 0 | 0.18614 | -0.10173 | 0.084418 | 0 | 0 | 893.6868 | -488.3899 | 405.2969 | 0.011114 | 0 | 0.0013413 | 0.012455 | 0.18614 | 0.066912 | 0.0027973 | 0 | 0 | 0.015253 | 0.084418 | 0.18068
GasHt-Lodging-New | Glass-Lodging-GasHt-code to al40-New | 30 | 0.013864 | 0.2802 | -0.010373 | 0 | SmComCAC | 0.17 | 0 | 0.014921 | 0 | 1.002e-05 |  |  | 0.22022 | 0 | 0 | -0.14098 | 0 | 0 | 0.22022 | -0.14098 | 0.079241 | 0 | 0 | 1085.9706 | -695.2087 | 390.7619 | 0.01082 | 0 | 0.0013059 | 0.012126 | 0.22022 | 0.055064 | 0.0027234 | 0 | 0 | 0.01485 | 0.079241 | 0.1874
GasHt-Hospital-New | Glass-Hospital-GasHt-code to al40-New | 30 | 0.016317 | 0.18176 | -0.0091906 | 0 | SmComCAC | 0.17 | 0 | 0.017561 | 0 | 1.1792e-05 |  |  | 0.14285 | 0 | 0 | -0.1249 | 0 | 0 | 0.14285 | -0.1249 | 0.017944 | 0 | 0 | 598.5287 | -523.3428 | 75.1859 | 0.012735 | 0 | 0.0015369 | 0.014272 | 0.14285 | 0.099909 | 0.0032053 | 0 | 0 | 0.017477 | 0.017944 | 0.97397
GasHt-OtherHealth-New | Glass-OtherHealth-GasHt-code to al40-New | 30 | 0.039376 | 0.14442 | -0.0076938 | 0 | SmComCAC | 0.17 | 0 | 0.042378 | 0 | 2.8457e-05 |  |  | 0.1135 | 0 | 0 | -0.10456 | 0 | 0 | 0.1135 | -0.10456 | 0.0089413 | 0 | 0 | 197.0765 | -181.5516 | 15.5249 | 0.030731 | 0 | 0.0037088 | 0.03444 | 0.1135 | 0.30343 | 0.0077348 | 0 | 0 | 0.042175 | 0.0089413 | 4.7168
GasHt-Other-New | Glass-Other-GasHt-code to al40-New | 30 | 0.080793 | 2.3865 | -0.088351 | 0 | SmComCAC | 0.17 | 0 | 0.086954 | 0 | 5.8389e-05 |  |  | 1.8756 | 0 | 0 | -1.2007 | 0 | 0 | 1.8756 | -1.2007 | 0.6749 | 0 | 0 | 1587.1877 | -1016.0742 | 571.1136 | 0.063055 | 0 | 0.00761 | 0.070665 | 1.8756 | 0.037676 | 0.015871 | 0 | 0 | 0.086536 | 0.6749 | 0.12822
GasHt-Large Off-New | Glass-Large Off-GasHt-code to al36-New | 30 | -0.00053292 | 0.018377 | -0.00034224 | 0 | SmComCAC | 0.17 | 0 | -0.00057356 | 0 | -3.8515e-07 |  |  | 0.014443 | 0 | 0 | -0.0046511 | 0 | 0 | 0.014443 | -0.0046511 | 0.0097916 | 0 | 0 | -1852.8593 | 596.6912 | -1256.1681 | -0.00041592 | 0 | -5.0197e-05 | -0.00046612 | 0.014443 | -0.032274 | -0.00010468 | 0 | 0 | -0.0005708 | 0.0097916 | -0.058295
GasHt-Medium Off-New | Glass-Medium Off-GasHt-code to al36-New | 30 | -0.00058471 | 0.020162 | -0.0003755 | 0 | SmComCAC | 0.17 | 0 | -0.0006293 | 0 | -4.2257e-07 |  |  | 0.015846 | 0 | 0 | -0.0051031 | 0 | 0 | 0.015846 | -0.0051031 | 0.010743 | 0 | 0 | -1852.8593 | 596.6912 | -1256.1681 | -0.00045634 | 0 | -5.5075e-05 | -0.00051142 | 0.015846 | -0.032274 | -0.00011486 | 0 | 0 | -0.00062627 | 0.010743 | -0.058295
GasHt-Small Off-New | Glass-Small Off-GasHt-code to al36-New | 30 | -0.0021314 | 0.028104 | -0.00047899 | 0 | SmComCAC | 0.17 | 0 | -0.002294 | 0 | -1.5404e-06 |  |  | 0.022088 | 0 | 0 | -0.0065097 | 0 | 0 | 0.022088 | -0.0065097 | 0.015578 | 0 | 0 | -708.5037 | 208.8057 | -499.698 | -0.0016635 | 0 | -0.00020076 | -0.0018643 | 0.022088 | -0.084401 | -0.00041869 | 0 | 0 | -0.0022829 | 0.015578 | -0.14655
GasHt-Big Box-New | Glass-Big Box-GasHt-code to al36-New | 30 | 0.00016321 | 0.0033666 | -3.7998e-05 | 0 | SmComCAC | 0.17 | 0 | 0.00017565 | 0 | 1.1795e-07 |  |  | 0.0026459 | 0 | 0 | -0.00051641 | 0 | 0 | 0.0026459 | -0.00051641 | 0.0021295 | 0 | 0 | 1108.3654 | -216.3248 | 892.0406 | 0.00012738 | 0 | 1.5373e-05 | 0.00014275 | 0.0026459 | 0.053952 | 3.206e-05 | 0 | 0 | 0.00017481 | 0.0021295 | 0.082091
GasHt-Small Box-New | Glass-Small Box-GasHt-code to al36-New | 30 | -0.00043878 | 0.0093117 | -0.00012717 | 0 | SmComCAC | 0.17 | 0 | -0.00047224 | 0 | -3.1711e-07 |  |  | 0.0073183 | 0 | 0 | -0.0017283 | 0 | 0 | 0.0073183 | -0.0017283 | 0.00559 | 0 | 0 | -1140.3068 | 269.2964 | -871.0105 | -0.00034245 | 0 | -4.1329e-05 | -0.00038378 | 0.0073183 | -0.052441 | -8.6192e-05 | 0 | 0 | -0.00046997 | 0.00559 | -0.084073
GasHt-High End-New | Glass-High End-GasHt-code to al36-New | 30 | -0.00044697 | 0.0097859 | -0.00013365 | 0 | SmComCAC | 0.17 | 0 | -0.00048105 | 0 | -3.2303e-07 |  |  | 0.0076911 | 0 | 0 | -0.0018163 | 0 | 0 | 0.0076911 | -0.0018163 | 0.0058747 | 0 | 0 | -1176.4275 | 277.8266 | -898.6009 | -0.00034884 | 0 | -4.2101e-05 | -0.00039094 | 0.0076911 | -0.050831 | -8.7801e-05 | 0 | 0 | -0.00047874 | 0.0058747 | -0.081492
GasHt-Anchor-New | Glass-Anchor-GasHt-code to al36-New | 30 | 5.7176e-05 | 0.0011839 | -1.3363e-05 | 0 | SmComCAC | 0.17 | 0 | 6.1535e-05 | 0 | 4.1321e-08 |  |  | 0.00093048 | 0 | 0 | -0.00018161 | 0 | 0 | 0.00093048 | -0.00018161 | 0.00074888 | 0 | 0 | 1112.636 | -217.1583 | 895.4777 | 4.4623e-05 | 0 | 5.3855e-06 | 5.0009e-05 | 0.00093048 | 0.053745 | 1.1231e-05 | 0 | 0 | 6.124e-05 | 0.00074888 | 0.081776
GasHt-K-12-New | Glass-K-12-GasHt-code to al36-New | 30 | 0.00018591 | 0.0070073 | -7.2369e-05 | 0 | SmComCAC | 0.17 | 0 | 0.00020009 | 0 | 1.3436e-07 |  |  | 0.0055073 | 0 | 0 | -0.00098351 | 0 | 0 | 0.0055073 | -0.00098351 | 0.0045238 | 0 | 0 | 2025.269 | -361.6821 | 1663.5869 | 0.0001451 | 0 | 1.7511e-05 | 0.00016261 | 0.0055073 | 0.029526 | 3.652e-05 | 0 | 0 | 0.00019913 | 0.0045238 | 0.044018
GasHt-University-New | Glass-University-GasHt-code to al36-New | 30 | 0.00017508 | 0.004882 | -9.621e-05 | 0 | SmComCAC | 0.17 | 0 | 0.00018843 | 0 | 1.2653e-07 |  |  | 0.0038369 | 0 | 0 | -0.0013075 | 0 | 0 | 0.0038369 | -0.0013075 | 0.0025294 | 0 | 0 | 1498.3038 | -510.5842 | 987.7196 | 0.00013664 | 0 | 1.6491e-05 | 0.00015313 | 0.0038369 | 0.039911 | 3.4392e-05 | 0 | 0 | 0.00018753 | 0.0025294 | 0.074139
GasHt-Warehouse-New | Glass-Warehouse-GasHt-code to al36-New | 30 | 1.5194e-07 | 0.020259 | -2.2866e-07 | 0 | SmComCAC | 0.17 | 0 | 1.6353e-07 | 0 | 1.0981e-10 |  |  | 0.015922 | 0 | 0 | -3.1076e-06 | 0 | 0 | 0.015922 | -3.1076e-06 | 0.015919 | 0 | 0 | 7164389 | -1398.3069 | 7162990.9254 | 1.1858e-07 | 0 | 1.4311e-08 | 1.3289e-07 | 0.015922 | 8.3466e-06 | 2.9846e-08 | 0 | 0 | 1.6274e-07 | 0.015919 | 1.0223e-05
GasHt-Supermarket-New | Glass-Supermarket-GasHt-code to al36-New | 30 | 8.0772e-05 | 0.00042565 | -4.8523e-06 | 0 | SmComCAC | 0.17 | 0 | 8.6931e-05 | 0 | 5.8374e-08 |  |  | 0.00033453 | 0 | 0 | -6.5944e-05 | 0 | 0 | 0.00033453 | -6.5944e-05 | 0.00026858 | 0 | 0 | 283.1588 | -55.8181 | 227.3407 | 6.3039e-05 | 0 | 7.608e-06 | 7.0647e-05 | 0.00033453 | 0.21118 | 1.5866e-05 | 0 | 0 | 8.6513e-05 | 0.00026858 | 0.32211
GasHt-MIniMart-New | Glass-MIniMart-GasHt-code to al36-New | 30 | 0.00086784 | 0.0046969 | -5.3544e-05 | 0 | SmComCAC | 0.17 | 0 | 0.00093401 | 0 | 6.2719e-07 |  |  | 0.0036914 | 0 | 0 | -0.00072768 | 0 | 0 | 0.0036914 | -0.00072768 | 0.0029638 | 0 | 0 | 290.8117 | -57.3266 | 233.4851 | 0.00067731 | 0 | 8.1743e-05 | 0.00075905 | 0.0036914 | 0.20563 | 0.00017047 | 0 | 0 | 0.00092953 | 0.0029638 | 0.31363
GasHt-Restaurant-New | Glass-Restaurant-GasHt-code to al36-New | 30 | 0.0001424 | 0.0094738 | -0.00011442 | 0 | SmComCAC | 0.17 | 0 | 0.00015326 | 0 | 1.0292e-07 |  |  | 0.0074457 | 0 | 0 | -0.0015549 | 0 | 0 | 0.0074457 | -0.0015549 | 0.0058908 | 0 | 0 | 3574.7473 | -746.5388 | 2828.2085 | 0.00011114 | 0 | 1.3413e-05 | 0.00012455 | 0.0074457 | 0.016728 | 2.7973e-05 | 0 | 0 | 0.00015253 | 0.0058908 | 0.025892
GasHt-Lodging-New | Glass-Lodging-GasHt-code to al36-New | 30 | 0.00017746 | 0.011208 | -0.00015613 | 0 | SmComCAC | 0.17 | 0 | 0.00019099 | 0 | 1.2825e-07 |  |  | 0.0088087 | 0 | 0 | -0.0021218 | 0 | 0 | 0.0088087 | -0.0021218 | 0.0066869 | 0 | 0 | 3393.658 | -817.4576 | 2576.2005 | 0.0001385 | 0 | 1.6715e-05 | 0.00015522 | 0.0088087 | 0.017621 | 3.486e-05 | 0 | 0 | 0.00019008 | 0.0066869 | 0.028425
GasHt-Hospital-New | Glass-Hospital-GasHt-code to al36-New | 30 | 0.00017954 | 0.004957 | -9.5673e-05 | 0 | SmComCAC | 0.17 | 0 | 0.00019323 | 0 | 1.2975e-07 |  |  | 0.0038958 | 0 | 0 | -0.0013002 | 0 | 0 | 0.0038958 | -0.0013002 | 0.0025956 | 0 | 0 | 1483.5664 | -495.1382 | 988.4282 | 0.00014012 | 0 | 1.6911e-05 | 0.00015703 | 0.0038958 | 0.040307 | 3.5267e-05 | 0 | 0 | 0.0001923 | 0.0025956 | 0.074086
GasHt-OtherHealth-New | Glass-OtherHealth-GasHt-code to al36-New | 30 | 0.0005776 | 0.0057767 | -0.00011541 | 0 | SmComCAC | 0.17 | 0 | 0.00062164 | 0 | 4.1744e-07 |  |  | 0.0045401 | 0 | 0 | -0.0015684 | 0 | 0 | 0.0045401 | -0.0015684 | 0.0029717 | 0 | 0 | 537.3964 | -185.6484 | 351.748 | 0.00045079 | 0 | 5.4405e-05 | 0.0005052 | 0.0045401 | 0.11127 | 0.00011346 | 0 | 0 | 0.00061866 | 0.0029717 | 0.20818
GasHt-Other-New | Glass-Other-GasHt-code to al36-New | 30 | 0.0008385 | 0.0774 | -0.0010782 | 0 | SmComCAC | 0.17 | 0 | 0.00090244 | 0 | 6.0599e-07 |  |  | 0.060831 | 0 | 0 | -0.014653 | 0 | 0 | 0.060831 | -0.014653 | 0.046178 | 0 | 0 | 4959.9619 | -1194.7456 | 3765.2162 | 0.00065441 | 0 | 7.8979e-05 | 0.00073339 | 0.060831 | 0.012056 | 0.00016471 | 0 | 0 | 0.0008981 | 0.046178 | 0.019449
HtPmpHt-Large Off-New | Glass-Large Off-HtPmpHt-code to al45-New | 30 | 0.0012551 | 0.0012433 | 0 | 0 | ExCOMM | 0.47693 | 0.46383 | 0.0013508 | 1.4996e-07 | 3.2331e-07 |  |  | 0.00097716 | 0 | 0 | 0 | 0 | 0 | 0.00097716 | 0 | 0.00097716 | 0 | 0 | 53.2304 | 0 | 53.2304 | 0.00069612 | 6.1141e-06 | 7.7337e-05 | 0.00077848 | 0.00097716 | 0.79668 | 8.7878e-05 | 0 | 0 | 0.00086636 | 0.00097716 | 0.88661
HtPmpHt-Medium Off-New | Glass-Medium Off-HtPmpHt-code to al45-New | 30 | 0.0013265 | 0.0013141 | 0 | 0 | ExCOMM | 0.47693 | 0.46383 | 0.0014276 | 1.5849e-07 | 3.4171e-07 |  |  | 0.0010328 | 0 | 0 | 0 | 0 | 0 | 0.0010328 | 0 | 0.0010328 | 0 | 0 | 53.2304 | 0 | 53.2304 | 0.00073572 | 6.4619e-06 | 8.1737e-05 | 0.00082277 | 0.0010328 | 0.79668 | 9.2878e-05 | 0 | 0 | 0.00091565 | 0.0010328 | 0.88661
HtPmpHt-Small Off-New | Glass-Small Off-HtPmpHt-code to al45-New | 30 | -0.0012349 | 0.0014442 | 0 | 0 | ExCOMM | 0.47693 | 0.46383 | -0.0013291 | -1.4756e-07 | -3.1813e-07 |  |  | 0.0011351 | 0 | 0 | 0 | 0 | 0 | 0.0011351 | 0 | 0.0011351 | 0 | 0 | -62.8397 | 0 | -62.8397 | -0.00068495 | -6.016e-06 | -7.6097e-05 | -0.000766 | 0.0011351 | -0.67485 | -8.6469e-05 | 0 | 0 | -0.00085246 | 0.0011351 | -0.75103
HtPmpHt-Big Box-New | Glass-Big Box-HtPmpHt-code to al45-New | 30 | 0.00017298 | 0.0001133 | 0 | 0 | ExCOMM | 0.47693 | 0.46383 | 0.00018617 | 2.0669e-08 | 4.4561e-08 |  |  | 8.9045e-05 | 0 | 0 | 0 | 0 | 0 | 8.9045e-05 | 0 | 8.9045e-05 | 0 | 0 | 35.1941 | 0 | 35.1941 | 9.5944e-05 | 8.4268e-07 | 1.0659e-05 | 0.0001073 | 8.9045e-05 | 1.205 | 1.2112e-05 | 0 | 0 | 0.00011941 | 8.9045e-05 | 1.341
HtPmpHt-Small Box-New | Glass-Small Box-HtPmpHt-code to al45-New | 30 | -0.00015072 | 0.00023858 | 0 | 0 | ExCOMM | 0.47693 | 0.46383 | -0.00016221 | -1.8009e-08 | -3.8827e-08 |  |  | 0.00018751 | 0 | 0 | 0 | 0 | 0 | 0.00018751 | 0 | 0.00018751 | 0 | 0 | -85.0551 | 0 | -85.0551 | -8.3598e-05 | -7.3425e-07 | -9.2876e-06 | -9.3489e-05 | 0.00018751 | -0.49859 | -1.0553e-05 | 0 | 0 | -0.00010404 | 0.00018751 | -0.55487
HtPmpHt-High End-New | Glass-High End-HtPmpHt-code to al45-New | 30 | -9.664e-05 | 0.00015349 | 0 | 0 | ExCOMM | 0.47693 | 0.46383 | -0.00010401 | -1.1547e-08 | -2.4895e-08 |  |  | 0.00012063 | 0 | 0 | 0 | 0 | 0 | 0.00012063 | 0 | 0.00012063 | 0 | 0 | -85.3413 | 0 | -85.3413 | -5.3601e-05 | -4.7079e-07 | -5.955e-06 | -5.9943e-05 | 0.00012063 | -0.49692 | -6.7667e-06 | 0 | 0 | -6.671e-05 | 0.00012063 | -0.55301
HtPmpHt-Anchor-New | Glass-Anchor-HtPmpHt-code to al45-New | 30 | 0.00012854 | 8.4213e-05 | 0 | 0 | ExCOMM | 0.47693 | 0.46383 | 0.00013834 | 1.5359e-08 | 3.3113e-08 |  |  | 6.6185e-05 | 0 | 0 | 0 | 0 | 0 | 6.6185e-05 | 0 | 6.6185e-05 | 0 | 0 | 35.2027 | 0 | 35.2027 | 7.1295e-05 | 6.2619e-07 | 7.9208e-06 | 7.9731e-05 | 6.6185e-05 | 1.2047 | 9.0004e-06 | 0 | 0 | 8.8731e-05 | 6.6185e-05 | 1.3407
HtPmpHt-K-12-New | Glass-K-12-HtPmpHt-code to al45-New | 30 | -1.9183e-05 | 0.00011574 | 0 | 0 | ExCOMM | 0.47693 | 0.46383 | -2.0646e-05 | -2.2921e-09 | -4.9417e-09 |  |  | 9.0963e-05 | 0 | 0 | 0 | 0 | 0 | 9.0963e-05 | 0 | 9.0963e-05 | 0 | 0 | -324.1937 | 0 | -324.1937 | -1.064e-05 | -9.3451e-08 | -1.1821e-06 | -1.1899e-05 | 9.0963e-05 | -0.13081 | -1.3432e-06 | 0 | 0 | -1.3242e-05 | 9.0963e-05 | -0.14558
HtPmpHt-University-New | Glass-University-HtPmpHt-code to al45-New | 30 | 3.0798e-05 | 6.9614e-05 | 0 | 0 | ExCOMM | 0.47693 | 0.46383 | 3.3147e-05 | 3.6799e-09 | 7.9338e-09 |  |  | 5.4712e-05 | 0 | 0 | 0 | 0 | 0 | 5.4712e-05 | 0 | 5.4712e-05 | 0 | 0 | 121.4538 | 0 | 121.4538 | 1.7082e-05 | 1.5003e-07 | 1.8978e-06 | 1.9103e-05 | 5.4712e-05 | 0.34917 | 2.1565e-06 | 0 | 0 | 2.126e-05 | 5.4712e-05 | 0.38858
HtPmpHt-Warehouse-New | Glass-Warehouse-HtPmpHt-code to al45-New | 30 | 7.3014e-08 | 0.00028082 | 0 | 0 | ExCOMM | 0.47693 | 0.46383 | 7.8581e-08 | 8.7241e-12 | 1.8809e-11 |  |  | 0.00022071 | 0 | 0 | 0 | 0 | 0 | 0.00022071 | 0 | 0.00022071 | 0 | 0 | 206665.0781 | 0 | 206665.074 | 4.0497e-08 | 3.5569e-10 | 4.4992e-09 | 4.5289e-08 | 0.00022071 | 0.0002052 | 5.1124e-09 | 0 | 0 | 5.0401e-08 | 0.00022071 | 0.00022836
HtPmpHt-Supermarket-New | Glass-Supermarket-HtPmpHt-code to al45-New | 30 | -8.2817e-06 | 1.3694e-05 | 0 | 0 | ExCOMM | 0.47693 | 0.46383 | -8.9132e-06 | -9.8955e-10 | -2.1334e-09 |  |  | 1.0763e-05 | 0 | 0 | 0 | 0 | 0 | 1.0763e-05 | 0 | 1.0763e-05 | 0 | 0 | -88.85 | 0 | -88.85 | -4.5935e-06 | -4.0345e-08 | -5.1033e-07 | -5.137e-06 | 1.0763e-05 | -0.47729 | -5.7988e-07 | 0 | 0 | -5.7168e-06 | 1.0763e-05 | -0.53117
HtPmpHt-MIniMart-New | Glass-MIniMart-HtPmpHt-code to al45-New | 30 | -2.1205e-05 | 3.4493e-05 | 0 | 0 | ExCOMM | 0.47693 | 0.46383 | -2.2822e-05 | -2.5337e-09 | -5.4625e-09 |  |  | 2.7109e-05 | 0 | 0 | 0 | 0 | 0 | 2.7109e-05 | 0 | 2.7109e-05 | 0 | 0 | -87.4048 | 0 | -87.4048 | -1.1761e-05 | -1.033e-07 | -1.3066e-06 | -1.3153e-05 | 2.7109e-05 | -0.48518 | -1.4847e-06 | 0 | 0 | -1.4638e-05 | 2.7109e-05 | -0.53995
HtPmpHt-Restaurant-New | Glass-Restaurant-HtPmpHt-code to al45-New | 30 | -0.00013629 | 0.000153 | 0 | 0 | ExCOMM | 0.47693 | 0.46383 | -0.00014668 | -1.6285e-08 | -3.5109e-08 |  |  | 0.00012025 | 0 | 0 | 0 | 0 | 0 | 0.00012025 | 0 | 0.00012025 | 0 | 0 | -60.3207 | 0 | -60.3207 | -7.5593e-05 | -6.6394e-07 | -8.3983e-06 | -8.4537e-05 | 0.00012025 | -0.70303 | -9.5429e-06 | 0 | 0 | -9.408e-05 | 0.00012025 | -0.78239
HtPmpHt-Lodging-New | Glass-Lodging-HtPmpHt-code to al45-New | 30 | -0.00028106 | 0.00091855 | 0 | 0 | ExCOMM | 0.47693 | 0.46383 | -0.00030249 | -3.3583e-08 | -7.2404e-08 |  |  | 0.00072192 | 0 | 0 | 0 | 0 | 0 | 0.00072192 | 0 | 0.00072192 | 0 | 0 | -175.6061 | 0 | -175.6061 | -0.00015589 | -1.3692e-06 | -1.7319e-05 | -0.00017434 | 0.00072192 | -0.24149 | -1.968e-05 | 0 | 0 | -0.00019402 | 0.00072192 | -0.26875
HtPmpHt-Hospital-New | Glass-Hospital-HtPmpHt-code to al45-New | 30 | 5.8058e-06 | 6.4544e-06 | 0 | 0 | ExCOMM | 0.47693 | 0.46383 | 6.2484e-06 | 6.9371e-10 | 1.4956e-09 |  |  | 5.0727e-06 | 0 | 0 | 0 | 0 | 0 | 5.0727e-06 | 0 | 5.0727e-06 | 0 | 0 | 59.7362 | 0 | 59.7362 | 3.2202e-06 | 2.8283e-08 | 3.5775e-07 | 3.6012e-06 | 5.0727e-06 | 0.70991 | 4.0652e-07 | 0 | 0 | 4.0077e-06 | 5.0727e-06 | 0.79005
HtPmpHt-OtherHealth-New | Glass-OtherHealth-HtPmpHt-code to al45-New | 30 | 7.0798e-05 | 9.0331e-05 | 0 | 0 | ExCOMM | 0.47693 | 0.46383 | 7.6197e-05 | 8.4594e-09 | 1.8238e-08 |  |  | 7.0994e-05 | 0 | 0 | 0 | 0 | 0 | 7.0994e-05 | 0 | 7.0994e-05 | 0 | 0 | 68.5573 | 0 | 68.5573 | 3.9268e-05 | 3.449e-07 | 4.3626e-06 | 4.3914e-05 | 7.0994e-05 | 0.61857 | 4.9572e-06 | 0 | 0 | 4.8872e-05 | 7.0994e-05 | 0.6884
HtPmpHt-Other-New | Glass-Other-HtPmpHt-code to al45-New | 30 | -0.00052918 | 0.0016773 | 0 | 0 | ExCOMM | 0.47693 | 0.46383 | -0.00056953 | -6.3229e-08 | -1.3632e-07 |  |  | 0.0013183 | 0 | 0 | 0 | 0 | 0 | 0.0013183 | 0 | 0.0013183 | 0 | 0 | -170.3182 | 0 | -170.3182 | -0.00029351 | -2.5779e-06 | -3.2608e-05 | -0.00032824 | 0.0013183 | -0.24899 | -3.7053e-05 | 0 | 0 | -0.00036529 | 0.0013183 | -0.2771
HtPmpHt-Large Off-New | Glass-Large Off-HtPmpHt-code to al40-New | 30 | 0.90543 | 0.36471 | 0 | 0 | ExCOMM | 0.47693 | 0.46383 | 0.97447 | 0.00010819 | 0.00023325 |  |  | 0.28663 | 0 | 0 | 0 | 0 | 0 | 0.28663 | 0 | 0.28663 | 0 | 0 | 21.6436 | 0 | 21.6436 | 0.5022 | 0.0044109 | 0.055793 | 0.56162 | 0.28663 | 1.9594 | 0.063398 | 0 | 0 | 0.62502 | 0.28663 | 2.1805
HtPmpHt-Medium Off-New | Glass-Medium Off-HtPmpHt-code to al40-New | 30 | 0.95694 | 0.38546 | 0 | 0 | ExCOMM | 0.47693 | 0.46383 | 1.0299 | 0.00011434 | 0.00024652 |  |  | 0.30294 | 0 | 0 | 0 | 0 | 0 | 0.30294 | 0 | 0.30294 | 0 | 0 | 21.6436 | 0 | 21.6436 | 0.53077 | 0.0046618 | 0.058967 | 0.59357 | 0.30294 | 1.9594 | 0.067005 | 0 | 0 | 0.66057 | 0.30294 | 2.1805
HtPmpHt-Small Off-New | Glass-Small Off-HtPmpHt-code to al40-New | 30 | 0.61192 | 0.28884 | 0 | 0 | ExCOMM | 0.47693 | 0.46383 | 0.65858 | 7.3116e-05 | 0.00015763 |  |  | 0.22701 | 0 | 0 | 0 | 0 | 0 | 0.22701 | 0 | 0.22701 | 0 | 0 | 25.3636 | 0 | 25.3636 | 0.3394 | 0.002981 | 0.037707 | 0.37956 | 0.22701 | 1.672 | 0.042846 | 0 | 0 | 0.42241 | 0.22701 | 1.8607
HtPmpHt-Big Box-New | Glass-Big Box-HtPmpHt-code to al40-New | 30 | 0.099825 | 0.027947 | 0 | 0 | ExCOMM | 0.47693 | 0.46383 | 0.10744 | 1.1928e-05 | 2.5716e-05 |  |  | 0.021964 | 0 | 0 | 0 | 0 | 0 | 0.021964 | 0 | 0.021964 | 0 | 0 | 15.0431 | 0 | 15.0431 | 0.055368 | 0.0004863 | 0.0061513 | 0.061919 | 0.021964 | 2.8191 | 0.0069897 | 0 | 0 | 0.068909 | 0.021964 | 3.1373
HtPmpHt-Small Box-New | Glass-Small Box-HtPmpHt-code to al40-New | 30 | 0.043404 | 0.047716 | 0 | 0 | ExCOMM | 0.47693 | 0.46383 | 0.046714 | 5.1862e-06 | 1.1181e-05 |  |  | 0.037501 | 0 | 0 | 0 | 0 | 0 | 0.037501 | 0 | 0.037501 | 0 | 0 | 59.0706 | 0 | 59.0706 | 0.024074 | 0.00021145 | 0.0026746 | 0.026923 | 0.037501 | 0.71791 | 0.0030391 | 0 | 0 | 0.029962 | 0.037501 | 0.79895
HtPmpHt-High End-New | Glass-High End-HtPmpHt-code to al40-New | 30 | 0.027376 | 0.030698 | 0 | 0 | ExCOMM | 0.47693 | 0.46383 | 0.029463 | 3.271e-06 | 7.0522e-06 |  |  | 0.024126 | 0 | 0 | 0 | 0 | 0 | 0.024126 | 0 | 0.024126 | 0 | 0 | 60.253 | 0 | 60.253 | 0.015184 | 0.00013336 | 0.0016869 | 0.016981 | 0.024126 | 0.70382 | 0.0019168 | 0 | 0 | 0.018897 | 0.024126 | 0.78327
HtPmpHt-Anchor-New | Glass-Anchor-HtPmpHt-code to al40-New | 30 | 0.08801 | 0.024702 | 0 | 0 | ExCOMM | 0.47693 | 0.46383 | 0.094721 | 1.0516e-05 | 2.2672e-05 |  |  | 0.019414 | 0 | 0 | 0 | 0 | 0 | 0.019414 | 0 | 0.019414 | 0 | 0 | 15.0816 | 0 | 15.0816 | 0.048815 | 0.00042875 | 0.0054232 | 0.054591 | 0.019414 | 2.8119 | 0.0061624 | 0 | 0 | 0.060753 | 0.019414 | 3.1293
HtPmpHt-K-12-New | Glass-K-12-HtPmpHt-code to al40-New | 30 | 0.0085445 | 0.023148 | 0 | 0 | ExCOMM | 0.47693 | 0.46383 | 0.0091961 | 1.021e-06 | 2.2011e-06 |  |  | 0.018193 | 0 | 0 | 0 | 0 | 0 | 0.018193 | 0 | 0.018193 | 0 | 0 | 145.5671 | 0 | 145.5671 | 0.0047392 | 4.1625e-05 | 0.00052652 | 0.0053 | 0.018193 | 0.29133 | 0.00059828 | 0 | 0 | 0.0058983 | 0.018193 | 0.32421
HtPmpHt-University-New | Glass-University-HtPmpHt-code to al40-New | 30 | 0.035274 | 0.02042 | 0 | 0 | ExCOMM | 0.47693 | 0.46383 | 0.037964 | 4.2148e-06 | 9.0869e-06 |  |  | 0.016049 | 0 | 0 | 0 | 0 | 0 | 0.016049 | 0 | 0.016049 | 0 | 0 | 31.1055 | 0 | 31.1055 | 0.019565 | 0.00017184 | 0.0021736 | 0.02188 | 0.016049 | 1.3633 | 0.0024699 | 0 | 0 | 0.02435 | 0.016049 | 1.5172
HtPmpHt-Warehouse-New | Glass-Warehouse-HtPmpHt-code to al40-New | 30 | 7.3014e-06 | 0.056164 | 0 | 0 | ExCOMM | 0.47693 | 0.46383 | 7.8581e-06 | 8.7241e-10 | 1.8809e-09 |  |  | 0.044141 | 0 | 0 | 0 | 0 | 0 | 0.044141 | 0 | 0.044141 | 0 | 0 | 413330.1562 | 0 | 413330.148 | 4.0497e-06 | 3.5569e-08 | 4.4992e-07 | 4.5289e-06 | 0.044141 | 0.0001026 | 5.1124e-07 | 0 | 0 | 5.0401e-06 | 0.044141 | 0.00011418
HtPmpHt-Supermarket-New | Glass-Supermarket-HtPmpHt-code to al40-New | 30 | 0.0014573 | 0.0027389 | 0 | 0 | ExCOMM | 0.47693 | 0.46383 | 0.0015685 | 1.7413e-07 | 3.7542e-07 |  |  | 0.0021525 | 0 | 0 | 0 | 0 | 0 | 0.0021525 | 0 | 0.0021525 | 0 | 0 | 100.9827 | 0 | 100.9827 | 0.00080832 | 7.0995e-06 | 8.9802e-05 | 0.00090395 | 0.0021525 | 0.41995 | 0.00010204 | 0 | 0 | 0.001006 | 0.0021525 | 0.46735
HtPmpHt-MIniMart-New | Glass-MIniMart-HtPmpHt-code to al40-New | 30 | 0.0035741 | 0.0068985 | 0 | 0 | ExCOMM | 0.47693 | 0.46383 | 0.0038467 | 4.2706e-07 | 9.2072e-07 |  |  | 0.0054218 | 0 | 0 | 0 | 0 | 0 | 0.0054218 | 0 | 0.0054218 | 0 | 0 | 103.7115 | 0 | 103.7115 | 0.0019824 | 1.7412e-05 | 0.00022024 | 0.0022169 | 0.0054218 | 0.4089 | 0.00025026 | 0 | 0 | 0.0024672 | 0.0054218 | 0.45506
HtPmpHt-Restaurant-New | Glass-Restaurant-HtPmpHt-code to al40-New | 30 | 0.043044 | 0.0306 | 0 | 0 | ExCOMM | 0.47693 | 0.46383 | 0.046326 | 5.1431e-06 | 1.1088e-05 |  |  | 0.024049 | 0 | 0 | 0 | 0 | 0 | 0.024049 | 0 | 0.024049 | 0 | 0 | 38.1988 | 0 | 38.1988 | 0.023874 | 0.00020969 | 0.0026524 | 0.026699 | 0.024049 | 1.1102 | 0.0030139 | 0 | 0 | 0.029713 | 0.024049 | 1.2355
HtPmpHt-Lodging-New | Glass-Lodging-HtPmpHt-code to al40-New | 30 | 0.2364 | 0.18371 | 0 | 0 | ExCOMM | 0.47693 | 0.46383 | 0.25443 | 2.8247e-05 | 6.0899e-05 |  |  | 0.14438 | 0 | 0 | 0 | 0 | 0 | 0.14438 | 0 | 0.14438 | 0 | 0 | 41.7565 | 0 | 41.7565 | 0.13112 | 0.0011516 | 0.014567 | 0.14663 | 0.14438 | 1.0156 | 0.016553 | 0 | 0 | 0.16319 | 0.14438 | 1.1302
HtPmpHt-Hospital-New | Glass-Hospital-HtPmpHt-code to al40-New | 30 | 0.0044398 | 0.0018933 | 0 | 0 | ExCOMM | 0.47693 | 0.46383 | 0.0047783 | 5.3049e-07 | 1.1437e-06 |  |  | 0.001488 | 0 | 0 | 0 | 0 | 0 | 0.001488 | 0 | 0.001488 | 0 | 0 | 22.9138 | 0 | 22.9138 | 0.0024625 | 2.1629e-05 | 0.00027358 | 0.0027539 | 0.001488 | 1.8507 | 0.00031087 | 0 | 0 | 0.0030648 | 0.001488 | 2.0597
HtPmpHt-OtherHealth-New | Glass-OtherHealth-HtPmpHt-code to al40-New | 30 | 0.040883 | 0.018066 | 0 | 0 | ExCOMM | 0.47693 | 0.46383 | 0.044 | 4.8849e-06 | 1.0532e-05 |  |  | 0.014199 | 0 | 0 | 0 | 0 | 0 | 0.014199 | 0 | 0.014199 | 0 | 0 | 23.7448 | 0 | 23.7448 | 0.022676 | 0.00019916 | 0.0025192 | 0.025358 | 0.014199 | 1.786 | 0.0028626 | 0 | 0 | 0.028221 | 0.014199 | 1.9876
HtPmpHt-Other-New | Glass-Other-HtPmpHt-code to al40-New | 30 | 0.42223 | 0.41374 | 0 | 0 | ExCOMM | 0.47693 | 0.46383 | 0.45443 | 5.0451e-05 | 0.00010877 |  |  | 0.32517 | 0 | 0 | 0 | 0 | 0 | 0.32517 | 0 | 0.32517 | 0 | 0 | 52.6527 | 0 | 52.6527 | 0.23419 | 0.0020569 | 0.026018 | 0.2619 | 0.32517 | 0.80542 | 0.029564 | 0 | 0 | 0.29147 | 0.32517 | 0.89634
HtPmpHt-Large Off-New | Glass-Large Off-HtPmpHt-code to al36-New | 30 | 0.0061734 | 0.0099465 | 0 | 0 | ExCOMM | 0.47693 | 0.46383 | 0.0066441 | 7.3763e-07 | 1.5903e-06 |  |  | 0.0078173 | 0 | 0 | 0 | 0 | 0 | 0.0078173 | 0 | 0.0078173 | 0 | 0 | 86.5742 | 0 | 86.5742 | 0.0034241 | 3.0074e-05 | 0.00038041 | 0.0038292 | 0.0078173 | 0.48984 | 0.00043226 | 0 | 0 | 0.0042615 | 0.0078173 | 0.54513
HtPmpHt-Medium Off-New | Glass-Medium Off-HtPmpHt-code to al36-New | 30 | 0.0065246 | 0.010512 | 0 | 0 | ExCOMM | 0.47693 | 0.46383 | 0.0070221 | 7.796e-07 | 1.6808e-06 |  |  | 0.008262 | 0 | 0 | 0 | 0 | 0 | 0.008262 | 0 | 0.008262 | 0 | 0 | 86.5742 | 0 | 86.5742 | 0.0036189 | 3.1785e-05 | 0.00040205 | 0.0040471 | 0.008262 | 0.48984 | 0.00045685 | 0 | 0 | 0.0045039 | 0.008262 | 0.54513
HtPmpHt-Small Off-New | Glass-Small Off-HtPmpHt-code to al36-New | 30 | 0.0061192 | 0.011554 | 0 | 0 | ExCOMM | 0.47693 | 0.46383 | 0.0065858 | 7.3116e-07 | 1.5763e-06 |  |  | 0.0090805 | 0 | 0 | 0 | 0 | 0 | 0.0090805 | 0 | 0.0090805 | 0 | 0 | 101.4543 | 0 | 101.4543 | 0.003394 | 2.981e-05 | 0.00037707 | 0.0037956 | 0.0090805 | 0.418 | 0.00042846 | 0 | 0 | 0.0042241 | 0.0090805 | 0.46518
HtPmpHt-Big Box-New | Glass-Big Box-HtPmpHt-code to al36-New | 30 | 0.00080939 | 0.00090639 | 0 | 0 | ExCOMM | 0.47693 | 0.46383 | 0.00087111 | 9.6711e-08 | 2.0851e-07 |  |  | 0.00071236 | 0 | 0 | 0 | 0 | 0 | 0.00071236 | 0 | 0.00071236 | 0 | 0 | 60.1722 | 0 | 60.1722 | 0.00044893 | 3.943e-06 | 4.9875e-05 | 0.00050205 | 0.00071236 | 0.70477 | 5.6673e-05 | 0 | 0 | 0.00055872 | 0.00071236 | 0.78432
HtPmpHt-Small Box-New | Glass-Small Box-HtPmpHt-code to al36-New | 30 | 0.00043404 | 0.0019086 | 0 | 0 | ExCOMM | 0.47693 | 0.46383 | 0.00046714 | 5.1862e-08 | 1.1181e-07 |  |  | 0.0015001 | 0 | 0 | 0 | 0 | 0 | 0.0015001 | 0 | 0.0015001 | 0 | 0 | 236.2824 | 0 | 236.2824 | 0.00024074 | 2.1145e-06 | 2.6746e-05 | 0.00026923 | 0.0015001 | 0.17948 | 3.0391e-05 | 0 | 0 | 0.00029962 | 0.0015001 | 0.19974
HtPmpHt-High End-New | Glass-High End-HtPmpHt-code to al36-New | 30 | 0.00027376 | 0.0012279 | 0 | 0 | ExCOMM | 0.47693 | 0.46383 | 0.00029463 | 3.271e-08 | 7.0522e-08 |  |  | 0.00096505 | 0 | 0 | 0 | 0 | 0 | 0.00096505 | 0 | 0.00096505 | 0 | 0 | 241.012 | 0 | 241.012 | 0.00015184 | 1.3336e-06 | 1.6869e-05 | 0.00016981 | 0.00096505 | 0.17596 | 1.9168e-05 | 0 | 0 | 0.00018897 | 0.00096505 | 0.19582
HtPmpHt-Anchor-New | Glass-Anchor-HtPmpHt-code to al36-New | 30 | 0.00060007 | 0.0006737 | 0 | 0 | ExCOMM | 0.47693 | 0.46383 | 0.00064582 | 7.17e-08 | 1.5458e-07 |  |  | 0.00052948 | 0 | 0 | 0 | 0 | 0 | 0.00052948 | 0 | 0.00052948 | 0 | 0 | 60.3263 | 0 | 60.3263 | 0.00033283 | 2.9233e-06 | 3.6977e-05 | 0.00037221 | 0.00052948 | 0.70297 | 4.2016e-05 | 0 | 0 | 0.00041422 | 0.00052948 | 0.78232
HtPmpHt-K-12-New | Glass-K-12-HtPmpHt-code to al36-New | 30 | 8.5445e-05 | 0.00092592 | 0 | 0 | ExCOMM | 0.47693 | 0.46383 | 9.1961e-05 | 1.021e-08 | 2.2011e-08 |  |  | 0.0007277 | 0 | 0 | 0 | 0 | 0 | 0.0007277 | 0 | 0.0007277 | 0 | 0 | 582.2683 | 0 | 582.2683 | 4.7392e-05 | 4.1625e-07 | 5.2652e-06 | 5.3e-05 | 0.0007277 | 0.072831 | 5.9828e-06 | 0 | 0 | 5.8983e-05 | 0.0007277 | 0.081053
HtPmpHt-University-New | Glass-University-HtPmpHt-code to al36-New | 30 | 0.00024051 | 0.00055691 | 0 | 0 | ExCOMM | 0.47693 | 0.46383 | 0.00025885 | 2.8737e-08 | 6.1956e-08 |  |  | 0.00043769 | 0 | 0 | 0 | 0 | 0 | 0.00043769 | 0 | 0.00043769 | 0 | 0 | 124.422 | 0 | 124.422 | 0.0001334 | 1.1716e-06 | 1.482e-05 | 0.00014918 | 0.00043769 | 0.34084 | 1.684e-05 | 0 | 0 | 0.00016602 | 0.00043769 | 0.37931
HtPmpHt-Warehouse-New | Glass-Warehouse-HtPmpHt-code to al36-New | 30 | 7.3014e-08 | 0.0022466 | 0 | 0 | ExCOMM | 0.47693 | 0.46383 | 7.8581e-08 | 8.7241e-12 | 1.8809e-11 |  |  | 0.0017657 | 0 | 0 | 0 | 0 | 0 | 0.0017657 | 0 | 0.0017657 | 0 | 0 | 1653320.625 | 0 | 1653320.5921 | 4.0497e-08 | 3.5569e-10 | 4.4992e-09 | 4.5289e-08 | 0.0017657 | 2.565e-05 | 5.1124e-09 | 0 | 0 | 5.0401e-08 | 0.0017657 | 2.8545e-05
HtPmpHt-Supermarket-New | Glass-Supermarket-HtPmpHt-code to al36-New | 30 | 1.4573e-05 | 0.00010955 | 0 | 0 | ExCOMM | 0.47693 | 0.46383 | 1.5685e-05 | 1.7413e-09 | 3.7542e-09 |  |  | 8.6102e-05 | 0 | 0 | 0 | 0 | 0 | 8.6102e-05 | 0 | 8.6102e-05 | 0 | 0 | 403.931 | 0 | 403.931 | 8.0832e-06 | 7.0995e-08 | 8.9802e-07 | 9.0395e-06 | 8.6102e-05 | 0.10499 | 1.0204e-06 | 0 | 0 | 1.006e-05 | 8.6102e-05 | 0.11684
HtPmpHt-MIniMart-New | Glass-MIniMart-HtPmpHt-code to al36-New | 30 | 3.5741e-05 | 0.00027594 | 0 | 0 | ExCOMM | 0.47693 | 0.46383 | 3.8467e-05 | 4.2706e-09 | 9.2072e-09 |  |  | 0.00021687 | 0 | 0 | 0 | 0 | 0 | 0.00021687 | 0 | 0.00021687 | 0 | 0 | 414.8459 | 0 | 414.8459 | 1.9824e-05 | 1.7412e-07 | 2.2024e-06 | 2.2169e-05 | 0.00021687 | 0.10222 | 2.5026e-06 | 0 | 0 | 2.4672e-05 | 0.00021687 | 0.11376
HtPmpHt-Restaurant-New | Glass-Restaurant-HtPmpHt-code to al36-New | 30 | 0.00043044 | 0.001224 | 0 | 0 | ExCOMM | 0.47693 | 0.46383 | 0.00046326 | 5.1431e-08 | 1.1088e-07 |  |  | 0.00096197 | 0 | 0 | 0 | 0 | 0 | 0.00096197 | 0 | 0.00096197 | 0 | 0 | 152.7954 | 0 | 152.7954 | 0.00023874 | 2.0969e-06 | 2.6524e-05 | 0.00026699 | 0.00096197 | 0.27754 | 3.0139e-05 | 0 | 0 | 0.00029713 | 0.00096197 | 0.30887
HtPmpHt-Lodging-New | Glass-Lodging-HtPmpHt-code to al36-New | 30 | 0.002364 | 0.0073484 | 0 | 0 | ExCOMM | 0.47693 | 0.46383 | 0.0025443 | 2.8247e-07 | 6.0899e-07 |  |  | 0.0057753 | 0 | 0 | 0 | 0 | 0 | 0.0057753 | 0 | 0.0057753 | 0 | 0 | 167.026 | 0 | 167.026 | 0.0013112 | 1.1516e-05 | 0.00014567 | 0.0014663 | 0.0057753 | 0.2539 | 0.00016553 | 0 | 0 | 0.0016319 | 0.0057753 | 0.28256
HtPmpHt-Hospital-New | Glass-Hospital-HtPmpHt-code to al36-New | 30 | 3.0271e-05 | 5.1635e-05 | 0 | 0 | ExCOMM | 0.47693 | 0.46383 | 3.2579e-05 | 3.617e-09 | 7.7981e-09 |  |  | 4.0582e-05 | 0 | 0 | 0 | 0 | 0 | 4.0582e-05 | 0 | 4.0582e-05 | 0 | 0 | 91.6551 | 0 | 91.6551 | 1.679e-05 | 1.4747e-07 | 1.8653e-06 | 1.8777e-05 | 4.0582e-05 | 0.46269 | 2.1196e-06 | 0 | 0 | 2.0896e-05 | 4.0582e-05 | 0.51492
HtPmpHt-OtherHealth-New | Glass-OtherHealth-HtPmpHt-code to al36-New | 30 | 0.00040883 | 0.00072265 | 0 | 0 | ExCOMM | 0.47693 | 0.46383 | 0.00044 | 4.8849e-08 | 1.0532e-07 |  |  | 0.00056795 | 0 | 0 | 0 | 0 | 0 | 0.00056795 | 0 | 0.00056795 | 0 | 0 | 94.9792 | 0 | 94.9793 | 0.00022676 | 1.9916e-06 | 2.5192e-05 | 0.00025358 | 0.00056795 | 0.44649 | 2.8626e-05 | 0 | 0 | 0.00028221 | 0.00056795 | 0.49689
HtPmpHt-Other-New | Glass-Other-HtPmpHt-code to al36-New | 30 | 0.0034235 | 0.013419 | 0 | 0 | ExCOMM | 0.47693 | 0.46383 | 0.0036845 | 4.0906e-07 | 8.8192e-07 |  |  | 0.010546 | 0 | 0 | 0 | 0 | 0 | 0.010546 | 0 | 0.010546 | 0 | 0 | 210.6108 | 0 | 210.6108 | 0.0018989 | 1.6678e-05 | 0.00021096 | 0.0021235 | 0.010546 | 0.20135 | 0.00023971 | 0 | 0 | 0.0023632 | 0.010546 | 0.22408
ElecHt-Large Off-New | Glass-Large Off-ElecHt-codet to al45tint-New | 30 | 0.015884 | 0.003439 | 0 | 0 | ExCOMM | 0.47693 | 0.46383 | 0.017095 | 1.8979e-06 | 4.0919e-06 |  |  | 0.0027028 | 0 | 0 | 0 | 0 | 0 | 0.0027028 | 0 | 0.0027028 | 0 | 0 | 11.6333 | 0 | 11.6333 | 0.0088102 | 7.738e-05 | 0.00097879 | 0.0098526 | 0.0027028 | 3.6453 | 0.0011122 | 0 | 0 | 0.010965 | 0.0027028 | 4.0568
ElecHt-Medium Off-New | Glass-Medium Off-ElecHt-codet to al45tint-New | 30 | 0.0084067 | 0.0018201 | 0 | 0 | ExCOMM | 0.47693 | 0.46383 | 0.0090477 | 1.0045e-06 | 2.1656e-06 |  |  | 0.0014304 | 0 | 0 | 0 | 0 | 0 | 0.0014304 | 0 | 0.0014304 | 0 | 0 | 11.6333 | 0 | 11.6333 | 0.0046628 | 4.0953e-05 | 0.00051802 | 0.0052144 | 0.0014304 | 3.6453 | 0.00058863 | 0 | 0 | 0.0058031 | 0.0014304 | 4.0568
ElecHt-Small Off-New | Glass-Small Off-ElecHt-codet to al45tint-New | 30 | 0.0018 | 0.00075526 | 0 | 0 | ExCOMM | 0.47693 | 0.46383 | 0.0019372 | 2.1507e-07 | 4.6369e-07 |  |  | 0.00059358 | 0 | 0 | 0 | 0 | 0 | 0.00059358 | 0 | 0.00059358 | 0 | 0 | 22.5458 | 0 | 22.5458 | 0.00099837 | 8.7688e-06 | 0.00011092 | 0.0011165 | 0.00059358 | 1.8809 | 0.00012603 | 0 | 0 | 0.0012425 | 0.00059358 | 2.0933
ElecHt-Big Box-New | Glass-Big Box-ElecHt-codet to al45tint-New | 30 | 0.00019303 | 2.5909e-05 | 0 | 0 | ExCOMM | 0.47693 | 0.46383 | 0.00020775 | 2.3064e-08 | 4.9726e-08 |  |  | 2.0363e-05 | 0 | 0 | 0 | 0 | 0 | 2.0363e-05 | 0 | 2.0363e-05 | 0 | 0 | 7.2123 | 0 | 7.2123 | 0.00010706 | 9.4035e-07 | 1.1895e-05 | 0.00011973 | 2.0363e-05 | 5.8799 | 1.3516e-05 | 0 | 0 | 0.00013325 | 2.0363e-05 | 6.5436
ElecHt-Small Box-New | Glass-Small Box-ElecHt-codet to al45tint-New | 30 | 6.2882e-05 | 0.00025917 | 0 | 0 | ExCOMM | 0.47693 | 0.46383 | 6.7677e-05 | 7.5135e-09 | 1.6199e-08 |  |  | 0.00020369 | 0 | 0 | 0 | 0 | 0 | 0.00020369 | 0 | 0.00020369 | 0 | 0 | 221.4592 | 0 | 221.4592 | 3.4878e-05 | 3.0633e-07 | 3.8748e-06 | 3.9004e-05 | 0.00020369 | 0.19149 | 4.403e-06 | 0 | 0 | 4.3407e-05 | 0.00020369 | 0.21311
ElecHt-High End-New | Glass-High End-ElecHt-codet to al45tint-New | 30 | 3.3972e-05 | 0.00016933 | 0 | 0 | ExCOMM | 0.47693 | 0.46383 | 3.6563e-05 | 4.0592e-09 | 8.7515e-09 |  |  | 0.00013308 | 0 | 0 | 0 | 0 | 0 | 0.00013308 | 0 | 0.00013308 | 0 | 0 | 267.8257 | 0 | 267.8257 | 1.8843e-05 | 1.655e-07 | 2.0934e-06 | 2.1072e-05 | 0.00013308 | 0.15834 | 2.3787e-06 | 0 | 0 | 2.3451e-05 | 0.00013308 | 0.17621
ElecHt-Anchor-New | Glass-Anchor-ElecHt-codet to al45tint-New | 30 | 0.00048902 | 6.5794e-05 | 0 | 0 | ExCOMM | 0.47693 | 0.46383 | 0.0005263 | 5.8431e-08 | 1.2597e-07 |  |  | 5.1709e-05 | 0 | 0 | 0 | 0 | 0 | 5.1709e-05 | 0 | 5.1709e-05 | 0 | 0 | 7.2294 | 0 | 7.2294 | 0.00027123 | 2.3823e-06 | 3.0134e-05 | 0.00030333 | 5.1709e-05 | 5.866 | 3.4241e-05 | 0 | 0 | 0.00033757 | 5.1709e-05 | 6.5281
ElecHt-K-12-New | Glass-K-12-ElecHt-codet to al45tint-New | 30 | -2.7708e-05 | 5.9975e-05 | 0 | 0 | ExCOMM | 0.47693 | 0.46383 | -2.9821e-05 | -3.3107e-09 | -7.1377e-09 |  |  | 4.7136e-05 | 0 | 0 | 0 | 0 | 0 | 4.7136e-05 | 0 | 4.7136e-05 | 0 | 0 | -116.3084 | 0 | -116.3084 | -1.5368e-05 | -1.3498e-07 | -1.7074e-06 | -1.7186e-05 | 4.7136e-05 | -0.36461 | -1.9401e-06 | 0 | 0 | -1.9127e-05 | 4.7136e-05 | -0.40577
ElecHt-University-New | Glass-University-ElecHt-codet to al45tint-New | 30 | 0.00011414 | 5.6211e-05 | 0 | 0 | ExCOMM | 0.47693 | 0.46383 | 0.00012284 | 1.3638e-08 | 2.9403e-08 |  |  | 4.4178e-05 | 0 | 0 | 0 | 0 | 0 | 4.4178e-05 | 0 | 4.4178e-05 | 0 | 0 | 26.4625 | 0 | 26.4625 | 6.3307e-05 | 5.5603e-07 | 7.0333e-06 | 7.0797e-05 | 4.4178e-05 | 1.6025 | 7.9919e-06 | 0 | 0 | 7.8789e-05 | 4.4178e-05 | 1.7834
ElecHt-Warehouse-New | Glass-Warehouse-ElecHt-codet to al45tint-New | 30 | 2.7742e-08 | 0.0001067 | 0 | 0 | ExCOMM | 0.47693 | 0.46383 | 2.9857e-08 | 3.3147e-12 | 7.1465e-12 |  |  | 8.3858e-05 | 0 | 0 | 0 | 0 | 0 | 8.3858e-05 | 0 | 8.3858e-05 | 0 | 0 | 206665.0781 | 0 | 206665.074 | 1.5387e-08 | 1.3515e-10 | 1.7095e-09 | 1.7208e-08 | 8.3858e-05 | 0.0002052 | 1.9425e-09 | 0 | 0 | 1.915e-08 | 8.3858e-05 | 0.00022836
ElecHt-Supermarket-New | Glass-Supermarket-ElecHt-codet to al45tint-New | 30 | -1.0176e-05 | 6.8968e-06 | 0 | 0 | ExCOMM | 0.47693 | 0.46383 | -1.0952e-05 | -1.2159e-09 | -2.6215e-09 |  |  | 5.4204e-06 | 0 | 0 | 0 | 0 | 0 | 5.4204e-06 | 0 | 5.4204e-06 | 0 | 0 | -36.4163 | 0 | -36.4163 | -5.6444e-06 | -4.9575e-08 | -6.2708e-07 | -6.3122e-06 | 5.4204e-06 | -1.1645 | -7.1255e-07 | 0 | 0 | -7.0247e-06 | 5.4204e-06 | -1.296
ElecHt-MIniMart-New | Glass-MIniMart-ElecHt-codet to al45tint-New | 30 | -3.2348e-05 | 2.1732e-05 | 0 | 0 | ExCOMM | 0.47693 | 0.46383 | -3.4814e-05 | -3.8651e-09 | -8.333e-09 |  |  | 1.7079e-05 | 0 | 0 | 0 | 0 | 0 | 1.7079e-05 | 0 | 1.7079e-05 | 0 | 0 | -36.0982 | 0 | -36.0982 | -1.7942e-05 | -1.5758e-07 | -1.9933e-06 | -2.0065e-05 | 1.7079e-05 | -1.1748 | -2.265e-06 | 0 | 0 | -2.233e-05 | 1.7079e-05 | -1.3074
ElecHt-Restaurant-New | Glass-Restaurant-ElecHt-codet to al45tint-New | 30 | 8.5925e-05 | 9.9077e-05 | 0 | 0 | ExCOMM | 0.47693 | 0.46383 | 9.2477e-05 | 1.0267e-08 | 2.2135e-08 |  |  | 7.7867e-05 | 0 | 0 | 0 | 0 | 0 | 7.7867e-05 | 0 | 7.7867e-05 | 0 | 0 | 61.9575 | 0 | 61.9575 | 4.7658e-05 | 4.1859e-07 | 5.2947e-06 | 5.3297e-05 | 7.7867e-05 | 0.68446 | 6.0164e-06 | 0 | 0 | 5.9313e-05 | 7.7867e-05 | 0.76172
ElecHt-Lodging-New | Glass-Lodging-ElecHt-codet to al45tint-New | 30 | 0.0017188 | 0.0017534 | 0 | 0 | ExCOMM | 0.47693 | 0.46383 | 0.0018498 | 2.0537e-07 | 4.4277e-07 |  |  | 0.0013781 | 0 | 0 | 0 | 0 | 0 | 0.0013781 | 0 | 0.0013781 | 0 | 0 | 54.8167 | 0 | 54.8167 | 0.00095331 | 8.373e-06 | 0.00010591 | 0.0010661 | 0.0013781 | 0.77362 | 0.00012035 | 0 | 0 | 0.0011865 | 0.0013781 | 0.86095
ElecHt-Hospital-New | Glass-Hospital-ElecHt-codet to al45tint-New | 30 | 7.2784e-05 | 1.9363e-05 | 0 | 0 | ExCOMM | 0.47693 | 0.46383 | 7.8333e-05 | 8.6966e-09 | 1.875e-08 |  |  | 1.5218e-05 | 0 | 0 | 0 | 0 | 0 | 1.5218e-05 | 0 | 1.5218e-05 | 0 | 0 | 14.295 | 0 | 14.295 | 4.037e-05 | 3.5457e-07 | 4.485e-06 | 4.5146e-05 | 1.5218e-05 | 2.9666 | 5.0963e-06 | 0 | 0 | 5.0242e-05 | 1.5218e-05 | 3.3015
ElecHt-OtherHealth-New | Glass-OtherHealth-ElecHt-codet to al45tint-New | 30 | 0.00018054 | 5.9835e-05 | 0 | 0 | ExCOMM | 0.47693 | 0.46383 | 0.0001943 | 2.1571e-08 | 4.6507e-08 |  |  | 4.7026e-05 | 0 | 0 | 0 | 0 | 0 | 4.7026e-05 | 0 | 4.7026e-05 | 0 | 0 | 17.8087 | 0 | 17.8087 | 0.00010013 | 8.7949e-07 | 1.1125e-05 | 0.00011198 | 4.7026e-05 | 2.3813 | 1.2641e-05 | 0 | 0 | 0.00012462 | 4.7026e-05 | 2.6501
ElecHt-Other-New | Glass-Other-ElecHt-codet to al45tint-New | 30 | 0.00048483 | 0.0010576 | 0 | 0 | ExCOMM | 0.47693 | 0.46383 | 0.0005218 | 5.7931e-08 | 1.249e-07 |  |  | 0.0008312 | 0 | 0 | 0 | 0 | 0 | 0.0008312 | 0 | 0.0008312 | 0 | 0 | 117.211 | 0 | 117.211 | 0.00026891 | 2.3619e-06 | 2.9876e-05 | 0.00030073 | 0.0008312 | 0.3618 | 3.3948e-05 | 0 | 0 | 0.00033468 | 0.0008312 | 0.40265
ElecHt-Large Off-New | Glass-Large Off-ElecHt-codet to al40tint-New | 30 | 3.888 | 1.5131 | 0 | 0 | ExCOMM | 0.47693 | 0.46383 | 4.1845 | 0.00046456 | 0.0010016 |  |  | 1.1892 | 0 | 0 | 0 | 0 | 0 | 1.1892 | 0 | 1.1892 | 0 | 0 | 20.9118 | 0 | 20.9118 | 2.1565 | 0.018941 | 0.23958 | 2.4117 | 1.1892 | 2.0279 | 0.27224 | 0 | 0 | 2.6839 | 1.1892 | 2.2568
ElecHt-Medium Off-New | Glass-Medium Off-ElecHt-codet to al40tint-New | 30 | 2.0577 | 0.80083 | 0 | 0 | ExCOMM | 0.47693 | 0.46383 | 2.2146 | 0.00024587 | 0.00053009 |  |  | 0.62939 | 0 | 0 | 0 | 0 | 0 | 0.62939 | 0 | 0.62939 | 0 | 0 | 20.9118 | 0 | 20.9118 | 1.1413 | 0.010024 | 0.1268 | 1.2764 | 0.62939 | 2.0279 | 0.14408 | 0 | 0 | 1.4204 | 0.62939 | 2.2568
ElecHt-Small Off-New | Glass-Small Off-ElecHt-codet to al40tint-New | 30 | 0.37667 | 0.22658 | 0 | 0 | ExCOMM | 0.47693 | 0.46383 | 0.40539 | 4.5007e-05 | 9.7033e-05 |  |  | 0.17807 | 0 | 0 | 0 | 0 | 0 | 0.17807 | 0 | 0.17807 | 0 | 0 | 32.3218 | 0 | 32.3218 | 0.20892 | 0.001835 | 0.023211 | 0.23364 | 0.17807 | 1.312 | 0.026374 | 0 | 0 | 0.26001 | 0.17807 | 1.4601
ElecHt-Big Box-New | Glass-Big Box-ElecHt-codet to al40tint-New | 30 | 0.03047 | 0.0095864 | 0 | 0 | ExCOMM | 0.47693 | 0.46383 | 0.032794 | 3.6408e-06 | 7.8494e-06 |  |  | 0.0075343 | 0 | 0 | 0 | 0 | 0 | 0.0075343 | 0 | 0.0075343 | 0 | 0 | 16.9052 | 0 | 16.9052 | 0.0169 | 0.00014844 | 0.0018776 | 0.0189 | 0.0075343 | 2.5085 | 0.0021335 | 0 | 0 | 0.021034 | 0.0075343 | 2.7917
ElecHt-Small Box-New | Glass-Small Box-ElecHt-codet to al40tint-New | 30 | 0.064164 | 0.07775 | 0 | 0 | ExCOMM | 0.47693 | 0.46383 | 0.069057 | 7.6667e-06 | 1.6529e-05 |  |  | 0.061106 | 0 | 0 | 0 | 0 | 0 | 0.061106 | 0 | 0.061106 | 0 | 0 | 65.1102 | 0 | 65.1102 | 0.035589 | 0.00031258 | 0.0039538 | 0.0398 | 0.061106 | 0.65132 | 0.0044927 | 0 | 0 | 0.044292 | 0.061106 | 0.72484
ElecHt-High End-New | Glass-High End-ElecHt-codet to al40tint-New | 30 | 0.041318 | 0.050799 | 0 | 0 | ExCOMM | 0.47693 | 0.46383 | 0.044469 | 4.9369e-06 | 1.0644e-05 |  |  | 0.039925 | 0 | 0 | 0 | 0 | 0 | 0.039925 | 0 | 0.039925 | 0 | 0 | 66.0628 | 0 | 66.0628 | 0.022917 | 0.00020128 | 0.0025461 | 0.025629 | 0.039925 | 0.64193 | 0.0028931 | 0 | 0 | 0.028522 | 0.039925 | 0.71439
ElecHt-Anchor-New | Glass-Anchor-ElecHt-codet to al40tint-New | 30 | 0.091839 | 0.028949 | 0 | 0 | ExCOMM | 0.47693 | 0.46383 | 0.098841 | 1.0973e-05 | 2.3658e-05 |  |  | 0.022752 | 0 | 0 | 0 | 0 | 0 | 0.022752 | 0 | 0.022752 | 0 | 0 | 16.9376 | 0 | 16.9376 | 0.050939 | 0.0004474 | 0.0056592 | 0.056965 | 0.022752 | 2.5037 | 0.0064305 | 0 | 0 | 0.063396 | 0.022752 | 2.7864
ElecHt-K-12-New | Glass-K-12-ElecHt-codet to al40tint-New | 30 | 0.0083651 | 0.017993 | 0 | 0 | ExCOMM | 0.47693 | 0.46383 | 0.009003 | 9.9952e-07 | 2.1549e-06 |  |  | 0.014141 | 0 | 0 | 0 | 0 | 0 | 0.014141 | 0 | 0.014141 | 0 | 0 | 115.5743 | 0 | 115.5743 | 0.0046397 | 4.0751e-05 | 0.00051547 | 0.0051887 | 0.014141 | 0.36693 | 0.00058572 | 0 | 0 | 0.0057744 | 0.014141 | 0.40835
ElecHt-University-New | Glass-University-ElecHt-codet to al40tint-New | 30 | 0.045725 | 0.024733 | 0 | 0 | ExCOMM | 0.47693 | 0.46383 | 0.049212 | 5.4636e-06 | 1.1779e-05 |  |  | 0.019438 | 0 | 0 | 0 | 0 | 0 | 0.019438 | 0 | 0.019438 | 0 | 0 | 29.0641 | 0 | 29.0641 | 0.025362 | 0.00022275 | 0.0028176 | 0.028362 | 0.019438 | 1.4591 | 0.0032017 | 0 | 0 | 0.031564 | 0.019438 | 1.6238
ElecHt-Warehouse-New | Glass-Warehouse-ElecHt-codet to al40tint-New | 30 | 2.7742e-06 | 0.03201 | 0 | 0 | ExCOMM | 0.47693 | 0.46383 | 2.9857e-06 | 3.3147e-10 | 7.1465e-10 |  |  | 0.025157 | 0 | 0 | 0 | 0 | 0 | 0.025157 | 0 | 0.025157 | 0 | 0 | 619995.25 | 0 | 619995.222 | 1.5387e-06 | 1.3515e-08 | 1.7095e-07 | 1.7208e-06 | 0.025157 | 6.84e-05 | 1.9425e-07 | 0 | 0 | 1.915e-06 | 0.025157 | 7.6121e-05
ElecHt-Supermarket-New | Glass-Supermarket-ElecHt-codet to al40tint-New | 30 | 0.00073396 | 0.0020691 | 0 | 0 | ExCOMM | 0.47693 | 0.46383 | 0.00078993 | 8.7698e-08 | 1.8907e-07 |  |  | 0.0016261 | 0 | 0 | 0 | 0 | 0 | 0.0016261 | 0 | 0.0016261 | 0 | 0 | 151.4741 | 0 | 151.4741 | 0.00040709 | 3.5755e-06 | 4.5227e-05 | 0.00045526 | 0.0016261 | 0.27996 | 5.1392e-05 | 0 | 0 | 0.00050665 | 0.0016261 | 0.31157
ElecHt-MIniMart-New | Glass-MIniMart-ElecHt-codet to al40tint-New | 30 | 0.0022518 | 0.0065195 | 0 | 0 | ExCOMM | 0.47693 | 0.46383 | 0.0024235 | 2.6906e-07 | 5.8009e-07 |  |  | 0.0051238 | 0 | 0 | 0 | 0 | 0 | 0.0051238 | 0 | 0.0051238 | 0 | 0 | 155.5672 | 0 | 155.5672 | 0.001249 | 1.097e-05 | 0.00013876 | 0.0013968 | 0.0051238 | 0.2726 | 0.00015767 | 0 | 0 | 0.0015544 | 0.0051238 | 0.30337
ElecHt-Restaurant-New | Glass-Restaurant-ElecHt-codet to al40tint-New | 30 | 0.0295 | 0.029723 | 0 | 0 | ExCOMM | 0.47693 | 0.46383 | 0.031749 | 3.5248e-06 | 7.5993e-06 |  |  | 0.02336 | 0 | 0 | 0 | 0 | 0 | 0.02336 | 0 | 0.02336 | 0 | 0 | 54.1398 | 0 | 54.1398 | 0.016362 | 0.00014371 | 0.0018178 | 0.018298 | 0.02336 | 0.7833 | 0.0020655 | 0 | 0 | 0.020363 | 0.02336 | 0.87172
ElecHt-Lodging-New | Glass-Lodging-ElecHt-codet to al40tint-New | 30 | 0.60681 | 0.52603 | 0 | 0 | ExCOMM | 0.47693 | 0.46383 | 0.65308 | 7.2505e-05 | 0.00015632 |  |  | 0.41342 | 0 | 0 | 0 | 0 | 0 | 0.41342 | 0 | 0.41342 | 0 | 0 | 46.5798 | 0 | 46.5799 | 0.33657 | 0.0029561 | 0.037392 | 0.37639 | 0.41342 | 0.91042 | 0.042488 | 0 | 0 | 0.41888 | 0.41342 | 1.0132
ElecHt-Hospital-New | Glass-Hospital-ElecHt-codet to al40tint-New | 30 | 0.020544 | 0.0085198 | 0 | 0 | ExCOMM | 0.47693 | 0.46383 | 0.022111 | 2.4547e-06 | 5.2923e-06 |  |  | 0.006696 | 0 | 0 | 0 | 0 | 0 | 0.006696 | 0 | 0.006696 | 0 | 0 | 22.2836 | 0 | 22.2836 | 0.011395 | 0.00010008 | 0.0012659 | 0.012743 | 0.006696 | 1.9031 | 0.0014385 | 0 | 0 | 0.014181 | 0.006696 | 2.1179
ElecHt-OtherHealth-New | Glass-OtherHealth-ElecHt-codet to al40tint-New | 30 | 0.04111 | 0.01795 | 0 | 0 | ExCOMM | 0.47693 | 0.46383 | 0.044244 | 4.912e-06 | 1.059e-05 |  |  | 0.014108 | 0 | 0 | 0 | 0 | 0 | 0.014108 | 0 | 0.014108 | 0 | 0 | 23.4623 | 0 | 23.4623 | 0.022802 | 0.00020027 | 0.0025332 | 0.025499 | 0.014108 | 1.8075 | 0.0028785 | 0 | 0 | 0.028378 | 0.014108 | 2.0115
ElecHt-Other-New | Glass-Other-ElecHt-codet to al40tint-New | 30 | 0.38193 | 0.39131 | 0 | 0 | ExCOMM | 0.47693 | 0.46383 | 0.41106 | 4.5636e-05 | 9.8389e-05 |  |  | 0.30754 | 0 | 0 | 0 | 0 | 0 | 0.30754 | 0 | 0.30754 | 0 | 0 | 55.0524 | 0 | 55.0524 | 0.21184 | 0.0018606 | 0.023535 | 0.2369 | 0.30754 | 0.77031 | 0.026743 | 0 | 0 | 0.26365 | 0.30754 | 0.85727
ElecHt-Large Off-New | Glass-Large Off-ElecHt-codet to al36tint-New | 30 | 0.036487 | 0.030951 | 0 | 0 | ExCOMM | 0.47693 | 0.46383 | 0.039269 | 4.3597e-06 | 9.3993e-06 |  |  | 0.024325 | 0 | 0 | 0 | 0 | 0 | 0.024325 | 0 | 0.024325 | 0 | 0 | 45.5797 | 0 | 45.5797 | 0.020238 | 0.00017775 | 0.0022484 | 0.022632 | 0.024325 | 0.9304 | 0.0025548 | 0 | 0 | 0.025187 | 0.024325 | 1.0354
ElecHt-Medium Off-New | Glass-Medium Off-ElecHt-codet to al36tint-New | 30 | 0.019311 | 0.016381 | 0 | 0 | ExCOMM | 0.47693 | 0.46383 | 0.020783 | 2.3074e-06 | 4.9746e-06 |  |  | 0.012874 | 0 | 0 | 0 | 0 | 0 | 0.012874 | 0 | 0.012874 | 0 | 0 | 45.5797 | 0 | 45.5797 | 0.010711 | 9.4073e-05 | 0.0011899 | 0.011978 | 0.012874 | 0.9304 | 0.0013521 | 0 | 0 | 0.01333 | 0.012874 | 1.0354
ElecHt-Small Off-New | Glass-Small Off-ElecHt-codet to al36tint-New | 30 | 0.0055647 | 0.0067974 | 0 | 0 | ExCOMM | 0.47693 | 0.46383 | 0.005989 | 6.649e-07 | 1.4335e-06 |  |  | 0.0053422 | 0 | 0 | 0 | 0 | 0 | 0.0053422 | 0 | 0.0053422 | 0 | 0 | 65.6359 | 0 | 65.6359 | 0.0030864 | 2.7109e-05 | 0.0003429 | 0.0034516 | 0.0053422 | 0.6461 | 0.00038963 | 0 | 0 | 0.0038413 | 0.0053422 | 0.71904
ElecHt-Big Box-New | Glass-Big Box-ElecHt-codet to al36tint-New | 30 | 0.00029253 | 0.00023318 | 0 | 0 | ExCOMM | 0.47693 | 0.46383 | 0.00031484 | 3.4954e-08 | 7.5359e-08 |  |  | 0.00018327 | 0 | 0 | 0 | 0 | 0 | 0.00018327 | 0 | 0.00018327 | 0 | 0 | 42.8315 | 0 | 42.8315 | 0.00016225 | 1.4251e-06 | 1.8026e-05 | 0.00018145 | 0.00018327 | 0.9901 | 2.0483e-05 | 0 | 0 | 0.00020193 | 0.00018327 | 1.1019
ElecHt-Small Box-New | Glass-Small Box-ElecHt-codet to al36tint-New | 30 | 0.0011168 | 0.0023325 | 0 | 0 | ExCOMM | 0.47693 | 0.46383 | 0.0012019 | 1.3344e-07 | 2.8769e-07 |  |  | 0.0018332 | 0 | 0 | 0 | 0 | 0 | 0.0018332 | 0 | 0.0018332 | 0 | 0 | 112.2286 | 0 | 112.2286 | 0.00061941 | 5.4404e-06 | 6.8815e-05 | 0.0006927 | 0.0018332 | 0.37787 | 7.8195e-05 | 0 | 0 | 0.00077089 | 0.0018332 | 0.42052
ElecHt-High End-New | Glass-High End-ElecHt-codet to al36tint-New | 30 | 0.00072431 | 0.001524 | 0 | 0 | ExCOMM | 0.47693 | 0.46383 | 0.00077954 | 8.6545e-08 | 1.8659e-07 |  |  | 0.0011977 | 0 | 0 | 0 | 0 | 0 | 0.0011977 | 0 | 0.0011977 | 0 | 0 | 113.0555 | 0 | 113.0555 | 0.00040174 | 3.5285e-06 | 4.4633e-05 | 0.00044928 | 0.0011977 | 0.3751 | 5.0716e-05 | 0 | 0 | 0.00049999 | 0.0011977 | 0.41745
ElecHt-Anchor-New | Glass-Anchor-ElecHt-codet to al36tint-New | 30 | 0.00074162 | 0.00059214 | 0 | 0 | ExCOMM | 0.47693 | 0.46383 | 0.00079816 | 8.8613e-08 | 1.9105e-07 |  |  | 0.00046538 | 0 | 0 | 0 | 0 | 0 | 0.00046538 | 0 | 0.00046538 | 0 | 0 | 42.9032 | 0 | 42.9032 | 0.00041134 | 3.6128e-06 | 4.5699e-05 | 0.00046001 | 0.00046538 | 0.98845 | 5.1927e-05 | 0 | 0 | 0.00051193 | 0.00046538 | 1.1
ElecHt-K-12-New | Glass-K-12-ElecHt-codet to al36tint-New | 30 | 0.00017475 | 0.00053978 | 0 | 0 | ExCOMM | 0.47693 | 0.46383 | 0.00018808 | 2.088e-08 | 4.5017e-08 |  |  | 0.00042423 | 0 | 0 | 0 | 0 | 0 | 0.00042423 | 0 | 0.00042423 | 0 | 0 | 165.9729 | 0 | 165.9729 | 9.6926e-05 | 8.5131e-07 | 1.0768e-05 | 0.00010839 | 0.00042423 | 0.25551 | 1.2236e-05 | 0 | 0 | 0.00012063 | 0.00042423 | 0.28435
ElecHt-University-New | Glass-University-ElecHt-codet to al36tint-New | 30 | 0.00048084 | 0.0005059 | 0 | 0 | ExCOMM | 0.47693 | 0.46383 | 0.00051751 | 5.7454e-08 | 1.2387e-07 |  |  | 0.0003976 | 0 | 0 | 0 | 0 | 0 | 0.0003976 | 0 | 0.0003976 | 0 | 0 | 56.5327 | 0 | 56.5327 | 0.0002667 | 2.3425e-06 | 2.963e-05 | 0.00029826 | 0.0003976 | 0.75014 | 3.3668e-05 | 0 | 0 | 0.00033192 | 0.0003976 | 0.83482
ElecHt-Warehouse-New | Glass-Warehouse-ElecHt-codet to al36tint-New | 30 | 2.7742e-08 | 0.00096029 | 0 | 0 | ExCOMM | 0.47693 | 0.46383 | 2.9857e-08 | 3.3147e-12 | 7.1465e-12 |  |  | 0.00075472 | 0 | 0 | 0 | 0 | 0 | 0.00075472 | 0 | 0.00075472 | 0 | 0 | 1859985.625 | 0 | 1859985.6661 | 1.5387e-08 | 1.3515e-10 | 1.7095e-09 | 1.7208e-08 | 0.00075472 | 2.28e-05 | 1.9425e-09 | 0 | 0 | 1.915e-08 | 0.00075472 | 2.5374e-05
ElecHt-Supermarket-New | Glass-Supermarket-ElecHt-codet to al36tint-New | 30 | 2.2252e-05 | 6.2072e-05 | 0 | 0 | ExCOMM | 0.47693 | 0.46383 | 2.3949e-05 | 2.6589e-09 | 5.7324e-09 |  |  | 4.8784e-05 | 0 | 0 | 0 | 0 | 0 | 4.8784e-05 | 0 | 4.8784e-05 | 0 | 0 | 149.8839 | 0 | 149.8839 | 1.2342e-05 | 1.084e-07 | 1.3712e-06 | 1.3803e-05 | 4.8784e-05 | 0.28294 | 1.5581e-06 | 0 | 0 | 1.5361e-05 | 4.8784e-05 | 0.31487
ElecHt-MIniMart-New | Glass-MIniMart-ElecHt-codet to al36tint-New | 30 | 6.9183e-05 | 0.00019558 | 0 | 0 | ExCOMM | 0.47693 | 0.46383 | 7.4458e-05 | 8.2664e-09 | 1.7822e-08 |  |  | 0.00015372 | 0 | 0 | 0 | 0 | 0 | 0.00015372 | 0 | 0.00015372 | 0 | 0 | 151.906 | 0 | 151.906 | 3.8372e-05 | 3.3703e-07 | 4.2631e-06 | 4.2913e-05 | 0.00015372 | 0.27917 | 4.8441e-06 | 0 | 0 | 4.7757e-05 | 0.00015372 | 0.31068
ElecHt-Restaurant-New | Glass-Restaurant-ElecHt-codet to al36tint-New | 30 | 0.00046971 | 0.00089169 | 0 | 0 | ExCOMM | 0.47693 | 0.46383 | 0.00050552 | 5.6123e-08 | 1.21e-07 |  |  | 0.00070081 | 0 | 0 | 0 | 0 | 0 | 0.00070081 | 0 | 0.00070081 | 0 | 0 | 102.0069 | 0 | 102.0069 | 0.00026052 | 2.2882e-06 | 2.8944e-05 | 0.00029135 | 0.00070081 | 0.41573 | 3.2888e-05 | 0 | 0 | 0.00032424 | 0.00070081 | 0.46266
ElecHt-Lodging-New | Glass-Lodging-ElecHt-codet to al36tint-New | 30 | 0.0098078 | 0.015781 | 0 | 0 | ExCOMM | 0.47693 | 0.46383 | 0.010556 | 1.1719e-06 | 2.5266e-06 |  |  | 0.012403 | 0 | 0 | 0 | 0 | 0 | 0.012403 | 0 | 0.012403 | 0 | 0 | 86.4566 | 0 | 86.4567 | 0.0054399 | 4.7779e-05 | 0.00060436 | 0.0060836 | 0.012403 | 0.49051 | 0.00068674 | 0 | 0 | 0.0067703 | 0.012403 | 0.54588
ElecHt-Hospital-New | Glass-Hospital-ElecHt-codet to al36tint-New | 30 | 0.00019809 | 0.00017427 | 0 | 0 | ExCOMM | 0.47693 | 0.46383 | 0.0002132 | 2.3669e-08 | 5.103e-08 |  |  | 0.00013696 | 0 | 0 | 0 | 0 | 0 | 0.00013696 | 0 | 0.00013696 | 0 | 0 | 47.2709 | 0 | 47.2709 | 0.00010987 | 9.6502e-07 | 1.2207e-05 | 0.00012287 | 0.00013696 | 0.89712 | 1.387e-05 | 0 | 0 | 0.00013674 | 0.00013696 | 0.99839
ElecHt-OtherHealth-New | Glass-OtherHealth-ElecHt-codet to al36tint-New | 30 | 0.00059604 | 0.00053851 | 0 | 0 | ExCOMM | 0.47693 | 0.46383 | 0.00064149 | 7.1219e-08 | 1.5355e-07 |  |  | 0.00042323 | 0 | 0 | 0 | 0 | 0 | 0.00042323 | 0 | 0.00042323 | 0 | 0 | 48.5464 | 0 | 48.5464 | 0.0003306 | 2.9037e-06 | 3.6729e-05 | 0.00036971 | 0.00042323 | 0.87354 | 4.1735e-05 | 0 | 0 | 0.00041145 | 0.00042323 | 0.97215
ElecHt-Other-New | Glass-Other-ElecHt-codet to al36tint-New | 30 | 0.0053292 | 0.0095184 | 0 | 0 | ExCOMM | 0.47693 | 0.46383 | 0.0057356 | 6.3676e-07 | 1.3728e-06 |  |  | 0.0074808 | 0 | 0 | 0 | 0 | 0 | 0.0074808 | 0 | 0.0074808 | 0 | 0 | 95.9714 | 0 | 95.9714 | 0.0029558 | 2.5961e-05 | 0.00032839 | 0.0033056 | 0.0074808 | 0.44188 | 0.00037315 | 0 | 0 | 0.0036787 | 0.0074808 | 0.49176
GasHt-Large Off-New | Glass-Large Off-GasHt-codet to al45tint-New | 30 | 0.0054395 | 0.0022971 | -9.956e-05 | 0 | SmComCAC | 0.17 | 0 | 0.0058543 | 0 | 3.9311e-06 |  |  | 0.0018053 | 0 | 0 | -0.0013531 | 0 | 0 | 0.0018053 | -0.0013531 | 0.00045229 | 0 | 0 | 22.6913 | -17.0064 | 5.6848 | 0.0042453 | 0 | 0.00051235 | 0.0047576 | 0.0018053 | 2.6353 | 0.0010685 | 0 | 0 | 0.0058261 | 0.00045229 | 12.8814
GasHt-Medium Off-New | Glass-Medium Off-GasHt-codet to al45tint-New | 30 | 0.0059681 | 0.0025203 | -0.00010923 | 0 | SmComCAC | 0.17 | 0 | 0.0064232 | 0 | 4.3132e-06 |  |  | 0.0019808 | 0 | 0 | -0.0014845 | 0 | 0 | 0.0019808 | -0.0014845 | 0.00049624 | 0 | 0 | 22.6913 | -17.0064 | 5.6848 | 0.0046578 | 0 | 0.00056214 | 0.00522 | 0.0019808 | 2.6353 | 0.0011723 | 0 | 0 | 0.0063923 | 0.00049624 | 12.8814
GasHt-Small Off-New | Glass-Small Off-GasHt-codet to al45tint-New | 30 | 0.013315 | 0.0035131 | 9.5164e-05 | 0 | SmComCAC | 0.17 | 0 | 0.01433 | 0 | 9.6226e-06 |  |  | 0.002761 | 0 | 0 | 0.0012933 | 0 | 0 | 0.002761 | 0.0012933 | 0.0040543 | 0 | 0 | 14.1773 | 6.6409 | 20.8181 | 0.010392 | 0 | 0.0012541 | 0.011646 | 0.002761 | 4.2179 | 0.0026155 | 0 | 0 | 0.014261 | 0.0040543 | 3.5175
GasHt-Big Box-New | Glass-Big Box-GasHt-codet to al45tint-New | 30 | 0.0019314 | 0.00042082 | -2.3179e-05 | 0 | SmComCAC | 0.17 | 0 | 0.0020787 | 0 | 1.3959e-06 |  |  | 0.00033074 | 0 | 0 | -0.00031501 | 0 | 0 | 0.00033074 | -0.00031501 | 1.5726e-05 | 0 | 0 | 11.7073 | -11.1507 | 0.55666 | 0.0015074 | 0 | 0.00018192 | 0.0016893 | 0.00033074 | 5.1078 | 0.0003794 | 0 | 0 | 0.0020687 | 1.5726e-05 | 131.5498
GasHt-Small Box-New | Glass-Small Box-GasHt-codet to al45tint-New | 30 | 0.0015924 | 0.001164 | 2.5224e-05 | 0 | SmComCAC | 0.17 | 0 | 0.0017138 | 0 | 1.1508e-06 |  |  | 0.00091479 | 0 | 0 | 0.00034281 | 0 | 0 | 0.00091479 | 0.00034281 | 0.0012576 | 0 | 0 | 39.2764 | 14.7183 | 53.9947 | 0.0012428 | 0 | 0.00014999 | 0.0013928 | 0.00091479 | 1.5225 | 0.0003128 | 0 | 0 | 0.0017056 | 0.0012576 | 1.3562
GasHt-High End-New | Glass-High End-GasHt-codet to al45tint-New | 30 | 0.0016221 | 0.0012232 | 2.6509e-05 | 0 | SmComCAC | 0.17 | 0 | 0.0017458 | 0 | 1.1723e-06 |  |  | 0.00096138 | 0 | 0 | 0.00036026 | 0 | 0 | 0.00096138 | 0.00036026 | 0.0013216 | 0 | 0 | 40.5205 | 15.1845 | 55.705 | 0.001266 | 0 | 0.00015279 | 0.0014188 | 0.00096138 | 1.4758 | 0.00031864 | 0 | 0 | 0.0017374 | 0.0013216 | 1.3146
GasHt-Anchor-New | Glass-Anchor-GasHt-codet to al45tint-New | 30 | 0.00067662 | 0.00014799 | -8.1514e-06 | 0 | SmComCAC | 0.17 | 0 | 0.00072822 | 0 | 4.89e-07 |  |  | 0.00011631 | 0 | 0 | -0.00011078 | 0 | 0 | 0.00011631 | -0.00011078 | 5.5303e-06 | 0 | 0 | 11.7524 | -11.1936 | 0.5588 | 0.00052808 | 0 | 6.3732e-05 | 0.00059181 | 0.00011631 | 5.0882 | 0.00013291 | 0 | 0 | 0.00072472 | 5.5303e-06 | 131.0452
GasHt-K-12-New | Glass-K-12-GasHt-codet to al45tint-New | 30 | -1.4453e-05 | 0.00087592 | 7.5137e-06 | 0 | SmComCAC | 0.17 | 0 | -1.5555e-05 | 0 | -1.0445e-08 |  |  | 0.00068841 | 0 | 0 | 0.00010211 | 0 | 0 | 0.00068841 | 0.00010211 | 0.00079052 | 0 | 0 | -3256.5405 | -483.0514 | -3739.5919 | -1.128e-05 | 0 | -1.3613e-06 | -1.2641e-05 | 0.00068841 | -0.018363 | -2.839e-06 | 0 | 0 | -1.548e-05 | 0.00079052 | -0.019582
GasHt-University-New | Glass-University-GasHt-codet to al45tint-New | 30 | 0.0007641 | 0.00061025 | -9.1471e-06 | 0 | SmComCAC | 0.17 | 0 | 0.00082236 | 0 | 5.5222e-07 |  |  | 0.00047962 | 0 | 0 | -0.00012431 | 0 | 0 | 0.00047962 | -0.00012431 | 0.0003553 | 0 | 0 | 42.9142 | -11.123 | 31.7912 | 0.00059634 | 0 | 7.1971e-05 | 0.00066832 | 0.00047962 | 1.3934 | 0.0001501 | 0 | 0 | 0.00081841 | 0.0003553 | 2.3034
GasHt-Warehouse-New | Glass-Warehouse-GasHt-codet to al45tint-New | 30 | 1.5194e-07 | 0.0025323 | -2.2866e-07 | 0 | SmComCAC | 0.17 | 0 | 1.6353e-07 | 0 | 1.0981e-10 |  |  | 0.0019902 | 0 | 0 | -3.1076e-06 | 0 | 0 | 0.0019902 | -3.1076e-06 | 0.0019871 | 0 | 0 | 895548.625 | -1398.3069 | 894150.3471 | 1.1858e-07 | 0 | 1.4311e-08 | 1.3289e-07 | 0.0019902 | 6.6773e-05 | 2.9846e-08 | 0 | 0 | 1.6274e-07 | 0.0019871 | 8.1897e-05
GasHt-Supermarket-New | Glass-Supermarket-GasHt-codet to al45tint-New | 30 | 2.6284e-05 | 5.3206e-05 | 2.0178e-06 | 0 | SmComCAC | 0.17 | 0 | 2.8288e-05 | 0 | 1.8995e-08 |  |  | 4.1816e-05 | 0 | 0 | 2.7422e-05 | 0 | 0 | 4.1816e-05 | 2.7422e-05 | 6.9239e-05 | 0 | 0 | 108.7711 | 71.3306 | 180.1017 | 2.0513e-05 | 0 | 2.4757e-06 | 2.2989e-05 | 4.1816e-05 | 0.54976 | 5.1631e-06 | 0 | 0 | 2.8152e-05 | 6.9239e-05 | 0.40659
GasHt-MIniMart-New | Glass-MIniMart-GasHt-codet to al45tint-New | 30 | 0.0002824 | 0.00058711 | 2.2266e-05 | 0 | SmComCAC | 0.17 | 0 | 0.00030393 | 0 | 2.0409e-07 |  |  | 0.00046143 | 0 | 0 | 0.0003026 | 0 | 0 | 0.00046143 | 0.0003026 | 0.00076403 | 0 | 0 | 111.7109 | 73.2585 | 184.9693 | 0.0002204 | 0 | 2.66e-05 | 0.000247 | 0.00046143 | 0.5353 | 5.5474e-05 | 0 | 0 | 0.00030248 | 0.00076403 | 0.3959
GasHt-Restaurant-New | Glass-Restaurant-GasHt-codet to al45tint-New | 30 | 0.0031373 | 0.0011842 | 4.0634e-05 | 0 | SmComCAC | 0.17 | 0 | 0.0033765 | 0 | 2.2673e-06 |  |  | 0.00093072 | 0 | 0 | 0.00055222 | 0 | 0 | 0.00093072 | 0.00055222 | 0.0014829 | 0 | 0 | 20.2827 | 12.0343 | 32.317 | 0.0024485 | 0 | 0.0002955 | 0.002744 | 0.00093072 | 2.9482 | 0.00061627 | 0 | 0 | 0.0033603 | 0.0014829 | 2.2659
GasHt-Lodging-New | Glass-Lodging-GasHt-codet to al45tint-New | 30 | 0.002315 | 0.001401 | 1.8132e-05 | 0 | SmComCAC | 0.17 | 0 | 0.0024915 | 0 | 1.673e-06 |  |  | 0.0011011 | 0 | 0 | 0.00024642 | 0 | 0 | 0.0011011 | 0.00024642 | 0.0013475 | 0 | 0 | 32.5188 | 7.2777 | 39.7965 | 0.0018067 | 0 | 0.00021805 | 0.0020248 | 0.0011011 | 1.8389 | 0.00045474 | 0 | 0 | 0.0024795 | 0.0013475 | 1.8401
GasHt-Hospital-New | Glass-Hospital-GasHt-codet to al45tint-New | 30 | 0.0012685 | 0.00061962 | -2.0421e-05 | 0 | SmComCAC | 0.17 | 0 | 0.0013652 | 0 | 9.1677e-07 |  |  | 0.00048698 | 0 | 0 | -0.00027753 | 0 | 0 | 0.00048698 | -0.00027753 | 0.00020945 | 0 | 0 | 26.2464 | -14.9581 | 11.2883 | 0.00099003 | 0 | 0.00011948 | 0.0011095 | 0.00048698 | 2.2783 | 0.00024918 | 0 | 0 | 0.0013587 | 0.00020945 | 6.4871
GasHt-OtherHealth-New | Glass-OtherHealth-GasHt-codet to al45tint-New | 30 | 0.0013322 | 0.00072209 | -1.63e-05 | 0 | SmComCAC | 0.17 | 0 | 0.0014338 | 0 | 9.6278e-07 |  |  | 0.00056751 | 0 | 0 | -0.00022153 | 0 | 0 | 0.00056751 | -0.00022153 | 0.00034599 | 0 | 0 | 29.1251 | -11.369 | 17.7562 | 0.0010397 | 0 | 0.00012548 | 0.0011652 | 0.00056751 | 2.0532 | 0.00026169 | 0 | 0 | 0.0014269 | 0.00034599 | 4.1241
GasHt-Other-New | Glass-Other-GasHt-codet to al45tint-New | 30 | 0.010938 | 0.009675 | 0.00012522 | 0 | SmComCAC | 0.17 | 0 | 0.011772 | 0 | 7.9051e-06 |  |  | 0.0076039 | 0 | 0 | 0.0017017 | 0 | 0 | 0.0076039 | 0.0017017 | 0.0093056 | 0 | 0 | 47.5274 | 10.6366 | 58.1641 | 0.0085368 | 0 | 0.0010303 | 0.0095671 | 0.0076039 | 1.2582 | 0.0021487 | 0 | 0 | 0.011716 | 0.0093056 | 1.259
GasHt-Large Off-New | Glass-Large Off-GasHt-codet to al40tint-New | 30 | 0.7486 | 1.0107 | -0.035593 | 0 | SmComCAC | 0.17 | 0 | 0.80568 | 0 | 0.00054102 |  |  | 0.79435 | 0 | 0 | -0.48372 | 0 | 0 | 0.79435 | -0.48372 | 0.31064 | 0 | 0 | 72.5467 | -44.1769 | 28.3698 | 0.58425 | 0 | 0.070512 | 0.65476 | 0.79435 | 0.82427 | 0.14705 | 0 | 0 | 0.80182 | 0.31064 | 2.5812
GasHt-Medium Off-New | Glass-Medium Off-GasHt-codet to al40tint-New | 30 | 0.82135 | 1.1089 | -0.039052 | 0 | SmComCAC | 0.17 | 0 | 0.88398 | 0 | 0.00059359 |  |  | 0.87154 | 0 | 0 | -0.53072 | 0 | 0 | 0.87154 | -0.53072 | 0.34082 | 0 | 0 | 72.5467 | -44.1769 | 28.3698 | 0.64103 | 0 | 0.077364 | 0.71839 | 0.87154 | 0.82427 | 0.16134 | 0 | 0 | 0.87974 | 0.34082 | 2.5812
GasHt-Small Off-New | Glass-Small Off-GasHt-codet to al40tint-New | 30 | 1.2249 | 1.0539 | -0.010151 | 0 | SmComCAC | 0.17 | 0 | 1.3183 | 0 | 0.00088524 |  |  | 0.8283 | 0 | 0 | -0.13795 | 0 | 0 | 0.8283 | -0.13795 | 0.69035 | 0 | 0 | 46.2322 | -7.6999 | 38.5323 | 0.95598 | 0 | 0.11538 | 1.0714 | 0.8283 | 1.2934 | 0.24061 | 0 | 0 | 1.312 | 0.69035 | 1.9004
GasHt-Big Box-New | Glass-Big Box-GasHt-codet to al40tint-New | 30 | 0.24665 | 0.1557 | -0.0047802 | 0 | SmComCAC | 0.17 | 0 | 0.26546 | 0 | 0.00017826 |  |  | 0.12237 | 0 | 0 | -0.064965 | 0 | 0 | 0.12237 | -0.064965 | 0.057408 | 0 | 0 | 33.92 | -18.0073 | 15.9127 | 0.1925 | 0 | 0.023232 | 0.21573 | 0.12237 | 1.7629 | 0.048451 | 0 | 0 | 0.26419 | 0.057408 | 4.6019
GasHt-Small Box-New | Glass-Small Box-GasHt-codet to al40tint-New | 30 | 0.13534 | 0.34919 | -0.0029428 | 0 | SmComCAC | 0.17 | 0 | 0.14566 | 0 | 9.7812e-05 |  |  | 0.27444 | 0 | 0 | -0.039994 | 0 | 0 | 0.27444 | -0.039994 | 0.23444 | 0 | 0 | 138.6332 | -20.2031 | 118.4301 | 0.10563 | 0 | 0.012748 | 0.11838 | 0.27444 | 0.43134 | 0.026586 | 0 | 0 | 0.14496 | 0.23444 | 0.61833
GasHt-High End-New | Glass-High End-GasHt-codet to al40tint-New | 30 | 0.13787 | 0.36697 | -0.0030927 | 0 | SmComCAC | 0.17 | 0 | 0.14838 | 0 | 9.9638e-05 |  |  | 0.28841 | 0 | 0 | -0.042031 | 0 | 0 | 0.28841 | -0.042031 | 0.24638 | 0 | 0 | 143.0246 | -20.843 | 122.1815 | 0.1076 | 0 | 0.012986 | 0.12059 | 0.28841 | 0.4181 | 0.027082 | 0 | 0 | 0.14767 | 0.24638 | 0.59934
GasHt-Anchor-New | Glass-Anchor-GasHt-codet to al40tint-New | 30 | 0.10275 | 0.065116 | -0.0019991 | 0 | SmComCAC | 0.17 | 0 | 0.11059 | 0 | 7.4261e-05 |  |  | 0.051177 | 0 | 0 | -0.027168 | 0 | 0 | 0.051177 | -0.027168 | 0.024008 | 0 | 0 | 34.0507 | -18.0767 | 15.974 | 0.080196 | 0 | 0.0096786 | 0.089874 | 0.051177 | 1.7562 | 0.020185 | 0 | 0 | 0.11006 | 0.024008 | 4.5842
GasHt-K-12-New | Glass-K-12-GasHt-codet to al40tint-New | 30 | 0.0071606 | 0.26278 | -0.0022146 | 0 | SmComCAC | 0.17 | 0 | 0.0077066 | 0 | 5.175e-06 |  |  | 0.20652 | 0 | 0 | -0.030097 | 0 | 0 | 0.20652 | -0.030097 | 0.17643 | 0 | 0 | 1971.8502 | -287.3585 | 1684.4918 | 0.0055885 | 0 | 0.00067447 | 0.006263 | 0.20652 | 0.030326 | 0.0014066 | 0 | 0 | 0.0076696 | 0.17643 | 0.043472
GasHt-University-New | Glass-University-GasHt-codet to al40tint-New | 30 | 0.12203 | 0.26851 | -0.007209 | 0 | SmComCAC | 0.17 | 0 | 0.13134 | 0 | 8.8194e-05 |  |  | 0.21103 | 0 | 0 | -0.097972 | 0 | 0 | 0.21103 | -0.097972 | 0.11306 | 0 | 0 | 118.2294 | -54.8886 | 63.3408 | 0.095241 | 0 | 0.011494 | 0.10674 | 0.21103 | 0.50578 | 0.023972 | 0 | 0 | 0.13071 | 0.11306 | 1.1561
GasHt-Warehouse-New | Glass-Warehouse-GasHt-codet to al40tint-New | 30 | 1.5194e-05 | 0.7597 | -2.2866e-05 | 0 | SmComCAC | 0.17 | 0 | 1.6353e-05 | 0 | 1.0981e-08 |  |  | 0.59707 | 0 | 0 | -0.00031076 | 0 | 0 | 0.59707 | -0.00031076 | 0.59676 | 0 | 0 | 2686646 | -1398.3068 | 2685247.6553 | 1.1858e-05 | 0 | 1.4311e-06 | 1.3289e-05 | 0.59707 | 2.2258e-05 | 2.9846e-06 | 0 | 0 | 1.6274e-05 | 0.59676 | 2.7271e-05
GasHt-Supermarket-New | Glass-Supermarket-GasHt-codet to al40tint-New | 30 | 0.0056611 | 0.015962 | -4.8043e-07 | 0 | SmComCAC | 0.17 | 0 | 0.0060928 | 0 | 4.0913e-06 |  |  | 0.012545 | 0 | 0 | -6.5292e-06 | 0 | 0 | 0.012545 | -6.5292e-06 | 0.012538 | 0 | 0 | 151.5026 | -0.078852 | 151.4237 | 0.0044182 | 0 | 0.00053323 | 0.0049515 | 0.012545 | 0.3947 | 0.001112 | 0 | 0 | 0.0060635 | 0.012538 | 0.4836
GasHt-MIniMart-New | Glass-MIniMart-GasHt-codet to al40tint-New | 30 | 0.060825 | 0.17613 | -5.3014e-06 | 0 | SmComCAC | 0.17 | 0 | 0.065463 | 0 | 4.3958e-05 |  |  | 0.13843 | 0 | 0 | -7.2047e-05 | 0 | 0 | 0.13843 | -7.2047e-05 | 0.13836 | 0 | 0 | 155.5973 | -0.080983 | 155.5163 | 0.047471 | 0 | 0.0057292 | 0.0532 | 0.13843 | 0.38432 | 0.011948 | 0 | 0 | 0.065148 | 0.13836 | 0.47087
GasHt-Restaurant-New | Glass-Restaurant-GasHt-codet to al40tint-New | 30 | 0.31373 | 0.35527 | -0.00074851 | 0 | SmComCAC | 0.17 | 0 | 0.33765 | 0 | 0.00022673 |  |  | 0.27922 | 0 | 0 | -0.010173 | 0 | 0 | 0.27922 | -0.010173 | 0.26904 | 0 | 0 | 60.8481 | -2.2169 | 58.6312 | 0.24485 | 0 | 0.02955 | 0.2744 | 0.27922 | 0.98275 | 0.061627 | 0 | 0 | 0.33603 | 0.26904 | 1.249
GasHt-Lodging-New | Glass-Lodging-GasHt-codet to al40tint-New | 30 | 0.23629 | 0.4203 | -0.0047861 | 0 | SmComCAC | 0.17 | 0 | 0.25431 | 0 | 0.00017077 |  |  | 0.33033 | 0 | 0 | -0.065045 | 0 | 0 | 0.33033 | -0.065045 | 0.26528 | 0 | 0 | 95.5781 | -18.8202 | 76.7578 | 0.18441 | 0 | 0.022256 | 0.20667 | 0.33033 | 0.62565 | 0.046416 | 0 | 0 | 0.25309 | 0.26528 | 0.95402
GasHt-Hospital-New | Glass-Hospital-GasHt-codet to al40tint-New | 30 | 0.19503 | 0.27263 | -0.0089034 | 0 | SmComCAC | 0.17 | 0 | 0.2099 | 0 | 0.00014095 |  |  | 0.21427 | 0 | 0 | -0.121 | 0 | 0 | 0.21427 | -0.121 | 0.093271 | 0 | 0 | 75.1142 | -42.4174 | 32.6968 | 0.15221 | 0 | 0.01837 | 0.17058 | 0.21427 | 0.7961 | 0.038311 | 0 | 0 | 0.20889 | 0.093271 | 2.2396
GasHt-OtherHealth-New | Glass-OtherHealth-GasHt-codet to al40tint-New | 30 | 0.1575 | 0.21663 | -0.0065202 | 0 | SmComCAC | 0.17 | 0 | 0.16951 | 0 | 0.00011383 |  |  | 0.17025 | 0 | 0 | -0.088612 | 0 | 0 | 0.17025 | -0.088612 | 0.081643 | 0 | 0 | 73.9037 | -38.4643 | 35.4394 | 0.12292 | 0 | 0.014835 | 0.13776 | 0.17025 | 0.80914 | 0.030939 | 0 | 0 | 0.1687 | 0.081643 | 2.0663
GasHt-Other-New | Glass-Other-GasHt-codet to al40tint-New | 30 | 1.377 | 3.5798 | -0.040764 | 0 | SmComCAC | 0.17 | 0 | 1.482 | 0 | 0.00099514 |  |  | 2.8134 | 0 | 0 | -0.55399 | 0 | 0 | 2.8134 | -0.55399 | 2.2594 | 0 | 0 | 139.691 | -27.5065 | 112.1845 | 1.0747 | 0 | 0.1297 | 1.2044 | 2.8134 | 0.42808 | 0.27049 | 0 | 0 | 1.4749 | 2.2594 | 0.65275
GasHt-Large Off-New | Glass-Large Off-GasHt-codet to al36tint-New | 30 | 0.0050903 | 0.020674 | -0.00037128 | 0 | SmComCAC | 0.17 | 0 | 0.0054785 | 0 | 3.6788e-06 |  |  | 0.016248 | 0 | 0 | -0.0050458 | 0 | 0 | 0.016248 | -0.0050458 | 0.011202 | 0 | 0 | 218.2294 | -67.7699 | 150.4594 | 0.0039728 | 0 | 0.00047946 | 0.0044522 | 0.016248 | 0.27402 | 0.00099992 | 0 | 0 | 0.0054522 | 0.011202 | 0.4867
GasHt-Medium Off-New | Glass-Medium Off-GasHt-codet to al36tint-New | 30 | 0.005585 | 0.022683 | -0.00040736 | 0 | SmComCAC | 0.17 | 0 | 0.0060109 | 0 | 4.0363e-06 |  |  | 0.017827 | 0 | 0 | -0.0055361 | 0 | 0 | 0.017827 | -0.0055361 | 0.012291 | 0 | 0 | 218.2294 | -67.7699 | 150.4594 | 0.0043588 | 0 | 0.00052606 | 0.0048849 | 0.017827 | 0.27402 | 0.0010971 | 0 | 0 | 0.005982 | 0.012291 | 0.4867
GasHt-Small Off-New | Glass-Small Off-GasHt-codet to al36tint-New | 30 | 0.011716 | 0.031617 | -0.0002728 | 0 | SmComCAC | 0.17 | 0 | 0.01261 | 0 | 8.4673e-06 |  |  | 0.024849 | 0 | 0 | -0.0037075 | 0 | 0 | 0.024849 | -0.0037075 | 0.021142 | 0 | 0 | 145.0046 | -21.6347 | 123.3699 | 0.009144 | 0 | 0.0011036 | 0.010248 | 0.024849 | 0.41239 | 0.0023015 | 0 | 0 | 0.012549 | 0.021142 | 0.59357
GasHt-Big Box-New | Glass-Big Box-GasHt-codet to al36tint-New | 30 | 0.0020676 | 0.0037874 | -5.1678e-05 | 0 | SmComCAC | 0.17 | 0 | 0.0022252 | 0 | 1.4942e-06 |  |  | 0.0029766 | 0 | 0 | -0.00070232 | 0 | 0 | 0.0029766 | -0.00070232 | 0.0022743 | 0 | 0 | 98.4284 | -23.2236 | 75.2048 | 0.0016137 | 0 | 0.00019475 | 0.0018084 | 0.0029766 | 0.60753 | 0.00040615 | 0 | 0 | 0.0022145 | 0.0022743 | 0.97372
GasHt-Small Box-New | Glass-Small Box-GasHt-codet to al36tint-New | 30 | 0.0011948 | 0.010476 | -7.3571e-05 | 0 | SmComCAC | 0.17 | 0 | 0.0012859 | 0 | 8.6349e-07 |  |  | 0.0082331 | 0 | 0 | -0.00099985 | 0 | 0 | 0.0082331 | -0.00099985 | 0.0072333 | 0 | 0 | 471.1138 | -57.213 | 413.9008 | 0.00093249 | 0 | 0.00011254 | 0.001045 | 0.0082331 | 0.12693 | 0.0002347 | 0 | 0 | 0.0012797 | 0.0072333 | 0.17692
GasHt-High End-New | Glass-High End-GasHt-codet to al36tint-New | 30 | 0.0012171 | 0.011009 | -7.7317e-05 | 0 | SmComCAC | 0.17 | 0 | 0.0013099 | 0 | 8.796e-07 |  |  | 0.0086524 | 0 | 0 | -0.0010508 | 0 | 0 | 0.0086524 | -0.0010508 | 0.0076017 | 0 | 0 | 486.037 | -59.0253 | 427.0117 | 0.00094989 | 0 | 0.00011464 | 0.0010645 | 0.0086524 | 0.12303 | 0.00023908 | 0 | 0 | 0.0013036 | 0.0076017 | 0.17149
GasHt-Anchor-New | Glass-Anchor-GasHt-codet to al36tint-New | 30 | 0.00072431 | 0.0013319 | -1.8174e-05 | 0 | SmComCAC | 0.17 | 0 | 0.00077954 | 0 | 5.2346e-07 |  |  | 0.0010468 | 0 | 0 | -0.00024698 | 0 | 0 | 0.0010468 | -0.00024698 | 0.00079981 | 0 | 0 | 98.8077 | -23.3131 | 75.4945 | 0.0005653 | 0 | 6.8224e-05 | 0.00063352 | 0.0010468 | 0.6052 | 0.00014228 | 0 | 0 | 0.0007758 | 0.00079981 | 0.96998
GasHt-K-12-New | Glass-K-12-GasHt-codet to al36tint-New | 30 | 0.00012876 | 0.0078833 | -4.6664e-05 | 0 | SmComCAC | 0.17 | 0 | 0.00013858 | 0 | 9.3055e-08 |  |  | 0.0061957 | 0 | 0 | -0.00063418 | 0 | 0 | 0.0061957 | -0.00063418 | 0.0055615 | 0 | 0 | 3289.7705 | -336.7351 | 2953.0355 | 0.00010049 | 0 | 1.2128e-05 | 0.00011262 | 0.0061957 | 0.018177 | 2.5293e-05 | 0 | 0 | 0.00013791 | 0.0055615 | 0.024798
GasHt-University-New | Glass-University-GasHt-codet to al36tint-New | 30 | 0.00090486 | 0.0054923 | -8.3096e-05 | 0 | SmComCAC | 0.17 | 0 | 0.00097385 | 0 | 6.5394e-07 |  |  | 0.0043165 | 0 | 0 | -0.0011293 | 0 | 0 | 0.0043165 | -0.0011293 | 0.0031872 | 0 | 0 | 326.146 | -85.3265 | 240.8195 | 0.0007062 | 0 | 8.523e-05 | 0.00079143 | 0.0043165 | 0.18335 | 0.00017775 | 0 | 0 | 0.00096918 | 0.0031872 | 0.30408
GasHt-Warehouse-New | Glass-Warehouse-GasHt-codet to al36tint-New | 30 | 1.5194e-07 | 0.022791 | -2.2866e-07 | 0 | SmComCAC | 0.17 | 0 | 1.6353e-07 | 0 | 1.0981e-10 |  |  | 0.017912 | 0 | 0 | -3.1076e-06 | 0 | 0 | 0.017912 | -3.1076e-06 | 0.017909 | 0 | 0 | 8059938 | -1398.3069 | 8058539.5795 | 1.1858e-07 | 0 | 1.4311e-08 | 1.3289e-07 | 0.017912 | 7.4192e-06 | 2.9846e-08 | 0 | 0 | 1.6274e-07 | 0.017909 | 9.0871e-06
GasHt-Supermarket-New | Glass-Supermarket-GasHt-codet to al36tint-New | 30 | 8.6837e-05 | 0.00047885 | -1.6335e-06 | 0 | SmComCAC | 0.17 | 0 | 9.3459e-05 | 0 | 6.2758e-08 |  |  | 0.00037635 | 0 | 0 | -2.2199e-05 | 0 | 0 | 0.00037635 | -2.2199e-05 | 0.00035415 | 0 | 0 | 296.3031 | -17.4778 | 278.8253 | 6.7773e-05 | 0 | 8.1793e-06 | 7.5952e-05 | 0.00037635 | 0.20182 | 1.7058e-05 | 0 | 0 | 9.301e-05 | 0.00035415 | 0.26263
GasHt-MIniMart-New | Glass-MIniMart-GasHt-codet to al36tint-New | 30 | 0.00093301 | 0.005284 | -1.8025e-05 | 0 | SmComCAC | 0.17 | 0 | 0.0010042 | 0 | 6.7429e-07 |  |  | 0.0041529 | 0 | 0 | -0.00024496 | 0 | 0 | 0.0041529 | -0.00024496 | 0.0039079 | 0 | 0 | 304.3113 | -17.9501 | 286.3611 | 0.00072817 | 0 | 8.7881e-05 | 0.00081605 | 0.0041529 | 0.1965 | 0.00018328 | 0 | 0 | 0.00099933 | 0.0039079 | 0.25572
GasHt-Restaurant-New | Glass-Restaurant-GasHt-codet to al36tint-New | 30 | 0.0032818 | 0.010658 | -4.4911e-05 | 0 | SmComCAC | 0.17 | 0 | 0.0035321 | 0 | 2.3718e-06 |  |  | 0.0083765 | 0 | 0 | -0.00061035 | 0 | 0 | 0.0083765 | -0.00061035 | 0.0077661 | 0 | 0 | 174.5016 | -12.7151 | 161.7865 | 0.0025613 | 0 | 0.00030912 | 0.0028705 | 0.0083765 | 0.34268 | 0.00064467 | 0 | 0 | 0.0035151 | 0.0077661 | 0.45262
GasHt-Lodging-New | Glass-Lodging-GasHt-codet to al36tint-New | 30 | 0.0024603 | 0.012609 | -0.00010352 | 0 | SmComCAC | 0.17 | 0 | 0.0026479 | 0 | 1.778e-06 |  |  | 0.0099098 | 0 | 0 | -0.0014069 | 0 | 0 | 0.0099098 | -0.0014069 | 0.0085029 | 0 | 0 | 275.3847 | -39.0968 | 236.288 | 0.0019201 | 0 | 0.00023174 | 0.0021519 | 0.0099098 | 0.21714 | 0.00048329 | 0 | 0 | 0.0026352 | 0.0085029 | 0.30991
GasHt-Hospital-New | Glass-Hospital-GasHt-codet to al36tint-New | 30 | 0.0014139 | 0.0055766 | -9.4834e-05 | 0 | SmComCAC | 0.17 | 0 | 0.0015217 | 0 | 1.0218e-06 |  |  | 0.0043828 | 0 | 0 | -0.0012888 | 0 | 0 | 0.0043828 | -0.0012888 | 0.003094 | 0 | 0 | 211.927 | -62.3199 | 149.6071 | 0.0011035 | 0 | 0.00013318 | 0.0012367 | 0.0043828 | 0.28217 | 0.00027774 | 0 | 0 | 0.0015144 | 0.003094 | 0.48947
GasHt-OtherHealth-New | Glass-OtherHealth-GasHt-codet to al36tint-New | 30 | 0.0017753 | 0.0064988 | -0.00010432 | 0 | SmComCAC | 0.17 | 0 | 0.0019107 | 0 | 1.283e-06 |  |  | 0.0051076 | 0 | 0 | -0.0014178 | 0 | 0 | 0.0051076 | -0.0014178 | 0.0036898 | 0 | 0 | 196.6958 | -54.5991 | 142.0966 | 0.0013856 | 0 | 0.00016722 | 0.0015528 | 0.0051076 | 0.30401 | 0.00034874 | 0 | 0 | 0.0019015 | 0.0036898 | 0.51534
GasHt-Other-New | Glass-Other-GasHt-codet to al36tint-New | 30 | 0.011625 | 0.087075 | -0.00071491 | 0 | SmComCAC | 0.17 | 0 | 0.012511 | 0 | 8.4013e-06 |  |  | 0.068435 | 0 | 0 | -0.0097158 | 0 | 0 | 0.068435 | -0.0097158 | 0.058719 | 0 | 0 | 402.4854 | -57.1414 | 345.344 | 0.0090726 | 0 | 0.001095 | 0.010168 | 0.068435 | 0.14857 | 0.0022835 | 0 | 0 | 0.012451 | 0.058719 | 0.21204
HtPmpHt-Large Off-New | Glass-Large Off-HtPmpHt-codet to al45tint-New | 30 | 0.0043435 | 0.0012433 | 0 | 0 | ExCOMM | 0.47693 | 0.46383 | 0.0046746 | 5.1898e-07 | 1.1189e-06 |  |  | 0.00097716 | 0 | 0 | 0 | 0 | 0 | 0.00097716 | 0 | 0.00097716 | 0 | 0 | 15.3811 | 0 | 15.3811 | 0.0024091 | 2.1159e-05 | 0.00026765 | 0.0026941 | 0.00097716 | 2.7571 | 0.00030413 | 0 | 0 | 0.0029983 | 0.00097716 | 3.0683
HtPmpHt-Medium Off-New | Glass-Medium Off-HtPmpHt-codet to al45tint-New | 30 | 0.0045906 | 0.0013141 | 0 | 0 | ExCOMM | 0.47693 | 0.46383 | 0.0049406 | 5.4851e-07 | 1.1826e-06 |  |  | 0.0010328 | 0 | 0 | 0 | 0 | 0 | 0.0010328 | 0 | 0.0010328 | 0 | 0 | 15.3811 | 0 | 15.3811 | 0.0025462 | 2.2363e-05 | 0.00028287 | 0.0028474 | 0.0010328 | 2.7571 | 0.00032143 | 0 | 0 | 0.0031688 | 0.0010328 | 3.0683
HtPmpHt-Small Off-New | Glass-Small Off-HtPmpHt-codet to al45tint-New | 30 | 0.0044579 | 0.0014442 | 0 | 0 | ExCOMM | 0.47693 | 0.46383 | 0.0047978 | 5.3265e-07 | 1.1484e-06 |  |  | 0.0011351 | 0 | 0 | 0 | 0 | 0 | 0.0011351 | 0 | 0.0011351 | 0 | 0 | 17.408 | 0 | 17.408 | 0.0024726 | 2.1717e-05 | 0.0002747 | 0.0027651 | 0.0011351 | 2.4361 | 0.00031214 | 0 | 0 | 0.0030772 | 0.0011351 | 2.7111
HtPmpHt-Big Box-New | Glass-Big Box-HtPmpHt-codet to al45tint-New | 30 | 0.00068205 | 0.0001133 | 0 | 0 | ExCOMM | 0.47693 | 0.46383 | 0.00073406 | 8.1496e-08 | 1.757e-07 |  |  | 8.9045e-05 | 0 | 0 | 0 | 0 | 0 | 8.9045e-05 | 0 | 8.9045e-05 | 0 | 0 | 8.9258 | 0 | 8.9258 | 0.0003783 | 3.3227e-06 | 4.2028e-05 | 0.00042306 | 8.9045e-05 | 4.7511 | 4.7757e-05 | 0 | 0 | 0.00047082 | 8.9045e-05 | 5.2874
HtPmpHt-Small Box-New | Glass-Small Box-HtPmpHt-codet to al45tint-New | 30 | 0.00019214 | 0.00023858 | 0 | 0 | ExCOMM | 0.47693 | 0.46383 | 0.00020679 | 2.2958e-08 | 4.9497e-08 |  |  | 0.00018751 | 0 | 0 | 0 | 0 | 0 | 0.00018751 | 0 | 0.00018751 | 0 | 0 | 66.7199 | 0 | 66.7199 | 0.00010657 | 9.3603e-07 | 1.184e-05 | 0.00011918 | 0.00018751 | 0.6356 | 1.3454e-05 | 0 | 0 | 0.00013263 | 0.00018751 | 0.70735
HtPmpHt-High End-New | Glass-High End-HtPmpHt-codet to al45tint-New | 30 | 0.00011716 | 0.00015349 | 0 | 0 | ExCOMM | 0.47693 | 0.46383 | 0.0001261 | 1.4e-08 | 3.0183e-08 |  |  | 0.00012063 | 0 | 0 | 0 | 0 | 0 | 0.00012063 | 0 | 0.00012063 | 0 | 0 | 70.3913 | 0 | 70.3913 | 6.4986e-05 | 5.7077e-07 | 7.2198e-06 | 7.2675e-05 | 0.00012063 | 0.60245 | 8.2038e-06 | 0 | 0 | 8.0878e-05 | 0.00012063 | 0.67046
HtPmpHt-Anchor-New | Glass-Anchor-HtPmpHt-codet to al45tint-New | 30 | 0.00050547 | 8.4213e-05 | 0 | 0 | ExCOMM | 0.47693 | 0.46383 | 0.00054401 | 6.0397e-08 | 1.3021e-07 |  |  | 6.6185e-05 | 0 | 0 | 0 | 0 | 0 | 6.6185e-05 | 0 | 6.6185e-05 | 0 | 0 | 8.952 | 0 | 8.952 | 0.00028036 | 2.4624e-06 | 3.1147e-05 | 0.00031353 | 6.6185e-05 | 4.7372 | 3.5393e-05 | 0 | 0 | 0.00034892 | 6.6185e-05 | 5.2719
HtPmpHt-K-12-New | Glass-K-12-HtPmpHt-codet to al45tint-New | 30 | -2.769e-05 | 0.00011574 | 0 | 0 | ExCOMM | 0.47693 | 0.46383 | -2.9801e-05 | -3.3085e-09 | -7.1331e-09 |  |  | 9.0963e-05 | 0 | 0 | 0 | 0 | 0 | 9.0963e-05 | 0 | 9.0963e-05 | 0 | 0 | -224.5953 | 0 | -224.5953 | -1.5358e-05 | -1.3489e-07 | -1.7063e-06 | -1.7175e-05 | 9.0963e-05 | -0.18882 | -1.9388e-06 | 0 | 0 | -1.9114e-05 | 9.0963e-05 | -0.21013
HtPmpHt-University-New | Glass-University-HtPmpHt-codet to al45tint-New | 30 | 0.00011426 | 6.9614e-05 | 0 | 0 | ExCOMM | 0.47693 | 0.46383 | 0.00012297 | 1.3652e-08 | 2.9434e-08 |  |  | 5.4712e-05 | 0 | 0 | 0 | 0 | 0 | 5.4712e-05 | 0 | 5.4712e-05 | 0 | 0 | 32.7377 | 0 | 32.7377 | 6.3373e-05 | 5.5661e-07 | 7.0407e-06 | 7.0872e-05 | 5.4712e-05 | 1.2954 | 8.0003e-06 | 0 | 0 | 7.8872e-05 | 5.4712e-05 | 1.4416
HtPmpHt-Warehouse-New | Glass-Warehouse-HtPmpHt-codet to al45tint-New | 30 | 7.3014e-08 | 0.00028082 | 0 | 0 | ExCOMM | 0.47693 | 0.46383 | 7.8581e-08 | 8.7241e-12 | 1.8809e-11 |  |  | 0.00022071 | 0 | 0 | 0 | 0 | 0 | 0.00022071 | 0 | 0.00022071 | 0 | 0 | 206665.0781 | 0 | 206665.074 | 4.0497e-08 | 3.5569e-10 | 4.4992e-09 | 4.5289e-08 | 0.00022071 | 0.0002052 | 5.1124e-09 | 0 | 0 | 5.0401e-08 | 0.00022071 | 0.00022836
HtPmpHt-Supermarket-New | Glass-Supermarket-HtPmpHt-codet to al45tint-New | 30 | -6.7206e-06 | 1.3694e-05 | 0 | 0 | ExCOMM | 0.47693 | 0.46383 | -7.233e-06 | -8.0302e-10 | -1.7313e-09 |  |  | 1.0763e-05 | 0 | 0 | 0 | 0 | 0 | 1.0763e-05 | 0 | 1.0763e-05 | 0 | 0 | -109.4893 | 0 | -109.4893 | -3.7276e-06 | -3.274e-08 | -4.1413e-07 | -4.1686e-06 | 1.0763e-05 | -0.38732 | -4.7057e-07 | 0 | 0 | -4.6392e-06 | 1.0763e-05 | -0.43104
HtPmpHt-MIniMart-New | Glass-MIniMart-HtPmpHt-codet to al45tint-New | 30 | -1.7376e-05 | 3.4493e-05 | 0 | 0 | ExCOMM | 0.47693 | 0.46383 | -1.8701e-05 | -2.0762e-09 | -4.4762e-09 |  |  | 2.7109e-05 | 0 | 0 | 0 | 0 | 0 | 2.7109e-05 | 0 | 2.7109e-05 | 0 | 0 | -106.6638 | 0 | -106.6638 | -9.6376e-06 | -8.4648e-08 | -1.0707e-06 | -1.0778e-05 | 2.7109e-05 | -0.39758 | -1.2167e-06 | 0 | 0 | -1.1995e-05 | 2.7109e-05 | -0.44246
HtPmpHt-Restaurant-New | Glass-Restaurant-HtPmpHt-codet to al45tint-New | 30 | 0.00026901 | 0.000153 | 0 | 0 | ExCOMM | 0.47693 | 0.46383 | 0.00028952 | 3.2143e-08 | 6.9298e-08 |  |  | 0.00012025 | 0 | 0 | 0 | 0 | 0 | 0.00012025 | 0 | 0.00012025 | 0 | 0 | 30.5609 | 0 | 30.5609 | 0.00014921 | 1.3105e-06 | 1.6576e-05 | 0.00016686 | 0.00012025 | 1.3876 | 1.8836e-05 | 0 | 0 | 0.00018569 | 0.00012025 | 1.5443
HtPmpHt-Lodging-New | Glass-Lodging-HtPmpHt-codet to al45tint-New | 30 | 0.0012091 | 0.00091855 | 0 | 0 | ExCOMM | 0.47693 | 0.46383 | 0.0013013 | 1.4447e-07 | 3.1147e-07 |  |  | 0.00072192 | 0 | 0 | 0 | 0 | 0 | 0.00072192 | 0 | 0.00072192 | 0 | 0 | 40.8212 | 0 | 40.8212 | 0.00067062 | 5.8901e-06 | 7.4505e-05 | 0.00074997 | 0.00072192 | 1.0389 | 8.466e-05 | 0 | 0 | 0.00083463 | 0.00072192 | 1.1561
HtPmpHt-Hospital-New | Glass-Hospital-HtPmpHt-codet to al45tint-New | 30 | 1.8737e-05 | 6.4544e-06 | 0 | 0 | ExCOMM | 0.47693 | 0.46383 | 2.0166e-05 | 2.2389e-09 | 4.8269e-09 |  |  | 5.0727e-06 | 0 | 0 | 0 | 0 | 0 | 5.0727e-06 | 0 | 5.0727e-06 | 0 | 0 | 18.5091 | 0 | 18.5091 | 1.0393e-05 | 9.1281e-08 | 1.1546e-06 | 1.1622e-05 | 5.0727e-06 | 2.2912 | 1.312e-06 | 0 | 0 | 1.2934e-05 | 5.0727e-06 | 2.5498
HtPmpHt-OtherHealth-New | Glass-OtherHealth-HtPmpHt-codet to al45tint-New | 30 | 0.0002196 | 9.0331e-05 | 0 | 0 | ExCOMM | 0.47693 | 0.46383 | 0.00023634 | 2.6239e-08 | 5.6571e-08 |  |  | 7.0994e-05 | 0 | 0 | 0 | 0 | 0 | 7.0994e-05 | 0 | 7.0994e-05 | 0 | 0 | 22.1026 | 0 | 22.1026 | 0.0001218 | 1.0698e-06 | 1.3532e-05 | 0.00013621 | 7.0994e-05 | 1.9187 | 1.5376e-05 | 0 | 0 | 0.00015159 | 7.0994e-05 | 2.1352
HtPmpHt-Other-New | Glass-Other-HtPmpHt-codet to al45tint-New | 30 | 0.0013326 | 0.0016773 | 0 | 0 | ExCOMM | 0.47693 | 0.46383 | 0.0014343 | 1.5923e-07 | 3.433e-07 |  |  | 0.0013183 | 0 | 0 | 0 | 0 | 0 | 0.0013183 | 0 | 0.0013183 | 0 | 0 | 67.6313 | 0 | 67.6313 | 0.00073915 | 6.492e-06 | 8.2118e-05 | 0.00082661 | 0.0013183 | 0.62704 | 9.3311e-05 | 0 | 0 | 0.00091992 | 0.0013183 | 0.69782
HtPmpHt-Large Off-New | Glass-Large Off-HtPmpHt-codet to al40tint-New | 30 | 0.90543 | 0.54706 | 0 | 0 | ExCOMM | 0.47693 | 0.46383 | 0.97447 | 0.00010819 | 0.00023325 |  |  | 0.42995 | 0 | 0 | 0 | 0 | 0 | 0.42995 | 0 | 0.42995 | 0 | 0 | 32.4653 | 0 | 32.4653 | 0.5022 | 0.0044109 | 0.055793 | 0.56162 | 0.42995 | 1.3062 | 0.063398 | 0 | 0 | 0.62502 | 0.42995 | 1.4537
HtPmpHt-Medium Off-New | Glass-Medium Off-HtPmpHt-codet to al40tint-New | 30 | 0.95694 | 0.57818 | 0 | 0 | ExCOMM | 0.47693 | 0.46383 | 1.0299 | 0.00011434 | 0.00024652 |  |  | 0.45441 | 0 | 0 | 0 | 0 | 0 | 0.45441 | 0 | 0.45441 | 0 | 0 | 32.4653 | 0 | 32.4653 | 0.53077 | 0.0046618 | 0.058967 | 0.59357 | 0.45441 | 1.3062 | 0.067005 | 0 | 0 | 0.66057 | 0.45441 | 1.4537
HtPmpHt-Small Off-New | Glass-Small Off-HtPmpHt-codet to al40tint-New | 30 | 0.61192 | 0.43327 | 0 | 0 | ExCOMM | 0.47693 | 0.46383 | 0.65858 | 7.3116e-05 | 0.00015763 |  |  | 0.34052 | 0 | 0 | 0 | 0 | 0 | 0.34052 | 0 | 0.34052 | 0 | 0 | 38.0454 | 0 | 38.0454 | 0.3394 | 0.002981 | 0.037707 | 0.37956 | 0.34052 | 1.1147 | 0.042846 | 0 | 0 | 0.42241 | 0.34052 | 1.2405
HtPmpHt-Big Box-New | Glass-Big Box-HtPmpHt-codet to al40tint-New | 30 | 0.099825 | 0.041921 | 0 | 0 | ExCOMM | 0.47693 | 0.46383 | 0.10744 | 1.1928e-05 | 2.5716e-05 |  |  | 0.032947 | 0 | 0 | 0 | 0 | 0 | 0.032947 | 0 | 0.032947 | 0 | 0 | 22.5646 | 0 | 22.5646 | 0.055368 | 0.0004863 | 0.0061513 | 0.061919 | 0.032947 | 1.8794 | 0.0069897 | 0 | 0 | 0.068909 | 0.032947 | 2.0915
HtPmpHt-Small Box-New | Glass-Small Box-HtPmpHt-codet to al40tint-New | 30 | 0.043404 | 0.071574 | 0 | 0 | ExCOMM | 0.47693 | 0.46383 | 0.046714 | 5.1862e-06 | 1.1181e-05 |  |  | 0.056252 | 0 | 0 | 0 | 0 | 0 | 0.056252 | 0 | 0.056252 | 0 | 0 | 88.6059 | 0 | 88.6059 | 0.024074 | 0.00021145 | 0.0026746 | 0.026923 | 0.056252 | 0.47861 | 0.0030391 | 0 | 0 | 0.029962 | 0.056252 | 0.53263
HtPmpHt-High End-New | Glass-High End-HtPmpHt-codet to al40tint-New | 30 | 0.027376 | 0.046047 | 0 | 0 | ExCOMM | 0.47693 | 0.46383 | 0.029463 | 3.271e-06 | 7.0522e-06 |  |  | 0.036189 | 0 | 0 | 0 | 0 | 0 | 0.036189 | 0 | 0.036189 | 0 | 0 | 90.3795 | 0 | 90.3795 | 0.015184 | 0.00013336 | 0.0016869 | 0.016981 | 0.036189 | 0.46922 | 0.0019168 | 0 | 0 | 0.018897 | 0.036189 | 0.52218
HtPmpHt-Anchor-New | Glass-Anchor-HtPmpHt-codet to al40tint-New | 30 | 0.08801 | 0.037054 | 0 | 0 | ExCOMM | 0.47693 | 0.46383 | 0.094721 | 1.0516e-05 | 2.2672e-05 |  |  | 0.029121 | 0 | 0 | 0 | 0 | 0 | 0.029121 | 0 | 0.029121 | 0 | 0 | 22.6223 | 0 | 22.6223 | 0.048815 | 0.00042875 | 0.0054232 | 0.054591 | 0.029121 | 1.8746 | 0.0061624 | 0 | 0 | 0.060753 | 0.029121 | 2.0862
HtPmpHt-K-12-New | Glass-K-12-HtPmpHt-codet to al40tint-New | 30 | 0.0085445 | 0.034722 | 0 | 0 | ExCOMM | 0.47693 | 0.46383 | 0.0091961 | 1.021e-06 | 2.2011e-06 |  |  | 0.027289 | 0 | 0 | 0 | 0 | 0 | 0.027289 | 0 | 0.027289 | 0 | 0 | 218.3506 | 0 | 218.3506 | 0.0047392 | 4.1625e-05 | 0.00052652 | 0.0053 | 0.027289 | 0.19422 | 0.00059828 | 0 | 0 | 0.0058983 | 0.027289 | 0.21614
HtPmpHt-University-New | Glass-University-HtPmpHt-codet to al40tint-New | 30 | 0.035274 | 0.03063 | 0 | 0 | ExCOMM | 0.47693 | 0.46383 | 0.037964 | 4.2148e-06 | 9.0869e-06 |  |  | 0.024073 | 0 | 0 | 0 | 0 | 0 | 0.024073 | 0 | 0.024073 | 0 | 0 | 46.6583 | 0 | 46.6583 | 0.019565 | 0.00017184 | 0.0021736 | 0.02188 | 0.024073 | 0.90889 | 0.0024699 | 0 | 0 | 0.02435 | 0.024073 | 1.0115
HtPmpHt-Warehouse-New | Glass-Warehouse-HtPmpHt-codet to al40tint-New | 30 | 7.3014e-06 | 0.084247 | 0 | 0 | ExCOMM | 0.47693 | 0.46383 | 7.8581e-06 | 8.7241e-10 | 1.8809e-09 |  |  | 0.066212 | 0 | 0 | 0 | 0 | 0 | 0.066212 | 0 | 0.066212 | 0 | 0 | 619995.25 | 0 | 619995.222 | 4.0497e-06 | 3.5569e-08 | 4.4992e-07 | 4.5289e-06 | 0.066212 | 6.84e-05 | 5.1124e-07 | 0 | 0 | 5.0401e-06 | 0.066212 | 7.6121e-05
HtPmpHt-Supermarket-New | Glass-Supermarket-HtPmpHt-codet to al40tint-New | 30 | 0.0014573 | 0.0041083 | 0 | 0 | ExCOMM | 0.47693 | 0.46383 | 0.0015685 | 1.7413e-07 | 3.7542e-07 |  |  | 0.0032288 | 0 | 0 | 0 | 0 | 0 | 0.0032288 | 0 | 0.0032288 | 0 | 0 | 151.4741 | 0 | 151.4741 | 0.00080832 | 7.0995e-06 | 8.9802e-05 | 0.00090395 | 0.0032288 | 0.27996 | 0.00010204 | 0 | 0 | 0.001006 | 0.0032288 | 0.31157
HtPmpHt-MIniMart-New | Glass-MIniMart-HtPmpHt-codet to al40tint-New | 30 | 0.0035741 | 0.010348 | 0 | 0 | ExCOMM | 0.47693 | 0.46383 | 0.0038467 | 4.2706e-07 | 9.2072e-07 |  |  | 0.0081326 | 0 | 0 | 0 | 0 | 0 | 0.0081326 | 0 | 0.0081326 | 0 | 0 | 155.5672 | 0 | 155.5672 | 0.0019824 | 1.7412e-05 | 0.00022024 | 0.0022169 | 0.0081326 | 0.2726 | 0.00025026 | 0 | 0 | 0.0024672 | 0.0081326 | 0.30337
HtPmpHt-Restaurant-New | Glass-Restaurant-HtPmpHt-codet to al40tint-New | 30 | 0.043044 | 0.0459 | 0 | 0 | ExCOMM | 0.47693 | 0.46383 | 0.046326 | 5.1431e-06 | 1.1088e-05 |  |  | 0.036074 | 0 | 0 | 0 | 0 | 0 | 0.036074 | 0 | 0.036074 | 0 | 0 | 57.2983 | 0 | 57.2983 | 0.023874 | 0.00020969 | 0.0026524 | 0.026699 | 0.036074 | 0.74012 | 0.0030139 | 0 | 0 | 0.029713 | 0.036074 | 0.82366
HtPmpHt-Lodging-New | Glass-Lodging-HtPmpHt-codet to al40tint-New | 30 | 0.2364 | 0.27557 | 0 | 0 | ExCOMM | 0.47693 | 0.46383 | 0.25443 | 2.8247e-05 | 6.0899e-05 |  |  | 0.21658 | 0 | 0 | 0 | 0 | 0 | 0.21658 | 0 | 0.21658 | 0 | 0 | 62.6347 | 0 | 62.6347 | 0.13112 | 0.0011516 | 0.014567 | 0.14663 | 0.21658 | 0.67706 | 0.016553 | 0 | 0 | 0.16319 | 0.21658 | 0.75349
HtPmpHt-Hospital-New | Glass-Hospital-HtPmpHt-codet to al40tint-New | 30 | 0.0044398 | 0.0028399 | 0 | 0 | ExCOMM | 0.47693 | 0.46383 | 0.0047783 | 5.3049e-07 | 1.1437e-06 |  |  | 0.002232 | 0 | 0 | 0 | 0 | 0 | 0.002232 | 0 | 0.002232 | 0 | 0 | 34.3706 | 0 | 34.3706 | 0.0024625 | 2.1629e-05 | 0.00027358 | 0.0027539 | 0.002232 | 1.2338 | 0.00031087 | 0 | 0 | 0.0030648 | 0.002232 | 1.3731
HtPmpHt-OtherHealth-New | Glass-OtherHealth-HtPmpHt-codet to al40tint-New | 30 | 0.040883 | 0.027099 | 0 | 0 | ExCOMM | 0.47693 | 0.46383 | 0.044 | 4.8849e-06 | 1.0532e-05 |  |  | 0.021298 | 0 | 0 | 0 | 0 | 0 | 0.021298 | 0 | 0.021298 | 0 | 0 | 35.6172 | 0 | 35.6172 | 0.022676 | 0.00019916 | 0.0025192 | 0.025358 | 0.021298 | 1.1906 | 0.0028626 | 0 | 0 | 0.028221 | 0.021298 | 1.325
HtPmpHt-Other-New | Glass-Other-HtPmpHt-codet to al40tint-New | 30 | 0.42223 | 0.62062 | 0 | 0 | ExCOMM | 0.47693 | 0.46383 | 0.45443 | 5.0451e-05 | 0.00010877 |  |  | 0.48776 | 0 | 0 | 0 | 0 | 0 | 0.48776 | 0 | 0.48776 | 0 | 0 | 78.979 | 0 | 78.979 | 0.23419 | 0.0020569 | 0.026018 | 0.2619 | 0.48776 | 0.53695 | 0.029564 | 0 | 0 | 0.29147 | 0.48776 | 0.59756
HtPmpHt-Large Off-New | Glass-Large Off-HtPmpHt-codet to al36tint-New | 30 | 0.0061734 | 0.01119 | 0 | 0 | ExCOMM | 0.47693 | 0.46383 | 0.0066441 | 7.3763e-07 | 1.5903e-06 |  |  | 0.0087944 | 0 | 0 | 0 | 0 | 0 | 0.0087944 | 0 | 0.0087944 | 0 | 0 | 97.396 | 0 | 97.396 | 0.0034241 | 3.0074e-05 | 0.00038041 | 0.0038292 | 0.0087944 | 0.43541 | 0.00043226 | 0 | 0 | 0.0042615 | 0.0087944 | 0.48456
HtPmpHt-Medium Off-New | Glass-Medium Off-HtPmpHt-codet to al36tint-New | 30 | 0.0065246 | 0.011826 | 0 | 0 | ExCOMM | 0.47693 | 0.46383 | 0.0070221 | 7.796e-07 | 1.6808e-06 |  |  | 0.0092948 | 0 | 0 | 0 | 0 | 0 | 0.0092948 | 0 | 0.0092948 | 0 | 0 | 97.396 | 0 | 97.396 | 0.0036189 | 3.1785e-05 | 0.00040205 | 0.0040471 | 0.0092948 | 0.43541 | 0.00045685 | 0 | 0 | 0.0045039 | 0.0092948 | 0.48456
HtPmpHt-Small Off-New | Glass-Small Off-HtPmpHt-codet to al36tint-New | 30 | 0.0061192 | 0.012998 | 0 | 0 | ExCOMM | 0.47693 | 0.46383 | 0.0065858 | 7.3116e-07 | 1.5763e-06 |  |  | 0.010216 | 0 | 0 | 0 | 0 | 0 | 0.010216 | 0 | 0.010216 | 0 | 0 | 114.1361 | 0 | 114.1361 | 0.003394 | 2.981e-05 | 0.00037707 | 0.0037956 | 0.010216 | 0.37155 | 0.00042846 | 0 | 0 | 0.0042241 | 0.010216 | 0.41349
HtPmpHt-Big Box-New | Glass-Big Box-HtPmpHt-codet to al36tint-New | 30 | 0.00080939 | 0.0010197 | 0 | 0 | ExCOMM | 0.47693 | 0.46383 | 0.00087111 | 9.6711e-08 | 2.0851e-07 |  |  | 0.00080141 | 0 | 0 | 0 | 0 | 0 | 0.00080141 | 0 | 0.00080141 | 0 | 0 | 67.6937 | 0 | 67.6938 | 0.00044893 | 3.943e-06 | 4.9875e-05 | 0.00050205 | 0.00080141 | 0.62646 | 5.6673e-05 | 0 | 0 | 0.00055872 | 0.00080141 | 0.69718
HtPmpHt-Small Box-New | Glass-Small Box-HtPmpHt-codet to al36tint-New | 30 | 0.00043404 | 0.0021472 | 0 | 0 | ExCOMM | 0.47693 | 0.46383 | 0.00046714 | 5.1862e-08 | 1.1181e-07 |  |  | 0.0016876 | 0 | 0 | 0 | 0 | 0 | 0.0016876 | 0 | 0.0016876 | 0 | 0 | 265.8177 | 0 | 265.8177 | 0.00024074 | 2.1145e-06 | 2.6746e-05 | 0.00026923 | 0.0016876 | 0.15954 | 3.0391e-05 | 0 | 0 | 0.00029962 | 0.0016876 | 0.17754
HtPmpHt-High End-New | Glass-High End-HtPmpHt-codet to al36tint-New | 30 | 0.00027376 | 0.0013814 | 0 | 0 | ExCOMM | 0.47693 | 0.46383 | 0.00029463 | 3.271e-08 | 7.0522e-08 |  |  | 0.0010857 | 0 | 0 | 0 | 0 | 0 | 0.0010857 | 0 | 0.0010857 | 0 | 0 | 271.1385 | 0 | 271.1385 | 0.00015184 | 1.3336e-06 | 1.6869e-05 | 0.00016981 | 0.0010857 | 0.15641 | 1.9168e-05 | 0 | 0 | 0.00018897 | 0.0010857 | 0.17406
HtPmpHt-Anchor-New | Glass-Anchor-HtPmpHt-codet to al36tint-New | 30 | 0.00060007 | 0.00075791 | 0 | 0 | ExCOMM | 0.47693 | 0.46383 | 0.00064582 | 7.17e-08 | 1.5458e-07 |  |  | 0.00059567 | 0 | 0 | 0 | 0 | 0 | 0.00059567 | 0 | 0.00059567 | 0 | 0 | 67.867 | 0 | 67.867 | 0.00033283 | 2.9233e-06 | 3.6977e-05 | 0.00037221 | 0.00059567 | 0.62486 | 4.2016e-05 | 0 | 0 | 0.00041422 | 0.00059567 | 0.6954
HtPmpHt-K-12-New | Glass-K-12-HtPmpHt-codet to al36tint-New | 30 | 8.5445e-05 | 0.0010417 | 0 | 0 | ExCOMM | 0.47693 | 0.46383 | 9.1961e-05 | 1.021e-08 | 2.2011e-08 |  |  | 0.00081867 | 0 | 0 | 0 | 0 | 0 | 0.00081867 | 0 | 0.00081867 | 0 | 0 | 655.0519 | 0 | 655.0519 | 4.7392e-05 | 4.1625e-07 | 5.2652e-06 | 5.3e-05 | 0.00081867 | 0.064739 | 5.9828e-06 | 0 | 0 | 5.8983e-05 | 0.00081867 | 0.072047
HtPmpHt-University-New | Glass-University-HtPmpHt-codet to al36tint-New | 30 | 0.00024051 | 0.00062652 | 0 | 0 | ExCOMM | 0.47693 | 0.46383 | 0.00025885 | 2.8737e-08 | 6.1956e-08 |  |  | 0.0004924 | 0 | 0 | 0 | 0 | 0 | 0.0004924 | 0 | 0.0004924 | 0 | 0 | 139.9748 | 0 | 139.9748 | 0.0001334 | 1.1716e-06 | 1.482e-05 | 0.00014918 | 0.0004924 | 0.30296 | 1.684e-05 | 0 | 0 | 0.00016602 | 0.0004924 | 0.33716
HtPmpHt-Warehouse-New | Glass-Warehouse-HtPmpHt-codet to al36tint-New | 30 | 7.3014e-08 | 0.0025274 | 0 | 0 | ExCOMM | 0.47693 | 0.46383 | 7.8581e-08 | 8.7241e-12 | 1.8809e-11 |  |  | 0.0019864 | 0 | 0 | 0 | 0 | 0 | 0.0019864 | 0 | 0.0019864 | 0 | 0 | 1859985.625 | 0 | 1859985.6661 | 4.0497e-08 | 3.5569e-10 | 4.4992e-09 | 4.5289e-08 | 0.0019864 | 2.28e-05 | 5.1124e-09 | 0 | 0 | 5.0401e-08 | 0.0019864 | 2.5374e-05
HtPmpHt-Supermarket-New | Glass-Supermarket-HtPmpHt-codet to al36tint-New | 30 | 1.4573e-05 | 0.00012325 | 0 | 0 | ExCOMM | 0.47693 | 0.46383 | 1.5685e-05 | 1.7413e-09 | 3.7542e-09 |  |  | 9.6864e-05 | 0 | 0 | 0 | 0 | 0 | 9.6864e-05 | 0 | 9.6864e-05 | 0 | 0 | 454.4224 | 0 | 454.4224 | 8.0832e-06 | 7.0995e-08 | 8.9802e-07 | 9.0395e-06 | 9.6864e-05 | 0.093322 | 1.0204e-06 | 0 | 0 | 1.006e-05 | 9.6864e-05 | 0.10386
HtPmpHt-MIniMart-New | Glass-MIniMart-HtPmpHt-codet to al36tint-New | 30 | 3.5741e-05 | 0.00031043 | 0 | 0 | ExCOMM | 0.47693 | 0.46383 | 3.8467e-05 | 4.2706e-09 | 9.2072e-09 |  |  | 0.00024398 | 0 | 0 | 0 | 0 | 0 | 0.00024398 | 0 | 0.00024398 | 0 | 0 | 466.7017 | 0 | 466.7017 | 1.9824e-05 | 1.7412e-07 | 2.2024e-06 | 2.2169e-05 | 0.00024398 | 0.090866 | 2.5026e-06 | 0 | 0 | 2.4672e-05 | 0.00024398 | 0.10112
HtPmpHt-Restaurant-New | Glass-Restaurant-HtPmpHt-codet to al36tint-New | 30 | 0.00043044 | 0.001377 | 0 | 0 | ExCOMM | 0.47693 | 0.46383 | 0.00046326 | 5.1431e-08 | 1.1088e-07 |  |  | 0.0010822 | 0 | 0 | 0 | 0 | 0 | 0.0010822 | 0 | 0.0010822 | 0 | 0 | 171.8948 | 0 | 171.8948 | 0.00023874 | 2.0969e-06 | 2.6524e-05 | 0.00026699 | 0.0010822 | 0.24671 | 3.0139e-05 | 0 | 0 | 0.00029713 | 0.0010822 | 0.27455
HtPmpHt-Lodging-New | Glass-Lodging-HtPmpHt-codet to al36tint-New | 30 | 0.002364 | 0.008267 | 0 | 0 | ExCOMM | 0.47693 | 0.46383 | 0.0025443 | 2.8247e-07 | 6.0899e-07 |  |  | 0.0064973 | 0 | 0 | 0 | 0 | 0 | 0.0064973 | 0 | 0.0064973 | 0 | 0 | 187.9042 | 0 | 187.9042 | 0.0013112 | 1.1516e-05 | 0.00014567 | 0.0014663 | 0.0064973 | 0.22569 | 0.00016553 | 0 | 0 | 0.0016319 | 0.0064973 | 0.25116
HtPmpHt-Hospital-New | Glass-Hospital-HtPmpHt-codet to al36tint-New | 30 | 3.0271e-05 | 5.809e-05 | 0 | 0 | ExCOMM | 0.47693 | 0.46383 | 3.2579e-05 | 3.617e-09 | 7.7981e-09 |  |  | 4.5654e-05 | 0 | 0 | 0 | 0 | 0 | 4.5654e-05 | 0 | 4.5654e-05 | 0 | 0 | 103.1119 | 0 | 103.1119 | 1.679e-05 | 1.4747e-07 | 1.8653e-06 | 1.8777e-05 | 4.5654e-05 | 0.41128 | 2.1196e-06 | 0 | 0 | 2.0896e-05 | 4.5654e-05 | 0.4577
HtPmpHt-OtherHealth-New | Glass-OtherHealth-HtPmpHt-codet to al36tint-New | 30 | 0.00040883 | 0.00081298 | 0 | 0 | ExCOMM | 0.47693 | 0.46383 | 0.00044 | 4.8849e-08 | 1.0532e-07 |  |  | 0.00063894 | 0 | 0 | 0 | 0 | 0 | 0.00063894 | 0 | 0.00063894 | 0 | 0 | 106.8517 | 0 | 106.8517 | 0.00022676 | 1.9916e-06 | 2.5192e-05 | 0.00025358 | 0.00063894 | 0.39688 | 2.8626e-05 | 0 | 0 | 0.00028221 | 0.00063894 | 0.44168
HtPmpHt-Other-New | Glass-Other-HtPmpHt-codet to al36tint-New | 30 | 0.0034235 | 0.015096 | 0 | 0 | ExCOMM | 0.47693 | 0.46383 | 0.0036845 | 4.0906e-07 | 8.8192e-07 |  |  | 0.011864 | 0 | 0 | 0 | 0 | 0 | 0.011864 | 0 | 0.011864 | 0 | 0 | 236.9371 | 0 | 236.9371 | 0.0018989 | 1.6678e-05 | 0.00021096 | 0.0021235 | 0.011864 | 0.17898 | 0.00023971 | 0 | 0 | 0.0023632 | 0.011864 | 0.19919
ElecHt-Large Off-New | Glass-Large Off-ElecHt-code to vea-New | 30 | 0.14758 | 0.17195 | 0 | 0 | ExCOMM | 0.47693 | 0.46383 | 0.15884 | 1.7634e-05 | 3.8019e-05 |  |  | 0.13514 | 0 | 0 | 0 | 0 | 0 | 0.13514 | 0 | 0.13514 | 0 | 0 | 62.6034 | 0 | 62.6034 | 0.081858 | 0.00071896 | 0.0090942 | 0.091543 | 0.13514 | 0.6774 | 0.010334 | 0 | 0 | 0.10188 | 0.13514 | 0.75387
ElecHt-Medium Off-New | Glass-Medium Off-ElecHt-code to vea-New | 30 | 0.078109 | 0.091003 | 0 | 0 | ExCOMM | 0.47693 | 0.46383 | 0.084064 | 9.3329e-06 | 2.0121e-05 |  |  | 0.071522 | 0 | 0 | 0 | 0 | 0 | 0.071522 | 0 | 0.071522 | 0 | 0 | 62.6034 | 0 | 62.6034 | 0.043323 | 0.00038051 | 0.0048131 | 0.048449 | 0.071522 | 0.6774 | 0.0054691 | 0 | 0 | 0.053918 | 0.071522 | 0.75387
ElecHt-Small Off-New | Glass-Small Off-ElecHt-code to vea-New | 30 | 0.10714 | 0.1435 | 0 | 0 | ExCOMM | 0.47693 | 0.46383 | 0.11531 | 1.2802e-05 | 2.76e-05 |  |  | 0.11278 | 0 | 0 | 0 | 0 | 0 | 0.11278 | 0 | 0.11278 | 0 | 0 | 71.9676 | 0 | 71.9676 | 0.059426 | 0.00052194 | 0.0066021 | 0.066457 | 0.11278 | 0.58926 | 0.0075019 | 0 | 0 | 0.073959 | 0.11278 | 0.65578
ElecHt-Big Box-New | Glass-Big Box-ElecHt-code to vea-New | 30 | 0.0017371 | 0.0031091 | 0 | 0 | ExCOMM | 0.47693 | 0.46383 | 0.0018696 | 2.0756e-07 | 4.475e-07 |  |  | 0.0024435 | 0 | 0 | 0 | 0 | 0 | 0.0024435 | 0 | 0.0024435 | 0 | 0 | 96.1713 | 0 | 96.1713 | 0.0009635 | 8.4625e-06 | 0.00010704 | 0.0010775 | 0.0024435 | 0.44096 | 0.00012163 | 0 | 0 | 0.0011991 | 0.0024435 | 0.49073
ElecHt-Small Box-New | Glass-Small Box-ElecHt-code to vea-New | 30 | 0.030091 | 0.049242 | 0 | 0 | ExCOMM | 0.47693 | 0.46383 | 0.032385 | 3.5954e-06 | 7.7516e-06 |  |  | 0.038701 | 0 | 0 | 0 | 0 | 0 | 0.038701 | 0 | 0.038701 | 0 | 0 | 87.9309 | 0 | 87.9309 | 0.01669 | 0.00014659 | 0.0018542 | 0.018665 | 0.038701 | 0.48228 | 0.0021069 | 0 | 0 | 0.020771 | 0.038701 | 0.53672
ElecHt-High End-New | Glass-High End-ElecHt-code to vea-New | 30 | 0.019705 | 0.032173 | 0 | 0 | ExCOMM | 0.47693 | 0.46383 | 0.021208 | 2.3545e-06 | 5.0762e-06 |  |  | 0.025286 | 0 | 0 | 0 | 0 | 0 | 0.025286 | 0 | 0.025286 | 0 | 0 | 87.7307 | 0 | 87.7307 | 0.010929 | 9.5995e-05 | 0.0012142 | 0.012223 | 0.025286 | 0.48338 | 0.0013797 | 0 | 0 | 0.013602 | 0.025286 | 0.53795
ElecHt-Anchor-New | Glass-Anchor-ElecHt-code to vea-New | 30 | 0.0018375 | 0.0032897 | 0 | 0 | ExCOMM | 0.47693 | 0.46383 | 0.0019776 | 2.1955e-07 | 4.7335e-07 |  |  | 0.0025855 | 0 | 0 | 0 | 0 | 0 | 0.0025855 | 0 | 0.0025855 | 0 | 0 | 96.1997 | 0 | 96.1997 | 0.0010192 | 8.9514e-06 | 0.00011323 | 0.0011397 | 0.0025855 | 0.44083 | 0.00012866 | 0 | 0 | 0.0012684 | 0.0025855 | 0.49059
ElecHt-K-12-New | Glass-K-12-ElecHt-code to vea-New | 30 | 0.00589 | 0.011395 | 0 | 0 | ExCOMM | 0.47693 | 0.46383 | 0.0063391 | 7.0377e-07 | 1.5173e-06 |  |  | 0.0089559 | 0 | 0 | 0 | 0 | 0 | 0.0089559 | 0 | 0.0089559 | 0 | 0 | 103.9563 | 0 | 103.9563 | 0.0032669 | 2.8694e-05 | 0.00036295 | 0.0036534 | 0.0089559 | 0.40794 | 0.00041241 | 0 | 0 | 0.0040658 | 0.0089559 | 0.45398
ElecHt-University-New | Glass-University-ElecHt-code to vea-New | 30 | 0.0027274 | 0.0028106 | 0 | 0 | ExCOMM | 0.47693 | 0.46383 | 0.0029354 | 3.2589e-07 | 7.026e-07 |  |  | 0.0022089 | 0 | 0 | 0 | 0 | 0 | 0.0022089 | 0 | 0.0022089 | 0 | 0 | 55.3708 | 0 | 55.3708 | 0.0015128 | 1.3287e-05 | 0.00016807 | 0.0016918 | 0.0022089 | 0.76588 | 0.00019097 | 0 | 0 | 0.0018827 | 0.0022089 | 0.85234
ElecHt-Warehouse-New | Glass-Warehouse-ElecHt-code to vea-New | 30 | 1.757e-06 | 0.020273 | 0 | 0 | ExCOMM | 0.47693 | 0.46383 | 1.8909e-06 | 2.0993e-10 | 4.5261e-10 |  |  | 0.015933 | 0 | 0 | 0 | 0 | 0 | 0.015933 | 0 | 0.015933 | 0 | 0 | 619995.25 | 0 | 619995.222 | 9.7451e-07 | 8.5592e-09 | 1.0827e-07 | 1.0898e-06 | 0.015933 | 6.84e-05 | 1.2302e-07 | 0 | 0 | 1.2128e-06 | 0.015933 | 7.6121e-05
ElecHt-Supermarket-New | Glass-Supermarket-ElecHt-code to vea-New | 30 | 0.00096588 | 0.0013104 | 0 | 0 | ExCOMM | 0.47693 | 0.46383 | 0.0010395 | 1.1541e-07 | 2.4882e-07 |  |  | 0.0010299 | 0 | 0 | 0 | 0 | 0 | 0.0010299 | 0 | 0.0010299 | 0 | 0 | 72.8988 | 0 | 72.8989 | 0.00053573 | 4.7053e-06 | 5.9518e-05 | 0.00059911 | 0.0010299 | 0.58173 | 6.763e-05 | 0 | 0 | 0.00066674 | 0.0010299 | 0.6474
ElecHt-MIniMart-New | Glass-MIniMart-ElecHt-code to vea-New | 30 | 0.0030228 | 0.004129 | 0 | 0 | ExCOMM | 0.47693 | 0.46383 | 0.0032533 | 3.6118e-07 | 7.7869e-07 |  |  | 0.0032451 | 0 | 0 | 0 | 0 | 0 | 0.0032451 | 0 | 0.0032451 | 0 | 0 | 73.3967 | 0 | 73.3967 | 0.0016766 | 1.4726e-05 | 0.00018627 | 0.001875 | 0.0032451 | 0.57778 | 0.00021165 | 0 | 0 | 0.0020866 | 0.0032451 | 0.64301
ElecHt-Restaurant-New | Glass-Restaurant-ElecHt-code to vea-New | 30 | 0.010093 | 0.018825 | 0 | 0 | ExCOMM | 0.47693 | 0.46383 | 0.010863 | 1.206e-06 | 2.6001e-06 |  |  | 0.014795 | 0 | 0 | 0 | 0 | 0 | 0.014795 | 0 | 0.014795 | 0 | 0 | 100.215 | 0 | 100.215 | 0.0055983 | 4.917e-05 | 0.00062196 | 0.0062606 | 0.014795 | 0.42316 | 0.00070673 | 0 | 0 | 0.0069674 | 0.014795 | 0.47093
ElecHt-Lodging-New | Glass-Lodging-ElecHt-code to vea-New | 30 | 0.21959 | 0.33315 | 0 | 0 | ExCOMM | 0.47693 | 0.46383 | 0.23633 | 2.6238e-05 | 5.6567e-05 |  |  | 0.26183 | 0 | 0 | 0 | 0 | 0 | 0.26183 | 0 | 0.26183 | 0 | 0 | 81.5223 | 0 | 81.5223 | 0.12179 | 0.0010697 | 0.013531 | 0.1362 | 0.26183 | 0.52019 | 0.015375 | 0 | 0 | 0.15158 | 0.26183 | 0.57892
ElecHt-Hospital-New | Glass-Hospital-ElecHt-code to vea-New | 30 | 0.00091903 | 0.00096816 | 0 | 0 | ExCOMM | 0.47693 | 0.46383 | 0.00098911 | 1.0981e-07 | 2.3675e-07 |  |  | 0.00076091 | 0 | 0 | 0 | 0 | 0 | 0.00076091 | 0 | 0.00076091 | 0 | 0 | 56.6055 | 0 | 56.6055 | 0.00050974 | 4.4771e-06 | 5.6631e-05 | 0.00057005 | 0.00076091 | 0.74918 | 6.435e-05 | 0 | 0 | 0.0006344 | 0.00076091 | 0.83375
ElecHt-OtherHealth-New | Glass-OtherHealth-ElecHt-code to vea-New | 30 | 0.011807 | 0.011369 | 0 | 0 | ExCOMM | 0.47693 | 0.46383 | 0.012707 | 1.4108e-06 | 3.0416e-06 |  |  | 0.0089349 | 0 | 0 | 0 | 0 | 0 | 0.0089349 | 0 | 0.0089349 | 0 | 0 | 51.7376 | 0 | 51.7376 | 0.0065488 | 5.7519e-05 | 0.00072756 | 0.0073236 | 0.0089349 | 0.81966 | 0.00082672 | 0 | 0 | 0.0081503 | 0.0089349 | 0.91219
ElecHt-Other-New | Glass-Other-ElecHt-code to vea-New | 30 | 0.082971 | 0.12691 | 0 | 0 | ExCOMM | 0.47693 | 0.46383 | 0.089298 | 9.9139e-06 | 2.1374e-05 |  |  | 0.099744 | 0 | 0 | 0 | 0 | 0 | 0.099744 | 0 | 0.099744 | 0 | 0 | 82.1894 | 0 | 82.1894 | 0.04602 | 0.0004042 | 0.0051127 | 0.051465 | 0.099744 | 0.51597 | 0.0058096 | 0 | 0 | 0.057275 | 0.099744 | 0.57422
GasHt-Large Off-New | Glass-Large Off-GasHt-code to vea-New | 30 | -0.0037519 | 0.11485 | -0.0019705 | 0 | SmComCAC | 0.17 | 0 | -0.004038 | 0 | -2.7115e-06 |  |  | 0.090267 | 0 | 0 | -0.026779 | 0 | 0 | 0.090267 | -0.026779 | 0.063488 | 0 | 0 | -1644.8853 | 487.9806 | -1156.9047 | -0.0029282 | 0 | -0.0003534 | -0.0032816 | 0.090267 | -0.036354 | -0.00073701 | 0 | 0 | -0.0040186 | 0.063488 | -0.063297
GasHt-Medium Off-New | Glass-Medium Off-GasHt-code to vea-New | 30 | -0.0041165 | 0.12602 | -0.0021619 | 0 | SmComCAC | 0.17 | 0 | -0.0044304 | 0 | -2.975e-06 |  |  | 0.099039 | 0 | 0 | -0.029381 | 0 | 0 | 0.099039 | -0.029381 | 0.069658 | 0 | 0 | -1644.8853 | 487.9805 | -1156.9048 | -0.0032127 | 0 | -0.00038774 | -0.0036005 | 0.099039 | -0.036354 | -0.00080863 | 0 | 0 | -0.0044091 | 0.069658 | -0.063297
GasHt-Small Off-New | Glass-Small Off-GasHt-code to vea-New | 30 | -0.033748 | 0.66748 | -0.010246 | 0 | SmComCAC | 0.17 | 0 | -0.036321 | 0 | -2.439e-05 |  |  | 0.52459 | 0 | 0 | -0.13925 | 0 | 0 | 0.52459 | -0.13925 | 0.38535 | 0 | 0 | -1062.7555 | 282.0951 | -780.6604 | -0.026339 | 0 | -0.0031787 | -0.029517 | 0.52459 | -0.056267 | -0.0066293 | 0 | 0 | -0.036147 | 0.38535 | -0.093803
GasHt-Big Box-New | Glass-Big Box-GasHt-code to vea-New | 30 | 0.0021661 | 0.050499 | -0.00050158 | 0 | SmComCAC | 0.17 | 0 | 0.0023313 | 0 | 1.5655e-06 |  |  | 0.039688 | 0 | 0 | -0.0068166 | 0 | 0 | 0.039688 | -0.0068166 | 0.032872 | 0 | 0 | 1252.6838 | -215.153 | 1037.5308 | 0.0016905 | 0 | 0.00020403 | 0.0018946 | 0.039688 | 0.047736 | 0.0004255 | 0 | 0 | 0.0023201 | 0.032872 | 0.07058
GasHt-Small Box-New | Glass-Small Box-GasHt-code to vea-New | 30 | -0.010046 | 0.22115 | -0.0027957 | 0 | SmComCAC | 0.17 | 0 | -0.010812 | 0 | -7.2603e-06 |  |  | 0.17381 | 0 | 0 | -0.037994 | 0 | 0 | 0.17381 | -0.037994 | 0.13582 | 0 | 0 | -1182.8832 | 258.573 | -924.3102 | -0.0078404 | 0 | -0.00094624 | -0.0087867 | 0.17381 | -0.050553 | -0.0019734 | 0 | 0 | -0.01076 | 0.13582 | -0.079225
GasHt-High End-New | Glass-High End-GasHt-code to vea-New | 30 | -0.010233 | 0.23242 | -0.0029381 | 0 | SmComCAC | 0.17 | 0 | -0.011014 | 0 | -7.3957e-06 |  |  | 0.18266 | 0 | 0 | -0.039929 | 0 | 0 | 0.18266 | -0.039929 | 0.14273 | 0 | 0 | -1220.3525 | 266.7636 | -953.5889 | -0.0079867 | 0 | -0.0009639 | -0.0089506 | 0.18266 | -0.049001 | -0.0020102 | 0 | 0 | -0.010961 | 0.14273 | -0.076792
GasHt-Anchor-New | Glass-Anchor-GasHt-code to vea-New | 30 | 0.00031618 | 0.0073995 | -7.3496e-05 | 0 | SmComCAC | 0.17 | 0 | 0.00034029 | 0 | 2.285e-07 |  |  | 0.0058155 | 0 | 0 | -0.00099884 | 0 | 0 | 0.0058155 | -0.00099884 | 0.0048167 | 0 | 0 | 1257.5105 | -215.982 | 1041.5285 | 0.00024676 | 0 | 2.9781e-05 | 0.00027655 | 0.0058155 | 0.047553 | 6.2109e-05 | 0 | 0 | 0.00033865 | 0.0048167 | 0.070309
GasHt-K-12-New | Glass-K-12-GasHt-code to vea-New | 30 | 0.0040774 | 0.16642 | -0.0015779 | 0 | SmComCAC | 0.17 | 0 | 0.0043883 | 0 | 2.9467e-06 |  |  | 0.1308 | 0 | 0 | -0.021444 | 0 | 0 | 0.1308 | -0.021444 | 0.10935 | 0 | 0 | 2193.1804 | -359.5646 | 1833.6157 | 0.0031822 | 0 | 0.00038405 | 0.0035663 | 0.1308 | 0.027266 | 0.00080094 | 0 | 0 | 0.0043672 | 0.10935 | 0.039937
GasHt-University-New | Glass-University-GasHt-code to vea-New | 30 | 0.00099329 | 0.030513 | -0.00055103 | 0 | SmComCAC | 0.17 | 0 | 0.001069 | 0 | 7.1785e-07 |  |  | 0.023981 | 0 | 0 | -0.0074887 | 0 | 0 | 0.023981 | -0.0074887 | 0.016492 | 0 | 0 | 1650.6119 | -515.4521 | 1135.1598 | 0.00077522 | 0 | 9.3559e-05 | 0.00086878 | 0.023981 | 0.036228 | 0.00019512 | 0 | 0 | 0.0010639 | 0.016492 | 0.064509
GasHt-Warehouse-New | Glass-Warehouse-GasHt-code to vea-New | 30 | 9.6229e-06 | 0.48114 | -1.4482e-05 | 0 | SmComCAC | 0.17 | 0 | 1.0357e-05 | 0 | 6.9545e-09 |  |  | 0.37815 | 0 | 0 | -0.00019681 | 0 | 0 | 0.37815 | -0.00019681 | 0.37795 | 0 | 0 | 2686646 | -1398.3068 | 2685247.6554 | 7.5102e-06 | 0 | 9.0639e-07 | 8.4166e-06 | 0.37815 | 2.2258e-05 | 1.8903e-06 | 0 | 0 | 1.0307e-05 | 0.37795 | 2.7271e-05
GasHt-Supermarket-New | Glass-Supermarket-GasHt-code to vea-New | 30 | 0.0019207 | 0.010109 | -0.00010649 | 0 | SmComCAC | 0.17 | 0 | 0.0020672 | 0 | 1.3881e-06 |  |  | 0.0079451 | 0 | 0 | -0.0014473 | 0 | 0 | 0.0079451 | -0.0014473 | 0.0064978 | 0 | 0 | 282.8048 | -51.5166 | 231.2883 | 0.001499 | 0 | 0.00018092 | 0.00168 | 0.0079451 | 0.21145 | 0.0003773 | 0 | 0 | 0.0020573 | 0.0064978 | 0.31661
GasHt-MIniMart-New | Glass-MIniMart-GasHt-code to vea-New | 30 | 0.020637 | 0.11155 | -0.0011751 | 0 | SmComCAC | 0.17 | 0 | 0.022211 | 0 | 1.4914e-05 |  |  | 0.087672 | 0 | 0 | -0.015971 | 0 | 0 | 0.087672 | -0.015971 | 0.071701 | 0 | 0 | 290.4482 | -52.9089 | 237.5393 | 0.016106 | 0 | 0.0019438 | 0.01805 | 0.087672 | 0.20588 | 0.0040538 | 0 | 0 | 0.022104 | 0.071701 | 0.30828
GasHt-Restaurant-New | Glass-Restaurant-GasHt-code to vea-New | 30 | 0.0045788 | 0.225 | -0.0022348 | 0 | SmComCAC | 0.17 | 0 | 0.0049279 | 0 | 3.3091e-06 |  |  | 0.17684 | 0 | 0 | -0.030372 | 0 | 0 | 0.17684 | -0.030372 | 0.14646 | 0 | 0 | 2640.4382 | -453.5049 | 2186.9334 | 0.0035736 | 0 | 0.00043128 | 0.0040048 | 0.17684 | 0.022647 | 0.00089944 | 0 | 0 | 0.0049043 | 0.14646 | 0.033485
GasHt-Lodging-New | Glass-Lodging-GasHt-code to vea-New | 30 | 0.0045097 | 0.26619 | -0.0032916 | 0 | SmComCAC | 0.17 | 0 | 0.0048536 | 0 | 3.2592e-06 |  |  | 0.20921 | 0 | 0 | -0.044734 | 0 | 0 | 0.20921 | -0.044734 | 0.16447 | 0 | 0 | 3171.6431 | -678.1754 | 2493.4677 | 0.0035196 | 0 | 0.00042478 | 0.0039444 | 0.20921 | 0.018854 | 0.00088587 | 0 | 0 | 0.0048303 | 0.16447 | 0.029368
GasHt-Hospital-New | Glass-Hospital-GasHt-code to vea-New | 30 | 0.0010792 | 0.030981 | -0.00054551 | 0 | SmComCAC | 0.17 | 0 | 0.0011615 | 0 | 7.7992e-07 |  |  | 0.024349 | 0 | 0 | -0.0074136 | 0 | 0 | 0.024349 | -0.0074136 | 0.016935 | 0 | 0 | 1542.5719 | -469.6705 | 1072.9014 | 0.00084225 | 0 | 0.00010165 | 0.0009439 | 0.024349 | 0.038765 | 0.00021199 | 0 | 0 | 0.0011559 | 0.016935 | 0.068253
GasHt-OtherHealth-New | Glass-OtherHealth-GasHt-code to vea-New | 30 | 0.013816 | 0.1372 | -0.0024777 | 0 | SmComCAC | 0.17 | 0 | 0.014869 | 0 | 9.9847e-06 |  |  | 0.10783 | 0 | 0 | -0.033672 | 0 | 0 | 0.10783 | -0.033672 | 0.074155 | 0 | 0 | 533.5941 | -166.6304 | 366.9636 | 0.010783 | 0 | 0.0013013 | 0.012084 | 0.10783 | 0.11207 | 0.0027139 | 0 | 0 | 0.014798 | 0.074155 | 0.19955
GasHt-Other-New | Glass-Other-GasHt-code to vea-New | 30 | 0.013458 | 1.161 | -0.014356 | 0 | SmComCAC | 0.17 | 0 | 0.014484 | 0 | 9.7261e-06 |  |  | 0.91247 | 0 | 0 | -0.19511 | 0 | 0 | 0.91247 | -0.19511 | 0.71736 | 0 | 0 | 4635.4785 | -991.1793 | 3644.299 | 0.010503 | 0 | 0.0012676 | 0.011771 | 0.91247 | 0.0129 | 0.0026436 | 0 | 0 | 0.014415 | 0.71736 | 0.020094
HtPmpHt-Large Off-New | Glass-Large Off-HtPmpHt-code to vea-New | 30 | 0.021291 | 0.062166 | 0 | 0 | ExCOMM | 0.47693 | 0.46383 | 0.022914 | 2.5439e-06 | 5.4846e-06 |  |  | 0.048858 | 0 | 0 | 0 | 0 | 0 | 0.048858 | 0 | 0.048858 | 0 | 0 | 156.8937 | 0 | 156.8937 | 0.011809 | 0.00010372 | 0.0013119 | 0.013206 | 0.048858 | 0.27029 | 0.0014908 | 0 | 0 | 0.014697 | 0.048858 | 0.30081
HtPmpHt-Medium Off-New | Glass-Medium Off-HtPmpHt-code to vea-New | 30 | 0.022502 | 0.065703 | 0 | 0 | ExCOMM | 0.47693 | 0.46383 | 0.024218 | 2.6887e-06 | 5.7966e-06 |  |  | 0.051638 | 0 | 0 | 0 | 0 | 0 | 0.051638 | 0 | 0.051638 | 0 | 0 | 156.8937 | 0 | 156.8937 | 0.012481 | 0.00010962 | 0.0013866 | 0.013957 | 0.051638 | 0.27029 | 0.0015756 | 0 | 0 | 0.015533 | 0.051638 | 0.30081
HtPmpHt-Small Off-New | Glass-Small Off-HtPmpHt-code to vea-New | 30 | -0.078212 | 0.2744 | 0 | 0 | ExCOMM | 0.47693 | 0.46383 | -0.084176 | -9.3452e-06 | -2.0148e-05 |  |  | 0.21566 | 0 | 0 | 0 | 0 | 0 | 0.21566 | 0 | 0.21566 | 0 | 0 | -188.519 | 0 | -188.519 | -0.04338 | -0.00038101 | -0.0048195 | -0.048513 | 0.21566 | -0.22495 | -0.0054763 | 0 | 0 | -0.053989 | 0.21566 | -0.25034
HtPmpHt-Big Box-New | Glass-Big Box-HtPmpHt-code to vea-New | 30 | 0.007065 | 0.013596 | 0 | 0 | ExCOMM | 0.47693 | 0.46383 | 0.0076037 | 8.4417e-07 | 1.82e-06 |  |  | 0.010685 | 0 | 0 | 0 | 0 | 0 | 0.010685 | 0 | 0.010685 | 0 | 0 | 103.4035 | 0 | 103.4035 | 0.0039186 | 3.4418e-05 | 0.00043535 | 0.0043823 | 0.010685 | 0.41012 | 0.00049469 | 0 | 0 | 0.0048769 | 0.010685 | 0.45641
HtPmpHt-Small Box-New | Glass-Small Box-HtPmpHt-code to vea-New | 30 | -0.010562 | 0.04533 | 0 | 0 | ExCOMM | 0.47693 | 0.46383 | -0.011367 | -1.262e-06 | -2.7208e-06 |  |  | 0.035626 | 0 | 0 | 0 | 0 | 0 | 0.035626 | 0 | 0.035626 | 0 | 0 | -230.6147 | 0 | -230.6147 | -0.0058582 | -5.1453e-05 | -0.00065083 | -0.0065513 | 0.035626 | -0.18389 | -0.00073954 | 0 | 0 | -0.0072908 | 0.035626 | -0.20465
HtPmpHt-High End-New | Glass-High End-HtPmpHt-code to vea-New | 30 | -0.0067542 | 0.029163 | 0 | 0 | ExCOMM | 0.47693 | 0.46383 | -0.0072692 | -8.0703e-07 | -1.7399e-06 |  |  | 0.02292 | 0 | 0 | 0 | 0 | 0 | 0.02292 | 0 | 0.02292 | 0 | 0 | -232.0035 | 0 | -232.0035 | -0.0037462 | -3.2904e-05 | -0.0004162 | -0.0041895 | 0.02292 | -0.18279 | -0.00047293 | 0 | 0 | -0.0046624 | 0.02292 | -0.20342
HtPmpHt-Anchor-New | Glass-Anchor-HtPmpHt-code to vea-New | 30 | 0.0021873 | 0.0042106 | 0 | 0 | ExCOMM | 0.47693 | 0.46383 | 0.0023541 | 2.6135e-07 | 5.6347e-07 |  |  | 0.0033093 | 0 | 0 | 0 | 0 | 0 | 0.0033093 | 0 | 0.0033093 | 0 | 0 | 103.4363 | 0 | 103.4363 | 0.0012132 | 1.0656e-05 | 0.00013478 | 0.0013567 | 0.0033093 | 0.40999 | 0.00015316 | 0 | 0 | 0.0015099 | 0.0033093 | 0.45627
HtPmpHt-K-12-New | Glass-K-12-HtPmpHt-code to vea-New | 30 | -0.001094 | 0.02199 | 0 | 0 | ExCOMM | 0.47693 | 0.46383 | -0.0011774 | -1.3071e-07 | -2.8182e-07 |  |  | 0.017283 | 0 | 0 | 0 | 0 | 0 | 0.017283 | 0 | 0.017283 | 0 | 0 | -1080.1074 | 0 | -1080.1075 | -0.00060678 | -5.3294e-06 | -6.7412e-05 | -0.00067857 | 0.017283 | -0.039262 | -7.66e-05 | 0 | 0 | -0.00075517 | 0.017283 | -0.043694
HtPmpHt-University-New | Glass-University-HtPmpHt-code to vea-New | 30 | 0.00056489 | 0.0034807 | 0 | 0 | ExCOMM | 0.47693 | 0.46383 | 0.00060796 | 6.7496e-08 | 1.4552e-07 |  |  | 0.0027356 | 0 | 0 | 0 | 0 | 0 | 0.0027356 | 0 | 0.0027356 | 0 | 0 | 331.0889 | 0 | 331.0889 | 0.00031332 | 2.7519e-06 | 3.4809e-05 | 0.00035039 | 0.0027356 | 0.12808 | 3.9553e-05 | 0 | 0 | 0.00038994 | 0.0027356 | 0.14254
HtPmpHt-Warehouse-New | Glass-Warehouse-HtPmpHt-code to vea-New | 30 | 4.6242e-06 | 0.053356 | 0 | 0 | ExCOMM | 0.47693 | 0.46383 | 4.9768e-06 | 5.5253e-10 | 1.1912e-09 |  |  | 0.041934 | 0 | 0 | 0 | 0 | 0 | 0.041934 | 0 | 0.041934 | 0 | 0 | 619995.25 | 0 | 619995.222 | 2.5648e-06 | 2.2527e-08 | 2.8495e-07 | 2.8683e-06 | 0.041934 | 6.84e-05 | 3.2378e-07 | 0 | 0 | 3.1921e-06 | 0.041934 | 7.6121e-05
HtPmpHt-Supermarket-New | Glass-Supermarket-HtPmpHt-code to vea-New | 30 | -0.00035972 | 0.0026019 | 0 | 0 | ExCOMM | 0.47693 | 0.46383 | -0.00038715 | -4.2982e-08 | -9.2667e-08 |  |  | 0.0020449 | 0 | 0 | 0 | 0 | 0 | 0.0020449 | 0 | 0.0020449 | 0 | 0 | -388.6558 | 0 | -388.6558 | -0.00019952 | -1.7524e-06 | -2.2166e-05 | -0.00022313 | 0.0020449 | -0.10911 | -2.5188e-05 | 0 | 0 | -0.00024831 | 0.0020449 | -0.12143
HtPmpHt-MIniMart-New | Glass-MIniMart-HtPmpHt-code to vea-New | 30 | -0.00093882 | 0.0065536 | 0 | 0 | ExCOMM | 0.47693 | 0.46383 | -0.0010104 | -1.1218e-07 | -2.4185e-07 |  |  | 0.0051507 | 0 | 0 | 0 | 0 | 0 | 0.0051507 | 0 | 0.0051507 | 0 | 0 | -375.0905 | 0 | -375.0905 | -0.00052072 | -4.5735e-06 | -5.7851e-05 | -0.00058233 | 0.0051507 | -0.11306 | -6.5736e-05 | 0 | 0 | -0.00064807 | 0.0051507 | -0.12582
HtPmpHt-Restaurant-New | Glass-Restaurant-HtPmpHt-code to vea-New | 30 | -0.0080419 | 0.02907 | 0 | 0 | ExCOMM | 0.47693 | 0.46383 | -0.0086551 | -9.609e-07 | -2.0717e-06 |  |  | 0.022847 | 0 | 0 | 0 | 0 | 0 | 0.022847 | 0 | 0.022847 | 0 | 0 | -194.2334 | 0 | -194.2334 | -0.0044605 | -3.9177e-05 | -0.00049555 | -0.0049882 | 0.022847 | -0.21833 | -0.00056309 | 0 | 0 | -0.0055513 | 0.022847 | -0.24298
HtPmpHt-Lodging-New | Glass-Lodging-HtPmpHt-code to vea-New | 30 | -0.016594 | 0.17453 | 0 | 0 | ExCOMM | 0.47693 | 0.46383 | -0.017859 | -1.9828e-06 | -4.2748e-06 |  |  | 0.13716 | 0 | 0 | 0 | 0 | 0 | 0.13716 | 0 | 0.13716 | 0 | 0 | -565.1263 | 0 | -565.1263 | -0.0092039 | -8.0839e-05 | -0.0010225 | -0.010293 | 0.13716 | -0.075041 | -0.0011619 | 0 | 0 | -0.011455 | 0.13716 | -0.083512
HtPmpHt-Hospital-New | Glass-Hospital-HtPmpHt-code to vea-New | 30 | 0.0001033 | 0.00032272 | 0 | 0 | ExCOMM | 0.47693 | 0.46383 | 0.00011118 | 1.2343e-08 | 2.6612e-08 |  |  | 0.00025364 | 0 | 0 | 0 | 0 | 0 | 0.00025364 | 0 | 0.00025364 | 0 | 0 | 167.8624 | 0 | 167.8624 | 5.7297e-05 | 5.0325e-07 | 6.3656e-06 | 6.4076e-05 | 0.00025364 | 0.25263 | 7.2332e-06 | 0 | 0 | 7.131e-05 | 0.00025364 | 0.28115
HtPmpHt-OtherHealth-New | Glass-OtherHealth-HtPmpHt-code to vea-New | 30 | 0.0050817 | 0.017163 | 0 | 0 | ExCOMM | 0.47693 | 0.46383 | 0.0054692 | 6.072e-07 | 1.3091e-06 |  |  | 0.013489 | 0 | 0 | 0 | 0 | 0 | 0.013489 | 0 | 0.013489 | 0 | 0 | 181.4757 | 0 | 181.4757 | 0.0028186 | 2.4756e-05 | 0.00031314 | 0.0031521 | 0.013489 | 0.23368 | 0.00035582 | 0 | 0 | 0.0035079 | 0.013489 | 0.26006
HtPmpHt-Other-New | Glass-Other-HtPmpHt-code to vea-New | 30 | -0.020215 | 0.20128 | 0 | 0 | ExCOMM | 0.47693 | 0.46383 | -0.021756 | -2.4154e-06 | -5.2075e-06 |  |  | 0.15819 | 0 | 0 | 0 | 0 | 0 | 0.15819 | 0 | 0.15819 | 0 | 0 | -535.0219 | 0 | -535.0219 | -0.011212 | -9.8478e-05 | -0.0012457 | -0.012539 | 0.15819 | -0.079263 | -0.0014154 | 0 | 0 | -0.013954 | 0.15819 | -0.088211
ElecHt-Large Off-New | Glass-Large Off-ElecHt-codet to vet-New | 30 | 0.039636 | 0.003439 | 0 | 0 | ExCOMM | 0.47693 | 0.46383 | 0.042658 | 4.7359e-06 | 1.021e-05 |  |  | 0.0027028 | 0 | 0 | 0 | 0 | 0 | 0.0027028 | 0 | 0.0027028 | 0 | 0 | 4.6621 | 0 | 4.6621 | 0.021984 | 0.00019309 | 0.0024424 | 0.024585 | 0.0027028 | 9.0962 | 0.0027753 | 0 | 0 | 0.02736 | 0.0027028 | 10.1231
ElecHt-Medium Off-New | Glass-Medium Off-ElecHt-codet to vet-New | 30 | 0.020977 | 0.0018201 | 0 | 0 | ExCOMM | 0.47693 | 0.46383 | 0.022577 | 2.5065e-06 | 5.4039e-06 |  |  | 0.0014304 | 0 | 0 | 0 | 0 | 0 | 0.0014304 | 0 | 0.0014304 | 0 | 0 | 4.6621 | 0 | 4.6621 | 0.011635 | 0.00010219 | 0.0012926 | 0.013012 | 0.0014304 | 9.0962 | 0.0014688 | 0 | 0 | 0.01448 | 0.0014304 | 10.1231
ElecHt-Small Off-New | Glass-Small Off-ElecHt-codet to vet-New | 30 | 0.0060146 | 0.00075526 | 0 | 0 | ExCOMM | 0.47693 | 0.46383 | 0.0064732 | 7.1866e-07 | 1.5494e-06 |  |  | 0.00059358 | 0 | 0 | 0 | 0 | 0 | 0.00059358 | 0 | 0.00059358 | 0 | 0 | 6.7473 | 0 | 6.7473 | 0.003336 | 2.93e-05 | 0.00037062 | 0.0037307 | 0.00059358 | 6.2851 | 0.00042114 | 0 | 0 | 0.0041518 | 0.00059358 | 6.9946
ElecHt-Big Box-New | Glass-Big Box-ElecHt-codet to vet-New | 30 | 0.00032099 | 2.5909e-05 | 0 | 0 | ExCOMM | 0.47693 | 0.46383 | 0.00034547 | 3.8354e-08 | 8.269e-08 |  |  | 2.0363e-05 | 0 | 0 | 0 | 0 | 0 | 2.0363e-05 | 0 | 2.0363e-05 | 0 | 0 | 4.3371 | 0 | 4.3371 | 0.00017804 | 1.5637e-06 | 1.978e-05 | 0.0001991 | 2.0363e-05 | 9.7778 | 2.2476e-05 | 0 | 0 | 0.00022158 | 2.0363e-05 | 10.8816
ElecHt-Small Box-New | Glass-Small Box-ElecHt-codet to vet-New | 30 | 0.0011585 | 0.00025917 | 0 | 0 | ExCOMM | 0.47693 | 0.46383 | 0.0012468 | 1.3842e-07 | 2.9844e-07 |  |  | 0.00020369 | 0 | 0 | 0 | 0 | 0 | 0.00020369 | 0 | 0.00020369 | 0 | 0 | 12.0206 | 0 | 12.0206 | 0.00064256 | 5.6437e-06 | 7.1387e-05 | 0.00071859 | 0.00020369 | 3.5279 | 8.1117e-05 | 0 | 0 | 0.0007997 | 0.00020369 | 3.9261
ElecHt-High End-New | Glass-High End-ElecHt-codet to vet-New | 30 | 0.00075123 | 0.00016933 | 0 | 0 | ExCOMM | 0.47693 | 0.46383 | 0.00080852 | 8.9762e-08 | 1.9352e-07 |  |  | 0.00013308 | 0 | 0 | 0 | 0 | 0 | 0.00013308 | 0 | 0.00013308 | 0 | 0 | 12.1116 | 0 | 12.1116 | 0.00041667 | 3.6597e-06 | 4.6292e-05 | 0.00046597 | 0.00013308 | 3.5014 | 5.2601e-05 | 0 | 0 | 0.00051857 | 0.00013308 | 3.8966
ElecHt-Anchor-New | Glass-Anchor-ElecHt-codet to vet-New | 30 | 0.00081374 | 6.5794e-05 | 0 | 0 | ExCOMM | 0.47693 | 0.46383 | 0.00087579 | 9.7231e-08 | 2.0963e-07 |  |  | 5.1709e-05 | 0 | 0 | 0 | 0 | 0 | 5.1709e-05 | 0 | 5.1709e-05 | 0 | 0 | 4.3445 | 0 | 4.3445 | 0.00045134 | 3.9642e-06 | 5.0143e-05 | 0.00050474 | 5.1709e-05 | 9.7612 | 5.6978e-05 | 0 | 0 | 0.00056172 | 5.1709e-05 | 10.8631
ElecHt-K-12-New | Glass-K-12-ElecHt-codet to vet-New | 30 | 0.0001884 | 5.9975e-05 | 0 | 0 | ExCOMM | 0.47693 | 0.46383 | 0.00020276 | 2.2511e-08 | 4.8532e-08 |  |  | 4.7136e-05 | 0 | 0 | 0 | 0 | 0 | 4.7136e-05 | 0 | 4.7136e-05 | 0 | 0 | 17.1057 | 0 | 17.1057 | 0.00010449 | 9.1778e-07 | 1.1609e-05 | 0.00011686 | 4.7136e-05 | 2.4791 | 1.3191e-05 | 0 | 0 | 0.00013005 | 4.7136e-05 | 2.759
ElecHt-University-New | Glass-University-ElecHt-codet to vet-New | 30 | 0.00051952 | 5.6211e-05 | 0 | 0 | ExCOMM | 0.47693 | 0.46383 | 0.00055914 | 6.2076e-08 | 1.3383e-07 |  |  | 4.4178e-05 | 0 | 0 | 0 | 0 | 0 | 4.4178e-05 | 0 | 4.4178e-05 | 0 | 0 | 5.8138 | 0 | 5.8138 | 0.00028815 | 2.5309e-06 | 3.2013e-05 | 0.00032225 | 4.4178e-05 | 7.2943 | 3.6377e-05 | 0 | 0 | 0.00035862 | 4.4178e-05 | 8.1177
ElecHt-Warehouse-New | Glass-Warehouse-ElecHt-codet to vet-New | 30 | 2.7742e-08 | 0.0001067 | 0 | 0 | ExCOMM | 0.47693 | 0.46383 | 2.9857e-08 | 3.3147e-12 | 7.1465e-12 |  |  | 8.3858e-05 | 0 | 0 | 0 | 0 | 0 | 8.3858e-05 | 0 | 8.3858e-05 | 0 | 0 | 206665.0781 | 0 | 206665.074 | 1.5387e-08 | 1.3515e-10 | 1.7095e-09 | 1.7208e-08 | 8.3858e-05 | 0.0002052 | 1.9425e-09 | 0 | 0 | 1.915e-08 | 8.3858e-05 | 0.00022836
ElecHt-Supermarket-New | Glass-Supermarket-ElecHt-codet to vet-New | 30 | 2.2453e-05 | 6.8968e-06 | 0 | 0 | ExCOMM | 0.47693 | 0.46383 | 2.4165e-05 | 2.6828e-09 | 5.7841e-09 |  |  | 5.4204e-06 | 0 | 0 | 0 | 0 | 0 | 5.4204e-06 | 0 | 5.4204e-06 | 0 | 0 | 16.5049 | 0 | 16.5049 | 1.2454e-05 | 1.0938e-07 | 1.3836e-06 | 1.3927e-05 | 5.4204e-06 | 2.5694 | 1.5722e-06 | 0 | 0 | 1.5499e-05 | 5.4204e-06 | 2.8594
ElecHt-MIniMart-New | Glass-MIniMart-ElecHt-codet to vet-New | 30 | 6.9772e-05 | 2.1732e-05 | 0 | 0 | ExCOMM | 0.47693 | 0.46383 | 7.5092e-05 | 8.3368e-09 | 1.7974e-08 |  |  | 1.7079e-05 | 0 | 0 | 0 | 0 | 0 | 1.7079e-05 | 0 | 1.7079e-05 | 0 | 0 | 16.7359 | 0 | 16.7359 | 3.8699e-05 | 3.399e-07 | 4.2994e-06 | 4.3278e-05 | 1.7079e-05 | 2.5339 | 4.8854e-06 | 0 | 0 | 4.8163e-05 | 1.7079e-05 | 2.82
ElecHt-Restaurant-New | Glass-Restaurant-ElecHt-codet to vet-New | 30 | 0.00045234 | 9.9077e-05 | 0 | 0 | ExCOMM | 0.47693 | 0.46383 | 0.00048683 | 5.4048e-08 | 1.1653e-07 |  |  | 7.7867e-05 | 0 | 0 | 0 | 0 | 0 | 7.7867e-05 | 0 | 7.7867e-05 | 0 | 0 | 11.7692 | 0 | 11.7692 | 0.00025089 | 2.2036e-06 | 2.7874e-05 | 0.00028058 | 7.7867e-05 | 3.6033 | 3.1673e-05 | 0 | 0 | 0.00031225 | 7.7867e-05 | 4.01
ElecHt-Lodging-New | Glass-Lodging-ElecHt-codet to vet-New | 30 | 0.010625 | 0.0017534 | 0 | 0 | ExCOMM | 0.47693 | 0.46383 | 0.011435 | 1.2695e-06 | 2.737e-06 |  |  | 0.0013781 | 0 | 0 | 0 | 0 | 0 | 0.0013781 | 0 | 0.0013781 | 0 | 0 | 8.8676 | 0 | 8.8676 | 0.0058931 | 5.176e-05 | 0.00065471 | 0.0065904 | 0.0013781 | 4.7823 | 0.00074395 | 0 | 0 | 0.0073343 | 0.0013781 | 5.3221
ElecHt-Hospital-New | Glass-Hospital-ElecHt-codet to vet-New | 30 | 0.0002137 | 1.9363e-05 | 0 | 0 | ExCOMM | 0.47693 | 0.46383 | 0.00023 | 2.5534e-08 | 5.5051e-08 |  |  | 1.5218e-05 | 0 | 0 | 0 | 0 | 0 | 1.5218e-05 | 0 | 1.5218e-05 | 0 | 0 | 4.8686 | 0 | 4.8686 | 0.00011853 | 1.0411e-06 | 1.3169e-05 | 0.00013255 | 1.5218e-05 | 8.7103 | 1.4963e-05 | 0 | 0 | 0.00014752 | 1.5218e-05 | 9.6936
ElecHt-OtherHealth-New | Glass-OtherHealth-ElecHt-codet to vet-New | 30 | 0.00063866 | 5.9835e-05 | 0 | 0 | ExCOMM | 0.47693 | 0.46383 | 0.00068735 | 7.631e-08 | 1.6452e-07 |  |  | 4.7026e-05 | 0 | 0 | 0 | 0 | 0 | 4.7026e-05 | 0 | 4.7026e-05 | 0 | 0 | 5.0342 | 0 | 5.0342 | 0.00035423 | 3.1112e-06 | 3.9354e-05 | 0.00039614 | 4.7026e-05 | 8.4239 | 4.4718e-05 | 0 | 0 | 0.00044086 | 4.7026e-05 | 9.3749
ElecHt-Other-New | Glass-Other-ElecHt-codet to vet-New | 30 | 0.0057238 | 0.0010576 | 0 | 0 | ExCOMM | 0.47693 | 0.46383 | 0.0061602 | 6.8391e-07 | 1.4745e-06 |  |  | 0.0008312 | 0 | 0 | 0 | 0 | 0 | 0.0008312 | 0 | 0.0008312 | 0 | 0 | 9.9283 | 0 | 9.9283 | 0.0031747 | 2.7884e-05 | 0.0003527 | 0.0035503 | 0.0008312 | 4.2714 | 0.00040078 | 0 | 0 | 0.0039511 | 0.0008312 | 4.7535
ElecHt-Large Off-New | Glass-Large Off-ElecHt-codet to veat-New | 30 | 0.80635 | 0.17195 | 0 | 0 | ExCOMM | 0.47693 | 0.46383 | 0.86783 | 9.6347e-05 | 0.00020772 |  |  | 0.13514 | 0 | 0 | 0 | 0 | 0 | 0.13514 | 0 | 0.13514 | 0 | 0 | 11.4582 | 0 | 11.4582 | 0.44724 | 0.0039282 | 0.049688 | 0.50016 | 0.13514 | 3.7011 | 0.05646 | 0 | 0 | 0.55662 | 0.13514 | 4.1189
ElecHt-Medium Off-New | Glass-Medium Off-ElecHt-codet to veat-New | 30 | 0.42676 | 0.091003 | 0 | 0 | ExCOMM | 0.47693 | 0.46383 | 0.4593 | 5.0992e-05 | 0.00010994 |  |  | 0.071522 | 0 | 0 | 0 | 0 | 0 | 0.071522 | 0 | 0.071522 | 0 | 0 | 11.4582 | 0 | 11.4582 | 0.2367 | 0.002079 | 0.026297 | 0.26471 | 0.071522 | 3.7011 | 0.029881 | 0 | 0 | 0.29459 | 0.071522 | 4.1189
ElecHt-Small Off-New | Glass-Small Off-ElecHt-codet to veat-New | 30 | 0.48754 | 0.1435 | 0 | 0 | ExCOMM | 0.47693 | 0.46383 | 0.52471 | 5.8254e-05 | 0.00012559 |  |  | 0.11278 | 0 | 0 | 0 | 0 | 0 | 0.11278 | 0 | 0.11278 | 0 | 0 | 15.8155 | 0 | 15.8155 | 0.27041 | 0.0023751 | 0.030042 | 0.30241 | 0.11278 | 2.6814 | 0.034137 | 0 | 0 | 0.33655 | 0.11278 | 2.9841
ElecHt-Big Box-New | Glass-Big Box-ElecHt-codet to veat-New | 30 | 0.01461 | 0.0031091 | 0 | 0 | ExCOMM | 0.47693 | 0.46383 | 0.015724 | 1.7457e-06 | 3.7637e-06 |  |  | 0.0024435 | 0 | 0 | 0 | 0 | 0 | 0.0024435 | 0 | 0.0024435 | 0 | 0 | 11.4346 | 0 | 11.4346 | 0.0081036 | 7.1175e-05 | 0.00090029 | 0.0090624 | 0.0024435 | 3.7087 | 0.001023 | 0 | 0 | 0.010085 | 0.0024435 | 4.1274
ElecHt-Small Box-New | Glass-Small Box-ElecHt-codet to veat-New | 30 | 0.10423 | 0.049242 | 0 | 0 | ExCOMM | 0.47693 | 0.46383 | 0.11218 | 1.2454e-05 | 2.6851e-05 |  |  | 0.038701 | 0 | 0 | 0 | 0 | 0 | 0.038701 | 0 | 0.038701 | 0 | 0 | 25.3848 | 0 | 25.3848 | 0.057812 | 0.00050777 | 0.0064228 | 0.064653 | 0.038701 | 1.6706 | 0.0072982 | 0 | 0 | 0.071951 | 0.038701 | 1.8592
ElecHt-High End-New | Glass-High End-ElecHt-codet to veat-New | 30 | 0.067786 | 0.032173 | 0 | 0 | ExCOMM | 0.47693 | 0.46383 | 0.072955 | 8.0995e-06 | 1.7462e-05 |  |  | 0.025286 | 0 | 0 | 0 | 0 | 0 | 0.025286 | 0 | 0.025286 | 0 | 0 | 25.5029 | 0 | 25.5029 | 0.037598 | 0.00033022 | 0.004177 | 0.042046 | 0.025286 | 1.6628 | 0.0047463 | 0 | 0 | 0.046792 | 0.025286 | 1.8506
ElecHt-Anchor-New | Glass-Anchor-ElecHt-codet to veat-New | 30 | 0.015435 | 0.0032897 | 0 | 0 | ExCOMM | 0.47693 | 0.46383 | 0.016612 | 1.8443e-06 | 3.9762e-06 |  |  | 0.0025855 | 0 | 0 | 0 | 0 | 0 | 0.0025855 | 0 | 0.0025855 | 0 | 0 | 11.4522 | 0 | 11.4522 | 0.008561 | 7.5192e-05 | 0.00095111 | 0.009574 | 0.0025855 | 3.703 | 0.0010807 | 0 | 0 | 0.010655 | 0.0025855 | 4.121
ElecHt-K-12-New | Glass-K-12-ElecHt-codet to veat-New | 30 | 0.017434 | 0.011395 | 0 | 0 | ExCOMM | 0.47693 | 0.46383 | 0.018764 | 2.0831e-06 | 4.4912e-06 |  |  | 0.0089559 | 0 | 0 | 0 | 0 | 0 | 0.0089559 | 0 | 0.0089559 | 0 | 0 | 35.1209 | 0 | 35.1209 | 0.0096699 | 8.4932e-05 | 0.0010743 | 0.010814 | 0.0089559 | 1.2075 | 0.0012207 | 0 | 0 | 0.012035 | 0.0089559 | 1.3438
ElecHt-University-New | Glass-University-ElecHt-codet to veat-New | 30 | 0.011305 | 0.0028106 | 0 | 0 | ExCOMM | 0.47693 | 0.46383 | 0.012167 | 1.3508e-06 | 2.9124e-06 |  |  | 0.0022089 | 0 | 0 | 0 | 0 | 0 | 0.0022089 | 0 | 0.0022089 | 0 | 0 | 13.3581 | 0 | 13.3581 | 0.0062706 | 5.5075e-05 | 0.00069665 | 0.0070125 | 0.0022089 | 3.1747 | 0.0007916 | 0 | 0 | 0.0078041 | 0.0022089 | 3.533
ElecHt-Warehouse-New | Glass-Warehouse-ElecHt-codet to veat-New | 30 | 1.757e-06 | 0.020273 | 0 | 0 | ExCOMM | 0.47693 | 0.46383 | 1.8909e-06 | 2.0993e-10 | 4.5261e-10 |  |  | 0.015933 | 0 | 0 | 0 | 0 | 0 | 0.015933 | 0 | 0.015933 | 0 | 0 | 619995.25 | 0 | 619995.222 | 9.7451e-07 | 8.5592e-09 | 1.0827e-07 | 1.0898e-06 | 0.015933 | 6.84e-05 | 1.2302e-07 | 0 | 0 | 1.2128e-06 | 0.015933 | 7.6121e-05
ElecHt-Supermarket-New | Glass-Supermarket-ElecHt-codet to veat-New | 30 | 0.0023791 | 0.0013104 | 0 | 0 | ExCOMM | 0.47693 | 0.46383 | 0.0025605 | 2.8427e-07 | 6.1287e-07 |  |  | 0.0010299 | 0 | 0 | 0 | 0 | 0 | 0.0010299 | 0 | 0.0010299 | 0 | 0 | 29.596 | 0 | 29.596 | 0.0013196 | 1.159e-05 | 0.0001466 | 0.0014757 | 0.0010299 | 1.4329 | 0.00016658 | 0 | 0 | 0.0016423 | 0.0010299 | 1.5946
ElecHt-MIniMart-New | Glass-MIniMart-ElecHt-codet to veat-New | 30 | 0.007418 | 0.004129 | 0 | 0 | ExCOMM | 0.47693 | 0.46383 | 0.0079836 | 8.8635e-07 | 1.9109e-06 |  |  | 0.0032451 | 0 | 0 | 0 | 0 | 0 | 0.0032451 | 0 | 0.0032451 | 0 | 0 | 29.9088 | 0 | 29.9088 | 0.0041144 | 3.6137e-05 | 0.0004571 | 0.0046012 | 0.0032451 | 1.4179 | 0.0005194 | 0 | 0 | 0.0051206 | 0.0032451 | 1.578
ElecHt-Restaurant-New | Glass-Restaurant-ElecHt-codet to veat-New | 30 | 0.039496 | 0.018825 | 0 | 0 | ExCOMM | 0.47693 | 0.46383 | 0.042508 | 4.7192e-06 | 1.0174e-05 |  |  | 0.014795 | 0 | 0 | 0 | 0 | 0 | 0.014795 | 0 | 0.014795 | 0 | 0 | 25.6101 | 0 | 25.6101 | 0.021907 | 0.00019241 | 0.0024338 | 0.024498 | 0.014795 | 1.6559 | 0.0027655 | 0 | 0 | 0.027264 | 0.014795 | 1.8428
ElecHt-Lodging-New | Glass-Lodging-ElecHt-codet to veat-New | 30 | 0.90145 | 0.33315 | 0 | 0 | ExCOMM | 0.47693 | 0.46383 | 0.97019 | 0.00010771 | 0.00023222 |  |  | 0.26183 | 0 | 0 | 0 | 0 | 0 | 0.26183 | 0 | 0.26183 | 0 | 0 | 19.8582 | 0 | 19.8582 | 0.49999 | 0.0043915 | 0.055548 | 0.55915 | 0.26183 | 2.1355 | 0.063119 | 0 | 0 | 0.62227 | 0.26183 | 2.3766
ElecHt-Hospital-New | Glass-Hospital-ElecHt-codet to veat-New | 30 | 0.0044834 | 0.00096816 | 0 | 0 | ExCOMM | 0.47693 | 0.46383 | 0.0048253 | 5.357e-07 | 1.155e-06 |  |  | 0.00076091 | 0 | 0 | 0 | 0 | 0 | 0.00076091 | 0 | 0.00076091 | 0 | 0 | 11.6033 | 0 | 11.6033 | 0.0024867 | 2.1841e-05 | 0.00027627 | 0.002781 | 0.00076091 | 3.6548 | 0.00031393 | 0 | 0 | 0.0030949 | 0.00076091 | 4.0674
ElecHt-OtherHealth-New | Glass-OtherHealth-ElecHt-codet to veat-New | 30 | 0.052433 | 0.011369 | 0 | 0 | ExCOMM | 0.47693 | 0.46383 | 0.056431 | 6.265e-06 | 1.3507e-05 |  |  | 0.0089349 | 0 | 0 | 0 | 0 | 0 | 0.0089349 | 0 | 0.0089349 | 0 | 0 | 11.6505 | 0 | 11.6505 | 0.029082 | 0.00025543 | 0.0032309 | 0.032523 | 0.0089349 | 3.64 | 0.0036713 | 0 | 0 | 0.036194 | 0.0089349 | 4.0509
ElecHt-Other-New | Glass-Other-ElecHt-codet to veat-New | 30 | 0.31551 | 0.12691 | 0 | 0 | ExCOMM | 0.47693 | 0.46383 | 0.33957 | 3.7699e-05 | 8.1278e-05 |  |  | 0.099744 | 0 | 0 | 0 | 0 | 0 | 0.099744 | 0 | 0.099744 | 0 | 0 | 21.6137 | 0 | 21.6137 | 0.175 | 0.001537 | 0.019442 | 0.1957 | 0.099744 | 1.9621 | 0.022092 | 0 | 0 | 0.2178 | 0.099744 | 2.1836
GasHt-Large Off-New | Glass-Large Off-GasHt-codet to vet-New | 30 | 0.0057932 | 0.0022971 | -0.00039824 | 0 | SmComCAC | 0.17 | 0 | 0.006235 | 0 | 4.1868e-06 |  |  | 0.0018053 | 0 | 0 | -0.0054122 | 0 | 0 | 0.0018053 | -0.0054122 | 0 | 0 | 0 | 21.3057 | -63.8719 | -42.5662 | 0.0045214 | 0 | 0.00054567 | 0.005067 | 0.0018053 | 2.8067 | 0.001138 | 0 | 0 | 0.0098119 | 0 | 9999
GasHt-Medium Off-New | Glass-Medium Off-GasHt-codet to vet-New | 30 | 0.0063562 | 0.0025203 | -0.00043694 | 0 | SmComCAC | 0.17 | 0 | 0.0068409 | 0 | 4.5937e-06 |  |  | 0.0019808 | 0 | 0 | -0.0059382 | 0 | 0 | 0.0019808 | -0.0059382 | 0 | 0 | 0 | 21.3057 | -63.8719 | -42.5662 | 0.0049607 | 0 | 0.0005987 | 0.0055594 | 0.0019808 | 9999 | 0.0012486 | 0 | 0 | 0.010765 | 0 | 9999
GasHt-Small Off-New | Glass-Small Off-GasHt-codet to vet-New | 30 | 0.013315 | 0.0035131 | -0.00028232 | 0 | SmComCAC | 0.17 | 0 | 0.01433 | 0 | 9.6226e-06 |  |  | 0.002761 | 0 | 0 | -0.0038368 | 0 | 0 | 0.002761 | -0.0038368 | 0 | 0 | 0 | 14.1773 | -19.7013 | -5.5241 | 0.010392 | 0 | 0.0012541 | 0.011646 | 0.002761 | 9999 | 0.0026155 | 0 | 0 | 0.015337 | 0 | 9999
GasHt-Big Box-New | Glass-Big Box-GasHt-codet to vet-New | 30 | 0.0023128 | 0.00042082 | -5.5858e-05 | 0 | SmComCAC | 0.17 | 0 | 0.0024891 | 0 | 1.6714e-06 |  |  | 0.00033074 | 0 | 0 | -0.00075912 | 0 | 0 | 0.00033074 | -0.00075912 | 0 | 0 | 0 | 9.777 | -22.4408 | -12.6637 | 0.001805 | 0 | 0.00021784 | 0.0020229 | 0.00033074 | 9999 | 0.00045431 | 0 | 0 | 0.0029056 | 0 | 9999
GasHt-Small Box-New | Glass-Small Box-GasHt-codet to vet-New | 30 | 0.0012731 | 0.001164 | -7.5673e-05 | 0 | SmComCAC | 0.17 | 0 | 0.0013702 | 0 | 9.2006e-07 |  |  | 0.00091479 | 0 | 0 | -0.0010284 | 0 | 0 | 0.00091479 | -0.0010284 | 0 | 0 | 0 | 49.1273 | -55.2292 | -6.1019 | 0.00099359 | 0 | 0.00011991 | 0.0011135 | 0.00091479 | 9999 | 0.00025008 | 0 | 0 | 0.0014772 | 0 | 9999
GasHt-High End-New | Glass-High End-GasHt-codet to vet-New | 30 | 0.0012968 | 0.0012232 | -7.9527e-05 | 0 | SmComCAC | 0.17 | 0 | 0.0013957 | 0 | 9.3723e-07 |  |  | 0.00096138 | 0 | 0 | -0.0010808 | 0 | 0 | 0.00096138 | -0.0010808 | 0 | 0 | 0 | 50.6835 | -56.9786 | -6.2952 | 0.0010121 | 0 | 0.00012215 | 0.0011343 | 0.00096138 | 9999 | 0.00025475 | 0 | 0 | 0.0015084 | 0 | 9999
GasHt-Anchor-New | Glass-Anchor-GasHt-codet to vet-New | 30 | 0.00081021 | 0.00014799 | -1.9644e-05 | 0 | SmComCAC | 0.17 | 0 | 0.00087199 | 0 | 5.8554e-07 |  |  | 0.00011631 | 0 | 0 | -0.00026696 | 0 | 0 | 0.00011631 | -0.00026696 | 0 | 0 | 0 | 9.8147 | -22.5273 | -12.7125 | 0.00063233 | 0 | 7.6315e-05 | 0.00070865 | 0.00011631 | 9999 | 0.00015915 | 0 | 0 | 0.0010185 | 0 | 9999
GasHt-K-12-New | Glass-K-12-GasHt-codet to vet-New | 30 | 0.00014321 | 0.00087592 | -5.0223e-05 | 0 | SmComCAC | 0.17 | 0 | 0.00015413 | 0 | 1.035e-07 |  |  | 0.00068841 | 0 | 0 | -0.00068255 | 0 | 0 | 0.00068841 | -0.00068255 | 5.8605e-06 | 0 | 0 | 328.6417 | -325.844 | 2.7978 | 0.00011177 | 0 | 1.3489e-05 | 0.00012526 | 0.00068841 | 9999 | 2.8132e-05 | 0 | 0 | 0.00015339 | 5.8605e-06 | 26.174
GasHt-University-New | Glass-University-GasHt-codet to vet-New | 30 | 0.0010157 | 0.00061025 | -8.9047e-05 | 0 | SmComCAC | 0.17 | 0 | 0.0010932 | 0 | 7.3405e-07 |  |  | 0.00047962 | 0 | 0 | -0.0012102 | 0 | 0 | 0.00047962 | -0.0012102 | 0 | 0 | 0 | 32.2837 | -81.4587 | -49.175 | 0.00079271 | 0 | 9.567e-05 | 0.00088838 | 0.00047962 | 1.8523 | 0.00019952 | 0 | 0 | 0.0018185 | 0 | 9999
GasHt-Warehouse-New | Glass-Warehouse-GasHt-codet to vet-New | 30 | 1.5194e-07 | 0.0025323 | -2.2866e-07 | 0 | SmComCAC | 0.17 | 0 | 1.6353e-07 | 0 | 1.0981e-10 |  |  | 0.0019902 | 0 | 0 | -3.1076e-06 | 0 | 0 | 0.0019902 | -3.1076e-06 | 0.0019871 | 0 | 0 | 895548.625 | -1398.3069 | 894150.3471 | 1.1858e-07 | 0 | 1.4311e-08 | 1.3289e-07 | 0.0019902 | 9999 | 2.9846e-08 | 0 | 0 | 1.6274e-07 | 0.0019871 | 8.1897e-05
GasHt-Supermarket-New | Glass-Supermarket-GasHt-codet to vet-New | 30 | 9.0881e-05 | 5.3206e-05 | -1.5854e-06 | 0 | SmComCAC | 0.17 | 0 | 9.7811e-05 | 0 | 6.568e-08 |  |  | 4.1816e-05 | 0 | 0 | -2.1546e-05 | 0 | 0 | 4.1816e-05 | -2.1546e-05 | 2.027e-05 | 0 | 0 | 31.4577 | -16.2089 | 15.2488 | 7.0929e-05 | 0 | 8.5602e-06 | 7.9489e-05 | 4.1816e-05 | 1.9009 | 1.7852e-05 | 0 | 0 | 9.7341e-05 | 2.027e-05 | 4.8022
GasHt-MIniMart-New | Glass-MIniMart-GasHt-codet to vet-New | 30 | 0.00097646 | 0.00058711 | -1.7495e-05 | 0 | SmComCAC | 0.17 | 0 | 0.0010509 | 0 | 7.0569e-07 |  |  | 0.00046143 | 0 | 0 | -0.00023776 | 0 | 0 | 0.00046143 | -0.00023776 | 0.00022367 | 0 | 0 | 32.3079 | -16.647 | 15.6609 | 0.00076208 | 0 | 9.1974e-05 | 0.00085405 | 0.00046143 | 1.8509 | 0.00019181 | 0 | 0 | 0.0010459 | 0.00022367 | 4.6759
GasHt-Restaurant-New | Glass-Restaurant-GasHt-codet to vet-New | 30 | 0.003352 | 0.0011842 | -3.9564e-05 | 0 | SmComCAC | 0.17 | 0 | 0.0036075 | 0 | 2.4225e-06 |  |  | 0.00093072 | 0 | 0 | -0.00053769 | 0 | 0 | 0.00093072 | -0.00053769 | 0.00039303 | 0 | 0 | 18.9835 | -10.9671 | 8.0164 | 0.002616 | 0 | 0.00031572 | 0.0029318 | 0.00093072 | 3.15 | 0.00065844 | 0 | 0 | 0.0035902 | 0.00039303 | 9.1348
GasHt-Lodging-New | Glass-Lodging-GasHt-codet to vet-New | 30 | 0.0028722 | 0.001401 | -0.00010816 | 0 | SmComCAC | 0.17 | 0 | 0.0030912 | 0 | 2.0758e-06 |  |  | 0.0011011 | 0 | 0 | -0.00147 | 0 | 0 | 0.0011011 | -0.00147 | 0 | 0 | 0 | 26.2099 | -34.9901 | -8.7802 | 0.0022416 | 0 | 0.00027054 | 0.0025122 | 0.0011011 | 2.2815 | 0.0005642 | 0 | 0 | 0.0034452 | 0 | 9999
GasHt-Hospital-New | Glass-Hospital-GasHt-codet to vet-New | 30 | 0.0015793 | 0.00061962 | -0.00010127 | 0 | SmComCAC | 0.17 | 0 | 0.0016997 | 0 | 1.1414e-06 |  |  | 0.00048698 | 0 | 0 | -0.0013763 | 0 | 0 | 0.00048698 | -0.0013763 | 0 | 0 | 0 | 21.0812 | -59.5783 | -38.497 | 0.0012326 | 0 | 0.00014876 | 0.0013814 | 0.00048698 | 9999 | 0.00031024 | 0 | 0 | 0.0025809 | 0 | 9999
GasHt-OtherHealth-New | Glass-OtherHealth-GasHt-codet to vet-New | 30 | 0.001951 | 0.00072209 | -0.00011084 | 0 | SmComCAC | 0.17 | 0 | 0.0020997 | 0 | 1.41e-06 |  |  | 0.00056751 | 0 | 0 | -0.0015064 | 0 | 0 | 0.00056751 | -0.0015064 | 0 | 0 | 0 | 19.8878 | -52.7897 | -32.9019 | 0.0015226 | 0 | 0.00018376 | 0.0017064 | 0.00056751 | 9999 | 0.00038324 | 0 | 0 | 0.0030285 | 0 | 9999
GasHt-Other-New | Glass-Other-GasHt-codet to vet-New | 30 | 0.013571 | 0.009675 | -0.00074694 | 0 | SmComCAC | 0.17 | 0 | 0.014606 | 0 | 9.8079e-06 |  |  | 0.0076039 | 0 | 0 | -0.010151 | 0 | 0 | 0.0076039 | -0.010151 | 0 | 0 | 0 | 38.3068 | -51.1393 | -12.8326 | 0.010592 | 0 | 0.0012783 | 0.01187 | 0.0076039 | 9999 | 0.0026659 | 0 | 0 | 0.017083 | 0 | 9999
GasHt-Large Off-New | Glass-Large Off-GasHt-codet to veat-New | 30 | 0.091577 | 0.11485 | -0.0086078 | 0 | SmComCAC | 0.17 | 0 | 0.09856 | 0 | 6.6183e-05 |  |  | 0.090267 | 0 | 0 | -0.11698 | 0 | 0 | 0.090267 | -0.11698 | 0 | 0 | 0 | 67.3908 | -87.3357 | -19.9449 | 0.071472 | 0 | 0.0086257 | 0.080098 | 0.090267 | 9999 | 0.017989 | 0 | 0 | 0.1248 | 0 | 9999
GasHt-Medium Off-New | Glass-Medium Off-GasHt-codet to veat-New | 30 | 0.10048 | 0.12602 | -0.0094443 | 0 | SmComCAC | 0.17 | 0 | 0.10814 | 0 | 7.2615e-05 |  |  | 0.099039 | 0 | 0 | -0.12835 | 0 | 0 | 0.099039 | -0.12835 | 0 | 0 | 0 | 67.3908 | -87.3357 | -19.9449 | 0.078417 | 0 | 0.009464 | 0.087881 | 0.099039 | 9999 | 0.019737 | 0 | 0 | 0.13693 | 0 | 9999
GasHt-Small Off-New | Glass-Small Off-GasHt-codet to veat-New | 30 | 0.77577 | 0.66748 | -0.028729 | 0 | SmComCAC | 0.17 | 0 | 0.83492 | 0 | 0.00056065 |  |  | 0.52459 | 0 | 0 | -0.39044 | 0 | 0 | 0.52459 | -0.39044 | 0.13416 | 0 | 0 | 46.2322 | -34.409 | 11.8232 | 0.60546 | 0 | 0.073071 | 0.67853 | 0.52459 | 9999 | 0.15239 | 0 | 0 | 0.83092 | 0.13416 | 6.1936
GasHt-Big Box-New | Glass-Big Box-GasHt-codet to veat-New | 30 | 0.095218 | 0.050499 | -0.0027359 | 0 | SmComCAC | 0.17 | 0 | 0.10248 | 0 | 6.8815e-05 |  |  | 0.039688 | 0 | 0 | -0.037182 | 0 | 0 | 0.039688 | -0.037182 | 0.0025068 | 0 | 0 | 28.4971 | -26.6971 | 1.7999 | 0.074314 | 0 | 0.0089687 | 0.083282 | 0.039688 | 2.0984 | 0.018704 | 0 | 0 | 0.10199 | 0.0025068 | 40.684
GasHt-Small Box-New | Glass-Small Box-GasHt-codet to veat-New | 30 | 0.070583 | 0.22115 | -0.0076549 | 0 | SmComCAC | 0.17 | 0 | 0.075965 | 0 | 5.101e-05 |  |  | 0.17381 | 0 | 0 | -0.10403 | 0 | 0 | 0.17381 | -0.10403 | 0.069779 | 0 | 0 | 168.3586 | -100.7686 | 67.59 | 0.055087 | 0 | 0.0066483 | 0.061735 | 0.17381 | 0.35518 | 0.013865 | 0 | 0 | 0.0756 | 0.069779 | 1.0834
GasHt-High End-New | Glass-High End-GasHt-codet to veat-New | 30 | 0.0719 | 0.23242 | -0.0080447 | 0 | SmComCAC | 0.17 | 0 | 0.077382 | 0 | 5.1962e-05 |  |  | 0.18266 | 0 | 0 | -0.10933 | 0 | 0 | 0.18266 | -0.10933 | 0.073333 | 0 | 0 | 173.6916 | -103.9606 | 69.731 | 0.056115 | 0 | 0.0067723 | 0.062887 | 0.18266 | 0.34428 | 0.014124 | 0 | 0 | 0.077011 | 0.073333 | 1.0502
GasHt-Anchor-New | Glass-Anchor-GasHt-codet to veat-New | 30 | 0.013899 | 0.0073995 | -0.00040089 | 0 | SmComCAC | 0.17 | 0 | 0.014958 | 0 | 1.0045e-05 |  |  | 0.0058155 | 0 | 0 | -0.0054482 | 0 | 0 | 0.0058155 | -0.0054482 | 0.00036732 | 0 | 0 | 28.6069 | -26.8 | 1.8069 | 0.010847 | 0 | 0.0013091 | 0.012156 | 0.0058155 | 2.0904 | 0.0027302 | 0 | 0 | 0.014887 | 0.00036732 | 40.5279
GasHt-K-12-New | Glass-K-12-GasHt-codet to veat-New | 30 | 0.01269 | 0.16642 | -0.0046585 | 0 | SmComCAC | 0.17 | 0 | 0.013657 | 0 | 9.171e-06 |  |  | 0.1308 | 0 | 0 | -0.06331 | 0 | 0 | 0.1308 | -0.06331 | 0.067487 | 0 | 0 | 704.694 | -341.0952 | 363.5989 | 0.0099039 | 0 | 0.0011953 | 0.011099 | 0.1308 | 0.084857 | 0.0024927 | 0 | 0 | 0.013592 | 0.067487 | 0.2014
GasHt-University-New | Glass-University-GasHt-codet to veat-New | 30 | 0.017713 | 0.030513 | -0.0020223 | 0 | SmComCAC | 0.17 | 0 | 0.019064 | 0 | 1.2801e-05 |  |  | 0.023981 | 0 | 0 | -0.027484 | 0 | 0 | 0.023981 | -0.027484 | 0 | 0 | 0 | 92.561 | -106.081 | -13.5199 | 0.013824 | 0 | 0.0016684 | 0.015493 | 0.023981 | 0.64604 | 0.0034795 | 0 | 0 | 0.022475 | 0 | 9999
GasHt-Warehouse-New | Glass-Warehouse-GasHt-codet to veat-New | 30 | 9.6229e-06 | 0.48114 | -1.4482e-05 | 0 | SmComCAC | 0.17 | 0 | 1.0357e-05 | 0 | 6.9545e-09 |  |  | 0.37815 | 0 | 0 | -0.00019681 | 0 | 0 | 0.37815 | -0.00019681 | 0.37795 | 0 | 0 | 2686646 | -1398.3068 | 2685247.6554 | 7.5102e-06 | 0 | 9.0639e-07 | 8.4166e-06 | 0.37815 | 9999 | 1.8903e-06 | 0 | 0 | 1.0307e-05 | 0.37795 | 2.7271e-05
GasHt-Supermarket-New | Glass-Supermarket-GasHt-codet to veat-New | 30 | 0.0072924 | 0.010109 | -0.00021299 | 0 | SmComCAC | 0.17 | 0 | 0.0078484 | 0 | 5.2702e-06 |  |  | 0.0079451 | 0 | 0 | -0.0028946 | 0 | 0 | 0.0079451 | -0.0028946 | 0.0050505 | 0 | 0 | 74.4877 | -27.1378 | 47.3499 | 0.0056914 | 0 | 0.00068688 | 0.0063783 | 0.0079451 | 0.8028 | 0.0014325 | 0 | 0 | 0.0078108 | 0.0050505 | 1.5465
GasHt-MIniMart-New | Glass-MIniMart-GasHt-codet to veat-New | 30 | 0.078352 | 0.11155 | -0.0023503 | 0 | SmComCAC | 0.17 | 0 | 0.084326 | 0 | 5.6625e-05 |  |  | 0.087672 | 0 | 0 | -0.031941 | 0 | 0 | 0.087672 | -0.031941 | 0.055731 | 0 | 0 | 76.5008 | -27.8712 | 48.6296 | 0.06115 | 0 | 0.0073801 | 0.06853 | 0.087672 | 0.78167 | 0.015391 | 0 | 0 | 0.083921 | 0.055731 | 1.5058
GasHt-Restaurant-New | Glass-Restaurant-GasHt-codet to veat-New | 30 | 0.22589 | 0.225 | -0.0047406 | 0 | SmComCAC | 0.17 | 0 | 0.24311 | 0 | 0.00016325 |  |  | 0.17684 | 0 | 0 | -0.064426 | 0 | 0 | 0.17684 | -0.064426 | 0.11241 | 0 | 0 | 53.5224 | -19.4996 | 34.0228 | 0.1763 | 0 | 0.021277 | 0.19757 | 0.17684 | 1.1173 | 0.044372 | 0 | 0 | 0.24194 | 0.11241 | 2.1523
GasHt-Lodging-New | Glass-Lodging-GasHt-codet to veat-New | 30 | 0.18525 | 0.26619 | -0.010302 | 0 | SmComCAC | 0.17 | 0 | 0.19938 | 0 | 0.00013388 |  |  | 0.20921 | 0 | 0 | -0.14001 | 0 | 0 | 0.20921 | -0.14001 | 0.069199 | 0 | 0 | 77.2105 | -51.6717 | 25.5388 | 0.14458 | 0 | 0.017449 | 0.16203 | 0.20921 | 0.77449 | 0.03639 | 0 | 0 | 0.19842 | 0.069199 | 2.8673
GasHt-Hospital-New | Glass-Hospital-GasHt-codet to veat-New | 30 | 0.027244 | 0.030981 | -0.002238 | 0 | SmComCAC | 0.17 | 0 | 0.029322 | 0 | 1.969e-05 |  |  | 0.024349 | 0 | 0 | -0.030415 | 0 | 0 | 0.024349 | -0.030415 | 0 | 0 | 0 | 61.103 | -76.3248 | -15.2218 | 0.021263 | 0 | 0.0025662 | 0.023829 | 0.024349 | 0.97865 | 0.0053517 | 0 | 0 | 0.035247 | 0 | 9999
GasHt-OtherHealth-New | Glass-OtherHealth-GasHt-codet to veat-New | 30 | 0.13738 | 0.1372 | -0.009539 | 0 | SmComCAC | 0.17 | 0 | 0.14785 | 0 | 9.9282e-05 |  |  | 0.10783 | 0 | 0 | -0.12964 | 0 | 0 | 0.10783 | -0.12964 | 0 | 0 | 0 | 53.6632 | -64.5179 | -10.8547 | 0.10722 | 0 | 0.01294 | 0.12016 | 0.10783 | 9999 | 0.026986 | 0 | 0 | 0.16895 | 0 | 9999
GasHt-Other-New | Glass-Other-GasHt-codet to veat-New | 30 | 0.55282 | 1.161 | -0.044933 | 0 | SmComCAC | 0.17 | 0 | 0.59498 | 0 | 0.00039953 |  |  | 0.91247 | 0 | 0 | -0.61065 | 0 | 0 | 0.91247 | -0.61065 | 0.30181 | 0 | 0 | 112.8461 | -75.5202 | 37.3259 | 0.43145 | 0 | 0.052071 | 0.48353 | 0.91247 | 9999 | 0.10859 | 0 | 0 | 0.59212 | 0.30181 | 1.9619
HtPmpHt-Large Off-New | Glass-Large Off-HtPmpHt-codet to vet-New | 30 | 0.0045349 | 0.0012433 | 0 | 0 | ExCOMM | 0.47693 | 0.46383 | 0.0048807 | 5.4186e-07 | 1.1682e-06 |  |  | 0.00097716 | 0 | 0 | 0 | 0 | 0 | 0.00097716 | 0 | 0.00097716 | 0 | 0 | 14.7317 | 0 | 14.7317 | 0.0025153 | 2.2092e-05 | 0.00027945 | 0.0028129 | 0.00097716 | 2.8787 | 0.00031753 | 0 | 0 | 0.0031304 | 0.00097716 | 3.2036
HtPmpHt-Medium Off-New | Glass-Medium Off-HtPmpHt-codet to vet-New | 30 | 0.0047929 | 0.0013141 | 0 | 0 | ExCOMM | 0.47693 | 0.46383 | 0.0051584 | 5.7269e-07 | 1.2347e-06 |  |  | 0.0010328 | 0 | 0 | 0 | 0 | 0 | 0.0010328 | 0 | 0.0010328 | 0 | 0 | 14.7317 | 0 | 14.7317 | 0.0026584 | 2.3349e-05 | 0.00029534 | 0.0029729 | 0.0010328 | 2.8787 | 0.0003356 | 0 | 0 | 0.0033085 | 0.0010328 | 3.2036
HtPmpHt-Small Off-New | Glass-Small Off-HtPmpHt-codet to vet-New | 30 | 0.0044579 | 0.0014442 | 0 | 0 | ExCOMM | 0.47693 | 0.46383 | 0.0047978 | 5.3265e-07 | 1.1484e-06 |  |  | 0.0011351 | 0 | 0 | 0 | 0 | 0 | 0.0011351 | 0 | 0.0011351 | 0 | 0 | 17.408 | 0 | 17.408 | 0.0024726 | 2.1717e-05 | 0.0002747 | 0.0027651 | 0.0011351 | 2.4361 | 0.00031214 | 0 | 0 | 0.0030772 | 0.0011351 | 2.7111
HtPmpHt-Big Box-New | Glass-Big Box-HtPmpHt-codet to vet-New | 30 | 0.00078472 | 0.0001133 | 0 | 0 | ExCOMM | 0.47693 | 0.46383 | 0.00084455 | 9.3763e-08 | 2.0215e-07 |  |  | 8.9045e-05 | 0 | 0 | 0 | 0 | 0 | 8.9045e-05 | 0 | 8.9045e-05 | 0 | 0 | 7.7581 | 0 | 7.7581 | 0.00043524 | 3.8228e-06 | 4.8355e-05 | 0.00048674 | 8.9045e-05 | 5.4662 | 5.4945e-05 | 0 | 0 | 0.00054169 | 8.9045e-05 | 6.0833
HtPmpHt-Small Box-New | Glass-Small Box-HtPmpHt-codet to vet-New | 30 | 0.00012669 | 0.00023858 | 0 | 0 | ExCOMM | 0.47693 | 0.46383 | 0.00013635 | 1.5138e-08 | 3.2637e-08 |  |  | 0.00018751 | 0 | 0 | 0 | 0 | 0 | 0.00018751 | 0 | 0.00018751 | 0 | 0 | 101.1864 | 0 | 101.1864 | 7.0271e-05 | 6.1719e-07 | 7.8069e-06 | 7.8585e-05 | 0.00018751 | 0.4191 | 8.871e-06 | 0 | 0 | 8.7456e-05 | 0.00018751 | 0.46641
HtPmpHt-High End-New | Glass-High End-HtPmpHt-codet to vet-New | 30 | 7.6352e-05 | 0.00015349 | 0 | 0 | ExCOMM | 0.47693 | 0.46383 | 8.2174e-05 | 9.123e-09 | 1.9669e-08 |  |  | 0.00012063 | 0 | 0 | 0 | 0 | 0 | 0.00012063 | 0 | 0.00012063 | 0 | 0 | 108.0174 | 0 | 108.0174 | 4.2349e-05 | 3.7195e-07 | 4.7049e-06 | 4.736e-05 | 0.00012063 | 0.3926 | 5.3461e-06 | 0 | 0 | 5.2706e-05 | 0.00012063 | 0.43692
HtPmpHt-Anchor-New | Glass-Anchor-HtPmpHt-codet to vet-New | 30 | 0.00058149 | 8.4213e-05 | 0 | 0 | ExCOMM | 0.47693 | 0.46383 | 0.00062582 | 6.9479e-08 | 1.4979e-07 |  |  | 6.6185e-05 | 0 | 0 | 0 | 0 | 0 | 6.6185e-05 | 0 | 6.6185e-05 | 0 | 0 | 7.7818 | 0 | 7.7818 | 0.00032252 | 2.8327e-06 | 3.5832e-05 | 0.00036068 | 6.6185e-05 | 5.4496 | 4.0715e-05 | 0 | 0 | 0.0004014 | 6.6185e-05 | 6.0648
HtPmpHt-K-12-New | Glass-K-12-HtPmpHt-codet to vet-New | 30 | -6.8568e-06 | 0.00011574 | 0 | 0 | ExCOMM | 0.47693 | 0.46383 | -7.3796e-06 | -8.1929e-10 | -1.7664e-09 |  |  | 9.0963e-05 | 0 | 0 | 0 | 0 | 0 | 9.0963e-05 | 0 | 9.0963e-05 | 0 | 0 | -906.9879 | 0 | -906.9879 | -3.8031e-06 | -3.3403e-08 | -4.2252e-07 | -4.2531e-06 | 9.0963e-05 | -0.046756 | -4.8011e-07 | 0 | 0 | -4.7332e-06 | 9.0963e-05 | -0.052034
HtPmpHt-University-New | Glass-University-HtPmpHt-codet to vet-New | 30 | 0.00014296 | 6.9614e-05 | 0 | 0 | ExCOMM | 0.47693 | 0.46383 | 0.00015386 | 1.7082e-08 | 3.6828e-08 |  |  | 5.4712e-05 | 0 | 0 | 0 | 0 | 0 | 5.4712e-05 | 0 | 5.4712e-05 | 0 | 0 | 26.165 | 0 | 26.165 | 7.9293e-05 | 6.9644e-07 | 8.8093e-06 | 8.8675e-05 | 5.4712e-05 | 1.6208 | 1.001e-05 | 0 | 0 | 9.8685e-05 | 5.4712e-05 | 1.8037
HtPmpHt-Warehouse-New | Glass-Warehouse-HtPmpHt-codet to vet-New | 30 | 7.3014e-08 | 0.00028082 | 0 | 0 | ExCOMM | 0.47693 | 0.46383 | 7.8581e-08 | 8.7241e-12 | 1.8809e-11 |  |  | 0.00022071 | 0 | 0 | 0 | 0 | 0 | 0.00022071 | 0 | 0.00022071 | 0 | 0 | 206665.0781 | 0 | 206665.074 | 4.0497e-08 | 3.5569e-10 | 4.4992e-09 | 4.5289e-08 | 0.00022071 | 0.0002052 | 5.1124e-09 | 0 | 0 | 5.0401e-08 | 0.00022071 | 0.00022836
HtPmpHt-Supermarket-New | Glass-Supermarket-HtPmpHt-codet to vet-New | 30 | 9.9056e-06 | 1.3694e-05 | 0 | 0 | ExCOMM | 0.47693 | 0.46383 | 1.0661e-05 | 1.1836e-09 | 2.5518e-09 |  |  | 1.0763e-05 | 0 | 0 | 0 | 0 | 0 | 1.0763e-05 | 0 | 1.0763e-05 | 0 | 0 | 74.2844 | 0 | 74.2844 | 5.4942e-06 | 4.8256e-08 | 6.1039e-07 | 6.1442e-06 | 1.0763e-05 | 0.57088 | 6.9358e-07 | 0 | 0 | 6.8378e-06 | 1.0763e-05 | 0.63532
HtPmpHt-MIniMart-New | Glass-MIniMart-HtPmpHt-codet to vet-New | 30 | 2.3399e-05 | 3.4493e-05 | 0 | 0 | ExCOMM | 0.47693 | 0.46383 | 2.5184e-05 | 2.7959e-09 | 6.0279e-09 |  |  | 2.7109e-05 | 0 | 0 | 0 | 0 | 0 | 2.7109e-05 | 0 | 2.7109e-05 | 0 | 0 | 79.2065 | 0 | 79.2065 | 1.2979e-05 | 1.1399e-07 | 1.4419e-06 | 1.4514e-05 | 2.7109e-05 | 0.5354 | 1.6384e-06 | 0 | 0 | 1.6153e-05 | 2.7109e-05 | 0.59584
HtPmpHt-Restaurant-New | Glass-Restaurant-HtPmpHt-codet to vet-New | 30 | 0.00029675 | 0.000153 | 0 | 0 | ExCOMM | 0.47693 | 0.46383 | 0.00031937 | 3.5457e-08 | 7.6444e-08 |  |  | 0.00012025 | 0 | 0 | 0 | 0 | 0 | 0.00012025 | 0 | 0.00012025 | 0 | 0 | 27.7041 | 0 | 27.7041 | 0.00016459 | 1.4456e-06 | 1.8286e-05 | 0.00018406 | 0.00012025 | 1.5307 | 2.0778e-05 | 0 | 0 | 0.00020484 | 0.00012025 | 1.7035
HtPmpHt-Lodging-New | Glass-Lodging-HtPmpHt-codet to vet-New | 30 | 0.0015744 | 0.00091855 | 0 | 0 | ExCOMM | 0.47693 | 0.46383 | 0.0016945 | 1.8812e-07 | 4.0558e-07 |  |  | 0.00072192 | 0 | 0 | 0 | 0 | 0 | 0.00072192 | 0 | 0.00072192 | 0 | 0 | 31.3489 | 0 | 31.3489 | 0.00087326 | 7.6699e-06 | 9.7017e-05 | 0.00097658 | 0.00072192 | 1.3528 | 0.00011024 | 0 | 0 | 0.0010868 | 0.00072192 | 1.5055
HtPmpHt-Hospital-New | Glass-Hospital-HtPmpHt-codet to vet-New | 30 | 2.1975e-05 | 6.4544e-06 | 0 | 0 | ExCOMM | 0.47693 | 0.46383 | 2.3651e-05 | 2.6257e-09 | 5.6609e-09 |  |  | 5.0727e-06 | 0 | 0 | 0 | 0 | 0 | 5.0727e-06 | 0 | 5.0727e-06 | 0 | 0 | 15.7822 | 0 | 15.7822 | 1.2188e-05 | 1.0705e-07 | 1.3541e-06 | 1.3631e-05 | 5.0727e-06 | 2.687 | 1.5387e-06 | 0 | 0 | 1.5169e-05 | 5.0727e-06 | 2.9904
HtPmpHt-OtherHealth-New | Glass-OtherHealth-HtPmpHt-codet to vet-New | 30 | 0.000297 | 9.0331e-05 | 0 | 0 | ExCOMM | 0.47693 | 0.46383 | 0.00031965 | 3.5488e-08 | 7.6511e-08 |  |  | 7.0994e-05 | 0 | 0 | 0 | 0 | 0 | 7.0994e-05 | 0 | 7.0994e-05 | 0 | 0 | 16.3423 | 0 | 16.3423 | 0.00016473 | 1.4469e-06 | 1.8302e-05 | 0.00018423 | 7.0994e-05 | 2.595 | 2.0796e-05 | 0 | 0 | 0.00020502 | 7.0994e-05 | 2.8879
HtPmpHt-Other-New | Glass-Other-HtPmpHt-codet to vet-New | 30 | 0.0017891 | 0.0016773 | 0 | 0 | ExCOMM | 0.47693 | 0.46383 | 0.0019255 | 2.1377e-07 | 4.6089e-07 |  |  | 0.0013183 | 0 | 0 | 0 | 0 | 0 | 0.0013183 | 0 | 0.0013183 | 0 | 0 | 50.3763 | 0 | 50.3763 | 0.00099233 | 8.7157e-06 | 0.00011025 | 0.0011097 | 0.0013183 | 0.84181 | 0.00012527 | 0 | 0 | 0.001235 | 0.0013183 | 0.93684
HtPmpHt-Large Off-New | Glass-Large Off-HtPmpHt-codet to veat-New | 30 | 0.10289 | 0.062166 | 0 | 0 | ExCOMM | 0.47693 | 0.46383 | 0.11074 | 1.2294e-05 | 2.6505e-05 |  |  | 0.048858 | 0 | 0 | 0 | 0 | 0 | 0.048858 | 0 | 0.048858 | 0 | 0 | 32.4653 | 0 | 32.4653 | 0.057068 | 0.00050123 | 0.0063401 | 0.06382 | 0.048858 | 1.3062 | 0.0072043 | 0 | 0 | 0.071024 | 0.048858 | 1.4537
HtPmpHt-Medium Off-New | Glass-Medium Off-HtPmpHt-codet to veat-New | 30 | 0.10874 | 0.065703 | 0 | 0 | ExCOMM | 0.47693 | 0.46383 | 0.11704 | 1.2993e-05 | 2.8013e-05 |  |  | 0.051638 | 0 | 0 | 0 | 0 | 0 | 0.051638 | 0 | 0.051638 | 0 | 0 | 32.4653 | 0 | 32.4653 | 0.060315 | 0.00052975 | 0.0067009 | 0.067451 | 0.051638 | 1.3062 | 0.0076142 | 0 | 0 | 0.075065 | 0.051638 | 1.4537
HtPmpHt-Small Off-New | Glass-Small Off-HtPmpHt-codet to veat-New | 30 | 0.38755 | 0.2744 | 0 | 0 | ExCOMM | 0.47693 | 0.46383 | 0.4171 | 4.6307e-05 | 9.9835e-05 |  |  | 0.21566 | 0 | 0 | 0 | 0 | 0 | 0.21566 | 0 | 0.21566 | 0 | 0 | 38.0454 | 0 | 38.0454 | 0.21495 | 0.001888 | 0.023881 | 0.24039 | 0.21566 | 1.1147 | 0.027136 | 0 | 0 | 0.26752 | 0.21566 | 1.2405
HtPmpHt-Big Box-New | Glass-Big Box-HtPmpHt-codet to veat-New | 30 | 0.032376 | 0.013596 | 0 | 0 | ExCOMM | 0.47693 | 0.46383 | 0.034844 | 3.8685e-06 | 8.3402e-06 |  |  | 0.010685 | 0 | 0 | 0 | 0 | 0 | 0.010685 | 0 | 0.010685 | 0 | 0 | 22.5646 | 0 | 22.5646 | 0.017957 | 0.00015772 | 0.001995 | 0.020082 | 0.010685 | 1.8794 | 0.0022669 | 0 | 0 | 0.022349 | 0.010685 | 2.0915
HtPmpHt-Small Box-New | Glass-Small Box-HtPmpHt-codet to veat-New | 30 | 0.027489 | 0.04533 | 0 | 0 | ExCOMM | 0.47693 | 0.46383 | 0.029586 | 3.2846e-06 | 7.0815e-06 |  |  | 0.035626 | 0 | 0 | 0 | 0 | 0 | 0.035626 | 0 | 0.035626 | 0 | 0 | 88.6059 | 0 | 88.6059 | 0.015247 | 0.00013392 | 0.0016939 | 0.017051 | 0.035626 | 0.47861 | 0.0019248 | 0 | 0 | 0.018976 | 0.035626 | 0.53263
HtPmpHt-High End-New | Glass-High End-HtPmpHt-codet to veat-New | 30 | 0.017338 | 0.029163 | 0 | 0 | ExCOMM | 0.47693 | 0.46383 | 0.01866 | 2.0717e-06 | 4.4664e-06 |  |  | 0.02292 | 0 | 0 | 0 | 0 | 0 | 0.02292 | 0 | 0.02292 | 0 | 0 | 90.3795 | 0 | 90.3795 | 0.0096166 | 8.4463e-05 | 0.0010684 | 0.010754 | 0.02292 | 0.46922 | 0.001214 | 0 | 0 | 0.011968 | 0.02292 | 0.52218
HtPmpHt-Anchor-New | Glass-Anchor-HtPmpHt-codet to veat-New | 30 | 0.010001 | 0.0042106 | 0 | 0 | ExCOMM | 0.47693 | 0.46383 | 0.010764 | 1.195e-06 | 2.5764e-06 |  |  | 0.0033093 | 0 | 0 | 0 | 0 | 0 | 0.0033093 | 0 | 0.0033093 | 0 | 0 | 22.6223 | 0 | 22.6223 | 0.0055471 | 4.8721e-05 | 0.00061628 | 0.0062035 | 0.0033093 | 1.8746 | 0.00070027 | 0 | 0 | 0.0069037 | 0.0033093 | 2.0862
HtPmpHt-K-12-New | Glass-K-12-HtPmpHt-codet to veat-New | 30 | 0.0054115 | 0.02199 | 0 | 0 | ExCOMM | 0.47693 | 0.46383 | 0.0058242 | 6.466e-07 | 1.3941e-06 |  |  | 0.017283 | 0 | 0 | 0 | 0 | 0 | 0.017283 | 0 | 0.017283 | 0 | 0 | 218.3506 | 0 | 218.3506 | 0.0030015 | 2.6363e-05 | 0.00033346 | 0.0033567 | 0.017283 | 0.19422 | 0.00037891 | 0 | 0 | 0.0037356 | 0.017283 | 0.21614
HtPmpHt-University-New | Glass-University-HtPmpHt-codet to veat-New | 30 | 0.0040085 | 0.0034807 | 0 | 0 | ExCOMM | 0.47693 | 0.46383 | 0.0043141 | 4.7895e-07 | 1.0326e-06 |  |  | 0.0027356 | 0 | 0 | 0 | 0 | 0 | 0.0027356 | 0 | 0.0027356 | 0 | 0 | 46.6583 | 0 | 46.6583 | 0.0022233 | 1.9527e-05 | 0.000247 | 0.0024864 | 0.0027356 | 0.90889 | 0.00028067 | 0 | 0 | 0.002767 | 0.0027356 | 1.0115
HtPmpHt-Warehouse-New | Glass-Warehouse-HtPmpHt-codet to veat-New | 30 | 4.6242e-06 | 0.053356 | 0 | 0 | ExCOMM | 0.47693 | 0.46383 | 4.9768e-06 | 5.5253e-10 | 1.1912e-09 |  |  | 0.041934 | 0 | 0 | 0 | 0 | 0 | 0.041934 | 0 | 0.041934 | 0 | 0 | 619995.25 | 0 | 619995.222 | 2.5648e-06 | 2.2527e-08 | 2.8495e-07 | 2.8683e-06 | 0.041934 | 6.84e-05 | 3.2378e-07 | 0 | 0 | 3.1921e-06 | 0.041934 | 7.6121e-05
HtPmpHt-Supermarket-New | Glass-Supermarket-HtPmpHt-codet to veat-New | 30 | 0.00092298 | 0.0026019 | 0 | 0 | ExCOMM | 0.47693 | 0.46383 | 0.00099336 | 1.1028e-07 | 2.3777e-07 |  |  | 0.0020449 | 0 | 0 | 0 | 0 | 0 | 0.0020449 | 0 | 0.0020449 | 0 | 0 | 151.4741 | 0 | 151.4741 | 0.00051193 | 4.4964e-06 | 5.6875e-05 | 0.0005725 | 0.0020449 | 0.27996 | 6.4627e-05 | 0 | 0 | 0.00063713 | 0.0020449 | 0.31157
HtPmpHt-MIniMart-New | Glass-MIniMart-HtPmpHt-codet to veat-New | 30 | 0.0022636 | 0.0065536 | 0 | 0 | ExCOMM | 0.47693 | 0.46383 | 0.0024362 | 2.7047e-07 | 5.8312e-07 |  |  | 0.0051507 | 0 | 0 | 0 | 0 | 0 | 0.0051507 | 0 | 0.0051507 | 0 | 0 | 155.5672 | 0 | 155.5672 | 0.0012555 | 1.1027e-05 | 0.00013949 | 0.0014041 | 0.0051507 | 0.2726 | 0.0001585 | 0 | 0 | 0.0015626 | 0.0051507 | 0.30337
HtPmpHt-Restaurant-New | Glass-Restaurant-HtPmpHt-codet to veat-New | 30 | 0.027261 | 0.02907 | 0 | 0 | ExCOMM | 0.47693 | 0.46383 | 0.02934 | 3.2573e-06 | 7.0226e-06 |  |  | 0.022847 | 0 | 0 | 0 | 0 | 0 | 0.022847 | 0 | 0.022847 | 0 | 0 | 57.2983 | 0 | 57.2983 | 0.01512 | 0.0001328 | 0.0016798 | 0.016909 | 0.022847 | 0.74012 | 0.0019088 | 0 | 0 | 0.018818 | 0.022847 | 0.82366
HtPmpHt-Lodging-New | Glass-Lodging-HtPmpHt-codet to veat-New | 30 | 0.14972 | 0.17453 | 0 | 0 | ExCOMM | 0.47693 | 0.46383 | 0.16114 | 1.789e-05 | 3.8569e-05 |  |  | 0.13716 | 0 | 0 | 0 | 0 | 0 | 0.13716 | 0 | 0.13716 | 0 | 0 | 62.6347 | 0 | 62.6347 | 0.083043 | 0.00072937 | 0.0092259 | 0.092868 | 0.13716 | 0.67706 | 0.010483 | 0 | 0 | 0.10335 | 0.13716 | 0.75349
HtPmpHt-Hospital-New | Glass-Hospital-HtPmpHt-codet to veat-New | 30 | 0.00050452 | 0.00032272 | 0 | 0 | ExCOMM | 0.47693 | 0.46383 | 0.00054299 | 6.0283e-08 | 1.2997e-07 |  |  | 0.00025364 | 0 | 0 | 0 | 0 | 0 | 0.00025364 | 0 | 0.00025364 | 0 | 0 | 34.3706 | 0 | 34.3706 | 0.00027983 | 2.4578e-06 | 3.1089e-05 | 0.00031294 | 0.00025364 | 1.2338 | 3.5326e-05 | 0 | 0 | 0.00034827 | 0.00025364 | 1.3731
HtPmpHt-OtherHealth-New | Glass-OtherHealth-HtPmpHt-codet to veat-New | 30 | 0.025892 | 0.017163 | 0 | 0 | ExCOMM | 0.47693 | 0.46383 | 0.027867 | 3.0938e-06 | 6.67e-06 |  |  | 0.013489 | 0 | 0 | 0 | 0 | 0 | 0.013489 | 0 | 0.013489 | 0 | 0 | 35.6172 | 0 | 35.6172 | 0.014361 | 0.00012614 | 0.0015955 | 0.01606 | 0.013489 | 1.1906 | 0.001813 | 0 | 0 | 0.017873 | 0.013489 | 1.325
HtPmpHt-Other-New | Glass-Other-HtPmpHt-codet to veat-New | 30 | 0.13694 | 0.20128 | 0 | 0 | ExCOMM | 0.47693 | 0.46383 | 0.14738 | 1.6362e-05 | 3.5277e-05 |  |  | 0.15819 | 0 | 0 | 0 | 0 | 0 | 0.15819 | 0 | 0.15819 | 0 | 0 | 78.979 | 0 | 78.979 | 0.075954 | 0.00066711 | 0.0084383 | 0.084941 | 0.15819 | 0.53695 | 0.0095885 | 0 | 0 | 0.094529 | 0.15819 | 0.59756
Category Totals (2000 $) |  | Savings Weighted Measure Data | [7 empty] | Savings |  |  | PV Costs |  |  |  | Lvl Cst | PV Bulk Power System Benefits | [5 empty] | PV Regional Benefits
| Category | Weighted Measure Life | Site Savings (kWh) | Capital Cost ($/unit) | Annual O&M Cost ($/unit) | Per. Repl. Cost ($/unit) | Load Shape | Weighted Load Factor | Weighted Coinc. Factor | Bulk Energy (kWh) | Bulk Demand (kw) | Local Demand (kW) | PV Capital | PV Annual O&M | PV Period. Repl. | PV Total Costs | Levelized Cost mills/kWh | Energy | Bulk T&D Def. Cap. | Act C-E Credit | Total System Benefit | Total non-Consumer Cost | Bulk System B/C Ratio | Local T&D Def.Cap. | Non-E Value | Exter-nalities | Total Regional Benefit | Total Regional Cost | Total Regional B/C Ratio
| GasHt-OtherHealth-New | 30 | 0.35385 | 0.64988 | -0.026606 | 0 |  | 0.17 | 0 | 0.38083 | 0 | 0.00025573 | 0.51076 | -0.36159 | 0 | 0.17192 | 33.2182 | 0.27616 | 0 | 0.033329 | 0.30949 | 0.51076 | 0.60594 | 0.069509 | 0 | 0 | 0.71784 | 0.17192 | 4.1753
| GasHt-Hospital-New | 30 | 0.24414 | 0.52874 | -0.021212 | 0 |  | 0.17 | 0 | 0.26275 | 0 | 0.00017644 | 0.41556 | -0.28828 | 0 | 0.13423 | 37.5896 | 0.19054 | 0 | 0.022996 | 0.21353 | 0.41556 | 0.51385 | 0.047957 | 0 | 0 | 0.54282 | 0.13423 | 4.044
| GasHt-Big Box-New | 30 | 0.36567 | 0.36892 | -0.011336 | 0 |  | 0.17 | 0 | 0.39356 | 0 | 0.00026427 | 0.28995 | -0.15406 | 0 | 0.13632 | 25.4867 | 0.28539 | 0 | 0.034443 | 0.31983 | 0.28995 | 1.1031 | 0.071831 | 0 | 0 | 0.54529 | 0.13632 | 4.0002
| GasHt-Anchor-New | 30 | 0.12555 | 0.12629 | -0.0038493 | 0 |  | 0.17 | 0 | 0.13512 | 0 | 9.0736e-05 | 0.099251 | -0.052313 | 0 | 0.047089 | 25.6423 | 0.097987 | 0 | 0.011826 | 0.10981 | 0.099251 | 1.1064 | 0.024663 | 0 | 0 | 0.18664 | 0.047089 | 3.9635
| GasHt-Large Off-New | 30 | 0.78592 | 1.9602 | -0.079705 | 0 |  | 0.17 | 0 | 0.84585 | 0 | 0.00056799 | 1.5406 | -1.0832 | 0 | 0.48766 | 42.4226 | 0.61337 | 0 | 0.074027 | 0.6874 | 1.5406 | 0.4462 | 0.15438 | 0 | 0 | 1.8947 | 0.48766 | 3.8852
| GasHt-Medium Off-New | 30 | 0.86229 | 2.1507 | -0.087451 | 0 |  | 0.17 | 0 | 0.92804 | 0 | 0.00062318 | 1.6903 | -1.1885 | 0 | 0.53505 | 42.4226 | 0.67298 | 0 | 0.08122 | 0.7542 | 1.6903 | 0.4462 | 0.16938 | 0 | 0 | 2.0788 | 0.53505 | 3.8852
| GasHt-University-New | 30 | 0.15931 | 0.52075 | -0.019328 | 0 |  | 0.17 | 0 | 0.17146 | 0 | 0.00011513 | 0.40927 | -0.26268 | 0 | 0.15083 | 64.7281 | 0.12434 | 0 | 0.015006 | 0.13934 | 0.40927 | 0.34046 | 0.031294 | 0 | 0 | 0.42908 | 0.15083 | 2.8448
| ElecHt-OtherHealth-New | 30 | 0.15225 | 0.053851 | 0 | 0 |  | 0.47693 | 0.46383 | 0.16386 | 1.8192e-05 | 3.922e-05 | 0.042323 | 0 | 0 | 0.042323 | 19.0056 | 0.084445 | 0.00074169 | 0.0093817 | 0.094436 | 0.042323 | 2.2313 | 0.01066 | 0 | 0 | 0.1051 | 0.042323 | 2.4832
| ElecHt-Hospital-New | 30 | 0.045832 | 0.016523 | 0 | 0 |  | 0.47693 | 0.46383 | 0.049327 | 5.4763e-06 | 1.1807e-05 | 0.012986 | 0 | 0 | 0.012986 | 19.3718 | 0.025421 | 0.00022327 | 0.0028242 | 0.028428 | 0.012986 | 2.1891 | 0.0032091 | 0 | 0 | 0.031638 | 0.012986 | 2.4363
| ElecHt-Large Off-New | 30 | 8.0085 | 2.9346 | 0 | 0 |  | 0.47693 | 0.46383 | 8.6192 | 0.00095691 | 0.0020631 | 2.3064 | 0 | 0 | 2.3064 | 19.6894 | 4.4419 | 0.039014 | 0.49349 | 4.9675 | 2.3064 | 2.1538 | 0.56075 | 0 | 0 | 5.5283 | 2.3064 | 2.3969
| ElecHt-Medium Off-New | 30 | 4.2385 | 1.5531 | 0 | 0 |  | 0.47693 | 0.46383 | 4.5617 | 0.00050644 | 0.0010919 | 1.2206 | 0 | 0 | 1.2206 | 19.6894 | 2.3509 | 0.020648 | 0.26118 | 2.629 | 1.2206 | 2.1538 | 0.29678 | 0 | 0 | 2.9258 | 1.2206 | 2.3969
| ElecHt-Anchor-New | 30 | 0.15237 | 0.056144 | 0 | 0 |  | 0.47693 | 0.46383 | 0.16399 | 1.8206e-05 | 3.9251e-05 | 0.044125 | 0 | 0 | 0.044125 | 19.7994 | 0.084511 | 0.00074227 | 0.009389 | 0.09451 | 0.044125 | 2.1419 | 0.010669 | 0 | 0 | 0.10518 | 0.044125 | 2.3836
| ElecHt-Big Box-New | 30 | 0.061307 | 0.022714 | 0 | 0 |  | 0.47693 | 0.46383 | 0.065982 | 7.3253e-06 | 1.5793e-05 | 0.017851 | 0 | 0 | 0.017851 | 19.9076 | 0.034004 | 0.00029866 | 0.0037778 | 0.038027 | 0.017851 | 2.1302 | 0.0042927 | 0 | 0 | 0.04232 | 0.017851 | 2.3707
| HtPmpHt-Anchor-New | 30 | 0.19062 | 0.071861 | 0 | 0 |  | 0.47693 | 0.46383 | 0.20516 | 2.2777e-05 | 4.9106e-05 | 0.056478 | 0 | 0 | 0.056478 | 20.2562 | 0.10573 | 0.00092864 | 0.011746 | 0.11824 | 0.056478 | 2.0936 | 0.013347 | 0 | 0 | 0.13159 | 0.056478 | 2.3299
| GasHt-Small Off-New | 30 | 1.896 | 3.1617 | -0.081907 | 0 |  | 0.17 | 0 | 2.0406 | 0 | 0.0013703 | 2.4849 | -1.1131 | 0 | 1.3728 | 49.5031 | 1.4798 | 0 | 0.17859 | 1.6584 | 2.4849 | 0.66737 | 0.37245 | 0 | 0 | 3.1429 | 1.3728 | 2.2893
| ElecHt-University-New | 30 | 0.11833 | 0.047967 | 0 | 0 |  | 0.47693 | 0.46383 | 0.12736 | 1.4139e-05 | 3.0483e-05 | 0.037698 | 0 | 0 | 0.037698 | 21.7809 | 0.065633 | 0.00057646 | 0.0072917 | 0.073399 | 0.037698 | 1.947 | 0.0082856 | 0 | 0 | 0.081684 | 0.037698 | 2.1668
| HtPmpHt-Big Box-New | 30 | 0.24235 | 0.099325 | 0 | 0 |  | 0.47693 | 0.46383 | 0.26083 | 2.8957e-05 | 6.2431e-05 | 0.078063 | 0 | 0 | 0.078063 | 22.0221 | 0.13442 | 0.0011806 | 0.014934 | 0.15032 | 0.078063 | 1.9257 | 0.016969 | 0 | 0 | 0.16729 | 0.078063 | 2.1431
| ElecHt-Small Off-New | 30 | 1.4123 | 0.67974 | 0 | 0 |  | 0.47693 | 0.46383 | 1.52 | 0.00016875 | 0.00036382 | 0.53422 | 0 | 0 | 0.53422 | 25.8611 | 0.78335 | 0.0068802 | 0.087028 | 0.87603 | 0.53422 | 1.6398 | 0.09889 | 0 | 0 | 0.97492 | 0.53422 | 1.8249
| HtPmpHt-Large Off-New | 30 | 1.9575 | 1.061 | 0 | 0 |  | 0.47693 | 0.46383 | 2.1068 | 0.0002339 | 0.00050427 | 0.83384 | 0 | 0 | 0.83384 | 29.1229 | 1.0857 | 0.0095362 | 0.12062 | 1.2142 | 0.83384 | 1.4562 | 0.13706 | 0 | 0 | 1.3513 | 0.83384 | 1.6205
| HtPmpHt-Medium Off-New | 30 | 2.0689 | 1.1213 | 0 | 0 |  | 0.47693 | 0.46383 | 2.2266 | 0.0002472 | 0.00053296 | 0.88128 | 0 | 0 | 0.88128 | 29.1229 | 1.1475 | 0.010079 | 0.12749 | 1.2833 | 0.88128 | 1.4562 | 0.14486 | 0 | 0 | 1.4281 | 0.88128 | 1.6205
| HtPmpHt-Hospital-New | 30 | 0.0095944 | 0.0055078 | 0 | 0 |  | 0.47693 | 0.46383 | 0.010326 | 1.1464e-06 | 2.4716e-06 | 0.0043287 | 0 | 0 | 0.0043287 | 30.8458 | 0.0053216 | 4.674e-05 | 0.00059122 | 0.0059512 | 0.0043287 | 1.3748 | 0.0006718 | 0 | 0 | 0.006623 | 0.0043287 | 1.53
| GasHt-Lodging-New | 30 | 0.44778 | 1.2609 | -0.029141 | 0 |  | 0.17 | 0 | 0.48192 | 0 | 0.00032361 | 0.99098 | -0.39604 | 0 | 0.59531 | 90.8944 | 0.34947 | 0 | 0.042177 | 0.39165 | 0.99098 | 0.39521 | 0.08796 | 0 | 0 | 0.87528 | 0.59531 | 1.4703
| ElecHt-Lodging-New | 30 | 2.6262 | 1.5781 | 0 | 0 |  | 0.47693 | 0.46383 | 2.8265 | 0.0003138 | 0.00067654 | 1.2403 | 0 | 0 | 1.2403 | 32.2878 | 1.4566 | 0.012794 | 0.16183 | 1.629 | 1.2403 | 1.3134 | 0.18389 | 0 | 0 | 1.8129 | 1.2403 | 1.4617
| ElecHt-Other-New | 30 | 1.4374 | 0.92716 | 0 | 0 |  | 0.47693 | 0.46383 | 1.547 | 0.00017175 | 0.00037028 | 0.72868 | 0 | 0 | 0.72868 | 34.6594 | 0.79725 | 0.0070023 | 0.088573 | 0.89158 | 0.72868 | 1.2235 | 0.10064 | 0 | 0 | 0.99222 | 0.72868 | 1.3617
| GasHt-Restaurant-New | 30 | 0.56835 | 1.0658 | -0.015396 | 0 |  | 0.17 | 0 | 0.61168 | 0 | 0.00041075 | 0.83765 | -0.20924 | 0 | 0.62841 | 75.5936 | 0.44357 | 0 | 0.053533 | 0.4971 | 0.83765 | 0.59345 | 0.11164 | 0 | 0 | 0.81798 | 0.62841 | 1.3017
| HtPmpHt-OtherHealth-New | 30 | 0.11414 | 0.081298 | 0 | 0 |  | 0.47693 | 0.46383 | 0.12285 | 1.3639e-05 | 2.9404e-05 | 0.063894 | 0 | 0 | 0.063894 | 38.2706 | 0.06331 | 0.00055606 | 0.0070336 | 0.070801 | 0.063894 | 1.1081 | 0.0079923 | 0 | 0 | 0.078793 | 0.063894 | 1.2332
| ElecHt-Restaurant-New | 30 | 0.12273 | 0.089169 | 0 | 0 |  | 0.47693 | 0.46383 | 0.13209 | 1.4665e-05 | 3.1617e-05 | 0.070081 | 0 | 0 | 0.070081 | 39.039 | 0.068073 | 0.00059789 | 0.0075628 | 0.076127 | 0.070081 | 1.0863 | 0.0085936 | 0 | 0 | 0.084721 | 0.070081 | 1.2089
| ElecHt-Small Box-New | 30 | 0.31743 | 0.23325 | 0 | 0 |  | 0.47693 | 0.46383 | 0.34163 | 3.7928e-05 | 8.1771e-05 | 0.18332 | 0 | 0 | 0.18332 | 39.484 | 0.17606 | 0.0015464 | 0.01956 | 0.19689 | 0.18332 | 1.074 | 0.022226 | 0 | 0 | 0.21912 | 0.18332 | 1.1953
| ElecHt-High End-New | 30 | 0.20665 | 0.1524 | 0 | 0 |  | 0.47693 | 0.46383 | 0.2224 | 2.4691e-05 | 5.3234e-05 | 0.11977 | 0 | 0 | 0.11977 | 39.6269 | 0.11462 | 0.0010067 | 0.012734 | 0.12818 | 0.11977 | 1.0702 | 0.014469 | 0 | 0 | 0.14265 | 0.11977 | 1.191
| GasHt-Other-New | 30 | 2.0612 | 8.4818 | -0.19108 | 0 |  | 0.17 | 0 | 2.2184 | 0 | 0.0014897 | 6.6661 | -2.5969 | 0 | 4.0717 | 135.0547 | 1.6087 | 0 | 0.19415 | 1.8028 | 6.6661 | 0.27045 | 0.4049 | 0 | 0 | 4.8021 | 4.0717 | 1.1794
| HtPmpHt-University-New | 30 | 0.075891 | 0.059404 | 0 | 0 |  | 0.47693 | 0.46383 | 0.081678 | 9.0679e-06 | 1.955e-05 | 0.046687 | 0 | 0 | 0.046687 | 42.0594 | 0.042093 | 0.00036971 | 0.0046765 | 0.047074 | 0.046687 | 1.0083 | 0.0053139 | 0 | 0 | 0.052387 | 0.046687 | 1.1221
| ElecHt-Supermarket-New | 30 | 0.0075533 | 0.0062072 | 0 | 0 |  | 0.47693 | 0.46383 | 0.0081292 | 9.0251e-07 | 1.9458e-06 | 0.0048784 | 0 | 0 | 0.0048784 | 44.1568 | 0.0041894 | 3.6796e-05 | 0.00046544 | 0.0046851 | 0.0048784 | 0.96038 | 0.00052888 | 0 | 0 | 0.005214 | 0.0048784 | 1.0688
| GasHt-Supermarket-New | 30 | 0.020638 | 0.047885 | -0.0006443 | 0 |  | 0.17 | 0 | 0.022212 | 0 | 1.4915e-05 | 0.037635 | -0.0087563 | 0 | 0.028878 | 95.6658 | 0.016107 | 0 | 0.0019439 | 0.018051 | 0.037635 | 0.47964 | 0.0040541 | 0 | 0 | 0.030861 | 0.028878 | 1.0687
| ElecHt-MIniMart-New | 30 | 0.023578 | 0.019558 | 0 | 0 |  | 0.47693 | 0.46383 | 0.025376 | 2.8173e-06 | 6.0739e-06 | 0.015372 | 0 | 0 | 0.015372 | 44.5722 | 0.013078 | 0.00011486 | 0.0014529 | 0.014625 | 0.015372 | 0.95143 | 0.0016509 | 0 | 0 | 0.016276 | 0.015372 | 1.0588
| HtPmpHt-Small Off-New | 30 | 1.5531 | 1.2998 | 0 | 0 |  | 0.47693 | 0.46383 | 1.6715 | 0.00018557 | 0.00040009 | 1.0216 | 0 | 0 | 1.0216 | 44.9696 | 0.86143 | 0.007566 | 0.095703 | 0.96335 | 1.0216 | 0.94302 | 0.10875 | 0 | 0 | 1.0721 | 1.0216 | 1.0495
| GasHt-MIniMart-New | 30 | 0.22174 | 0.5284 | -0.0071097 | 0 |  | 0.17 | 0 | 0.23865 | 0 | 0.00016025 | 0.41529 | -0.096623 | 0 | 0.31866 | 98.2514 | 0.17306 | 0 | 0.020886 | 0.19395 | 0.41529 | 0.46702 | 0.043558 | 0 | 0 | 0.33413 | 0.31866 | 1.0485
| GasHt-Small Box-New | 30 | 0.16749 | 1.0476 | -0.022084 | 0 |  | 0.17 | 0 | 0.18026 | 0 | 0.00012105 | 0.82331 | -0.30013 | 0 | 0.5233 | 213.6071 | 0.13072 | 0 | 0.015776 | 0.14649 | 0.82331 | 0.17793 | 0.032901 | 0 | 0 | 0.47941 | 0.5233 | 0.91614
| GasHt-High End-New | 30 | 0.17062 | 1.1009 | -0.023209 | 0 |  | 0.17 | 0 | 0.18363 | 0 | 0.0001233 | 0.86524 | -0.31542 | 0 | 0.54995 | 220.3734 | 0.13316 | 0 | 0.01607 | 0.14923 | 0.86524 | 0.17247 | 0.033515 | 0 | 0 | 0.49804 | 0.54995 | 0.90561
| ElecHt-K-12-New | 30 | 0.054543 | 0.053978 | 0 | 0 |  | 0.47693 | 0.46383 | 0.058702 | 6.5171e-06 | 1.4051e-05 | 0.042423 | 0 | 0 | 0.042423 | 53.1762 | 0.030252 | 0.00026571 | 0.003361 | 0.033832 | 0.042423 | 0.79749 | 0.0038191 | 0 | 0 | 0.037651 | 0.042423 | 0.88751
| HtPmpHt-Restaurant-New | 30 | 0.1066 | 0.1377 | 0 | 0 |  | 0.47693 | 0.46383 | 0.11472 | 1.2737e-05 | 2.746e-05 | 0.10822 | 0 | 0 | 0.10822 | 69.411 | 0.059124 | 0.00051929 | 0.0065686 | 0.06612 | 0.10822 | 0.61096 | 0.0074638 | 0 | 0 | 0.073583 | 0.10822 | 0.67993
| HtPmpHt-Lodging-New | 30 | 0.61316 | 0.8267 | 0 | 0 |  | 0.47693 | 0.46383 | 0.65991 | 7.3264e-05 | 0.00015795 | 0.64973 | 0 | 0 | 0.64973 | 72.4457 | 0.34009 | 0.002987 | 0.037783 | 0.38033 | 0.64973 | 0.58537 | 0.042933 | 0 | 0 | 0.42326 | 0.64973 | 0.65145
| HtPmpHt-Other-New | 30 | 0.97063 | 1.4705 | 0 | 0 |  | 0.47693 | 0.46383 | 1.0446 | 0.00011598 | 0.00025004 | 1.1557 | 0 | 0 | 1.1557 | 81.4034 | 0.53836 | 0.0047285 | 0.059811 | 0.60206 | 1.1557 | 0.52095 | 0.067963 | 0 | 0 | 0.67002 | 1.1557 | 0.57976
| GasHt-K-12-New | 30 | 0.036575 | 0.78833 | -0.013415 | 0 |  | 0.17 | 0 | 0.039363 | 0 | 2.6433e-05 | 0.61957 | -0.18232 | 0 | 0.43725 | 817.3432 | 0.028545 | 0 | 0.003445 | 0.03199 | 0.61957 | 0.051632 | 0.0071845 | 0 | 0 | 0.2215 | 0.43725 | 0.50657
| HtPmpHt-Small Box-New | 30 | 0.10477 | 0.21472 | 0 | 0 |  | 0.47693 | 0.46383 | 0.11276 | 1.2519e-05 | 2.699e-05 | 0.16876 | 0 | 0 | 0.16876 | 110.121 | 0.058112 | 0.00051041 | 0.0064562 | 0.064988 | 0.16876 | 0.3851 | 0.0073361 | 0 | 0 | 0.072324 | 0.16876 | 0.42857
| HtPmpHt-High End-New | 30 | 0.06598 | 0.13814 | 0 | 0 |  | 0.47693 | 0.46383 | 0.071011 | 7.8837e-06 | 1.6997e-05 | 0.10857 | 0 | 0 | 0.10857 | 112.4986 | 0.036596 | 0.00032142 | 0.0040657 | 0.040926 | 0.10857 | 0.37696 | 0.0046199 | 0 | 0 | 0.045546 | 0.10857 | 0.41951
| HtPmpHt-Supermarket-New | 30 | 0.003502 | 0.012325 | 0 | 0 |  | 0.47693 | 0.46383 | 0.003769 | 4.1844e-07 | 9.0214e-07 | 0.0096864 | 0 | 0 | 0.0096864 | 189.1061 | 0.0019424 | 1.706e-05 | 0.0002158 | 0.0021722 | 0.0096864 | 0.22425 | 0.00024521 | 0 | 0 | 0.0024174 | 0.0096864 | 0.24957
| HtPmpHt-MIniMart-New | 30 | 0.0085293 | 0.031043 | 0 | 0 |  | 0.47693 | 0.46383 | 0.0091797 | 1.0191e-06 | 2.1972e-06 | 0.024398 | 0 | 0 | 0.024398 | 195.5661 | 0.0047308 | 4.1551e-05 | 0.00052558 | 0.0052906 | 0.024398 | 0.21684 | 0.00059722 | 0 | 0 | 0.0058878 | 0.024398 | 0.24132
| HtPmpHt-K-12-New | 30 | 0.021524 | 0.10417 | 0 | 0 |  | 0.47693 | 0.46383 | 0.023165 | 2.5718e-06 | 5.5447e-06 | 0.081867 | 0 | 0 | 0.081867 | 260.0431 | 0.011938 | 0.00010485 | 0.0013263 | 0.013351 | 0.081867 | 0.16308 | 0.0015071 | 0 | 0 | 0.014858 | 0.081867 | 0.18149
| GasHt-Warehouse-New | 30 | 5.0393e-05 | 2.2791 | -7.5839e-05 | 0 |  | 0.17 | 0 | 5.4236e-05 | 0 | 3.642e-08 | 1.7912 | -0.0010307 | 0 | 1.7902 | 2428733.8636 | 3.933e-05 | 0 | 4.7466e-06 | 4.4077e-05 | 1.7912 | 2.4607e-05 | 9.8991e-06 | 0 | 0 | 0.0010846 | 1.7902 | 0.00060585
| HtPmpHt-Warehouse-New | 30 | 2.4216e-05 | 0.25274 | 0 | 0 |  | 0.47693 | 0.46383 | 2.6063e-05 | 2.8935e-09 | 6.2383e-09 | 0.19864 | 0 | 0 | 0.19864 | 560799.6869 | 1.3432e-05 | 1.1797e-07 | 1.4922e-06 | 1.5021e-05 | 0.19864 | 7.562e-05 | 1.6956e-06 | 0 | 0 | 1.6725e-05 | 0.19864 | 8.42e-05
| ElecHt-Warehouse-New | 30 | 9.201e-06 | 0.096029 | 0 | 0 |  | 0.47693 | 0.46383 | 9.9026e-06 | 1.0994e-09 | 2.3702e-09 | 0.075472 | 0 | 0 | 0.075472 | 560799.6629 | 5.1034e-06 | 4.4823e-08 | 5.6697e-07 | 5.7072e-06 | 0.075472 | 7.562e-05 | 6.4425e-07 | 0 | 0 | 6.3527e-06 | 0.075472 | 8.4172e-05
Totals for Measures/Categories with Benefits Exceeding Costs
| Totals Basis | Busbar Savings | PV Cost | First Cost | Admin Cost | Program Cost | Program $/KWa | Levelized Cost | PV Benefits | B/C Ratio
| Measures with B/C>1.00 | 30.2572 | 9.1753 | 15.8241 | 3.1648 | 12.3401 | 3572.6763 | 30.0096 | 16.9485 | 1.3735
| Categories with B/C>1.00 | 0 | 0 | 0 | 0 | 0 | 0 | 0 | 21.6507 | 0
| % of Measures with B/C >1.00 | 30.6083 | 240649.3125 | 1.718 | 0.34359 | 240649.6561 | 68873128 | 578516.6134 | 17.1458 | 7.1248e-05
| Block 1: x <=10 m/kWh | -0.31179 | 1.9316 | 4.9294 | 0.98587 | 2.9175 | -81967.1016 | -688.5026 | -0.20935 | -0.071757
| Block 2: 10< x <=20 m/kWh | 2.7607 | 0.41709 | 0.94677 | 0.18935 | 0.60644 | 1924.3136 | 16.1637 | 1.5075 | 2.4858
| Block 3: 20< x <=30 m/kWh | 18.5398 | 4.9523 | 6.9447 | 1.3889 | 6.3413 | 2996.2354 | 25.1676 | 9.8162 | 1.548
| Block 4: 30< x <=40 m/kWh | 1.3404 | 0.46794 | 0.59469 | 0.11894 | 0.58688 | 3835.446 | 32.2168 | 0.69149 | 1.1783
| Block 5: 40< x <=50 m/kWh | 5.9925 | 2.6249 | 4.8906 | 0.97813 | 3.6031 | 5267.0244 | 44.2417 | 3.5363 | 0.98148
| Block 6: 50< x <=60 m/kWh | 2.7645 | 1.5221 | 2.379 | 0.47579 | 1.9979 | 6330.9854 | 53.1787 | 1.7809 | 0.89136
| Block 7: 60m/kWh < x | 7.2065 | 12.2518 | 20.8907 | 4.1781 | 16.4299 | 19971.7402 | 167.7575 | 4.5277 | 0.27558
Note on F7: Tom Eckman: Annual value of natural gas savings at an avoided cost of $0.30/Therm (1997$).
Note on H7: Tom Eckman: Annual avoided cost of end user's water and waste water treatment costs and detergent savings.

## MDataNR (2)
Data Set Name
| Units are per 1000 sf Building Area | 1000
Weighted by Region
Input Data | [7 empty] | Periodic O&M | [5 empty] | Other Fuels
Category Name | Measure Name | Savings (kWh/yr.) | Phys Life (yr.) | Capital Cost ($) | Annual O&M ($) | Shape Pointer | Non-E Val ($/yr.) | Cost 1 ($) | Period 1 | Cost 2 ($) | Period 2 | Cost 3 ($) | Period 3 | Savings (mmBtu/yr) | Shape Pointer
ElecHt-Large Off-NR | Glass-Large Off-ElecHt-code to al45-NR | 0.0031111 | 30 | 0.002073 | 0 | ExCOMM | 0
ElecHt-Medium Off-NR | Glass-Medium Off-ElecHt-code to al45-NR | 0.00096319 | 30 | 0.00064181 | 0 | ExCOMM | 0
ElecHt-Small Off-NR | Glass-Small Off-ElecHt-code to al45-NR | 0.0026826 | 30 | 0.0014613 | 0 | ExCOMM | 0
ElecHt-Big Box-NR | Glass-Big Box-ElecHt-code to al45-NR | 8.5937e-06 | 30 | 6.7872e-06 | 0 | ExCOMM | 0
ElecHt-Small Box-NR | Glass-Small Box-ElecHt-code to al45-NR | 0.00071959 | 30 | 0.00060086 | 0 | ExCOMM | 0
ElecHt-High End-NR | Glass-High End-ElecHt-code to al45-NR | 0.00061046 | 30 | 0.00050834 | 0 | ExCOMM | 0
ElecHt-Anchor-NR | Glass-Anchor-ElecHt-code to al45-NR | 0.00013597 | 30 | 0.00010739 | 0 | ExCOMM | 0
ElecHt-K-12-NR | Glass-K-12-ElecHt-code to al45-NR | 0.00023899 | 30 | 0.0002199 | 0 | ExCOMM | 0
ElecHt-University-NR | Glass-University-ElecHt-code to al45-NR | 0.00034551 | 30 | 0.00017385 | 0 | ExCOMM | 0
ElecHt-Warehouse-NR | Glass-Warehouse-ElecHt-code to al45-NR | 0.00026982 | 30 | 0.00023973 | 0 | ExCOMM | 0
ElecHt-Supermarket-NR | Glass-Supermarket-ElecHt-code to al45-NR | 5.1244e-05 | 30 | 4.1149e-05 | 0 | ExCOMM | 0
ElecHt-MIniMart-NR | Glass-MIniMart-ElecHt-code to al45-NR | 0.00010166 | 30 | 8.3267e-05 | 0 | ExCOMM | 0
ElecHt-Restaurant-NR | Glass-Restaurant-ElecHt-code to al45-NR | 0.00023034 | 30 | 0.0002283 | 0 | ExCOMM | 0
ElecHt-Lodging-NR | Glass-Lodging-ElecHt-code to al45-NR | 0.0022469 | 30 | 0.0015394 | 0 | ExCOMM | 0
ElecHt-Hospital-NR | Glass-Hospital-ElecHt-code to al45-NR | 7.3181e-05 | 30 | 3.6431e-05 | 0 | ExCOMM | 0
ElecHt-OtherHealth-NR | Glass-OtherHealth-ElecHt-code to al45-NR | 0.0029115 | 30 | 0.0011574 | 0 | ExCOMM | 0
ElecHt-Other-NR | Glass-Other-ElecHt-code to al45-NR | 0.0013106 | 30 | 0.00089371 | 0 | ExCOMM | 0
ElecHt-Large Off-NR | Glass-Large Off-ElecHt-code to al40-NR | 1.5862 | 30 | 0.60808 | 0 | ExCOMM | 0
ElecHt-Medium Off-NR | Glass-Medium Off-ElecHt-code to al40-NR | 0.48843 | 30 | 0.18826 | 0 | ExCOMM | 0
ElecHt-Small Off-NR | Glass-Small Off-ElecHt-code to al40-NR | 0.71188 | 30 | 0.29226 | 0 | ExCOMM | 0
ElecHt-Big Box-NR | Glass-Big Box-ElecHt-code to al40-NR | 0.0028513 | 30 | 0.0016742 | 0 | ExCOMM | 0
ElecHt-Small Box-NR | Glass-Small Box-ElecHt-code to al40-NR | 0.19506 | 30 | 0.12017 | 0 | ExCOMM | 0
ElecHt-High End-NR | Glass-High End-ElecHt-code to al40-NR | 0.16534 | 30 | 0.10167 | 0 | ExCOMM | 0
ElecHt-Anchor-NR | Glass-Anchor-ElecHt-code to al40-NR | 0.053648 | 30 | 0.031501 | 0 | ExCOMM | 0
ElecHt-K-12-NR | Glass-K-12-ElecHt-code to al40-NR | 0.06549 | 30 | 0.04398 | 0 | ExCOMM | 0
ElecHt-University-NR | Glass-University-ElecHt-code to al40-NR | 0.14931 | 30 | 0.050996 | 0 | ExCOMM | 0
ElecHt-Warehouse-NR | Glass-Warehouse-ElecHt-code to al40-NR | 0.034722 | 30 | 0.047947 | 0 | ExCOMM | 0
ElecHt-Supermarket-NR | Glass-Supermarket-ElecHt-code to al40-NR | 0.013765 | 30 | 0.0082297 | 0 | ExCOMM | 0
ElecHt-MIniMart-NR | Glass-MIniMart-ElecHt-code to al40-NR | 0.027549 | 30 | 0.016653 | 0 | ExCOMM | 0
ElecHt-Restaurant-NR | Glass-Restaurant-ElecHt-code to al40-NR | 0.064303 | 30 | 0.045659 | 0 | ExCOMM | 0
ElecHt-Lodging-NR | Glass-Lodging-ElecHt-code to al40-NR | 0.60728 | 30 | 0.30788 | 0 | ExCOMM | 0
ElecHt-Hospital-NR | Glass-Hospital-ElecHt-code to al40-NR | 0.032014 | 30 | 0.010686 | 0 | ExCOMM | 0
ElecHt-OtherHealth-NR | Glass-OtherHealth-ElecHt-code to al40-NR | 0.78143 | 30 | 0.23147 | 0 | ExCOMM | 0
ElecHt-Other-NR | Glass-Other-ElecHt-code to al40-NR | 0.43601 | 30 | 0.22045 | 0 | ExCOMM | 0
ElecHt-Large Off-NR | Glass-Large Off-ElecHt-code to al36-NR | 0.017908 | 30 | 0.016584 | 0 | ExCOMM | 0
ElecHt-Medium Off-NR | Glass-Medium Off-ElecHt-code to al36-NR | 0.0054989 | 30 | 0.0051345 | 0 | ExCOMM | 0
ElecHt-Small Off-NR | Glass-Small Off-ElecHt-code to al36-NR | 0.010497 | 30 | 0.011691 | 0 | ExCOMM | 0
ElecHt-Big Box-NR | Glass-Big Box-ElecHt-code to al36-NR | 3.5277e-05 | 30 | 5.4298e-05 | 0 | ExCOMM | 0
ElecHt-Small Box-NR | Glass-Small Box-ElecHt-code to al36-NR | 0.0029482 | 30 | 0.0048069 | 0 | ExCOMM | 0
ElecHt-High End-NR | Glass-High End-ElecHt-code to al36-NR | 0.0025004 | 30 | 0.0040667 | 0 | ExCOMM | 0
ElecHt-Anchor-NR | Glass-Anchor-ElecHt-code to al36-NR | 0.00055816 | 30 | 0.00085911 | 0 | ExCOMM | 0
ElecHt-K-12-NR | Glass-K-12-ElecHt-code to al36-NR | 0.00097284 | 30 | 0.0017592 | 0 | ExCOMM | 0
ElecHt-University-NR | Glass-University-ElecHt-code to al36-NR | 0.0015772 | 30 | 0.0013908 | 0 | ExCOMM | 0
ElecHt-Warehouse-NR | Glass-Warehouse-ElecHt-code to al36-NR | 0.00061702 | 30 | 0.0019179 | 0 | ExCOMM | 0
ElecHt-Supermarket-NR | Glass-Supermarket-ElecHt-code to al36-NR | 0.00020669 | 30 | 0.00032919 | 0 | ExCOMM | 0
ElecHt-MIniMart-NR | Glass-MIniMart-ElecHt-code to al36-NR | 0.00041417 | 30 | 0.00066614 | 0 | ExCOMM | 0
ElecHt-Restaurant-NR | Glass-Restaurant-ElecHt-code to al36-NR | 0.0009749 | 30 | 0.0018264 | 0 | ExCOMM | 0
ElecHt-Lodging-NR | Glass-Lodging-ElecHt-code to al36-NR | 0.0093642 | 30 | 0.012315 | 0 | ExCOMM | 0
ElecHt-Hospital-NR | Glass-Hospital-ElecHt-code to al36-NR | 0.00034339 | 30 | 0.00029145 | 0 | ExCOMM | 0
ElecHt-OtherHealth-NR | Glass-OtherHealth-ElecHt-code to al36-NR | 0.011782 | 30 | 0.009259 | 0 | ExCOMM | 0
ElecHt-Other-NR | Glass-Other-ElecHt-code to al36-NR | 0.0054459 | 30 | 0.0071497 | 0 | ExCOMM | 0
GasHt-Large Off-NR | Glass-Large Off-GasHt-code to al45-NR | 3.0574e-07 | 30 | 0.0017502 | -5.057e-05 | SmComCAC | 0
GasHt-Medium Off-NR | Glass-Medium Off-GasHt-code to al45-NR | 2.9701e-07 | 30 | 0.0019202 | -5.5484e-05 | SmComCAC | 0
GasHt-Small Off-NR | Glass-Small Off-GasHt-code to al45-NR | -0.0005304 | 30 | 0.003964 | -0.00015033 | SmComCAC | 0
GasHt-Big Box-NR | Glass-Big Box-GasHt-code to al45-NR | 1.9651e-05 | 30 | 0.00041873 | -9.8304e-06 | SmComCAC | 0
GasHt-Small Box-NR | Glass-Small Box-GasHt-code to al45-NR | -7.9367e-05 | 30 | 0.0011582 | -2.8236e-05 | SmComCAC | 0
GasHt-High End-NR | Glass-High End-GasHt-code to al45-NR | -7.9385e-05 | 30 | 0.0012172 | -2.9674e-05 | SmComCAC | 0
GasHt-Anchor-NR | Glass-Anchor-GasHt-code to al45-NR | 4.3191e-06 | 30 | 9.2034e-05 | -2.1607e-06 | SmComCAC | 0
GasHt-K-12-NR | Glass-K-12-GasHt-code to al45-NR | 8.4208e-05 | 30 | 0.0026543 | -5.3926e-05 | SmComCAC | 0
GasHt-University-NR | Glass-University-GasHt-code to al45-NR | 6.4011e-05 | 30 | 0.0011558 | -4.2997e-05 | SmComCAC | 0
GasHt-Warehouse-NR | Glass-Warehouse-GasHt-code to al45-NR | 1.1347e-07 | 30 | 0.0025197 | -5.4605e-05 | SmComCAC | 0
GasHt-Supermarket-NR | Glass-Supermarket-GasHt-code to al45-NR | 3.6994e-06 | 30 | 5.0672e-05 | -1.1439e-06 | SmComCAC | 0
GasHt-MIniMart-NR | Glass-MIniMart-GasHt-code to al45-NR | 1.7729e-05 | 30 | 0.00036512 | -8.2422e-06 | SmComCAC | 0
GasHt-Restaurant-NR | Glass-Restaurant-GasHt-code to al45-NR | 2.853e-05 | 30 | 0.0011783 | -2.2344e-05 | SmComCAC | 0
GasHt-Lodging-NR | Glass-Lodging-GasHt-code to al45-NR | -1.9019e-05 | 30 | 0.001394 | -3.9546e-05 | SmComCAC | 0
GasHt-Hospital-NR | Glass-Hospital-GasHt-code to al45-NR | 4.6051e-05 | 30 | 0.0011735 | -4.4505e-05 | SmComCAC | 0
GasHt-OtherHealth-NR | Glass-OtherHealth-GasHt-code to al45-NR | 0.00016892 | 30 | 0.0021882 | -0.00010274 | SmComCAC | 0
GasHt-Other-NR | Glass-Other-GasHt-code to al45-NR | -4.6061e-05 | 30 | 0.0067657 | -0.00019193 | SmComCAC | 0
GasHt-Large Off-NR | Glass-Large Off-GasHt-code to al40-NR | 0.063228 | 30 | 0.51338 | -0.024569 | SmComCAC | 0
GasHt-Medium Off-NR | Glass-Medium Off-GasHt-code to al40-NR | 0.061422 | 30 | 0.56327 | -0.026956 | SmComCAC | 0
GasHt-Small Off-NR | Glass-Small Off-GasHt-code to al40-NR | -0.13226 | 30 | 0.79279 | -0.03973 | SmComCAC | 0
GasHt-Big Box-NR | Glass-Big Box-GasHt-code to al40-NR | 0.0088057 | 30 | 0.10329 | -0.0032176 | SmComCAC | 0
GasHt-Small Box-NR | Glass-Small Box-GasHt-code to al40-NR | -0.015052 | 30 | 0.23163 | -0.0075296 | SmComCAC | 0
GasHt-High End-NR | Glass-High End-GasHt-code to al40-NR | -0.015056 | 30 | 0.24343 | -0.0079131 | SmComCAC | 0
GasHt-Anchor-NR | Glass-Anchor-GasHt-code to al40-NR | 0.0023016 | 30 | 0.026997 | -0.000841 | SmComCAC | 0
GasHt-K-12-NR | Glass-K-12-GasHt-code to al40-NR | 0.025003 | 30 | 0.53086 | -0.01474 | SmComCAC | 0
GasHt-University-NR | Glass-University-GasHt-code to al40-NR | 0.041894 | 30 | 0.33903 | -0.018307 | SmComCAC | 0
GasHt-Warehouse-NR | Glass-Warehouse-GasHt-code to al40-NR | -0.013163 | 30 | 0.50395 | -0.0072807 | SmComCAC | 0
GasHt-Supermarket-NR | Glass-Supermarket-GasHt-code to al40-NR | 0.00055491 | 30 | 0.010134 | -0.00031571 | SmComCAC | 0
GasHt-MIniMart-NR | Glass-MIniMart-GasHt-code to al40-NR | 0.0026593 | 30 | 0.073024 | -0.0022748 | SmComCAC | 0
GasHt-Restaurant-NR | Glass-Restaurant-GasHt-code to al40-NR | 0.0058843 | 30 | 0.23567 | -0.0062775 | SmComCAC | 0
GasHt-Lodging-NR | Glass-Lodging-GasHt-code to al40-NR | -0.0029916 | 30 | 0.27881 | -0.010647 | SmComCAC | 0
GasHt-Hospital-NR | Glass-Hospital-GasHt-code to al40-NR | 0.038483 | 30 | 0.34423 | -0.019116 | SmComCAC | 0
GasHt-OtherHealth-NR | Glass-OtherHealth-GasHt-code to al40-NR | 0.040854 | 30 | 0.43763 | -0.027661 | SmComCAC | 0
GasHt-Other-NR | Glass-Other-GasHt-code to al40-NR | -0.0089355 | 30 | 1.6689 | -0.063731 | SmComCAC | 0
GasHt-Large Off-NR | Glass-Large Off-GasHt-code to al36-NR | 0.0010854 | 30 | 0.014001 | -0.00027023 | SmComCAC | 0
GasHt-Medium Off-NR | Glass-Medium Off-GasHt-code to al36-NR | 0.0010544 | 30 | 0.015362 | -0.00029649 | SmComCAC | 0
GasHt-Small Off-NR | Glass-Small Off-GasHt-code to al36-NR | -0.0023834 | 30 | 0.031712 | -0.00059416 | SmComCAC | 0
GasHt-Big Box-NR | Glass-Big Box-GasHt-code to al36-NR | 0.00011463 | 30 | 0.0033498 | -3.97e-05 | SmComCAC | 0
GasHt-Small Box-NR | Glass-Small Box-GasHt-code to al36-NR | -0.00029147 | 30 | 0.0092654 | -0.00011504 | SmComCAC | 0
GasHt-High End-NR | Glass-High End-GasHt-code to al36-NR | -0.00029154 | 30 | 0.0097373 | -0.00012089 | SmComCAC | 0
GasHt-Anchor-NR | Glass-Anchor-GasHt-code to al36-NR | 2.5194e-05 | 30 | 0.00073627 | -8.7258e-06 | SmComCAC | 0
GasHt-K-12-NR | Glass-K-12-GasHt-code to al36-NR | 0.00035368 | 30 | 0.021234 | -0.0002193 | SmComCAC | 0
GasHt-University-NR | Glass-University-GasHt-code to al36-NR | 0.00052356 | 30 | 0.0092463 | -0.00019182 | SmComCAC | 0
GasHt-Warehouse-NR | Glass-Warehouse-GasHt-code to al36-NR | -0.00013163 | 30 | 0.020158 | -0.00012741 | SmComCAC | 0
GasHt-Supermarket-NR | Glass-Supermarket-GasHt-code to al36-NR | 7.3988e-06 | 30 | 0.00040538 | -4.7585e-06 | SmComCAC | 0
GasHt-MIniMart-NR | Glass-MIniMart-GasHt-code to al36-NR | 3.5458e-05 | 30 | 0.002921 | -3.4287e-05 | SmComCAC | 0
GasHt-Restaurant-NR | Glass-Restaurant-GasHt-code to al36-NR | 5.8843e-05 | 30 | 0.0094267 | -9.5759e-05 | SmComCAC | 0
GasHt-Lodging-NR | Glass-Lodging-GasHt-code to al36-NR | -2.9124e-05 | 30 | 0.011152 | -0.00016385 | SmComCAC | 0
GasHt-Hospital-NR | Glass-Hospital-GasHt-code to al36-NR | 0.00055046 | 30 | 0.0093882 | -0.00020239 | SmComCAC | 0
GasHt-OtherHealth-NR | Glass-OtherHealth-GasHt-code to al36-NR | 0.00062459 | 30 | 0.017505 | -0.0004169 | SmComCAC | 0
GasHt-Other-NR | Glass-Other-GasHt-code to al36-NR | -7.0531e-05 | 30 | 0.054126 | -0.00079521 | SmComCAC | 0
HtPmpHt-Large Off-NR | Glass-Large Off-HtPmpHt-code to al45-NR | 0.00086639 | 30 | 0.00094729 | 0 | ExCOMM | 0
HtPmpHt-Medium Off-NR | Glass-Medium Off-HtPmpHt-code to al45-NR | 0.00091566 | 30 | 0.0010012 | 0 | ExCOMM | 0
HtPmpHt-Small Off-NR | Glass-Small Off-HtPmpHt-code to al45-NR | -0.0010586 | 30 | 0.0016296 | 0 | ExCOMM | 0
HtPmpHt-Big Box-NR | Glass-Big Box-HtPmpHt-code to al45-NR | -4.1077e-06 | 30 | 0.00011274 | 0 | ExCOMM | 0
HtPmpHt-Small Box-NR | Glass-Small Box-HtPmpHt-code to al45-NR | -0.00014985 | 30 | 0.00023739 | 0 | ExCOMM | 0
HtPmpHt-High End-NR | Glass-High End-HtPmpHt-code to al45-NR | -9.5902e-05 | 30 | 0.00015272 | 0 | ExCOMM | 0
HtPmpHt-Anchor-NR | Glass-Anchor-HtPmpHt-code to al45-NR | -1.9082e-06 | 30 | 5.2371e-05 | 0 | ExCOMM | 0
HtPmpHt-K-12-NR | Glass-K-12-HtPmpHt-code to al45-NR | 7.2802e-05 | 30 | 0.00035073 | 0 | ExCOMM | 0
HtPmpHt-University-NR | Glass-University-HtPmpHt-code to al45-NR | 0.0001291 | 30 | 0.00013184 | 0 | ExCOMM | 0
HtPmpHt-Warehouse-NR | Glass-Warehouse-HtPmpHt-code to al45-NR | -7.8607e-05 | 30 | 0.00027943 | 0 | ExCOMM | 0
HtPmpHt-Supermarket-NR | Glass-Supermarket-HtPmpHt-code to al45-NR | -1.3511e-07 | 30 | 1.3042e-05 | 0 | ExCOMM | 0
HtPmpHt-MIniMart-NR | Glass-MIniMart-HtPmpHt-code to al45-NR | -7.4668e-07 | 30 | 2.1451e-05 | 0 | ExCOMM | 0
HtPmpHt-Restaurant-NR | Glass-Restaurant-HtPmpHt-code to al45-NR | -0.00011411 | 30 | 0.00015224 | 0 | ExCOMM | 0
HtPmpHt-Lodging-NR | Glass-Lodging-HtPmpHt-code to al45-NR | -8.8665e-05 | 30 | 0.00091398 | 0 | ExCOMM | 0
HtPmpHt-Hospital-NR | Glass-Hospital-HtPmpHt-code to al45-NR | 1.8823e-05 | 30 | 1.2224e-05 | 0 | ExCOMM | 0
HtPmpHt-OtherHealth-NR | Glass-OtherHealth-HtPmpHt-code to al45-NR | 0.00059234 | 30 | 0.00027373 | 0 | ExCOMM | 0
HtPmpHt-Other-NR | Glass-Other-HtPmpHt-code to al45-NR | -0.00010577 | 30 | 0.001173 | 0 | ExCOMM | 0
HtPmpHt-Large Off-NR | Glass-Large Off-HtPmpHt-code to al40-NR | 0.40559 | 30 | 0.27787 | 0 | ExCOMM | 0
HtPmpHt-Medium Off-NR | Glass-Medium Off-HtPmpHt-code to al40-NR | 0.42452 | 30 | 0.29368 | 0 | ExCOMM | 0
HtPmpHt-Small Off-NR | Glass-Small Off-HtPmpHt-code to al40-NR | 0.13285 | 30 | 0.32592 | 0 | ExCOMM | 0
HtPmpHt-Big Box-NR | Glass-Big Box-HtPmpHt-code to al40-NR | 0.019432 | 30 | 0.027808 | 0 | ExCOMM | 0
HtPmpHt-Small Box-NR | Glass-Small Box-HtPmpHt-code to al40-NR | 0.0097167 | 30 | 0.047479 | 0 | ExCOMM | 0
HtPmpHt-High End-NR | Glass-High End-HtPmpHt-code to al40-NR | 0.0063469 | 30 | 0.030545 | 0 | ExCOMM | 0
HtPmpHt-Anchor-NR | Glass-Anchor-HtPmpHt-code to al40-NR | 0.010735 | 30 | 0.015362 | 0 | ExCOMM | 0
HtPmpHt-K-12-NR | Glass-K-12-HtPmpHt-code to al40-NR | 0.040309 | 30 | 0.070145 | 0 | ExCOMM | 0
HtPmpHt-University-NR | Glass-University-HtPmpHt-code to al40-NR | 0.057735 | 30 | 0.038674 | 0 | ExCOMM | 0
HtPmpHt-Warehouse-NR | Glass-Warehouse-HtPmpHt-code to al40-NR | -0.0040803 | 30 | 0.055885 | 0 | ExCOMM | 0
HtPmpHt-Supermarket-NR | Glass-Supermarket-HtPmpHt-code to al40-NR | 0.0017432 | 30 | 0.0026084 | 0 | ExCOMM | 0
HtPmpHt-MIniMart-NR | Glass-MIniMart-HtPmpHt-code to al40-NR | 0.0027883 | 30 | 0.0042901 | 0 | ExCOMM | 0
HtPmpHt-Restaurant-NR | Glass-Restaurant-HtPmpHt-code to al40-NR | 0.0014741 | 30 | 0.030448 | 0 | ExCOMM | 0
HtPmpHt-Lodging-NR | Glass-Lodging-HtPmpHt-code to al40-NR | 0.11019 | 30 | 0.1828 | 0 | ExCOMM | 0
HtPmpHt-Hospital-NR | Glass-Hospital-HtPmpHt-code to al40-NR | 0.0064963 | 30 | 0.0035858 | 0 | ExCOMM | 0
HtPmpHt-OtherHealth-NR | Glass-OtherHealth-HtPmpHt-code to al40-NR | 0.11807 | 30 | 0.054746 | 0 | ExCOMM | 0
HtPmpHt-Other-NR | Glass-Other-HtPmpHt-code to al40-NR | 0.17596 | 30 | 0.28933 | 0 | ExCOMM | 0
HtPmpHt-Large Off-NR | Glass-Large Off-HtPmpHt-code to al36-NR | 0.0046743 | 30 | 0.0075783 | 0 | ExCOMM | 0
HtPmpHt-Medium Off-NR | Glass-Medium Off-HtPmpHt-code to al36-NR | 0.004869 | 30 | 0.0080095 | 0 | ExCOMM | 0
HtPmpHt-Small Off-NR | Glass-Small Off-HtPmpHt-code to al36-NR | 0.0031467 | 30 | 0.013037 | 0 | ExCOMM | 0
HtPmpHt-Big Box-NR | Glass-Big Box-HtPmpHt-code to al36-NR | 0.00030077 | 30 | 0.00090188 | 0 | ExCOMM | 0
HtPmpHt-Small Box-NR | Glass-Small Box-HtPmpHt-code to al36-NR | 0.00028535 | 30 | 0.0018991 | 0 | ExCOMM | 0
HtPmpHt-High End-NR | Glass-High End-HtPmpHt-code to al36-NR | 0.00018543 | 30 | 0.0012218 | 0 | ExCOMM | 0
HtPmpHt-Anchor-NR | Glass-Anchor-HtPmpHt-code to al36-NR | 0.00013972 | 30 | 0.00041897 | 0 | ExCOMM | 0
HtPmpHt-K-12-NR | Glass-K-12-HtPmpHt-code to al36-NR | 0.00067582 | 30 | 0.0028058 | 0 | ExCOMM | 0
HtPmpHt-University-NR | Glass-University-HtPmpHt-code to al36-NR | 0.00062976 | 30 | 0.0010548 | 0 | ExCOMM | 0
HtPmpHt-Warehouse-NR | Glass-Warehouse-HtPmpHt-code to al36-NR | 0.00014264 | 30 | 0.0022354 | 0 | ExCOMM | 0
HtPmpHt-Supermarket-NR | Glass-Supermarket-HtPmpHt-code to al36-NR | 3.3129e-05 | 30 | 0.00010434 | 0 | ExCOMM | 0
HtPmpHt-MIniMart-NR | Glass-MIniMart-HtPmpHt-code to al36-NR | 5.344e-05 | 30 | 0.00017161 | 0 | ExCOMM | 0
HtPmpHt-Restaurant-NR | Glass-Restaurant-HtPmpHt-code to al36-NR | 0.00011826 | 30 | 0.0012179 | 0 | ExCOMM | 0
HtPmpHt-Lodging-NR | Glass-Lodging-HtPmpHt-code to al36-NR | 0.0021691 | 30 | 0.0073119 | 0 | ExCOMM | 0
HtPmpHt-Hospital-NR | Glass-Hospital-HtPmpHt-code to al36-NR | 6.7643e-05 | 30 | 9.7794e-05 | 0 | ExCOMM | 0
HtPmpHt-OtherHealth-NR | Glass-OtherHealth-HtPmpHt-code to al36-NR | 0.0016698 | 30 | 0.0021898 | 0 | ExCOMM | 0
HtPmpHt-Other-NR | Glass-Other-HtPmpHt-code to al36-NR | 0.002796 | 30 | 0.0093837 | 0 | ExCOMM | 0
ElecHt-Large Off-NR | Glass-Large Off-ElecHt-codet to al45tint-NR | 0.010382 | 30 | 0.001827 | 0 | ExCOMM | 0
ElecHt-Medium Off-NR | Glass-Medium Off-ElecHt-codet to al45tint-NR | 0.0050132 | 30 | 0.00095655 | 0 | ExCOMM | 0
ElecHt-Small Off-NR | Glass-Small Off-ElecHt-codet to al45tint-NR | 0.0040918 | 30 | 0.0015081 | 0 | ExCOMM | 0
ElecHt-Big Box-NR | Glass-Big Box-ElecHt-codet to al45tint-NR | 1.8356e-05 | 30 | 1.055e-05 | 0 | ExCOMM | 0
ElecHt-Small Box-NR | Glass-Small Box-ElecHt-codet to al45tint-NR | -6.1386e-05 | 30 | 0.00032362 | 0 | ExCOMM | 0
ElecHt-High End-NR | Glass-High End-ElecHt-codet to al45tint-NR | -6.4291e-05 | 30 | 0.00027379 | 0 | ExCOMM | 0
ElecHt-Anchor-NR | Glass-Anchor-ElecHt-codet to al45tint-NR | 6.5156e-05 | 30 | 3.7446e-05 | 0 | ExCOMM | 0
ElecHt-K-12-NR | Glass-K-12-ElecHt-codet to al45tint-NR | 6.4839e-05 | 30 | 0.00016677 | 0 | ExCOMM | 0
ElecHt-University-NR | Glass-University-ElecHt-codet to al45tint-NR | 0.00046869 | 30 | 0.00013184 | 0 | ExCOMM | 0
ElecHt-Warehouse-NR | Glass-Warehouse-ElecHt-codet to al45tint-NR | 0.00011199 | 30 | 0.00034186 | 0 | ExCOMM | 0
ElecHt-Supermarket-NR | Glass-Supermarket-ElecHt-codet to al45tint-NR | 2.1577e-05 | 30 | 1.0485e-05 | 0 | ExCOMM | 0
ElecHt-MIniMart-NR | Glass-MIniMart-ElecHt-codet to al45tint-NR | 8.4133e-05 | 30 | 6.4082e-05 | 0 | ExCOMM | 0
ElecHt-Restaurant-NR | Glass-Restaurant-ElecHt-codet to al45tint-NR | 5.2708e-05 | 30 | 0.00012467 | 0 | ExCOMM | 0
ElecHt-Lodging-NR | Glass-Lodging-ElecHt-codet to al45tint-NR | 0.0028035 | 30 | 0.0014663 | 0 | ExCOMM | 0
ElecHt-Hospital-NR | Glass-Hospital-ElecHt-codet to al45tint-NR | 0.00020963 | 30 | 3.6673e-05 | 0 | ExCOMM | 0
ElecHt-OtherHealth-NR | Glass-OtherHealth-ElecHt-codet to al45tint-NR | 0.0064707 | 30 | 0.0011651 | 0 | ExCOMM | 0
ElecHt-Other-NR | Glass-Other-ElecHt-codet to al45tint-NR | 0.00099766 | 30 | 0.001146 | 0 | ExCOMM | 0
ElecHt-Large Off-NR | Glass-Large Off-ElecHt-codet to al40tint-NR | 2.5409 | 30 | 0.80387 | 0 | ExCOMM | 0
ElecHt-Medium Off-NR | Glass-Medium Off-ElecHt-codet to al40tint-NR | 1.2638 | 30 | 0.42088 | 0 | ExCOMM | 0
ElecHt-Small Off-NR | Glass-Small Off-ElecHt-codet to al40tint-NR | 0.87094 | 30 | 0.45244 | 0 | ExCOMM | 0
ElecHt-Big Box-NR | Glass-Big Box-ElecHt-codet to al40tint-NR | 0.0056678 | 30 | 0.0039033 | 0 | ExCOMM | 0
ElecHt-Small Box-NR | Glass-Small Box-ElecHt-codet to al40tint-NR | 0.070387 | 30 | 0.097086 | 0 | ExCOMM | 0
ElecHt-High End-NR | Glass-High End-ElecHt-codet to al40tint-NR | 0.0581 | 30 | 0.082136 | 0 | ExCOMM | 0
ElecHt-Anchor-NR | Glass-Anchor-ElecHt-codet to al40tint-NR | 0.023924 | 30 | 0.016476 | 0 | ExCOMM | 0
ElecHt-K-12-NR | Glass-K-12-ElecHt-codet to al40tint-NR | 0.036657 | 30 | 0.050031 | 0 | ExCOMM | 0
ElecHt-University-NR | Glass-University-ElecHt-codet to al40tint-NR | 0.14267 | 30 | 0.058011 | 0 | ExCOMM | 0
ElecHt-Warehouse-NR | Glass-Warehouse-ElecHt-codet to al40tint-NR | 0.022223 | 30 | 0.10256 | 0 | ExCOMM | 0
ElecHt-Supermarket-NR | Glass-Supermarket-ElecHt-codet to al40tint-NR | 0.0048998 | 30 | 0.0031454 | 0 | ExCOMM | 0
ElecHt-MIniMart-NR | Glass-MIniMart-ElecHt-codet to al40tint-NR | 0.025185 | 30 | 0.019225 | 0 | ExCOMM | 0
ElecHt-Restaurant-NR | Glass-Restaurant-ElecHt-codet to al40tint-NR | 0.025733 | 30 | 0.037402 | 0 | ExCOMM | 0
ElecHt-Lodging-NR | Glass-Lodging-ElecHt-codet to al40tint-NR | 0.66388 | 30 | 0.43988 | 0 | ExCOMM | 0
ElecHt-Hospital-NR | Glass-Hospital-ElecHt-codet to al40tint-NR | 0.052329 | 30 | 0.016136 | 0 | ExCOMM | 0
ElecHt-OtherHealth-NR | Glass-OtherHealth-ElecHt-codet to al40tint-NR | 1.1377 | 30 | 0.34952 | 0 | ExCOMM | 0
ElecHt-Other-NR | Glass-Other-ElecHt-codet to al40tint-NR | 0.49312 | 30 | 0.42403 | 0 | ExCOMM | 0
ElecHt-Large Off-NR | Glass-Large Off-ElecHt-codet to al36tint-NR | 0.023957 | 30 | 0.016443 | 0 | ExCOMM | 0
ElecHt-Medium Off-NR | Glass-Medium Off-ElecHt-codet to al36tint-NR | 0.012051 | 30 | 0.0086089 | 0 | ExCOMM | 0
ElecHt-Small Off-NR | Glass-Small Off-ElecHt-codet to al36tint-NR | 0.01268 | 30 | 0.013573 | 0 | ExCOMM | 0
ElecHt-Big Box-NR | Glass-Big Box-ElecHt-codet to al36tint-NR | 7.0676e-05 | 30 | 9.4946e-05 | 0 | ExCOMM | 0
ElecHt-Small Box-NR | Glass-Small Box-ElecHt-codet to al36tint-NR | 0.0012514 | 30 | 0.0029126 | 0 | ExCOMM | 0
ElecHt-High End-NR | Glass-High End-ElecHt-codet to al36tint-NR | 0.001046 | 30 | 0.0024641 | 0 | ExCOMM | 0
ElecHt-Anchor-NR | Glass-Anchor-ElecHt-codet to al36tint-NR | 0.00025087 | 30 | 0.00033702 | 0 | ExCOMM | 0
ElecHt-K-12-NR | Glass-K-12-ElecHt-codet to al36tint-NR | 0.00062129 | 30 | 0.0015009 | 0 | ExCOMM | 0
ElecHt-University-NR | Glass-University-ElecHt-codet to al36tint-NR | 0.0014188 | 30 | 0.0011866 | 0 | ExCOMM | 0
ElecHt-Warehouse-NR | Glass-Warehouse-ElecHt-codet to al36tint-NR | 0.00065323 | 30 | 0.0030767 | 0 | ExCOMM | 0
ElecHt-Supermarket-NR | Glass-Supermarket-ElecHt-codet to al36tint-NR | 7.3582e-05 | 30 | 9.4362e-05 | 0 | ExCOMM | 0
ElecHt-MIniMart-NR | Glass-MIniMart-ElecHt-codet to al36tint-NR | 0.00040188 | 30 | 0.00057674 | 0 | ExCOMM | 0
ElecHt-Restaurant-NR | Glass-Restaurant-ElecHt-codet to al36tint-NR | 0.00042687 | 30 | 0.0011221 | 0 | ExCOMM | 0
ElecHt-Lodging-NR | Glass-Lodging-ElecHt-codet to al36tint-NR | 0.010076 | 30 | 0.013196 | 0 | ExCOMM | 0
ElecHt-Hospital-NR | Glass-Hospital-ElecHt-codet to al36tint-NR | 0.00048759 | 30 | 0.00033005 | 0 | ExCOMM | 0
ElecHt-OtherHealth-NR | Glass-OtherHealth-ElecHt-codet to al36tint-NR | 0.015438 | 30 | 0.010485 | 0 | ExCOMM | 0
ElecHt-Other-NR | Glass-Other-ElecHt-codet to al36tint-NR | 0.006679 | 30 | 0.010314 | 0 | ExCOMM | 0
GasHt-Large Off-NR | Glass-Large Off-GasHt-codet to al45tint-NR | 0.0067447 | 30 | 0.0017502 | -6.1632e-05 | SmComCAC | 0
GasHt-Medium Off-NR | Glass-Medium Off-GasHt-codet to al45tint-NR | 0.0065521 | 30 | 0.0019202 | -6.7622e-05 | SmComCAC | 0
GasHt-Small Off-NR | Glass-Small Off-GasHt-codet to al45tint-NR | 0.014844 | 30 | 0.003964 | 7.8744e-05 | SmComCAC | 0
GasHt-Big Box-NR | Glass-Big Box-GasHt-codet to al45tint-NR | 0.0007984 | 30 | 0.00041873 | 1.3443e-06 | SmComCAC | 0
GasHt-Small Box-NR | Glass-Small Box-GasHt-codet to al45tint-NR | 0.0010838 | 30 | 0.0011582 | 2.5099e-05 | SmComCAC | 0
GasHt-High End-NR | Glass-High End-GasHt-codet to al45tint-NR | 0.001084 | 30 | 0.0012172 | 2.6377e-05 | SmComCAC | 0
GasHt-Anchor-NR | Glass-Anchor-GasHt-codet to al45tint-NR | 0.00017548 | 30 | 9.2034e-05 | 2.9548e-07 | SmComCAC | 0
GasHt-K-12-NR | Glass-K-12-GasHt-codet to al45tint-NR | 9.8459e-05 | 30 | 0.0026543 | -1.7975e-05 | SmComCAC | 0
GasHt-University-NR | Glass-University-GasHt-codet to al45tint-NR | 0.0019732 | 30 | 0.0011558 | -4.1119e-05 | SmComCAC | 0
GasHt-Warehouse-NR | Glass-Warehouse-GasHt-codet to al45tint-NR | 0.0022433 | 30 | 0.0025197 | 2.7303e-05 | SmComCAC | 0
GasHt-Supermarket-NR | Glass-Supermarket-GasHt-codet to al45tint-NR | 0.00011273 | 30 | 5.0672e-05 | 1.6268e-07 | SmComCAC | 0
GasHt-MIniMart-NR | Glass-MIniMart-GasHt-codet to al45tint-NR | 0.00054024 | 30 | 0.00036512 | 1.1722e-06 | SmComCAC | 0
GasHt-Restaurant-NR | Glass-Restaurant-GasHt-codet to al45tint-NR | 0.0023216 | 30 | 0.0011783 | 3.5111e-05 | SmComCAC | 0
GasHt-Lodging-NR | Glass-Lodging-GasHt-codet to al45tint-NR | 0.0028978 | 30 | 0.001394 | 4.4756e-06 | SmComCAC | 0
GasHt-Hospital-NR | Glass-Hospital-GasHt-codet to al45tint-NR | 0.0031861 | 30 | 0.0011735 | -6.7817e-05 | SmComCAC | 0
GasHt-OtherHealth-NR | Glass-OtherHealth-GasHt-codet to al45tint-NR | 0.0030208 | 30 | 0.0021882 | -0.00017585 | SmComCAC | 0
GasHt-Other-NR | Glass-Other-GasHt-codet to al45tint-NR | 0.0070179 | 30 | 0.0067657 | 2.1722e-05 | SmComCAC | 0
GasHt-Large Off-NR | Glass-Large Off-GasHt-codet to al40tint-NR | 1.0619 | 30 | 0.77007 | -0.026423 | SmComCAC | 0
GasHt-Medium Off-NR | Glass-Medium Off-GasHt-codet to al40tint-NR | 1.0315 | 30 | 0.8449 | -0.028991 | SmComCAC | 0
GasHt-Small Off-NR | Glass-Small Off-GasHt-codet to al40tint-NR | 1.3784 | 30 | 1.1892 | -0.017538 | SmComCAC | 0
GasHt-Big Box-NR | Glass-Big Box-GasHt-codet to al40tint-NR | 0.098227 | 30 | 0.15493 | -0.0024404 | SmComCAC | 0
GasHt-Small Box-NR | Glass-Small Box-GasHt-codet to al40tint-NR | 0.12699 | 30 | 0.34745 | -0.0024053 | SmComCAC | 0
GasHt-High End-NR | Glass-High End-GasHt-codet to al40tint-NR | 0.12702 | 30 | 0.36515 | -0.0025278 | SmComCAC | 0
GasHt-Anchor-NR | Glass-Anchor-GasHt-codet to al40tint-NR | 0.025674 | 30 | 0.040495 | -0.00063786 | SmComCAC | 0
GasHt-K-12-NR | Glass-K-12-GasHt-codet to al40tint-NR | 0.023319 | 30 | 0.79629 | -0.010785 | SmComCAC | 0
GasHt-University-NR | Glass-University-GasHt-codet to al40tint-NR | 0.32224 | 30 | 0.50854 | -0.017878 | SmComCAC | 0
GasHt-Warehouse-NR | Glass-Warehouse-GasHt-codet to al40tint-NR | 0.21106 | 30 | 0.75592 | 0.00091009 | SmComCAC | 0
GasHt-Supermarket-NR | Glass-Supermarket-GasHt-codet to al40tint-NR | 0.011245 | 30 | 0.015202 | -0.00023945 | SmComCAC | 0
GasHt-MIniMart-NR | Glass-MIniMart-GasHt-codet to al40tint-NR | 0.053891 | 30 | 0.10954 | -0.0017254 | SmComCAC | 0
GasHt-Restaurant-NR | Glass-Restaurant-GasHt-codet to al40tint-NR | 0.23216 | 30 | 0.3535 | -0.0002128 | SmComCAC | 0
GasHt-Lodging-NR | Glass-Lodging-GasHt-codet to al40tint-NR | 0.28907 | 30 | 0.41821 | -0.0065875 | SmComCAC | 0
GasHt-Hospital-NR | Glass-Hospital-GasHt-codet to al40tint-NR | 0.5042 | 30 | 0.51635 | -0.022535 | SmComCAC | 0
GasHt-OtherHealth-NR | Glass-OtherHealth-GasHt-codet to al40tint-NR | 0.33076 | 30 | 0.65645 | -0.034774 | SmComCAC | 0
GasHt-Other-NR | Glass-Other-GasHt-codet to al40tint-NR | 0.86341 | 30 | 2.5033 | -0.039431 | SmComCAC | 0
GasHt-Large Off-NR | Glass-Large Off-GasHt-codet to al36tint-NR | 0.0078484 | 30 | 0.015751 | -0.00029078 | SmComCAC | 0
GasHt-Medium Off-NR | Glass-Medium Off-GasHt-codet to al36tint-NR | 0.0076243 | 30 | 0.017282 | -0.00031904 | SmComCAC | 0
GasHt-Small Off-NR | Glass-Small Off-GasHt-codet to al36tint-NR | 0.013253 | 30 | 0.035676 | -0.00038656 | SmComCAC | 0
GasHt-Big Box-NR | Glass-Big Box-GasHt-codet to al36tint-NR | 0.00080022 | 30 | 0.0037686 | -3.8608e-05 | SmComCAC | 0
GasHt-Small Box-NR | Glass-Small Box-GasHt-codet to al36tint-NR | 0.0011111 | 30 | 0.010424 | -6.4838e-05 | SmComCAC | 0
GasHt-High End-NR | Glass-High End-GasHt-codet to al36tint-NR | 0.0011114 | 30 | 0.010954 | -6.814e-05 | SmComCAC | 0
GasHt-Anchor-NR | Glass-Anchor-GasHt-codet to al36tint-NR | 0.00017588 | 30 | 0.00082831 | -8.4857e-06 | SmComCAC | 0
GasHt-K-12-NR | Glass-K-12-GasHt-codet to al36tint-NR | 0.00036663 | 30 | 0.023889 | -0.00018335 | SmComCAC | 0
GasHt-University-NR | Glass-University-GasHt-codet to al36tint-NR | 0.0024431 | 30 | 0.010402 | -0.00019244 | SmComCAC | 0
GasHt-Warehouse-NR | Glass-Warehouse-GasHt-codet to al36tint-NR | 0.001979 | 30 | 0.022678 | -5.4605e-05 | SmComCAC | 0
GasHt-Supermarket-NR | Glass-Supermarket-GasHt-codet to al36tint-NR | 0.00011299 | 30 | 0.00045605 | -4.6721e-06 | SmComCAC | 0
GasHt-MIniMart-NR | Glass-MIniMart-GasHt-codet to al36tint-NR | 0.00054147 | 30 | 0.0032861 | -3.3665e-05 | SmComCAC | 0
GasHt-Restaurant-NR | Glass-Restaurant-GasHt-codet to al36tint-NR | 0.0023216 | 30 | 0.010605 | -3.2984e-05 | SmComCAC | 0
GasHt-Lodging-NR | Glass-Lodging-GasHt-codet to al36tint-NR | 0.0029044 | 30 | 0.012546 | -0.00012853 | SmComCAC | 0
GasHt-Hospital-NR | Glass-Hospital-GasHt-codet to al36tint-NR | 0.0037162 | 30 | 0.010562 | -0.00022888 | SmComCAC | 0
GasHt-OtherHealth-NR | Glass-OtherHealth-GasHt-codet to al36tint-NR | 0.0035472 | 30 | 0.019693 | -0.00049 | SmComCAC | 0
GasHt-Other-NR | Glass-Other-GasHt-codet to al36tint-NR | 0.0070339 | 30 | 0.060892 | -0.00062381 | SmComCAC | 0
HtPmpHt-Large Off-NR | Glass-Large Off-HtPmpHt-codet to al45tint-NR | 0.0045168 | 30 | 0.00094729 | 0 | ExCOMM | 0
HtPmpHt-Medium Off-NR | Glass-Medium Off-HtPmpHt-codet to al45tint-NR | 0.0043317 | 30 | 0.0010012 | 0 | ExCOMM | 0
HtPmpHt-Small Off-NR | Glass-Small Off-HtPmpHt-codet to al45tint-NR | 0.005262 | 30 | 0.0016296 | 0 | ExCOMM | 0
HtPmpHt-Big Box-NR | Glass-Big Box-HtPmpHt-codet to al45tint-NR | 0.00020556 | 30 | 0.00011274 | 0 | ExCOMM | 0
HtPmpHt-Small Box-NR | Glass-Small Box-HtPmpHt-codet to al45tint-NR | 8.8556e-05 | 30 | 0.00023739 | 0 | ExCOMM | 0
HtPmpHt-High End-NR | Glass-High End-HtPmpHt-codet to al45tint-NR | 5.0078e-05 | 30 | 0.00015272 | 0 | ExCOMM | 0
HtPmpHt-Anchor-NR | Glass-Anchor-HtPmpHt-codet to al45tint-NR | 9.549e-05 | 30 | 5.2371e-05 | 0 | ExCOMM | 0
HtPmpHt-K-12-NR | Glass-K-12-HtPmpHt-codet to al45tint-NR | 7.4685e-05 | 30 | 0.00035073 | 0 | ExCOMM | 0
HtPmpHt-University-NR | Glass-University-HtPmpHt-codet to al45tint-NR | 0.00034689 | 30 | 0.00013184 | 0 | ExCOMM | 0
HtPmpHt-Warehouse-NR | Glass-Warehouse-HtPmpHt-codet to al45tint-NR | 0.00017016 | 30 | 0.00027943 | 0 | ExCOMM | 0
HtPmpHt-Supermarket-NR | Glass-Supermarket-HtPmpHt-codet to al45tint-NR | 2.7927e-05 | 30 | 1.3042e-05 | 0 | ExCOMM | 0
HtPmpHt-MIniMart-NR | Glass-MIniMart-HtPmpHt-codet to al45tint-NR | 2.9951e-05 | 30 | 2.1451e-05 | 0 | ExCOMM | 0
HtPmpHt-Restaurant-NR | Glass-Restaurant-HtPmpHt-codet to al45tint-NR | 0.00018215 | 30 | 0.00015224 | 0 | ExCOMM | 0
HtPmpHt-Lodging-NR | Glass-Lodging-HtPmpHt-codet to al45tint-NR | 0.0018237 | 30 | 0.00091398 | 0 | ExCOMM | 0
HtPmpHt-Hospital-NR | Glass-Hospital-HtPmpHt-codet to al45tint-NR | 5.1532e-05 | 30 | 1.2224e-05 | 0 | ExCOMM | 0
HtPmpHt-OtherHealth-NR | Glass-OtherHealth-HtPmpHt-codet to al45tint-NR | 0.0009491 | 30 | 0.00027373 | 0 | ExCOMM | 0
HtPmpHt-Other-NR | Glass-Other-HtPmpHt-codet to al45tint-NR | 0.0011189 | 30 | 0.001173 | 0 | ExCOMM | 0
HtPmpHt-Large Off-NR | Glass-Large Off-HtPmpHt-codet to al40tint-NR | 0.94611 | 30 | 0.41681 | 0 | ExCOMM | 0
HtPmpHt-Medium Off-NR | Glass-Medium Off-HtPmpHt-codet to al40tint-NR | 0.93032 | 30 | 0.44052 | 0 | ExCOMM | 0
HtPmpHt-Small Off-NR | Glass-Small Off-HtPmpHt-codet to al40tint-NR | 0.75387 | 30 | 0.48888 | 0 | ExCOMM | 0
HtPmpHt-Big Box-NR | Glass-Big Box-HtPmpHt-codet to al40tint-NR | 0.043507 | 30 | 0.041712 | 0 | ExCOMM | 0
HtPmpHt-Small Box-NR | Glass-Small Box-HtPmpHt-codet to al40tint-NR | 0.038831 | 30 | 0.071218 | 0 | ExCOMM | 0
HtPmpHt-High End-NR | Glass-High End-HtPmpHt-codet to al40tint-NR | 0.024174 | 30 | 0.045817 | 0 | ExCOMM | 0
HtPmpHt-Anchor-NR | Glass-Anchor-HtPmpHt-codet to al40tint-NR | 0.024034 | 30 | 0.023043 | 0 | ExCOMM | 0
HtPmpHt-K-12-NR | Glass-K-12-HtPmpHt-codet to al40tint-NR | 0.040086 | 30 | 0.10522 | 0 | ExCOMM | 0
HtPmpHt-University-NR | Glass-University-HtPmpHt-codet to al40tint-NR | 0.089715 | 30 | 0.058011 | 0 | ExCOMM | 0
HtPmpHt-Warehouse-NR | Glass-Warehouse-HtPmpHt-codet to al40tint-NR | 0.020785 | 30 | 0.083828 | 0 | ExCOMM | 0
HtPmpHt-Supermarket-NR | Glass-Supermarket-HtPmpHt-codet to al40tint-NR | 0.0044946 | 30 | 0.0039126 | 0 | ExCOMM | 0
HtPmpHt-MIniMart-NR | Glass-MIniMart-HtPmpHt-codet to al40tint-NR | 0.0057982 | 30 | 0.0064352 | 0 | ExCOMM | 0
HtPmpHt-Restaurant-NR | Glass-Restaurant-HtPmpHt-codet to al40tint-NR | 0.030709 | 30 | 0.045671 | 0 | ExCOMM | 0
HtPmpHt-Lodging-NR | Glass-Lodging-HtPmpHt-codet to al40tint-NR | 0.30167 | 30 | 0.27419 | 0 | ExCOMM | 0
HtPmpHt-Hospital-NR | Glass-Hospital-HtPmpHt-codet to al40tint-NR | 0.011347 | 30 | 0.0053787 | 0 | ExCOMM | 0
HtPmpHt-OtherHealth-NR | Glass-OtherHealth-HtPmpHt-codet to al40tint-NR | 0.15433 | 30 | 0.082119 | 0 | ExCOMM | 0
HtPmpHt-Other-NR | Glass-Other-HtPmpHt-codet to al40tint-NR | 0.3272 | 30 | 0.434 | 0 | ExCOMM | 0
HtPmpHt-Large Off-NR | Glass-Large Off-HtPmpHt-codet to al36tint-NR | 0.0083348 | 30 | 0.0085256 | 0 | ExCOMM | 0
HtPmpHt-Medium Off-NR | Glass-Medium Off-HtPmpHt-codet to al36tint-NR | 0.0082945 | 30 | 0.0090107 | 0 | ExCOMM | 0
HtPmpHt-Small Off-NR | Glass-Small Off-HtPmpHt-codet to al36tint-NR | 0.0095749 | 30 | 0.014666 | 0 | ExCOMM | 0
HtPmpHt-Big Box-NR | Glass-Big Box-HtPmpHt-codet to al36tint-NR | 0.00048535 | 30 | 0.0010146 | 0 | ExCOMM | 0
HtPmpHt-Small Box-NR | Glass-Small Box-HtPmpHt-codet to al36tint-NR | 0.00057285 | 30 | 0.0021365 | 0 | ExCOMM | 0
HtPmpHt-High End-NR | Glass-High End-HtPmpHt-codet to al36tint-NR | 0.00036147 | 30 | 0.0013745 | 0 | ExCOMM | 0
HtPmpHt-Anchor-NR | Glass-Anchor-HtPmpHt-codet to al36tint-NR | 0.00022547 | 30 | 0.00047134 | 0 | ExCOMM | 0
HtPmpHt-K-12-NR | Glass-K-12-HtPmpHt-codet to al36tint-NR | 0.00067753 | 30 | 0.0031565 | 0 | ExCOMM | 0
HtPmpHt-University-NR | Glass-University-HtPmpHt-codet to al36tint-NR | 0.00084873 | 30 | 0.0011866 | 0 | ExCOMM | 0
HtPmpHt-Warehouse-NR | Glass-Warehouse-HtPmpHt-codet to al36tint-NR | 0.00037669 | 30 | 0.0025148 | 0 | ExCOMM | 0
HtPmpHt-Supermarket-NR | Glass-Supermarket-HtPmpHt-codet to al36tint-NR | 6.0306e-05 | 30 | 0.00011738 | 0 | ExCOMM | 0
HtPmpHt-MIniMart-NR | Glass-MIniMart-HtPmpHt-codet to al36tint-NR | 8.3168e-05 | 30 | 0.00019306 | 0 | ExCOMM | 0
HtPmpHt-Restaurant-NR | Glass-Restaurant-HtPmpHt-codet to al36tint-NR | 0.0004106 | 30 | 0.0013701 | 0 | ExCOMM | 0
HtPmpHt-Lodging-NR | Glass-Lodging-HtPmpHt-codet to al36tint-NR | 0.0040925 | 30 | 0.0082258 | 0 | ExCOMM | 0
HtPmpHt-Hospital-NR | Glass-Hospital-HtPmpHt-codet to al36tint-NR | 0.00010062 | 30 | 0.00011002 | 0 | ExCOMM | 0
HtPmpHt-OtherHealth-NR | Glass-OtherHealth-HtPmpHt-codet to al36tint-NR | 0.0020354 | 30 | 0.0024636 | 0 | ExCOMM | 0
HtPmpHt-Other-NR | Glass-Other-HtPmpHt-codet to al36tint-NR | 0.0040277 | 30 | 0.010557 | 0 | ExCOMM | 0
ElecHt-Large Off-NR | Glass-Large Off-ElecHt-code to vea-NR | 0.097178 | 30 | 0.10365 | 0 | ExCOMM | 0
ElecHt-Medium Off-NR | Glass-Medium Off-ElecHt-code to vea-NR | 0.029915 | 30 | 0.03209 | 0 | ExCOMM | 0
ElecHt-Small Off-NR | Glass-Small Off-ElecHt-code to vea-NR | 0.235 | 30 | 0.27765 | 0 | ExCOMM | 0
ElecHt-Big Box-NR | Glass-Big Box-ElecHt-code to vea-NR | 0.00065325 | 30 | 0.00081447 | 0 | ExCOMM | 0
ElecHt-Small Box-NR | Glass-Small Box-ElecHt-code to vea-NR | 0.067918 | 30 | 0.11416 | 0 | ExCOMM | 0
ElecHt-High End-NR | Glass-High End-ElecHt-code to vea-NR | 0.057601 | 30 | 0.096584 | 0 | ExCOMM | 0
ElecHt-Anchor-NR | Glass-Anchor-ElecHt-code to vea-NR | 0.0043066 | 30 | 0.0053695 | 0 | ExCOMM | 0
ElecHt-K-12-NR | Glass-K-12-ElecHt-code to vea-NR | 0.022871 | 30 | 0.041781 | 0 | ExCOMM | 0
ElecHt-University-NR | Glass-University-ElecHt-code to vea-NR | 0.0091951 | 30 | 0.0086925 | 0 | ExCOMM | 0
ElecHt-Warehouse-NR | Glass-Warehouse-ElecHt-code to vea-NR | 0.024838 | 30 | 0.045549 | 0 | ExCOMM | 0
ElecHt-Supermarket-NR | Glass-Supermarket-ElecHt-code to vea-NR | 0.0062567 | 30 | 0.0078182 | 0 | ExCOMM | 0
ElecHt-MIniMart-NR | Glass-MIniMart-ElecHt-code to vea-NR | 0.012727 | 30 | 0.015821 | 0 | ExCOMM | 0
ElecHt-Restaurant-NR | Glass-Restaurant-ElecHt-code to vea-NR | 0.034806 | 30 | 0.043376 | 0 | ExCOMM | 0
ElecHt-Lodging-NR | Glass-Lodging-ElecHt-code to vea-NR | 0.23431 | 30 | 0.29248 | 0 | ExCOMM | 0
ElecHt-Hospital-NR | Glass-Hospital-ElecHt-code to vea-NR | 0.0019453 | 30 | 0.0018215 | 0 | ExCOMM | 0
ElecHt-OtherHealth-NR | Glass-OtherHealth-ElecHt-code to vea-NR | 0.26291 | 30 | 0.2199 | 0 | ExCOMM | 0
ElecHt-Other-NR | Glass-Other-ElecHt-code to vea-NR | 0.086544 | 30 | 0.10725 | 0 | ExCOMM | 0
GasHt-Large Off-NR | Glass-Large Off-GasHt-code to vea-NR | 0.0040766 | 30 | 0.087508 | -0.0015013 | SmComCAC | 0
GasHt-Medium Off-NR | Glass-Medium Off-GasHt-code to vea-NR | 0.0039602 | 30 | 0.096012 | -0.0016472 | SmComCAC | 0
GasHt-Small Off-NR | Glass-Small Off-GasHt-code to vea-NR | -0.033592 | 30 | 0.75315 | -0.012921 | SmComCAC | 0
GasHt-Big Box-NR | Glass-Big Box-GasHt-code to vea-NR | -0.00054039 | 30 | 0.050247 | -0.00078644 | SmComCAC | 0
GasHt-Small Box-NR | Glass-Small Box-GasHt-code to vea-NR | -0.0066732 | 30 | 0.22005 | -0.0026493 | SmComCAC | 0
GasHt-High End-NR | Glass-High End-GasHt-code to vea-NR | -0.0066748 | 30 | 0.23126 | -0.0027842 | SmComCAC | 0
GasHt-Anchor-NR | Glass-Anchor-GasHt-code to vea-NR | -4.9489e-05 | 30 | 0.0046017 | -7.2022e-05 | SmComCAC | 0
GasHt-K-12-NR | Glass-K-12-GasHt-code to vea-NR | 0.0080408 | 30 | 0.50432 | -0.0051609 | SmComCAC | 0
GasHt-University-NR | Glass-University-GasHt-code to vea-NR | 0.0025962 | 30 | 0.057789 | -0.0011271 | SmComCAC | 0
GasHt-Warehouse-NR | Glass-Warehouse-GasHt-code to vea-NR | -0.0083364 | 30 | 0.47875 | -0.0051875 | SmComCAC | 0
GasHt-Supermarket-NR | Glass-Supermarket-GasHt-code to vea-NR | -0.00012081 | 30 | 0.0096277 | -0.00015069 | SmComCAC | 0
GasHt-MIniMart-NR | Glass-MIniMart-GasHt-code to vea-NR | -0.00057896 | 30 | 0.069373 | -0.0010858 | SmComCAC | 0
GasHt-Restaurant-NR | Glass-Restaurant-GasHt-code to vea-NR | -0.0023292 | 30 | 0.22388 | -0.0035041 | SmComCAC | 0
GasHt-Lodging-NR | Glass-Lodging-GasHt-code to vea-NR | -0.0031055 | 30 | 0.26487 | -0.0041455 | SmComCAC | 0
GasHt-Hospital-NR | Glass-Hospital-GasHt-code to vea-NR | 0.0025881 | 30 | 0.058676 | -0.0011568 | SmComCAC | 0
GasHt-OtherHealth-NR | Glass-OtherHealth-GasHt-code to vea-NR | 0.016171 | 30 | 0.41575 | -0.00926 | SmComCAC | 0
GasHt-Other-NR | Glass-Other-GasHt-code to vea-NR | -0.0047501 | 30 | 0.81189 | -0.012707 | SmComCAC | 0
HtPmpHt-Large Off-NR | Glass-Large Off-HtPmpHt-code to vea-NR | 0.016643 | 30 | 0.047364 | 0 | ExCOMM | 0
HtPmpHt-Medium Off-NR | Glass-Medium Off-HtPmpHt-code to vea-NR | 0.017323 | 30 | 0.050059 | 0 | ExCOMM | 0
HtPmpHt-Small Off-NR | Glass-Small Off-HtPmpHt-code to vea-NR | -0.067047 | 30 | 0.30962 | 0 | ExCOMM | 0
HtPmpHt-Big Box-NR | Glass-Big Box-HtPmpHt-code to vea-NR | -0.00052142 | 30 | 0.013528 | 0 | ExCOMM | 0
HtPmpHt-Small Box-NR | Glass-Small Box-HtPmpHt-code to vea-NR | -0.0098283 | 30 | 0.045105 | 0 | ExCOMM | 0
HtPmpHt-High End-NR | Glass-High End-HtPmpHt-code to vea-NR | -0.0062805 | 30 | 0.029018 | 0 | ExCOMM | 0
HtPmpHt-Anchor-NR | Glass-Anchor-HtPmpHt-code to vea-NR | -0.00010093 | 30 | 0.0026185 | 0 | ExCOMM | 0
HtPmpHt-K-12-NR | Glass-K-12-HtPmpHt-code to vea-NR | 0.0049686 | 30 | 0.066638 | 0 | ExCOMM | 0
HtPmpHt-University-NR | Glass-University-HtPmpHt-code to vea-NR | 0.0023261 | 30 | 0.0065922 | 0 | ExCOMM | 0
HtPmpHt-Warehouse-NR | Glass-Warehouse-HtPmpHt-code to vea-NR | -0.0059037 | 30 | 0.053091 | 0 | ExCOMM | 0
HtPmpHt-Supermarket-NR | Glass-Supermarket-HtPmpHt-code to vea-NR | -9.9955e-05 | 30 | 0.002478 | 0 | ExCOMM | 0
HtPmpHt-MIniMart-NR | Glass-MIniMart-HtPmpHt-code to vea-NR | -0.00014727 | 30 | 0.0040756 | 0 | ExCOMM | 0
HtPmpHt-Restaurant-NR | Glass-Restaurant-HtPmpHt-code to vea-NR | -0.0077611 | 30 | 0.028925 | 0 | ExCOMM | 0
HtPmpHt-Lodging-NR | Glass-Lodging-HtPmpHt-code to vea-NR | -0.0068618 | 30 | 0.17366 | 0 | ExCOMM | 0
HtPmpHt-Hospital-NR | Glass-Hospital-HtPmpHt-code to vea-NR | 0.00033269 | 30 | 0.00061121 | 0 | ExCOMM | 0
HtPmpHt-OtherHealth-NR | Glass-OtherHealth-HtPmpHt-code to vea-NR | 0.038199 | 30 | 0.052009 | 0 | ExCOMM | 0
HtPmpHt-Other-NR | Glass-Other-HtPmpHt-code to vea-NR | -0.0047349 | 30 | 0.14076 | 0 | ExCOMM | 0
ElecHt-Large Off-NR | Glass-Large Off-ElecHt-codet to vet-NR | 0.026 | 30 | 0.001827 | 0 | ExCOMM | 0
ElecHt-Medium Off-NR | Glass-Medium Off-ElecHt-codet to vet-NR | 0.01306 | 30 | 0.00095655 | 0 | ExCOMM | 0
ElecHt-Small Off-NR | Glass-Small Off-ElecHt-codet to vet-NR | 0.013498 | 30 | 0.0015081 | 0 | ExCOMM | 0
ElecHt-Big Box-NR | Glass-Big Box-ElecHt-codet to vet-NR | 8.0175e-05 | 30 | 1.055e-05 | 0 | ExCOMM | 0
ElecHt-Small Box-NR | Glass-Small Box-ElecHt-codet to vet-NR | 0.0013336 | 30 | 0.00032362 | 0 | ExCOMM | 0
ElecHt-High End-NR | Glass-High End-ElecHt-codet to vet-NR | 0.0011141 | 30 | 0.00027379 | 0 | ExCOMM | 0
ElecHt-Anchor-NR | Glass-Anchor-ElecHt-codet to vet-NR | 0.00028459 | 30 | 3.7446e-05 | 0 | ExCOMM | 0
ElecHt-K-12-NR | Glass-K-12-ElecHt-codet to vet-NR | 0.00067604 | 30 | 0.00016677 | 0 | ExCOMM | 0
ElecHt-University-NR | Glass-University-ElecHt-codet to vet-NR | 0.0015358 | 30 | 0.00013184 | 0 | ExCOMM | 0
ElecHt-Warehouse-NR | Glass-Warehouse-ElecHt-codet to vet-NR | 0.0006891 | 30 | 0.00034186 | 0 | ExCOMM | 0
ElecHt-Supermarket-NR | Glass-Supermarket-ElecHt-codet to vet-NR | 8.3367e-05 | 30 | 1.0485e-05 | 0 | ExCOMM | 0
ElecHt-MIniMart-NR | Glass-MIniMart-ElecHt-codet to vet-NR | 0.00045677 | 30 | 6.4082e-05 | 0 | ExCOMM | 0
ElecHt-Restaurant-NR | Glass-Restaurant-ElecHt-codet to vet-NR | 0.00093892 | 30 | 0.00012467 | 0 | ExCOMM | 0
ElecHt-Lodging-NR | Glass-Lodging-ElecHt-codet to vet-NR | 0.011422 | 30 | 0.0014663 | 0 | ExCOMM | 0
ElecHt-Hospital-NR | Glass-Hospital-ElecHt-codet to vet-NR | 0.0005269 | 30 | 3.6673e-05 | 0 | ExCOMM | 0
ElecHt-OtherHealth-NR | Glass-OtherHealth-ElecHt-codet to vet-NR | 0.016601 | 30 | 0.0011651 | 0 | ExCOMM | 0
ElecHt-Other-NR | Glass-Other-ElecHt-codet to vet-NR | 0.0076083 | 30 | 0.001146 | 0 | ExCOMM | 0
ElecHt-Large Off-NR | Glass-Large Off-ElecHt-codet to veat-NR | 0.52612 | 30 | 0.091349 | 0 | ExCOMM | 0
ElecHt-Medium Off-NR | Glass-Medium Off-ElecHt-codet to veat-NR | 0.26591 | 30 | 0.047827 | 0 | ExCOMM | 0
ElecHt-Small Off-NR | Glass-Small Off-ElecHt-codet to veat-NR | 1.0935 | 30 | 0.28654 | 0 | ExCOMM | 0
ElecHt-Big Box-NR | Glass-Big Box-ElecHt-codet to veat-NR | 0.0042206 | 30 | 0.0012659 | 0 | ExCOMM | 0
ElecHt-Small Box-NR | Glass-Small Box-ElecHt-codet to veat-NR | 0.1201 | 30 | 0.061488 | 0 | ExCOMM | 0
ElecHt-High End-NR | Glass-High End-ElecHt-codet to veat-NR | 0.10082 | 30 | 0.052019 | 0 | ExCOMM | 0
ElecHt-Anchor-NR | Glass-Anchor-ElecHt-codet to veat-NR | 0.0062422 | 30 | 0.0018723 | 0 | ExCOMM | 0
ElecHt-K-12-NR | Glass-K-12-ElecHt-codet to veat-NR | 0.060166 | 30 | 0.031686 | 0 | ExCOMM | 0
ElecHt-University-NR | Glass-University-ElecHt-codet to veat-NR | 0.032751 | 30 | 0.0065922 | 0 | ExCOMM | 0
ElecHt-Warehouse-NR | Glass-Warehouse-ElecHt-codet to veat-NR | 0.072072 | 30 | 0.064954 | 0 | ExCOMM | 0
ElecHt-Supermarket-NR | Glass-Supermarket-ElecHt-codet to veat-NR | 0.0068727 | 30 | 0.0019921 | 0 | ExCOMM | 0
ElecHt-MIniMart-NR | Glass-MIniMart-ElecHt-codet to veat-NR | 0.038694 | 30 | 0.012176 | 0 | ExCOMM | 0
ElecHt-Restaurant-NR | Glass-Restaurant-ElecHt-codet to veat-NR | 0.078435 | 30 | 0.023688 | 0 | ExCOMM | 0
ElecHt-Lodging-NR | Glass-Lodging-ElecHt-codet to veat-NR | 0.9463 | 30 | 0.27859 | 0 | ExCOMM | 0
ElecHt-Hospital-NR | Glass-Hospital-ElecHt-codet to veat-NR | 0.010796 | 30 | 0.0018336 | 0 | ExCOMM | 0
ElecHt-OtherHealth-NR | Glass-OtherHealth-ElecHt-codet to veat-NR | 1.3121 | 30 | 0.22136 | 0 | ExCOMM | 0
ElecHt-Other-NR | Glass-Other-ElecHt-codet to veat-NR | 0.41483 | 30 | 0.13752 | 0 | ExCOMM | 0
GasHt-Large Off-NR | Glass-Large Off-GasHt-codet to vet-NR | 0.0088207 | 30 | 0.0017502 | -0.00030974 | SmComCAC | 0
GasHt-Medium Off-NR | Glass-Medium Off-GasHt-codet to vet-NR | 0.0085688 | 30 | 0.0019202 | -0.00033984 | SmComCAC | 0
GasHt-Small Off-NR | Glass-Small Off-GasHt-codet to vet-NR | 0.014844 | 30 | 0.003964 | -0.0003973 | SmComCAC | 0
GasHt-Big Box-NR | Glass-Big Box-GasHt-codet to vet-NR | 0.00088248 | 30 | 0.00041873 | -4.4284e-05 | SmComCAC | 0
GasHt-Small Box-NR | Glass-Small Box-GasHt-codet to vet-NR | 0.0012425 | 30 | 0.0011582 | -6.7976e-05 | SmComCAC | 0
GasHt-High End-NR | Glass-High End-GasHt-codet to vet-NR | 0.0012428 | 30 | 0.0012172 | -7.1438e-05 | SmComCAC | 0
GasHt-Anchor-NR | Glass-Anchor-GasHt-codet to vet-NR | 0.00019396 | 30 | 9.2034e-05 | -9.7334e-06 | SmComCAC | 0
GasHt-K-12-NR | Glass-K-12-GasHt-codet to vet-NR | 0.00036663 | 30 | 0.0026543 | -0.00020013 | SmComCAC | 0
GasHt-University-NR | Glass-University-GasHt-codet to vet-NR | 0.0027103 | 30 | 0.0011558 | -0.00020705 | SmComCAC | 0
GasHt-Warehouse-NR | Glass-Warehouse-GasHt-codet to vet-NR | 0.0022433 | 30 | 0.0025197 | -5.4605e-05 | SmComCAC | 0
GasHt-Supermarket-NR | Glass-Supermarket-GasHt-codet to vet-NR | 0.0001246 | 30 | 5.0672e-05 | -5.359e-06 | SmComCAC | 0
GasHt-MIniMart-NR | Glass-MIniMart-GasHt-codet to vet-NR | 0.00059713 | 30 | 0.00036512 | -3.8615e-05 | SmComCAC | 0
GasHt-Restaurant-NR | Glass-Restaurant-GasHt-codet to vet-NR | 0.0024023 | 30 | 0.0011783 | -0.00012462 | SmComCAC | 0
GasHt-Lodging-NR | Glass-Lodging-GasHt-codet to vet-NR | 0.003203 | 30 | 0.001394 | -0.00014743 | SmComCAC | 0
GasHt-Hospital-NR | Glass-Hospital-GasHt-codet to vet-NR | 0.0041488 | 30 | 0.0011735 | -0.00024478 | SmComCAC | 0
GasHt-OtherHealth-NR | Glass-OtherHealth-GasHt-codet to vet-NR | 0.003885 | 30 | 0.0021882 | -0.00052557 | SmComCAC | 0
GasHt-Other-NR | Glass-Other-GasHt-codet to vet-NR | 0.007757 | 30 | 0.0067657 | -0.00071554 | SmComCAC | 0
GasHt-Large Off-NR | Glass-Large Off-GasHt-codet to veat-NR | 0.15246 | 30 | 0.087508 | -0.006769 | SmComCAC | 0
GasHt-Medium Off-NR | Glass-Medium Off-GasHt-codet to veat-NR | 0.14811 | 30 | 0.096012 | -0.0074268 | SmComCAC | 0
GasHt-Small Off-NR | Glass-Small Off-GasHt-codet to veat-NR | 0.87296 | 30 | 0.75315 | -0.038537 | SmComCAC | 0
GasHt-Big Box-NR | Glass-Big Box-GasHt-codet to veat-NR | 0.034982 | 30 | 0.050247 | -0.0025521 | SmComCAC | 0
GasHt-Small Box-NR | Glass-Small Box-GasHt-codet to veat-NR | 0.068638 | 30 | 0.22005 | -0.0069544 | SmComCAC | 0
GasHt-High End-NR | Glass-High End-GasHt-codet to veat-NR | 0.068655 | 30 | 0.23126 | -0.0073086 | SmComCAC | 0
GasHt-Anchor-NR | Glass-Anchor-GasHt-codet to veat-NR | 0.0032036 | 30 | 0.0046017 | -0.00023373 | SmComCAC | 0
GasHt-K-12-NR | Glass-K-12-GasHt-codet to veat-NR | 0.031343 | 30 | 0.50432 | -0.017836 | SmComCAC | 0
GasHt-University-NR | Glass-University-GasHt-codet to veat-NR | 0.048088 | 30 | 0.057789 | -0.0046024 | SmComCAC | 0
GasHt-Warehouse-NR | Glass-Warehouse-GasHt-codet to veat-NR | 0.14208 | 30 | 0.47875 | -0.007493 | SmComCAC | 0
GasHt-Supermarket-NR | Glass-Supermarket-GasHt-codet to veat-NR | 0.0078204 | 30 | 0.0096277 | -0.00048901 | SmComCAC | 0
GasHt-MIniMart-NR | Glass-MIniMart-GasHt-codet to veat-NR | 0.037478 | 30 | 0.069373 | -0.0035235 | SmComCAC | 0
GasHt-Restaurant-NR | Glass-Restaurant-GasHt-codet to veat-NR | 0.15078 | 30 | 0.22388 | -0.011371 | SmComCAC | 0
GasHt-Lodging-NR | Glass-Lodging-GasHt-codet to veat-NR | 0.20103 | 30 | 0.26487 | -0.013453 | SmComCAC | 0
GasHt-Hospital-NR | Glass-Hospital-GasHt-codet to veat-NR | 0.072146 | 30 | 0.058676 | -0.0052629 | SmComCAC | 0
GasHt-OtherHealth-NR | Glass-OtherHealth-GasHt-codet to veat-NR | 0.26123 | 30 | 0.41575 | -0.042421 | SmComCAC | 0
GasHt-Other-NR | Glass-Other-GasHt-codet to veat-NR | 0.30749 | 30 | 0.81189 | -0.041237 | SmComCAC | 0
HtPmpHt-Large Off-NR | Glass-Large Off-HtPmpHt-codet to vet-NR | 0.0056405 | 30 | 0.00094729 | 0 | ExCOMM | 0
HtPmpHt-Medium Off-NR | Glass-Medium Off-HtPmpHt-codet to vet-NR | 0.0053832 | 30 | 0.0010012 | 0 | ExCOMM | 0
HtPmpHt-Small Off-NR | Glass-Small Off-HtPmpHt-codet to vet-NR | 0.005262 | 30 | 0.0016296 | 0 | ExCOMM | 0
HtPmpHt-Big Box-NR | Glass-Big Box-HtPmpHt-codet to vet-NR | 0.00022819 | 30 | 0.00011274 | 0 | ExCOMM | 0
HtPmpHt-Small Box-NR | Glass-Small Box-HtPmpHt-codet to vet-NR | 0.00012109 | 30 | 0.00023739 | 0 | ExCOMM | 0
HtPmpHt-High End-NR | Glass-High End-HtPmpHt-codet to vet-NR | 7e-05 | 30 | 0.00015272 | 0 | ExCOMM | 0
HtPmpHt-Anchor-NR | Glass-Anchor-HtPmpHt-codet to vet-NR | 0.00010601 | 30 | 5.2371e-05 | 0 | ExCOMM | 0
HtPmpHt-K-12-NR | Glass-K-12-HtPmpHt-codet to vet-NR | 0.00011012 | 30 | 0.00035073 | 0 | ExCOMM | 0
HtPmpHt-University-NR | Glass-University-HtPmpHt-codet to vet-NR | 0.00043097 | 30 | 0.00013184 | 0 | ExCOMM | 0
HtPmpHt-Warehouse-NR | Glass-Warehouse-HtPmpHt-codet to vet-NR | 0.00017016 | 30 | 0.00027943 | 0 | ExCOMM | 0
HtPmpHt-Supermarket-NR | Glass-Supermarket-HtPmpHt-codet to vet-NR | 3.0983e-05 | 30 | 1.3042e-05 | 0 | ExCOMM | 0
HtPmpHt-MIniMart-NR | Glass-MIniMart-HtPmpHt-codet to vet-NR | 3.3293e-05 | 30 | 2.1451e-05 | 0 | ExCOMM | 0
HtPmpHt-Restaurant-NR | Glass-Restaurant-HtPmpHt-codet to vet-NR | 0.00019258 | 30 | 0.00015224 | 0 | ExCOMM | 0
HtPmpHt-Lodging-NR | Glass-Lodging-HtPmpHt-codet to vet-NR | 0.0020238 | 30 | 0.00091398 | 0 | ExCOMM | 0
HtPmpHt-Hospital-NR | Glass-Hospital-HtPmpHt-codet to vet-NR | 6.1561e-05 | 30 | 1.2224e-05 | 0 | ExCOMM | 0
HtPmpHt-OtherHealth-NR | Glass-OtherHealth-HtPmpHt-codet to vet-NR | 0.0010572 | 30 | 0.00027373 | 0 | ExCOMM | 0
HtPmpHt-Other-NR | Glass-Other-HtPmpHt-codet to vet-NR | 0.001247 | 30 | 0.001173 | 0 | ExCOMM | 0
HtPmpHt-Large Off-NR | Glass-Large Off-HtPmpHt-codet to veat-NR | 0.15064 | 30 | 0.047364 | 0 | ExCOMM | 0
HtPmpHt-Medium Off-NR | Glass-Medium Off-HtPmpHt-codet to veat-NR | 0.14921 | 30 | 0.050059 | 0 | ExCOMM | 0
HtPmpHt-Small Off-NR | Glass-Small Off-HtPmpHt-codet to veat-NR | 0.62022 | 30 | 0.30962 | 0 | ExCOMM | 0
HtPmpHt-Big Box-NR | Glass-Big Box-HtPmpHt-codet to veat-NR | 0.020214 | 30 | 0.013528 | 0 | ExCOMM | 0
HtPmpHt-Small Box-NR | Glass-Small Box-HtPmpHt-codet to veat-NR | 0.035925 | 30 | 0.045105 | 0 | ExCOMM | 0
HtPmpHt-High End-NR | Glass-High End-HtPmpHt-codet to veat-NR | 0.022676 | 30 | 0.029018 | 0 | ExCOMM | 0
HtPmpHt-Anchor-NR | Glass-Anchor-HtPmpHt-codet to veat-NR | 0.0039127 | 30 | 0.0026185 | 0 | ExCOMM | 0
HtPmpHt-K-12-NR | Glass-K-12-HtPmpHt-codet to veat-NR | 0.043984 | 30 | 0.066638 | 0 | ExCOMM | 0
HtPmpHt-University-NR | Glass-University-HtPmpHt-codet to veat-NR | 0.014986 | 30 | 0.0065922 | 0 | ExCOMM | 0
HtPmpHt-Warehouse-NR | Glass-Warehouse-HtPmpHt-codet to veat-NR | 0.025714 | 30 | 0.053091 | 0 | ExCOMM | 0
HtPmpHt-Supermarket-NR | Glass-Supermarket-HtPmpHt-codet to veat-NR | 0.0039904 | 30 | 0.002478 | 0 | ExCOMM | 0
HtPmpHt-MIniMart-NR | Glass-MIniMart-HtPmpHt-codet to veat-NR | 0.0054544 | 30 | 0.0040756 | 0 | ExCOMM | 0
HtPmpHt-Restaurant-NR | Glass-Restaurant-HtPmpHt-codet to veat-NR | 0.026488 | 30 | 0.028925 | 0 | ExCOMM | 0
HtPmpHt-Lodging-NR | Glass-Lodging-HtPmpHt-codet to veat-NR | 0.27039 | 30 | 0.17366 | 0 | ExCOMM | 0
HtPmpHt-Hospital-NR | Glass-Hospital-HtPmpHt-codet to veat-NR | 0.0017833 | 30 | 0.00061121 | 0 | ExCOMM | 0
HtPmpHt-OtherHealth-NR | Glass-OtherHealth-HtPmpHt-codet to veat-NR | 0.13348 | 30 | 0.052009 | 0 | ExCOMM | 0
HtPmpHt-Other-NR | Glass-Other-HtPmpHt-codet to veat-NR | 0.16564 | 30 | 0.14076 | 0 | ExCOMM | 0
ProCost Results, Version 1.70a: JPH 03/07/01, 05:33 PM 1/14/2005
Measure Results (2000 $) |  | Measure Input Data | [7 empty] | Savings |  |  | PV Capital |  |  |  | PV O&M |  | Total PV Costs |  |  |  |  | Levelized Cost (mills/kwh) |  |  |  |  | PV Bulk Power System Benefits | [5 empty] | PV Regional Benefits
Category | Measure | Measure Life | Site Savings (kWh) | Capital Cost ($/unit) | Annual O&M Cost ($/unit) | PV Per. Repl. Cost ($/unit) | Load Shape | Div. Load Factor | Bulk Pwr Coin. Factor | Bulk Energy (kWh) | Bulk Demand (kw) | Local Demand (kW) | Spon 1 | Spon 2 | Spon 3 | Cust | Utility | Cust | Spon 1 | Spon 2 | Spon 3 | Cust | Total | Spon 1 | Spon 2 | Spon 3 | Cust | Total | Energy | Bulk T&D Def. Cap. | Act C-E Credit | Total System Benefit | Total non-Consumer Cost | Bulk System B/C Ratio | Local T&D Def.Cap. | Non-E Value | Exter-nalities | Total Regional Benefit | Total Regional Cost | Total Regional B/C Ratio
ElecHt-Large Off-NR | Glass-Large Off-ElecHt-code to al45-NR | 30 | 0.0031111 | 0.002073 | 0 | 0 | ExCOMM | 0.47693 | 0.46383 | 0.0033483 | 3.7173e-07 | 8.0143e-07 |  |  | 0.0016292 | 0 | 0 | 0 | 0 | 0 | 0.0016292 | 0 | 0.0016292 | 0 | 0 | 35.8038 | 0 | 35.8038 | 0.0017256 | 1.5156e-05 | 0.00019171 | 0.0019297 | 0.0016292 | 1.1844 | 0.00021784 | 0 | 0 | 0.0021476 | 0.0016292 | 1.3181
ElecHt-Medium Off-NR | Glass-Medium Off-ElecHt-code to al45-NR | 30 | 0.00096319 | 0.00064181 | 0 | 0 | ExCOMM | 0.47693 | 0.46383 | 0.0010366 | 1.1509e-07 | 2.4812e-07 |  |  | 0.00050442 | 0 | 0 | 0 | 0 | 0 | 0.00050442 | 0 | 0.00050442 | 0 | 0 | 35.8043 | 0 | 35.8043 | 0.00053423 | 4.6922e-06 | 5.9352e-05 | 0.00059744 | 0.00050442 | 1.1844 | 6.7442e-05 | 0 | 0 | 0.00066488 | 0.00050442 | 1.3181
ElecHt-Small Off-NR | Glass-Small Off-ElecHt-code to al45-NR | 30 | 0.0026826 | 0.0014613 | 0 | 0 | ExCOMM | 0.47693 | 0.46383 | 0.0028871 | 3.2053e-07 | 6.9105e-07 |  |  | 0.0011485 | 0 | 0 | 0 | 0 | 0 | 0.0011485 | 0 | 0.0011485 | 0 | 0 | 29.2708 | 0 | 29.2708 | 0.0014879 | 1.3068e-05 | 0.0001653 | 0.0016639 | 0.0011485 | 1.4488 | 0.00018783 | 0 | 0 | 0.0018518 | 0.0011485 | 1.6123
ElecHt-Big Box-NR | Glass-Big Box-ElecHt-code to al45-NR | 30 | 8.5937e-06 | 6.7872e-06 | 0 | 0 | ExCOMM | 0.47693 | 0.46383 | 9.249e-06 | 1.0268e-09 | 2.2138e-09 |  |  | 5.3343e-06 | 0 | 0 | 0 | 0 | 0 | 5.3343e-06 | 0 | 5.3343e-06 | 0 | 0 | 42.4378 | 0 | 42.4378 | 4.7665e-06 | 4.1865e-08 | 5.2955e-07 | 5.3305e-06 | 5.3343e-06 | 0.99928 | 6.0172e-07 | 0 | 0 | 5.9322e-06 | 5.3343e-06 | 1.1121
ElecHt-Small Box-NR | Glass-Small Box-ElecHt-code to al45-NR | 30 | 0.00071959 | 0.00060086 | 0 | 0 | ExCOMM | 0.47693 | 0.46383 | 0.00077446 | 8.5981e-08 | 1.8537e-07 |  |  | 0.00047224 | 0 | 0 | 0 | 0 | 0 | 0.00047224 | 0 | 0.00047224 | 0 | 0 | 44.8675 | 0 | 44.8675 | 0.00039912 | 3.5055e-06 | 4.4342e-05 | 0.00044635 | 0.00047224 | 0.94517 | 5.0385e-05 | 0 | 0 | 0.00049673 | 0.00047224 | 1.0519
ElecHt-High End-NR | Glass-High End-ElecHt-code to al45-NR | 30 | 0.00061046 | 0.00050834 | 0 | 0 | ExCOMM | 0.47693 | 0.46383 | 0.00065701 | 7.2942e-08 | 1.5726e-07 |  |  | 0.00039952 | 0 | 0 | 0 | 0 | 0 | 0.00039952 | 0 | 0.00039952 | 0 | 0 | 44.744 | 0 | 44.744 | 0.00033859 | 2.9739e-06 | 3.7617e-05 | 0.00037865 | 0.00039952 | 0.94778 | 4.2744e-05 | 0 | 0 | 0.0004214 | 0.00039952 | 1.0548
ElecHt-Anchor-NR | Glass-Anchor-ElecHt-code to al45-NR | 30 | 0.00013597 | 0.00010739 | 0 | 0 | ExCOMM | 0.47693 | 0.46383 | 0.00014634 | 1.6247e-08 | 3.5027e-08 |  |  | 8.44e-05 | 0 | 0 | 0 | 0 | 0 | 8.44e-05 | 0 | 8.44e-05 | 0 | 0 | 42.4379 | 0 | 42.4379 | 7.5417e-05 | 6.6239e-07 | 8.3786e-06 | 8.434e-05 | 8.44e-05 | 0.99928 | 9.5206e-06 | 0 | 0 | 9.386e-05 | 8.44e-05 | 1.1121
ElecHt-K-12-NR | Glass-K-12-ElecHt-code to al45-NR | 30 | 0.00023899 | 0.0002199 | 0 | 0 | ExCOMM | 0.47693 | 0.46383 | 0.00025722 | 2.8557e-08 | 6.1567e-08 |  |  | 0.00017283 | 0 | 0 | 0 | 0 | 0 | 0.00017283 | 0 | 0.00017283 | 0 | 0 | 49.4403 | 0 | 49.4403 | 0.00013256 | 1.1643e-06 | 1.4727e-05 | 0.00014824 | 0.00017283 | 0.85775 | 1.6734e-05 | 0 | 0 | 0.00016498 | 0.00017283 | 0.95458
ElecHt-University-NR | Glass-University-ElecHt-code to al45-NR | 30 | 0.00034551 | 0.00017385 | 0 | 0 | ExCOMM | 0.47693 | 0.46383 | 0.00037185 | 4.1283e-08 | 8.9005e-08 |  |  | 0.00013663 | 0 | 0 | 0 | 0 | 0 | 0.00013663 | 0 | 0.00013663 | 0 | 0 | 27.037 | 0 | 27.037 | 0.00019164 | 1.6832e-06 | 2.129e-05 | 0.00021431 | 0.00013663 | 1.5685 | 2.4192e-05 | 0 | 0 | 0.0002385 | 0.00013663 | 1.7456
ElecHt-Warehouse-NR | Glass-Warehouse-ElecHt-code to al45-NR | 30 | 0.00026982 | 0.00023973 | 0 | 0 | ExCOMM | 0.47693 | 0.46383 | 0.00029039 | 3.2239e-08 | 6.9507e-08 |  |  | 0.00018841 | 0 | 0 | 0 | 0 | 0 | 0.00018841 | 0 | 0.00018841 | 0 | 0 | 47.742 | 0 | 47.742 | 0.00014965 | 1.3144e-06 | 1.6626e-05 | 0.00016736 | 0.00018841 | 0.88826 | 1.8892e-05 | 0 | 0 | 0.00018625 | 0.00018841 | 0.98853
ElecHt-Supermarket-NR | Glass-Supermarket-ElecHt-code to al45-NR | 30 | 5.1244e-05 | 4.1149e-05 | 0 | 0 | ExCOMM | 0.47693 | 0.46383 | 5.5151e-05 | 6.1229e-09 | 1.3201e-08 |  |  | 3.234e-05 | 0 | 0 | 0 | 0 | 0 | 3.234e-05 | 0 | 3.234e-05 | 0 | 0 | 43.1472 | 0 | 43.1472 | 2.8423e-05 | 2.4964e-07 | 3.1577e-06 | 3.1785e-05 | 3.234e-05 | 0.98286 | 3.5881e-06 | 0 | 0 | 3.5373e-05 | 3.234e-05 | 1.0938
ElecHt-MIniMart-NR | Glass-MIniMart-ElecHt-code to al45-NR | 30 | 0.00010166 | 8.3267e-05 | 0 | 0 | ExCOMM | 0.47693 | 0.46383 | 0.00010941 | 1.2147e-08 | 2.6188e-08 |  |  | 6.5442e-05 | 0 | 0 | 0 | 0 | 0 | 6.5442e-05 | 0 | 6.5442e-05 | 0 | 0 | 44.0113 | 0 | 44.0113 | 5.6386e-05 | 4.9524e-07 | 6.2644e-06 | 6.3057e-05 | 6.5442e-05 | 0.96356 | 7.1182e-06 | 0 | 0 | 7.0176e-05 | 6.5442e-05 | 1.0723
ElecHt-Restaurant-NR | Glass-Restaurant-ElecHt-code to al45-NR | 30 | 0.00023034 | 0.0002283 | 0 | 0 | ExCOMM | 0.47693 | 0.46383 | 0.00024791 | 2.7523e-08 | 5.9338e-08 |  |  | 0.00017942 | 0 | 0 | 0 | 0 | 0 | 0.00017942 | 0 | 0.00017942 | 0 | 0 | 53.2551 | 0 | 53.2551 | 0.00012776 | 1.1221e-06 | 1.4194e-05 | 0.00014288 | 0.00017942 | 0.79631 | 1.6129e-05 | 0 | 0 | 0.00015901 | 0.00017942 | 0.8862
ElecHt-Lodging-NR | Glass-Lodging-ElecHt-code to al45-NR | 30 | 0.0022469 | 0.0015394 | 0 | 0 | ExCOMM | 0.47693 | 0.46383 | 0.0024182 | 2.6847e-07 | 5.7881e-07 |  |  | 0.0012098 | 0 | 0 | 0 | 0 | 0 | 0.0012098 | 0 | 0.0012098 | 0 | 0 | 36.8138 | 0 | 36.8138 | 0.0012462 | 1.0946e-05 | 0.00013845 | 0.0013937 | 0.0012098 | 1.1519 | 0.00015732 | 0 | 0 | 0.001551 | 0.0012098 | 1.282
ElecHt-Hospital-NR | Glass-Hospital-ElecHt-code to al45-NR | 30 | 7.3181e-05 | 3.6431e-05 | 0 | 0 | ExCOMM | 0.47693 | 0.46383 | 7.8761e-05 | 8.7441e-09 | 1.8852e-08 |  |  | 2.8632e-05 | 0 | 0 | 0 | 0 | 0 | 2.8632e-05 | 0 | 2.8632e-05 | 0 | 0 | 26.7493 | 0 | 26.7493 | 4.059e-05 | 3.5651e-07 | 4.5095e-06 | 4.5392e-05 | 2.8632e-05 | 1.5854 | 5.1241e-06 | 0 | 0 | 5.0517e-05 | 2.8632e-05 | 1.7643
ElecHt-OtherHealth-NR | Glass-OtherHealth-ElecHt-code to al45-NR | 30 | 0.0029115 | 0.0011574 | 0 | 0 | ExCOMM | 0.47693 | 0.46383 | 0.0031335 | 3.4789e-07 | 7.5003e-07 |  |  | 0.00090961 | 0 | 0 | 0 | 0 | 0 | 0.00090961 | 0 | 0.00090961 | 0 | 0 | 21.3595 | 0 | 21.3595 | 0.0016149 | 1.4184e-05 | 0.00017941 | 0.001806 | 0.00090961 | 1.9854 | 0.00020386 | 0 | 0 | 0.0020098 | 0.00090961 | 2.2095
ElecHt-Other-NR | Glass-Other-ElecHt-code to al45-NR | 30 | 0.0013106 | 0.00089371 | 0 | 0 | ExCOMM | 0.47693 | 0.46383 | 0.0014105 | 1.5659e-07 | 3.3761e-07 |  |  | 0.0007024 | 0 | 0 | 0 | 0 | 0 | 0.0007024 | 0 | 0.0007024 | 0 | 0 | 36.6422 | 0 | 36.6422 | 0.00072691 | 6.3845e-06 | 8.0758e-05 | 0.00081291 | 0.0007024 | 1.1573 | 9.1765e-05 | 0 | 0 | 0.00090468 | 0.0007024 | 1.288
ElecHt-Large Off-NR | Glass-Large Off-ElecHt-code to al40-NR | 30 | 1.5862 | 0.60808 | 0 | 0 | ExCOMM | 0.47693 | 0.46383 | 1.7071 | 0.00018953 | 0.00040861 |  |  | 0.47791 | 0 | 0 | 0 | 0 | 0 | 0.47791 | 0 | 0.47791 | 0 | 0 | 20.5991 | 0 | 20.5991 | 0.87978 | 0.0077272 | 0.097741 | 0.98387 | 0.47791 | 2.0587 | 0.11106 | 0 | 0 | 1.0949 | 0.47791 | 2.2911
ElecHt-Medium Off-NR | Glass-Medium Off-ElecHt-code to al40-NR | 30 | 0.48843 | 0.18826 | 0 | 0 | ExCOMM | 0.47693 | 0.46383 | 0.52567 | 5.8361e-05 | 0.00012582 |  |  | 0.14796 | 0 | 0 | 0 | 0 | 0 | 0.14796 | 0 | 0.14796 | 0 | 0 | 20.7112 | 0 | 20.7112 | 0.27091 | 0.0023794 | 0.030097 | 0.30296 | 0.14796 | 2.0476 | 0.0342 | 0 | 0 | 0.33716 | 0.14796 | 2.2787
ElecHt-Small Off-NR | Glass-Small Off-ElecHt-code to al40-NR | 30 | 0.71188 | 0.29226 | 0 | 0 | ExCOMM | 0.47693 | 0.46383 | 0.76616 | 8.506e-05 | 0.00018339 |  |  | 0.2297 | 0 | 0 | 0 | 0 | 0 | 0.2297 | 0 | 0.2297 | 0 | 0 | 22.0601 | 0 | 22.0601 | 0.39485 | 0.003468 | 0.043867 | 0.44156 | 0.2297 | 1.9224 | 0.049845 | 0 | 0 | 0.49141 | 0.2297 | 2.1394
ElecHt-Big Box-NR | Glass-Big Box-ElecHt-code to al40-NR | 30 | 0.0028513 | 0.0016742 | 0 | 0 | ExCOMM | 0.47693 | 0.46383 | 0.0030687 | 3.4068e-07 | 7.345e-07 |  |  | 0.0013158 | 0 | 0 | 0 | 0 | 0 | 0.0013158 | 0 | 0.0013158 | 0 | 0 | 31.5505 | 0 | 31.5505 | 0.0015815 | 1.389e-05 | 0.0001757 | 0.0017686 | 0.0013158 | 1.3441 | 0.00019964 | 0 | 0 | 0.0019682 | 0.0013158 | 1.4958
ElecHt-Small Box-NR | Glass-Small Box-ElecHt-code to al40-NR | 30 | 0.19506 | 0.12017 | 0 | 0 | ExCOMM | 0.47693 | 0.46383 | 0.20994 | 2.3307e-05 | 5.0249e-05 |  |  | 0.094447 | 0 | 0 | 0 | 0 | 0 | 0.094447 | 0 | 0.094447 | 0 | 0 | 33.1036 | 0 | 33.1036 | 0.10819 | 0.00095025 | 0.01202 | 0.12099 | 0.094447 | 1.2811 | 0.013658 | 0 | 0 | 0.13465 | 0.094447 | 1.4257
ElecHt-High End-NR | Glass-High End-ElecHt-code to al40-NR | 30 | 0.16534 | 0.10167 | 0 | 0 | ExCOMM | 0.47693 | 0.46383 | 0.17795 | 1.9756e-05 | 4.2594e-05 |  |  | 0.079904 | 0 | 0 | 0 | 0 | 0 | 0.079904 | 0 | 0.079904 | 0 | 0 | 33.0398 | 0 | 33.0398 | 0.091708 | 0.00080548 | 0.010189 | 0.10256 | 0.079904 | 1.2835 | 0.011577 | 0 | 0 | 0.11414 | 0.079904 | 1.4284
ElecHt-Anchor-NR | Glass-Anchor-ElecHt-code to al40-NR | 30 | 0.053648 | 0.031501 | 0 | 0 | ExCOMM | 0.47693 | 0.46383 | 0.057739 | 6.4102e-06 | 1.382e-05 |  |  | 0.024757 | 0 | 0 | 0 | 0 | 0 | 0.024757 | 0 | 0.024757 | 0 | 0 | 31.5506 | 0 | 31.5506 | 0.029756 | 0.00026135 | 0.0033058 | 0.033277 | 0.024757 | 1.3441 | 0.0037564 | 0 | 0 | 0.037033 | 0.024757 | 1.4958
ElecHt-K-12-NR | Glass-K-12-ElecHt-code to al40-NR | 30 | 0.06549 | 0.04398 | 0 | 0 | ExCOMM | 0.47693 | 0.46383 | 0.070483 | 7.8251e-06 | 1.6871e-05 |  |  | 0.034565 | 0 | 0 | 0 | 0 | 0 | 0.034565 | 0 | 0.034565 | 0 | 0 | 36.0849 | 0 | 36.0849 | 0.036324 | 0.00031904 | 0.0040355 | 0.040622 | 0.034565 | 1.1752 | 0.0045856 | 0 | 0 | 0.045207 | 0.034565 | 1.3079
ElecHt-University-NR | Glass-University-ElecHt-code to al40-NR | 30 | 0.14931 | 0.050996 | 0 | 0 | ExCOMM | 0.47693 | 0.46383 | 0.16069 | 1.784e-05 | 3.8462e-05 |  |  | 0.040079 | 0 | 0 | 0 | 0 | 0 | 0.040079 | 0 | 0.040079 | 0 | 0 | 18.3527 | 0 | 18.3527 | 0.082813 | 0.00072735 | 0.0092003 | 0.092611 | 0.040079 | 2.3107 | 0.010454 | 0 | 0 | 0.10306 | 0.040079 | 2.5715
ElecHt-Warehouse-NR | Glass-Warehouse-ElecHt-code to al40-NR | 30 | 0.034722 | 0.047947 | 0 | 0 | ExCOMM | 0.47693 | 0.46383 | 0.037369 | 4.1488e-06 | 8.9446e-06 |  |  | 0.037683 | 0 | 0 | 0 | 0 | 0 | 0.037683 | 0 | 0.037683 | 0 | 0 | 74.1989 | 0 | 74.1989 | 0.019258 | 0.00016915 | 0.0021396 | 0.021537 | 0.037683 | 0.57154 | 0.0024312 | 0 | 0 | 0.023968 | 0.037683 | 0.63605
ElecHt-Supermarket-NR | Glass-Supermarket-ElecHt-code to al40-NR | 30 | 0.013765 | 0.0082297 | 0 | 0 | ExCOMM | 0.47693 | 0.46383 | 0.014814 | 1.6447e-06 | 3.5459e-06 |  |  | 0.006468 | 0 | 0 | 0 | 0 | 0 | 0.006468 | 0 | 0.006468 | 0 | 0 | 32.1259 | 0 | 32.1259 | 0.0076347 | 6.7056e-05 | 0.0008482 | 0.008538 | 0.006468 | 1.32 | 0.0009638 | 0 | 0 | 0.0095018 | 0.006468 | 1.4691
ElecHt-MIniMart-NR | Glass-MIniMart-ElecHt-code to al40-NR | 30 | 0.027549 | 0.016653 | 0 | 0 | ExCOMM | 0.47693 | 0.46383 | 0.029649 | 3.2917e-06 | 7.0968e-06 |  |  | 0.013088 | 0 | 0 | 0 | 0 | 0 | 0.013088 | 0 | 0.013088 | 0 | 0 | 32.482 | 0 | 32.482 | 0.01528 | 0.00013421 | 0.0016976 | 0.017088 | 0.013088 | 1.3056 | 0.0019289 | 0 | 0 | 0.019017 | 0.013088 | 1.4529
ElecHt-Restaurant-NR | Glass-Restaurant-ElecHt-code to al40-NR | 30 | 0.064303 | 0.045659 | 0 | 0 | ExCOMM | 0.47693 | 0.46383 | 0.069206 | 7.6833e-06 | 1.6565e-05 |  |  | 0.035885 | 0 | 0 | 0 | 0 | 0 | 0.035885 | 0 | 0.035885 | 0 | 0 | 38.1539 | 0 | 38.1539 | 0.035666 | 0.00031325 | 0.0039624 | 0.039886 | 0.035885 | 1.1115 | 0.0045024 | 0 | 0 | 0.044388 | 0.035885 | 1.237
ElecHt-Lodging-NR | Glass-Lodging-ElecHt-code to al40-NR | 30 | 0.60728 | 0.30788 | 0 | 0 | ExCOMM | 0.47693 | 0.46383 | 0.65358 | 7.2561e-05 | 0.00015644 |  |  | 0.24197 | 0 | 0 | 0 | 0 | 0 | 0.24197 | 0 | 0.24197 | 0 | 0 | 27.2415 | 0 | 27.2415 | 0.33683 | 0.0029584 | 0.037421 | 0.37668 | 0.24197 | 1.5567 | 0.042521 | 0 | 0 | 0.4192 | 0.24197 | 1.7325
ElecHt-Hospital-NR | Glass-Hospital-ElecHt-code to al40-NR | 30 | 0.032014 | 0.010686 | 0 | 0 | ExCOMM | 0.47693 | 0.46383 | 0.034455 | 3.8252e-06 | 8.2469e-06 |  |  | 0.0083988 | 0 | 0 | 0 | 0 | 0 | 0.0083988 | 0 | 0.0083988 | 0 | 0 | 17.9365 | 0 | 17.9365 | 0.017756 | 0.00015596 | 0.0019727 | 0.019857 | 0.0083988 | 2.3643 | 0.0022416 | 0 | 0 | 0.022099 | 0.0083988 | 2.6312
ElecHt-OtherHealth-NR | Glass-OtherHealth-ElecHt-code to al40-NR | 30 | 0.78143 | 0.23147 | 0 | 0 | ExCOMM | 0.47693 | 0.46383 | 0.84101 | 9.337e-05 | 0.0002013 |  |  | 0.18192 | 0 | 0 | 0 | 0 | 0 | 0.18192 | 0 | 0.18192 | 0 | 0 | 15.9167 | 0 | 15.9167 | 0.43342 | 0.0038068 | 0.048152 | 0.4847 | 0.18192 | 2.6643 | 0.054715 | 0 | 0 | 0.53942 | 0.18192 | 2.9651
ElecHt-Other-NR | Glass-Other-ElecHt-code to al40-NR | 30 | 0.43601 | 0.22045 | 0 | 0 | ExCOMM | 0.47693 | 0.46383 | 0.46926 | 5.2098e-05 | 0.00011232 |  |  | 0.17326 | 0 | 0 | 0 | 0 | 0 | 0.17326 | 0 | 0.17326 | 0 | 0 | 27.1674 | 0 | 27.1674 | 0.24184 | 0.0021241 | 0.026867 | 0.27045 | 0.17326 | 1.561 | 0.030529 | 0 | 0 | 0.30098 | 0.17326 | 1.7372
ElecHt-Large Off-NR | Glass-Large Off-ElecHt-code to al36-NR | 30 | 0.017908 | 0.016584 | 0 | 0 | ExCOMM | 0.47693 | 0.46383 | 0.019274 | 2.1398e-06 | 4.6133e-06 |  |  | 0.013034 | 0 | 0 | 0 | 0 | 0 | 0.013034 | 0 | 0.013034 | 0 | 0 | 49.7589 | 0 | 49.7589 | 0.009933 | 8.7242e-05 | 0.0011035 | 0.011108 | 0.013034 | 0.85226 | 0.0012539 | 0 | 0 | 0.012362 | 0.013034 | 0.94846
ElecHt-Medium Off-NR | Glass-Medium Off-ElecHt-code to al36-NR | 30 | 0.0054989 | 0.0051345 | 0 | 0 | ExCOMM | 0.47693 | 0.46383 | 0.0059182 | 6.5704e-07 | 1.4166e-06 |  |  | 0.0040353 | 0 | 0 | 0 | 0 | 0 | 0.0040353 | 0 | 0.0040353 | 0 | 0 | 50.1717 | 0 | 50.1717 | 0.00305 | 2.6788e-05 | 0.00033885 | 0.0034109 | 0.0040353 | 0.84525 | 0.00038503 | 0 | 0 | 0.0037959 | 0.0040353 | 0.94066
ElecHt-Small Off-NR | Glass-Small Off-ElecHt-code to al36-NR | 30 | 0.010497 | 0.011691 | 0 | 0 | ExCOMM | 0.47693 | 0.46383 | 0.011297 | 1.2542e-06 | 2.704e-06 |  |  | 0.009188 | 0 | 0 | 0 | 0 | 0 | 0.009188 | 0 | 0.009188 | 0 | 0 | 59.8444 | 0 | 59.8444 | 0.005822 | 5.1135e-05 | 0.00064681 | 0.0065108 | 0.009188 | 0.70863 | 0.00073497 | 0 | 0 | 0.0072458 | 0.009188 | 0.78862
ElecHt-Big Box-NR | Glass-Big Box-ElecHt-code to al36-NR | 30 | 3.5277e-05 | 5.4298e-05 | 0 | 0 | ExCOMM | 0.47693 | 0.46383 | 3.7967e-05 | 4.2151e-09 | 9.0876e-09 |  |  | 4.2674e-05 | 0 | 0 | 0 | 0 | 0 | 4.2674e-05 | 0 | 4.2674e-05 | 0 | 0 | 82.7049 | 0 | 82.7049 | 1.9566e-05 | 1.7185e-07 | 2.1738e-06 | 2.1881e-05 | 4.2674e-05 | 0.51276 | 2.4701e-06 | 0 | 0 | 2.4352e-05 | 4.2674e-05 | 0.57064
ElecHt-Small Box-NR | Glass-Small Box-ElecHt-code to al36-NR | 30 | 0.0029482 | 0.0048069 | 0 | 0 | ExCOMM | 0.47693 | 0.46383 | 0.003173 | 3.5227e-07 | 7.5948e-07 |  |  | 0.0037779 | 0 | 0 | 0 | 0 | 0 | 0.0037779 | 0 | 0.0037779 | 0 | 0 | 87.6091 | 0 | 87.6091 | 0.0016352 | 1.4362e-05 | 0.00018167 | 0.0018287 | 0.0037779 | 0.48405 | 0.00020643 | 0 | 0 | 0.0020351 | 0.0037779 | 0.53869
ElecHt-High End-NR | Glass-High End-ElecHt-code to al36-NR | 30 | 0.0025004 | 0.0040667 | 0 | 0 | ExCOMM | 0.47693 | 0.46383 | 0.002691 | 2.9876e-07 | 6.4412e-07 |  |  | 0.0031961 | 0 | 0 | 0 | 0 | 0 | 0.0031961 | 0 | 0.0031961 | 0 | 0 | 87.3929 | 0 | 87.3929 | 0.0013868 | 1.2181e-05 | 0.00015408 | 0.0015509 | 0.0031961 | 0.48525 | 0.00017508 | 0 | 0 | 0.001726 | 0.0031961 | 0.54003
ElecHt-Anchor-NR | Glass-Anchor-ElecHt-code to al36-NR | 30 | 0.00055816 | 0.00085911 | 0 | 0 | ExCOMM | 0.47693 | 0.46383 | 0.00060072 | 6.6692e-08 | 1.4379e-07 |  |  | 0.0006752 | 0 | 0 | 0 | 0 | 0 | 0.0006752 | 0 | 0.0006752 | 0 | 0 | 82.705 | 0 | 82.705 | 0.00030958 | 2.7191e-06 | 3.4394e-05 | 0.00034621 | 0.0006752 | 0.51276 | 3.9082e-05 | 0 | 0 | 0.0003853 | 0.0006752 | 0.57064
ElecHt-K-12-NR | Glass-K-12-ElecHt-code to al36-NR | 30 | 0.00097284 | 0.0017592 | 0 | 0 | ExCOMM | 0.47693 | 0.46383 | 0.001047 | 1.1624e-07 | 2.5061e-07 |  |  | 0.0013826 | 0 | 0 | 0 | 0 | 0 | 0.0013826 | 0 | 0.0013826 | 0 | 0 | 97.1665 | 0 | 97.1665 | 0.00053959 | 4.7393e-06 | 5.9947e-05 | 0.00060343 | 0.0013826 | 0.43644 | 6.8118e-05 | 0 | 0 | 0.00067155 | 0.0013826 | 0.48571
ElecHt-University-NR | Glass-University-ElecHt-code to al36-NR | 30 | 0.0015772 | 0.0013908 | 0 | 0 | ExCOMM | 0.47693 | 0.46383 | 0.0016974 | 1.8845e-07 | 4.0629e-07 |  |  | 0.0010931 | 0 | 0 | 0 | 0 | 0 | 0.0010931 | 0 | 0.0010931 | 0 | 0 | 47.3836 | 0 | 47.3836 | 0.00087478 | 7.6832e-06 | 9.7186e-05 | 0.00097828 | 0.0010931 | 0.89498 | 0.00011043 | 0 | 0 | 0.0010887 | 0.0010931 | 0.99601
ElecHt-Warehouse-NR | Glass-Warehouse-ElecHt-code to al36-NR | 30 | 0.00061702 | 0.0019179 | 0 | 0 | ExCOMM | 0.47693 | 0.46383 | 0.00066407 | 7.3725e-08 | 1.5895e-07 |  |  | 0.0015073 | 0 | 0 | 0 | 0 | 0 | 0.0015073 | 0 | 0.0015073 | 0 | 0 | 167.0159 | 0 | 167.0159 | 0.00034223 | 3.0059e-06 | 3.8021e-05 | 0.00038272 | 0.0015073 | 0.25391 | 4.3203e-05 | 0 | 0 | 0.00042593 | 0.0015073 | 0.28258
ElecHt-Supermarket-NR | Glass-Supermarket-ElecHt-code to al36-NR | 30 | 0.00020669 | 0.00032919 | 0 | 0 | ExCOMM | 0.47693 | 0.46383 | 0.00022245 | 2.4696e-08 | 5.3244e-08 |  |  | 0.00025872 | 0 | 0 | 0 | 0 | 0 | 0.00025872 | 0 | 0.00025872 | 0 | 0 | 85.5804 | 0 | 85.5804 | 0.00011464 | 1.0069e-06 | 1.2736e-05 | 0.0001282 | 0.00025872 | 0.49553 | 1.4472e-05 | 0 | 0 | 0.00014267 | 0.00025872 | 0.55146
ElecHt-MIniMart-NR | Glass-MIniMart-ElecHt-code to al36-NR | 30 | 0.00041417 | 0.00066614 | 0 | 0 | ExCOMM | 0.47693 | 0.46383 | 0.00044575 | 4.9488e-08 | 1.0669e-07 |  |  | 0.00052354 | 0 | 0 | 0 | 0 | 0 | 0.00052354 | 0 | 0.00052354 | 0 | 0 | 86.4218 | 0 | 86.4218 | 0.00022972 | 2.0177e-06 | 2.5522e-05 | 0.0002569 | 0.00052354 | 0.4907 | 2.9e-05 | 0 | 0 | 0.0002859 | 0.00052354 | 0.5461
ElecHt-Restaurant-NR | Glass-Restaurant-ElecHt-code to al36-NR | 30 | 0.0009749 | 0.0018264 | 0 | 0 | ExCOMM | 0.47693 | 0.46383 | 0.0010492 | 1.1649e-07 | 2.5114e-07 |  |  | 0.0014354 | 0 | 0 | 0 | 0 | 0 | 0.0014354 | 0 | 0.0014354 | 0 | 0 | 100.6627 | 0 | 100.6627 | 0.00054073 | 4.7493e-06 | 6.0074e-05 | 0.00060471 | 0.0014354 | 0.42128 | 6.8262e-05 | 0 | 0 | 0.00067297 | 0.0014354 | 0.46884
ElecHt-Lodging-NR | Glass-Lodging-ElecHt-code to al36-NR | 30 | 0.0093642 | 0.012315 | 0 | 0 | ExCOMM | 0.47693 | 0.46383 | 0.010078 | 1.1189e-06 | 2.4123e-06 |  |  | 0.0096788 | 0 | 0 | 0 | 0 | 0 | 0.0096788 | 0 | 0.0096788 | 0 | 0 | 70.6657 | 0 | 70.6657 | 0.0051938 | 4.5618e-05 | 0.00057703 | 0.0058084 | 0.0096788 | 0.60011 | 0.00065567 | 0 | 0 | 0.006464 | 0.0096788 | 0.66786
ElecHt-Hospital-NR | Glass-Hospital-ElecHt-code to al36-NR | 30 | 0.00034339 | 0.00029145 | 0 | 0 | ExCOMM | 0.47693 | 0.46383 | 0.00036957 | 4.103e-08 | 8.8459e-08 |  |  | 0.00022906 | 0 | 0 | 0 | 0 | 0 | 0.00022906 | 0 | 0.00022906 | 0 | 0 | 45.6055 | 0 | 45.6055 | 0.00019046 | 1.6728e-06 | 2.116e-05 | 0.00021299 | 0.00022906 | 0.92988 | 2.4044e-05 | 0 | 0 | 0.00023704 | 0.00022906 | 1.0348
ElecHt-OtherHealth-NR | Glass-OtherHealth-ElecHt-code to al36-NR | 30 | 0.011782 | 0.009259 | 0 | 0 | ExCOMM | 0.47693 | 0.46383 | 0.01268 | 1.4078e-06 | 3.0351e-06 |  |  | 0.0072769 | 0 | 0 | 0 | 0 | 0 | 0.0072769 | 0 | 0.0072769 | 0 | 0 | 42.2265 | 0 | 42.2265 | 0.0065349 | 5.7396e-05 | 0.00072601 | 0.0073081 | 0.0072769 | 1.0043 | 0.00082496 | 0 | 0 | 0.008133 | 0.0072769 | 1.1177
ElecHt-Other-NR | Glass-Other-ElecHt-code to al36-NR | 30 | 0.0054459 | 0.0071497 | 0 | 0 | ExCOMM | 0.47693 | 0.46383 | 0.0058611 | 6.507e-07 | 1.4029e-06 |  |  | 0.0056192 | 0 | 0 | 0 | 0 | 0 | 0.0056192 | 0 | 0.0056192 | 0 | 0 | 70.5443 | 0 | 70.5443 | 0.0030206 | 2.653e-05 | 0.00033558 | 0.0033779 | 0.0056192 | 0.60115 | 0.00038132 | 0 | 0 | 0.0037593 | 0.0056192 | 0.66901
GasHt-Large Off-NR | Glass-Large Off-GasHt-code to al45-NR | 30 | 3.0574e-07 | 0.0017502 | -5.057e-05 | 0 | SmComCAC | 0.17 | 0 | 3.2906e-07 | 0 | 2.2096e-10 |  |  | 0.0013755 | 0 | 0 | -0.00068726 | 0 | 0 | 0.0013755 | -0.00068726 | 0.00068824 | 0 | 0 | 307582.3125 | -153682.5469 | 153899.7622 | 2.3862e-07 | 0 | 2.8798e-08 | 2.6742e-07 | 0.0013755 | 0.00019441 | 6.0059e-08 | 0 | 0 | 3.2748e-07 | 0.00068824 | 0.00047582
GasHt-Medium Off-NR | Glass-Medium Off-GasHt-code to al45-NR | 30 | 2.9701e-07 | 0.0019202 | -5.5484e-05 | 0 | SmComCAC | 0.17 | 0 | 3.1966e-07 | 0 | 2.1465e-10 |  |  | 0.0015092 | 0 | 0 | -0.00075405 | 0 | 0 | 0.0015092 | -0.00075405 | 0.00075512 | 0 | 0 | 347392.875 | -173573.7969 | 173819.0778 | 2.318e-07 | 0 | 2.7976e-08 | 2.5978e-07 | 0.0015092 | 0.00017213 | 5.8344e-08 | 0 | 0 | 3.1812e-07 | 0.00075512 | 0.00042129
GasHt-Small Off-NR | Glass-Small Off-GasHt-code to al45-NR | 30 | -0.0005304 | 0.003964 | -0.00015033 | 0 | SmComCAC | 0.17 | 0 | -0.00057084 | 0 | -3.8332e-07 |  |  | 0.0031154 | 0 | 0 | -0.002043 | 0 | 0 | 0.0031154 | -0.002043 | 0.0010724 | 0 | 0 | -401.5775 | 263.3491 | -138.2284 | -0.00041395 | 0 | -4.9959e-05 | -0.00046391 | 0.0031154 | -0.14891 | -0.00010419 | 0 | 0 | -0.0005681 | 0.0010724 | -0.52976
GasHt-Big Box-NR | Glass-Big Box-GasHt-code to al45-NR | 30 | 1.9651e-05 | 0.00041873 | -9.8304e-06 | 0 | SmComCAC | 0.17 | 0 | 2.1149e-05 | 0 | 1.4202e-08 |  |  | 0.00032909 | 0 | 0 | -0.0001336 | 0 | 0 | 0.00032909 | -0.0001336 | 0.00019549 | 0 | 0 | 1144.9718 | -464.8164 | 680.1555 | 1.5337e-05 | 0 | 1.8509e-06 | 1.7187e-05 | 0.00032909 | 0.052227 | 3.8601e-06 | 0 | 0 | 2.1048e-05 | 0.00019549 | 0.10766
GasHt-Small Box-NR | Glass-Small Box-GasHt-code to al45-NR | 30 | -7.9367e-05 | 0.0011582 | -2.8236e-05 | 0 | SmComCAC | 0.17 | 0 | -8.5418e-05 | 0 | -5.7359e-08 |  |  | 0.00091024 | 0 | 0 | -0.00038374 | 0 | 0 | 0.00091024 | -0.00038374 | 0.00052651 | 0 | 0 | -784.108 | 330.5619 | -453.5461 | -6.1942e-05 | 0 | -7.4756e-06 | -6.9418e-05 | 0.00091024 | -0.076263 | -1.559e-05 | 0 | 0 | -8.5008e-05 | 0.00052651 | -0.16146
GasHt-High End-NR | Glass-High End-GasHt-code to al45-NR | 30 | -7.9385e-05 | 0.0012172 | -2.9674e-05 | 0 | SmComCAC | 0.17 | 0 | -8.5439e-05 | 0 | -5.7372e-08 |  |  | 0.0009566 | 0 | 0 | -0.00040328 | 0 | 0 | 0.0009566 | -0.00040328 | 0.00055332 | 0 | 0 | -823.8455 | 347.3145 | -476.5311 | -6.1957e-05 | 0 | -7.4774e-06 | -6.9434e-05 | 0.0009566 | -0.072585 | -1.5594e-05 | 0 | 0 | -8.5028e-05 | 0.00055332 | -0.15367
GasHt-Anchor-NR | Glass-Anchor-GasHt-code to al45-NR | 30 | 4.3191e-06 | 9.2034e-05 | -2.1607e-06 | 0 | SmComCAC | 0.17 | 0 | 4.6484e-06 | 0 | 3.1214e-09 |  |  | 7.2332e-05 | 0 | 0 | -2.9364e-05 | 0 | 0 | 7.2332e-05 | -2.9364e-05 | 4.2968e-05 | 0 | 0 | 1144.9867 | -464.8224 | 680.1642 | 3.3708e-06 | 0 | 4.0682e-07 | 3.7776e-06 | 7.2332e-05 | 0.052226 | 8.4842e-07 | 0 | 0 | 4.6261e-06 | 4.2968e-05 | 0.10766
GasHt-K-12-NR | Glass-K-12-GasHt-code to al45-NR | 30 | 8.4208e-05 | 0.0026543 | -5.3926e-05 | 0 | SmComCAC | 0.17 | 0 | 9.0629e-05 | 0 | 6.0858e-08 |  |  | 0.0020861 | 0 | 0 | -0.00073287 | 0 | 0 | 0.0020861 | -0.00073287 | 0.0013532 | 0 | 0 | 1693.6907 | -595.0178 | 1098.673 | 6.5721e-05 | 0 | 7.9317e-06 | 7.3653e-05 | 0.0020861 | 0.035307 | 1.6542e-05 | 0 | 0 | 9.0194e-05 | 0.0013532 | 0.066652
GasHt-University-NR | Glass-University-GasHt-code to al45-NR | 30 | 6.4011e-05 | 0.0011558 | -4.2997e-05 | 0 | SmComCAC | 0.17 | 0 | 6.8892e-05 | 0 | 4.6261e-08 |  |  | 0.00090836 | 0 | 0 | -0.00058435 | 0 | 0 | 0.00090836 | -0.00058435 | 0.00032402 | 0 | 0 | 970.2056 | -624.129 | 346.0767 | 4.9958e-05 | 0 | 6.0292e-06 | 5.5987e-05 | 0.00090836 | 0.061635 | 1.2574e-05 | 0 | 0 | 6.8561e-05 | 0.00032402 | 0.2116
GasHt-Warehouse-NR | Glass-Warehouse-GasHt-code to al45-NR | 30 | 1.1347e-07 | 0.0025197 | -5.4605e-05 | 0 | SmComCAC | 0.17 | 0 | 1.2212e-07 | 0 | 8.2007e-11 |  |  | 0.0019803 | 0 | 0 | -0.0007421 | 0 | 0 | 0.0019803 | -0.0007421 | 0.0012382 | 0 | 0 | 1193182.75 | -447127.625 | 746055.1378 | 8.856e-08 | 0 | 1.0688e-08 | 9.9248e-08 | 0.0019803 | 5.0117e-05 | 2.229e-08 | 0 | 0 | 1.2154e-07 | 0.0012382 | 9.8154e-05
GasHt-Supermarket-NR | Glass-Supermarket-GasHt-code to al45-NR | 30 | 3.6994e-06 | 5.0672e-05 | -1.1439e-06 | 0 | SmComCAC | 0.17 | 0 | 3.9815e-06 | 0 | 2.6736e-09 |  |  | 3.9825e-05 | 0 | 0 | -1.5546e-05 | 0 | 0 | 3.9825e-05 | -1.5546e-05 | 2.4279e-05 | 0 | 0 | 736.0003 | -287.2971 | 448.7032 | 2.8872e-06 | 0 | 3.4845e-07 | 3.2357e-06 | 3.9825e-05 | 0.081248 | 7.267e-07 | 0 | 0 | 3.9624e-06 | 2.4279e-05 | 0.1632
GasHt-MIniMart-NR | Glass-MIniMart-GasHt-code to al45-NR | 30 | 1.7729e-05 | 0.00036512 | -8.2422e-06 | 0 | SmComCAC | 0.17 | 0 | 1.9081e-05 | 0 | 1.2813e-08 |  |  | 0.00028696 | 0 | 0 | -0.00011201 | 0 | 0 | 0.00028696 | -0.00011201 | 0.00017494 | 0 | 0 | 1106.6049 | -431.9623 | 674.6425 | 1.3837e-05 | 0 | 1.6699e-06 | 1.5507e-05 | 0.00028696 | 0.054038 | 3.4826e-06 | 0 | 0 | 1.8989e-05 | 0.00017494 | 0.10854
GasHt-Restaurant-NR | Glass-Restaurant-GasHt-code to al45-NR | 30 | 2.853e-05 | 0.0011783 | -2.2344e-05 | 0 | SmComCAC | 0.17 | 0 | 3.0705e-05 | 0 | 2.0619e-08 |  |  | 0.00092609 | 0 | 0 | -0.00030366 | 0 | 0 | 0.00092609 | -0.00030366 | 0.00062243 | 0 | 0 | 2219.2703 | -727.684 | 1491.5863 | 2.2266e-05 | 0 | 2.6873e-06 | 2.4953e-05 | 0.00092609 | 0.026945 | 5.6043e-06 | 0 | 0 | 3.0558e-05 | 0.00062243 | 0.049094
GasHt-Lodging-NR | Glass-Lodging-GasHt-code to al45-NR | 30 | -1.9019e-05 | 0.001394 | -3.9546e-05 | 0 | SmComCAC | 0.17 | 0 | -2.047e-05 | 0 | -1.3745e-08 |  |  | 0.0010956 | 0 | 0 | -0.00053744 | 0 | 0 | 0.0010956 | -0.00053744 | 0.00055817 | 0 | 0 | -3938.3645 | 1931.9205 | -2006.444 | -1.4844e-05 | 0 | -1.7915e-06 | -1.6635e-05 | 0.0010956 | -0.015184 | -3.7361e-06 | 0 | 0 | -2.0371e-05 | 0.00055817 | -0.036497
GasHt-Hospital-NR | Glass-Hospital-GasHt-code to al45-NR | 30 | 4.6051e-05 | 0.0011735 | -4.4505e-05 | 0 | SmComCAC | 0.17 | 0 | 4.9562e-05 | 0 | 3.3281e-08 |  |  | 0.00092231 | 0 | 0 | -0.00060484 | 0 | 0 | 0.00092231 | -0.00060484 | 0.00031747 | 0 | 0 | 1369.3029 | -897.9705 | 471.3324 | 3.594e-05 | 0 | 4.3375e-06 | 4.0278e-05 | 0.00092231 | 0.043671 | 9.046e-06 | 0 | 0 | 4.9324e-05 | 0.00031747 | 0.15536
GasHt-OtherHealth-NR | Glass-OtherHealth-GasHt-code to al45-NR | 30 | 0.00016892 | 0.0021882 | -0.00010274 | 0 | SmComCAC | 0.17 | 0 | 0.00018179 | 0 | 1.2208e-07 |  |  | 0.0017197 | 0 | 0 | -0.0013963 | 0 | 0 | 0.0017197 | -0.0013963 | 0.00032344 | 0 | 0 | 696.0672 | -565.1553 | 130.9119 | 0.00013183 | 0 | 1.591e-05 | 0.00014774 | 0.0017197 | 0.085909 | 3.3181e-05 | 0 | 0 | 0.00018092 | 0.00032344 | 0.55937
GasHt-Other-NR | Glass-Other-GasHt-code to al45-NR | 30 | -4.6061e-05 | 0.0067657 | -0.00019193 | 0 | SmComCAC | 0.17 | 0 | -4.9573e-05 | 0 | -3.3289e-08 |  |  | 0.0053174 | 0 | 0 | -0.0026084 | 0 | 0 | 0.0053174 | -0.0026084 | 0.002709 | 0 | 0 | -7892.6323 | 3871.6428 | -4020.9898 | -3.5949e-05 | 0 | -4.3385e-06 | -4.0287e-05 | 0.0053174 | -0.0075765 | -9.048e-06 | 0 | 0 | -4.9335e-05 | 0.002709 | -0.018212
GasHt-Large Off-NR | Glass-Large Off-GasHt-code to al40-NR | 30 | 0.063228 | 0.51338 | -0.024569 | 0 | SmComCAC | 0.17 | 0 | 0.068049 | 0 | 4.5695e-05 |  |  | 0.40348 | 0 | 0 | -0.3339 | 0 | 0 | 0.40348 | -0.3339 | 0.069584 | 0 | 0 | 436.287 | -361.045 | 75.2419 | 0.049346 | 0 | 0.0059555 | 0.055302 | 0.40348 | 0.13706 | 0.01242 | 0 | 0 | 0.067722 | 0.069584 | 0.97324
GasHt-Medium Off-NR | Glass-Medium Off-GasHt-code to al40-NR | 30 | 0.061422 | 0.56327 | -0.026956 | 0 | SmComCAC | 0.17 | 0 | 0.066105 | 0 | 4.439e-05 |  |  | 0.44269 | 0 | 0 | -0.36634 | 0 | 0 | 0.44269 | -0.36634 | 0.076346 | 0 | 0 | 492.7558 | -407.7753 | 84.9805 | 0.047937 | 0 | 0.0057854 | 0.053723 | 0.44269 | 0.12136 | 0.012065 | 0 | 0 | 0.065788 | 0.076346 | 0.86171
GasHt-Small Off-NR | Glass-Small Off-GasHt-code to al40-NR | 30 | -0.13226 | 0.79279 | -0.03973 | 0 | SmComCAC | 0.17 | 0 | -0.14235 | 0 | -9.5587e-05 |  |  | 0.62308 | 0 | 0 | -0.53994 | 0 | 0 | 0.62308 | -0.53994 | 0.083134 | 0 | 0 | -322.0774 | 279.1043 | -42.9731 | -0.10323 | 0 | -0.012458 | -0.11568 | 0.62308 | -0.18566 | -0.025981 | 0 | 0 | -0.14166 | 0.083134 | -1.7041
GasHt-Big Box-NR | Glass-Big Box-GasHt-code to al40-NR | 30 | 0.0088057 | 0.10329 | -0.0032176 | 0 | SmComCAC | 0.17 | 0 | 0.0094771 | 0 | 6.3639e-06 |  |  | 0.081176 | 0 | 0 | -0.043728 | 0 | 0 | 0.081176 | -0.043728 | 0.037448 | 0 | 0 | 630.2598 | -339.5095 | 290.7503 | 0.0068725 | 0 | 0.00082942 | 0.0077019 | 0.081176 | 0.094879 | 0.0017298 | 0 | 0 | 0.0094316 | 0.037448 | 0.25186
GasHt-Small Box-NR | Glass-Small Box-GasHt-code to al40-NR | 30 | -0.015052 | 0.23163 | -0.0075296 | 0 | SmComCAC | 0.17 | 0 | -0.0162 | 0 | -1.0878e-05 |  |  | 0.18205 | 0 | 0 | -0.10233 | 0 | 0 | 0.18205 | -0.10233 | 0.079719 | 0 | 0 | -826.8775 | 464.7902 | -362.0873 | -0.011748 | 0 | -0.0014178 | -0.013165 | 0.18205 | -0.072318 | -0.0029568 | 0 | 0 | -0.016122 | 0.079719 | -0.20224
GasHt-High End-NR | Glass-High End-GasHt-code to al40-NR | 30 | -0.015056 | 0.24343 | -0.0079131 | 0 | SmComCAC | 0.17 | 0 | -0.016204 | 0 | -1.0881e-05 |  |  | 0.19132 | 0 | 0 | -0.10754 | 0 | 0 | 0.19132 | -0.10754 | 0.083778 | 0 | 0 | -868.7826 | 488.3451 | -380.4374 | -0.01175 | 0 | -0.0014181 | -0.013169 | 0.19132 | -0.06883 | -0.0029575 | 0 | 0 | -0.016126 | 0.083778 | -0.19248
GasHt-Anchor-NR | Glass-Anchor-GasHt-code to al40-NR | 30 | 0.0023016 | 0.026997 | -0.000841 | 0 | SmComCAC | 0.17 | 0 | 0.0024771 | 0 | 1.6634e-06 |  |  | 0.021217 | 0 | 0 | -0.011429 | 0 | 0 | 0.021217 | -0.011429 | 0.009788 | 0 | 0 | 630.2679 | -339.5139 | 290.754 | 0.0017963 | 0 | 0.00021679 | 0.0020131 | 0.021217 | 0.094878 | 0.00045211 | 0 | 0 | 0.0024652 | 0.009788 | 0.25186
GasHt-K-12-NR | Glass-K-12-GasHt-code to al40-NR | 30 | 0.025003 | 0.53086 | -0.01474 | 0 | SmComCAC | 0.17 | 0 | 0.02691 | 0 | 1.807e-05 |  |  | 0.41722 | 0 | 0 | -0.20032 | 0 | 0 | 0.41722 | -0.20032 | 0.2169 | 0 | 0 | 1140.828 | -547.7451 | 593.0828 | 0.019514 | 0 | 0.0023551 | 0.021869 | 0.41722 | 0.052417 | 0.0049116 | 0 | 0 | 0.026781 | 0.2169 | 0.12347
GasHt-University-NR | Glass-University-GasHt-code to al40-NR | 30 | 0.041894 | 0.33903 | -0.018307 | 0 | SmComCAC | 0.17 | 0 | 0.045089 | 0 | 3.0277e-05 |  |  | 0.26645 | 0 | 0 | -0.24879 | 0 | 0 | 0.26645 | -0.24879 | 0.017662 | 0 | 0 | 434.8331 | -406.0103 | 28.8228 | 0.032697 | 0 | 0.0039461 | 0.036643 | 0.26645 | 0.13752 | 0.0082295 | 0 | 0 | 0.044872 | 0.017662 | 2.5406
GasHt-Warehouse-NR | Glass-Warehouse-GasHt-code to al40-NR | 30 | -0.013163 | 0.50395 | -0.0072807 | 0 | SmComCAC | 0.17 | 0 | -0.014166 | 0 | -9.5128e-06 |  |  | 0.39607 | 0 | 0 | -0.098947 | 0 | 0 | 0.39607 | -0.098947 | 0.29712 | 0 | 0 | -2057.2117 | 513.9398 | -1543.2719 | -0.010273 | 0 | -0.0012398 | -0.011513 | 0.39607 | -0.029068 | -0.0025856 | 0 | 0 | -0.014098 | 0.29712 | -0.04745
GasHt-Supermarket-NR | Glass-Supermarket-GasHt-code to al40-NR | 30 | 0.00055491 | 0.010134 | -0.00031571 | 0 | SmComCAC | 0.17 | 0 | 0.00059722 | 0 | 4.0104e-07 |  |  | 0.007965 | 0 | 0 | -0.0042906 | 0 | 0 | 0.007965 | -0.0042906 | 0.0036744 | 0 | 0 | 981.3337 | -528.6266 | 452.7071 | 0.00043308 | 0 | 5.2268e-05 | 0.00048535 | 0.007965 | 0.060936 | 0.000109 | 0 | 0 | 0.00059436 | 0.0036744 | 0.16176
GasHt-MIniMart-NR | Glass-MIniMart-GasHt-code to al40-NR | 30 | 0.0026593 | 0.073024 | -0.0022748 | 0 | SmComCAC | 0.17 | 0 | 0.0028621 | 0 | 1.9219e-06 |  |  | 0.057392 | 0 | 0 | -0.030916 | 0 | 0 | 0.057392 | -0.030916 | 0.026476 | 0 | 0 | 1475.4731 | -794.8105 | 680.6625 | 0.0020755 | 0 | 0.00025049 | 0.002326 | 0.057392 | 0.040528 | 0.00052239 | 0 | 0 | 0.0028484 | 0.026476 | 0.10758
GasHt-Restaurant-NR | Glass-Restaurant-GasHt-code to al40-NR | 30 | 0.0058843 | 0.23567 | -0.0062775 | 0 | SmComCAC | 0.17 | 0 | 0.0063329 | 0 | 4.2526e-06 |  |  | 0.18522 | 0 | 0 | -0.085313 | 0 | 0 | 0.18522 | -0.085313 | 0.099904 | 0 | 0 | 2152.0195 | -991.2462 | 1160.7735 | 0.0045924 | 0 | 0.00055425 | 0.0051467 | 0.18522 | 0.027787 | 0.0011559 | 0 | 0 | 0.0063025 | 0.099904 | 0.063086
GasHt-Lodging-NR | Glass-Lodging-GasHt-code to al40-NR | 30 | -0.0029916 | 0.27881 | -0.010647 | 0 | SmComCAC | 0.17 | 0 | -0.0032197 | 0 | -2.162e-06 |  |  | 0.21912 | 0 | 0 | -0.1447 | 0 | 0 | 0.21912 | -0.1447 | 0.074427 | 0 | 0 | -5007.7217 | 3306.803 | -1700.9189 | -0.0023348 | 0 | -0.00028178 | -0.0026166 | 0.21912 | -0.011941 | -0.00058766 | 0 | 0 | -0.0032043 | 0.074427 | -0.043052
GasHt-Hospital-NR | Glass-Hospital-GasHt-code to al40-NR | 30 | 0.038483 | 0.34423 | -0.019116 | 0 | SmComCAC | 0.17 | 0 | 0.041417 | 0 | 2.7811e-05 |  |  | 0.27054 | 0 | 0 | -0.25979 | 0 | 0 | 0.27054 | -0.25979 | 0.010752 | 0 | 0 | 480.6533 | -461.5516 | 19.1017 | 0.030034 | 0 | 0.0036247 | 0.033659 | 0.27054 | 0.12441 | 0.0075593 | 0 | 0 | 0.041218 | 0.010752 | 3.8336
GasHt-OtherHealth-NR | Glass-OtherHealth-GasHt-code to al40-NR | 30 | 0.040854 | 0.43763 | -0.027661 | 0 | SmComCAC | 0.17 | 0 | 0.043969 | 0 | 2.9525e-05 |  |  | 0.34395 | 0 | 0 | -0.37593 | 0 | 0 | 0.34395 | -0.37593 | 0 | 0 | 0 | 575.5941 | -629.1115 | -53.5174 | 0.031885 | 0 | 0.0038481 | 0.035733 | 0.34395 | 0.10389 | 0.0080252 | 0 | 0 | 0.075737 | 0 | 9999
GasHt-Other-NR | Glass-Other-GasHt-code to al40-NR | 30 | -0.0089355 | 1.6689 | -0.063731 | 0 | SmComCAC | 0.17 | 0 | -0.0096169 | 0 | -6.4577e-06 |  |  | 1.3116 | 0 | 0 | -0.86612 | 0 | 0 | 1.3116 | -0.86612 | 0.44551 | 0 | 0 | -10035.665 | 6626.958 | -3408.7072 | -0.0069738 | 0 | -0.00084165 | -0.0078154 | 1.3116 | 9999 | -0.0017553 | 0 | 0 | -0.0095707 | 0.44551 | -0.021483
GasHt-Large Off-NR | Glass-Large Off-GasHt-code to al36-NR | 30 | 0.0010854 | 0.014001 | -0.00027023 | 0 | SmComCAC | 0.17 | 0 | 0.0011681 | 0 | 7.8441e-07 |  |  | 0.011004 | 0 | 0 | -0.0036726 | 0 | 0 | 0.011004 | -0.0036726 | 0.0073314 | 0 | 0 | 693.1432 | -231.3356 | 461.8077 | 0.0008471 | 0 | 0.00010223 | 0.00094933 | 0.011004 | 0.086271 | 0.00021321 | 0 | 0 | 0.0011625 | 0.0073314 | 0.15857
GasHt-Medium Off-NR | Glass-Medium Off-GasHt-code to al36-NR | 30 | 0.0010544 | 0.015362 | -0.00029649 | 0 | SmComCAC | 0.17 | 0 | 0.0011348 | 0 | 7.6201e-07 |  |  | 0.012073 | 0 | 0 | -0.0040295 | 0 | 0 | 0.012073 | -0.0040295 | 0.0080439 | 0 | 0 | 782.8572 | -261.2775 | 521.5797 | 0.00082291 | 0 | 9.9314e-05 | 0.00092222 | 0.012073 | 0.076385 | 0.00020712 | 0 | 0 | 0.0011293 | 0.0080439 | 0.1404
GasHt-Small Off-NR | Glass-Small Off-GasHt-code to al36-NR | 30 | -0.0023834 | 0.031712 | -0.00059416 | 0 | SmComCAC | 0.17 | 0 | -0.0025652 | 0 | -1.7225e-06 |  |  | 0.024923 | 0 | 0 | -0.0080748 | 0 | 0 | 0.024923 | -0.0080748 | 0.016848 | 0 | 0 | -714.9211 | 231.6271 | -483.2939 | -0.0018602 | 0 | -0.0002245 | -0.0020847 | 0.024923 | -0.083643 | -0.00046819 | 0 | 0 | -0.0025528 | 0.016848 | -0.15152
GasHt-Big Box-NR | Glass-Big Box-GasHt-code to al36-NR | 30 | 0.00011463 | 0.0033498 | -3.97e-05 | 0 | SmComCAC | 0.17 | 0 | 0.00012337 | 0 | 8.2843e-08 |  |  | 0.0026327 | 0 | 0 | -0.00053953 | 0 | 0 | 0.0026327 | -0.00053953 | 0.0020932 | 0 | 0 | 1570.2471 | -321.7959 | 1248.4512 | 8.9463e-05 | 0 | 1.0797e-05 | 0.00010026 | 0.0026327 | 0.038082 | 2.2517e-05 | 0 | 0 | 0.00012278 | 0.0020932 | 0.058655
GasHt-Small Box-NR | Glass-Small Box-GasHt-code to al36-NR | 30 | -0.00029147 | 0.0092654 | -0.00011504 | 0 | SmComCAC | 0.17 | 0 | -0.00031369 | 0 | -2.1064e-07 |  |  | 0.0072819 | 0 | 0 | -0.0015634 | 0 | 0 | 0.0072819 | -0.0015634 | 0.0057186 | 0 | 0 | -1708.1038 | 366.7164 | -1341.3874 | -0.00022748 | 0 | -2.7454e-05 | -0.00025493 | 0.0072819 | -0.035009 | -5.7255e-05 | 0 | 0 | -0.00031219 | 0.0057186 | -0.054592
GasHt-High End-NR | Glass-High End-GasHt-code to al36-NR | 30 | -0.00029154 | 0.0097373 | -0.00012089 | 0 | SmComCAC | 0.17 | 0 | -0.00031377 | 0 | -2.1069e-07 |  |  | 0.0076528 | 0 | 0 | -0.001643 | 0 | 0 | 0.0076528 | -0.001643 | 0.0060098 | 0 | 0 | -1794.6682 | 385.301 | -1409.3673 | -0.00022753 | 0 | -2.746e-05 | -0.00025499 | 0.0076528 | -0.03332 | -5.7268e-05 | 0 | 0 | -0.00031226 | 0.0060098 | -0.051958
GasHt-Anchor-NR | Glass-Anchor-GasHt-code to al36-NR | 30 | 2.5194e-05 | 0.00073627 | -8.7258e-06 | 0 | SmComCAC | 0.17 | 0 | 2.7116e-05 | 0 | 1.8208e-08 |  |  | 0.00057866 | 0 | 0 | -0.00011859 | 0 | 0 | 0.00057866 | -0.00011859 | 0.00046007 | 0 | 0 | 1570.2675 | -321.8001 | 1248.4673 | 1.9663e-05 | 0 | 2.3731e-06 | 2.2036e-05 | 0.00057866 | 0.038082 | 4.9491e-06 | 0 | 0 | 2.6985e-05 | 0.00046007 | 0.058655
GasHt-K-12-NR | Glass-K-12-GasHt-code to al36-NR | 30 | 0.00035368 | 0.021234 | -0.0002193 | 0 | SmComCAC | 0.17 | 0 | 0.00038064 | 0 | 2.556e-07 |  |  | 0.016689 | 0 | 0 | -0.0029803 | 0 | 0 | 0.016689 | -0.0029803 | 0.013708 | 0 | 0 | 3226.0776 | -576.1283 | 2649.9493 | 0.00027603 | 0 | 3.3313e-05 | 0.00030934 | 0.016689 | 0.018536 | 6.9474e-05 | 0 | 0 | 0.00037882 | 0.013708 | 0.027634
GasHt-University-NR | Glass-University-GasHt-code to al36-NR | 30 | 0.00052356 | 0.0092463 | -0.00019182 | 0 | SmComCAC | 0.17 | 0 | 0.00056348 | 0 | 3.7838e-07 |  |  | 0.0072669 | 0 | 0 | -0.0026069 | 0 | 0 | 0.0072669 | -0.0026069 | 0.00466 | 0 | 0 | 948.9503 | -340.4177 | 608.5325 | 0.00040861 | 0 | 4.9314e-05 | 0.00045793 | 0.0072669 | 0.063015 | 0.00010284 | 0 | 0 | 0.00056077 | 0.00466 | 0.12034
GasHt-Warehouse-NR | Glass-Warehouse-GasHt-code to al36-NR | 30 | -0.00013163 | 0.020158 | -0.00012741 | 0 | SmComCAC | 0.17 | 0 | -0.00014166 | 0 | -9.5128e-08 |  |  | 0.015843 | 0 | 0 | -0.0017316 | 0 | 0 | 0.015843 | -0.0017316 | 0.014111 | 0 | 0 | -8228.8467 | 899.3946 | -7329.452 | -0.00010273 | 0 | -1.2398e-05 | -0.00011513 | 0.015843 | -0.0072669 | -2.5856e-05 | 0 | 0 | -0.00014098 | 0.014111 | -0.009991
GasHt-Supermarket-NR | Glass-Supermarket-GasHt-code to al36-NR | 30 | 7.3988e-06 | 0.00040538 | -4.7585e-06 | 0 | SmComCAC | 0.17 | 0 | 7.963e-06 | 0 | 5.3472e-09 |  |  | 0.0003186 | 0 | 0 | -6.467e-05 | 0 | 0 | 0.0003186 | -6.467e-05 | 0.00025393 | 0 | 0 | 2944.0012 | -597.5781 | 2346.4232 | 5.7745e-06 | 0 | 6.969e-07 | 6.4714e-06 | 0.0003186 | 0.020312 | 1.4534e-06 | 0 | 0 | 7.9248e-06 | 0.00025393 | 0.031209
GasHt-MIniMart-NR | Glass-MIniMart-GasHt-code to al36-NR | 30 | 3.5458e-05 | 0.002921 | -3.4287e-05 | 0 | SmComCAC | 0.17 | 0 | 3.8162e-05 | 0 | 2.5626e-08 |  |  | 0.0022957 | 0 | 0 | -0.00046598 | 0 | 0 | 0.0022957 | -0.00046598 | 0.0018297 | 0 | 0 | 4426.4194 | -898.4817 | 3527.9376 | 2.7673e-05 | 0 | 3.3398e-06 | 3.1013e-05 | 0.0022957 | 0.013509 | 6.9652e-06 | 0 | 0 | 3.7978e-05 | 0.0018297 | 0.020757
GasHt-Restaurant-NR | Glass-Restaurant-GasHt-code to al36-NR | 30 | 5.8843e-05 | 0.0094267 | -9.5759e-05 | 0 | SmComCAC | 0.17 | 0 | 6.3329e-05 | 0 | 4.2526e-08 |  |  | 0.0074087 | 0 | 0 | -0.0013014 | 0 | 0 | 0.0074087 | -0.0013014 | 0.0061073 | 0 | 0 | 8608.0781 | -1512.0703 | 7096.0082 | 4.5924e-05 | 0 | 5.5425e-06 | 5.1467e-05 | 0.0074087 | 0.0069468 | 1.1559e-05 | 0 | 0 | 6.3025e-05 | 0.0061073 | 0.01032
GasHt-Lodging-NR | Glass-Lodging-GasHt-code to al36-NR | 30 | -2.9124e-05 | 0.011152 | -0.00016385 | 0 | SmComCAC | 0.17 | 0 | -3.1344e-05 | 0 | -2.1048e-08 |  |  | 0.0087649 | 0 | 0 | -0.0022267 | 0 | 0 | 0.0087649 | -0.0022267 | 0.0065382 | 0 | 0 | -20575.9453 | 5227.3657 | -15348.5797 | -2.273e-05 | 0 | -2.7432e-06 | -2.5473e-05 | 0.0087649 | -0.0029062 | -5.7209e-06 | 0 | 0 | -3.1194e-05 | 0.0065382 | -0.004771
GasHt-Hospital-NR | Glass-Hospital-GasHt-code to al36-NR | 30 | 0.00055046 | 0.0093882 | -0.00020239 | 0 | SmComCAC | 0.17 | 0 | 0.00059244 | 0 | 3.9782e-07 |  |  | 0.0073785 | 0 | 0 | -0.0027506 | 0 | 0 | 0.0073785 | -0.0027506 | 0.0046279 | 0 | 0 | 916.4206 | -341.6265 | 574.7941 | 0.00042961 | 0 | 5.1849e-05 | 0.00048146 | 0.0073785 | 0.065252 | 0.00010813 | 0 | 0 | 0.00058959 | 0.0046279 | 0.1274
GasHt-OtherHealth-NR | Glass-OtherHealth-GasHt-code to al36-NR | 30 | 0.00062459 | 0.017505 | -0.0004169 | 0 | SmComCAC | 0.17 | 0 | 0.00067222 | 0 | 4.514e-07 |  |  | 0.013758 | 0 | 0 | -0.0056658 | 0 | 0 | 0.013758 | -0.0056658 | 0.0080922 | 0 | 0 | 1505.9568 | -620.1806 | 885.7761 | 0.00048747 | 0 | 5.8831e-05 | 0.0005463 | 0.013758 | 0.039708 | 0.00012269 | 0 | 0 | 0.00066899 | 0.0080922 | 0.082672
GasHt-Other-NR | Glass-Other-GasHt-code to al36-NR | 30 | -7.0531e-05 | 0.054126 | -0.00079521 | 0 | SmComCAC | 0.17 | 0 | -7.5909e-05 | 0 | -5.0973e-08 |  |  | 0.042539 | 0 | 0 | -0.010807 | 0 | 0 | 0.042539 | -0.010807 | 0.031732 | 0 | 0 | -41234.9766 | 10475.8398 | -30759.1378 | -5.5046e-05 | 0 | -6.6434e-06 | -6.169e-05 | 0.042539 | -0.0014502 | -1.3855e-05 | 0 | 0 | -7.5545e-05 | 0.031732 | -0.0023807
HtPmpHt-Large Off-NR | Glass-Large Off-HtPmpHt-code to al45-NR | 30 | 0.00086639 | 0.00094729 | 0 | 0 | ExCOMM | 0.47693 | 0.46383 | 0.00093245 | 1.0352e-07 | 2.2319e-07 |  |  | 0.0007445 | 0 | 0 | 0 | 0 | 0 | 0.0007445 | 0 | 0.0007445 | 0 | 0 | 58.7505 | 0 | 58.7505 | 0.00048054 | 4.2206e-06 | 5.3387e-05 | 0.0005374 | 0.0007445 | 0.72182 | 6.0664e-05 | 0 | 0 | 0.00059806 | 0.0007445 | 0.8033
HtPmpHt-Medium Off-NR | Glass-Medium Off-HtPmpHt-code to al45-NR | 30 | 0.00091566 | 0.0010012 | 0 | 0 | ExCOMM | 0.47693 | 0.46383 | 0.00098548 | 1.0941e-07 | 2.3588e-07 |  |  | 0.00078686 | 0 | 0 | 0 | 0 | 0 | 0.00078686 | 0 | 0.00078686 | 0 | 0 | 58.7518 | 0 | 58.7518 | 0.00050787 | 4.4607e-06 | 5.6423e-05 | 0.00056796 | 0.00078686 | 0.72181 | 6.4114e-05 | 0 | 0 | 0.00063207 | 0.00078686 | 0.80329
HtPmpHt-Small Off-NR | Glass-Small Off-HtPmpHt-code to al45-NR | 30 | -0.0010586 | 0.0016296 | 0 | 0 | ExCOMM | 0.47693 | 0.46383 | -0.0011394 | -1.2649e-07 | -2.7271e-07 |  |  | 0.0012807 | 0 | 0 | 0 | 0 | 0 | 0.0012807 | 0 | 0.0012807 | 0 | 0 | -82.713 | 0 | -82.713 | -0.00058717 | -5.1572e-06 | -6.5234e-05 | -0.00065664 | 0.0012807 | -0.51271 | -7.4125e-05 | 0 | 0 | -0.00073077 | 0.0012807 | -0.57058
HtPmpHt-Big Box-NR | Glass-Big Box-HtPmpHt-code to al45-NR | 30 | -4.1077e-06 | 0.00011274 | 0 | 0 | ExCOMM | 0.47693 | 0.46383 | -4.4209e-06 | -4.9081e-10 | -1.0582e-09 |  |  | 8.8602e-05 | 0 | 0 | 0 | 0 | 0 | 8.8602e-05 | 0 | 8.8602e-05 | 0 | 0 | -1474.7031 | 0 | -1474.7031 | -2.2783e-06 | -2.0011e-08 | -2.5312e-07 | -2.5479e-06 | 8.8602e-05 | -0.028757 | -2.8762e-07 | 0 | 0 | -2.8355e-06 | 8.8602e-05 | -0.032003
HtPmpHt-Small Box-NR | Glass-Small Box-HtPmpHt-code to al45-NR | 30 | -0.00014985 | 0.00023739 | 0 | 0 | ExCOMM | 0.47693 | 0.46383 | -0.00016128 | -1.7905e-08 | -3.8603e-08 |  |  | 0.00018657 | 0 | 0 | 0 | 0 | 0 | 0.00018657 | 0 | 0.00018657 | 0 | 0 | -85.1218 | 0 | -85.1218 | -8.3117e-05 | -7.3002e-07 | -9.2341e-06 | -9.2951e-05 | 0.00018657 | -0.4982 | -1.0493e-05 | 0 | 0 | -0.00010344 | 0.00018657 | -0.55444
HtPmpHt-High End-NR | Glass-High End-HtPmpHt-code to al45-NR | 30 | -9.5902e-05 | 0.00015272 | 0 | 0 | ExCOMM | 0.47693 | 0.46383 | -0.00010321 | -1.1459e-08 | -2.4705e-08 |  |  | 0.00012003 | 0 | 0 | 0 | 0 | 0 | 0.00012003 | 0 | 0.00012003 | 0 | 0 | -85.5699 | 0 | -85.5699 | -5.3192e-05 | -4.6719e-07 | -5.9096e-06 | -5.9486e-05 | 0.00012003 | -0.49559 | -6.715e-06 | 0 | 0 | -6.6201e-05 | 0.00012003 | -0.55153
HtPmpHt-Anchor-NR | Glass-Anchor-HtPmpHt-code to al45-NR | 30 | -1.9082e-06 | 5.2371e-05 | 0 | 0 | ExCOMM | 0.47693 | 0.46383 | -2.0537e-06 | -2.2801e-10 | -4.9158e-10 |  |  | 4.116e-05 | 0 | 0 | 0 | 0 | 0 | 4.116e-05 | 0 | 4.116e-05 | 0 | 0 | -1474.6786 | 0 | -1474.6786 | -1.0584e-06 | -9.2961e-09 | -1.1759e-07 | -1.1836e-06 | 4.116e-05 | -0.028757 | -1.3361e-07 | 0 | 0 | -1.3173e-06 | 4.116e-05 | -0.032003
HtPmpHt-K-12-NR | Glass-K-12-HtPmpHt-code to al45-NR | 30 | 7.2802e-05 | 0.00035073 | 0 | 0 | ExCOMM | 0.47693 | 0.46383 | 7.8353e-05 | 8.6988e-09 | 1.8754e-08 |  |  | 0.00027565 | 0 | 0 | 0 | 0 | 0 | 0.00027565 | 0 | 0.00027565 | 0 | 0 | 258.8599 | 0 | 258.8599 | 4.038e-05 | 3.5466e-07 | 4.4861e-06 | 4.5157e-05 | 0.00027565 | 0.16382 | 5.0975e-06 | 0 | 0 | 5.0255e-05 | 0.00027565 | 0.18232
HtPmpHt-University-NR | Glass-University-HtPmpHt-code to al45-NR | 30 | 0.0001291 | 0.00013184 | 0 | 0 | ExCOMM | 0.47693 | 0.46383 | 0.00013894 | 1.5426e-08 | 3.3257e-08 |  |  | 0.00010362 | 0 | 0 | 0 | 0 | 0 | 0.00010362 | 0 | 0.00010362 | 0 | 0 | 54.8753 | 0 | 54.8753 | 7.1605e-05 | 6.2892e-07 | 7.9552e-06 | 8.0077e-05 | 0.00010362 | 0.7728 | 9.0395e-06 | 0 | 0 | 8.9117e-05 | 0.00010362 | 0.86003
HtPmpHt-Warehouse-NR | Glass-Warehouse-HtPmpHt-code to al45-NR | 30 | -7.8607e-05 | 0.00027943 | 0 | 0 | ExCOMM | 0.47693 | 0.46383 | -8.46e-05 | -9.3924e-09 | -2.025e-08 |  |  | 0.00021961 | 0 | 0 | 0 | 0 | 0 | 0.00021961 | 0 | 0.00021961 | 0 | 0 | -191.0063 | 0 | -191.0063 | -4.3599e-05 | -3.8294e-07 | -4.8438e-06 | -4.8758e-05 | 0.00021961 | -0.22202 | -5.504e-06 | 0 | 0 | -5.4262e-05 | 0.00021961 | -0.24708
HtPmpHt-Supermarket-NR | Glass-Supermarket-HtPmpHt-code to al45-NR | 30 | -1.3511e-07 | 1.3042e-05 | 0 | 0 | ExCOMM | 0.47693 | 0.46383 | -1.4541e-07 | -1.6143e-11 | -3.4804e-11 |  |  | 1.025e-05 | 0 | 0 | 0 | 0 | 0 | 1.025e-05 | 0 | 1.025e-05 | 0 | 0 | -5186.9536 | 0 | -5186.9535 | -7.4937e-08 | -6.5818e-10 | -8.3254e-09 | -8.3804e-08 | 1.025e-05 | -0.0081758 | -9.4601e-09 | 0 | 0 | -9.3264e-08 | 1.025e-05 | -0.0090987
HtPmpHt-MIniMart-NR | Glass-MIniMart-HtPmpHt-code to al45-NR | 30 | -7.4668e-07 | 2.1451e-05 | 0 | 0 | ExCOMM | 0.47693 | 0.46383 | -8.0362e-07 | -8.9218e-11 | -1.9235e-10 |  |  | 1.6859e-05 | 0 | 0 | 0 | 0 | 0 | 1.6859e-05 | 0 | 1.6859e-05 | 0 | 0 | -1543.635 | 0 | -1543.635 | -4.1415e-07 | -3.6375e-09 | -4.6011e-08 | -4.6315e-07 | 1.6859e-05 | -0.027472 | -5.2282e-08 | 0 | 0 | -5.1543e-07 | 1.6859e-05 | -0.030574
HtPmpHt-Restaurant-NR | Glass-Restaurant-HtPmpHt-code to al45-NR | 30 | -0.00011411 | 0.00015224 | 0 | 0 | ExCOMM | 0.47693 | 0.46383 | -0.00012281 | -1.3634e-08 | -2.9395e-08 |  |  | 0.00011965 | 0 | 0 | 0 | 0 | 0 | 0.00011965 | 0 | 0.00011965 | 0 | 0 | -71.689 | 0 | -71.689 | -6.3289e-05 | -5.5588e-07 | -7.0313e-06 | -7.0778e-05 | 0.00011965 | -0.59155 | -7.9897e-06 | 0 | 0 | -7.8767e-05 | 0.00011965 | -0.65832
HtPmpHt-Lodging-NR | Glass-Lodging-HtPmpHt-code to al45-NR | 30 | -8.8665e-05 | 0.00091398 | 0 | 0 | ExCOMM | 0.47693 | 0.46383 | -9.5426e-05 | -1.0594e-08 | -2.2841e-08 |  |  | 0.00071833 | 0 | 0 | 0 | 0 | 0 | 0.00071833 | 0 | 0.00071833 | 0 | 0 | -553.8942 | 0 | -553.8942 | -4.9178e-05 | -4.3194e-07 | -5.4636e-06 | -5.4997e-05 | 0.00071833 | -0.076562 | -6.2083e-06 | 0 | 0 | -6.1205e-05 | 0.00071833 | -0.085205
HtPmpHt-Hospital-NR | Glass-Hospital-HtPmpHt-code to al45-NR | 30 | 1.8823e-05 | 1.2224e-05 | 0 | 0 | ExCOMM | 0.47693 | 0.46383 | 2.0259e-05 | 2.2491e-09 | 4.849e-09 |  |  | 9.6074e-06 | 0 | 0 | 0 | 0 | 0 | 9.6074e-06 | 0 | 9.6074e-06 | 0 | 0 | 34.8954 | 0 | 34.8954 | 1.044e-05 | 9.1698e-08 | 1.1599e-06 | 1.1676e-05 | 9.6074e-06 | 1.2153 | 1.318e-06 | 0 | 0 | 1.2994e-05 | 9.6074e-06 | 1.3525
HtPmpHt-OtherHealth-NR | Glass-OtherHealth-HtPmpHt-code to al45-NR | 30 | 0.00059234 | 0.00027373 | 0 | 0 | ExCOMM | 0.47693 | 0.46383 | 0.0006375 | 7.0776e-08 | 1.5259e-07 |  |  | 0.00021513 | 0 | 0 | 0 | 0 | 0 | 0.00021513 | 0 | 0.00021513 | 0 | 0 | 24.831 | 0 | 24.831 | 0.00032854 | 2.8856e-06 | 3.65e-05 | 0.00036741 | 0.00021513 | 1.7078 | 4.1475e-05 | 0 | 0 | 0.00040889 | 0.00021513 | 1.9006
HtPmpHt-Other-NR | Glass-Other-HtPmpHt-code to al45-NR | 30 | -0.00010577 | 0.001173 | 0 | 0 | ExCOMM | 0.47693 | 0.46383 | -0.00011384 | -1.2638e-08 | -2.7247e-08 |  |  | 0.00092187 | 0 | 0 | 0 | 0 | 0 | 0.00092187 | 0 | 0.00092187 | 0 | 0 | -595.8812 | 0 | -595.8812 | -5.8666e-05 | -5.1527e-07 | -6.5177e-06 | -6.5607e-05 | 0.00092187 | -0.071168 | -7.406e-06 | 0 | 0 | -7.3013e-05 | 0.00092187 | -0.079201
HtPmpHt-Large Off-NR | Glass-Large Off-HtPmpHt-code to al40-NR | 30 | 0.40559 | 0.27787 | 0 | 0 | ExCOMM | 0.47693 | 0.46383 | 0.43651 | 4.8462e-05 | 0.00010448 |  |  | 0.21839 | 0 | 0 | 0 | 0 | 0 | 0.21839 | 0 | 0.21839 | 0 | 0 | 36.813 | 0 | 36.813 | 0.22496 | 0.0019758 | 0.024993 | 0.25158 | 0.21839 | 1.152 | 0.028399 | 0 | 0 | 0.27997 | 0.21839 | 1.282
HtPmpHt-Medium Off-NR | Glass-Medium Off-HtPmpHt-code to al40-NR | 30 | 0.42452 | 0.29368 | 0 | 0 | ExCOMM | 0.47693 | 0.46383 | 0.45689 | 5.0724e-05 | 0.00010936 |  |  | 0.23081 | 0 | 0 | 0 | 0 | 0 | 0.23081 | 0 | 0.23081 | 0 | 0 | 37.1724 | 0 | 37.1724 | 0.23546 | 0.0020681 | 0.026159 | 0.26332 | 0.23081 | 1.1408 | 0.029724 | 0 | 0 | 0.29304 | 0.23081 | 1.2696
HtPmpHt-Small Off-NR | Glass-Small Off-HtPmpHt-code to al40-NR | 30 | 0.13285 | 0.32592 | 0 | 0 | ExCOMM | 0.47693 | 0.46383 | 0.14298 | 1.5873e-05 | 3.4223e-05 |  |  | 0.25615 | 0 | 0 | 0 | 0 | 0 | 0.25615 | 0 | 0.25615 | 0 | 0 | 131.8241 | 0 | 131.8241 | 0.073684 | 0.00064717 | 0.0081862 | 0.082402 | 0.25615 | 0.3217 | 0.0093019 | 0 | 0 | 0.091704 | 0.25615 | 0.35801
HtPmpHt-Big Box-NR | Glass-Big Box-HtPmpHt-code to al40-NR | 30 | 0.019432 | 0.027808 | 0 | 0 | ExCOMM | 0.47693 | 0.46383 | 0.020913 | 2.3218e-06 | 5.0057e-06 |  |  | 0.021855 | 0 | 0 | 0 | 0 | 0 | 0.021855 | 0 | 0.021855 | 0 | 0 | 76.8958 | 0 | 76.8958 | 0.010778 | 9.4662e-05 | 0.0011974 | 0.012053 | 0.021855 | 0.55149 | 0.0013606 | 0 | 0 | 0.013414 | 0.021855 | 0.61375
HtPmpHt-Small Box-NR | Glass-Small Box-HtPmpHt-code to al40-NR | 30 | 0.0097167 | 0.047479 | 0 | 0 | ExCOMM | 0.47693 | 0.46383 | 0.010458 | 1.161e-06 | 2.5031e-06 |  |  | 0.037315 | 0 | 0 | 0 | 0 | 0 | 0.037315 | 0 | 0.037315 | 0 | 0 | 262.5554 | 0 | 262.5554 | 0.0053894 | 4.7335e-05 | 0.00059875 | 0.006027 | 0.037315 | 0.16152 | 0.00068036 | 0 | 0 | 0.0067074 | 0.037315 | 0.17975
HtPmpHt-High End-NR | Glass-High End-HtPmpHt-code to al40-NR | 30 | 0.0063469 | 0.030545 | 0 | 0 | ExCOMM | 0.47693 | 0.46383 | 0.0068308 | 7.5836e-07 | 1.635e-06 |  |  | 0.024006 | 0 | 0 | 0 | 0 | 0 | 0.024006 | 0 | 0.024006 | 0 | 0 | 258.5948 | 0 | 258.5948 | 0.0035203 | 3.0919e-05 | 0.0003911 | 0.0039368 | 0.024006 | 0.16399 | 0.0004444 | 0 | 0 | 0.0043812 | 0.024006 | 0.1825
HtPmpHt-Anchor-NR | Glass-Anchor-HtPmpHt-code to al40-NR | 30 | 0.010735 | 0.015362 | 0 | 0 | ExCOMM | 0.47693 | 0.46383 | 0.011553 | 1.2826e-06 | 2.7653e-06 |  |  | 0.012074 | 0 | 0 | 0 | 0 | 0 | 0.012074 | 0 | 0.012074 | 0 | 0 | 76.8959 | 0 | 76.8959 | 0.005954 | 5.2295e-05 | 0.00066148 | 0.0066585 | 0.012074 | 0.55149 | 0.00075164 | 0 | 0 | 0.0074101 | 0.012074 | 0.61375
HtPmpHt-K-12-NR | Glass-K-12-HtPmpHt-code to al40-NR | 30 | 0.040309 | 0.070145 | 0 | 0 | ExCOMM | 0.47693 | 0.46383 | 0.043382 | 4.8163e-06 | 1.0384e-05 |  |  | 0.055129 | 0 | 0 | 0 | 0 | 0 | 0.055129 | 0 | 0.055129 | 0 | 0 | 93.5055 | 0 | 93.5055 | 0.022357 | 0.00019637 | 0.0024839 | 0.025003 | 0.055129 | 0.45353 | 0.0028224 | 0 | 0 | 0.027825 | 0.055129 | 0.50473
HtPmpHt-University-NR | Glass-University-HtPmpHt-code to al40-NR | 30 | 0.057735 | 0.038674 | 0 | 0 | ExCOMM | 0.47693 | 0.46383 | 0.062138 | 6.8985e-06 | 1.4873e-05 |  |  | 0.030395 | 0 | 0 | 0 | 0 | 0 | 0.030395 | 0 | 0.030395 | 0 | 0 | 35.9934 | 0 | 35.9934 | 0.032023 | 0.00028126 | 0.0035577 | 0.035812 | 0.030395 | 1.1782 | 0.0040426 | 0 | 0 | 0.039854 | 0.030395 | 1.3112
HtPmpHt-Warehouse-NR | Glass-Warehouse-HtPmpHt-code to al40-NR | 30 | -0.0040803 | 0.055885 | 0 | 0 | ExCOMM | 0.47693 | 0.46383 | -0.0043914 | -4.8754e-07 | -1.0511e-06 |  |  | 0.043922 | 0 | 0 | 0 | 0 | 0 | 0.043922 | 0 | 0.043922 | 0 | 0 | -735.9402 | 0 | -735.9402 | -0.0022632 | -1.9877e-05 | -0.00025143 | -0.0025309 | 0.043922 | -0.057623 | -0.0002857 | 0 | 0 | -0.0028166 | 0.043922 | -0.064128
HtPmpHt-Supermarket-NR | Glass-Supermarket-HtPmpHt-code to al40-NR | 30 | 0.0017432 | 0.0026084 | 0 | 0 | ExCOMM | 0.47693 | 0.46383 | 0.0018761 | 2.0828e-07 | 4.4905e-07 |  |  | 0.00205 | 0 | 0 | 0 | 0 | 0 | 0.00205 | 0 | 0.00205 | 0 | 0 | 80.4053 | 0 | 80.4053 | 0.00096684 | 8.4919e-06 | 0.00010741 | 0.0010812 | 0.00205 | 0.52742 | 0.00012205 | 0 | 0 | 0.0012033 | 0.00205 | 0.58696
HtPmpHt-MIniMart-NR | Glass-MIniMart-HtPmpHt-code to al40-NR | 30 | 0.0027883 | 0.0042901 | 0 | 0 | ExCOMM | 0.47693 | 0.46383 | 0.0030009 | 3.3316e-07 | 7.1829e-07 |  |  | 0.0033717 | 0 | 0 | 0 | 0 | 0 | 0.0033717 | 0 | 0.0033717 | 0 | 0 | 82.6739 | 0 | 82.6739 | 0.0015465 | 1.3583e-05 | 0.00017182 | 0.0017295 | 0.0033717 | 0.51295 | 0.00019524 | 0 | 0 | 0.0019248 | 0.0033717 | 0.57085
HtPmpHt-Restaurant-NR | Glass-Restaurant-HtPmpHt-code to al40-NR | 30 | 0.0014741 | 0.030448 | 0 | 0 | ExCOMM | 0.47693 | 0.46383 | 0.0015865 | 1.7614e-07 | 3.7975e-07 |  |  | 0.02393 | 0 | 0 | 0 | 0 | 0 | 0.02393 | 0 | 0.02393 | 0 | 0 | 1109.8344 | 0 | 1109.8344 | 0.00081763 | 7.1813e-06 | 9.0837e-05 | 0.00091437 | 0.02393 | 0.038211 | 0.00010322 | 0 | 0 | 0.0010176 | 0.02393 | 0.042524
HtPmpHt-Lodging-NR | Glass-Lodging-HtPmpHt-code to al40-NR | 30 | 0.11019 | 0.1828 | 0 | 0 | ExCOMM | 0.47693 | 0.46383 | 0.11859 | 1.3166e-05 | 2.8385e-05 |  |  | 0.14367 | 0 | 0 | 0 | 0 | 0 | 0.14367 | 0 | 0.14367 | 0 | 0 | 89.1402 | 0 | 89.1402 | 0.061116 | 0.00053679 | 0.0067899 | 0.068347 | 0.14367 | 0.47574 | 0.0077153 | 0 | 0 | 0.076062 | 0.14367 | 0.52944
HtPmpHt-Hospital-NR | Glass-Hospital-HtPmpHt-code to al40-NR | 30 | 0.0064963 | 0.0035858 | 0 | 0 | ExCOMM | 0.47693 | 0.46383 | 0.0069916 | 7.7621e-07 | 1.6735e-06 |  |  | 0.0028182 | 0 | 0 | 0 | 0 | 0 | 0.0028182 | 0 | 0.0028182 | 0 | 0 | 29.6593 | 0 | 29.6593 | 0.0036032 | 3.1647e-05 | 0.0004003 | 0.0040295 | 0.0028182 | 1.4298 | 0.00045486 | 0 | 0 | 0.0044843 | 0.0028182 | 1.5912
HtPmpHt-OtherHealth-NR | Glass-OtherHealth-HtPmpHt-code to al40-NR | 30 | 0.11807 | 0.054746 | 0 | 0 | ExCOMM | 0.47693 | 0.46383 | 0.12707 | 1.4107e-05 | 3.0415e-05 |  |  | 0.043026 | 0 | 0 | 0 | 0 | 0 | 0.043026 | 0 | 0.043026 | 0 | 0 | 24.9149 | 0 | 24.9149 | 0.065487 | 0.00057518 | 0.0072754 | 0.073235 | 0.043026 | 1.7021 | 0.0082671 | 0 | 0 | 0.081502 | 0.043026 | 1.8942
HtPmpHt-Other-NR | Glass-Other-HtPmpHt-code to al40-NR | 30 | 0.17596 | 0.28933 | 0 | 0 | ExCOMM | 0.47693 | 0.46383 | 0.18938 | 2.1025e-05 | 4.5329e-05 |  |  | 0.22739 | 0 | 0 | 0 | 0 | 0 | 0.22739 | 0 | 0.22739 | 0 | 0 | 88.3523 | 0 | 88.3523 | 0.097597 | 0.00085721 | 0.010843 | 0.10914 | 0.22739 | 0.47998 | 0.012321 | 0 | 0 | 0.12147 | 0.22739 | 0.53416
HtPmpHt-Large Off-NR | Glass-Large Off-HtPmpHt-code to al36-NR | 30 | 0.0046743 | 0.0075783 | 0 | 0 | ExCOMM | 0.47693 | 0.46383 | 0.0050307 | 5.5851e-07 | 1.2041e-06 |  |  | 0.005956 | 0 | 0 | 0 | 0 | 0 | 0.005956 | 0 | 0.005956 | 0 | 0 | 87.1165 | 0 | 87.1165 | 0.0025926 | 2.2771e-05 | 0.00028803 | 0.0028993 | 0.005956 | 0.48679 | 0.00032729 | 0 | 0 | 0.0032266 | 0.005956 | 0.54174
HtPmpHt-Medium Off-NR | Glass-Medium Off-HtPmpHt-code to al36-NR | 30 | 0.004869 | 0.0080095 | 0 | 0 | ExCOMM | 0.47693 | 0.46383 | 0.0052403 | 5.8178e-07 | 1.2543e-06 |  |  | 0.0062949 | 0 | 0 | 0 | 0 | 0 | 0.0062949 | 0 | 0.0062949 | 0 | 0 | 88.3896 | 0 | 88.3896 | 0.0027006 | 2.372e-05 | 0.00030003 | 0.0030201 | 0.0062949 | 0.47978 | 0.00034093 | 0 | 0 | 0.0033611 | 0.0062949 | 0.53394
HtPmpHt-Small Off-NR | Glass-Small Off-HtPmpHt-code to al36-NR | 30 | 0.0031467 | 0.013037 | 0 | 0 | ExCOMM | 0.47693 | 0.46383 | 0.0033866 | 3.7598e-07 | 8.1061e-07 |  |  | 0.010246 | 0 | 0 | 0 | 0 | 0 | 0.010246 | 0 | 0.010246 | 0 | 0 | 222.6158 | 0 | 222.6158 | 0.0017453 | 1.5329e-05 | 0.0001939 | 0.0019518 | 0.010246 | 0.1905 | 0.00022033 | 0 | 0 | 0.0021721 | 0.010246 | 0.212
HtPmpHt-Big Box-NR | Glass-Big Box-HtPmpHt-code to al36-NR | 30 | 0.00030077 | 0.00090188 | 0 | 0 | ExCOMM | 0.47693 | 0.46383 | 0.0003237 | 3.5938e-08 | 7.748e-08 |  |  | 0.00070882 | 0 | 0 | 0 | 0 | 0 | 0.00070882 | 0 | 0.00070882 | 0 | 0 | 161.123 | 0 | 161.1231 | 0.00016682 | 1.4652e-06 | 1.8534e-05 | 0.00018656 | 0.00070882 | 0.2632 | 2.106e-05 | 0 | 0 | 0.00020762 | 0.00070882 | 0.29291
HtPmpHt-Small Box-NR | Glass-Small Box-HtPmpHt-code to al36-NR | 30 | 0.00028535 | 0.0018991 | 0 | 0 | ExCOMM | 0.47693 | 0.46383 | 0.00030711 | 3.4096e-08 | 7.3509e-08 |  |  | 0.0014926 | 0 | 0 | 0 | 0 | 0 | 0.0014926 | 0 | 0.0014926 | 0 | 0 | 357.614 | 0 | 357.614 | 0.00015827 | 1.3901e-06 | 1.7584e-05 | 0.000177 | 0.0014926 | 0.11858 | 1.998e-05 | 0 | 0 | 0.00019698 | 0.0014926 | 0.13197
HtPmpHt-High End-NR | Glass-High End-HtPmpHt-code to al36-NR | 30 | 0.00018543 | 0.0012218 | 0 | 0 | ExCOMM | 0.47693 | 0.46383 | 0.00019957 | 2.2157e-08 | 4.7769e-08 |  |  | 0.00096025 | 0 | 0 | 0 | 0 | 0 | 0.00096025 | 0 | 0.00096025 | 0 | 0 | 354.0387 | 0 | 354.0387 | 0.00010285 | 9.0335e-07 | 1.1427e-05 | 0.00011502 | 0.00096025 | 0.11978 | 1.2984e-05 | 0 | 0 | 0.000128 | 0.00096025 | 0.1333
HtPmpHt-Anchor-NR | Glass-Anchor-HtPmpHt-code to al36-NR | 30 | 0.00013972 | 0.00041897 | 0 | 0 | ExCOMM | 0.47693 | 0.46383 | 0.00015038 | 1.6695e-08 | 3.5993e-08 |  |  | 0.00032928 | 0 | 0 | 0 | 0 | 0 | 0.00032928 | 0 | 0.00032928 | 0 | 0 | 161.1233 | 0 | 161.1233 | 7.7497e-05 | 6.8066e-07 | 8.6097e-06 | 8.6666e-05 | 0.00032928 | 0.2632 | 9.7832e-06 | 0 | 0 | 9.6449e-05 | 0.00032928 | 0.29291
HtPmpHt-K-12-NR | Glass-K-12-HtPmpHt-code to al36-NR | 30 | 0.00067582 | 0.0028058 | 0 | 0 | ExCOMM | 0.47693 | 0.46383 | 0.00072735 | 8.0751e-08 | 1.741e-07 |  |  | 0.0022052 | 0 | 0 | 0 | 0 | 0 | 0.0022052 | 0 | 0.0022052 | 0 | 0 | 223.0836 | 0 | 223.0836 | 0.00037484 | 3.2923e-06 | 4.1644e-05 | 0.00041919 | 0.0022052 | 0.1901 | 4.732e-05 | 0 | 0 | 0.00046651 | 0.0022052 | 0.21156
HtPmpHt-University-NR | Glass-University-HtPmpHt-code to al36-NR | 30 | 0.00062976 | 0.0010548 | 0 | 0 | ExCOMM | 0.47693 | 0.46383 | 0.00067778 | 7.5248e-08 | 1.6223e-07 |  |  | 0.00082896 | 0 | 0 | 0 | 0 | 0 | 0.00082896 | 0 | 0.00082896 | 0 | 0 | 89.9945 | 0 | 89.9945 | 0.0003493 | 3.0679e-06 | 3.8806e-05 | 0.00039063 | 0.00082896 | 0.47122 | 4.4095e-05 | 0 | 0 | 0.00043472 | 0.00082896 | 0.52442
HtPmpHt-Warehouse-NR | Glass-Warehouse-HtPmpHt-code to al36-NR | 30 | 0.00014264 | 0.0022354 | 0 | 0 | ExCOMM | 0.47693 | 0.46383 | 0.00015352 | 1.7044e-08 | 3.6745e-08 |  |  | 0.0017569 | 0 | 0 | 0 | 0 | 0 | 0.0017569 | 0 | 0.0017569 | 0 | 0 | 842.0748 | 0 | 842.0748 | 7.9116e-05 | 6.9489e-07 | 8.7897e-06 | 8.8477e-05 | 0.0017569 | 0.050361 | 9.9877e-06 | 0 | 0 | 9.8465e-05 | 0.0017569 | 0.056046
HtPmpHt-Supermarket-NR | Glass-Supermarket-HtPmpHt-code to al36-NR | 30 | 3.3129e-05 | 0.00010434 | 0 | 0 | ExCOMM | 0.47693 | 0.46383 | 3.5655e-05 | 3.9585e-09 | 8.5344e-09 |  |  | 8.2002e-05 | 0 | 0 | 0 | 0 | 0 | 8.2002e-05 | 0 | 8.2002e-05 | 0 | 0 | 169.2257 | 0 | 169.2257 | 1.8375e-05 | 1.6139e-07 | 2.0415e-06 | 2.0549e-05 | 8.2002e-05 | 0.2506 | 2.3197e-06 | 0 | 0 | 2.2869e-05 | 8.2002e-05 | 0.27889
HtPmpHt-MIniMart-NR | Glass-MIniMart-HtPmpHt-code to al36-NR | 30 | 5.344e-05 | 0.00017161 | 0 | 0 | ExCOMM | 0.47693 | 0.46383 | 5.7514e-05 | 6.3853e-09 | 1.3766e-08 |  |  | 0.00013487 | 0 | 0 | 0 | 0 | 0 | 0.00013487 | 0 | 0.00013487 | 0 | 0 | 172.5474 | 0 | 172.5474 | 2.964e-05 | 2.6033e-07 | 3.293e-06 | 3.3147e-05 | 0.00013487 | 0.24577 | 3.7418e-06 | 0 | 0 | 3.6889e-05 | 0.00013487 | 0.27352
HtPmpHt-Restaurant-NR | Glass-Restaurant-HtPmpHt-code to al36-NR | 30 | 0.00011826 | 0.0012179 | 0 | 0 | ExCOMM | 0.47693 | 0.46383 | 0.00012727 | 1.413e-08 | 3.0464e-08 |  |  | 0.00095719 | 0 | 0 | 0 | 0 | 0 | 0.00095719 | 0 | 0.00095719 | 0 | 0 | 553.3888 | 0 | 553.3888 | 6.5591e-05 | 5.7609e-07 | 7.287e-06 | 7.3351e-05 | 0.00095719 | 0.076632 | 8.2802e-06 | 0 | 0 | 8.1632e-05 | 0.00095719 | 0.085283
HtPmpHt-Lodging-NR | Glass-Lodging-HtPmpHt-code to al36-NR | 30 | 0.0021691 | 0.0073119 | 0 | 0 | ExCOMM | 0.47693 | 0.46383 | 0.0023345 | 2.5918e-07 | 5.5878e-07 |  |  | 0.0057466 | 0 | 0 | 0 | 0 | 0 | 0.0057466 | 0 | 0.0057466 | 0 | 0 | 181.1268 | 0 | 181.1268 | 0.0012031 | 1.0567e-05 | 0.00013366 | 0.0013455 | 0.0057466 | 0.23413 | 0.00015188 | 0 | 0 | 0.0014973 | 0.0057466 | 0.26056
HtPmpHt-Hospital-NR | Glass-Hospital-HtPmpHt-code to al36-NR | 30 | 6.7643e-05 | 9.7794e-05 | 0 | 0 | ExCOMM | 0.47693 | 0.46383 | 7.2801e-05 | 8.0824e-09 | 1.7425e-08 |  |  | 7.6859e-05 | 0 | 0 | 0 | 0 | 0 | 7.6859e-05 | 0 | 7.6859e-05 | 0 | 0 | 77.6832 | 0 | 77.6832 | 3.7519e-05 | 3.2953e-07 | 4.1682e-06 | 4.1958e-05 | 7.6859e-05 | 0.5459 | 4.7363e-06 | 0 | 0 | 4.6694e-05 | 7.6859e-05 | 0.60753
HtPmpHt-OtherHealth-NR | Glass-OtherHealth-HtPmpHt-code to al36-NR | 30 | 0.0016698 | 0.0021898 | 0 | 0 | ExCOMM | 0.47693 | 0.46383 | 0.0017971 | 1.9952e-07 | 4.3016e-07 |  |  | 0.0017211 | 0 | 0 | 0 | 0 | 0 | 0.0017211 | 0 | 0.0017211 | 0 | 0 | 70.4669 | 0 | 70.4669 | 0.00092616 | 8.1346e-06 | 0.00010289 | 0.0010357 | 0.0017211 | 0.60181 | 0.00011692 | 0 | 0 | 0.0011527 | 0.0017211 | 0.66974
HtPmpHt-Other-NR | Glass-Other-HtPmpHt-code to al36-NR | 30 | 0.002796 | 0.0093837 | 0 | 0 | ExCOMM | 0.47693 | 0.46383 | 0.0030092 | 3.3409e-07 | 7.2028e-07 |  |  | 0.0073749 | 0 | 0 | 0 | 0 | 0 | 0.0073749 | 0 | 0.0073749 | 0 | 0 | 180.3315 | 0 | 180.3315 | 0.0015508 | 1.3621e-05 | 0.00017229 | 0.0017343 | 0.0073749 | 0.23516 | 0.00019578 | 0 | 0 | 0.0019301 | 0.0073749 | 0.26171
ElecHt-Large Off-NR | Glass-Large Off-ElecHt-codet to al45tint-NR | 30 | 0.010382 | 0.001827 | 0 | 0 | ExCOMM | 0.47693 | 0.46383 | 0.011174 | 1.2405e-06 | 2.6745e-06 |  |  | 0.0014359 | 0 | 0 | 0 | 0 | 0 | 0.0014359 | 0 | 0.0014359 | 0 | 0 | 9.4557 | 0 | 9.4557 | 0.0057584 | 5.0576e-05 | 0.00063974 | 0.0064397 | 0.0014359 | 4.4849 | 0.00072694 | 0 | 0 | 0.0071666 | 0.0014359 | 4.9911
ElecHt-Medium Off-NR | Glass-Medium Off-ElecHt-codet to al45tint-NR | 30 | 0.0050132 | 0.00095655 | 0 | 0 | ExCOMM | 0.47693 | 0.46383 | 0.0053955 | 5.9901e-07 | 1.2914e-06 |  |  | 0.00075178 | 0 | 0 | 0 | 0 | 0 | 0.00075178 | 0 | 0.00075178 | 0 | 0 | 10.2525 | 0 | 10.2525 | 0.0027806 | 2.4422e-05 | 0.00030892 | 0.0031096 | 0.00075178 | 4.1363 | 0.00035102 | 0 | 0 | 0.0034606 | 0.00075178 | 4.6032
ElecHt-Small Off-NR | Glass-Small Off-ElecHt-codet to al45tint-NR | 30 | 0.0040918 | 0.0015081 | 0 | 0 | ExCOMM | 0.47693 | 0.46383 | 0.0044038 | 4.8891e-07 | 1.0541e-06 |  |  | 0.0011853 | 0 | 0 | 0 | 0 | 0 | 0.0011853 | 0 | 0.0011853 | 0 | 0 | 19.8044 | 0 | 19.8044 | 0.0022695 | 1.9933e-05 | 0.00025214 | 0.002538 | 0.0011853 | 2.1413 | 0.0002865 | 0 | 0 | 0.0028245 | 0.0011853 | 2.383
ElecHt-Big Box-NR | Glass-Big Box-ElecHt-codet to al45tint-NR | 30 | 1.8356e-05 | 1.055e-05 | 0 | 0 | ExCOMM | 0.47693 | 0.46383 | 1.9756e-05 | 2.1933e-09 | 4.7287e-09 |  |  | 8.2912e-06 | 0 | 0 | 0 | 0 | 0 | 8.2912e-06 | 0 | 8.2912e-06 | 0 | 0 | 30.8811 | 0 | 30.8811 | 1.0181e-05 | 8.9423e-08 | 1.1311e-06 | 1.1386e-05 | 8.2912e-06 | 1.3733 | 1.2853e-06 | 0 | 0 | 1.2671e-05 | 8.2912e-06 | 1.5283
ElecHt-Small Box-NR | Glass-Small Box-ElecHt-codet to al45tint-NR | 30 | -6.1386e-05 | 0.00032362 | 0 | 0 | ExCOMM | 0.47693 | 0.46383 | -6.6067e-05 | -7.3348e-09 | -1.5813e-08 |  |  | 0.00025434 | 0 | 0 | 0 | 0 | 0 | 0.00025434 | 0 | 0.00025434 | 0 | 0 | -283.2737 | 0 | -283.2737 | -3.4048e-05 | -2.9905e-07 | -3.7826e-06 | -3.8076e-05 | 0.00025434 | -0.1497 | -4.2982e-06 | 0 | 0 | -4.2374e-05 | 0.00025434 | -0.1666
ElecHt-High End-NR | Glass-High End-ElecHt-codet to al45tint-NR | 30 | -6.4291e-05 | 0.00027379 | 0 | 0 | ExCOMM | 0.47693 | 0.46383 | -6.9193e-05 | -7.6818e-09 | -1.6562e-08 |  |  | 0.00021518 | 0 | 0 | 0 | 0 | 0 | 0.00021518 | 0 | 0.00021518 | 0 | 0 | -228.8251 | 0 | -228.8251 | -3.5659e-05 | -3.132e-07 | -3.9616e-06 | -3.9878e-05 | 0.00021518 | -0.18533 | -4.5016e-06 | 0 | 0 | -4.438e-05 | 0.00021518 | -0.20625
ElecHt-Anchor-NR | Glass-Anchor-ElecHt-codet to al45tint-NR | 30 | 6.5156e-05 | 3.7446e-05 | 0 | 0 | ExCOMM | 0.47693 | 0.46383 | 7.0124e-05 | 7.7852e-09 | 1.6785e-08 |  |  | 2.943e-05 | 0 | 0 | 0 | 0 | 0 | 2.943e-05 | 0 | 2.943e-05 | 0 | 0 | 30.8815 | 0 | 30.8815 | 3.6139e-05 | 3.1741e-07 | 4.0149e-06 | 4.0414e-05 | 2.943e-05 | 1.3732 | 4.5622e-06 | 0 | 0 | 4.4977e-05 | 2.943e-05 | 1.5282
ElecHt-K-12-NR | Glass-K-12-ElecHt-codet to al45tint-NR | 30 | 6.4839e-05 | 0.00016677 | 0 | 0 | ExCOMM | 0.47693 | 0.46383 | 6.9783e-05 | 7.7473e-09 | 1.6703e-08 |  |  | 0.00013107 | 0 | 0 | 0 | 0 | 0 | 0.00013107 | 0 | 0.00013107 | 0 | 0 | 138.204 | 0 | 138.204 | 3.5963e-05 | 3.1587e-07 | 3.9954e-06 | 4.0218e-05 | 0.00013107 | 0.30685 | 4.54e-06 | 0 | 0 | 4.4758e-05 | 0.00013107 | 0.34148
ElecHt-University-NR | Glass-University-ElecHt-codet to al45tint-NR | 30 | 0.00046869 | 0.00013184 | 0 | 0 | ExCOMM | 0.47693 | 0.46383 | 0.00050443 | 5.6002e-08 | 1.2074e-07 |  |  | 0.00010362 | 0 | 0 | 0 | 0 | 0 | 0.00010362 | 0 | 0.00010362 | 0 | 0 | 15.1153 | 0 | 15.1153 | 0.00025996 | 2.2832e-06 | 2.8881e-05 | 0.00029072 | 0.00010362 | 2.8056 | 3.2817e-05 | 0 | 0 | 0.00032353 | 0.00010362 | 3.1223
ElecHt-Warehouse-NR | Glass-Warehouse-ElecHt-codet to al45tint-NR | 30 | 0.00011199 | 0.00034186 | 0 | 0 | ExCOMM | 0.47693 | 0.46383 | 0.00012053 | 1.3381e-08 | 2.8849e-08 |  |  | 0.00026868 | 0 | 0 | 0 | 0 | 0 | 0.00026868 | 0 | 0.00026868 | 0 | 0 | 164.026 | 0 | 164.026 | 6.2115e-05 | 5.4556e-07 | 6.9009e-06 | 6.9464e-05 | 0.00026868 | 0.25854 | 7.8414e-06 | 0 | 0 | 7.7306e-05 | 0.00026868 | 0.28773
ElecHt-Supermarket-NR | Glass-Supermarket-ElecHt-codet to al45tint-NR | 30 | 2.1577e-05 | 1.0485e-05 | 0 | 0 | ExCOMM | 0.47693 | 0.46383 | 2.3222e-05 | 2.5781e-09 | 5.5583e-09 |  |  | 8.2402e-06 | 0 | 0 | 0 | 0 | 0 | 8.2402e-06 | 0 | 8.2402e-06 | 0 | 0 | 26.11 | 0 | 26.11 | 1.1968e-05 | 1.0511e-07 | 1.3296e-06 | 1.3384e-05 | 8.2402e-06 | 1.6242 | 1.5108e-06 | 0 | 0 | 1.4894e-05 | 8.2402e-06 | 1.8075
ElecHt-MIniMart-NR | Glass-MIniMart-ElecHt-codet to al45tint-NR | 30 | 8.4133e-05 | 6.4082e-05 | 0 | 0 | ExCOMM | 0.47693 | 0.46383 | 9.0548e-05 | 1.0053e-08 | 2.1673e-08 |  |  | 5.0364e-05 | 0 | 0 | 0 | 0 | 0 | 5.0364e-05 | 0 | 5.0364e-05 | 0 | 0 | 40.9271 | 0 | 40.9271 | 4.6665e-05 | 4.0986e-07 | 5.1843e-06 | 5.2186e-05 | 5.0364e-05 | 1.0362 | 5.8909e-06 | 0 | 0 | 5.8077e-05 | 5.0364e-05 | 1.1531
ElecHt-Restaurant-NR | Glass-Restaurant-ElecHt-codet to al45tint-NR | 30 | 5.2708e-05 | 0.00012467 | 0 | 0 | ExCOMM | 0.47693 | 0.46383 | 5.6727e-05 | 6.2978e-09 | 1.3578e-08 |  |  | 9.7984e-05 | 0 | 0 | 0 | 0 | 0 | 9.7984e-05 | 0 | 9.7984e-05 | 0 | 0 | 127.0973 | 0 | 127.0973 | 2.9235e-05 | 2.5677e-07 | 3.2479e-06 | 3.2693e-05 | 9.7984e-05 | 0.33366 | 3.6906e-06 | 0 | 0 | 3.6384e-05 | 9.7984e-05 | 0.37133
ElecHt-Lodging-NR | Glass-Lodging-ElecHt-codet to al45tint-NR | 30 | 0.0028035 | 0.0014663 | 0 | 0 | ExCOMM | 0.47693 | 0.46383 | 0.0030173 | 3.3498e-07 | 7.2221e-07 |  |  | 0.0011524 | 0 | 0 | 0 | 0 | 0 | 0.0011524 | 0 | 0.0011524 | 0 | 0 | 28.103 | 0 | 28.103 | 0.001555 | 1.3657e-05 | 0.00017275 | 0.001739 | 0.0011524 | 1.509 | 0.0001963 | 0 | 0 | 0.0019353 | 0.0011524 | 1.6793
ElecHt-Hospital-NR | Glass-Hospital-ElecHt-codet to al45tint-NR | 30 | 0.00020963 | 3.6673e-05 | 0 | 0 | ExCOMM | 0.47693 | 0.46383 | 0.00022561 | 2.5047e-08 | 5.4001e-08 |  |  | 2.8822e-05 | 0 | 0 | 0 | 0 | 0 | 2.8822e-05 | 0 | 2.8822e-05 | 0 | 0 | 9.4003 | 0 | 9.4003 | 0.00011627 | 1.0212e-06 | 1.2917e-05 | 0.00013003 | 2.8822e-05 | 4.5113 | 1.4678e-05 | 0 | 0 | 0.0001447 | 2.8822e-05 | 5.0206
ElecHt-OtherHealth-NR | Glass-OtherHealth-ElecHt-codet to al45tint-NR | 30 | 0.0064707 | 0.0011651 | 0 | 0 | ExCOMM | 0.47693 | 0.46383 | 0.0069641 | 7.7316e-07 | 1.6669e-06 |  |  | 0.00091565 | 0 | 0 | 0 | 0 | 0 | 0.00091565 | 0 | 0.00091565 | 0 | 0 | 9.6746 | 0 | 9.6746 | 0.003589 | 3.1523e-05 | 0.00039873 | 0.0040136 | 0.00091565 | 4.3834 | 0.00045308 | 0 | 0 | 0.0044667 | 0.00091565 | 4.8782
ElecHt-Other-NR | Glass-Other-ElecHt-codet to al45tint-NR | 30 | 0.00099766 | 0.001146 | 0 | 0 | ExCOMM | 0.47693 | 0.46383 | 0.0010737 | 1.1921e-07 | 2.57e-07 |  |  | 0.00090069 | 0 | 0 | 0 | 0 | 0 | 0.00090069 | 0 | 0.00090069 | 0 | 0 | 61.7236 | 0 | 61.7236 | 0.00055335 | 4.8602e-06 | 6.1476e-05 | 0.00061882 | 0.00090069 | 0.68705 | 6.9856e-05 | 0 | 0 | 0.00068868 | 0.00090069 | 0.76461
ElecHt-Large Off-NR | Glass-Large Off-ElecHt-codet to al40tint-NR | 30 | 2.5409 | 0.80387 | 0 | 0 | ExCOMM | 0.47693 | 0.46383 | 2.7347 | 0.00030361 | 0.00065456 |  |  | 0.63179 | 0 | 0 | 0 | 0 | 0 | 0.63179 | 0 | 0.63179 | 0 | 0 | 16.9994 | 0 | 16.9994 | 1.4093 | 0.012378 | 0.15657 | 1.5761 | 0.63179 | 2.4946 | 0.17791 | 0 | 0 | 1.754 | 0.63179 | 2.7762
ElecHt-Medium Off-NR | Glass-Medium Off-ElecHt-codet to al40tint-NR | 30 | 1.2638 | 0.42088 | 0 | 0 | ExCOMM | 0.47693 | 0.46383 | 1.3602 | 0.00015101 | 0.00032557 |  |  | 0.33078 | 0 | 0 | 0 | 0 | 0 | 0.33078 | 0 | 0.33078 | 0 | 0 | 17.894 | 0 | 17.894 | 0.70099 | 0.0061569 | 0.077879 | 0.78393 | 0.33078 | 2.3699 | 0.088493 | 0 | 0 | 0.87242 | 0.33078 | 2.6375
ElecHt-Small Off-NR | Glass-Small Off-ElecHt-codet to al40tint-NR | 30 | 0.87094 | 0.45244 | 0 | 0 | ExCOMM | 0.47693 | 0.46383 | 0.93735 | 0.00010406 | 0.00022436 |  |  | 0.35558 | 0 | 0 | 0 | 0 | 0 | 0.35558 | 0 | 0.35558 | 0 | 0 | 27.9132 | 0 | 27.9132 | 0.48307 | 0.0042428 | 0.053668 | 0.54022 | 0.35558 | 1.5193 | 0.060982 | 0 | 0 | 0.6012 | 0.35558 | 1.6908
ElecHt-Big Box-NR | Glass-Big Box-ElecHt-codet to al40tint-NR | 30 | 0.0056678 | 0.0039033 | 0 | 0 | ExCOMM | 0.47693 | 0.46383 | 0.0061 | 6.7722e-07 | 1.4601e-06 |  |  | 0.0030677 | 0 | 0 | 0 | 0 | 0 | 0.0030677 | 0 | 0.0030677 | 0 | 0 | 37.0051 | 0 | 37.0051 | 0.0031436 | 2.7611e-05 | 0.00034925 | 0.0035156 | 0.0030677 | 1.146 | 0.00039685 | 0 | 0 | 0.0039124 | 0.0030677 | 1.2754
ElecHt-Small Box-NR | Glass-Small Box-ElecHt-codet to al40tint-NR | 30 | 0.070387 | 0.097086 | 0 | 0 | ExCOMM | 0.47693 | 0.46383 | 0.075754 | 8.4102e-06 | 1.8132e-05 |  |  | 0.076303 | 0 | 0 | 0 | 0 | 0 | 0.076303 | 0 | 0.076303 | 0 | 0 | 74.1149 | 0 | 74.1149 | 0.03904 | 0.00034289 | 0.0043373 | 0.043659 | 0.076303 | 0.57219 | 0.0049284 | 0 | 0 | 0.048588 | 0.076303 | 0.63678
ElecHt-High End-NR | Glass-High End-ElecHt-codet to al40tint-NR | 30 | 0.0581 | 0.082136 | 0 | 0 | ExCOMM | 0.47693 | 0.46383 | 0.06253 | 6.9421e-06 | 1.4967e-05 |  |  | 0.064553 | 0 | 0 | 0 | 0 | 0 | 0.064553 | 0 | 0.064553 | 0 | 0 | 75.9619 | 0 | 75.9619 | 0.032225 | 0.00028304 | 0.0035802 | 0.036038 | 0.064553 | 0.55827 | 0.0040681 | 0 | 0 | 0.040106 | 0.064553 | 0.62129
ElecHt-Anchor-NR | Glass-Anchor-ElecHt-codet to al40tint-NR | 30 | 0.023924 | 0.016476 | 0 | 0 | ExCOMM | 0.47693 | 0.46383 | 0.025748 | 2.8586e-06 | 6.1631e-06 |  |  | 0.012949 | 0 | 0 | 0 | 0 | 0 | 0.012949 | 0 | 0.012949 | 0 | 0 | 37.0054 | 0 | 37.0054 | 0.01327 | 0.00011655 | 0.0014742 | 0.01484 | 0.012949 | 1.146 | 0.0016752 | 0 | 0 | 0.016515 | 0.012949 | 1.2753
ElecHt-K-12-NR | Glass-K-12-ElecHt-codet to al40tint-NR | 30 | 0.036657 | 0.050031 | 0 | 0 | ExCOMM | 0.47693 | 0.46383 | 0.039452 | 4.38e-06 | 9.4431e-06 |  |  | 0.039321 | 0 | 0 | 0 | 0 | 0 | 0.039321 | 0 | 0.039321 | 0 | 0 | 73.337 | 0 | 73.337 | 0.020332 | 0.00017858 | 0.0022588 | 0.022737 | 0.039321 | 0.57825 | 0.0025667 | 0 | 0 | 0.025304 | 0.039321 | 0.64353
ElecHt-University-NR | Glass-University-ElecHt-codet to al40tint-NR | 30 | 0.14267 | 0.058011 | 0 | 0 | ExCOMM | 0.47693 | 0.46383 | 0.15355 | 1.7047e-05 | 3.6753e-05 |  |  | 0.045593 | 0 | 0 | 0 | 0 | 0 | 0.045593 | 0 | 0.045593 | 0 | 0 | 21.8483 | 0 | 21.8483 | 0.079133 | 0.00069503 | 0.0087915 | 0.088496 | 0.045593 | 1.941 | 0.0099898 | 0 | 0 | 0.098485 | 0.045593 | 2.1601
ElecHt-Warehouse-NR | Glass-Warehouse-ElecHt-codet to al40tint-NR | 30 | 0.022223 | 0.10256 | 0 | 0 | ExCOMM | 0.47693 | 0.46383 | 0.023917 | 2.6553e-06 | 5.7247e-06 |  |  | 0.080604 | 0 | 0 | 0 | 0 | 0 | 0.080604 | 0 | 0.080604 | 0 | 0 | 247.9807 | 0 | 247.9807 | 0.012326 | 0.00010826 | 0.0013694 | 0.013784 | 0.080604 | 0.17101 | 0.001556 | 0 | 0 | 0.01534 | 0.080604 | 0.19032
ElecHt-Supermarket-NR | Glass-Supermarket-ElecHt-codet to al40tint-NR | 30 | 0.0048998 | 0.0031454 | 0 | 0 | ExCOMM | 0.47693 | 0.46383 | 0.0052734 | 5.8545e-07 | 1.2622e-06 |  |  | 0.0024721 | 0 | 0 | 0 | 0 | 0 | 0.0024721 | 0 | 0.0024721 | 0 | 0 | 34.4937 | 0 | 34.4937 | 0.0027177 | 2.387e-05 | 0.00030193 | 0.0030392 | 0.0024721 | 1.2294 | 0.00034308 | 0 | 0 | 0.0033823 | 0.0024721 | 1.3682
ElecHt-MIniMart-NR | Glass-MIniMart-ElecHt-codet to al40tint-NR | 30 | 0.025185 | 0.019225 | 0 | 0 | ExCOMM | 0.47693 | 0.46383 | 0.027105 | 3.0092e-06 | 6.4878e-06 |  |  | 0.015109 | 0 | 0 | 0 | 0 | 0 | 0.015109 | 0 | 0.015109 | 0 | 0 | 41.0168 | 0 | 41.0168 | 0.013969 | 0.00012269 | 0.0015519 | 0.015621 | 0.015109 | 1.0339 | 0.0017634 | 0 | 0 | 0.017385 | 0.015109 | 1.1506
ElecHt-Restaurant-NR | Glass-Restaurant-ElecHt-codet to al40tint-NR | 30 | 0.025733 | 0.037402 | 0 | 0 | ExCOMM | 0.47693 | 0.46383 | 0.027695 | 3.0747e-06 | 6.629e-06 |  |  | 0.029395 | 0 | 0 | 0 | 0 | 0 | 0.029395 | 0 | 0.029395 | 0 | 0 | 78.0988 | 0 | 78.0988 | 0.014273 | 0.00012536 | 0.0015857 | 0.015961 | 0.029395 | 0.543 | 0.0018018 | 0 | 0 | 0.017763 | 0.029395 | 0.60429
ElecHt-Lodging-NR | Glass-Lodging-ElecHt-codet to al40tint-NR | 30 | 0.66388 | 0.43988 | 0 | 0 | ExCOMM | 0.47693 | 0.46383 | 0.71451 | 7.9325e-05 | 0.00017102 |  |  | 0.34572 | 0 | 0 | 0 | 0 | 0 | 0.34572 | 0 | 0.34572 | 0 | 0 | 35.6028 | 0 | 35.6028 | 0.36822 | 0.0032341 | 0.040909 | 0.41179 | 0.34572 | 1.1911 | 0.046485 | 0 | 0 | 0.45828 | 0.34572 | 1.3256
ElecHt-Hospital-NR | Glass-Hospital-ElecHt-codet to al40tint-NR | 30 | 0.052329 | 0.016136 | 0 | 0 | ExCOMM | 0.47693 | 0.46383 | 0.056319 | 6.2525e-06 | 1.348e-05 |  |  | 0.012682 | 0 | 0 | 0 | 0 | 0 | 0.012682 | 0 | 0.012682 | 0 | 0 | 16.569 | 0 | 16.569 | 0.029024 | 0.00025492 | 0.0032245 | 0.032458 | 0.012682 | 2.5594 | 0.003664 | 0 | 0 | 0.036122 | 0.012682 | 2.8484
ElecHt-OtherHealth-NR | Glass-OtherHealth-ElecHt-codet to al40tint-NR | 30 | 1.1377 | 0.34952 | 0 | 0 | ExCOMM | 0.47693 | 0.46383 | 1.2244 | 0.00013593 | 0.00029307 |  |  | 0.27469 | 0 | 0 | 0 | 0 | 0 | 0.27469 | 0 | 0.27469 | 0 | 0 | 16.5081 | 0 | 16.5081 | 0.631 | 0.0055421 | 0.070103 | 0.70566 | 0.27469 | 2.5689 | 0.079658 | 0 | 0 | 0.78531 | 0.27469 | 2.8589
ElecHt-Other-NR | Glass-Other-ElecHt-codet to al40tint-NR | 30 | 0.49312 | 0.42403 | 0 | 0 | ExCOMM | 0.47693 | 0.46383 | 0.53072 | 5.8921e-05 | 0.00012703 |  |  | 0.33326 | 0 | 0 | 0 | 0 | 0 | 0.33326 | 0 | 0.33326 | 0 | 0 | 46.2046 | 0 | 46.2046 | 0.27351 | 0.0024023 | 0.030386 | 0.30587 | 0.33326 | 0.91782 | 0.034528 | 0 | 0 | 0.3404 | 0.33326 | 1.0214
ElecHt-Large Off-NR | Glass-Large Off-ElecHt-codet to al36tint-NR | 30 | 0.023957 | 0.016443 | 0 | 0 | ExCOMM | 0.47693 | 0.46383 | 0.025783 | 2.8625e-06 | 6.1714e-06 |  |  | 0.012923 | 0 | 0 | 0 | 0 | 0 | 0.012923 | 0 | 0.012923 | 0 | 0 | 36.8798 | 0 | 36.8798 | 0.013288 | 0.00011671 | 0.0014762 | 0.01486 | 0.012923 | 1.1499 | 0.0016774 | 0 | 0 | 0.016537 | 0.012923 | 1.2797
ElecHt-Medium Off-NR | Glass-Medium Off-ElecHt-codet to al36tint-NR | 30 | 0.012051 | 0.0086089 | 0 | 0 | ExCOMM | 0.47693 | 0.46383 | 0.01297 | 1.44e-06 | 3.1045e-06 |  |  | 0.006766 | 0 | 0 | 0 | 0 | 0 | 0.006766 | 0 | 0.006766 | 0 | 0 | 38.3841 | 0 | 38.3841 | 0.0066843 | 5.8709e-05 | 0.00074262 | 0.0074752 | 0.006766 | 1.1048 | 0.00084383 | 0 | 0 | 0.0083191 | 0.006766 | 1.2295
ElecHt-Small Off-NR | Glass-Small Off-ElecHt-codet to al36tint-NR | 30 | 0.01268 | 0.013573 | 0 | 0 | ExCOMM | 0.47693 | 0.46383 | 0.013647 | 1.5151e-06 | 3.2665e-06 |  |  | 0.010667 | 0 | 0 | 0 | 0 | 0 | 0.010667 | 0 | 0.010667 | 0 | 0 | 57.5169 | 0 | 57.5169 | 0.007033 | 6.1772e-05 | 0.00078136 | 0.0078652 | 0.010667 | 0.7373 | 0.00088785 | 0 | 0 | 0.008753 | 0.010667 | 0.82053
ElecHt-Big Box-NR | Glass-Big Box-ElecHt-codet to al36tint-NR | 30 | 7.0676e-05 | 9.4946e-05 | 0 | 0 | ExCOMM | 0.47693 | 0.46383 | 7.6065e-05 | 8.4447e-09 | 1.8207e-08 |  |  | 7.4621e-05 | 0 | 0 | 0 | 0 | 0 | 7.4621e-05 | 0 | 7.4621e-05 | 0 | 0 | 72.185 | 0 | 72.185 | 3.92e-05 | 3.443e-07 | 4.3551e-06 | 4.3838e-05 | 7.4621e-05 | 0.58748 | 4.9487e-06 | 0 | 0 | 4.8787e-05 | 7.4621e-05 | 0.6538
ElecHt-Small Box-NR | Glass-Small Box-ElecHt-codet to al36tint-NR | 30 | 0.0012514 | 0.0029126 | 0 | 0 | ExCOMM | 0.47693 | 0.46383 | 0.0013468 | 1.4952e-07 | 3.2236e-07 |  |  | 0.0022891 | 0 | 0 | 0 | 0 | 0 | 0.0022891 | 0 | 0.0022891 | 0 | 0 | 125.0647 | 0 | 125.0647 | 0.00069407 | 6.0961e-06 | 7.711e-05 | 0.00077619 | 0.0022891 | 0.33908 | 8.762e-05 | 0 | 0 | 0.00086381 | 0.0022891 | 0.37736
ElecHt-High End-NR | Glass-High End-ElecHt-codet to al36tint-NR | 30 | 0.001046 | 0.0024641 | 0 | 0 | ExCOMM | 0.47693 | 0.46383 | 0.0011258 | 1.2498e-07 | 2.6946e-07 |  |  | 0.0019366 | 0 | 0 | 0 | 0 | 0 | 0.0019366 | 0 | 0.0019366 | 0 | 0 | 126.5795 | 0 | 126.5795 | 0.00058016 | 5.0956e-06 | 6.4455e-05 | 0.00064881 | 0.0019366 | 0.33503 | 7.324e-05 | 0 | 0 | 0.00072205 | 0.0019366 | 0.37285
ElecHt-Anchor-NR | Glass-Anchor-ElecHt-codet to al36tint-NR | 30 | 0.00025087 | 0.00033702 | 0 | 0 | ExCOMM | 0.47693 | 0.46383 | 0.00027 | 2.9975e-08 | 6.4625e-08 |  |  | 0.00026487 | 0 | 0 | 0 | 0 | 0 | 0.00026487 | 0 | 0.00026487 | 0 | 0 | 72.1853 | 0 | 72.1853 | 0.00013914 | 1.2221e-06 | 1.5459e-05 | 0.00015561 | 0.00026487 | 0.58748 | 1.7566e-05 | 0 | 0 | 0.00017317 | 0.00026487 | 0.6538
ElecHt-K-12-NR | Glass-K-12-ElecHt-codet to al36tint-NR | 30 | 0.00062129 | 0.0015009 | 0 | 0 | ExCOMM | 0.47693 | 0.46383 | 0.00066867 | 7.4236e-08 | 1.6005e-07 |  |  | 0.0011796 | 0 | 0 | 0 | 0 | 0 | 0.0011796 | 0 | 0.0011796 | 0 | 0 | 129.8083 | 0 | 129.8083 | 0.0003446 | 3.0267e-06 | 3.8285e-05 | 0.00038537 | 0.0011796 | 0.32669 | 4.3503e-05 | 0 | 0 | 0.00042888 | 0.0011796 | 0.36357
ElecHt-University-NR | Glass-University-ElecHt-codet to al36tint-NR | 30 | 0.0014188 | 0.0011866 | 0 | 0 | ExCOMM | 0.47693 | 0.46383 | 0.001527 | 1.6952e-07 | 3.6549e-07 |  |  | 0.00093258 | 0 | 0 | 0 | 0 | 0 | 0.00093258 | 0 | 0.00093258 | 0 | 0 | 44.9399 | 0 | 44.9399 | 0.00078692 | 6.9116e-06 | 8.7426e-05 | 0.00088003 | 0.00093258 | 0.94365 | 9.9341e-05 | 0 | 0 | 0.00097937 | 0.00093258 | 1.0502
ElecHt-Warehouse-NR | Glass-Warehouse-ElecHt-codet to al36tint-NR | 30 | 0.00065323 | 0.0030767 | 0 | 0 | ExCOMM | 0.47693 | 0.46383 | 0.00070304 | 7.8052e-08 | 1.6828e-07 |  |  | 0.0024181 | 0 | 0 | 0 | 0 | 0 | 0.0024181 | 0 | 0.0024181 | 0 | 0 | 253.0831 | 0 | 253.0831 | 0.00036232 | 3.1823e-06 | 4.0253e-05 | 0.00040519 | 0.0024181 | 0.16756 | 4.5739e-05 | 0 | 0 | 0.00045092 | 0.0024181 | 0.18648
ElecHt-Supermarket-NR | Glass-Supermarket-ElecHt-codet to al36tint-NR | 30 | 7.3582e-05 | 9.4362e-05 | 0 | 0 | ExCOMM | 0.47693 | 0.46383 | 7.9193e-05 | 8.792e-09 | 1.8955e-08 |  |  | 7.4162e-05 | 0 | 0 | 0 | 0 | 0 | 7.4162e-05 | 0 | 7.4162e-05 | 0 | 0 | 68.9073 | 0 | 68.9073 | 4.0812e-05 | 3.5846e-07 | 4.5342e-06 | 4.5641e-05 | 7.4162e-05 | 0.61543 | 5.1522e-06 | 0 | 0 | 5.0793e-05 | 7.4162e-05 | 0.6849
ElecHt-MIniMart-NR | Glass-MIniMart-ElecHt-codet to al36tint-NR | 30 | 0.00040188 | 0.00057674 | 0 | 0 | ExCOMM | 0.47693 | 0.46383 | 0.00043252 | 4.8019e-08 | 1.0353e-07 |  |  | 0.00045328 | 0 | 0 | 0 | 0 | 0 | 0.00045328 | 0 | 0.00045328 | 0 | 0 | 77.1123 | 0 | 77.1123 | 0.0002229 | 1.9578e-06 | 2.4764e-05 | 0.00024928 | 0.00045328 | 0.54994 | 2.8139e-05 | 0 | 0 | 0.00027742 | 0.00045328 | 0.61202
ElecHt-Restaurant-NR | Glass-Restaurant-ElecHt-codet to al36tint-NR | 30 | 0.00042687 | 0.0011221 | 0 | 0 | ExCOMM | 0.47693 | 0.46383 | 0.00045942 | 5.1005e-08 | 1.0997e-07 |  |  | 0.00088186 | 0 | 0 | 0 | 0 | 0 | 0.00088186 | 0 | 0.00088186 | 0 | 0 | 141.2396 | 0 | 141.2396 | 0.00023677 | 2.0795e-06 | 2.6304e-05 | 0.00026478 | 0.00088186 | 0.30025 | 2.9889e-05 | 0 | 0 | 0.00029467 | 0.00088186 | 0.33415
ElecHt-Lodging-NR | Glass-Lodging-ElecHt-codet to al36tint-NR | 30 | 0.010076 | 0.013196 | 0 | 0 | ExCOMM | 0.47693 | 0.46383 | 0.010844 | 1.2039e-06 | 2.5956e-06 |  |  | 0.010371 | 0 | 0 | 0 | 0 | 0 | 0.010371 | 0 | 0.010371 | 0 | 0 | 70.374 | 0 | 70.374 | 0.0055886 | 4.9085e-05 | 0.00062089 | 0.0062499 | 0.010371 | 0.6026 | 0.00070551 | 0 | 0 | 0.0069554 | 0.010371 | 0.67062
ElecHt-Hospital-NR | Glass-Hospital-ElecHt-codet to al36tint-NR | 30 | 0.00048759 | 0.00033005 | 0 | 0 | ExCOMM | 0.47693 | 0.46383 | 0.00052477 | 5.826e-08 | 1.2561e-07 |  |  | 0.0002594 | 0 | 0 | 0 | 0 | 0 | 0.0002594 | 0 | 0.0002594 | 0 | 0 | 36.3726 | 0 | 36.3726 | 0.00027044 | 2.3753e-06 | 3.0045e-05 | 0.00030244 | 0.0002594 | 1.1659 | 3.4141e-05 | 0 | 0 | 0.00033658 | 0.0002594 | 1.2975
ElecHt-OtherHealth-NR | Glass-OtherHealth-ElecHt-codet to al36tint-NR | 30 | 0.015438 | 0.010485 | 0 | 0 | ExCOMM | 0.47693 | 0.46383 | 0.016615 | 1.8446e-06 | 3.9769e-06 |  |  | 0.0082408 | 0 | 0 | 0 | 0 | 0 | 0.0082408 | 0 | 0.0082408 | 0 | 0 | 36.4961 | 0 | 36.4961 | 0.0085625 | 7.5205e-05 | 0.00095128 | 0.0095756 | 0.0082408 | 1.162 | 0.0010809 | 0 | 0 | 0.010657 | 0.0082408 | 1.2931
ElecHt-Other-NR | Glass-Other-ElecHt-codet to al36tint-NR | 30 | 0.006679 | 0.010314 | 0 | 0 | ExCOMM | 0.47693 | 0.46383 | 0.0071883 | 7.9804e-07 | 1.7206e-06 |  |  | 0.0081062 | 0 | 0 | 0 | 0 | 0 | 0.0081062 | 0 | 0.0081062 | 0 | 0 | 82.9786 | 0 | 82.9786 | 0.0037045 | 3.2537e-05 | 0.00041156 | 0.0041428 | 0.0081062 | 0.51106 | 0.00046766 | 0 | 0 | 0.0046105 | 0.0081062 | 0.56876
GasHt-Large Off-NR | Glass-Large Off-GasHt-codet to al45tint-NR | 30 | 0.0067447 | 0.0017502 | -6.1632e-05 | 0 | SmComCAC | 0.17 | 0 | 0.007259 | 0 | 4.8744e-06 |  |  | 0.0013755 | 0 | 0 | -0.0008376 | 0 | 0 | 0.0013755 | -0.0008376 | 0.0005379 | 0 | 0 | 13.943 | -8.4905 | 5.4525 | 0.0052639 | 0 | 0.00063529 | 0.0058992 | 0.0013755 | 4.2888 | 0.0013249 | 0 | 0 | 0.0072241 | 0.0005379 | 13.4303
GasHt-Medium Off-NR | Glass-Medium Off-GasHt-codet to al45tint-NR | 30 | 0.0065521 | 0.0019202 | -6.7622e-05 | 0 | SmComCAC | 0.17 | 0 | 0.0070517 | 0 | 4.7352e-06 |  |  | 0.0015092 | 0 | 0 | -0.000919 | 0 | 0 | 0.0015092 | -0.000919 | 0.00059017 | 0 | 0 | 15.7476 | -9.5894 | 6.1582 | 0.0051136 | 0 | 0.00061715 | 0.0057308 | 0.0015092 | 3.7973 | 0.0012871 | 0 | 0 | 0.0070178 | 0.00059017 | 11.8912
GasHt-Small Off-NR | Glass-Small Off-GasHt-codet to al45tint-NR | 30 | 0.014844 | 0.003964 | 7.8744e-05 | 0 | SmComCAC | 0.17 | 0 | 0.015976 | 0 | 1.0728e-05 |  |  | 0.0031154 | 0 | 0 | 0.0010702 | 0 | 0 | 0.0031154 | 0.0010702 | 0.0041855 | 0 | 0 | 14.3485 | 4.9288 | 19.2774 | 0.011585 | 0 | 0.0013982 | 0.012984 | 0.0031154 | 4.1676 | 0.002916 | 0 | 0 | 0.0159 | 0.0041855 | 3.7987
GasHt-Big Box-NR | Glass-Big Box-GasHt-codet to al45tint-NR | 30 | 0.0007984 | 0.00041873 | 1.3443e-06 | 0 | SmComCAC | 0.17 | 0 | 0.00085928 | 0 | 5.7701e-07 |  |  | 0.00032909 | 0 | 0 | 1.827e-05 | 0 | 0 | 0.00032909 | 1.827e-05 | 0.00034736 | 0 | 0 | 28.1807 | 1.5645 | 29.7452 | 0.00062312 | 0 | 7.5202e-05 | 0.00069832 | 0.00032909 | 2.122 | 0.00015683 | 0 | 0 | 0.00085515 | 0.00034736 | 2.4619
GasHt-Small Box-NR | Glass-Small Box-GasHt-codet to al45tint-NR | 30 | 0.0010838 | 0.0011582 | 2.5099e-05 | 0 | SmComCAC | 0.17 | 0 | 0.0011664 | 0 | 7.8324e-07 |  |  | 0.00091024 | 0 | 0 | 0.0003411 | 0 | 0 | 0.00091024 | 0.0003411 | 0.0012513 | 0 | 0 | 57.4221 | 21.5181 | 78.9401 | 0.00084583 | 0 | 0.00010208 | 0.00094791 | 0.00091024 | 1.0414 | 0.00021289 | 0 | 0 | 0.0011608 | 0.0012513 | 0.92765
GasHt-High End-NR | Glass-High End-GasHt-codet to al45tint-NR | 30 | 0.001084 | 0.0012172 | 2.6377e-05 | 0 | SmComCAC | 0.17 | 0 | 0.0011667 | 0 | 7.8343e-07 |  |  | 0.0009566 | 0 | 0 | 0.00035847 | 0 | 0 | 0.0009566 | 0.00035847 | 0.0013151 | 0 | 0 | 60.3321 | 22.6086 | 82.9407 | 0.00084603 | 0 | 0.00010211 | 0.00094814 | 0.0009566 | 0.99115 | 0.00021294 | 0 | 0 | 0.0011611 | 0.0013151 | 0.8829
GasHt-Anchor-NR | Glass-Anchor-GasHt-codet to al45tint-NR | 30 | 0.00017548 | 9.2034e-05 | 2.9548e-07 | 0 | SmComCAC | 0.17 | 0 | 0.00018886 | 0 | 1.2682e-07 |  |  | 7.2332e-05 | 0 | 0 | 4.0156e-06 | 0 | 0 | 7.2332e-05 | 4.0156e-06 | 7.6348e-05 | 0 | 0 | 28.1811 | 1.5645 | 29.7456 | 0.00013696 | 0 | 1.6529e-05 | 0.00015348 | 7.2332e-05 | 2.1219 | 3.4471e-05 | 0 | 0 | 0.00018796 | 7.6348e-05 | 2.4618
GasHt-K-12-NR | Glass-K-12-GasHt-codet to al45tint-NR | 30 | 9.8459e-05 | 0.0026543 | -1.7975e-05 | 0 | SmComCAC | 0.17 | 0 | 0.00010597 | 0 | 7.1157e-08 |  |  | 0.0020861 | 0 | 0 | -0.00024429 | 0 | 0 | 0.0020861 | -0.00024429 | 0.0018418 | 0 | 0 | 1448.5513 | -169.6322 | 1278.919 | 7.6843e-05 | 0 | 9.274e-06 | 8.6117e-05 | 0.0020861 | 0.041282 | 1.9341e-05 | 0 | 0 | 0.00010546 | 0.0018418 | 0.057258
GasHt-University-NR | Glass-University-GasHt-codet to al45tint-NR | 30 | 0.0019732 | 0.0011558 | -4.1119e-05 | 0 | SmComCAC | 0.17 | 0 | 0.0021237 | 0 | 1.4261e-06 |  |  | 0.00090836 | 0 | 0 | -0.00055882 | 0 | 0 | 0.00090836 | -0.00055882 | 0.00034955 | 0 | 0 | 31.473 | -19.3619 | 12.1111 | 0.00154 | 0 | 0.00018586 | 0.0017259 | 0.00090836 | 1.9 | 0.00038761 | 0 | 0 | 0.0021135 | 0.00034955 | 6.0464
GasHt-Warehouse-NR | Glass-Warehouse-GasHt-codet to al45tint-NR | 30 | 0.0022433 | 0.0025197 | 2.7303e-05 | 0 | SmComCAC | 0.17 | 0 | 0.0024144 | 0 | 1.6213e-06 |  |  | 0.0019803 | 0 | 0 | 0.00037105 | 0 | 0 | 0.0019803 | 0.00037105 | 0.0023514 | 0 | 0 | 60.3532 | 11.3082 | 71.6614 | 0.0017508 | 0 | 0.0002113 | 0.0019621 | 0.0019803 | 0.99081 | 0.00044067 | 0 | 0 | 0.0024028 | 0.0023514 | 1.0219
GasHt-Supermarket-NR | Glass-Supermarket-GasHt-codet to al45tint-NR | 30 | 0.00011273 | 5.0672e-05 | 1.6268e-07 | 0 | SmComCAC | 0.17 | 0 | 0.00012133 | 0 | 8.147e-08 |  |  | 3.9825e-05 | 0 | 0 | 2.2109e-06 | 0 | 0 | 3.9825e-05 | 2.2109e-06 | 4.2036e-05 | 0 | 0 | 24.1532 | 1.3409 | 25.494 | 8.798e-05 | 0 | 1.0618e-05 | 9.8599e-05 | 3.9825e-05 | 2.4758 | 2.2144e-05 | 0 | 0 | 0.00012074 | 4.2036e-05 | 2.8724
GasHt-MIniMart-NR | Glass-MIniMart-GasHt-codet to al45tint-NR | 30 | 0.00054024 | 0.00036512 | 1.1722e-06 | 0 | SmComCAC | 0.17 | 0 | 0.00058143 | 0 | 3.9043e-07 |  |  | 0.00028696 | 0 | 0 | 1.5931e-05 | 0 | 0 | 0.00028696 | 1.5931e-05 | 0.00030289 | 0 | 0 | 36.3152 | 2.0161 | 38.3313 | 0.00042163 | 0 | 5.0886e-05 | 0.00047252 | 0.00028696 | 1.6466 | 0.00010612 | 0 | 0 | 0.00057864 | 0.00030289 | 1.9104
GasHt-Restaurant-NR | Glass-Restaurant-GasHt-codet to al45tint-NR | 30 | 0.0023216 | 0.0011783 | 3.5111e-05 | 0 | SmComCAC | 0.17 | 0 | 0.0024986 | 0 | 1.6778e-06 |  |  | 0.00092609 | 0 | 0 | 0.00047718 | 0 | 0 | 0.00092609 | 0.00047718 | 0.0014033 | 0 | 0 | 27.2721 | 14.0523 | 41.3244 | 0.0018119 | 0 | 0.00021868 | 0.0020306 | 0.00092609 | 2.1927 | 0.00045605 | 0 | 0 | 0.0024866 | 0.0014033 | 1.772
GasHt-Lodging-NR | Glass-Lodging-GasHt-codet to al45tint-NR | 30 | 0.0028978 | 0.001394 | 4.4756e-06 | 0 | SmComCAC | 0.17 | 0 | 0.0031188 | 0 | 2.0943e-06 |  |  | 0.0010956 | 0 | 0 | 6.0825e-05 | 0 | 0 | 0.0010956 | 6.0825e-05 | 0.0011564 | 0 | 0 | 25.8489 | 1.435 | 27.2839 | 0.0022616 | 0 | 0.00027295 | 0.0025346 | 0.0010956 | 2.3134 | 0.00056924 | 0 | 0 | 0.0031038 | 0.0011564 | 2.6839
GasHt-Hospital-NR | Glass-Hospital-GasHt-codet to al45tint-NR | 30 | 0.0031861 | 0.0011735 | -6.7817e-05 | 0 | SmComCAC | 0.17 | 0 | 0.003429 | 0 | 2.3026e-06 |  |  | 0.00092231 | 0 | 0 | -0.00092166 | 0 | 0 | 0.00092231 | -0.00092166 | 6.5124e-07 | 0 | 0 | 19.7916 | -19.7776 | 0.013975 | 0.0024866 | 0 | 0.0003001 | 0.0027867 | 0.00092231 | 3.0214 | 0.00062585 | 0 | 0 | 0.0034125 | 6.5124e-07 | 5240.0723
GasHt-OtherHealth-NR | Glass-OtherHealth-GasHt-codet to al45tint-NR | 30 | 0.0030208 | 0.0021882 | -0.00017585 | 0 | SmComCAC | 0.17 | 0 | 0.0032512 | 0 | 2.1832e-06 |  |  | 0.0017197 | 0 | 0 | -0.0023898 | 0 | 0 | 0.0017197 | -0.0023898 | 0 | 0 | 0 | 38.9218 | -54.0875 | -15.1656 | 0.0023576 | 0 | 0.00028454 | 0.0026422 | 0.0017197 | 1.5364 | 0.0005934 | 0 | 0 | 0.0039056 | 0 | 9999
GasHt-Other-NR | Glass-Other-GasHt-codet to al45tint-NR | 30 | 0.0070179 | 0.0067657 | 2.1722e-05 | 0 | SmComCAC | 0.17 | 0 | 0.007553 | 0 | 5.0719e-06 |  |  | 0.0053174 | 0 | 0 | 0.0002952 | 0 | 0 | 0.0053174 | 0.0002952 | 0.0056126 | 0 | 0 | 51.8021 | 2.8759 | 54.678 | 0.0054772 | 0 | 0.00066103 | 0.0061382 | 0.0053174 | 9999 | 0.0013786 | 0 | 0 | 0.0075168 | 0.0056126 | 1.3393
GasHt-Large Off-NR | Glass-Large Off-GasHt-codet to al40tint-NR | 30 | 1.0619 | 0.77007 | -0.026423 | 0 | SmComCAC | 0.17 | 0 | 1.1428 | 0 | 0.00076741 |  |  | 0.60522 | 0 | 0 | -0.3591 | 0 | 0 | 0.60522 | -0.3591 | 0.24612 | 0 | 0 | 38.9674 | -23.1205 | 15.8468 | 0.82874 | 0 | 0.10002 | 0.92876 | 0.60522 | 1.5346 | 0.20859 | 0 | 0 | 1.1373 | 0.24612 | 4.621
GasHt-Medium Off-NR | Glass-Medium Off-GasHt-codet to al40tint-NR | 30 | 1.0315 | 0.8449 | -0.028991 | 0 | SmComCAC | 0.17 | 0 | 1.1102 | 0 | 0.0007455 |  |  | 0.66403 | 0 | 0 | -0.39399 | 0 | 0 | 0.66403 | -0.39399 | 0.27004 | 0 | 0 | 44.0109 | -26.113 | 17.8979 | 0.80507 | 0 | 0.097162 | 0.90224 | 0.66403 | 1.3587 | 0.20263 | 0 | 0 | 1.1049 | 0.27004 | 4.0915
GasHt-Small Off-NR | Glass-Small Off-GasHt-codet to al40tint-NR | 30 | 1.3784 | 1.1892 | -0.017538 | 0 | SmComCAC | 0.17 | 0 | 1.4835 | 0 | 0.00099614 |  |  | 0.93462 | 0 | 0 | -0.23835 | 0 | 0 | 0.93462 | -0.23835 | 0.69626 | 0 | 0 | 46.3584 | -11.8227 | 34.5357 | 1.0757 | 0 | 0.12983 | 1.2056 | 0.93462 | 1.2899 | 0.27076 | 0 | 0 | 1.4763 | 0.69626 | 2.1204
GasHt-Big Box-NR | Glass-Big Box-GasHt-codet to al40tint-NR | 30 | 0.098227 | 0.15493 | -0.0024404 | 0 | SmComCAC | 0.17 | 0 | 0.10572 | 0 | 7.0989e-05 |  |  | 0.12176 | 0 | 0 | -0.033166 | 0 | 0 | 0.12176 | -0.033166 | 0.088598 | 0 | 0 | 84.7507 | -23.0842 | 61.6666 | 0.076662 | 0 | 0.0092521 | 0.085914 | 0.12176 | 0.70558 | 0.019295 | 0 | 0 | 0.10521 | 0.088598 | 1.1875
GasHt-Small Box-NR | Glass-Small Box-GasHt-codet to al40tint-NR | 30 | 0.12699 | 0.34745 | -0.0024053 | 0 | SmComCAC | 0.17 | 0 | 0.13667 | 0 | 9.1774e-05 |  |  | 0.27307 | 0 | 0 | -0.032689 | 0 | 0 | 0.27307 | -0.032689 | 0.24038 | 0 | 0 | 147.0202 | -17.5994 | 129.4209 | 0.099107 | 0 | 0.011961 | 0.11107 | 0.27307 | 0.40674 | 0.024945 | 0 | 0 | 0.13601 | 0.24038 | 0.56582
GasHt-High End-NR | Glass-High End-GasHt-codet to al40tint-NR | 30 | 0.12702 | 0.36515 | -0.0025278 | 0 | SmComCAC | 0.17 | 0 | 0.1367 | 0 | 9.1795e-05 |  |  | 0.28698 | 0 | 0 | -0.034354 | 0 | 0 | 0.28698 | -0.034354 | 0.25263 | 0 | 0 | 154.471 | -18.4913 | 135.9798 | 0.099131 | 0 | 0.011964 | 0.11109 | 0.28698 | 0.38712 | 0.024951 | 0 | 0 | 0.13605 | 0.25263 | 0.53852
GasHt-Anchor-NR | Glass-Anchor-GasHt-codet to al40tint-NR | 30 | 0.025674 | 0.040495 | -0.00063786 | 0 | SmComCAC | 0.17 | 0 | 0.027632 | 0 | 1.8555e-05 |  |  | 0.031826 | 0 | 0 | -0.0086687 | 0 | 0 | 0.031826 | -0.0086687 | 0.023157 | 0 | 0 | 84.7518 | -23.0844 | 61.6674 | 0.020037 | 0 | 0.0024183 | 0.022456 | 0.031826 | 0.70557 | 0.0050433 | 0 | 0 | 0.027499 | 0.023157 | 1.1875
GasHt-K-12-NR | Glass-K-12-GasHt-codet to al40tint-NR | 30 | 0.023319 | 0.79629 | -0.010785 | 0 | SmComCAC | 0.17 | 0 | 0.025097 | 0 | 1.6853e-05 |  |  | 0.62583 | 0 | 0 | -0.14657 | 0 | 0 | 0.62583 | -0.14657 | 0.47925 | 0 | 0 | 1834.8317 | -429.735 | 1405.0966 | 0.0182 | 0 | 0.0021965 | 0.020396 | 0.62583 | 0.032591 | 0.0045807 | 0 | 0 | 0.024977 | 0.47925 | 0.052116
GasHt-University-NR | Glass-University-GasHt-codet to al40tint-NR | 30 | 0.32224 | 0.50854 | -0.017878 | 0 | SmComCAC | 0.17 | 0 | 0.34681 | 0 | 0.00023288 |  |  | 0.39968 | 0 | 0 | -0.24297 | 0 | 0 | 0.39968 | -0.24297 | 0.15671 | 0 | 0 | 84.799 | -51.5497 | 33.2494 | 0.25149 | 0 | 0.030352 | 0.28185 | 0.39968 | 0.70518 | 0.063299 | 0 | 0 | 0.34514 | 0.15671 | 2.2024
GasHt-Warehouse-NR | Glass-Warehouse-GasHt-codet to al40tint-NR | 30 | 0.21106 | 0.75592 | 0.00091009 | 0 | SmComCAC | 0.17 | 0 | 0.22715 | 0 | 0.00015253 |  |  | 0.5941 | 0 | 0 | 0.012368 | 0 | 0 | 0.5941 | 0.012368 | 0.60647 | 0 | 0 | 192.4488 | 4.0065 | 196.4554 | 0.16472 | 0 | 0.01988 | 0.1846 | 0.5941 | 0.31072 | 0.041459 | 0 | 0 | 0.22606 | 0.60647 | 0.37275
GasHt-Supermarket-NR | Glass-Supermarket-GasHt-codet to al40tint-NR | 30 | 0.011245 | 0.015202 | -0.00023945 | 0 | SmComCAC | 0.17 | 0 | 0.012103 | 0 | 8.1269e-06 |  |  | 0.011947 | 0 | 0 | -0.0032542 | 0 | 0 | 0.011947 | -0.0032542 | 0.0086932 | 0 | 0 | 72.6382 | -19.785 | 52.8533 | 0.0087764 | 0 | 0.0010592 | 0.0098356 | 0.011947 | 0.82324 | 0.002209 | 0 | 0 | 0.012045 | 0.0086932 | 1.3855
GasHt-MIniMart-NR | Glass-MIniMart-GasHt-codet to al40tint-NR | 30 | 0.053891 | 0.10954 | -0.0017254 | 0 | SmComCAC | 0.17 | 0 | 0.058 | 0 | 3.8947e-05 |  |  | 0.086088 | 0 | 0 | -0.023448 | 0 | 0 | 0.086088 | -0.023448 | 0.062639 | 0 | 0 | 109.2144 | -29.7475 | 79.4669 | 0.04206 | 0 | 0.0050761 | 0.047136 | 0.086088 | 0.54753 | 0.010586 | 0 | 0 | 0.057722 | 0.062639 | 0.9215
GasHt-Restaurant-NR | Glass-Restaurant-GasHt-codet to al40tint-NR | 30 | 0.23216 | 0.3535 | -0.0002128 | 0 | SmComCAC | 0.17 | 0 | 0.24986 | 0 | 0.00016778 |  |  | 0.27783 | 0 | 0 | -0.002892 | 0 | 0 | 0.27783 | -0.002892 | 0.27493 | 0 | 0 | 81.8164 | -0.85165 | 80.9648 | 0.18119 | 0 | 0.021868 | 0.20306 | 0.27783 | 0.73089 | 0.045605 | 0 | 0 | 0.24866 | 0.27493 | 0.90445
GasHt-Lodging-NR | Glass-Lodging-GasHt-codet to al40tint-NR | 30 | 0.28907 | 0.41821 | -0.0065875 | 0 | SmComCAC | 0.17 | 0 | 0.31111 | 0 | 0.00020891 |  |  | 0.32868 | 0 | 0 | -0.089526 | 0 | 0 | 0.32868 | -0.089526 | 0.23916 | 0 | 0 | 77.738 | -21.174 | 56.5639 | 0.22561 | 0 | 0.027228 | 0.25283 | 0.32868 | 0.76923 | 0.056784 | 0 | 0 | 0.30962 | 0.23916 | 1.2946
GasHt-Hospital-NR | Glass-Hospital-GasHt-codet to al40tint-NR | 30 | 0.5042 | 0.51635 | -0.022535 | 0 | SmComCAC | 0.17 | 0 | 0.54264 | 0 | 0.00036439 |  |  | 0.40582 | 0 | 0 | -0.30626 | 0 | 0 | 0.40582 | -0.30626 | 0.099557 | 0 | 0 | 55.0281 | -41.5283 | 13.4998 | 0.39351 | 0 | 0.047491 | 0.441 | 0.40582 | 1.0867 | 0.099043 | 0 | 0 | 0.54004 | 0.099557 | 5.4244
GasHt-OtherHealth-NR | Glass-OtherHealth-GasHt-codet to al40tint-NR | 30 | 0.33076 | 0.65645 | -0.034774 | 0 | SmComCAC | 0.17 | 0 | 0.35598 | 0 | 0.00023904 |  |  | 0.51592 | 0 | 0 | -0.47259 | 0 | 0 | 0.51592 | -0.47259 | 0.043327 | 0 | 0 | 106.6421 | -97.6863 | 8.9559 | 0.25814 | 0 | 0.031155 | 0.2893 | 0.51592 | 0.56074 | 0.064973 | 0 | 0 | 0.35427 | 0.043327 | 8.1766
GasHt-Other-NR | Glass-Other-GasHt-codet to al40tint-NR | 30 | 0.86341 | 2.5033 | -0.039431 | 0 | SmComCAC | 0.17 | 0 | 0.92925 | 0 | 0.00062399 |  |  | 1.9674 | 0 | 0 | -0.53588 | 0 | 0 | 1.9674 | -0.53588 | 1.4316 | 0 | 0 | 155.7899 | -42.4336 | 113.3563 | 0.67386 | 0 | 0.081326 | 0.75518 | 1.9674 | 0.38384 | 0.1696 | 0 | 0 | 0.92479 | 1.4316 | 0.646
GasHt-Large Off-NR | Glass-Large Off-GasHt-codet to al36tint-NR | 30 | 0.0078484 | 0.015751 | -0.00029078 | 0 | SmComCAC | 0.17 | 0 | 0.0084469 | 0 | 5.6721e-06 |  |  | 0.01238 | 0 | 0 | -0.0039518 | 0 | 0 | 0.01238 | -0.0039518 | 0.0084277 | 0 | 0 | 107.8395 | -34.4244 | 73.4151 | 0.0061253 | 0 | 0.00073925 | 0.0068646 | 0.01238 | 0.55451 | 0.0015417 | 0 | 0 | 0.0084063 | 0.0084277 | 0.99746
GasHt-Medium Off-NR | Glass-Medium Off-GasHt-codet to al36tint-NR | 30 | 0.0076243 | 0.017282 | -0.00031904 | 0 | SmComCAC | 0.17 | 0 | 0.0082056 | 0 | 5.5101e-06 |  |  | 0.013583 | 0 | 0 | -0.0043358 | 0 | 0 | 0.013583 | -0.0043358 | 0.0092467 | 0 | 0 | 121.7973 | -38.88 | 82.9173 | 0.0059504 | 0 | 0.00071814 | 0.0066686 | 0.013583 | 0.49097 | 0.0014977 | 0 | 0 | 0.0081662 | 0.0092467 | 0.88315
GasHt-Small Off-NR | Glass-Small Off-GasHt-codet to al36tint-NR | 30 | 0.013253 | 0.035676 | -0.00038656 | 0 | SmComCAC | 0.17 | 0 | 0.014264 | 0 | 9.5781e-06 |  |  | 0.028038 | 0 | 0 | -0.0052535 | 0 | 0 | 0.028038 | -0.0052535 | 0.022785 | 0 | 0 | 144.6411 | -27.1011 | 117.5401 | 0.010344 | 0 | 0.0012483 | 0.011592 | 0.028038 | 0.41343 | 0.0026034 | 0 | 0 | 0.014195 | 0.022785 | 0.62301
GasHt-Big Box-NR | Glass-Big Box-GasHt-codet to al36tint-NR | 30 | 0.00080022 | 0.0037686 | -3.8608e-05 | 0 | SmComCAC | 0.17 | 0 | 0.00086124 | 0 | 5.7832e-07 |  |  | 0.0029618 | 0 | 0 | -0.00052469 | 0 | 0 | 0.0029618 | -0.00052469 | 0.0024371 | 0 | 0 | 253.0497 | -44.828 | 208.2217 | 0.00062454 | 0 | 7.5374e-05 | 0.00069991 | 0.0029618 | 0.23631 | 0.00015719 | 0 | 0 | 0.0008571 | 0.0024371 | 0.35169
GasHt-Small Box-NR | Glass-Small Box-GasHt-codet to al36tint-NR | 30 | 0.0011111 | 0.010424 | -6.4838e-05 | 0 | SmComCAC | 0.17 | 0 | 0.0011959 | 0 | 8.0302e-07 |  |  | 0.0081922 | 0 | 0 | -0.00088117 | 0 | 0 | 0.0081922 | -0.00088117 | 0.007311 | 0 | 0 | 504.0694 | -54.2192 | 449.8503 | 0.00086719 | 0 | 0.00010466 | 0.00097185 | 0.0081922 | 0.11863 | 0.00021827 | 0 | 0 | 0.0011901 | 0.007311 | 0.16278
GasHt-High End-NR | Glass-High End-GasHt-codet to al36tint-NR | 30 | 0.0011114 | 0.010954 | -6.814e-05 | 0 | SmComCAC | 0.17 | 0 | 0.0011961 | 0 | 8.0321e-07 |  |  | 0.0086094 | 0 | 0 | -0.00092605 | 0 | 0 | 0.0086094 | -0.00092605 | 0.0076833 | 0 | 0 | 529.615 | -56.9669 | 472.6481 | 0.0008674 | 0 | 0.00010468 | 0.00097208 | 0.0086094 | 0.11291 | 0.00021832 | 0 | 0 | 0.0011904 | 0.0076833 | 0.15493
GasHt-Anchor-NR | Glass-Anchor-GasHt-codet to al36tint-NR | 30 | 0.00017588 | 0.00082831 | -8.4857e-06 | 0 | SmComCAC | 0.17 | 0 | 0.00018929 | 0 | 1.2711e-07 |  |  | 0.00065099 | 0 | 0 | -0.00011532 | 0 | 0 | 0.00065099 | -0.00011532 | 0.00053567 | 0 | 0 | 253.053 | -44.8286 | 208.2244 | 0.00013727 | 0 | 1.6566e-05 | 0.00015383 | 0.00065099 | 0.23631 | 3.4549e-05 | 0 | 0 | 0.00018838 | 0.00053567 | 0.35168
GasHt-K-12-NR | Glass-K-12-GasHt-codet to al36tint-NR | 30 | 0.00036663 | 0.023889 | -0.00018335 | 0 | SmComCAC | 0.17 | 0 | 0.00039459 | 0 | 2.6496e-07 |  |  | 0.018775 | 0 | 0 | -0.0024918 | 0 | 0 | 0.018775 | -0.0024918 | 0.016283 | 0 | 0 | 3501.092 | -464.6605 | 3036.4316 | 0.00028614 | 0 | 3.4533e-05 | 0.00032067 | 0.018775 | 0.01708 | 7.2019e-05 | 0 | 0 | 0.00039269 | 0.016283 | 0.024117
GasHt-University-NR | Glass-University-GasHt-codet to al36tint-NR | 30 | 0.0024431 | 0.010402 | -0.00019244 | 0 | SmComCAC | 0.17 | 0 | 0.0026294 | 0 | 1.7657e-06 |  |  | 0.0081753 | 0 | 0 | -0.0026154 | 0 | 0 | 0.0081753 | -0.0026154 | 0.0055599 | 0 | 0 | 228.7763 | -73.1885 | 155.5878 | 0.0019068 | 0 | 0.00023012 | 0.0021369 | 0.0081753 | 0.26138 | 0.00047992 | 0 | 0 | 0.0026168 | 0.0055599 | 0.47066
GasHt-Warehouse-NR | Glass-Warehouse-GasHt-codet to al36tint-NR | 30 | 0.001979 | 0.022678 | -5.4605e-05 | 0 | SmComCAC | 0.17 | 0 | 0.0021298 | 0 | 1.4302e-06 |  |  | 0.017823 | 0 | 0 | -0.0007421 | 0 | 0 | 0.017823 | -0.0007421 | 0.017081 | 0 | 0 | 615.748 | -25.6381 | 590.1099 | 0.0015445 | 0 | 0.0001864 | 0.0017309 | 0.017823 | 0.097115 | 0.00038874 | 0 | 0 | 0.0021196 | 0.017081 | 0.12409
GasHt-Supermarket-NR | Glass-Supermarket-GasHt-codet to al36tint-NR | 30 | 0.00011299 | 0.00045605 | -4.6721e-06 | 0 | SmComCAC | 0.17 | 0 | 0.0001216 | 0 | 8.1656e-08 |  |  | 0.00035842 | 0 | 0 | -6.3495e-05 | 0 | 0 | 0.00035842 | -6.3495e-05 | 0.00029493 | 0 | 0 | 216.8841 | -38.4213 | 178.4629 | 8.8181e-05 | 0 | 1.0642e-05 | 9.8823e-05 | 0.00035842 | 0.27572 | 2.2195e-05 | 0 | 0 | 0.00012102 | 0.00029493 | 0.41033
GasHt-MIniMart-NR | Glass-MIniMart-GasHt-codet to al36tint-NR | 30 | 0.00054147 | 0.0032861 | -3.3665e-05 | 0 | SmComCAC | 0.17 | 0 | 0.00058276 | 0 | 3.9132e-07 |  |  | 0.0025826 | 0 | 0 | -0.00045751 | 0 | 0 | 0.0025826 | -0.00045751 | 0.0021251 | 0 | 0 | 326.0937 | -57.7678 | 268.3258 | 0.0004226 | 0 | 5.1002e-05 | 0.0004736 | 0.0025826 | 0.18338 | 0.00010636 | 0 | 0 | 0.00057996 | 0.0021251 | 0.27291
GasHt-Restaurant-NR | Glass-Restaurant-GasHt-codet to al36tint-NR | 30 | 0.0023216 | 0.010605 | -3.2984e-05 | 0 | SmComCAC | 0.17 | 0 | 0.0024986 | 0 | 1.6778e-06 |  |  | 0.0083348 | 0 | 0 | -0.00044826 | 0 | 0 | 0.0083348 | -0.00044826 | 0.0078865 | 0 | 0 | 245.4492 | -13.2006 | 232.2486 | 0.0018119 | 0 | 0.00021868 | 0.0020306 | 0.0083348 | 0.24363 | 0.00045605 | 0 | 0 | 0.0024866 | 0.0078865 | 0.3153
GasHt-Lodging-NR | Glass-Lodging-GasHt-codet to al36tint-NR | 30 | 0.0029044 | 0.012546 | -0.00012853 | 0 | SmComCAC | 0.17 | 0 | 0.0031259 | 0 | 2.099e-06 |  |  | 0.0098605 | 0 | 0 | -0.0017468 | 0 | 0 | 0.0098605 | -0.0017468 | 0.0081137 | 0 | 0 | 232.111 | -41.1187 | 190.9923 | 0.0022668 | 0 | 0.00027357 | 0.0025404 | 0.0098605 | 0.25763 | 0.00057053 | 0 | 0 | 0.0031109 | 0.0081137 | 0.38341
GasHt-Hospital-NR | Glass-Hospital-GasHt-codet to al36tint-NR | 30 | 0.0037162 | 0.010562 | -0.00022888 | 0 | SmComCAC | 0.17 | 0 | 0.0039995 | 0 | 2.6857e-06 |  |  | 0.0083008 | 0 | 0 | -0.0031106 | 0 | 0 | 0.0083008 | -0.0031106 | 0.0051902 | 0 | 0 | 152.7148 | -57.2276 | 95.4872 | 0.0029003 | 0 | 0.00035003 | 0.0032503 | 0.0083008 | 0.39157 | 0.00072999 | 0 | 0 | 0.0039803 | 0.0051902 | 0.76689
GasHt-OtherHealth-NR | Glass-OtherHealth-GasHt-codet to al36tint-NR | 30 | 0.0035472 | 0.019693 | -0.00049 | 0 | SmComCAC | 0.17 | 0 | 0.0038177 | 0 | 2.5636e-06 |  |  | 0.015478 | 0 | 0 | -0.0066593 | 0 | 0 | 0.015478 | -0.0066593 | 0.0088184 | 0 | 0 | 298.3145 | -128.3503 | 169.9642 | 0.0027684 | 0 | 0.00033412 | 0.0031026 | 0.015478 | 0.20045 | 0.0006968 | 0 | 0 | 0.0037994 | 0.0088184 | 0.43085
GasHt-Other-NR | Glass-Other-GasHt-codet to al36tint-NR | 30 | 0.0070339 | 0.060892 | -0.00062381 | 0 | SmComCAC | 0.17 | 0 | 0.0075702 | 0 | 5.0834e-06 |  |  | 0.047857 | 0 | 0 | -0.0084778 | 0 | 0 | 0.047857 | -0.0084778 | 0.039379 | 0 | 0 | 465.1592 | -82.4034 | 382.7558 | 0.0054897 | 0 | 0.00066253 | 0.0061522 | 0.047857 | 0.12855 | 0.0013817 | 0 | 0 | 0.0075339 | 0.039379 | 0.19132
HtPmpHt-Large Off-NR | Glass-Large Off-HtPmpHt-codet to al45tint-NR | 30 | 0.0045168 | 0.00094729 | 0 | 0 | ExCOMM | 0.47693 | 0.46383 | 0.0048613 | 5.397e-07 | 1.1636e-06 |  |  | 0.0007445 | 0 | 0 | 0 | 0 | 0 | 0.0007445 | 0 | 0.0007445 | 0 | 0 | 11.2691 | 0 | 11.2691 | 0.0025053 | 2.2004e-05 | 0.00027833 | 0.0028017 | 0.0007445 | 3.7632 | 0.00031627 | 0 | 0 | 0.003118 | 0.0007445 | 4.188
HtPmpHt-Medium Off-NR | Glass-Medium Off-HtPmpHt-codet to al45tint-NR | 30 | 0.0043317 | 0.0010012 | 0 | 0 | ExCOMM | 0.47693 | 0.46383 | 0.004662 | 5.1757e-07 | 1.1159e-06 |  |  | 0.00078686 | 0 | 0 | 0 | 0 | 0 | 0.00078686 | 0 | 0.00078686 | 0 | 0 | 12.4194 | 0 | 12.4194 | 0.0024026 | 2.1102e-05 | 0.00026692 | 0.0026868 | 0.00078686 | 3.4146 | 0.0003033 | 0 | 0 | 0.0029901 | 0.00078686 | 3.8001
HtPmpHt-Small Off-NR | Glass-Small Off-HtPmpHt-codet to al45tint-NR | 30 | 0.005262 | 0.0016296 | 0 | 0 | ExCOMM | 0.47693 | 0.46383 | 0.0056632 | 6.2873e-07 | 1.3555e-06 |  |  | 0.0012807 | 0 | 0 | 0 | 0 | 0 | 0.0012807 | 0 | 0.0012807 | 0 | 0 | 16.6407 | 0 | 16.6407 | 0.0029186 | 2.5634e-05 | 0.00032425 | 0.0032639 | 0.0012807 | 2.5484 | 0.00036844 | 0 | 0 | 0.0036323 | 0.0012807 | 2.8361
HtPmpHt-Big Box-NR | Glass-Big Box-HtPmpHt-codet to al45tint-NR | 30 | 0.00020556 | 0.00011274 | 0 | 0 | ExCOMM | 0.47693 | 0.46383 | 0.00022123 | 2.4561e-08 | 5.2953e-08 |  |  | 8.8602e-05 | 0 | 0 | 0 | 0 | 0 | 8.8602e-05 | 0 | 8.8602e-05 | 0 | 0 | 29.4692 | 0 | 29.4692 | 0.00011401 | 1.0014e-06 | 1.2667e-05 | 0.0001275 | 8.8602e-05 | 1.439 | 1.4393e-05 | 0 | 0 | 0.0001419 | 8.8602e-05 | 1.6015
HtPmpHt-Small Box-NR | Glass-Small Box-HtPmpHt-codet to al45tint-NR | 30 | 8.8556e-05 | 0.00023739 | 0 | 0 | ExCOMM | 0.47693 | 0.46383 | 9.5308e-05 | 1.0581e-08 | 2.2813e-08 |  |  | 0.00018657 | 0 | 0 | 0 | 0 | 0 | 0.00018657 | 0 | 0.00018657 | 0 | 0 | 144.0428 | 0 | 144.0428 | 4.9118e-05 | 4.3141e-07 | 5.4569e-06 | 5.4929e-05 | 0.00018657 | 0.29441 | 6.2006e-06 | 0 | 0 | 6.113e-05 | 0.00018657 | 0.32764
HtPmpHt-High End-NR | Glass-High End-HtPmpHt-codet to al45tint-NR | 30 | 5.0078e-05 | 0.00015272 | 0 | 0 | ExCOMM | 0.47693 | 0.46383 | 5.3897e-05 | 5.9836e-09 | 1.2901e-08 |  |  | 0.00012003 | 0 | 0 | 0 | 0 | 0 | 0.00012003 | 0 | 0.00012003 | 0 | 0 | 163.8704 | 0 | 163.8704 | 2.7776e-05 | 2.4396e-07 | 3.0859e-06 | 3.1062e-05 | 0.00012003 | 0.25879 | 3.5064e-06 | 0 | 0 | 3.4569e-05 | 0.00012003 | 0.288
HtPmpHt-Anchor-NR | Glass-Anchor-HtPmpHt-codet to al45tint-NR | 30 | 9.549e-05 | 5.2371e-05 | 0 | 0 | ExCOMM | 0.47693 | 0.46383 | 0.00010277 | 1.141e-08 | 2.4599e-08 |  |  | 4.116e-05 | 0 | 0 | 0 | 0 | 0 | 4.116e-05 | 0 | 4.116e-05 | 0 | 0 | 29.4696 | 0 | 29.4696 | 5.2964e-05 | 4.6518e-07 | 5.8841e-06 | 5.923e-05 | 4.116e-05 | 1.439 | 6.6861e-06 | 0 | 0 | 6.5916e-05 | 4.116e-05 | 1.6015
HtPmpHt-K-12-NR | Glass-K-12-HtPmpHt-codet to al45tint-NR | 30 | 7.4685e-05 | 0.00035073 | 0 | 0 | ExCOMM | 0.47693 | 0.46383 | 8.038e-05 | 8.9238e-09 | 1.9239e-08 |  |  | 0.00027565 | 0 | 0 | 0 | 0 | 0 | 0.00027565 | 0 | 0.00027565 | 0 | 0 | 252.3333 | 0 | 252.3333 | 4.1424e-05 | 3.6383e-07 | 4.6021e-06 | 4.6325e-05 | 0.00027565 | 0.16806 | 5.2294e-06 | 0 | 0 | 5.1555e-05 | 0.00027565 | 0.18703
HtPmpHt-University-NR | Glass-University-HtPmpHt-codet to al45tint-NR | 30 | 0.00034689 | 0.00013184 | 0 | 0 | ExCOMM | 0.47693 | 0.46383 | 0.00037334 | 4.1449e-08 | 8.9362e-08 |  |  | 0.00010362 | 0 | 0 | 0 | 0 | 0 | 0.00010362 | 0 | 0.00010362 | 0 | 0 | 20.4225 | 0 | 20.4225 | 0.0001924 | 1.6899e-06 | 2.1376e-05 | 0.00021517 | 0.00010362 | 2.0765 | 2.4289e-05 | 0 | 0 | 0.00023946 | 0.00010362 | 2.3109
HtPmpHt-Warehouse-NR | Glass-Warehouse-HtPmpHt-codet to al45tint-NR | 30 | 0.00017016 | 0.00027943 | 0 | 0 | ExCOMM | 0.47693 | 0.46383 | 0.00018313 | 2.0331e-08 | 4.3833e-08 |  |  | 0.00021961 | 0 | 0 | 0 | 0 | 0 | 0.00021961 | 0 | 0.00021961 | 0 | 0 | 88.239 | 0 | 88.239 | 9.4377e-05 | 8.2892e-07 | 1.0485e-05 | 0.00010554 | 0.00021961 | 0.4806 | 1.1914e-05 | 0 | 0 | 0.00011746 | 0.00021961 | 0.53485
HtPmpHt-Supermarket-NR | Glass-Supermarket-HtPmpHt-codet to al45tint-NR | 30 | 2.7927e-05 | 1.3042e-05 | 0 | 0 | ExCOMM | 0.47693 | 0.46383 | 3.0057e-05 | 3.3369e-09 | 7.1943e-09 |  |  | 1.025e-05 | 0 | 0 | 0 | 0 | 0 | 1.025e-05 | 0 | 1.025e-05 | 0 | 0 | 25.0935 | 0 | 25.0935 | 1.549e-05 | 1.3605e-07 | 1.7209e-06 | 1.7323e-05 | 1.025e-05 | 1.69 | 1.9554e-06 | 0 | 0 | 1.9278e-05 | 1.025e-05 | 1.8807
HtPmpHt-MIniMart-NR | Glass-MIniMart-HtPmpHt-codet to al45tint-NR | 30 | 2.9951e-05 | 2.1451e-05 | 0 | 0 | ExCOMM | 0.47693 | 0.46383 | 3.2234e-05 | 3.5787e-09 | 7.7155e-09 |  |  | 1.6859e-05 | 0 | 0 | 0 | 0 | 0 | 1.6859e-05 | 0 | 1.6859e-05 | 0 | 0 | 38.4835 | 0 | 38.4835 | 1.6612e-05 | 1.4591e-07 | 1.8456e-06 | 1.8578e-05 | 1.6859e-05 | 1.102 | 2.0971e-06 | 0 | 0 | 2.0675e-05 | 1.6859e-05 | 1.2264
HtPmpHt-Restaurant-NR | Glass-Restaurant-HtPmpHt-codet to al45tint-NR | 30 | 0.00018215 | 0.00015224 | 0 | 0 | ExCOMM | 0.47693 | 0.46383 | 0.00019604 | 2.1765e-08 | 4.6924e-08 |  |  | 0.00011965 | 0 | 0 | 0 | 0 | 0 | 0.00011965 | 0 | 0.00011965 | 0 | 0 | 44.908 | 0 | 44.908 | 0.00010103 | 8.8738e-07 | 1.1224e-05 | 0.00011299 | 0.00011965 | 0.94432 | 1.2754e-05 | 0 | 0 | 0.00012574 | 0.00011965 | 1.0509
HtPmpHt-Lodging-NR | Glass-Lodging-HtPmpHt-codet to al45tint-NR | 30 | 0.0018237 | 0.00091398 | 0 | 0 | ExCOMM | 0.47693 | 0.46383 | 0.0019628 | 2.1791e-07 | 4.6981e-07 |  |  | 0.00071833 | 0 | 0 | 0 | 0 | 0 | 0.00071833 | 0 | 0.00071833 | 0 | 0 | 26.9288 | 0 | 26.9288 | 0.0010115 | 8.8844e-06 | 0.00011238 | 0.0011312 | 0.00071833 | 1.5748 | 0.0001277 | 0 | 0 | 0.0012589 | 0.00071833 | 1.7526
HtPmpHt-Hospital-NR | Glass-Hospital-HtPmpHt-codet to al45tint-NR | 30 | 5.1532e-05 | 1.2224e-05 | 0 | 0 | ExCOMM | 0.47693 | 0.46383 | 5.5461e-05 | 6.1573e-09 | 1.3275e-08 |  |  | 9.6074e-06 | 0 | 0 | 0 | 0 | 0 | 9.6074e-06 | 0 | 9.6074e-06 | 0 | 0 | 12.7464 | 0 | 12.7464 | 2.8582e-05 | 2.5104e-07 | 3.1754e-06 | 3.1964e-05 | 9.6074e-06 | 3.327 | 3.6082e-06 | 0 | 0 | 3.5572e-05 | 9.6074e-06 | 3.7026
HtPmpHt-OtherHealth-NR | Glass-OtherHealth-HtPmpHt-codet to al45tint-NR | 30 | 0.0009491 | 0.00027373 | 0 | 0 | ExCOMM | 0.47693 | 0.46383 | 0.0010215 | 1.134e-07 | 2.4449e-07 |  |  | 0.00021513 | 0 | 0 | 0 | 0 | 0 | 0.00021513 | 0 | 0.00021513 | 0 | 0 | 15.4971 | 0 | 15.4971 | 0.00052642 | 4.6236e-06 | 5.8484e-05 | 0.0005887 | 0.00021513 | 2.7365 | 6.6455e-05 | 0 | 0 | 0.00065516 | 0.00021513 | 3.0454
HtPmpHt-Other-NR | Glass-Other-HtPmpHt-codet to al45tint-NR | 30 | 0.0011189 | 0.001173 | 0 | 0 | ExCOMM | 0.47693 | 0.46383 | 0.0012042 | 1.3369e-07 | 2.8824e-07 |  |  | 0.00092187 | 0 | 0 | 0 | 0 | 0 | 0.00092187 | 0 | 0.00092187 | 0 | 0 | 56.3294 | 0 | 56.3294 | 0.0006206 | 5.4508e-06 | 6.8947e-05 | 0.00069403 | 0.00092187 | 0.75285 | 7.8345e-05 | 0 | 0 | 0.00077237 | 0.00092187 | 0.83783
HtPmpHt-Large Off-NR | Glass-Large Off-HtPmpHt-codet to al40tint-NR | 30 | 0.94611 | 0.41681 | 0 | 0 | ExCOMM | 0.47693 | 0.46383 | 1.0182 | 0.00011305 | 0.00024372 |  |  | 0.32758 | 0 | 0 | 0 | 0 | 0 | 0.32758 | 0 | 0.32758 | 0 | 0 | 23.672 | 0 | 23.672 | 0.52476 | 0.004609 | 0.0583 | 0.58685 | 0.32758 | 1.7915 | 0.066246 | 0 | 0 | 0.65309 | 0.32758 | 1.9937
HtPmpHt-Medium Off-NR | Glass-Medium Off-HtPmpHt-codet to al40tint-NR | 30 | 0.93032 | 0.44052 | 0 | 0 | ExCOMM | 0.47693 | 0.46383 | 1.0013 | 0.00011116 | 0.00023966 |  |  | 0.34622 | 0 | 0 | 0 | 0 | 0 | 0.34622 | 0 | 0.34622 | 0 | 0 | 25.4433 | 0 | 25.4433 | 0.51601 | 0.0045321 | 0.057327 | 0.57706 | 0.34622 | 1.6667 | 0.065141 | 0 | 0 | 0.6422 | 0.34622 | 1.8549
HtPmpHt-Small Off-NR | Glass-Small Off-HtPmpHt-codet to al40tint-NR | 30 | 0.75387 | 0.48888 | 0 | 0 | ExCOMM | 0.47693 | 0.46383 | 0.81135 | 9.0076e-05 | 0.0001942 |  |  | 0.38422 | 0 | 0 | 0 | 0 | 0 | 0.38422 | 0 | 0.38422 | 0 | 0 | 34.8454 | 0 | 34.8454 | 0.41813 | 0.0036725 | 0.046454 | 0.46761 | 0.38422 | 1.217 | 0.052785 | 0 | 0 | 0.52039 | 0.38422 | 1.3544
HtPmpHt-Big Box-NR | Glass-Big Box-HtPmpHt-codet to al40tint-NR | 30 | 0.043507 | 0.041712 | 0 | 0 | ExCOMM | 0.47693 | 0.46383 | 0.046824 | 5.1984e-06 | 1.1208e-05 |  |  | 0.032783 | 0 | 0 | 0 | 0 | 0 | 0.032783 | 0 | 0.032783 | 0 | 0 | 51.5164 | 0 | 51.5164 | 0.024131 | 0.00021195 | 0.0026809 | 0.026986 | 0.032783 | 0.82318 | 0.0030463 | 0 | 0 | 0.030033 | 0.032783 | 0.91611
HtPmpHt-Small Box-NR | Glass-Small Box-HtPmpHt-codet to al40tint-NR | 30 | 0.038831 | 0.071218 | 0 | 0 | ExCOMM | 0.47693 | 0.46383 | 0.041792 | 4.6397e-06 | 1.0003e-05 |  |  | 0.055972 | 0 | 0 | 0 | 0 | 0 | 0.055972 | 0 | 0.055972 | 0 | 0 | 98.5496 | 0 | 98.5496 | 0.021538 | 0.00018917 | 0.0023928 | 0.024086 | 0.055972 | 0.43032 | 0.0027189 | 0 | 0 | 0.026805 | 0.055972 | 0.47889
HtPmpHt-High End-NR | Glass-High End-HtPmpHt-codet to al40tint-NR | 30 | 0.024174 | 0.045817 | 0 | 0 | ExCOMM | 0.47693 | 0.46383 | 0.026017 | 2.8884e-06 | 6.2273e-06 |  |  | 0.036009 | 0 | 0 | 0 | 0 | 0 | 0.036009 | 0 | 0.036009 | 0 | 0 | 101.8423 | 0 | 101.8423 | 0.013408 | 0.00011776 | 0.0014896 | 0.014994 | 0.036009 | 0.4164 | 0.0016926 | 0 | 0 | 0.016687 | 0.036009 | 0.46341
HtPmpHt-Anchor-NR | Glass-Anchor-HtPmpHt-codet to al40tint-NR | 30 | 0.024034 | 0.023043 | 0 | 0 | ExCOMM | 0.47693 | 0.46383 | 0.025867 | 2.8718e-06 | 6.1915e-06 |  |  | 0.01811 | 0 | 0 | 0 | 0 | 0 | 0.01811 | 0 | 0.01811 | 0 | 0 | 51.5168 | 0 | 51.5168 | 0.013331 | 0.00011709 | 0.001481 | 0.014908 | 0.01811 | 0.82318 | 0.0016829 | 0 | 0 | 0.016591 | 0.01811 | 0.9161
HtPmpHt-K-12-NR | Glass-K-12-HtPmpHt-codet to al40tint-NR | 30 | 0.040086 | 0.10522 | 0 | 0 | ExCOMM | 0.47693 | 0.46383 | 0.043143 | 4.7898e-06 | 1.0327e-05 |  |  | 0.082694 | 0 | 0 | 0 | 0 | 0 | 0.082694 | 0 | 0.082694 | 0 | 0 | 141.0369 | 0 | 141.0369 | 0.022234 | 0.00019528 | 0.0024701 | 0.024865 | 0.082694 | 0.30068 | 0.0028068 | 0 | 0 | 0.027671 | 0.082694 | 0.33463
HtPmpHt-University-NR | Glass-University-HtPmpHt-codet to al40tint-NR | 30 | 0.089715 | 0.058011 | 0 | 0 | ExCOMM | 0.47693 | 0.46383 | 0.096556 | 1.072e-05 | 2.3111e-05 |  |  | 0.045593 | 0 | 0 | 0 | 0 | 0 | 0.045593 | 0 | 0.045593 | 0 | 0 | 34.7447 | 0 | 34.7447 | 0.049761 | 0.00043705 | 0.0055283 | 0.055648 | 0.045593 | 1.2205 | 0.0062818 | 0 | 0 | 0.06193 | 0.045593 | 1.3583
HtPmpHt-Warehouse-NR | Glass-Warehouse-HtPmpHt-codet to al40tint-NR | 30 | 0.020785 | 0.083828 | 0 | 0 | ExCOMM | 0.47693 | 0.46383 | 0.022369 | 2.4835e-06 | 5.3543e-06 |  |  | 0.065883 | 0 | 0 | 0 | 0 | 0 | 0.065883 | 0 | 0.065883 | 0 | 0 | 216.7139 | 0 | 216.7139 | 0.011528 | 0.00010125 | 0.0012808 | 0.012892 | 0.065883 | 0.19568 | 0.0014553 | 0 | 0 | 0.014347 | 0.065883 | 0.21777
HtPmpHt-Supermarket-NR | Glass-Supermarket-HtPmpHt-codet to al40tint-NR | 30 | 0.0044946 | 0.0039126 | 0 | 0 | ExCOMM | 0.47693 | 0.46383 | 0.0048374 | 5.3705e-07 | 1.1579e-06 |  |  | 0.0030751 | 0 | 0 | 0 | 0 | 0 | 0.0030751 | 0 | 0.0030751 | 0 | 0 | 46.7752 | 0 | 46.7752 | 0.002493 | 2.1896e-05 | 0.00027696 | 0.0027879 | 0.0030751 | 0.90662 | 0.00031471 | 0 | 0 | 0.0031026 | 0.0030751 | 1.009
HtPmpHt-MIniMart-NR | Glass-MIniMart-HtPmpHt-codet to al40tint-NR | 30 | 0.0057982 | 0.0064352 | 0 | 0 | ExCOMM | 0.47693 | 0.46383 | 0.0062403 | 6.928e-07 | 1.4936e-06 |  |  | 0.0050576 | 0 | 0 | 0 | 0 | 0 | 0.0050576 | 0 | 0.0050576 | 0 | 0 | 59.6364 | 0 | 59.6364 | 0.003216 | 2.8246e-05 | 0.00035729 | 0.0035965 | 0.0050576 | 0.7111 | 0.00040598 | 0 | 0 | 0.0040024 | 0.0050576 | 0.79137
HtPmpHt-Restaurant-NR | Glass-Restaurant-HtPmpHt-codet to al40tint-NR | 30 | 0.030709 | 0.045671 | 0 | 0 | ExCOMM | 0.47693 | 0.46383 | 0.03305 | 3.6692e-06 | 7.9108e-06 |  |  | 0.035895 | 0 | 0 | 0 | 0 | 0 | 0.035895 | 0 | 0.035895 | 0 | 0 | 79.9144 | 0 | 79.9144 | 0.017033 | 0.0001496 | 0.0018923 | 0.019048 | 0.035895 | 0.53066 | 0.0021502 | 0 | 0 | 0.021198 | 0.035895 | 0.59056
HtPmpHt-Lodging-NR | Glass-Lodging-HtPmpHt-codet to al40tint-NR | 30 | 0.30167 | 0.27419 | 0 | 0 | ExCOMM | 0.47693 | 0.46383 | 0.32468 | 3.6046e-05 | 7.7714e-05 |  |  | 0.2155 | 0 | 0 | 0 | 0 | 0 | 0.2155 | 0 | 0.2155 | 0 | 0 | 48.8384 | 0 | 48.8384 | 0.16732 | 0.0014696 | 0.018589 | 0.18712 | 0.2155 | 0.86832 | 0.021123 | 0 | 0 | 0.20824 | 0.2155 | 0.96634
HtPmpHt-Hospital-NR | Glass-Hospital-HtPmpHt-codet to al40tint-NR | 30 | 0.011347 | 0.0053787 | 0 | 0 | ExCOMM | 0.47693 | 0.46383 | 0.012213 | 1.3559e-06 | 2.9232e-06 |  |  | 0.0042273 | 0 | 0 | 0 | 0 | 0 | 0.0042273 | 0 | 0.0042273 | 0 | 0 | 25.4692 | 0 | 25.4692 | 0.0062939 | 5.528e-05 | 0.00069924 | 0.0070386 | 0.0042273 | 1.665 | 0.00079454 | 0 | 0 | 0.0078331 | 0.0042273 | 1.853
HtPmpHt-OtherHealth-NR | Glass-OtherHealth-HtPmpHt-codet to al40tint-NR | 30 | 0.15433 | 0.082119 | 0 | 0 | ExCOMM | 0.47693 | 0.46383 | 0.1661 | 1.8441e-05 | 3.9758e-05 |  |  | 0.06454 | 0 | 0 | 0 | 0 | 0 | 0.06454 | 0 | 0.06454 | 0 | 0 | 28.5905 | 0 | 28.5905 | 0.085602 | 0.00075185 | 0.0095102 | 0.09573 | 0.06454 | 1.4833 | 0.010806 | 0 | 0 | 0.10654 | 0.06454 | 1.6507
HtPmpHt-Other-NR | Glass-Other-HtPmpHt-codet to al40tint-NR | 30 | 0.3272 | 0.434 | 0 | 0 | ExCOMM | 0.47693 | 0.46383 | 0.35215 | 3.9096e-05 | 8.4289e-05 |  |  | 0.34109 | 0 | 0 | 0 | 0 | 0 | 0.34109 | 0 | 0.34109 | 0 | 0 | 71.2714 | 0 | 71.2714 | 0.18148 | 0.001594 | 0.020162 | 0.20295 | 0.34109 | 0.59501 | 0.02291 | 0 | 0 | 0.22586 | 0.34109 | 0.66218
HtPmpHt-Large Off-NR | Glass-Large Off-HtPmpHt-codet to al36tint-NR | 30 | 0.0083348 | 0.0085256 | 0 | 0 | ExCOMM | 0.47693 | 0.46383 | 0.0089703 | 9.9589e-07 | 2.1471e-06 |  |  | 0.0067005 | 0 | 0 | 0 | 0 | 0 | 0.0067005 | 0 | 0.0067005 | 0 | 0 | 54.9629 | 0 | 54.9629 | 0.0046229 | 4.0604e-05 | 0.0005136 | 0.0051699 | 0.0067005 | 0.77156 | 0.0005836 | 0 | 0 | 0.0057535 | 0.0067005 | 0.85866
HtPmpHt-Medium Off-NR | Glass-Medium Off-HtPmpHt-codet to al36tint-NR | 30 | 0.0082945 | 0.0090107 | 0 | 0 | ExCOMM | 0.47693 | 0.46383 | 0.0089269 | 9.9107e-07 | 2.1367e-06 |  |  | 0.0070817 | 0 | 0 | 0 | 0 | 0 | 0.0070817 | 0 | 0.0070817 | 0 | 0 | 58.3723 | 0 | 58.3723 | 0.0046006 | 4.0407e-05 | 0.00051111 | 0.0051449 | 0.0070817 | 0.7265 | 0.00058077 | 0 | 0 | 0.0057257 | 0.0070817 | 0.80851
HtPmpHt-Small Off-NR | Glass-Small Off-HtPmpHt-codet to al36tint-NR | 30 | 0.0095749 | 0.014666 | 0 | 0 | ExCOMM | 0.47693 | 0.46383 | 0.010305 | 1.1441e-06 | 2.4666e-06 |  |  | 0.011527 | 0 | 0 | 0 | 0 | 0 | 0.011527 | 0 | 0.011527 | 0 | 0 | 82.305 | 0 | 82.305 | 0.0053107 | 4.6645e-05 | 0.00059001 | 0.0059391 | 0.011527 | 0.51525 | 0.00067043 | 0 | 0 | 0.0066095 | 0.011527 | 0.57341
HtPmpHt-Big Box-NR | Glass-Big Box-HtPmpHt-codet to al36tint-NR | 30 | 0.00048535 | 0.0010146 | 0 | 0 | ExCOMM | 0.47693 | 0.46383 | 0.00052236 | 5.7993e-08 | 1.2503e-07 |  |  | 0.00079742 | 0 | 0 | 0 | 0 | 0 | 0.00079742 | 0 | 0.00079742 | 0 | 0 | 112.3275 | 0 | 112.3275 | 0.0002692 | 2.3644e-06 | 2.9908e-05 | 0.00030105 | 0.00079742 | 0.37753 | 3.3984e-05 | 0 | 0 | 0.00033504 | 0.00079742 | 0.42015
HtPmpHt-Small Box-NR | Glass-Small Box-HtPmpHt-codet to al36tint-NR | 30 | 0.00057285 | 0.0021365 | 0 | 0 | ExCOMM | 0.47693 | 0.46383 | 0.00061653 | 6.8447e-08 | 1.4757e-07 |  |  | 0.0016792 | 0 | 0 | 0 | 0 | 0 | 0.0016792 | 0 | 0.0016792 | 0 | 0 | 200.4065 | 0 | 200.4065 | 0.00031773 | 2.7907e-06 | 3.5299e-05 | 0.00035532 | 0.0016792 | 0.21161 | 4.011e-05 | 0 | 0 | 0.00039543 | 0.0016792 | 0.23549
HtPmpHt-High End-NR | Glass-High End-HtPmpHt-codet to al36tint-NR | 30 | 0.00036147 | 0.0013745 | 0 | 0 | ExCOMM | 0.47693 | 0.46383 | 0.00038903 | 4.319e-08 | 9.3117e-08 |  |  | 0.0010803 | 0 | 0 | 0 | 0 | 0 | 0.0010803 | 0 | 0.0010803 | 0 | 0 | 204.3248 | 0 | 204.3248 | 0.00020049 | 1.7609e-06 | 2.2274e-05 | 0.00022421 | 0.0010803 | 0.20755 | 2.531e-05 | 0 | 0 | 0.00024952 | 0.0010803 | 0.23098
HtPmpHt-Anchor-NR | Glass-Anchor-HtPmpHt-codet to al36tint-NR | 30 | 0.00022547 | 0.00047134 | 0 | 0 | ExCOMM | 0.47693 | 0.46383 | 0.00024266 | 2.694e-08 | 5.8082e-08 |  |  | 0.00037044 | 0 | 0 | 0 | 0 | 0 | 0.00037044 | 0 | 0.00037044 | 0 | 0 | 112.3281 | 0 | 112.3281 | 0.00012506 | 1.0984e-06 | 1.3893e-05 | 0.00013985 | 0.00037044 | 0.37753 | 1.5787e-05 | 0 | 0 | 0.00015564 | 0.00037044 | 0.42015
HtPmpHt-K-12-NR | Glass-K-12-HtPmpHt-codet to al36tint-NR | 30 | 0.00067753 | 0.0031565 | 0 | 0 | ExCOMM | 0.47693 | 0.46383 | 0.00072919 | 8.0955e-08 | 1.7454e-07 |  |  | 0.0024808 | 0 | 0 | 0 | 0 | 0 | 0.0024808 | 0 | 0.0024808 | 0 | 0 | 250.335 | 0 | 250.335 | 0.00037579 | 3.3006e-06 | 4.175e-05 | 0.00042026 | 0.0024808 | 0.1694 | 4.744e-05 | 0 | 0 | 0.0004677 | 0.0024808 | 0.18853
HtPmpHt-University-NR | Glass-University-HtPmpHt-codet to al36tint-NR | 30 | 0.00084873 | 0.0011866 | 0 | 0 | ExCOMM | 0.47693 | 0.46383 | 0.00091345 | 1.0141e-07 | 2.1864e-07 |  |  | 0.00093258 | 0 | 0 | 0 | 0 | 0 | 0.00093258 | 0 | 0.00093258 | 0 | 0 | 75.1229 | 0 | 75.1229 | 0.00047075 | 4.1347e-06 | 5.23e-05 | 0.00052645 | 0.00093258 | 0.56451 | 5.9428e-05 | 0 | 0 | 0.00058588 | 0.00093258 | 0.62823
HtPmpHt-Warehouse-NR | Glass-Warehouse-HtPmpHt-codet to al36tint-NR | 30 | 0.00037669 | 0.0025148 | 0 | 0 | ExCOMM | 0.47693 | 0.46383 | 0.00040542 | 4.501e-08 | 9.7039e-08 |  |  | 0.0019765 | 0 | 0 | 0 | 0 | 0 | 0.0019765 | 0 | 0.0019765 | 0 | 0 | 358.7243 | 0 | 358.7243 | 0.00020893 | 1.8351e-06 | 2.3212e-05 | 0.00023365 | 0.0019765 | 0.11822 | 2.6376e-05 | 0 | 0 | 0.00026003 | 0.0019765 | 0.13156
HtPmpHt-Supermarket-NR | Glass-Supermarket-HtPmpHt-codet to al36tint-NR | 30 | 6.0306e-05 | 0.00011738 | 0 | 0 | ExCOMM | 0.47693 | 0.46383 | 6.4904e-05 | 7.2057e-09 | 1.5535e-08 |  |  | 9.2252e-05 | 0 | 0 | 0 | 0 | 0 | 9.2252e-05 | 0 | 9.2252e-05 | 0 | 0 | 104.586 | 0 | 104.586 | 3.3449e-05 | 2.9378e-07 | 3.7161e-06 | 3.7406e-05 | 9.2252e-05 | 0.40548 | 4.2226e-06 | 0 | 0 | 4.1629e-05 | 9.2252e-05 | 0.45125
HtPmpHt-MIniMart-NR | Glass-MIniMart-HtPmpHt-codet to al36tint-NR | 30 | 8.3168e-05 | 0.00019306 | 0 | 0 | ExCOMM | 0.47693 | 0.46383 | 8.9509e-05 | 9.9374e-09 | 2.1425e-08 |  |  | 0.00015173 | 0 | 0 | 0 | 0 | 0 | 0.00015173 | 0 | 0.00015173 | 0 | 0 | 124.7294 | 0 | 124.7294 | 4.6129e-05 | 4.0516e-07 | 5.1248e-06 | 5.1587e-05 | 0.00015173 | 0.34 | 5.8233e-06 | 0 | 0 | 5.741e-05 | 0.00015173 | 0.37838
HtPmpHt-Restaurant-NR | Glass-Restaurant-HtPmpHt-codet to al36tint-NR | 30 | 0.0004106 | 0.0013701 | 0 | 0 | ExCOMM | 0.47693 | 0.46383 | 0.00044191 | 4.9061e-08 | 1.0577e-07 |  |  | 0.0010768 | 0 | 0 | 0 | 0 | 0 | 0.0010768 | 0 | 0.0010768 | 0 | 0 | 179.3026 | 0 | 179.3026 | 0.00022774 | 2.0003e-06 | 2.5302e-05 | 0.00025469 | 0.0010768 | 0.23651 | 2.875e-05 | 0 | 0 | 0.00028344 | 0.0010768 | 0.26321
HtPmpHt-Lodging-NR | Glass-Lodging-HtPmpHt-codet to al36tint-NR | 30 | 0.0040925 | 0.0082258 | 0 | 0 | ExCOMM | 0.47693 | 0.46383 | 0.0044045 | 4.8899e-07 | 1.0543e-06 |  |  | 0.0064649 | 0 | 0 | 0 | 0 | 0 | 0.0064649 | 0 | 0.0064649 | 0 | 0 | 108.0026 | 0 | 108.0026 | 0.0022699 | 1.9937e-05 | 0.00025218 | 0.0025385 | 0.0064649 | 0.39265 | 0.00028655 | 0 | 0 | 0.002825 | 0.0064649 | 0.43698
HtPmpHt-Hospital-NR | Glass-Hospital-HtPmpHt-codet to al36tint-NR | 30 | 0.00010062 | 0.00011002 | 0 | 0 | ExCOMM | 0.47693 | 0.46383 | 0.00010829 | 1.2023e-08 | 2.592e-08 |  |  | 8.6467e-05 | 0 | 0 | 0 | 0 | 0 | 8.6467e-05 | 0 | 8.6467e-05 | 0 | 0 | 58.752 | 0 | 58.752 | 5.5809e-05 | 4.9017e-07 | 6.2002e-06 | 6.2412e-05 | 8.6467e-05 | 0.7218 | 7.0453e-06 | 0 | 0 | 6.9457e-05 | 8.6467e-05 | 0.80328
HtPmpHt-OtherHealth-NR | Glass-OtherHealth-HtPmpHt-codet to al36tint-NR | 30 | 0.0020354 | 0.0024636 | 0 | 0 | ExCOMM | 0.47693 | 0.46383 | 0.0021906 | 2.432e-07 | 5.2434e-07 |  |  | 0.0019362 | 0 | 0 | 0 | 0 | 0 | 0.0019362 | 0 | 0.0019362 | 0 | 0 | 65.0356 | 0 | 65.0356 | 0.0011289 | 9.9157e-06 | 0.00012542 | 0.0012625 | 0.0019362 | 0.65206 | 0.00014252 | 0 | 0 | 0.001405 | 0.0019362 | 0.72567
HtPmpHt-Other-NR | Glass-Other-HtPmpHt-codet to al36tint-NR | 30 | 0.0040277 | 0.010557 | 0 | 0 | ExCOMM | 0.47693 | 0.46383 | 0.0043348 | 4.8126e-07 | 1.0376e-06 |  |  | 0.0082968 | 0 | 0 | 0 | 0 | 0 | 0.0082968 | 0 | 0.0082968 | 0 | 0 | 140.8341 | 0 | 140.8341 | 0.002234 | 1.9621e-05 | 0.00024819 | 0.0024983 | 0.0082968 | 0.30112 | 0.00028202 | 0 | 0 | 0.0027803 | 0.0082968 | 0.33511
ElecHt-Large Off-NR | Glass-Large Off-ElecHt-code to vea-NR | 30 | 0.097178 | 0.10365 | 0 | 0 | ExCOMM | 0.47693 | 0.46383 | 0.10459 | 1.1611e-05 | 2.5034e-05 |  |  | 0.081461 | 0 | 0 | 0 | 0 | 0 | 0.081461 | 0 | 0.081461 | 0 | 0 | 57.3116 | 0 | 57.3116 | 0.0539 | 0.00047341 | 0.0059882 | 0.060277 | 0.081461 | 0.73995 | 0.0068043 | 0 | 0 | 0.067081 | 0.081461 | 0.82347
ElecHt-Medium Off-NR | Glass-Medium Off-ElecHt-code to vea-NR | 30 | 0.029915 | 0.03209 | 0 | 0 | ExCOMM | 0.47693 | 0.46383 | 0.032196 | 3.5745e-06 | 7.7064e-06 |  |  | 0.025221 | 0 | 0 | 0 | 0 | 0 | 0.025221 | 0 | 0.025221 | 0 | 0 | 57.6398 | 0 | 57.6398 | 0.016593 | 0.00014573 | 0.0018434 | 0.018556 | 0.025221 | 0.73573 | 0.0020947 | 0 | 0 | 0.02065 | 0.025221 | 0.81878
ElecHt-Small Off-NR | Glass-Small Off-ElecHt-code to vea-NR | 30 | 0.235 | 0.27765 | 0 | 0 | ExCOMM | 0.47693 | 0.46383 | 0.25291 | 2.8079e-05 | 6.0537e-05 |  |  | 0.21821 | 0 | 0 | 0 | 0 | 0 | 0.21821 | 0 | 0.21821 | 0 | 0 | 63.4862 | 0 | 63.4862 | 0.13034 | 0.0011448 | 0.014481 | 0.14576 | 0.21821 | 0.66798 | 0.016454 | 0 | 0 | 0.16222 | 0.21821 | 0.74338
ElecHt-Big Box-NR | Glass-Big Box-ElecHt-code to vea-NR | 30 | 0.00065325 | 0.00081447 | 0 | 0 | ExCOMM | 0.47693 | 0.46383 | 0.00070306 | 7.8055e-08 | 1.6828e-07 |  |  | 0.00064011 | 0 | 0 | 0 | 0 | 0 | 0.00064011 | 0 | 0.00064011 | 0 | 0 | 66.9934 | 0 | 66.9934 | 0.00036233 | 3.1824e-06 | 4.0254e-05 | 0.0004052 | 0.00064011 | 0.63301 | 4.574e-05 | 0 | 0 | 0.00045094 | 0.00064011 | 0.70447
ElecHt-Small Box-NR | Glass-Small Box-ElecHt-code to vea-NR | 30 | 0.067918 | 0.11416 | 0 | 0 | ExCOMM | 0.47693 | 0.46383 | 0.073097 | 8.1153e-06 | 1.7496e-05 |  |  | 0.089725 | 0 | 0 | 0 | 0 | 0 | 0.089725 | 0 | 0.089725 | 0 | 0 | 90.3197 | 0 | 90.3197 | 0.037671 | 0.00033087 | 0.0041852 | 0.042128 | 0.089725 | 0.46953 | 0.0047556 | 0 | 0 | 0.046884 | 0.089725 | 0.52253
ElecHt-High End-NR | Glass-High End-ElecHt-code to vea-NR | 30 | 0.057601 | 0.096584 | 0 | 0 | ExCOMM | 0.47693 | 0.46383 | 0.061993 | 6.8825e-06 | 1.4838e-05 |  |  | 0.075908 | 0 | 0 | 0 | 0 | 0 | 0.075908 | 0 | 0.075908 | 0 | 0 | 90.0982 | 0 | 90.0982 | 0.031949 | 0.00028061 | 0.0035494 | 0.035729 | 0.075908 | 0.47068 | 0.0040332 | 0 | 0 | 0.039762 | 0.075908 | 0.52381
ElecHt-Anchor-NR | Glass-Anchor-ElecHt-code to vea-NR | 30 | 0.0043066 | 0.0053695 | 0 | 0 | ExCOMM | 0.47693 | 0.46383 | 0.004635 | 5.1458e-07 | 1.1094e-06 |  |  | 0.00422 | 0 | 0 | 0 | 0 | 0 | 0.00422 | 0 | 0.00422 | 0 | 0 | 66.9934 | 0 | 66.9934 | 0.0023887 | 2.098e-05 | 0.00026538 | 0.0026713 | 0.00422 | 0.63301 | 0.00030155 | 0 | 0 | 0.0029729 | 0.00422 | 0.70447
ElecHt-K-12-NR | Glass-K-12-ElecHt-code to vea-NR | 30 | 0.022871 | 0.041781 | 0 | 0 | ExCOMM | 0.47693 | 0.46383 | 0.024615 | 2.7328e-06 | 5.8918e-06 |  |  | 0.032837 | 0 | 0 | 0 | 0 | 0 | 0.032837 | 0 | 0.032837 | 0 | 0 | 98.16 | 0 | 98.16 | 0.012686 | 0.00011142 | 0.0014093 | 0.014186 | 0.032837 | 0.43202 | 0.0016014 | 0 | 0 | 0.015788 | 0.032837 | 0.48079
ElecHt-University-NR | Glass-University-ElecHt-code to vea-NR | 30 | 0.0091951 | 0.0086925 | 0 | 0 | ExCOMM | 0.47693 | 0.46383 | 0.0098962 | 1.0987e-06 | 2.3687e-06 |  |  | 0.0068317 | 0 | 0 | 0 | 0 | 0 | 0.0068317 | 0 | 0.0068317 | 0 | 0 | 50.7959 | 0 | 50.7959 | 0.0051001 | 4.4794e-05 | 0.00056661 | 0.0057035 | 0.0068317 | 0.83486 | 0.00064383 | 0 | 0 | 0.0063473 | 0.0068317 | 0.9291
ElecHt-Warehouse-NR | Glass-Warehouse-ElecHt-code to vea-NR | 30 | 0.024838 | 0.045549 | 0 | 0 | ExCOMM | 0.47693 | 0.46383 | 0.026732 | 2.9678e-06 | 6.3985e-06 |  |  | 0.035799 | 0 | 0 | 0 | 0 | 0 | 0.035799 | 0 | 0.035799 | 0 | 0 | 98.537 | 0 | 98.537 | 0.013777 | 0.000121 | 0.0015306 | 0.015407 | 0.035799 | 0.43037 | 0.0017392 | 0 | 0 | 0.017146 | 0.035799 | 0.47895
ElecHt-Supermarket-NR | Glass-Supermarket-ElecHt-code to vea-NR | 30 | 0.0062567 | 0.0078182 | 0 | 0 | ExCOMM | 0.47693 | 0.46383 | 0.0067338 | 7.4759e-07 | 1.6118e-06 |  |  | 0.0061446 | 0 | 0 | 0 | 0 | 0 | 0.0061446 | 0 | 0.0061446 | 0 | 0 | 67.1435 | 0 | 67.1435 | 0.0034703 | 3.048e-05 | 0.00038554 | 0.0038809 | 0.0061446 | 0.63159 | 0.00043809 | 0 | 0 | 0.004319 | 0.0061446 | 0.70289
ElecHt-MIniMart-NR | Glass-MIniMart-ElecHt-code to vea-NR | 30 | 0.012727 | 0.015821 | 0 | 0 | ExCOMM | 0.47693 | 0.46383 | 0.013698 | 1.5207e-06 | 3.2787e-06 |  |  | 0.012434 | 0 | 0 | 0 | 0 | 0 | 0.012434 | 0 | 0.012434 | 0 | 0 | 66.7928 | 0 | 66.7928 | 0.0070593 | 6.2002e-05 | 0.00078427 | 0.0078945 | 0.012434 | 0.63491 | 0.00089116 | 0 | 0 | 0.0087856 | 0.012434 | 0.70658
ElecHt-Restaurant-NR | Glass-Restaurant-ElecHt-code to vea-NR | 30 | 0.034806 | 0.043376 | 0 | 0 | ExCOMM | 0.47693 | 0.46383 | 0.03746 | 4.1588e-06 | 8.9662e-06 |  |  | 0.034091 | 0 | 0 | 0 | 0 | 0 | 0.034091 | 0 | 0.034091 | 0 | 0 | 66.9641 | 0 | 66.9641 | 0.019305 | 0.00016956 | 0.0021448 | 0.021589 | 0.034091 | 0.63329 | 0.0024371 | 0 | 0 | 0.024026 | 0.034091 | 0.70477
ElecHt-Lodging-NR | Glass-Lodging-ElecHt-code to vea-NR | 30 | 0.23431 | 0.29248 | 0 | 0 | ExCOMM | 0.47693 | 0.46383 | 0.25217 | 2.7996e-05 | 6.0359e-05 |  |  | 0.22987 | 0 | 0 | 0 | 0 | 0 | 0.22987 | 0 | 0.22987 | 0 | 0 | 67.0745 | 0 | 67.0745 | 0.12996 | 0.0011414 | 0.014438 | 0.14533 | 0.22987 | 0.63224 | 0.016406 | 0 | 0 | 0.16174 | 0.22987 | 0.70361
ElecHt-Hospital-NR | Glass-Hospital-ElecHt-code to vea-NR | 30 | 0.0019453 | 0.0018215 | 0 | 0 | ExCOMM | 0.47693 | 0.46383 | 0.0020936 | 2.3244e-07 | 5.0113e-07 |  |  | 0.0014316 | 0 | 0 | 0 | 0 | 0 | 0.0014316 | 0 | 0.0014316 | 0 | 0 | 50.3143 | 0 | 50.3143 | 0.001079 | 9.4767e-06 | 0.00011987 | 0.0012066 | 0.0014316 | 0.84285 | 0.00013621 | 0 | 0 | 0.0013428 | 0.0014316 | 0.938
ElecHt-OtherHealth-NR | Glass-OtherHealth-ElecHt-code to vea-NR | 30 | 0.26291 | 0.2199 | 0 | 0 | ExCOMM | 0.47693 | 0.46383 | 0.28296 | 3.1414e-05 | 6.7728e-05 |  |  | 0.17283 | 0 | 0 | 0 | 0 | 0 | 0.17283 | 0 | 0.17283 | 0 | 0 | 44.9423 | 0 | 44.9423 | 0.14582 | 0.0012808 | 0.016201 | 0.16308 | 0.17283 | 0.9436 | 0.018409 | 0 | 0 | 0.18149 | 0.17283 | 1.0501
ElecHt-Other-NR | Glass-Other-ElecHt-code to vea-NR | 30 | 0.086544 | 0.10725 | 0 | 0 | ExCOMM | 0.47693 | 0.46383 | 0.093143 | 1.0341e-05 | 2.2294e-05 |  |  | 0.084288 | 0 | 0 | 0 | 0 | 0 | 0.084288 | 0 | 0.084288 | 0 | 0 | 66.5863 | 0 | 66.5863 | 0.048002 | 0.0004216 | 0.0053329 | 0.053681 | 0.084288 | 0.63688 | 0.0060597 | 0 | 0 | 0.059741 | 0.084288 | 0.70877
GasHt-Large Off-NR | Glass-Large Off-GasHt-code to vea-NR | 30 | 0.0040766 | 0.087508 | -0.0015013 | 0 | SmComCAC | 0.17 | 0 | 0.0043874 | 0 | 2.9462e-06 |  |  | 0.068775 | 0 | 0 | -0.020403 | 0 | 0 | 0.068775 | -0.020403 | 0.048372 | 0 | 0 | 1153.4336 | -342.1838 | 811.2498 | 0.0031816 | 0 | 0.00038398 | 0.0035656 | 0.068775 | 0.051844 | 0.00080078 | 0 | 0 | 0.0043663 | 0.048372 | 0.090266
GasHt-Medium Off-NR | Glass-Medium Off-GasHt-code to vea-NR | 30 | 0.0039602 | 0.096012 | -0.0016472 | 0 | SmComCAC | 0.17 | 0 | 0.0042621 | 0 | 2.862e-06 |  |  | 0.075458 | 0 | 0 | -0.022386 | 0 | 0 | 0.075458 | -0.022386 | 0.053073 | 0 | 0 | 1302.7233 | -386.4729 | 916.2504 | 0.0030907 | 0 | 0.00037301 | 0.0034637 | 0.075458 | 0.045903 | 0.00077792 | 0 | 0 | 0.0042417 | 0.053073 | 0.079922
GasHt-Small Off-NR | Glass-Small Off-GasHt-code to vea-NR | 30 | -0.033592 | 0.75315 | -0.012921 | 0 | SmComCAC | 0.17 | 0 | -0.036153 | 0 | -2.4277e-05 |  |  | 0.59192 | 0 | 0 | -0.1756 | 0 | 0 | 0.59192 | -0.1756 | 0.41632 | 0 | 0 | -1204.7325 | 357.4024 | -847.3301 | -0.026217 | 0 | -0.003164 | -0.029381 | 0.59192 | -0.049636 | -0.0065986 | 0 | 0 | -0.035979 | 0.41632 | -0.086423
GasHt-Big Box-NR | Glass-Big Box-GasHt-code to vea-NR | 30 | -0.00054039 | 0.050247 | -0.00078644 | 0 | SmComCAC | 0.17 | 0 | -0.0005816 | 0 | -3.9055e-07 |  |  | 0.039491 | 0 | 0 | -0.010688 | 0 | 0 | 0.039491 | -0.010688 | 0.028803 | 0 | 0 | -4996.2407 | 1352.1931 | -3644.0477 | -0.00042175 | 0 | -5.09e-05 | -0.00047265 | 0.039491 | -0.011969 | -0.00010615 | 0 | 0 | -0.00057881 | 0.028803 | -0.020095
GasHt-Small Box-NR | Glass-Small Box-GasHt-code to vea-NR | 30 | -0.0066732 | 0.22005 | -0.0026493 | 0 | SmComCAC | 0.17 | 0 | -0.007182 | 0 | -4.8227e-06 |  |  | 0.17295 | 0 | 0 | -0.036005 | 0 | 0 | 0.17295 | -0.036005 | 0.13694 | 0 | 0 | -1771.8804 | 368.8812 | -1402.9992 | -0.0052081 | 0 | -0.00062856 | -0.0058367 | 0.17295 | -0.033749 | -0.0013109 | 0 | 0 | -0.0071475 | 0.13694 | -0.052194
GasHt-High End-NR | Glass-High End-GasHt-code to vea-NR | 30 | -0.0066748 | 0.23126 | -0.0027842 | 0 | SmComCAC | 0.17 | 0 | -0.0071837 | 0 | -4.8239e-06 |  |  | 0.18175 | 0 | 0 | -0.037839 | 0 | 0 | 0.18175 | -0.037839 | 0.14392 | 0 | 0 | -1861.677 | 387.5755 | -1474.1015 | -0.0052094 | 0 | -0.0006287 | -0.0058381 | 0.18175 | -0.032121 | -0.0013112 | 0 | 0 | -0.0071492 | 0.14392 | -0.049677
GasHt-Anchor-NR | Glass-Anchor-GasHt-code to vea-NR | 30 | -4.9489e-05 | 0.0046017 | -7.2022e-05 | 0 | SmComCAC | 0.17 | 0 | -5.3263e-05 | 0 | -3.5766e-08 |  |  | 0.0036166 | 0 | 0 | -0.00097881 | 0 | 0 | 0.0036166 | -0.00097881 | 0.0026378 | 0 | 0 | -4996.3052 | 1352.2106 | -3644.0948 | -3.8624e-05 | 0 | -4.6614e-06 | -4.3286e-05 | 0.0036166 | -0.011969 | -9.7214e-06 | 0 | 0 | -5.3007e-05 | 0.0026378 | -0.020095
GasHt-K-12-NR | Glass-K-12-GasHt-code to vea-NR | 30 | 0.0080408 | 0.50432 | -0.0051609 | 0 | SmComCAC | 0.17 | 0 | 0.0086539 | 0 | 5.8111e-06 |  |  | 0.39636 | 0 | 0 | -0.070139 | 0 | 0 | 0.39636 | -0.070139 | 0.32622 | 0 | 0 | 3370.0989 | -596.367 | 2773.7319 | 0.0062755 | 0 | 0.00075737 | 0.0070329 | 0.39636 | 0.017744 | 0.0015795 | 0 | 0 | 0.0086124 | 0.32622 | 0.026401
GasHt-University-NR | Glass-University-GasHt-code to vea-NR | 30 | 0.0025962 | 0.057789 | -0.0011271 | 0 | SmComCAC | 0.17 | 0 | 0.0027942 | 0 | 1.8763e-06 |  |  | 0.045418 | 0 | 0 | -0.015318 | 0 | 0 | 0.045418 | -0.015318 | 0.0301 | 0 | 0 | 1196.0492 | -403.3817 | 792.6676 | 0.0020262 | 0 | 0.00024454 | 0.0022708 | 0.045418 | 0.049997 | 0.00050999 | 0 | 0 | 0.0027807 | 0.0301 | 0.092382
GasHt-Warehouse-NR | Glass-Warehouse-GasHt-code to vea-NR | 30 | -0.0083364 | 0.47875 | -0.0051875 | 0 | SmComCAC | 0.17 | 0 | -0.0089721 | 0 | -6.0248e-06 |  |  | 0.37626 | 0 | 0 | -0.0705 | 0 | 0 | 0.37626 | -0.0705 | 0.30576 | 0 | 0 | -3085.8174 | 578.1822 | -2507.6353 | -0.0065062 | 0 | -0.00078522 | -0.0072914 | 0.37626 | -0.019378 | -0.0016376 | 0 | 0 | -0.008929 | 0.30576 | -0.029202
GasHt-Supermarket-NR | Glass-Supermarket-GasHt-code to vea-NR | 30 | -0.00012081 | 0.0096277 | -0.00015069 | 0 | SmComCAC | 0.17 | 0 | -0.00013002 | 0 | -8.7309e-08 |  |  | 0.0075667 | 0 | 0 | -0.0020479 | 0 | 0 | 0.0075667 | -0.0020479 | 0.0055189 | 0 | 0 | -4282.1836 | 1158.9392 | -3123.2443 | -9.4286e-05 | 0 | -1.1379e-05 | -0.00010567 | 0.0075667 | -0.013964 | -2.3731e-05 | 0 | 0 | -0.0001294 | 0.0055189 | -0.023446
GasHt-MIniMart-NR | Glass-MIniMart-GasHt-code to vea-NR | 30 | -0.00057896 | 0.069373 | -0.0010858 | 0 | SmComCAC | 0.17 | 0 | -0.00062311 | 0 | -4.1842e-07 |  |  | 0.054522 | 0 | 0 | -0.014756 | 0 | 0 | 0.054522 | -0.014756 | 0.039766 | 0 | 0 | -6438.4282 | 1742.5098 | -4695.9183 | -0.00045185 | 0 | -5.4533e-05 | -0.00050639 | 0.054522 | -0.0092877 | -0.00011373 | 0 | 0 | -0.00062012 | 0.039766 | -0.015594
GasHt-Restaurant-NR | Glass-Restaurant-GasHt-code to vea-NR | 30 | -0.0023292 | 0.22388 | -0.0035041 | 0 | SmComCAC | 0.17 | 0 | -0.0025068 | 0 | -1.6833e-06 |  |  | 0.17596 | 0 | 0 | -0.047621 | 0 | 0 | 0.17596 | -0.047621 | 0.12834 | 0 | 0 | -5164.8472 | 1397.8253 | -3767.0218 | -0.0018178 | 0 | -0.00021939 | -0.0020372 | 0.17596 | -0.011578 | -0.00045754 | 0 | 0 | -0.0024948 | 0.12834 | -0.019439
GasHt-Lodging-NR | Glass-Lodging-GasHt-code to vea-NR | 30 | -0.0031055 | 0.26487 | -0.0041455 | 0 | SmComCAC | 0.17 | 0 | -0.0033423 | 0 | -2.2444e-06 |  |  | 0.20817 | 0 | 0 | -0.056339 | 0 | 0 | 0.20817 | -0.056339 | 0.15183 | 0 | 0 | -4582.8242 | 1240.3053 | -3342.519 | -0.0024237 | 0 | -0.00029251 | -0.0027162 | 0.20817 | -0.013048 | -0.00061004 | 0 | 0 | -0.0033263 | 0.15183 | -0.021908
GasHt-Hospital-NR | Glass-Hospital-GasHt-code to vea-NR | 30 | 0.0025881 | 0.058676 | -0.0011568 | 0 | SmComCAC | 0.17 | 0 | 0.0027855 | 0 | 1.8704e-06 |  |  | 0.046116 | 0 | 0 | -0.015721 | 0 | 0 | 0.046116 | -0.015721 | 0.030395 | 0 | 0 | 1218.2074 | -415.2929 | 802.9145 | 0.0020199 | 0 | 0.00024378 | 0.0022637 | 0.046116 | 0.049087 | 0.0005084 | 0 | 0 | 0.0027721 | 0.030395 | 0.091203
GasHt-OtherHealth-NR | Glass-OtherHealth-GasHt-code to vea-NR | 30 | 0.016171 | 0.41575 | -0.00926 | 0 | SmComCAC | 0.17 | 0 | 0.017404 | 0 | 1.1687e-05 |  |  | 0.32675 | 0 | 0 | -0.12585 | 0 | 0 | 0.32675 | -0.12585 | 0.2009 | 0 | 0 | 1381.4258 | -532.0486 | 849.3772 | 0.012621 | 0 | 0.0015232 | 0.014144 | 0.32675 | 0.043287 | 0.0031766 | 0 | 0 | 0.017321 | 0.2009 | 0.086214
GasHt-Other-NR | Glass-Other-GasHt-code to vea-NR | 30 | -0.0047501 | 0.81189 | -0.012707 | 0 | SmComCAC | 0.17 | 0 | -0.0051122 | 0 | -3.4329e-06 |  |  | 0.63809 | 0 | 0 | -0.17269 | 0 | 0 | 0.63809 | -0.17269 | 0.46539 | 0 | 0 | -9184.1543 | 2485.6187 | -6698.5354 | -0.0037072 | 0 | -0.00044741 | -0.0041546 | 0.63809 | -0.006511 | -0.00093308 | 0 | 0 | -0.0050877 | 0.46539 | -0.010932
HtPmpHt-Large Off-NR | Glass-Large Off-HtPmpHt-code to vea-NR | 30 | 0.016643 | 0.047364 | 0 | 0 | ExCOMM | 0.47693 | 0.46383 | 0.017913 | 1.9887e-06 | 4.2875e-06 |  |  | 0.037225 | 0 | 0 | 0 | 0 | 0 | 0.037225 | 0 | 0.037225 | 0 | 0 | 152.9146 | 0 | 152.9146 | 0.0092313 | 8.108e-05 | 0.0010256 | 0.010324 | 0.037225 | 0.27733 | 0.0011654 | 0 | 0 | 0.011489 | 0.037225 | 0.30863
HtPmpHt-Medium Off-NR | Glass-Medium Off-HtPmpHt-code to vea-NR | 30 | 0.017323 | 0.050059 | 0 | 0 | ExCOMM | 0.47693 | 0.46383 | 0.018644 | 2.0699e-06 | 4.4626e-06 |  |  | 0.039343 | 0 | 0 | 0 | 0 | 0 | 0.039343 | 0 | 0.039343 | 0 | 0 | 155.2736 | 0 | 155.2736 | 0.0096083 | 8.4391e-05 | 0.0010675 | 0.010745 | 0.039343 | 0.27311 | 0.001213 | 0 | 0 | 0.011958 | 0.039343 | 0.30394
HtPmpHt-Small Off-NR | Glass-Small Off-HtPmpHt-code to vea-NR | 30 | -0.067047 | 0.30962 | 0 | 0 | ExCOMM | 0.47693 | 0.46383 | -0.072159 | -8.0111e-06 | -1.7272e-05 |  |  | 0.24334 | 0 | 0 | 0 | 0 | 0 | 0.24334 | 0 | 0.24334 | 0 | 0 | -248.1389 | 0 | -248.1389 | -0.037188 | -0.00032662 | -0.0041315 | -0.041587 | 0.24334 | -0.1709 | -0.0046946 | 0 | 0 | -0.046282 | 0.24334 | -0.19019
HtPmpHt-Big Box-NR | Glass-Big Box-HtPmpHt-code to vea-NR | 30 | -0.00052142 | 0.013528 | 0 | 0 | ExCOMM | 0.47693 | 0.46383 | -0.00056118 | -6.2303e-08 | -1.3432e-07 |  |  | 0.010632 | 0 | 0 | 0 | 0 | 0 | 0.010632 | 0 | 0.010632 | 0 | 0 | -1394.0923 | 0 | -1394.0923 | -0.00028921 | -2.5401e-06 | -3.213e-05 | -0.00032343 | 0.010632 | -0.030419 | -3.651e-05 | 0 | 0 | -0.00035994 | 0.010632 | -0.033853
HtPmpHt-Small Box-NR | Glass-Small Box-HtPmpHt-code to vea-NR | 30 | -0.0098283 | 0.045105 | 0 | 0 | ExCOMM | 0.47693 | 0.46383 | -0.010578 | -1.1743e-06 | -2.5318e-06 |  |  | 0.035449 | 0 | 0 | 0 | 0 | 0 | 0.035449 | 0 | 0.035449 | 0 | 0 | -246.5959 | 0 | -246.5959 | -0.0054513 | -4.7879e-05 | -0.00060562 | -0.0060962 | 0.035449 | -0.17197 | -0.00068817 | 0 | 0 | -0.0067844 | 0.035449 | -0.19138
HtPmpHt-High End-NR | Glass-High End-HtPmpHt-code to vea-NR | 30 | -0.0062805 | 0.029018 | 0 | 0 | ExCOMM | 0.47693 | 0.46383 | -0.0067594 | -7.5043e-07 | -1.6179e-06 |  |  | 0.022806 | 0 | 0 | 0 | 0 | 0 | 0.022806 | 0 | 0.022806 | 0 | 0 | -248.2625 | 0 | -248.2625 | -0.0034835 | -3.0596e-05 | -0.00038701 | -0.0038956 | 0.022806 | -0.17082 | -0.00043975 | 0 | 0 | -0.0043354 | 0.022806 | -0.1901
HtPmpHt-Anchor-NR | Glass-Anchor-HtPmpHt-code to vea-NR | 30 | -0.00010093 | 0.0026185 | 0 | 0 | ExCOMM | 0.47693 | 0.46383 | -0.00010862 | -1.2059e-08 | -2.6e-08 |  |  | 0.002058 | 0 | 0 | 0 | 0 | 0 | 0.002058 | 0 | 0.002058 | 0 | 0 | -1394.0973 | 0 | -1394.0973 | -5.5979e-05 | -4.9167e-07 | -6.2192e-06 | -6.2603e-05 | 0.002058 | -0.030419 | -7.0669e-06 | 0 | 0 | -6.967e-05 | 0.002058 | -0.033853
HtPmpHt-K-12-NR | Glass-K-12-HtPmpHt-code to vea-NR | 30 | 0.0049686 | 0.066638 | 0 | 0 | ExCOMM | 0.47693 | 0.46383 | 0.0053474 | 5.9367e-07 | 1.2799e-06 |  |  | 0.052373 | 0 | 0 | 0 | 0 | 0 | 0.052373 | 0 | 0.052373 | 0 | 0 | 720.6604 | 0 | 720.6604 | 0.0027558 | 2.4205e-05 | 0.00030617 | 0.0030819 | 0.052373 | 0.058845 | 0.0003479 | 0 | 0 | 0.0034298 | 0.052373 | 0.065488
HtPmpHt-University-NR | Glass-University-HtPmpHt-code to vea-NR | 30 | 0.0023261 | 0.0065922 | 0 | 0 | ExCOMM | 0.47693 | 0.46383 | 0.0025035 | 2.7794e-07 | 5.9922e-07 |  |  | 0.005181 | 0 | 0 | 0 | 0 | 0 | 0.005181 | 0 | 0.005181 | 0 | 0 | 152.2791 | 0 | 152.2791 | 0.0012902 | 1.1332e-05 | 0.00014334 | 0.0014428 | 0.005181 | 0.27848 | 0.00016287 | 0 | 0 | 0.0016057 | 0.005181 | 0.30992
HtPmpHt-Warehouse-NR | Glass-Warehouse-HtPmpHt-code to vea-NR | 30 | -0.0059037 | 0.053091 | 0 | 0 | ExCOMM | 0.47693 | 0.46383 | -0.0063538 | -7.0541e-07 | -1.5208e-06 |  |  | 0.041726 | 0 | 0 | 0 | 0 | 0 | 0.041726 | 0 | 0.041726 | 0 | 0 | -483.2119 | 0 | -483.2119 | -0.0032745 | -2.876e-05 | -0.00036379 | -0.0036619 | 0.041726 | -0.087762 | -0.00041337 | 0 | 0 | -0.0040753 | 0.041726 | -0.097668
HtPmpHt-Supermarket-NR | Glass-Supermarket-HtPmpHt-code to vea-NR | 30 | -9.9955e-05 | 0.002478 | 0 | 0 | ExCOMM | 0.47693 | 0.46383 | -0.00010758 | -1.1943e-08 | -2.5749e-08 |  |  | 0.0019475 | 0 | 0 | 0 | 0 | 0 | 0.0019475 | 0 | 0.0019475 | 0 | 0 | -1332.1116 | 0 | -1332.1116 | -5.544e-05 | -4.8693e-07 | -6.1593e-06 | -6.1999e-05 | 0.0019475 | -0.031835 | -6.9987e-06 | 0 | 0 | -6.8998e-05 | 0.0019475 | -0.035428
HtPmpHt-MIniMart-NR | Glass-MIniMart-HtPmpHt-code to vea-NR | 30 | -0.00014727 | 0.0040756 | 0 | 0 | ExCOMM | 0.47693 | 0.46383 | -0.0001585 | -1.7597e-08 | -3.7938e-08 |  |  | 0.0032032 | 0 | 0 | 0 | 0 | 0 | 0.0032032 | 0 | 0.0032032 | 0 | 0 | -1487.0341 | 0 | -1487.034 | -8.1683e-05 | -7.1743e-07 | -9.0749e-06 | -9.1348e-05 | 0.0032032 | -0.028518 | -1.0312e-05 | 0 | 0 | -0.00010166 | 0.0032032 | -0.031737
HtPmpHt-Restaurant-NR | Glass-Restaurant-HtPmpHt-code to vea-NR | 30 | -0.0077611 | 0.028925 | 0 | 0 | ExCOMM | 0.47693 | 0.46383 | -0.0083529 | -9.2735e-07 | -1.9993e-06 |  |  | 0.022733 | 0 | 0 | 0 | 0 | 0 | 0.022733 | 0 | 0.022733 | 0 | 0 | -200.2592 | 0 | -200.2592 | -0.0043047 | -3.7809e-05 | -0.00047825 | -0.004814 | 0.022733 | -0.21176 | -0.00054343 | 0 | 0 | -0.0053575 | 0.022733 | -0.23567
HtPmpHt-Lodging-NR | Glass-Lodging-HtPmpHt-code to vea-NR | 30 | -0.0068618 | 0.17366 | 0 | 0 | ExCOMM | 0.47693 | 0.46383 | -0.007385 | -8.1989e-07 | -1.7676e-06 |  |  | 0.13648 | 0 | 0 | 0 | 0 | 0 | 0.13648 | 0 | 0.13648 | 0 | 0 | -1359.8629 | 0 | -1359.863 | -0.0038059 | -3.3428e-05 | -0.00042283 | -0.0042562 | 0.13648 | -0.031185 | -0.00048046 | 0 | 0 | -0.0047367 | 0.13648 | -0.034705
HtPmpHt-Hospital-NR | Glass-Hospital-HtPmpHt-code to vea-NR | 30 | 0.00033269 | 0.00061121 | 0 | 0 | ExCOMM | 0.47693 | 0.46383 | 0.00035805 | 3.9751e-08 | 8.5702e-08 |  |  | 0.00048037 | 0 | 0 | 0 | 0 | 0 | 0.00048037 | 0 | 0.00048037 | 0 | 0 | 98.7187 | 0 | 98.7187 | 0.00018452 | 1.6207e-06 | 2.05e-05 | 0.00020636 | 0.00048037 | 0.42958 | 2.3294e-05 | 0 | 0 | 0.00022965 | 0.00048037 | 0.47807
HtPmpHt-OtherHealth-NR | Glass-OtherHealth-HtPmpHt-code to vea-NR | 30 | 0.038199 | 0.052009 | 0 | 0 | ExCOMM | 0.47693 | 0.46383 | 0.041112 | 4.5643e-06 | 9.8404e-06 |  |  | 0.040875 | 0 | 0 | 0 | 0 | 0 | 0.040875 | 0 | 0.040875 | 0 | 0 | 73.1577 | 0 | 73.1577 | 0.021187 | 0.00018609 | 0.0023539 | 0.023694 | 0.040875 | 0.57967 | 0.0026747 | 0 | 0 | 0.026369 | 0.040875 | 0.64511
HtPmpHt-Other-NR | Glass-Other-HtPmpHt-code to vea-NR | 30 | -0.0047349 | 0.14076 | 0 | 0 | ExCOMM | 0.47693 | 0.46383 | -0.005096 | -5.6576e-07 | -1.2197e-06 |  |  | 0.11062 | 0 | 0 | 0 | 0 | 0 | 0.11062 | 0 | 0.11062 | 0 | 0 | -1597.3284 | 0 | -1597.3284 | -0.0026262 | -2.3066e-05 | -0.00029177 | -0.002937 | 0.11062 | -0.026549 | -0.00033154 | 0 | 0 | -0.0032685 | 0.11062 | -0.029546
ElecHt-Large Off-NR | Glass-Large Off-ElecHt-codet to vet-NR | 30 | 0.026 | 0.001827 | 0 | 0 | ExCOMM | 0.47693 | 0.46383 | 0.027982 | 3.1066e-06 | 6.6977e-06 |  |  | 0.0014359 | 0 | 0 | 0 | 0 | 0 | 0.0014359 | 0 | 0.0014359 | 0 | 0 | 3.7758 | 0 | 3.7758 | 0.014421 | 0.00012666 | 0.0016021 | 0.016127 | 0.0014359 | 11.2315 | 0.0018205 | 0 | 0 | 0.017948 | 0.0014359 | 12.4994
ElecHt-Medium Off-NR | Glass-Medium Off-ElecHt-codet to vet-NR | 30 | 0.01306 | 0.00095655 | 0 | 0 | ExCOMM | 0.47693 | 0.46383 | 0.014056 | 1.5605e-06 | 3.3644e-06 |  |  | 0.00075178 | 0 | 0 | 0 | 0 | 0 | 0.00075178 | 0 | 0.00075178 | 0 | 0 | 3.9355 | 0 | 3.9355 | 0.0072439 | 6.3623e-05 | 0.00080478 | 0.0081009 | 0.00075178 | 10.7757 | 0.00091447 | 0 | 0 | 0.0090154 | 0.00075178 | 11.9921
ElecHt-Small Off-NR | Glass-Small Off-ElecHt-codet to vet-NR | 30 | 0.013498 | 0.0015081 | 0 | 0 | ExCOMM | 0.47693 | 0.46383 | 0.014527 | 1.6128e-06 | 3.4771e-06 |  |  | 0.0011853 | 0 | 0 | 0 | 0 | 0 | 0.0011853 | 0 | 0.0011853 | 0 | 0 | 6.0037 | 0 | 6.0037 | 0.0074865 | 6.5754e-05 | 0.00083173 | 0.0083723 | 0.0011853 | 7.0636 | 0.0009451 | 0 | 0 | 0.0093174 | 0.0011853 | 7.8609
ElecHt-Big Box-NR | Glass-Big Box-ElecHt-codet to vet-NR | 30 | 8.0175e-05 | 1.055e-05 | 0 | 0 | ExCOMM | 0.47693 | 0.46383 | 8.6289e-05 | 9.5798e-09 | 2.0654e-08 |  |  | 8.2912e-06 | 0 | 0 | 0 | 0 | 0 | 8.2912e-06 | 0 | 8.2912e-06 | 0 | 0 | 7.0702 | 0 | 7.0702 | 4.4469e-05 | 3.9058e-07 | 4.9405e-06 | 4.9731e-05 | 8.2912e-06 | 5.998 | 5.6138e-06 | 0 | 0 | 5.5345e-05 | 8.2912e-06 | 6.6751
ElecHt-Small Box-NR | Glass-Small Box-ElecHt-codet to vet-NR | 30 | 0.0013336 | 0.00032362 | 0 | 0 | ExCOMM | 0.47693 | 0.46383 | 0.0014353 | 1.5935e-07 | 3.4354e-07 |  |  | 0.00025434 | 0 | 0 | 0 | 0 | 0 | 0.00025434 | 0 | 0.00025434 | 0 | 0 | 13.0392 | 0 | 13.0392 | 0.00073968 | 6.4967e-06 | 8.2177e-05 | 0.0008272 | 0.00025434 | 3.2523 | 9.3378e-05 | 0 | 0 | 0.00092058 | 0.00025434 | 3.6194
ElecHt-High End-NR | Glass-High End-ElecHt-codet to vet-NR | 30 | 0.0011141 | 0.00027379 | 0 | 0 | ExCOMM | 0.47693 | 0.46383 | 0.001199 | 1.3312e-07 | 2.8699e-07 |  |  | 0.00021518 | 0 | 0 | 0 | 0 | 0 | 0.00021518 | 0 | 0.00021518 | 0 | 0 | 13.205 | 0 | 13.205 | 0.00061792 | 5.4273e-06 | 6.865e-05 | 0.00069103 | 0.00021518 | 3.2115 | 7.8006e-05 | 0 | 0 | 0.00076904 | 0.00021518 | 3.574
ElecHt-Anchor-NR | Glass-Anchor-ElecHt-codet to vet-NR | 30 | 0.00028459 | 3.7446e-05 | 0 | 0 | ExCOMM | 0.47693 | 0.46383 | 0.00030629 | 3.4004e-08 | 7.3312e-08 |  |  | 2.943e-05 | 0 | 0 | 0 | 0 | 0 | 2.943e-05 | 0 | 2.943e-05 | 0 | 0 | 7.0702 | 0 | 7.0702 | 0.00015785 | 1.3864e-06 | 1.7536e-05 | 0.00017652 | 2.943e-05 | 5.998 | 1.9927e-05 | 0 | 0 | 0.00019645 | 2.943e-05 | 6.6751
ElecHt-K-12-NR | Glass-K-12-ElecHt-codet to vet-NR | 30 | 0.00067604 | 0.00016677 | 0 | 0 | ExCOMM | 0.47693 | 0.46383 | 0.00072758 | 8.0777e-08 | 1.7415e-07 |  |  | 0.00013107 | 0 | 0 | 0 | 0 | 0 | 0.00013107 | 0 | 0.00013107 | 0 | 0 | 13.2552 | 0 | 13.2552 | 0.00037496 | 3.2933e-06 | 4.1658e-05 | 0.00041933 | 0.00013107 | 3.1993 | 4.7336e-05 | 0 | 0 | 0.00046666 | 0.00013107 | 3.5605
ElecHt-University-NR | Glass-University-ElecHt-codet to vet-NR | 30 | 0.0015358 | 0.00013184 | 0 | 0 | ExCOMM | 0.47693 | 0.46383 | 0.0016529 | 1.8351e-07 | 3.9563e-07 |  |  | 0.00010362 | 0 | 0 | 0 | 0 | 0 | 0.00010362 | 0 | 0.00010362 | 0 | 0 | 4.6128 | 0 | 4.6128 | 0.00085184 | 7.4817e-06 | 9.4637e-05 | 0.00095262 | 0.00010362 | 9.1934 | 0.00010754 | 0 | 0 | 0.0010602 | 0.00010362 | 10.2312
ElecHt-Warehouse-NR | Glass-Warehouse-ElecHt-codet to vet-NR | 30 | 0.0006891 | 0.00034186 | 0 | 0 | ExCOMM | 0.47693 | 0.46383 | 0.00074165 | 8.2338e-08 | 1.7752e-07 |  |  | 0.00026868 | 0 | 0 | 0 | 0 | 0 | 0.00026868 | 0 | 0.00026868 | 0 | 0 | 26.6566 | 0 | 26.6566 | 0.00038221 | 3.357e-06 | 4.2463e-05 | 0.00042744 | 0.00026868 | 1.5909 | 4.8251e-05 | 0 | 0 | 0.00047569 | 0.00026868 | 1.7705
ElecHt-Supermarket-NR | Glass-Supermarket-ElecHt-codet to vet-NR | 30 | 8.3367e-05 | 1.0485e-05 | 0 | 0 | ExCOMM | 0.47693 | 0.46383 | 8.9724e-05 | 9.9612e-09 | 2.1476e-08 |  |  | 8.2402e-06 | 0 | 0 | 0 | 0 | 0 | 8.2402e-06 | 0 | 8.2402e-06 | 0 | 0 | 6.7577 | 0 | 6.7577 | 4.624e-05 | 4.0613e-07 | 5.1371e-06 | 5.1711e-05 | 8.2402e-06 | 6.2754 | 5.8373e-06 | 0 | 0 | 5.7548e-05 | 8.2402e-06 | 6.9838
ElecHt-MIniMart-NR | Glass-MIniMart-ElecHt-codet to vet-NR | 30 | 0.00045677 | 6.4082e-05 | 0 | 0 | ExCOMM | 0.47693 | 0.46383 | 0.0004916 | 5.4577e-08 | 1.1767e-07 |  |  | 5.0364e-05 | 0 | 0 | 0 | 0 | 0 | 5.0364e-05 | 0 | 5.0364e-05 | 0 | 0 | 7.5385 | 0 | 7.5385 | 0.00025335 | 2.2252e-06 | 2.8146e-05 | 0.00028332 | 5.0364e-05 | 5.6255 | 3.1982e-05 | 0 | 0 | 0.0003153 | 5.0364e-05 | 6.2605
ElecHt-Restaurant-NR | Glass-Restaurant-ElecHt-codet to vet-NR | 30 | 0.00093892 | 0.00012467 | 0 | 0 | ExCOMM | 0.47693 | 0.46383 | 0.0010105 | 1.1219e-07 | 2.4187e-07 |  |  | 9.7984e-05 | 0 | 0 | 0 | 0 | 0 | 9.7984e-05 | 0 | 9.7984e-05 | 0 | 0 | 7.1348 | 0 | 7.1348 | 0.00052077 | 4.574e-06 | 5.7857e-05 | 0.00058239 | 9.7984e-05 | 5.9437 | 6.5743e-05 | 0 | 0 | 0.00064813 | 9.7984e-05 | 6.6147
ElecHt-Lodging-NR | Glass-Lodging-ElecHt-codet to vet-NR | 30 | 0.011422 | 0.0014663 | 0 | 0 | ExCOMM | 0.47693 | 0.46383 | 0.012293 | 1.3648e-06 | 2.9425e-06 |  |  | 0.0011524 | 0 | 0 | 0 | 0 | 0 | 0.0011524 | 0 | 0.0011524 | 0 | 0 | 6.8977 | 0 | 6.8977 | 0.0063354 | 5.5644e-05 | 0.00070385 | 0.007085 | 0.0011524 | 6.1481 | 0.00079978 | 0 | 0 | 0.0078848 | 0.0011524 | 6.8421
ElecHt-Hospital-NR | Glass-Hospital-ElecHt-codet to vet-NR | 30 | 0.0005269 | 3.6673e-05 | 0 | 0 | ExCOMM | 0.47693 | 0.46383 | 0.00056708 | 6.2957e-08 | 1.3573e-07 |  |  | 2.8822e-05 | 0 | 0 | 0 | 0 | 0 | 2.8822e-05 | 0 | 2.8822e-05 | 0 | 0 | 3.7398 | 0 | 3.7398 | 0.00029225 | 2.5668e-06 | 3.2468e-05 | 0.00032683 | 2.8822e-05 | 11.3394 | 3.6893e-05 | 0 | 0 | 0.00036372 | 2.8822e-05 | 12.6194
ElecHt-OtherHealth-NR | Glass-OtherHealth-ElecHt-codet to vet-NR | 30 | 0.016601 | 0.0011651 | 0 | 0 | ExCOMM | 0.47693 | 0.46383 | 0.017867 | 1.9836e-06 | 4.2765e-06 |  |  | 0.00091565 | 0 | 0 | 0 | 0 | 0 | 0.00091565 | 0 | 0.00091565 | 0 | 0 | 3.771 | 0 | 3.771 | 0.0092077 | 8.0872e-05 | 0.001023 | 0.010297 | 0.00091565 | 11.2458 | 0.0011624 | 0 | 0 | 0.01146 | 0.00091565 | 12.5152
ElecHt-Other-NR | Glass-Other-ElecHt-codet to vet-NR | 30 | 0.0076083 | 0.001146 | 0 | 0 | ExCOMM | 0.47693 | 0.46383 | 0.0081885 | 9.0909e-07 | 1.96e-06 |  |  | 0.00090069 | 0 | 0 | 0 | 0 | 0 | 0.00090069 | 0 | 0.00090069 | 0 | 0 | 8.0937 | 0 | 8.0937 | 0.00422 | 3.7064e-05 | 0.00046883 | 0.0047193 | 0.00090069 | 5.2396 | 0.00053273 | 0 | 0 | 0.005252 | 0.00090069 | 5.8311
ElecHt-Large Off-NR | Glass-Large Off-ElecHt-codet to veat-NR | 30 | 0.52612 | 0.091349 | 0 | 0 | ExCOMM | 0.47693 | 0.46383 | 0.56624 | 6.2864e-05 | 0.00013553 |  |  | 0.071794 | 0 | 0 | 0 | 0 | 0 | 0.071794 | 0 | 0.071794 | 0 | 0 | 9.3295 | 0 | 9.3295 | 0.29181 | 0.002563 | 0.03242 | 0.32634 | 0.071794 | 4.5455 | 0.036839 | 0 | 0 | 0.36318 | 0.071794 | 5.0587
ElecHt-Medium Off-NR | Glass-Medium Off-ElecHt-codet to veat-NR | 30 | 0.26591 | 0.047827 | 0 | 0 | ExCOMM | 0.47693 | 0.46383 | 0.28619 | 3.1773e-05 | 6.8501e-05 |  |  | 0.037589 | 0 | 0 | 0 | 0 | 0 | 0.037589 | 0 | 0.037589 | 0 | 0 | 9.6645 | 0 | 9.6645 | 0.14749 | 0.0012954 | 0.016386 | 0.16494 | 0.037589 | 4.388 | 0.018619 | 0 | 0 | 0.18356 | 0.037589 | 4.8833
ElecHt-Small Off-NR | Glass-Small Off-ElecHt-codet to veat-NR | 30 | 1.0935 | 0.28654 | 0 | 0 | ExCOMM | 0.47693 | 0.46383 | 1.1769 | 0.00013066 | 0.00028171 |  |  | 0.2252 | 0 | 0 | 0 | 0 | 0 | 0.2252 | 0 | 0.2252 | 0 | 0 | 14.0796 | 0 | 14.0796 | 0.60654 | 0.0053273 | 0.067385 | 0.6783 | 0.2252 | 3.012 | 0.07657 | 0 | 0 | 0.75487 | 0.2252 | 3.352
ElecHt-Big Box-NR | Glass-Big Box-ElecHt-codet to veat-NR | 30 | 0.0042206 | 0.0012659 | 0 | 0 | ExCOMM | 0.47693 | 0.46383 | 0.0045424 | 5.043e-07 | 1.0873e-06 |  |  | 0.00099494 | 0 | 0 | 0 | 0 | 0 | 0.00099494 | 0 | 0.00099494 | 0 | 0 | 16.117 | 0 | 16.117 | 0.0023409 | 2.0561e-05 | 0.00026007 | 0.0026179 | 0.00099494 | 2.6312 | 0.00029552 | 0 | 0 | 0.0029134 | 0.00099494 | 2.9283
ElecHt-Small Box-NR | Glass-Small Box-ElecHt-codet to veat-NR | 30 | 0.1201 | 0.061488 | 0 | 0 | ExCOMM | 0.47693 | 0.46383 | 0.12925 | 1.435e-05 | 3.0938e-05 |  |  | 0.048325 | 0 | 0 | 0 | 0 | 0 | 0.048325 | 0 | 0.048325 | 0 | 0 | 27.5104 | 0 | 27.5104 | 0.066612 | 0.00058506 | 0.0074004 | 0.074493 | 0.048325 | 1.5415 | 0.0084091 | 0 | 0 | 0.082902 | 0.048325 | 1.7155
ElecHt-High End-NR | Glass-High End-ElecHt-codet to veat-NR | 30 | 0.10082 | 0.052019 | 0 | 0 | ExCOMM | 0.47693 | 0.46383 | 0.10851 | 1.2047e-05 | 2.5972e-05 |  |  | 0.040883 | 0 | 0 | 0 | 0 | 0 | 0.040883 | 0 | 0.040883 | 0 | 0 | 27.724 | 0 | 27.724 | 0.05592 | 0.00049115 | 0.0062126 | 0.062537 | 0.040883 | 1.5296 | 0.0070594 | 0 | 0 | 0.069596 | 0.040883 | 1.7023
ElecHt-Anchor-NR | Glass-Anchor-ElecHt-codet to veat-NR | 30 | 0.0062422 | 0.0018723 | 0 | 0 | ExCOMM | 0.47693 | 0.46383 | 0.0067181 | 7.4585e-07 | 1.608e-06 |  |  | 0.0014715 | 0 | 0 | 0 | 0 | 0 | 0.0014715 | 0 | 0.0014715 | 0 | 0 | 16.117 | 0 | 16.117 | 0.0034622 | 3.0409e-05 | 0.00038465 | 0.0038719 | 0.0014715 | 2.6312 | 0.00043707 | 0 | 0 | 0.0043089 | 0.0014715 | 2.9282
ElecHt-K-12-NR | Glass-K-12-ElecHt-codet to veat-NR | 30 | 0.060166 | 0.031686 | 0 | 0 | ExCOMM | 0.47693 | 0.46383 | 0.064753 | 7.189e-06 | 1.5499e-05 |  |  | 0.024903 | 0 | 0 | 0 | 0 | 0 | 0.024903 | 0 | 0.024903 | 0 | 0 | 28.2983 | 0 | 28.2983 | 0.033371 | 0.0002931 | 0.0037075 | 0.037319 | 0.024903 | 1.4986 | 0.0042128 | 0 | 0 | 0.041532 | 0.024903 | 1.6678
ElecHt-University-NR | Glass-University-ElecHt-codet to veat-NR | 30 | 0.032751 | 0.0065922 | 0 | 0 | ExCOMM | 0.47693 | 0.46383 | 0.035248 | 3.9133e-06 | 8.4369e-06 |  |  | 0.005181 | 0 | 0 | 0 | 0 | 0 | 0.005181 | 0 | 0.005181 | 0 | 0 | 10.8155 | 0 | 10.8155 | 0.018165 | 0.00015955 | 0.0020181 | 0.020315 | 0.005181 | 3.921 | 0.0022932 | 0 | 0 | 0.022608 | 0.005181 | 4.3636
ElecHt-Warehouse-NR | Glass-Warehouse-ElecHt-codet to veat-NR | 30 | 0.072072 | 0.064954 | 0 | 0 | ExCOMM | 0.47693 | 0.46383 | 0.077567 | 8.6115e-06 | 1.8566e-05 |  |  | 0.051049 | 0 | 0 | 0 | 0 | 0 | 0.051049 | 0 | 0.051049 | 0 | 0 | 48.4261 | 0 | 48.4261 | 0.039975 | 0.0003511 | 0.0044411 | 0.044704 | 0.051049 | 0.87572 | 0.0050464 | 0 | 0 | 0.049751 | 0.051049 | 0.97457
ElecHt-Supermarket-NR | Glass-Supermarket-ElecHt-codet to veat-NR | 30 | 0.0068727 | 0.0019921 | 0 | 0 | ExCOMM | 0.47693 | 0.46383 | 0.0073968 | 8.2119e-07 | 1.7705e-06 |  |  | 0.0015656 | 0 | 0 | 0 | 0 | 0 | 0.0015656 | 0 | 0.0015656 | 0 | 0 | 15.5746 | 0 | 15.5746 | 0.003812 | 3.3481e-05 | 0.0004235 | 0.004263 | 0.0015656 | 2.7229 | 0.00048122 | 0 | 0 | 0.0047442 | 0.0015656 | 3.0302
ElecHt-MIniMart-NR | Glass-MIniMart-ElecHt-codet to veat-NR | 30 | 0.038694 | 0.012176 | 0 | 0 | ExCOMM | 0.47693 | 0.46383 | 0.041644 | 4.6234e-06 | 9.9679e-06 |  |  | 0.0095692 | 0 | 0 | 0 | 0 | 0 | 0.0095692 | 0 | 0.0095692 | 0 | 0 | 16.9078 | 0 | 16.9078 | 0.021462 | 0.0001885 | 0.0023843 | 0.024001 | 0.0095692 | 2.5082 | 0.0027093 | 0 | 0 | 0.02671 | 0.0095692 | 2.7913
ElecHt-Restaurant-NR | Glass-Restaurant-ElecHt-codet to veat-NR | 30 | 0.078435 | 0.023688 | 0 | 0 | ExCOMM | 0.47693 | 0.46383 | 0.084416 | 9.3719e-06 | 2.0205e-05 |  |  | 0.018617 | 0 | 0 | 0 | 0 | 0 | 0.018617 | 0 | 0.018617 | 0 | 0 | 16.2276 | 0 | 16.2276 | 0.043504 | 0.0003821 | 0.0048332 | 0.048652 | 0.018617 | 2.6133 | 0.005492 | 0 | 0 | 0.054143 | 0.018617 | 2.9083
ElecHt-Lodging-NR | Glass-Lodging-ElecHt-codet to veat-NR | 30 | 0.9463 | 0.27859 | 0 | 0 | ExCOMM | 0.47693 | 0.46383 | 1.0185 | 0.00011307 | 0.00024377 |  |  | 0.21895 | 0 | 0 | 0 | 0 | 0 | 0.21895 | 0 | 0.21895 | 0 | 0 | 15.819 | 0 | 15.819 | 0.52487 | 0.00461 | 0.058312 | 0.58697 | 0.21895 | 2.6808 | 0.06626 | 0 | 0 | 0.65323 | 0.21895 | 2.9834
ElecHt-Hospital-NR | Glass-Hospital-ElecHt-codet to veat-NR | 30 | 0.010796 | 0.0018336 | 0 | 0 | ExCOMM | 0.47693 | 0.46383 | 0.011619 | 1.2899e-06 | 2.7811e-06 |  |  | 0.0014411 | 0 | 0 | 0 | 0 | 0 | 0.0014411 | 0 | 0.0014411 | 0 | 0 | 9.1264 | 0 | 9.1264 | 0.0059879 | 5.2592e-05 | 0.00066524 | 0.0066964 | 0.0014411 | 4.6467 | 0.00075591 | 0 | 0 | 0.0074523 | 0.0014411 | 5.1712
ElecHt-OtherHealth-NR | Glass-OtherHealth-ElecHt-codet to veat-NR | 30 | 1.3121 | 0.22136 | 0 | 0 | ExCOMM | 0.47693 | 0.46383 | 1.4121 | 0.00015677 | 0.000338 |  |  | 0.17397 | 0 | 0 | 0 | 0 | 0 | 0.17397 | 0 | 0.17397 | 0 | 0 | 9.0654 | 0 | 9.0654 | 0.72774 | 0.0063918 | 0.08085 | 0.81384 | 0.17397 | 4.678 | 0.09187 | 0 | 0 | 0.90571 | 0.17397 | 5.206
ElecHt-Other-NR | Glass-Other-ElecHt-codet to veat-NR | 30 | 0.41483 | 0.13752 | 0 | 0 | ExCOMM | 0.47693 | 0.46383 | 0.44647 | 4.9567e-05 | 0.00010686 |  |  | 0.10808 | 0 | 0 | 0 | 0 | 0 | 0.10808 | 0 | 0.10808 | 0 | 0 | 17.8131 | 0 | 17.8131 | 0.23009 | 0.0020209 | 0.025562 | 0.25731 | 0.10808 | 2.3807 | 0.029046 | 0 | 0 | 0.28636 | 0.10808 | 2.6494
GasHt-Large Off-NR | Glass-Large Off-GasHt-codet to vet-NR | 30 | 0.0088207 | 0.0017502 | -0.00030974 | 0 | SmComCAC | 0.17 | 0 | 0.0094933 | 0 | 6.3747e-06 |  |  | 0.0013755 | 0 | 0 | -0.0042095 | 0 | 0 | 0.0013755 | -0.0042095 | 0 | 0 | 0 | 10.6614 | -32.6276 | -21.9661 | 0.0068842 | 0 | 0.00083083 | 0.007715 | 0.0013755 | 5.6089 | 0.0017327 | 0 | 0 | 0.012282 | 0 | 9999
GasHt-Medium Off-NR | Glass-Medium Off-GasHt-codet to vet-NR | 30 | 0.0085688 | 0.0019202 | -0.00033984 | 0 | SmComCAC | 0.17 | 0 | 0.0092222 | 0 | 6.1927e-06 |  |  | 0.0015092 | 0 | 0 | -0.0046186 | 0 | 0 | 0.0015092 | -0.0046186 | 0 | 0 | 0 | 12.0413 | -36.8506 | -24.8092 | 0.0066876 | 0 | 0.0008071 | 0.0074947 | 0.0015092 | 9999 | 0.0016832 | 0 | 0 | 0.012287 | 0 | 9999
GasHt-Small Off-NR | Glass-Small Off-GasHt-codet to vet-NR | 30 | 0.014844 | 0.003964 | -0.0003973 | 0 | SmComCAC | 0.17 | 0 | 0.015976 | 0 | 1.0728e-05 |  |  | 0.0031154 | 0 | 0 | -0.0053994 | 0 | 0 | 0.0031154 | -0.0053994 | 0 | 0 | 0 | 14.3485 | -24.8682 | -10.5196 | 0.011585 | 0 | 0.0013982 | 0.012984 | 0.0031154 | 9999 | 0.002916 | 0 | 0 | 0.018184 | 0 | 9999
GasHt-Big Box-NR | Glass-Big Box-GasHt-codet to vet-NR | 30 | 0.00088248 | 0.00041873 | -4.4284e-05 | 0 | SmComCAC | 0.17 | 0 | 0.00094977 | 0 | 6.3777e-07 |  |  | 0.00032909 | 0 | 0 | -0.00060184 | 0 | 0 | 0.00032909 | -0.00060184 | 0 | 0 | 0 | 25.4958 | -46.6263 | -21.1305 | 0.00068874 | 0 | 8.3122e-05 | 0.00077186 | 0.00032909 | 9999 | 0.00017335 | 0 | 0 | 0.001218 | 0 | 9999
GasHt-Small Box-NR | Glass-Small Box-GasHt-codet to vet-NR | 30 | 0.0012425 | 0.0011582 | -6.7976e-05 | 0 | SmComCAC | 0.17 | 0 | 0.0013372 | 0 | 8.9796e-07 |  |  | 0.00091024 | 0 | 0 | -0.00092381 | 0 | 0 | 0.00091024 | -0.00092381 | 0 | 0 | 0 | 50.0862 | -50.8329 | -0.74667 | 0.00096972 | 0 | 0.00011703 | 0.0010867 | 0.00091024 | 9999 | 0.00024407 | 0 | 0 | 0.0013444 | 0 | 9999
GasHt-High End-NR | Glass-High End-GasHt-codet to vet-NR | 30 | 0.0012428 | 0.0012172 | -7.1438e-05 | 0 | SmComCAC | 0.17 | 0 | 0.0013376 | 0 | 8.9817e-07 |  |  | 0.0009566 | 0 | 0 | -0.00097086 | 0 | 0 | 0.0009566 | -0.00097086 | 0 | 0 | 0 | 52.6245 | -53.409 | -0.78452 | 0.00096995 | 0 | 0.00011706 | 0.001087 | 0.0009566 | 9999 | 0.00024413 | 0 | 0 | 0.0013454 | 0 | 9999
GasHt-Anchor-NR | Glass-Anchor-GasHt-codet to vet-NR | 30 | 0.00019396 | 9.2034e-05 | -9.7334e-06 | 0 | SmComCAC | 0.17 | 0 | 0.00020875 | 0 | 1.4018e-07 |  |  | 7.2332e-05 | 0 | 0 | -0.00013228 | 0 | 0 | 7.2332e-05 | -0.00013228 | 0 | 0 | 0 | 25.4961 | -46.6269 | -21.1308 | 0.00015138 | 0 | 1.8269e-05 | 0.00016965 | 7.2332e-05 | 9999 | 3.8101e-05 | 0 | 0 | 0.0002677 | 0 | 9999
GasHt-K-12-NR | Glass-K-12-GasHt-codet to vet-NR | 30 | 0.00036663 | 0.0026543 | -0.00020013 | 0 | SmComCAC | 0.17 | 0 | 0.00039459 | 0 | 2.6496e-07 |  |  | 0.0020861 | 0 | 0 | -0.0027198 | 0 | 0 | 0.0020861 | -0.0027198 | 0 | 0 | 0 | 389.0103 | -507.1785 | -118.1683 | 0.00028614 | 0 | 3.4533e-05 | 0.00032067 | 0.0020861 | 9999 | 7.2019e-05 | 0 | 0 | 0.0010264 | 0 | 9999
GasHt-University-NR | Glass-University-GasHt-codet to vet-NR | 30 | 0.0027103 | 0.0011558 | -0.00020705 | 0 | SmComCAC | 0.17 | 0 | 0.0029169 | 0 | 1.9587e-06 |  |  | 0.00090836 | 0 | 0 | -0.0028139 | 0 | 0 | 0.00090836 | -0.0028139 | 0 | 0 | 0 | 22.9141 | -70.9835 | -48.0694 | 0.0021153 | 0 | 0.00025528 | 0.0023705 | 0.00090836 | 9999 | 0.0005324 | 0 | 0 | 0.0048085 | 0 | 9999
GasHt-Warehouse-NR | Glass-Warehouse-GasHt-codet to vet-NR | 30 | 0.0022433 | 0.0025197 | -5.4605e-05 | 0 | SmComCAC | 0.17 | 0 | 0.0024144 | 0 | 1.6213e-06 |  |  | 0.0019803 | 0 | 0 | -0.0007421 | 0 | 0 | 0.0019803 | -0.0007421 | 0.0012382 | 0 | 0 | 60.3532 | -22.6165 | 37.7367 | 0.0017508 | 0 | 0.0002113 | 0.0019621 | 0.0019803 | 9999 | 0.00044067 | 0 | 0 | 0.0024028 | 0.0012382 | 1.9405
GasHt-Supermarket-NR | Glass-Supermarket-GasHt-codet to vet-NR | 30 | 0.0001246 | 5.0672e-05 | -5.359e-06 | 0 | SmComCAC | 0.17 | 0 | 0.0001341 | 0 | 9.005e-08 |  |  | 3.9825e-05 | 0 | 0 | -7.2831e-05 | 0 | 0 | 3.9825e-05 | -7.2831e-05 | 0 | 0 | 0 | 21.8519 | -39.9625 | -18.1106 | 9.7246e-05 | 0 | 1.1736e-05 | 0.00010898 | 3.9825e-05 | 2.7365 | 2.4476e-05 | 0 | 0 | 0.00016646 | 0 | 9999
GasHt-MIniMart-NR | Glass-MIniMart-GasHt-codet to vet-NR | 30 | 0.00059713 | 0.00036512 | -3.8615e-05 | 0 | SmComCAC | 0.17 | 0 | 0.00064267 | 0 | 4.3155e-07 |  |  | 0.00028696 | 0 | 0 | -0.00052479 | 0 | 0 | 0.00028696 | -0.00052479 | 0 | 0 | 0 | 32.8552 | -60.0852 | -27.2299 | 0.00046604 | 0 | 5.6245e-05 | 0.00052228 | 0.00028696 | 9999 | 0.0001173 | 0 | 0 | 0.00087741 | 0 | 9999
GasHt-Restaurant-NR | Glass-Restaurant-GasHt-codet to vet-NR | 30 | 0.0024023 | 0.0011783 | -0.00012462 | 0 | SmComCAC | 0.17 | 0 | 0.0025855 | 0 | 1.7361e-06 |  |  | 0.00092609 | 0 | 0 | -0.0016936 | 0 | 0 | 0.00092609 | -0.0016936 | 0 | 0 | 0 | 26.3561 | -48.1998 | -21.8436 | 0.0018749 | 0 | 0.00022628 | 0.0021012 | 0.00092609 | 9999 | 0.0004719 | 0 | 0 | 0.0033406 | 0 | 9999
GasHt-Lodging-NR | Glass-Lodging-GasHt-codet to vet-NR | 30 | 0.003203 | 0.001394 | -0.00014743 | 0 | SmComCAC | 0.17 | 0 | 0.0034472 | 0 | 2.3148e-06 |  |  | 0.0010956 | 0 | 0 | -0.0020036 | 0 | 0 | 0.0010956 | -0.0020036 | 0 | 0 | 0 | 23.3861 | -42.7682 | -19.3821 | 0.0024998 | 0 | 0.00030169 | 0.0028015 | 0.0010956 | 9999 | 0.00062918 | 0 | 0 | 0.0043387 | 0 | 9999
GasHt-Hospital-NR | Glass-Hospital-GasHt-codet to vet-NR | 30 | 0.0041488 | 0.0011735 | -0.00024478 | 0 | SmComCAC | 0.17 | 0 | 0.0044652 | 0 | 2.9984e-06 |  |  | 0.00092231 | 0 | 0 | -0.0033266 | 0 | 0 | 0.00092231 | -0.0033266 | 0 | 0 | 0 | 15.1988 | -54.8193 | -39.6206 | 0.003238 | 0 | 0.00039078 | 0.0036288 | 0.00092231 | 9999 | 0.00081498 | 0 | 0 | 0.006848 | 0 | 9999
GasHt-OtherHealth-NR | Glass-OtherHealth-GasHt-codet to vet-NR | 30 | 0.003885 | 0.0021882 | -0.00052557 | 0 | SmComCAC | 0.17 | 0 | 0.0041813 | 0 | 2.8077e-06 |  |  | 0.0017197 | 0 | 0 | -0.0071426 | 0 | 0 | 0.0017197 | -0.0071426 | 0 | 0 | 0 | 30.2638 | -125.6951 | -95.4313 | 0.0030321 | 0 | 0.00036594 | 0.003398 | 0.0017197 | 9999 | 0.00076316 | 0 | 0 | 0.0095841 | 0 | 9999
GasHt-Other-NR | Glass-Other-GasHt-codet to vet-NR | 30 | 0.007757 | 0.0067657 | -0.00071554 | 0 | SmComCAC | 0.17 | 0 | 0.0083484 | 0 | 5.606e-06 |  |  | 0.0053174 | 0 | 0 | -0.0097244 | 0 | 0 | 0.0053174 | -0.0097244 | 0 | 0 | 0 | 46.8666 | -85.709 | -38.8424 | 0.006054 | 0 | 0.00073064 | 0.0067846 | 0.0053174 | 9999 | 0.0015237 | 0 | 0 | 0.012715 | 0 | 9999
GasHt-Large Off-NR | Glass-Large Off-GasHt-codet to veat-NR | 30 | 0.15246 | 0.087508 | -0.006769 | 0 | SmComCAC | 0.17 | 0 | 0.16409 | 0 | 0.00011019 |  |  | 0.068775 | 0 | 0 | -0.091993 | 0 | 0 | 0.068775 | -0.091993 | 0 | 0 | 0 | 30.8405 | -41.2521 | -10.4116 | 0.11899 | 0 | 0.014361 | 0.13335 | 0.068775 | 9999 | 0.029949 | 0 | 0 | 0.18652 | 0 | 9999
GasHt-Medium Off-NR | Glass-Medium Off-GasHt-codet to veat-NR | 30 | 0.14811 | 0.096012 | -0.0074268 | 0 | SmComCAC | 0.17 | 0 | 0.1594 | 0 | 0.00010704 |  |  | 0.075458 | 0 | 0 | -0.10093 | 0 | 0 | 0.075458 | -0.10093 | 0 | 0 | 0 | 34.8322 | -46.5914 | -11.7592 | 0.11559 | 0 | 0.013951 | 0.12954 | 0.075458 | 9999 | 0.029094 | 0 | 0 | 0.18411 | 0 | 9999
GasHt-Small Off-NR | Glass-Small Off-GasHt-codet to veat-NR | 30 | 0.87296 | 0.75315 | -0.038537 | 0 | SmComCAC | 0.17 | 0 | 0.93952 | 0 | 0.00063089 |  |  | 0.59192 | 0 | 0 | -0.52373 | 0 | 0 | 0.59192 | -0.52373 | 0.068195 | 0 | 0 | 46.3584 | -41.0175 | 5.3409 | 0.68131 | 0 | 0.082225 | 0.76353 | 0.59192 | 9999 | 0.17148 | 0 | 0 | 0.93501 | 0.068195 | 13.7109
GasHt-Big Box-NR | Glass-Big Box-GasHt-codet to veat-NR | 30 | 0.034982 | 0.050247 | -0.0025521 | 0 | SmComCAC | 0.17 | 0 | 0.037649 | 0 | 2.5281e-05 |  |  | 0.039491 | 0 | 0 | -0.034684 | 0 | 0 | 0.039491 | -0.034684 | 0.0048066 | 0 | 0 | 77.1819 | -67.7877 | 9.3941 | 0.027302 | 0 | 0.003295 | 0.030597 | 0.039491 | 0.77477 | 0.0068716 | 0 | 0 | 0.037468 | 0.0048066 | 7.7951
GasHt-Small Box-NR | Glass-Small Box-GasHt-codet to veat-NR | 30 | 0.068638 | 0.22005 | -0.0069544 | 0 | SmComCAC | 0.17 | 0 | 0.073872 | 0 | 4.9605e-05 |  |  | 0.17295 | 0 | 0 | -0.094513 | 0 | 0 | 0.17295 | -0.094513 | 0.078433 | 0 | 0 | 172.2661 | -94.1415 | 78.1246 | 0.053569 | 0 | 0.0064651 | 0.060034 | 0.17295 | 0.34713 | 0.013483 | 0 | 0 | 0.073517 | 0.078433 | 0.93733
GasHt-High End-NR | Glass-High End-GasHt-codet to veat-NR | 30 | 0.068655 | 0.23126 | -0.0073086 | 0 | SmComCAC | 0.17 | 0 | 0.07389 | 0 | 4.9617e-05 |  |  | 0.18175 | 0 | 0 | -0.099326 | 0 | 0 | 0.18175 | -0.099326 | 0.082427 | 0 | 0 | 180.9964 | -98.9125 | 82.0839 | 0.053582 | 0 | 0.0064667 | 0.060049 | 0.18175 | 0.33038 | 0.013486 | 0 | 0 | 0.073535 | 0.082427 | 0.89212
GasHt-Anchor-NR | Glass-Anchor-GasHt-codet to veat-NR | 30 | 0.0032036 | 0.0046017 | -0.00023373 | 0 | SmComCAC | 0.17 | 0 | 0.0034479 | 0 | 2.3153e-06 |  |  | 0.0036166 | 0 | 0 | -0.0031764 | 0 | 0 | 0.0036166 | -0.0031764 | 0.00044019 | 0 | 0 | 77.1829 | -67.7886 | 9.3943 | 0.0025003 | 0 | 0.00030175 | 0.002802 | 0.0036166 | 0.77476 | 0.0006293 | 0 | 0 | 0.0034313 | 0.00044019 | 7.795
GasHt-K-12-NR | Glass-K-12-GasHt-codet to veat-NR | 30 | 0.031343 | 0.50432 | -0.017836 | 0 | SmComCAC | 0.17 | 0 | 0.033733 | 0 | 2.2652e-05 |  |  | 0.39636 | 0 | 0 | -0.24239 | 0 | 0 | 0.39636 | -0.24239 | 0.15397 | 0 | 0 | 864.5803 | -528.7316 | 335.8487 | 0.024462 | 0 | 0.0029522 | 0.027414 | 0.39636 | 0.069165 | 0.0061568 | 0 | 0 | 0.033571 | 0.15397 | 0.21804
GasHt-University-NR | Glass-University-GasHt-codet to veat-NR | 30 | 0.048088 | 0.057789 | -0.0046024 | 0 | SmComCAC | 0.17 | 0 | 0.051755 | 0 | 3.4754e-05 |  |  | 0.045418 | 0 | 0 | -0.062548 | 0 | 0 | 0.045418 | -0.062548 | 0 | 0 | 0 | 64.5725 | -88.9262 | -24.3537 | 0.037531 | 0 | 0.0045295 | 0.04206 | 0.045418 | 0.92607 | 0.0094462 | 0 | 0 | 0.068636 | 0 | 9999
GasHt-Warehouse-NR | Glass-Warehouse-GasHt-codet to veat-NR | 30 | 0.14208 | 0.47875 | -0.007493 | 0 | SmComCAC | 0.17 | 0 | 0.15291 | 0 | 0.00010268 |  |  | 0.37626 | 0 | 0 | -0.10183 | 0 | 0 | 0.37626 | -0.10183 | 0.27443 | 0 | 0 | 181.0596 | -49.0024 | 132.0572 | 0.11089 | 0 | 0.013383 | 0.12427 | 0.37626 | 9999 | 0.027909 | 0 | 0 | 0.15218 | 0.27443 | 0.55452
GasHt-Supermarket-NR | Glass-Supermarket-GasHt-codet to veat-NR | 30 | 0.0078204 | 0.0096277 | -0.00048901 | 0 | SmComCAC | 0.17 | 0 | 0.0084167 | 0 | 5.6518e-06 |  |  | 0.0075667 | 0 | 0 | -0.0066457 | 0 | 0 | 0.0075667 | -0.0066457 | 0.00092098 | 0 | 0 | 66.1511 | -58.0996 | 8.0515 | 0.0061035 | 0 | 0.00073661 | 0.0068401 | 0.0075667 | 0.90397 | 0.0015362 | 0 | 0 | 0.0083763 | 0.00092098 | 9.095
GasHt-MIniMart-NR | Glass-MIniMart-GasHt-codet to veat-NR | 30 | 0.037478 | 0.069373 | -0.0035235 | 0 | SmComCAC | 0.17 | 0 | 0.040336 | 0 | 2.7086e-05 |  |  | 0.054522 | 0 | 0 | -0.047886 | 0 | 0 | 0.054522 | -0.047886 | 0.0066361 | 0 | 0 | 99.4608 | -87.355 | 12.1058 | 0.02925 | 0 | 0.0035301 | 0.03278 | 0.054522 | 0.60123 | 0.007362 | 0 | 0 | 0.040142 | 0.0066361 | 6.049
GasHt-Restaurant-NR | Glass-Restaurant-GasHt-codet to veat-NR | 30 | 0.15078 | 0.22388 | -0.011371 | 0 | SmComCAC | 0.17 | 0 | 0.16227 | 0 | 0.00010897 |  |  | 0.17596 | 0 | 0 | -0.15454 | 0 | 0 | 0.17596 | -0.15454 | 0.021416 | 0 | 0 | 79.7865 | -70.0754 | 9.7112 | 0.11767 | 0 | 0.014202 | 0.13188 | 0.17596 | 0.74948 | 0.029618 | 0 | 0 | 0.16149 | 0.021416 | 7.5407
GasHt-Lodging-NR | Glass-Lodging-GasHt-codet to veat-NR | 30 | 0.20103 | 0.26487 | -0.013453 | 0 | SmComCAC | 0.17 | 0 | 0.21636 | 0 | 0.00014529 |  |  | 0.20817 | 0 | 0 | -0.18283 | 0 | 0 | 0.20817 | -0.18283 | 0.025337 | 0 | 0 | 70.7954 | -62.1786 | 8.6168 | 0.1569 | 0 | 0.018935 | 0.17583 | 0.20817 | 0.84466 | 0.03949 | 0 | 0 | 0.21532 | 0.025337 | 8.4983
GasHt-Hospital-NR | Glass-Hospital-GasHt-codet to veat-NR | 30 | 0.072146 | 0.058676 | -0.0052629 | 0 | SmComCAC | 0.17 | 0 | 0.077647 | 0 | 5.214e-05 |  |  | 0.046116 | 0 | 0 | -0.071525 | 0 | 0 | 0.046116 | -0.071525 | 0 | 0 | 0 | 43.7012 | -67.7799 | -24.0788 | 0.056307 | 0 | 0.0067955 | 0.063102 | 0.046116 | 1.3683 | 0.014172 | 0 | 0 | 0.10268 | 0 | 9999
GasHt-OtherHealth-NR | Glass-OtherHealth-GasHt-codet to veat-NR | 30 | 0.26123 | 0.41575 | -0.042421 | 0 | SmComCAC | 0.17 | 0 | 0.28115 | 0 | 0.00018879 |  |  | 0.32675 | 0 | 0 | -0.57651 | 0 | 0 | 0.32675 | -0.57651 | 0 | 0 | 0 | 85.5168 | -150.8841 | -65.3672 | 0.20388 | 0 | 0.024605 | 0.22848 | 0.32675 | 9999 | 0.051315 | 0 | 0 | 0.52956 | 0 | 9999
GasHt-Other-NR | Glass-Other-GasHt-codet to veat-NR | 30 | 0.30749 | 0.81189 | -0.041237 | 0 | SmComCAC | 0.17 | 0 | 0.33093 | 0 | 0.00022222 |  |  | 0.63809 | 0 | 0 | -0.56042 | 0 | 0 | 0.63809 | -0.56042 | 0.077664 | 0 | 0 | 141.8767 | -124.6083 | 17.2684 | 0.23998 | 0 | 0.028963 | 0.26894 | 0.63809 | 9999 | 0.060401 | 0 | 0 | 0.32934 | 0.077664 | 4.2406
HtPmpHt-Large Off-NR | Glass-Large Off-HtPmpHt-codet to vet-NR | 30 | 0.0056405 | 0.00094729 | 0 | 0 | ExCOMM | 0.47693 | 0.46383 | 0.0060706 | 6.7396e-07 | 1.453e-06 |  |  | 0.0007445 | 0 | 0 | 0 | 0 | 0 | 0.0007445 | 0 | 0.0007445 | 0 | 0 | 9.0241 | 0 | 9.0241 | 0.0031285 | 2.7478e-05 | 0.00034757 | 0.0034987 | 0.0007445 | 4.6993 | 0.00039494 | 0 | 0 | 0.0038936 | 0.0007445 | 5.2298
HtPmpHt-Medium Off-NR | Glass-Medium Off-HtPmpHt-codet to vet-NR | 30 | 0.0053832 | 0.0010012 | 0 | 0 | ExCOMM | 0.47693 | 0.46383 | 0.0057936 | 6.4321e-07 | 1.3867e-06 |  |  | 0.00078686 | 0 | 0 | 0 | 0 | 0 | 0.00078686 | 0 | 0.00078686 | 0 | 0 | 9.9935 | 0 | 9.9935 | 0.0029858 | 2.6224e-05 | 0.00033171 | 0.003339 | 0.00078686 | 4.2435 | 0.00037692 | 0 | 0 | 0.003716 | 0.00078686 | 4.7225
HtPmpHt-Small Off-NR | Glass-Small Off-HtPmpHt-codet to vet-NR | 30 | 0.005262 | 0.0016296 | 0 | 0 | ExCOMM | 0.47693 | 0.46383 | 0.0056632 | 6.2873e-07 | 1.3555e-06 |  |  | 0.0012807 | 0 | 0 | 0 | 0 | 0 | 0.0012807 | 0 | 0.0012807 | 0 | 0 | 16.6407 | 0 | 16.6407 | 0.0029186 | 2.5634e-05 | 0.00032425 | 0.0032639 | 0.0012807 | 2.5484 | 0.00036844 | 0 | 0 | 0.0036323 | 0.0012807 | 2.8361
HtPmpHt-Big Box-NR | Glass-Big Box-HtPmpHt-codet to vet-NR | 30 | 0.00022819 | 0.00011274 | 0 | 0 | ExCOMM | 0.47693 | 0.46383 | 0.00024559 | 2.7266e-08 | 5.8784e-08 |  |  | 8.8602e-05 | 0 | 0 | 0 | 0 | 0 | 8.8602e-05 | 0 | 8.8602e-05 | 0 | 0 | 26.5458 | 0 | 26.5458 | 0.00012657 | 1.1117e-06 | 1.4061e-05 | 0.00014154 | 8.8602e-05 | 1.5975 | 1.5978e-05 | 0 | 0 | 0.00015752 | 8.8602e-05 | 1.7779
HtPmpHt-Small Box-NR | Glass-Small Box-HtPmpHt-codet to vet-NR | 30 | 0.00012109 | 0.00023739 | 0 | 0 | ExCOMM | 0.47693 | 0.46383 | 0.00013033 | 1.4469e-08 | 3.1194e-08 |  |  | 0.00018657 | 0 | 0 | 0 | 0 | 0 | 0.00018657 | 0 | 0.00018657 | 0 | 0 | 105.3402 | 0 | 105.3402 | 6.7164e-05 | 5.8991e-07 | 7.4618e-06 | 7.511e-05 | 0.00018657 | 0.40258 | 8.4788e-06 | 0 | 0 | 8.3589e-05 | 0.00018657 | 0.44802
HtPmpHt-High End-NR | Glass-High End-HtPmpHt-codet to vet-NR | 30 | 7e-05 | 0.00015272 | 0 | 0 | ExCOMM | 0.47693 | 0.46383 | 7.5338e-05 | 8.3641e-09 | 1.8033e-08 |  |  | 0.00012003 | 0 | 0 | 0 | 0 | 0 | 0.00012003 | 0 | 0.00012003 | 0 | 0 | 117.233 | 0 | 117.233 | 3.8826e-05 | 3.4101e-07 | 4.3135e-06 | 4.342e-05 | 0.00012003 | 0.36174 | 4.9014e-06 | 0 | 0 | 4.8321e-05 | 0.00012003 | 0.40257
HtPmpHt-Anchor-NR | Glass-Anchor-HtPmpHt-codet to vet-NR | 30 | 0.00010601 | 5.2371e-05 | 0 | 0 | ExCOMM | 0.47693 | 0.46383 | 0.00011409 | 1.2666e-08 | 2.7308e-08 |  |  | 4.116e-05 | 0 | 0 | 0 | 0 | 0 | 4.116e-05 | 0 | 4.116e-05 | 0 | 0 | 26.5462 | 0 | 26.5462 | 5.8796e-05 | 5.1641e-07 | 6.5321e-06 | 6.5753e-05 | 4.116e-05 | 1.5975 | 7.4224e-06 | 0 | 0 | 7.3175e-05 | 4.116e-05 | 1.7778
HtPmpHt-K-12-NR | Glass-K-12-HtPmpHt-codet to vet-NR | 30 | 0.00011012 | 0.00035073 | 0 | 0 | ExCOMM | 0.47693 | 0.46383 | 0.00011852 | 1.3158e-08 | 2.8368e-08 |  |  | 0.00027565 | 0 | 0 | 0 | 0 | 0 | 0.00027565 | 0 | 0.00027565 | 0 | 0 | 171.1364 | 0 | 171.1364 | 6.1078e-05 | 5.3645e-07 | 6.7857e-06 | 6.8305e-05 | 0.00027565 | 0.2478 | 7.7105e-06 | 0 | 0 | 7.6015e-05 | 0.00027565 | 0.27577
HtPmpHt-University-NR | Glass-University-HtPmpHt-codet to vet-NR | 30 | 0.00043097 | 0.00013184 | 0 | 0 | ExCOMM | 0.47693 | 0.46383 | 0.00046383 | 5.1495e-08 | 1.1102e-07 |  |  | 0.00010362 | 0 | 0 | 0 | 0 | 0 | 0.00010362 | 0 | 0.00010362 | 0 | 0 | 16.4383 | 0 | 16.4383 | 0.00023904 | 2.0995e-06 | 2.6557e-05 | 0.00026732 | 0.00010362 | 2.5798 | 3.0176e-05 | 0 | 0 | 0.0002975 | 0.00010362 | 2.871
HtPmpHt-Warehouse-NR | Glass-Warehouse-HtPmpHt-codet to vet-NR | 30 | 0.00017016 | 0.00027943 | 0 | 0 | ExCOMM | 0.47693 | 0.46383 | 0.00018313 | 2.0331e-08 | 4.3833e-08 |  |  | 0.00021961 | 0 | 0 | 0 | 0 | 0 | 0.00021961 | 0 | 0.00021961 | 0 | 0 | 88.239 | 0 | 88.239 | 9.4377e-05 | 8.2892e-07 | 1.0485e-05 | 0.00010554 | 0.00021961 | 0.4806 | 1.1914e-05 | 0 | 0 | 0.00011746 | 0.00021961 | 0.53485
HtPmpHt-Supermarket-NR | Glass-Supermarket-HtPmpHt-codet to vet-NR | 30 | 3.0983e-05 | 1.3042e-05 | 0 | 0 | ExCOMM | 0.47693 | 0.46383 | 3.3345e-05 | 3.702e-09 | 7.9814e-09 |  |  | 1.025e-05 | 0 | 0 | 0 | 0 | 0 | 1.025e-05 | 0 | 1.025e-05 | 0 | 0 | 22.6188 | 0 | 22.6188 | 1.7185e-05 | 1.5093e-07 | 1.9092e-06 | 1.9218e-05 | 1.025e-05 | 1.8749 | 2.1694e-06 | 0 | 0 | 2.1387e-05 | 1.025e-05 | 2.0865
HtPmpHt-MIniMart-NR | Glass-MIniMart-HtPmpHt-codet to vet-NR | 30 | 3.3293e-05 | 2.1451e-05 | 0 | 0 | ExCOMM | 0.47693 | 0.46383 | 3.5832e-05 | 3.9781e-09 | 8.5765e-09 |  |  | 1.6859e-05 | 0 | 0 | 0 | 0 | 0 | 1.6859e-05 | 0 | 1.6859e-05 | 0 | 0 | 34.6199 | 0 | 34.62 | 1.8466e-05 | 1.6219e-07 | 2.0515e-06 | 2.0651e-05 | 1.6859e-05 | 1.2249 | 2.3312e-06 | 0 | 0 | 2.2982e-05 | 1.6859e-05 | 1.3632
HtPmpHt-Restaurant-NR | Glass-Restaurant-HtPmpHt-codet to vet-NR | 30 | 0.00019258 | 0.00015224 | 0 | 0 | ExCOMM | 0.47693 | 0.46383 | 0.00020726 | 2.301e-08 | 4.961e-08 |  |  | 0.00011965 | 0 | 0 | 0 | 0 | 0 | 0.00011965 | 0 | 0.00011965 | 0 | 0 | 42.4771 | 0 | 42.4771 | 0.00010681 | 9.3816e-07 | 1.1867e-05 | 0.00011945 | 0.00011965 | 0.99836 | 1.3484e-05 | 0 | 0 | 0.00013294 | 0.00011965 | 1.1111
HtPmpHt-Lodging-NR | Glass-Lodging-HtPmpHt-codet to vet-NR | 30 | 0.0020238 | 0.00091398 | 0 | 0 | ExCOMM | 0.47693 | 0.46383 | 0.0021781 | 2.4182e-07 | 5.2135e-07 |  |  | 0.00071833 | 0 | 0 | 0 | 0 | 0 | 0.00071833 | 0 | 0.00071833 | 0 | 0 | 24.2666 | 0 | 24.2666 | 0.0011225 | 9.8591e-06 | 0.00012471 | 0.0012553 | 0.00071833 | 1.7476 | 0.00014171 | 0 | 0 | 0.001397 | 0.00071833 | 1.9448
HtPmpHt-Hospital-NR | Glass-Hospital-HtPmpHt-codet to vet-NR | 30 | 6.1561e-05 | 1.2224e-05 | 0 | 0 | ExCOMM | 0.47693 | 0.46383 | 6.6255e-05 | 7.3556e-09 | 1.5858e-08 |  |  | 9.6074e-06 | 0 | 0 | 0 | 0 | 0 | 9.6074e-06 | 0 | 9.6074e-06 | 0 | 0 | 10.6699 | 0 | 10.6699 | 3.4145e-05 | 2.999e-07 | 3.7934e-06 | 3.8185e-05 | 9.6074e-06 | 3.9745 | 4.3104e-06 | 0 | 0 | 4.2495e-05 | 9.6074e-06 | 4.4231
HtPmpHt-OtherHealth-NR | Glass-OtherHealth-HtPmpHt-codet to vet-NR | 30 | 0.0010572 | 0.00027373 | 0 | 0 | ExCOMM | 0.47693 | 0.46383 | 0.0011378 | 1.2632e-07 | 2.7234e-07 |  |  | 0.00021513 | 0 | 0 | 0 | 0 | 0 | 0.00021513 | 0 | 0.00021513 | 0 | 0 | 13.9124 | 0 | 13.9124 | 0.00058638 | 5.1503e-06 | 6.5146e-05 | 0.00065576 | 0.00021513 | 3.0482 | 7.4025e-05 | 0 | 0 | 0.00072979 | 0.00021513 | 3.3923
HtPmpHt-Other-NR | Glass-Other-HtPmpHt-codet to vet-NR | 30 | 0.001247 | 0.001173 | 0 | 0 | ExCOMM | 0.47693 | 0.46383 | 0.0013421 | 1.49e-07 | 3.2124e-07 |  |  | 0.00092187 | 0 | 0 | 0 | 0 | 0 | 0.00092187 | 0 | 0.00092187 | 0 | 0 | 50.5417 | 0 | 50.5417 | 0.00069167 | 6.075e-06 | 7.6843e-05 | 0.0007735 | 0.00092187 | 0.83906 | 8.7316e-05 | 0 | 0 | 0.00086082 | 0.00092187 | 0.93378
HtPmpHt-Large Off-NR | Glass-Large Off-HtPmpHt-codet to veat-NR | 30 | 0.15064 | 0.047364 | 0 | 0 | ExCOMM | 0.47693 | 0.46383 | 0.16212 | 1.7999e-05 | 3.8805e-05 |  |  | 0.037225 | 0 | 0 | 0 | 0 | 0 | 0.037225 | 0 | 0.037225 | 0 | 0 | 16.8953 | 0 | 16.8953 | 0.08355 | 0.00073383 | 0.0092823 | 0.093436 | 0.037225 | 2.51 | 0.010547 | 0 | 0 | 0.10398 | 0.037225 | 2.7934
HtPmpHt-Medium Off-NR | Glass-Medium Off-HtPmpHt-codet to veat-NR | 30 | 0.14921 | 0.050059 | 0 | 0 | ExCOMM | 0.47693 | 0.46383 | 0.16059 | 1.7829e-05 | 3.8438e-05 |  |  | 0.039343 | 0 | 0 | 0 | 0 | 0 | 0.039343 | 0 | 0.039343 | 0 | 0 | 18.027 | 0 | 18.027 | 0.08276 | 0.00072689 | 0.0091945 | 0.092552 | 0.039343 | 2.3524 | 0.010448 | 0 | 0 | 0.103 | 0.039343 | 2.618
HtPmpHt-Small Off-NR | Glass-Small Off-HtPmpHt-codet to veat-NR | 30 | 0.62022 | 0.30962 | 0 | 0 | ExCOMM | 0.47693 | 0.46383 | 0.66751 | 7.4108e-05 | 0.00015977 |  |  | 0.24334 | 0 | 0 | 0 | 0 | 0 | 0.24334 | 0 | 0.24334 | 0 | 0 | 26.8241 | 0 | 26.8241 | 0.34401 | 0.0030214 | 0.038218 | 0.38471 | 0.24334 | 1.5809 | 0.043427 | 0 | 0 | 0.42814 | 0.24334 | 1.7594
HtPmpHt-Big Box-NR | Glass-Big Box-HtPmpHt-codet to veat-NR | 30 | 0.020214 | 0.013528 | 0 | 0 | ExCOMM | 0.47693 | 0.46383 | 0.021756 | 2.4153e-06 | 5.2074e-06 |  |  | 0.010632 | 0 | 0 | 0 | 0 | 0 | 0.010632 | 0 | 0.010632 | 0 | 0 | 35.96 | 0 | 35.96 | 0.011212 | 9.8476e-05 | 0.0012456 | 0.012539 | 0.010632 | 1.1793 | 0.0014154 | 0 | 0 | 0.013954 | 0.010632 | 1.3124
HtPmpHt-Small Box-NR | Glass-Small Box-HtPmpHt-codet to veat-NR | 30 | 0.035925 | 0.045105 | 0 | 0 | ExCOMM | 0.47693 | 0.46383 | 0.038664 | 4.2925e-06 | 9.2546e-06 |  |  | 0.035449 | 0 | 0 | 0 | 0 | 0 | 0.035449 | 0 | 0.035449 | 0 | 0 | 67.4628 | 0 | 67.4628 | 0.019926 | 0.00017501 | 0.0022137 | 0.022284 | 0.035449 | 0.6286 | 0.0025155 | 0 | 0 | 0.024799 | 0.035449 | 0.69956
HtPmpHt-High End-NR | Glass-High End-HtPmpHt-codet to veat-NR | 30 | 0.022676 | 0.029018 | 0 | 0 | ExCOMM | 0.47693 | 0.46383 | 0.024405 | 2.7094e-06 | 5.8414e-06 |  |  | 0.022806 | 0 | 0 | 0 | 0 | 0 | 0.022806 | 0 | 0.022806 | 0 | 0 | 68.7617 | 0 | 68.7617 | 0.012577 | 0.00011047 | 0.0013973 | 0.014065 | 0.022806 | 0.61673 | 0.0015877 | 0 | 0 | 0.015653 | 0.022806 | 0.68635
HtPmpHt-Anchor-NR | Glass-Anchor-HtPmpHt-codet to veat-NR | 30 | 0.0039127 | 0.0026185 | 0 | 0 | ExCOMM | 0.47693 | 0.46383 | 0.0042111 | 4.6751e-07 | 1.0079e-06 |  |  | 0.002058 | 0 | 0 | 0 | 0 | 0 | 0.002058 | 0 | 0.002058 | 0 | 0 | 35.9602 | 0 | 35.9602 | 0.0021702 | 1.9061e-05 | 0.0002411 | 0.002427 | 0.002058 | 1.1793 | 0.00027397 | 0 | 0 | 0.0027009 | 0.002058 | 1.3124
HtPmpHt-K-12-NR | Glass-K-12-HtPmpHt-codet to veat-NR | 30 | 0.043984 | 0.066638 | 0 | 0 | ExCOMM | 0.47693 | 0.46383 | 0.047337 | 5.2554e-06 | 1.133e-05 |  |  | 0.052373 | 0 | 0 | 0 | 0 | 0 | 0.052373 | 0 | 0.052373 | 0 | 0 | 81.4087 | 0 | 81.4087 | 0.024396 | 0.00021427 | 0.0027103 | 0.027282 | 0.052373 | 0.52092 | 0.0030797 | 0 | 0 | 0.030362 | 0.052373 | 0.57972
HtPmpHt-University-NR | Glass-University-HtPmpHt-codet to veat-NR | 30 | 0.014986 | 0.0065922 | 0 | 0 | ExCOMM | 0.47693 | 0.46383 | 0.016129 | 1.7906e-06 | 3.8606e-06 |  |  | 0.005181 | 0 | 0 | 0 | 0 | 0 | 0.005181 | 0 | 0.005181 | 0 | 0 | 23.6363 | 0 | 23.6363 | 0.0083121 | 7.3006e-05 | 0.00092346 | 0.0092956 | 0.005181 | 1.7942 | 0.0010493 | 0 | 0 | 0.010345 | 0.005181 | 1.9967
HtPmpHt-Warehouse-NR | Glass-Warehouse-HtPmpHt-codet to veat-NR | 30 | 0.025714 | 0.053091 | 0 | 0 | ExCOMM | 0.47693 | 0.46383 | 0.027675 | 3.0725e-06 | 6.6241e-06 |  |  | 0.041726 | 0 | 0 | 0 | 0 | 0 | 0.041726 | 0 | 0.041726 | 0 | 0 | 110.9399 | 0 | 110.9399 | 0.014262 | 0.00012527 | 0.0015845 | 0.01595 | 0.041726 | 0.38226 | 0.0018005 | 0 | 0 | 0.01775 | 0.041726 | 0.42541
HtPmpHt-Supermarket-NR | Glass-Supermarket-HtPmpHt-codet to veat-NR | 30 | 0.0039904 | 0.002478 | 0 | 0 | ExCOMM | 0.47693 | 0.46383 | 0.0042947 | 4.768e-07 | 1.028e-06 |  |  | 0.0019475 | 0 | 0 | 0 | 0 | 0 | 0.0019475 | 0 | 0.0019475 | 0 | 0 | 33.3676 | 0 | 33.3676 | 0.0022133 | 1.944e-05 | 0.00024589 | 0.0024752 | 0.0019475 | 1.2709 | 0.00027941 | 0 | 0 | 0.0027546 | 0.0019475 | 1.4144
HtPmpHt-MIniMart-NR | Glass-MIniMart-HtPmpHt-codet to veat-NR | 30 | 0.0054544 | 0.0040756 | 0 | 0 | ExCOMM | 0.47693 | 0.46383 | 0.0058703 | 6.5172e-07 | 1.4051e-06 |  |  | 0.0032032 | 0 | 0 | 0 | 0 | 0 | 0.0032032 | 0 | 0.0032032 | 0 | 0 | 40.1502 | 0 | 40.1502 | 0.0030253 | 2.6571e-05 | 0.0003361 | 0.0033832 | 0.0032032 | 1.0562 | 0.00038191 | 0 | 0 | 0.0037651 | 0.0032032 | 1.1754
HtPmpHt-Restaurant-NR | Glass-Restaurant-HtPmpHt-codet to veat-NR | 30 | 0.026488 | 0.028925 | 0 | 0 | ExCOMM | 0.47693 | 0.46383 | 0.028508 | 3.1649e-06 | 6.8235e-06 |  |  | 0.022733 | 0 | 0 | 0 | 0 | 0 | 0.022733 | 0 | 0.022733 | 0 | 0 | 58.677 | 0 | 58.677 | 0.014692 | 0.00012904 | 0.0016322 | 0.01643 | 0.022733 | 0.72273 | 0.0018547 | 0 | 0 | 0.018285 | 0.022733 | 0.80431
HtPmpHt-Lodging-NR | Glass-Lodging-HtPmpHt-codet to veat-NR | 30 | 0.27039 | 0.17366 | 0 | 0 | ExCOMM | 0.47693 | 0.46383 | 0.29101 | 3.2308e-05 | 6.9655e-05 |  |  | 0.13648 | 0 | 0 | 0 | 0 | 0 | 0.13648 | 0 | 0.13648 | 0 | 0 | 34.5096 | 0 | 34.5096 | 0.14997 | 0.0013172 | 0.016662 | 0.16772 | 0.13648 | 1.2289 | 0.018933 | 0 | 0 | 0.18665 | 0.13648 | 1.3676
HtPmpHt-Hospital-NR | Glass-Hospital-HtPmpHt-codet to veat-NR | 30 | 0.0017833 | 0.00061121 | 0 | 0 | ExCOMM | 0.47693 | 0.46383 | 0.0019193 | 2.1308e-07 | 4.594e-07 |  |  | 0.00048037 | 0 | 0 | 0 | 0 | 0 | 0.00048037 | 0 | 0.00048037 | 0 | 0 | 18.4161 | 0 | 18.4161 | 0.00098913 | 8.6877e-06 | 0.00010989 | 0.0011062 | 0.00048037 | 2.3027 | 0.00012487 | 0 | 0 | 0.001231 | 0.00048037 | 2.5627
HtPmpHt-OtherHealth-NR | Glass-OtherHealth-HtPmpHt-codet to veat-NR | 30 | 0.13348 | 0.052009 | 0 | 0 | ExCOMM | 0.47693 | 0.46383 | 0.14366 | 1.595e-05 | 3.4387e-05 |  |  | 0.040875 | 0 | 0 | 0 | 0 | 0 | 0.040875 | 0 | 0.040875 | 0 | 0 | 20.9355 | 0 | 20.9355 | 0.074038 | 0.00065028 | 0.0082254 | 0.082797 | 0.040875 | 2.0256 | 0.0093465 | 0 | 0 | 0.092144 | 0.040875 | 2.2543
HtPmpHt-Other-NR | Glass-Other-HtPmpHt-codet to veat-NR | 30 | 0.16564 | 0.14076 | 0 | 0 | ExCOMM | 0.47693 | 0.46383 | 0.17827 | 1.9792e-05 | 4.267e-05 |  |  | 0.11062 | 0 | 0 | 0 | 0 | 0 | 0.11062 | 0 | 0.11062 | 0 | 0 | 45.6608 | 0 | 45.6608 | 0.091872 | 0.00080692 | 0.010207 | 0.10274 | 0.11062 | 0.92875 | 0.011598 | 0 | 0 | 0.11434 | 0.11062 | 1.0336
Category Totals (2000 $) |  | Savings Weighted Measure Data | [7 empty] | Savings |  |  | PV Costs |  |  |  | Lvl Cst | PV Bulk Power System Benefits | [5 empty] | PV Regional Benefits
| Category | Weighted Measure Life | Site Savings (kWh) | Capital Cost ($/unit) | Annual O&M Cost ($/unit) | Per. Repl. Cost ($/unit) | Load Shape | Weighted Load Factor | Weighted Coinc. Factor | Bulk Energy (kWh) | Bulk Demand (kw) | Local Demand (kW) | PV Capital | PV Annual O&M | PV Period. Repl. | PV Total Costs | Levelized Cost mills/kWh | Energy | Bulk T&D Def. Cap. | Act C-E Credit | Total System Benefit | Total non-Consumer Cost | Bulk System B/C Ratio | Local T&D Def.Cap. | Non-E Value | Exter-nalities | Total Regional Benefit | Total Regional Cost | Total Regional B/C Ratio
| GasHt-Hospital-NR | 30 | 0.62906 | 1.0014 | -0.048859 | 0 |  | 0.17 | 0 | 0.67703 | 0 | 0.00045463 | 0.78704 | -0.66401 | 0 | 0.15084 | 16.3937 | 0.49096 | 0 | 0.059252 | 0.55021 | 0.78704 | 0.69909 | 0.12357 | 0 | 0 | 1.31 | 0.15084 | 8.6846
| GasHt-OtherHealth-NR | 30 | 0.66026 | 1.9693 | -0.11583 | 0 |  | 0.17 | 0 | 0.71061 | 0 | 0.00047717 | 1.5478 | -1.5741 | 0 | 0.26147 | 27.0743 | 0.5153 | 0 | 0.062191 | 0.57749 | 1.5478 | 0.37312 | 0.1297 | 0 | 0 | 1.9935 | 0.26147 | 7.6243
| GasHt-Large Off-NR | 30 | 1.3061 | 1.4935 | -0.060245 | 0 |  | 0.17 | 0 | 1.4057 | 0 | 0.00094395 | 1.1738 | -0.81875 | 0 | 0.38107 | 19.9466 | 1.0194 | 0 | 0.12303 | 1.1424 | 1.1738 | 0.97329 | 0.25657 | 0 | 0 | 2.1917 | 0.38107 | 5.7514
| GasHt-Medium Off-NR | 30 | 1.2688 | 1.6386 | -0.066099 | 0 |  | 0.17 | 0 | 1.3656 | 0 | 0.00091699 | 1.2878 | -0.89831 | 0 | 0.4181 | 22.5283 | 0.99027 | 0 | 0.11951 | 1.1098 | 1.2878 | 0.86175 | 0.24924 | 0 | 0 | 2.2288 | 0.4181 | 5.3307
| GasHt-University-NR | 30 | 0.42253 | 0.98627 | -0.042589 | 0 |  | 0.17 | 0 | 0.45475 | 0 | 0.00030537 | 0.77514 | -0.5788 | 0 | 0.21537 | 34.8481 | 0.32977 | 0 | 0.039799 | 0.36957 | 0.77514 | 0.47678 | 0.083 | 0 | 0 | 1.0123 | 0.21537 | 4.7005
| ElecHt-OtherHealth-NR | 30 | 3.5473 | 1.0455 | 0 | 0 |  | 0.47693 | 0.46383 | 3.8177 | 0.00042385 | 0.0009138 | 0.82167 | 0 | 0 | 0.82167 | 15.8367 | 1.9675 | 0.017281 | 0.21858 | 2.2003 | 0.82167 | 2.6778 | 0.24838 | 0 | 0 | 2.4487 | 0.82167 | 2.9801
| GasHt-Small Off-NR | 30 | 2.1255 | 3.5676 | -0.11018 | 0 |  | 0.17 | 0 | 2.2876 | 0 | 0.0015361 | 2.8038 | -1.4973 | 0 | 1.3088 | 42.0991 | 1.6588 | 0 | 0.2002 | 1.8591 | 2.8038 | 0.66304 | 0.41752 | 0 | 0 | 3.7716 | 1.3088 | 2.8817
| ElecHt-Hospital-NR | 30 | 0.098724 | 0.031209 | 0 | 0 |  | 0.47693 | 0.46383 | 0.10625 | 1.1796e-05 | 2.5432e-05 | 0.024528 | 0 | 0 | 0.024528 | 16.9862 | 0.054757 | 0.00048094 | 0.0060834 | 0.061236 | 0.024528 | 2.4966 | 0.0069126 | 0 | 0 | 0.068149 | 0.024528 | 2.7784
| ElecHt-Medium Off-NR | 30 | 2.0847 | 0.70536 | 0 | 0 |  | 0.47693 | 0.46383 | 2.2436 | 0.00024909 | 0.00053703 | 0.55436 | 0 | 0 | 0.55436 | 18.1807 | 1.1563 | 0.010156 | 0.12846 | 1.2931 | 0.55436 | 2.3325 | 0.14597 | 0 | 0 | 1.439 | 0.55436 | 2.5959
| ElecHt-Large Off-NR | 30 | 4.8318 | 1.6457 | 0 | 0 |  | 0.47693 | 0.46383 | 5.2002 | 0.00057733 | 0.0012447 | 1.2934 | 0 | 0 | 1.2934 | 18.3015 | 2.6799 | 0.023538 | 0.29774 | 2.997 | 1.2934 | 2.3172 | 0.33832 | 0 | 0 | 3.3353 | 1.2934 | 2.5787
| ElecHt-University-NR | 30 | 0.33927 | 0.12731 | 0 | 0 |  | 0.47693 | 0.46383 | 0.36514 | 4.0538e-05 | 8.7398e-05 | 0.10005 | 0 | 0 | 0.10005 | 20.1627 | 0.18818 | 0.0016528 | 0.020906 | 0.21044 | 0.10005 | 2.1033 | 0.023755 | 0 | 0 | 0.2342 | 0.10005 | 2.3407
| GasHt-Lodging-NR | 30 | 0.49296 | 1.2546 | -0.035308 | 0 |  | 0.17 | 0 | 0.53055 | 0 | 0.00035626 | 0.98605 | -0.47984 | 0 | 0.50712 | 70.3319 | 0.38473 | 0 | 0.046433 | 0.43117 | 0.98605 | 0.43727 | 0.096835 | 0 | 0 | 1.0069 | 0.50712 | 1.9856
| GasHt-Supermarket-NR | 30 | 0.019861 | 0.045605 | -0.0012106 | 0 |  | 0.17 | 0 | 0.021376 | 0 | 1.4354e-05 | 0.035842 | -0.016453 | 0 | 0.019423 | 66.8593 | 0.015501 | 0 | 0.0018707 | 0.017371 | 0.035842 | 0.48466 | 0.0039014 | 0 | 0 | 0.037693 | 0.019423 | 1.9407
| ElecHt-Small Off-NR | 30 | 2.9548 | 1.3386 | 0 | 0 |  | 0.47693 | 0.46383 | 3.1801 | 0.00035306 | 0.00076118 | 1.0521 | 0 | 0 | 1.0521 | 24.3429 | 1.6389 | 0.014395 | 0.18208 | 1.8328 | 1.0521 | 1.7421 | 0.20689 | 0 | 0 | 2.0397 | 1.0521 | 1.9387
| HtPmpHt-Hospital-NR | 30 | 0.02026 | 0.010431 | 0 | 0 |  | 0.47693 | 0.46383 | 0.021805 | 2.4208e-06 | 5.2191e-06 | 0.0081983 | 0 | 0 | 0.0081983 | 27.6658 | 0.011237 | 9.8698e-05 | 0.0012484 | 0.012567 | 0.0081983 | 1.5328 | 0.0014186 | 0 | 0 | 0.013985 | 0.0081983 | 1.7059
| GasHt-Big Box-NR | 30 | 0.14409 | 0.36709 | -0.0091276 | 0 |  | 0.17 | 0 | 0.15508 | 0 | 0.00010413 | 0.2885 | -0.12405 | 0 | 0.16473 | 78.1618 | 0.11246 | 0 | 0.013572 | 0.12603 | 0.2885 | 0.43683 | 0.028304 | 0 | 0 | 0.27811 | 0.16473 | 1.6883
| HtPmpHt-Large Off-NR | 30 | 1.543 | 0.80835 | 0 | 0 |  | 0.47693 | 0.46383 | 1.6607 | 0.00018437 | 0.00039749 | 0.63531 | 0 | 0 | 0.63531 | 28.1497 | 0.85583 | 0.0075168 | 0.095081 | 0.95709 | 0.63531 | 1.5065 | 0.10804 | 0 | 0 | 1.0651 | 0.63531 | 1.6766
| ElecHt-Lodging-NR | 30 | 2.4877 | 1.3488 | 0 | 0 |  | 0.47693 | 0.46383 | 2.6774 | 0.00029724 | 0.00064085 | 1.0601 | 0 | 0 | 1.0601 | 29.1339 | 1.3798 | 0.012119 | 0.15329 | 1.5431 | 1.0601 | 1.4556 | 0.17419 | 0 | 0 | 1.7172 | 1.0601 | 1.6199
| HtPmpHt-OtherHealth-NR | 30 | 0.45039 | 0.24636 | 0 | 0 |  | 0.47693 | 0.46383 | 0.48473 | 5.3815e-05 | 0.00011602 | 0.19362 | 0 | 0 | 0.19362 | 29.3911 | 0.24981 | 0.0021941 | 0.027753 | 0.27937 | 0.19362 | 1.4429 | 0.031536 | 0 | 0 | 0.3109 | 0.19362 | 1.6057
| HtPmpHt-Medium Off-NR | 30 | 1.5452 | 0.85434 | 0 | 0 |  | 0.47693 | 0.46383 | 1.663 | 0.00018463 | 0.00039805 | 0.67145 | 0 | 0 | 0.67145 | 29.7096 | 0.85703 | 0.0075274 | 0.095214 | 0.95843 | 0.67145 | 1.4274 | 0.10819 | 0 | 0 | 1.0666 | 0.67145 | 1.5885
| GasHt-Anchor-NR | 30 | 0.031704 | 0.078536 | -0.0018134 | 0 |  | 0.17 | 0 | 0.034122 | 0 | 2.2913e-05 | 0.061724 | -0.024645 | 0 | 0.037139 | 80.0868 | 0.024744 | 0 | 0.0029863 | 0.02773 | 0.061724 | 0.44926 | 0.0062279 | 0 | 0 | 0.058543 | 0.037139 | 1.5763
| GasHt-MIniMart-NR | 30 | 0.095182 | 0.32861 | -0.0087231 | 0 |  | 0.17 | 0 | 0.10244 | 0 | 6.8788e-05 | 0.25826 | -0.11855 | 0 | 0.13995 | 100.5256 | 0.074285 | 0 | 0.0089653 | 0.08325 | 0.25826 | 0.32235 | 0.018697 | 0 | 0 | 0.22026 | 0.13995 | 1.5738
| ElecHt-Big Box-NR | 30 | 0.013606 | 0.0078351 | 0 | 0 |  | 0.47693 | 0.46383 | 0.014643 | 1.6257e-06 | 3.505e-06 | 0.0061578 | 0 | 0 | 0.0061578 | 30.9424 | 0.0075466 | 6.6282e-05 | 0.00083841 | 0.0084394 | 0.0061578 | 1.3705 | 0.00095268 | 0 | 0 | 0.0093921 | 0.0061578 | 1.5252
| ElecHt-MIniMart-NR | 30 | 0.10561 | 0.065329 | 0 | 0 |  | 0.47693 | 0.46383 | 0.11367 | 1.2619e-05 | 2.7207e-05 | 0.051344 | 0 | 0 | 0.051344 | 33.2373 | 0.058579 | 0.0005145 | 0.006508 | 0.06551 | 0.051344 | 1.2759 | 0.007395 | 0 | 0 | 0.072905 | 0.051344 | 1.4199
| ElecHt-Other-NR | 30 | 1.4526 | 0.9099 | 0 | 0 |  | 0.47693 | 0.46383 | 1.5633 | 0.00017356 | 0.00037419 | 0.71511 | 0 | 0 | 0.71511 | 33.659 | 0.80566 | 0.0070762 | 0.089507 | 0.90098 | 0.71511 | 1.2599 | 0.10171 | 0 | 0 | 1.0027 | 0.71511 | 1.4021
| ElecHt-Anchor-NR | 30 | 0.089416 | 0.056597 | 0 | 0 |  | 0.47693 | 0.46383 | 0.096234 | 1.0684e-05 | 2.3034e-05 | 0.044482 | 0 | 0 | 0.044482 | 34.0112 | 0.049595 | 0.0004356 | 0.0055099 | 0.055463 | 0.044482 | 1.2469 | 0.0062608 | 0 | 0 | 0.061723 | 0.044482 | 1.3876
| GasHt-Other-NR | 30 | 1.1789 | 5.9313 | -0.15941 | 0 |  | 0.17 | 0 | 1.2688 | 0 | 0.000852 | 4.6616 | -2.1664 | 0 | 2.4995 | 144.9571 | 0.92008 | 0 | 0.11104 | 1.0311 | 4.6616 | 0.2212 | 0.23158 | 0 | 0 | 3.4247 | 2.4995 | 1.3701
| GasHt-Restaurant-NR | 30 | 0.39363 | 1.0605 | -0.021606 | 0 |  | 0.17 | 0 | 0.42364 | 0 | 0.00028447 | 0.83348 | -0.29364 | 0 | 0.54061 | 93.8982 | 0.30721 | 0 | 0.037076 | 0.34428 | 0.83348 | 0.41307 | 0.077322 | 0 | 0 | 0.71447 | 0.54061 | 1.3216
| ElecHt-Supermarket-NR | 30 | 0.03223 | 0.021671 | 0 | 0 |  | 0.47693 | 0.46383 | 0.034688 | 3.8511e-06 | 8.3028e-06 | 0.017032 | 0 | 0 | 0.017032 | 36.1289 | 0.017877 | 0.00015701 | 0.0019861 | 0.019992 | 0.017032 | 1.1738 | 0.0022568 | 0 | 0 | 0.022249 | 0.017032 | 1.3063
| HtPmpHt-University-NR | 30 | 0.16715 | 0.11251 | 0 | 0 |  | 0.47693 | 0.46383 | 0.17989 | 1.9972e-05 | 4.3059e-05 | 0.088423 | 0 | 0 | 0.088423 | 36.1675 | 0.092709 | 0.00081427 | 0.0103 | 0.10368 | 0.088423 | 1.1725 | 0.011704 | 0 | 0 | 0.11538 | 0.088423 | 1.3049
| ElecHt-Restaurant-NR | 30 | 0.2059 | 0.15355 | 0 | 0 |  | 0.47693 | 0.46383 | 0.2216 | 2.4602e-05 | 5.3041e-05 | 0.12068 | 0 | 0 | 0.12068 | 40.0716 | 0.1142 | 0.0010031 | 0.012688 | 0.12772 | 0.12068 | 1.0583 | 0.014417 | 0 | 0 | 0.14213 | 0.12068 | 1.1778
| ElecHt-Small Box-NR | 30 | 0.45966 | 0.40188 | 0 | 0 |  | 0.47693 | 0.46383 | 0.4947 | 5.4922e-05 | 0.00011841 | 0.31585 | 0 | 0 | 0.31585 | 46.9789 | 0.25495 | 0.0022392 | 0.028324 | 0.28511 | 0.31585 | 0.90269 | 0.032185 | 0 | 0 | 0.3173 | 0.31585 | 1.0046
| ElecHt-High End-NR | 30 | 0.38707 | 0.33999 | 0 | 0 |  | 0.47693 | 0.46383 | 0.41659 | 4.625e-05 | 9.9712e-05 | 0.26721 | 0 | 0 | 0.26721 | 47.1976 | 0.21469 | 0.0018856 | 0.023852 | 0.24009 | 0.26721 | 0.89851 | 0.027102 | 0 | 0 | 0.26719 | 0.26721 | 0.99994
| ElecHt-K-12-NR | 30 | 0.18776 | 0.17129 | 0 | 0 |  | 0.47693 | 0.46383 | 0.20207 | 2.2434e-05 | 4.8368e-05 | 0.13462 | 0 | 0 | 0.13462 | 49.0208 | 0.10414 | 0.00091467 | 0.01157 | 0.11646 | 0.13462 | 0.86509 | 0.013147 | 0 | 0 | 0.12961 | 0.13462 | 0.96275
| HtPmpHt-Small Off-NR | 30 | 1.4621 | 1.4666 | 0 | 0 |  | 0.47693 | 0.46383 | 1.5736 | 0.0001747 | 0.00037664 | 1.1527 | 0 | 0 | 1.1527 | 53.9003 | 0.81094 | 0.0071226 | 0.090094 | 0.90689 | 1.1527 | 0.78678 | 0.10237 | 0 | 0 | 1.0093 | 1.1527 | 0.87559
| GasHt-Small Box-NR | 30 | 0.17697 | 1.0424 | -0.01979 | 0 |  | 0.17 | 0 | 0.19046 | 0 | 0.00012789 | 0.81922 | -0.26895 | 0 | 0.55028 | 212.5952 | 0.13811 | 0 | 0.016669 | 0.15478 | 0.81922 | 0.18894 | 0.034762 | 0 | 0 | 0.45848 | 0.55028 | 0.83317
| GasHt-High End-NR | 30 | 0.17701 | 1.0954 | -0.020797 | 0 |  | 0.17 | 0 | 0.19051 | 0 | 0.00012792 | 0.86094 | -0.28264 | 0 | 0.57831 | 223.3692 | 0.13815 | 0 | 0.016673 | 0.15482 | 0.86094 | 0.17983 | 0.034771 | 0 | 0 | 0.47222 | 0.57831 | 0.81655
| HtPmpHt-Anchor-NR | 30 | 0.039146 | 0.04469 | 0 | 0 |  | 0.47693 | 0.46383 | 0.042131 | 4.6774e-06 | 1.0084e-05 | 0.035123 | 0 | 0 | 0.035123 | 61.343 | 0.021712 | 0.0001907 | 0.0024122 | 0.024281 | 0.035123 | 0.69132 | 0.002741 | 0 | 0 | 0.027022 | 0.035123 | 0.76935
| HtPmpHt-Supermarket-NR | 30 | 0.01028 | 0.011738 | 0 | 0 |  | 0.47693 | 0.46383 | 0.011064 | 1.2284e-06 | 2.6483e-06 | 0.0092252 | 0 | 0 | 0.0092252 | 61.3507 | 0.0057021 | 5.0082e-05 | 0.00063349 | 0.0063767 | 0.0092252 | 0.69123 | 0.00071983 | 0 | 0 | 0.0070966 | 0.0092252 | 0.76926
| HtPmpHt-Big Box-NR | 30 | 0.083847 | 0.098831 | 0 | 0 |  | 0.47693 | 0.46383 | 0.09024 | 1.0019e-05 | 2.16e-05 | 0.077674 | 0 | 0 | 0.077674 | 63.3354 | 0.046506 | 0.00040847 | 0.0051667 | 0.052008 | 0.077674 | 0.66957 | 0.0058709 | 0 | 0 | 0.057879 | 0.077674 | 0.74515
| HtPmpHt-Lodging-NR | 30 | 0.68541 | 0.82258 | 0 | 0 |  | 0.47693 | 0.46383 | 0.73768 | 8.1897e-05 | 0.00017657 | 0.64649 | 0 | 0 | 0.64649 | 64.4865 | 0.38017 | 0.003339 | 0.042236 | 0.42515 | 0.64649 | 0.65762 | 0.047992 | 0 | 0 | 0.47314 | 0.64649 | 0.73185
| HtPmpHt-MIniMart-NR | 30 | 0.014093 | 0.019306 | 0 | 0 |  | 0.47693 | 0.46383 | 0.015167 | 1.6839e-06 | 3.6304e-06 | 0.015173 | 0 | 0 | 0.015173 | 73.6086 | 0.0078165 | 6.8653e-05 | 0.0008684 | 0.0087414 | 0.015173 | 0.57612 | 0.00098676 | 0 | 0 | 0.0097281 | 0.015173 | 0.64116
| GasHt-K-12-NR | 30 | 0.088976 | 2.3889 | -0.049196 | 0 |  | 0.17 | 0 | 0.09576 | 0 | 6.4303e-05 | 1.8775 | -0.66859 | 0 | 1.2095 | 929.3903 | 0.069442 | 0 | 0.0083807 | 0.077822 | 1.8775 | 0.041451 | 0.017478 | 0 | 0 | 0.76326 | 1.2095 | 0.63104
| HtPmpHt-Other-NR | 30 | 0.67315 | 1.0283 | 0 | 0 |  | 0.47693 | 0.46383 | 0.72448 | 8.0432e-05 | 0.00017341 | 0.80817 | 0 | 0 | 0.80817 | 82.0821 | 0.37336 | 0.0032793 | 0.04148 | 0.41754 | 0.80817 | 0.51665 | 0.047133 | 0 | 0 | 0.46467 | 0.80817 | 0.57497
| ElecHt-Warehouse-NR | 30 | 0.1562 | 0.26693 | 0 | 0 |  | 0.47693 | 0.46383 | 0.16811 | 1.8663e-05 | 4.0237e-05 | 0.20978 | 0 | 0 | 0.20978 | 91.8254 | 0.086634 | 0.00076091 | 0.0096249 | 0.096884 | 0.20978 | 0.46183 | 0.010937 | 0 | 0 | 0.10782 | 0.20978 | 0.51396
| GasHt-Warehouse-NR | 30 | 0.33797 | 2.2678 | -0.019315 | 0 |  | 0.17 | 0 | 0.36374 | 0 | 0.00024425 | 1.7823 | -0.2625 | 0 | 1.5198 | 307.4432 | 0.26377 | 0 | 0.031834 | 0.29561 | 1.7823 | 0.16586 | 0.06639 | 0 | 0 | 0.62449 | 1.5198 | 0.4109
| HtPmpHt-K-12-NR | 30 | 0.13096 | 0.31565 | 0 | 0 |  | 0.47693 | 0.46383 | 0.14094 | 1.5648e-05 | 3.3736e-05 | 0.24808 | 0 | 0 | 0.24808 | 129.5142 | 0.072636 | 0.00063797 | 0.0080697 | 0.08123 | 0.24808 | 0.32743 | 0.0091696 | 0 | 0 | 0.0904 | 0.24808 | 0.3644
| HtPmpHt-Restaurant-NR | 30 | 0.051699 | 0.13701 | 0 | 0 |  | 0.47693 | 0.46383 | 0.055641 | 6.1773e-06 | 1.3318e-05 | 0.10768 | 0 | 0 | 0.10768 | 142.4044 | 0.028675 | 0.00025186 | 0.0031857 | 0.032068 | 0.10768 | 0.2978 | 0.0036199 | 0 | 0 | 0.035688 | 0.10768 | 0.33141
| HtPmpHt-Small Box-NR | 30 | 0.075562 | 0.21365 | 0 | 0 |  | 0.47693 | 0.46383 | 0.081324 | 9.0286e-06 | 1.9465e-05 | 0.16792 | 0 | 0 | 0.16792 | 151.931 | 0.041911 | 0.00036811 | 0.0046562 | 0.04687 | 0.16792 | 0.27912 | 0.0052908 | 0 | 0 | 0.05216 | 0.16792 | 0.31063
| HtPmpHt-High End-NR | 30 | 0.047487 | 0.13745 | 0 | 0 |  | 0.47693 | 0.46383 | 0.051108 | 5.674e-06 | 1.2233e-05 | 0.10803 | 0 | 0 | 0.10803 | 155.5323 | 0.026339 | 0.00023133 | 0.0029262 | 0.029455 | 0.10803 | 0.27266 | 0.003325 | 0 | 0 | 0.03278 | 0.10803 | 0.30344
| HtPmpHt-Warehouse-NR | 30 | 0.037296 | 0.25148 | 0 | 0 |  | 0.47693 | 0.46383 | 0.04014 | 4.4563e-06 | 9.6077e-06 | 0.19765 | 0 | 0 | 0.19765 | 362.3176 | 0.020686 | 0.00018169 | 0.0022982 | 0.023134 | 0.19765 | 0.11704 | 0.0026114 | 0 | 0 | 0.025745 | 0.19765 | 0.13026
Totals for Measures/Categories with Benefits Exceeding Costs
| Totals Basis | Busbar Savings | PV Cost | First Cost | Admin Cost | Program Cost | Program $/KWa | Levelized Cost | PV Benefits | B/C Ratio
| Measures with B/C>1.00 | 31.9548 | 8.7889 | 17.5079 | 3.5016 | 12.2904 | 3369.2717 | 28.301 | 18.0861 | 1.4716
| Categories with B/C>1.00 | 0 | 0 | 0 | 0 | 0 | 0 | 0 | 22.1353 | 0
| % of Measures with B/C >1.00 | 31.0386 | 13.5102 | 1.628 | 0.32559 | 13.8358 | 3904.8611 | 32.7998 | 17.6592 | 1.2763
| Block 1: x <=10 m/kWh | 0.080761 | 3.6607 | 8.0636 | 1.6127 | 5.2734 | 571995.75 | 4804.6176 | 0.065498 | 0.01242
| Block 2: 10< x <=20 m/kWh | 6.5017 | 0.99466 | 2.0587 | 0.41175 | 1.4064 | 1894.9078 | 15.9167 | 3.5787 | 2.5446
| Block 3: 20< x <=30 m/kWh | 14.1902 | 3.4456 | 6.4364 | 1.2873 | 4.7329 | 2921.7563 | 24.542 | 8.0181 | 1.6941
| Block 4: 30< x <=40 m/kWh | 4.9802 | 1.6929 | 3.0127 | 0.60255 | 2.2954 | 4037.5273 | 33.9142 | 2.6847 | 1.1696
| Block 5: 40< x <=50 m/kWh | 5.0591 | 2.4193 | 3.381 | 0.67619 | 3.0955 | 5360.0103 | 45.0227 | 2.9191 | 0.94301
| Block 6: 50< x <=60 m/kWh | 1.7287 | 0.88478 | 2.1489 | 0.42979 | 1.3146 | 6661.3198 | 55.9534 | 1.0336 | 0.78627
| Block 7: 60m/kWh < x | 6.2266 | 9.3634 | 16.6328 | 3.3266 | 12.69 | 17853.2344 | 149.9626 | 3.8355 | 0.30225
Note on F7: Tom Eckman: Annual value of natural gas savings at an avoided cost of $0.30/Therm (1997$).
Note on H7: Tom Eckman: Annual avoided cost of end user's water and waste water treatment costs and detergent savings.

## MDataRetro (2)
Data Set Name
| Units are per 1000 sf Building Area | 1000
Weighted by Region
Input Data | [7 empty] | Periodic O&M | [5 empty] | Other Fuels
Category Name | Measure Name | Savings (kWh/yr.) | Phys Life (yr.) | Capital Cost ($) | Annual O&M ($) | Shape Pointer | Non-E Val ($/yr.) | Cost 1 ($) | Period 1 | Cost 2 ($) | Period 2 | Cost 3 ($) | Period 3 | Savings (mmBtu/yr) | Shape Pointer
ElecHt-Large Off-Retro | Glass-Large Off-ElecHt-sngl to vea-Retro | 6.6624 | 30 | 2.764 | 0 | ExCOMM | 0
ElecHt-Medium Off-Retro | Glass-Medium Off-ElecHt-sngl to vea-Retro | 2.3834 | 30 | 1.0269 | 0 | ExCOMM | 0
ElecHt-Small Off-Retro | Glass-Small Off-ElecHt-sngl to vea-Retro | 1.2162 | 30 | 0.77937 | 0 | ExCOMM | 0
ElecHt-Big Box-Retro | Glass-Big Box-ElecHt-sngl to vea-Retro | 0.023719 | 30 | 0.01086 | 0 | ExCOMM | 0
ElecHt-Small Box-Retro | Glass-Small Box-ElecHt-sngl to vea-Retro | 0.76008 | 30 | 0.96138 | 0 | ExCOMM | 0
ElecHt-High End-Retro | Glass-High End-ElecHt-sngl to vea-Retro | 0.64034 | 30 | 0.81334 | 0 | ExCOMM | 0
ElecHt-Anchor-Retro | Glass-Anchor-ElecHt-sngl to vea-Retro | 0.37541 | 30 | 0.17182 | 0 | ExCOMM | 0
ElecHt-K-12-Retro | Glass-K-12-ElecHt-sngl to vea-Retro | 0.34708 | 30 | 0.35184 | 0 | ExCOMM | 0
ElecHt-University-Retro | Glass-University-ElecHt-sngl to vea-Retro | 0.63305 | 30 | 0.27816 | 0 | ExCOMM | 0
ElecHt-Warehouse-Retro | Glass-Warehouse-ElecHt-sngl to vea-Retro | 0.1345 | 30 | 0.19179 | 0 | ExCOMM | 0
ElecHt-Supermarket-Retro | Glass-Supermarket-ElecHt-sngl to vea-Retro | 0.045889 | 30 | 0.043892 | 0 | ExCOMM | 0
ElecHt-MIniMart-Retro | Glass-MIniMart-ElecHt-sngl to vea-Retro | 0.078083 | 30 | 0.088818 | 0 | ExCOMM | 0
ElecHt-Restaurant-Retro | Glass-Restaurant-ElecHt-sngl to vea-Retro | 0.37083 | 30 | 0.48703 | 0 | ExCOMM | 0
ElecHt-Lodging-Retro | Glass-Lodging-ElecHt-sngl to vea-Retro | 1.7384 | 30 | 1.2315 | 0 | ExCOMM | 0
ElecHt-Hospital-Retro | Glass-Hospital-ElecHt-sngl to vea-Retro | 0.14936 | 30 | 0.05829 | 0 | ExCOMM | 0
ElecHt-OtherHealth-Retro | Glass-OtherHealth-ElecHt-sngl to vea-Retro | 4.9259 | 30 | 1.8518 | 0 | ExCOMM | 0
ElecHt-Other-Retro | Glass-Other-ElecHt-sngl to vea-Retro | 1.5189 | 30 | 1.1916 | 0 | ExCOMM | 0
ElecHt-Large Off-Retro | Glass-Large Off-ElecHt-sngl to al36 CW-Retro | 9.375 | 30 | 7.6701 | 0 | ExCOMM | 0
ElecHt-Medium Off-Retro | Glass-Medium Off-ElecHt-sngl to al36 CW-Retro | 3.3487 | 30 | 2.8496 | 0 | ExCOMM | 0
ElecHt-Small Off-Retro | Glass-Small Off-ElecHt-sngl to al36 CW-Retro | 1.6891 | 30 | 2.1628 | 0 | ExCOMM | 0
ElecHt-Big Box-Retro | Glass-Big Box-ElecHt-sngl to al36 CW-Retro | 0.033732 | 30 | 0.030135 | 0 | ExCOMM | 0
ElecHt-Small Box-Retro | Glass-Small Box-ElecHt-sngl to al36 CW-Retro | 1.0299 | 30 | 2.6678 | 0 | ExCOMM | 0
ElecHt-High End-Retro | Glass-High End-ElecHt-sngl to al36 CW-Retro | 0.86716 | 30 | 2.257 | 0 | ExCOMM | 0
ElecHt-Anchor-Retro | Glass-Anchor-ElecHt-sngl to al36 CW-Retro | 0.53389 | 30 | 0.47681 | 0 | ExCOMM | 0
ElecHt-K-12-Retro | Glass-K-12-ElecHt-sngl to al36 CW-Retro | 0.47319 | 30 | 0.97636 | 0 | ExCOMM | 0
ElecHt-University-Retro | Glass-University-ElecHt-sngl to al36 CW-Retro | 0.87876 | 30 | 0.77189 | 0 | ExCOMM | 0
ElecHt-Warehouse-Retro | Glass-Warehouse-ElecHt-sngl to al36 CW-Retro | 0.18242 | 30 | 0.53221 | 0 | ExCOMM | 0
ElecHt-Supermarket-Retro | Glass-Supermarket-ElecHt-sngl to al36 CW-Retro | 0.065191 | 30 | 0.1218 | 0 | ExCOMM | 0
ElecHt-MIniMart-Retro | Glass-MIniMart-ElecHt-sngl to al36 CW-Retro | 0.10959 | 30 | 0.24647 | 0 | ExCOMM | 0
ElecHt-Restaurant-Retro | Glass-Restaurant-ElecHt-sngl to al36 CW-Retro | 0.49633 | 30 | 1.3515 | 0 | ExCOMM | 0
ElecHt-Lodging-Retro | Glass-Lodging-ElecHt-sngl to al36 CW-Retro | 2.4088 | 30 | 3.4174 | 0 | ExCOMM | 0
ElecHt-Hospital-Retro | Glass-Hospital-ElecHt-sngl to al36 CW-Retro | 0.20926 | 30 | 0.16175 | 0 | ExCOMM | 0
ElecHt-OtherHealth-Retro | Glass-OtherHealth-ElecHt-sngl to al36 CW-Retro | 6.8675 | 30 | 5.1387 | 0 | ExCOMM | 0
ElecHt-Other-Retro | Glass-Other-ElecHt-sngl to al36 CW-Retro | 2.0898 | 30 | 3.3067 | 0 | ExCOMM | 0
ElecHt-Large Off-Retro | Glass-Large Off-ElecHt-sngl to al40-Retro | 8.9104 | 30 | 6.1361 | 0 | ExCOMM | 0
ElecHt-Medium Off-Retro | Glass-Medium Off-ElecHt-sngl to al40-Retro | 3.179 | 30 | 2.2797 | 0 | ExCOMM | 0
ElecHt-Small Off-Retro | Glass-Small Off-ElecHt-sngl to al40-Retro | 1.5995 | 30 | 1.7302 | 0 | ExCOMM | 0
ElecHt-Big Box-Retro | Glass-Big Box-ElecHt-sngl to al40-Retro | 0.032617 | 30 | 0.024108 | 0 | ExCOMM | 0
ElecHt-Small Box-Retro | Glass-Small Box-ElecHt-sngl to al40-Retro | 0.95568 | 30 | 2.1343 | 0 | ExCOMM | 0
ElecHt-High End-Retro | Glass-High End-ElecHt-sngl to al40-Retro | 0.80422 | 30 | 1.8056 | 0 | ExCOMM | 0
ElecHt-Anchor-Retro | Glass-Anchor-ElecHt-sngl to al40-Retro | 0.51625 | 30 | 0.38145 | 0 | ExCOMM | 0
ElecHt-K-12-Retro | Glass-K-12-ElecHt-sngl to al40-Retro | 0.44292 | 30 | 0.78109 | 0 | ExCOMM | 0
ElecHt-University-Retro | Glass-University-ElecHt-sngl to al40-Retro | 0.831 | 30 | 0.61751 | 0 | ExCOMM | 0
ElecHt-Warehouse-Retro | Glass-Warehouse-ElecHt-sngl to al40-Retro | 0.17077 | 30 | 0.42577 | 0 | ExCOMM | 0
ElecHt-Supermarket-Retro | Glass-Supermarket-ElecHt-sngl to al40-Retro | 0.062964 | 30 | 0.09744 | 0 | ExCOMM | 0
ElecHt-MIniMart-Retro | Glass-MIniMart-ElecHt-sngl to al40-Retro | 0.10469 | 30 | 0.19718 | 0 | ExCOMM | 0
ElecHt-Restaurant-Retro | Glass-Restaurant-ElecHt-sngl to al40-Retro | 0.46359 | 30 | 1.0812 | 0 | ExCOMM | 0
ElecHt-Lodging-Retro | Glass-Lodging-ElecHt-sngl to al40-Retro | 2.2798 | 30 | 2.7339 | 0 | ExCOMM | 0
ElecHt-Hospital-Retro | Glass-Hospital-ElecHt-sngl to al40-Retro | 0.19915 | 30 | 0.1294 | 0 | ExCOMM | 0
ElecHt-OtherHealth-Retro | Glass-OtherHealth-ElecHt-sngl to al40-Retro | 6.5399 | 30 | 4.111 | 0 | ExCOMM | 0
ElecHt-Other-Retro | Glass-Other-ElecHt-sngl to al40-Retro | 1.9649 | 30 | 2.6454 | 0 | ExCOMM | 0
GasHt-Large Off-Retro | Glass-Large Off-GasHt-sngl to vea-Retro | 1.4414 | 30 | 2.764 | -0.10053 | ExCOMM | 0
GasHt-Medium Off-Retro | Glass-Medium Off-GasHt-sngl to vea-Retro | 0.44373 | 30 | 1.0269 | -0.03735 | ExCOMM | 0
GasHt-Small Off-Retro | Glass-Small Off-GasHt-sngl to vea-Retro | 0.22026 | 30 | 0.77937 | -0.019177 | ExCOMM | 0
GasHt-Big Box-Retro | Glass-Big Box-GasHt-sngl to vea-Retro | 0.0049729 | 30 | 0.01086 | -0.00036097 | ExCOMM | 0
GasHt-Small Box-Retro | Glass-Small Box-GasHt-sngl to vea-Retro | 0.054258 | 30 | 0.96138 | -0.013591 | ExCOMM | 0
GasHt-High End-Retro | Glass-High End-GasHt-sngl to vea-Retro | 0.043202 | 30 | 0.81334 | -0.011498 | ExCOMM | 0
GasHt-Anchor-Retro | Glass-Anchor-GasHt-sngl to vea-Retro | 0.078802 | 30 | 0.17182 | -0.0057114 | ExCOMM | 0
GasHt-K-12-Retro | Glass-K-12-GasHt-sngl to vea-Retro | 0.0075558 | 30 | 0.35184 | -0.0065377 | ExCOMM | 0
GasHt-University-Retro | Glass-University-GasHt-sngl to vea-Retro | 0.072 | 30 | 0.27816 | -0.010803 | ExCOMM | 0
GasHt-Warehouse-Retro | Glass-Warehouse-GasHt-sngl to vea-Retro | 0.015053 | 30 | 0.19179 | -0.0023 | ExCOMM | 0
GasHt-Supermarket-Retro | Glass-Supermarket-GasHt-sngl to vea-Retro | 0.016431 | 30 | 0.043892 | -0.00056724 | ExCOMM | 0
GasHt-MIniMart-Retro | Glass-MIniMart-GasHt-sngl to vea-Retro | 0.018471 | 30 | 0.088818 | -0.0011479 | ExCOMM | 0
GasHt-Restaurant-Retro | Glass-Restaurant-GasHt-sngl to vea-Retro | 0.1089 | 30 | 0.48703 | -0.0050436 | ExCOMM | 0
GasHt-Lodging-Retro | Glass-Lodging-GasHt-sngl to vea-Retro | 0.29441 | 30 | 1.2315 | -0.027806 | ExCOMM | 0
GasHt-Hospital-Retro | Glass-Hospital-GasHt-sngl to vea-Retro | 0.022988 | 30 | 0.05829 | -0.0024335 | ExCOMM | 0
GasHt-OtherHealth-Retro | Glass-OtherHealth-GasHt-sngl to vea-Retro | 0.39415 | 30 | 1.8518 | -0.087262 | ExCOMM | 0
GasHt-Other-Retro | Glass-Other-GasHt-sngl to vea-Retro | 0.12159 | 30 | 1.1916 | -0.026905 | ExCOMM | 0
GasHt-Large Off-Retro | Glass-Large Off-GasHt-sngl to al36 CW-Retro | 2.1096 | 30 | 7.6701 | -0.1399 | ExCOMM | 0
GasHt-Medium Off-Retro | Glass-Medium Off-GasHt-sngl to al36 CW-Retro | 0.64941 | 30 | 2.8496 | -0.051976 | ExCOMM | 0
GasHt-Small Off-Retro | Glass-Small Off-GasHt-sngl to al36 CW-Retro | 0.33511 | 30 | 2.1628 | -0.026071 | ExCOMM | 0
GasHt-Big Box-Retro | Glass-Big Box-GasHt-sngl to al36 CW-Retro | 0.007306 | 30 | 0.030135 | -0.00050884 | ExCOMM | 0
GasHt-Small Box-Retro | Glass-Small Box-GasHt-sngl to al36 CW-Retro | 0.083276 | 30 | 2.6678 | -0.018228 | ExCOMM | 0
GasHt-High End-Retro | Glass-High End-GasHt-sngl to al36 CW-Retro | 0.066307 | 30 | 2.257 | -0.015421 | ExCOMM | 0
GasHt-Anchor-Retro | Glass-Anchor-GasHt-sngl to al36 CW-Retro | 0.11577 | 30 | 0.47681 | -0.008051 | ExCOMM | 0
GasHt-K-12-Retro | Glass-K-12-GasHt-sngl to al36 CW-Retro | 0.010376 | 30 | 0.97636 | -0.0089117 | ExCOMM | 0
GasHt-University-Retro | Glass-University-GasHt-sngl to al36 CW-Retro | 0.10439 | 30 | 0.77189 | -0.014911 | ExCOMM | 0
GasHt-Warehouse-Retro | Glass-Warehouse-GasHt-sngl to al36 CW-Retro | 0.022278 | 30 | 0.53221 | -0.0030836 | ExCOMM | 0
GasHt-Supermarket-Retro | Glass-Supermarket-GasHt-sngl to al36 CW-Retro | 0.024829 | 30 | 0.1218 | -0.00077719 | ExCOMM | 0
GasHt-MIniMart-Retro | Glass-MIniMart-GasHt-sngl to al36 CW-Retro | 0.027913 | 30 | 0.24647 | -0.0015727 | ExCOMM | 0
GasHt-Restaurant-Retro | Glass-Restaurant-GasHt-sngl to al36 CW-Retro | 0.15093 | 30 | 1.3515 | -0.0066509 | ExCOMM | 0
GasHt-Lodging-Retro | Glass-Lodging-GasHt-sngl to al36 CW-Retro | 0.43454 | 30 | 3.4174 | -0.038015 | ExCOMM | 0
GasHt-Hospital-Retro | Glass-Hospital-GasHt-sngl to al36 CW-Retro | 0.033534 | 30 | 0.16175 | -0.0033836 | ExCOMM | 0
GasHt-OtherHealth-Retro | Glass-OtherHealth-GasHt-sngl to al36 CW-Retro | 0.57008 | 30 | 5.1387 | -0.12126 | ExCOMM | 0
GasHt-Other-Retro | Glass-Other-GasHt-sngl to al36 CW-Retro | 0.17947 | 30 | 3.3067 | -0.036784 | ExCOMM | 0
GasHt-Large Off-Retro | Glass-Large Off-GasHt-sngl to al40-Retro | 2.0646 | 30 | 6.1361 | -0.13182 | ExCOMM | 0
GasHt-Medium Off-Retro | Glass-Medium Off-GasHt-sngl to al40-Retro | 0.63556 | 30 | 2.2797 | -0.048975 | ExCOMM | 0
GasHt-Small Off-Retro | Glass-Small Off-GasHt-sngl to al40-Retro | 0.34192 | 30 | 1.7302 | -0.024216 | ExCOMM | 0
GasHt-Big Box-Retro | Glass-Big Box-GasHt-sngl to al40-Retro | 0.0072514 | 30 | 0.024108 | -0.00048843 | ExCOMM | 0
GasHt-Small Box-Retro | Glass-Small Box-GasHt-sngl to al40-Retro | 0.086207 | 30 | 2.1343 | -0.016742 | ExCOMM | 0
GasHt-High End-Retro | Glass-High End-GasHt-sngl to al40-Retro | 0.06864 | 30 | 1.8056 | -0.014164 | ExCOMM | 0
GasHt-Anchor-Retro | Glass-Anchor-GasHt-sngl to al40-Retro | 0.11491 | 30 | 0.38145 | -0.0077281 | ExCOMM | 0
GasHt-K-12-Retro | Glass-K-12-GasHt-sngl to al40-Retro | 0.0098743 | 30 | 0.78109 | -0.0083386 | ExCOMM | 0
GasHt-University-Retro | Glass-University-GasHt-sngl to al40-Retro | 0.10188 | 30 | 0.61751 | -0.01404 | ExCOMM | 0
GasHt-Warehouse-Retro | Glass-Warehouse-GasHt-sngl to al40-Retro | 0.022278 | 30 | 0.42577 | -0.0028593 | ExCOMM | 0
GasHt-Supermarket-Retro | Glass-Supermarket-GasHt-sngl to al40-Retro | 0.025267 | 30 | 0.09744 | -0.00072587 | ExCOMM | 0
GasHt-MIniMart-Retro | Glass-MIniMart-GasHt-sngl to al40-Retro | 0.028406 | 30 | 0.19718 | -0.0014688 | ExCOMM | 0
GasHt-Restaurant-Retro | Glass-Restaurant-GasHt-sngl to al40-Retro | 0.15093 | 30 | 1.0812 | -0.0060204 | ExCOMM | 0
GasHt-Lodging-Retro | Glass-Lodging-GasHt-sngl to al40-Retro | 0.43461 | 30 | 2.7339 | -0.03553 | ExCOMM | 0
GasHt-Hospital-Retro | Glass-Hospital-GasHt-sngl to al40-Retro | 0.03285 | 30 | 0.1294 | -0.0032023 | ExCOMM | 0
GasHt-OtherHealth-Retro | Glass-OtherHealth-GasHt-sngl to al40-Retro | 0.55983 | 30 | 4.111 | -0.11515 | ExCOMM | 0
GasHt-Other-Retro | Glass-Other-GasHt-sngl to al40-Retro | 0.1795 | 30 | 2.6454 | -0.034379 | ExCOMM | 0
HtPmpHt-Large Off-Retro | Glass-Large Off-HtPmpHt-sngl to vea-Retro | 4.0519 | 30 | 2.764 | 0 | ExCOMM | 0
HtPmpHt-Medium Off-Retro | Glass-Medium Off-HtPmpHt-sngl to vea-Retro | 1.4136 | 30 | 1.0269 | 0 | ExCOMM | 0
HtPmpHt-Small Off-Retro | Glass-Small Off-HtPmpHt-sngl to vea-Retro | 0.71822 | 30 | 0.77937 | 0 | ExCOMM | 0
HtPmpHt-Big Box-Retro | Glass-Big Box-HtPmpHt-sngl to vea-Retro | 0.014346 | 30 | 0.01086 | 0 | ExCOMM | 0
HtPmpHt-Small Box-Retro | Glass-Small Box-HtPmpHt-sngl to vea-Retro | 0.40717 | 30 | 0.96138 | 0 | ExCOMM | 0
HtPmpHt-High End-Retro | Glass-High End-HtPmpHt-sngl to vea-Retro | 0.34177 | 30 | 0.81334 | 0 | ExCOMM | 0
HtPmpHt-Anchor-Retro | Glass-Anchor-HtPmpHt-sngl to vea-Retro | 0.22711 | 30 | 0.17182 | 0 | ExCOMM | 0
HtPmpHt-K-12-Retro | Glass-K-12-HtPmpHt-sngl to vea-Retro | 0.17732 | 30 | 0.35184 | 0 | ExCOMM | 0
HtPmpHt-University-Retro | Glass-University-HtPmpHt-sngl to vea-Retro | 0.35252 | 30 | 0.27816 | 0 | ExCOMM | 0
HtPmpHt-Warehouse-Retro | Glass-Warehouse-HtPmpHt-sngl to vea-Retro | 0.074775 | 30 | 0.19179 | 0 | ExCOMM | 0
HtPmpHt-Supermarket-Retro | Glass-Supermarket-HtPmpHt-sngl to vea-Retro | 0.03116 | 30 | 0.043892 | 0 | ExCOMM | 0
HtPmpHt-MIniMart-Retro | Glass-MIniMart-HtPmpHt-sngl to vea-Retro | 0.048277 | 30 | 0.088818 | 0 | ExCOMM | 0
HtPmpHt-Restaurant-Retro | Glass-Restaurant-HtPmpHt-sngl to vea-Retro | 0.23987 | 30 | 0.48703 | 0 | ExCOMM | 0
HtPmpHt-Lodging-Retro | Glass-Lodging-HtPmpHt-sngl to vea-Retro | 1.0164 | 30 | 1.2315 | 0 | ExCOMM | 0
HtPmpHt-Hospital-Retro | Glass-Hospital-HtPmpHt-sngl to vea-Retro | 0.086176 | 30 | 0.05829 | 0 | ExCOMM | 0
HtPmpHt-OtherHealth-Retro | Glass-OtherHealth-HtPmpHt-sngl to vea-Retro | 2.66 | 30 | 1.8518 | 0 | ExCOMM | 0
HtPmpHt-Other-Retro | Glass-Other-HtPmpHt-sngl to vea-Retro | 0.82023 | 30 | 1.1916 | 0 | ExCOMM | 0
HtPmpHt-Large Off-Retro | Glass-Large Off-HtPmpHt-sngl to al36 CW-Retro | 5.7423 | 30 | 7.6701 | 0 | ExCOMM | 0
HtPmpHt-Medium Off-Retro | Glass-Medium Off-HtPmpHt-sngl to al36 CW-Retro | 1.9991 | 30 | 2.8496 | 0 | ExCOMM | 0
HtPmpHt-Small Off-Retro | Glass-Small Off-HtPmpHt-sngl to al36 CW-Retro | 1.0121 | 30 | 2.1628 | 0 | ExCOMM | 0
HtPmpHt-Big Box-Retro | Glass-Big Box-HtPmpHt-sngl to al36 CW-Retro | 0.020519 | 30 | 0.030135 | 0 | ExCOMM | 0
HtPmpHt-Small Box-Retro | Glass-Small Box-HtPmpHt-sngl to al36 CW-Retro | 0.55659 | 30 | 2.6678 | 0 | ExCOMM | 0
HtPmpHt-High End-Retro | Glass-High End-HtPmpHt-sngl to al36 CW-Retro | 0.46673 | 30 | 2.257 | 0 | ExCOMM | 0
HtPmpHt-Anchor-Retro | Glass-Anchor-HtPmpHt-sngl to al36 CW-Retro | 0.32483 | 30 | 0.47681 | 0 | ExCOMM | 0
HtPmpHt-K-12-Retro | Glass-K-12-HtPmpHt-sngl to al36 CW-Retro | 0.24178 | 30 | 0.97636 | 0 | ExCOMM | 0
HtPmpHt-University-Retro | Glass-University-HtPmpHt-sngl to al36 CW-Retro | 0.49157 | 30 | 0.77189 | 0 | ExCOMM | 0
HtPmpHt-Warehouse-Retro | Glass-Warehouse-HtPmpHt-sngl to al36 CW-Retro | 0.10235 | 30 | 0.53221 | 0 | ExCOMM | 0
HtPmpHt-Supermarket-Retro | Glass-Supermarket-HtPmpHt-sngl to al36 CW-Retro | 0.04501 | 30 | 0.1218 | 0 | ExCOMM | 0
HtPmpHt-MIniMart-Retro | Glass-MIniMart-HtPmpHt-sngl to al36 CW-Retro | 0.068751 | 30 | 0.24647 | 0 | ExCOMM | 0
HtPmpHt-Restaurant-Retro | Glass-Restaurant-HtPmpHt-sngl to al36 CW-Retro | 0.32363 | 30 | 1.3515 | 0 | ExCOMM | 0
HtPmpHt-Lodging-Retro | Glass-Lodging-HtPmpHt-sngl to al36 CW-Retro | 1.4217 | 30 | 3.4174 | 0 | ExCOMM | 0
HtPmpHt-Hospital-Retro | Glass-Hospital-HtPmpHt-sngl to al36 CW-Retro | 0.1214 | 30 | 0.16175 | 0 | ExCOMM | 0
HtPmpHt-OtherHealth-Retro | Glass-OtherHealth-HtPmpHt-sngl to al36 CW-Retro | 3.7188 | 30 | 5.1387 | 0 | ExCOMM | 0
HtPmpHt-Other-Retro | Glass-Other-HtPmpHt-sngl to al36 CW-Retro | 1.1346 | 30 | 3.3067 | 0 | ExCOMM | 0
HtPmpHt-Large Off-Retro | Glass-Large Off-HtPmpHt-sngl to al40-Retro | 5.4875 | 30 | 6.1361 | 0 | ExCOMM | 0
HtPmpHt-Medium Off-Retro | Glass-Medium Off-HtPmpHt-sngl to al40-Retro | 1.9073 | 30 | 2.2797 | 0 | ExCOMM | 0
HtPmpHt-Small Off-Retro | Glass-Small Off-HtPmpHt-sngl to al40-Retro | 0.97072 | 30 | 1.7302 | 0 | ExCOMM | 0
HtPmpHt-Big Box-Retro | Glass-Big Box-HtPmpHt-sngl to al40-Retro | 0.019934 | 30 | 0.024108 | 0 | ExCOMM | 0
HtPmpHt-Small Box-Retro | Glass-Small Box-HtPmpHt-sngl to al40-Retro | 0.52094 | 30 | 2.1343 | 0 | ExCOMM | 0
HtPmpHt-High End-Retro | Glass-High End-HtPmpHt-sngl to al40-Retro | 0.43643 | 30 | 1.8056 | 0 | ExCOMM | 0
HtPmpHt-Anchor-Retro | Glass-Anchor-HtPmpHt-sngl to al40-Retro | 0.31558 | 30 | 0.38145 | 0 | ExCOMM | 0
HtPmpHt-K-12-Retro | Glass-K-12-HtPmpHt-sngl to al40-Retro | 0.2264 | 30 | 0.78109 | 0 | ExCOMM | 0
HtPmpHt-University-Retro | Glass-University-HtPmpHt-sngl to al40-Retro | 0.46644 | 30 | 0.61751 | 0 | ExCOMM | 0
HtPmpHt-Warehouse-Retro | Glass-Warehouse-HtPmpHt-sngl to al40-Retro | 0.096525 | 30 | 0.42577 | 0 | ExCOMM | 0
HtPmpHt-Supermarket-Retro | Glass-Supermarket-HtPmpHt-sngl to al40-Retro | 0.044116 | 30 | 0.09744 | 0 | ExCOMM | 0
HtPmpHt-MIniMart-Retro | Glass-MIniMart-HtPmpHt-sngl to al40-Retro | 0.066547 | 30 | 0.19718 | 0 | ExCOMM | 0
HtPmpHt-Restaurant-Retro | Glass-Restaurant-HtPmpHt-sngl to al40-Retro | 0.30726 | 30 | 1.0812 | 0 | ExCOMM | 0
HtPmpHt-Lodging-Retro | Glass-Lodging-HtPmpHt-sngl to al40-Retro | 1.3572 | 30 | 2.7339 | 0 | ExCOMM | 0
HtPmpHt-Hospital-Retro | Glass-Hospital-HtPmpHt-sngl to al40-Retro | 0.116 | 30 | 0.1294 | 0 | ExCOMM | 0
HtPmpHt-OtherHealth-Retro | Glass-OtherHealth-HtPmpHt-sngl to al40-Retro | 3.5499 | 30 | 4.111 | 0 | ExCOMM | 0
HtPmpHt-Other-Retro | Glass-Other-HtPmpHt-sngl to al40-Retro | 1.0722 | 30 | 2.6454 | 0 | ExCOMM | 0
ProCost Results, Version 1.70a: JPH 03/07/01, 05:33 PM 1/14/2005
Measure Results (2000 $) |  | Measure Input Data | [7 empty] | Savings |  |  | PV Capital |  |  |  | PV O&M |  | Total PV Costs |  |  |  |  | Levelized Cost (mills/kwh) |  |  |  |  | PV Bulk Power System Benefits | [5 empty] | PV Regional Benefits
Category | Measure | Measure Life | Site Savings (kWh) | Capital Cost ($/unit) | Annual O&M Cost ($/unit) | PV Per. Repl. Cost ($/unit) | Load Shape | Div. Load Factor | Bulk Pwr Coin. Factor | Bulk Energy (kWh) | Bulk Demand (kw) | Local Demand (kW) | Spon 1 | Spon 2 | Spon 3 | Cust | Utility | Cust | Spon 1 | Spon 2 | Spon 3 | Cust | Total | Spon 1 | Spon 2 | Spon 3 | Cust | Total | Energy | Bulk T&D Def. Cap. | Act C-E Credit | Total System Benefit | Total non-Consumer Cost | Bulk System B/C Ratio | Local T&D Def.Cap. | Non-E Value | Exter-nalities | Total Regional Benefit | Total Regional Cost | Total Regional B/C Ratio
ElecHt-Large Off-Retro | Glass-Large Off-ElecHt-sngl to vea-Retro | 30 | 6.6624 | 2.764 | 0 | 0 | ExCOMM | 0.47693 | 0.46383 | 7.1704 | 0.00079606 | 0.0017163 |  |  | 2.1723 | 0 | 0 | 0 | 0 | 0 | 2.1723 | 0 | 2.1723 | 0 | 0 | 22.2919 | 0 | 22.2919 | 3.6953 | 0.032456 | 0.41054 | 4.1325 | 2.1723 | 1.9024 | 0.4665 | 0 | 0 | 4.599 | 2.1723 | 2.1171
ElecHt-Medium Off-Retro | Glass-Medium Off-ElecHt-sngl to vea-Retro | 30 | 2.3834 | 1.0269 | 0 | 0 | ExCOMM | 0.47693 | 0.46383 | 2.5652 | 0.00028479 | 0.00061399 |  |  | 0.80707 | 0 | 0 | 0 | 0 | 0 | 0.80707 | 0 | 0.80707 | 0 | 0 | 23.1505 | 0 | 23.1505 | 1.322 | 0.011611 | 0.14687 | 1.4784 | 0.80707 | 1.8318 | 0.16689 | 0 | 0 | 1.6453 | 0.80707 | 2.0386
ElecHt-Small Off-Retro | Glass-Small Off-ElecHt-sngl to vea-Retro | 30 | 1.2162 | 0.77937 | 0 | 0 | ExCOMM | 0.47693 | 0.46383 | 1.3089 | 0.00014532 | 0.0003133 |  |  | 0.61253 | 0 | 0 | 0 | 0 | 0 | 0.61253 | 0 | 0.61253 | 0 | 0 | 34.434 | 0 | 34.434 | 0.67456 | 0.0059247 | 0.074942 | 0.75437 | 0.61253 | 1.2316 | 0.085156 | 0 | 0 | 0.83952 | 0.61253 | 1.3706
ElecHt-Big Box-Retro | Glass-Big Box-ElecHt-sngl to vea-Retro | 30 | 0.023719 | 0.01086 | 0 | 0 | ExCOMM | 0.47693 | 0.46383 | 0.025528 | 2.8341e-06 | 6.1103e-06 |  |  | 0.0085348 | 0 | 0 | 0 | 0 | 0 | 0.0085348 | 0 | 0.0085348 | 0 | 0 | 24.6009 | 0 | 24.6009 | 0.013156 | 0.00011555 | 0.0014616 | 0.014713 | 0.0085348 | 1.7238 | 0.0016608 | 0 | 0 | 0.016373 | 0.0085348 | 1.9184
ElecHt-Small Box-Retro | Glass-Small Box-ElecHt-sngl to vea-Retro | 30 | 0.76008 | 0.96138 | 0 | 0 | ExCOMM | 0.47693 | 0.46383 | 0.81804 | 9.0819e-05 | 0.0001958 |  |  | 0.75558 | 0 | 0 | 0 | 0 | 0 | 0.75558 | 0 | 0.75558 | 0 | 0 | 67.9638 | 0 | 67.9638 | 0.42158 | 0.0037028 | 0.046837 | 0.47146 | 0.75558 | 0.62397 | 0.05322 | 0 | 0 | 0.52468 | 0.75558 | 0.69441
ElecHt-High End-Retro | Glass-High End-ElecHt-sngl to vea-Retro | 30 | 0.64034 | 0.81334 | 0 | 0 | ExCOMM | 0.47693 | 0.46383 | 0.68916 | 7.6511e-05 | 0.00016495 |  |  | 0.63923 | 0 | 0 | 0 | 0 | 0 | 0.63923 | 0 | 0.63923 | 0 | 0 | 68.2505 | 0 | 68.2505 | 0.35516 | 0.0031194 | 0.039458 | 0.39718 | 0.63923 | 0.62135 | 0.044836 | 0 | 0 | 0.44202 | 0.63923 | 0.69149
ElecHt-Anchor-Retro | Glass-Anchor-ElecHt-sngl to vea-Retro | 30 | 0.37541 | 0.17182 | 0 | 0 | ExCOMM | 0.47693 | 0.46383 | 0.40404 | 4.4857e-05 | 9.6709e-05 |  |  | 0.13504 | 0 | 0 | 0 | 0 | 0 | 0.13504 | 0 | 0.13504 | 0 | 0 | 24.593 | 0 | 24.593 | 0.20822 | 0.0018288 | 0.023133 | 0.23286 | 0.13504 | 1.7244 | 0.026286 | 0 | 0 | 0.25915 | 0.13504 | 1.919
ElecHt-K-12-Retro | Glass-K-12-ElecHt-sngl to vea-Retro | 30 | 0.34708 | 0.35184 | 0 | 0 | ExCOMM | 0.47693 | 0.46383 | 0.37354 | 4.1471e-05 | 8.9409e-05 |  |  | 0.27652 | 0 | 0 | 0 | 0 | 0 | 0.27652 | 0 | 0.27652 | 0 | 0 | 54.4709 | 0 | 54.4709 | 0.19251 | 0.0016908 | 0.021387 | 0.21528 | 0.27652 | 0.77853 | 0.024302 | 0 | 0 | 0.23959 | 0.27652 | 0.86642
ElecHt-University-Retro | Glass-University-ElecHt-sngl to vea-Retro | 30 | 0.63305 | 0.27816 | 0 | 0 | ExCOMM | 0.47693 | 0.46383 | 0.68132 | 7.564e-05 | 0.00016308 |  |  | 0.21861 | 0 | 0 | 0 | 0 | 0 | 0.21861 | 0 | 0.21861 | 0 | 0 | 23.6101 | 0 | 23.6101 | 0.35112 | 0.0030839 | 0.039009 | 0.39266 | 0.21861 | 1.7962 | 0.044326 | 0 | 0 | 0.43699 | 0.21861 | 1.9989
ElecHt-Warehouse-Retro | Glass-Warehouse-ElecHt-sngl to vea-Retro | 30 | 0.1345 | 0.19179 | 0 | 0 | ExCOMM | 0.47693 | 0.46383 | 0.14475 | 1.6071e-05 | 3.4648e-05 |  |  | 0.15073 | 0 | 0 | 0 | 0 | 0 | 0.15073 | 0 | 0.15073 | 0 | 0 | 76.6202 | 0 | 76.6202 | 0.074599 | 0.00065521 | 0.0082878 | 0.083426 | 0.15073 | 0.55348 | 0.0094175 | 0 | 0 | 0.092843 | 0.15073 | 0.61595
ElecHt-Supermarket-Retro | Glass-Supermarket-ElecHt-sngl to vea-Retro | 30 | 0.045889 | 0.043892 | 0 | 0 | ExCOMM | 0.47693 | 0.46383 | 0.049388 | 5.4831e-06 | 1.1821e-05 |  |  | 0.034496 | 0 | 0 | 0 | 0 | 0 | 0.034496 | 0 | 0.034496 | 0 | 0 | 51.3943 | 0 | 51.3943 | 0.025452 | 0.00022355 | 0.0028277 | 0.028464 | 0.034496 | 0.82514 | 0.0032131 | 0 | 0 | 0.031677 | 0.034496 | 0.91828
ElecHt-MIniMart-Retro | Glass-MIniMart-ElecHt-sngl to vea-Retro | 30 | 0.078083 | 0.088818 | 0 | 0 | ExCOMM | 0.47693 | 0.46383 | 0.084037 | 9.3298e-06 | 2.0115e-05 |  |  | 0.069805 | 0 | 0 | 0 | 0 | 0 | 0.069805 | 0 | 0.069805 | 0 | 0 | 61.1206 | 0 | 61.1206 | 0.043309 | 0.00038039 | 0.0048115 | 0.048433 | 0.069805 | 0.69383 | 0.0054673 | 0 | 0 | 0.0539 | 0.069805 | 0.77215
ElecHt-Restaurant-Retro | Glass-Restaurant-ElecHt-sngl to vea-Retro | 30 | 0.37083 | 0.48703 | 0 | 0 | ExCOMM | 0.47693 | 0.46383 | 0.39911 | 4.4309e-05 | 9.5529e-05 |  |  | 0.38277 | 0 | 0 | 0 | 0 | 0 | 0.38277 | 0 | 0.38277 | 0 | 0 | 70.5699 | 0 | 70.5699 | 0.20568 | 0.0018065 | 0.022851 | 0.23002 | 0.38277 | 0.60093 | 0.025965 | 0 | 0 | 0.25598 | 0.38277 | 0.66876
ElecHt-Lodging-Retro | Glass-Lodging-ElecHt-sngl to vea-Retro | 30 | 1.7384 | 1.2315 | 0 | 0 | ExCOMM | 0.47693 | 0.46383 | 1.871 | 0.00020772 | 0.00044784 |  |  | 0.96788 | 0 | 0 | 0 | 0 | 0 | 0.96788 | 0 | 0.96788 | 0 | 0 | 38.0641 | 0 | 38.0641 | 0.96423 | 0.0084689 | 0.10712 | 1.0783 | 0.96788 | 1.1141 | 0.12172 | 0 | 0 | 1.2 | 0.96788 | 1.2399
ElecHt-Hospital-Retro | Glass-Hospital-ElecHt-sngl to vea-Retro | 30 | 0.14936 | 0.05829 | 0 | 0 | ExCOMM | 0.47693 | 0.46383 | 0.16075 | 1.7847e-05 | 3.8477e-05 |  |  | 0.045811 | 0 | 0 | 0 | 0 | 0 | 0.045811 | 0 | 0.045811 | 0 | 0 | 20.9693 | 0 | 20.9693 | 0.082845 | 0.00072764 | 0.0092039 | 0.092647 | 0.045811 | 2.0224 | 0.010458 | 0 | 0 | 0.10311 | 0.045811 | 2.2506
ElecHt-OtherHealth-Retro | Glass-OtherHealth-ElecHt-sngl to vea-Retro | 30 | 4.9259 | 1.8518 | 0 | 0 | ExCOMM | 0.47693 | 0.46383 | 5.3015 | 0.00058858 | 0.001269 |  |  | 1.4554 | 0 | 0 | 0 | 0 | 0 | 1.4554 | 0 | 1.4554 | 0 | 0 | 20.1996 | 0 | 20.1996 | 2.7322 | 0.023997 | 0.30354 | 3.0554 | 1.4554 | 2.0994 | 0.34491 | 0 | 0 | 3.4004 | 1.4554 | 2.3364
ElecHt-Other-Retro | Glass-Other-ElecHt-sngl to vea-Retro | 30 | 1.5189 | 1.1916 | 0 | 0 | ExCOMM | 0.47693 | 0.46383 | 1.6347 | 0.00018148 | 0.00039127 |  |  | 0.93653 | 0 | 0 | 0 | 0 | 0 | 0.93653 | 0 | 0.93653 | 0 | 0 | 42.1561 | 0 | 42.1561 | 0.84244 | 0.0073992 | 0.093593 | 0.94211 | 0.93653 | 1.006 | 0.10635 | 0 | 0 | 1.0485 | 0.93653 | 1.1195
ElecHt-Large Off-Retro | Glass-Large Off-ElecHt-sngl to al36 CW-Retro | 30 | 9.375 | 7.6701 | 0 | 0 | ExCOMM | 0.47693 | 0.46383 | 10.0899 | 0.0011202 | 0.0024151 |  |  | 6.0281 | 0 | 0 | 0 | 0 | 0 | 6.0281 | 0 | 6.0281 | 0 | 0 | 43.9611 | 0 | 43.9611 | 5.1999 | 0.045671 | 0.57769 | 5.8151 | 6.0281 | 0.96466 | 0.65643 | 0 | 0 | 6.4715 | 6.0281 | 1.0736
ElecHt-Medium Off-Retro | Glass-Medium Off-ElecHt-sngl to al36 CW-Retro | 30 | 3.3487 | 2.8496 | 0 | 0 | ExCOMM | 0.47693 | 0.46383 | 3.604 | 0.00040012 | 0.00086265 |  |  | 2.2396 | 0 | 0 | 0 | 0 | 0 | 2.2396 | 0 | 2.2396 | 0 | 0 | 45.7248 | 0 | 45.7248 | 1.8574 | 0.016313 | 0.20635 | 2.0771 | 2.2396 | 0.92745 | 0.23447 | 0 | 0 | 2.3116 | 2.2396 | 1.0321
ElecHt-Small Off-Retro | Glass-Small Off-ElecHt-sngl to al36 CW-Retro | 30 | 1.6891 | 2.1628 | 0 | 0 | ExCOMM | 0.47693 | 0.46383 | 1.8178 | 0.00020182 | 0.00043511 |  |  | 1.6998 | 0 | 0 | 0 | 0 | 0 | 1.6998 | 0 | 1.6998 | 0 | 0 | 68.8025 | 0 | 68.8025 | 0.93684 | 0.0082283 | 0.10408 | 1.0477 | 1.6998 | 0.61636 | 0.11827 | 0 | 0 | 1.1659 | 1.6998 | 0.68594
ElecHt-Big Box-Retro | Glass-Big Box-ElecHt-sngl to al36 CW-Retro | 30 | 0.033732 | 0.030135 | 0 | 0 | ExCOMM | 0.47693 | 0.46383 | 0.036304 | 4.0305e-06 | 8.6895e-06 |  |  | 0.023684 | 0 | 0 | 0 | 0 | 0 | 0.023684 | 0 | 0.023684 | 0 | 0 | 48.0039 | 0 | 48.0039 | 0.018709 | 0.00016433 | 0.0020786 | 0.020923 | 0.023684 | 0.88342 | 0.0023619 | 0 | 0 | 0.023285 | 0.023684 | 0.98314
ElecHt-Small Box-Retro | Glass-Small Box-ElecHt-sngl to al36 CW-Retro | 30 | 1.0299 | 2.6678 | 0 | 0 | ExCOMM | 0.47693 | 0.46383 | 1.1084 | 0.00012306 | 0.00026531 |  |  | 2.0967 | 0 | 0 | 0 | 0 | 0 | 2.0967 | 0 | 2.0967 | 0 | 0 | 139.1897 | 0 | 139.1897 | 0.57123 | 0.0050172 | 0.063463 | 0.63882 | 2.0967 | 0.30467 | 0.072113 | 0 | 0 | 0.71093 | 2.0967 | 0.33907
ElecHt-High End-Retro | Glass-High End-ElecHt-sngl to al36 CW-Retro | 30 | 0.86716 | 2.257 | 0 | 0 | ExCOMM | 0.47693 | 0.46383 | 0.93328 | 0.00010361 | 0.00022339 |  |  | 1.7739 | 0 | 0 | 0 | 0 | 0 | 1.7739 | 0 | 1.7739 | 0 | 0 | 139.8551 | 0 | 139.8551 | 0.48097 | 0.0042244 | 0.053435 | 0.53788 | 1.7739 | 0.30322 | 0.060718 | 0 | 0 | 0.59859 | 1.7739 | 0.33745
ElecHt-Anchor-Retro | Glass-Anchor-ElecHt-sngl to al36 CW-Retro | 30 | 0.53389 | 0.47681 | 0 | 0 | ExCOMM | 0.47693 | 0.46383 | 0.5746 | 6.3792e-05 | 0.00013753 |  |  | 0.37474 | 0 | 0 | 0 | 0 | 0 | 0.37474 | 0 | 0.37474 | 0 | 0 | 47.988 | 0 | 47.988 | 0.29612 | 0.0026009 | 0.032899 | 0.33116 | 0.37474 | 0.88371 | 0.037383 | 0 | 0 | 0.36854 | 0.37474 | 0.98347
ElecHt-K-12-Retro | Glass-K-12-ElecHt-sngl to al36 CW-Retro | 30 | 0.47319 | 0.97636 | 0 | 0 | ExCOMM | 0.47693 | 0.46383 | 0.50927 | 5.6539e-05 | 0.0001219 |  |  | 0.76735 | 0 | 0 | 0 | 0 | 0 | 0.76735 | 0 | 0.76735 | 0 | 0 | 110.8718 | 0 | 110.8718 | 0.26245 | 0.0023051 | 0.029158 | 0.29351 | 0.76735 | 0.38249 | 0.033132 | 0 | 0 | 0.32664 | 0.76735 | 0.42567
ElecHt-University-Retro | Glass-University-ElecHt-sngl to al36 CW-Retro | 30 | 0.87876 | 0.77189 | 0 | 0 | ExCOMM | 0.47693 | 0.46383 | 0.94576 | 0.000105 | 0.00022637 |  |  | 0.60665 | 0 | 0 | 0 | 0 | 0 | 0.60665 | 0 | 0.60665 | 0 | 0 | 47.1985 | 0 | 47.1985 | 0.4874 | 0.0042809 | 0.05415 | 0.54507 | 0.60665 | 0.89849 | 0.06153 | 0 | 0 | 0.6066 | 0.60665 | 0.99992
ElecHt-Warehouse-Retro | Glass-Warehouse-ElecHt-sngl to al36 CW-Retro | 30 | 0.18242 | 0.53221 | 0 | 0 | ExCOMM | 0.47693 | 0.46383 | 0.19633 | 2.1796e-05 | 4.6992e-05 |  |  | 0.41828 | 0 | 0 | 0 | 0 | 0 | 0.41828 | 0 | 0.41828 | 0 | 0 | 156.766 | 0 | 156.766 | 0.10118 | 0.00088866 | 0.011241 | 0.11315 | 0.41828 | 0.27051 | 0.012773 | 0 | 0 | 0.12592 | 0.41828 | 0.30105
ElecHt-Supermarket-Retro | Glass-Supermarket-ElecHt-sngl to al36 CW-Retro | 30 | 0.065191 | 0.1218 | 0 | 0 | ExCOMM | 0.47693 | 0.46383 | 0.070162 | 7.7894e-06 | 1.6794e-05 |  |  | 0.095726 | 0 | 0 | 0 | 0 | 0 | 0.095726 | 0 | 0.095726 | 0 | 0 | 100.3923 | 0 | 100.3923 | 0.036158 | 0.00031758 | 0.0040171 | 0.040436 | 0.095726 | 0.42242 | 0.0045646 | 0 | 0 | 0.045001 | 0.095726 | 0.4701
ElecHt-MIniMart-Retro | Glass-MIniMart-ElecHt-sngl to al36 CW-Retro | 30 | 0.10959 | 0.24647 | 0 | 0 | ExCOMM | 0.47693 | 0.46383 | 0.11794 | 1.3094e-05 | 2.8231e-05 |  |  | 0.19371 | 0 | 0 | 0 | 0 | 0 | 0.19371 | 0 | 0.19371 | 0 | 0 | 120.8488 | 0 | 120.8488 | 0.060783 | 0.00053387 | 0.0067529 | 0.067975 | 0.19371 | 0.35091 | 0.0076733 | 0 | 0 | 0.075648 | 0.19371 | 0.39053
ElecHt-Restaurant-Retro | Glass-Restaurant-ElecHt-sngl to al36 CW-Retro | 30 | 0.49633 | 1.3515 | 0 | 0 | ExCOMM | 0.47693 | 0.46383 | 0.53418 | 5.9305e-05 | 0.00012786 |  |  | 1.0622 | 0 | 0 | 0 | 0 | 0 | 1.0622 | 0 | 1.0622 | 0 | 0 | 146.3148 | 0 | 146.3148 | 0.27529 | 0.0024179 | 0.030584 | 0.30786 | 1.0622 | 0.28984 | 0.034753 | 0 | 0 | 0.34262 | 1.0622 | 0.32256
ElecHt-Lodging-Retro | Glass-Lodging-ElecHt-sngl to al36 CW-Retro | 30 | 2.4088 | 3.4174 | 0 | 0 | ExCOMM | 0.47693 | 0.46383 | 2.5925 | 0.00028782 | 0.00062052 |  |  | 2.6859 | 0 | 0 | 0 | 0 | 0 | 2.6859 | 0 | 2.6859 | 0 | 0 | 76.2327 | 0 | 76.2327 | 1.336 | 0.011735 | 0.14843 | 1.4941 | 2.6859 | 0.55629 | 0.16866 | 0 | 0 | 1.6628 | 2.6859 | 0.61909
ElecHt-Hospital-Retro | Glass-Hospital-ElecHt-sngl to al36 CW-Retro | 30 | 0.20926 | 0.16175 | 0 | 0 | ExCOMM | 0.47693 | 0.46383 | 0.22521 | 2.5003e-05 | 5.3906e-05 |  |  | 0.12713 | 0 | 0 | 0 | 0 | 0 | 0.12713 | 0 | 0.12713 | 0 | 0 | 41.535 | 0 | 41.535 | 0.11606 | 0.0010194 | 0.012895 | 0.1298 | 0.12713 | 1.021 | 0.014652 | 0 | 0 | 0.14445 | 0.12713 | 1.1363
ElecHt-OtherHealth-Retro | Glass-OtherHealth-ElecHt-sngl to al36 CW-Retro | 30 | 6.8675 | 5.1387 | 0 | 0 | ExCOMM | 0.47693 | 0.46383 | 7.3911 | 0.00082057 | 0.0017691 |  |  | 4.0387 | 0 | 0 | 0 | 0 | 0 | 4.0387 | 0 | 4.0387 | 0 | 0 | 40.2067 | 0 | 40.2067 | 3.8091 | 0.033455 | 0.42318 | 4.2597 | 4.0387 | 1.0547 | 0.48086 | 0 | 0 | 4.7406 | 4.0387 | 1.1738
ElecHt-Other-Retro | Glass-Other-ElecHt-sngl to al36 CW-Retro | 30 | 2.0898 | 3.3067 | 0 | 0 | ExCOMM | 0.47693 | 0.46383 | 2.2491 | 0.0002497 | 0.00053834 |  |  | 2.5989 | 0 | 0 | 0 | 0 | 0 | 2.5989 | 0 | 2.5989 | 0 | 0 | 85.0241 | 0 | 85.0241 | 1.1591 | 0.01018 | 0.12877 | 1.2962 | 2.5989 | 0.49877 | 0.14632 | 0 | 0 | 1.4426 | 2.5989 | 0.55507
ElecHt-Large Off-Retro | Glass-Large Off-ElecHt-sngl to al40-Retro | 30 | 8.9104 | 6.1361 | 0 | 0 | ExCOMM | 0.47693 | 0.46383 | 9.5898 | 0.0010647 | 0.0022954 |  |  | 4.8225 | 0 | 0 | 0 | 0 | 0 | 4.8225 | 0 | 4.8225 | 0 | 0 | 37.0026 | 0 | 37.0026 | 4.9422 | 0.043408 | 0.54907 | 5.5269 | 4.8225 | 1.1461 | 0.6239 | 0 | 0 | 6.1508 | 4.8225 | 1.2754
ElecHt-Medium Off-Retro | Glass-Medium Off-ElecHt-sngl to al40-Retro | 30 | 3.179 | 2.2797 | 0 | 0 | ExCOMM | 0.47693 | 0.46383 | 3.4214 | 0.00037984 | 0.00081892 |  |  | 1.7917 | 0 | 0 | 0 | 0 | 0 | 1.7917 | 0 | 1.7917 | 0 | 0 | 38.5331 | 0 | 38.5331 | 1.7632 | 0.015486 | 0.19589 | 1.9718 | 1.7917 | 1.1005 | 0.22259 | 0 | 0 | 2.1944 | 1.7917 | 1.2248
ElecHt-Small Off-Retro | Glass-Small Off-ElecHt-sngl to al40-Retro | 30 | 1.5995 | 1.7302 | 0 | 0 | ExCOMM | 0.47693 | 0.46383 | 1.7215 | 0.00019112 | 0.00041205 |  |  | 1.3598 | 0 | 0 | 0 | 0 | 0 | 1.3598 | 0 | 1.3598 | 0 | 0 | 58.1231 | 0 | 58.1231 | 0.88717 | 0.0077921 | 0.098563 | 0.99214 | 1.3598 | 0.72961 | 0.112 | 0 | 0 | 1.1041 | 1.3598 | 0.81198
ElecHt-Big Box-Retro | Glass-Big Box-ElecHt-sngl to al40-Retro | 30 | 0.032617 | 0.024108 | 0 | 0 | ExCOMM | 0.47693 | 0.46383 | 0.035104 | 3.8973e-06 | 8.4025e-06 |  |  | 0.018947 | 0 | 0 | 0 | 0 | 0 | 0.018947 | 0 | 0.018947 | 0 | 0 | 39.7153 | 0 | 39.7153 | 0.018091 | 0.0001589 | 0.0020099 | 0.020232 | 0.018947 | 1.0678 | 0.0022838 | 0 | 0 | 0.022516 | 0.018947 | 1.1883
ElecHt-Small Box-Retro | Glass-Small Box-ElecHt-sngl to al40-Retro | 30 | 0.95568 | 2.1343 | 0 | 0 | ExCOMM | 0.47693 | 0.46383 | 1.0285 | 0.00011419 | 0.00024619 |  |  | 1.6774 | 0 | 0 | 0 | 0 | 0 | 1.6774 | 0 | 1.6774 | 0 | 0 | 119.9992 | 0 | 119.9992 | 0.53007 | 0.0046556 | 0.058889 | 0.59278 | 1.6774 | 0.3534 | 0.066916 | 0 | 0 | 0.6597 | 1.6774 | 0.39329
ElecHt-High End-Retro | Glass-High End-ElecHt-sngl to al40-Retro | 30 | 0.80422 | 1.8056 | 0 | 0 | ExCOMM | 0.47693 | 0.46383 | 0.86554 | 9.6093e-05 | 0.00020717 |  |  | 1.4191 | 0 | 0 | 0 | 0 | 0 | 1.4191 | 0 | 1.4191 | 0 | 0 | 120.6395 | 0 | 120.6395 | 0.44606 | 0.0039178 | 0.049557 | 0.49884 | 1.4191 | 0.35152 | 0.056311 | 0 | 0 | 0.55515 | 1.4191 | 0.3912
ElecHt-Anchor-Retro | Glass-Anchor-ElecHt-sngl to al40-Retro | 30 | 0.51625 | 0.38145 | 0 | 0 | ExCOMM | 0.47693 | 0.46383 | 0.55562 | 6.1685e-05 | 0.00013299 |  |  | 0.29979 | 0 | 0 | 0 | 0 | 0 | 0.29979 | 0 | 0.29979 | 0 | 0 | 39.7018 | 0 | 39.7018 | 0.28634 | 0.002515 | 0.031812 | 0.32022 | 0.29979 | 1.0682 | 0.036148 | 0 | 0 | 0.35637 | 0.29979 | 1.1887
ElecHt-K-12-Retro | Glass-K-12-ElecHt-sngl to al40-Retro | 30 | 0.44292 | 0.78109 | 0 | 0 | ExCOMM | 0.47693 | 0.46383 | 0.4767 | 5.2923e-05 | 0.0001141 |  |  | 0.61388 | 0 | 0 | 0 | 0 | 0 | 0.61388 | 0 | 0.61388 | 0 | 0 | 94.7575 | 0 | 94.7575 | 0.24567 | 0.0021577 | 0.027293 | 0.27474 | 0.61388 | 0.44754 | 0.031013 | 0 | 0 | 0.30575 | 0.61388 | 0.49806
ElecHt-University-Retro | Glass-University-ElecHt-sngl to al40-Retro | 30 | 0.831 | 0.61751 | 0 | 0 | ExCOMM | 0.47693 | 0.46383 | 0.89437 | 9.9293e-05 | 0.00021407 |  |  | 0.48532 | 0 | 0 | 0 | 0 | 0 | 0.48532 | 0 | 0.48532 | 0 | 0 | 39.9287 | 0 | 39.9287 | 0.46092 | 0.0040483 | 0.051207 | 0.51545 | 0.48532 | 1.0621 | 0.058186 | 0 | 0 | 0.57364 | 0.48532 | 1.182
ElecHt-Warehouse-Retro | Glass-Warehouse-ElecHt-sngl to al40-Retro | 30 | 0.17077 | 0.42577 | 0 | 0 | ExCOMM | 0.47693 | 0.46383 | 0.18379 | 2.0405e-05 | 4.3992e-05 |  |  | 0.33462 | 0 | 0 | 0 | 0 | 0 | 0.33462 | 0 | 0.33462 | 0 | 0 | 133.9659 | 0 | 133.9659 | 0.094719 | 0.00083193 | 0.010523 | 0.10593 | 0.33462 | 0.31655 | 0.011957 | 0 | 0 | 0.11788 | 0.33462 | 0.35229
ElecHt-Supermarket-Retro | Glass-Supermarket-ElecHt-sngl to al40-Retro | 30 | 0.062964 | 0.09744 | 0 | 0 | ExCOMM | 0.47693 | 0.46383 | 0.067765 | 7.5233e-06 | 1.622e-05 |  |  | 0.076581 | 0 | 0 | 0 | 0 | 0 | 0.076581 | 0 | 0.076581 | 0 | 0 | 83.1544 | 0 | 83.1544 | 0.034923 | 0.00030673 | 0.0038799 | 0.039055 | 0.076581 | 0.50998 | 0.0044087 | 0 | 0 | 0.043464 | 0.076581 | 0.56755
ElecHt-MIniMart-Retro | Glass-MIniMart-ElecHt-sngl to al40-Retro | 30 | 0.10469 | 0.19718 | 0 | 0 | ExCOMM | 0.47693 | 0.46383 | 0.11267 | 1.2509e-05 | 2.6968e-05 |  |  | 0.15497 | 0 | 0 | 0 | 0 | 0 | 0.15497 | 0 | 0.15497 | 0 | 0 | 101.2048 | 0 | 101.2048 | 0.058065 | 0.00050999 | 0.0064509 | 0.064935 | 0.15497 | 0.41903 | 0.0073302 | 0 | 0 | 0.072265 | 0.15497 | 0.46633
ElecHt-Restaurant-Retro | Glass-Restaurant-ElecHt-sngl to al40-Retro | 30 | 0.46359 | 1.0812 | 0 | 0 | ExCOMM | 0.47693 | 0.46383 | 0.49894 | 5.5392e-05 | 0.00011942 |  |  | 0.84975 | 0 | 0 | 0 | 0 | 0 | 0.84975 | 0 | 0.84975 | 0 | 0 | 125.3196 | 0 | 125.3196 | 0.25713 | 0.0022584 | 0.028567 | 0.28755 | 0.84975 | 0.33839 | 0.03246 | 0 | 0 | 0.32001 | 0.84975 | 0.37659
ElecHt-Lodging-Retro | Glass-Lodging-ElecHt-sngl to al40-Retro | 30 | 2.2798 | 2.7339 | 0 | 0 | ExCOMM | 0.47693 | 0.46383 | 2.4536 | 0.0002724 | 0.00058729 |  |  | 2.1487 | 0 | 0 | 0 | 0 | 0 | 2.1487 | 0 | 2.1487 | 0 | 0 | 64.4377 | 0 | 64.4377 | 1.2645 | 0.011106 | 0.14048 | 1.4141 | 2.1487 | 0.65812 | 0.15963 | 0 | 0 | 1.5737 | 2.1487 | 0.73241
ElecHt-Hospital-Retro | Glass-Hospital-ElecHt-sngl to al40-Retro | 30 | 0.19915 | 0.1294 | 0 | 0 | ExCOMM | 0.47693 | 0.46383 | 0.21434 | 2.3796e-05 | 5.1304e-05 |  |  | 0.1017 | 0 | 0 | 0 | 0 | 0 | 0.1017 | 0 | 0.1017 | 0 | 0 | 34.9136 | 0 | 34.9136 | 0.11046 | 0.00097019 | 0.012272 | 0.12353 | 0.1017 | 1.2146 | 0.013945 | 0 | 0 | 0.13748 | 0.1017 | 1.3518
ElecHt-OtherHealth-Retro | Glass-OtherHealth-ElecHt-sngl to al40-Retro | 30 | 6.5399 | 4.111 | 0 | 0 | ExCOMM | 0.47693 | 0.46383 | 7.0386 | 0.00078143 | 0.0016847 |  |  | 3.2309 | 0 | 0 | 0 | 0 | 0 | 3.2309 | 0 | 3.2309 | 0 | 0 | 33.7762 | 0 | 33.7762 | 3.6274 | 0.03186 | 0.403 | 4.0566 | 3.2309 | 1.2555 | 0.45792 | 0 | 0 | 4.5145 | 3.2309 | 1.3973
ElecHt-Other-Retro | Glass-Other-ElecHt-sngl to al40-Retro | 30 | 1.9649 | 2.6454 | 0 | 0 | ExCOMM | 0.47693 | 0.46383 | 2.1147 | 0.00023478 | 0.00050617 |  |  | 2.0791 | 0 | 0 | 0 | 0 | 0 | 2.0791 | 0 | 2.0791 | 0 | 0 | 72.3424 | 0 | 72.3424 | 1.0898 | 0.0095721 | 0.12108 | 1.2188 | 2.0791 | 0.5862 | 0.13758 | 0 | 0 | 1.3564 | 2.0791 | 0.65238
GasHt-Large Off-Retro | Glass-Large Off-GasHt-sngl to vea-Retro | 30 | 1.4414 | 2.764 | -0.10053 | 0 | ExCOMM | 0.47693 | 0.46383 | 1.5513 | 0.00017223 | 0.00037132 |  |  | 2.1723 | 0 | 0 | -1.3663 | 0 | 0 | 2.1723 | -1.3663 | 0.80603 | 0 | 0 | 103.0349 | -64.8038 | 38.2311 | 0.79949 | 0.007022 | 0.088822 | 0.89408 | 2.1723 | 0.41158 | 0.10093 | 0 | 0 | 0.99501 | 0.80603 | 1.2345
GasHt-Medium Off-Retro | Glass-Medium Off-GasHt-sngl to vea-Retro | 30 | 0.44373 | 1.0269 | -0.03735 | 0 | ExCOMM | 0.47693 | 0.46383 | 0.47756 | 5.3019e-05 | 0.00011431 |  |  | 0.80707 | 0 | 0 | -0.5076 | 0 | 0 | 0.80707 | -0.5076 | 0.29946 | 0 | 0 | 124.3509 | -78.2105 | 46.1404 | 0.24611 | 0.0021616 | 0.027343 | 0.27523 | 0.80707 | 0.34103 | 0.03107 | 0 | 0 | 0.3063 | 0.29946 | 1.0228
GasHt-Small Off-Retro | Glass-Small Off-GasHt-sngl to vea-Retro | 30 | 0.22026 | 0.77937 | -0.019177 | 0 | ExCOMM | 0.47693 | 0.46383 | 0.23706 | 2.6318e-05 | 5.6742e-05 |  |  | 0.61253 | 0 | 0 | -0.26062 | 0 | 0 | 0.61253 | -0.26062 | 0.35191 | 0 | 0 | 190.1255 | -80.8947 | 109.2308 | 0.12217 | 0.001073 | 0.013573 | 0.13662 | 0.61253 | 0.22305 | 0.015423 | 0 | 0 | 0.15205 | 0.35191 | 0.43206
GasHt-Big Box-Retro | Glass-Big Box-GasHt-sngl to vea-Retro | 30 | 0.0049729 | 0.01086 | -0.00036097 | 0 | ExCOMM | 0.47693 | 0.46383 | 0.0053521 | 5.9419e-07 | 1.281e-06 |  |  | 0.0085348 | 0 | 0 | -0.0049057 | 0 | 0 | 0.0085348 | -0.0049057 | 0.0036291 | 0 | 0 | 117.3399 | -67.4457 | 49.8942 | 0.0027582 | 2.4226e-05 | 0.00030643 | 0.0030846 | 0.0085348 | 0.36141 | 0.0003482 | 0 | 0 | 0.0034327 | 0.0036291 | 0.94589
GasHt-Small Box-Retro | Glass-Small Box-GasHt-sngl to vea-Retro | 30 | 0.054258 | 0.96138 | -0.013591 | 0 | ExCOMM | 0.47693 | 0.46383 | 0.058395 | 6.4831e-06 | 1.3977e-05 |  |  | 0.75558 | 0 | 0 | -0.18471 | 0 | 0 | 0.75558 | -0.18471 | 0.57087 | 0 | 0 | 952.0784 | -232.7415 | 719.337 | 0.030094 | 0.00026432 | 0.0033434 | 0.033655 | 0.75558 | 0.044542 | 0.0037991 | 0 | 0 | 0.037454 | 0.57087 | 0.065608
GasHt-High End-Retro | Glass-High End-GasHt-sngl to vea-Retro | 30 | 0.043202 | 0.81334 | -0.011498 | 0 | ExCOMM | 0.47693 | 0.46383 | 0.046496 | 5.162e-06 | 1.1129e-05 |  |  | 0.63923 | 0 | 0 | -0.15626 | 0 | 0 | 0.63923 | -0.15626 | 0.48297 | 0 | 0 | 1011.6026 | -247.2925 | 764.3101 | 0.023962 | 0.00021046 | 0.0026621 | 0.026797 | 0.63923 | 0.041921 | 0.003025 | 0 | 0 | 0.029822 | 0.48297 | 0.061748
GasHt-Anchor-Retro | Glass-Anchor-GasHt-sngl to vea-Retro | 30 | 0.078802 | 0.17182 | -0.0057114 | 0 | ExCOMM | 0.47693 | 0.46383 | 0.084811 | 9.4158e-06 | 2.03e-05 |  |  | 0.13504 | 0 | 0 | -0.07762 | 0 | 0 | 0.13504 | -0.07762 | 0.057421 | 0 | 0 | 117.1605 | -67.3426 | 49.8179 | 0.043708 | 0.00038389 | 0.0048559 | 0.048879 | 0.13504 | 0.36196 | 0.0055177 | 0 | 0 | 0.054397 | 0.057421 | 0.94734
GasHt-K-12-Retro | Glass-K-12-GasHt-sngl to vea-Retro | 30 | 0.0075558 | 0.35184 | -0.0065377 | 0 | ExCOMM | 0.47693 | 0.46383 | 0.008132 | 9.0282e-07 | 1.9464e-06 |  |  | 0.27652 | 0 | 0 | -0.088849 | 0 | 0 | 0.27652 | -0.088849 | 0.18768 | 0 | 0 | 2502.115 | -803.9449 | 1698.17 | 0.0041909 | 3.6809e-05 | 0.0004656 | 0.0046867 | 0.27652 | 0.016949 | 0.00052905 | 0 | 0 | 0.0052158 | 0.18768 | 0.027791
GasHt-University-Retro | Glass-University-GasHt-sngl to vea-Retro | 30 | 0.072 | 0.27816 | -0.010803 | 0 | ExCOMM | 0.47693 | 0.46383 | 0.07749 | 8.603e-06 | 1.8548e-05 |  |  | 0.21861 | 0 | 0 | -0.14682 | 0 | 0 | 0.21861 | -0.14682 | 0.071794 | 0 | 0 | 207.5882 | -139.4154 | 68.1729 | 0.039935 | 0.00035075 | 0.0044367 | 0.04466 | 0.21861 | 0.20429 | 0.0050414 | 0 | 0 | 0.049701 | 0.071794 | 0.69228
GasHt-Warehouse-Retro | Glass-Warehouse-GasHt-sngl to vea-Retro | 30 | 0.015053 | 0.19179 | -0.0023 | 0 | ExCOMM | 0.47693 | 0.46383 | 0.016201 | 1.7986e-06 | 3.8777e-06 |  |  | 0.15073 | 0 | 0 | -0.031257 | 0 | 0 | 0.15073 | -0.031257 | 0.11947 | 0 | 0 | 684.6048 | -141.9685 | 542.6363 | 0.0083491 | 7.3331e-05 | 0.00092757 | 0.0093369 | 0.15073 | 0.061944 | 0.001054 | 0 | 0 | 0.010391 | 0.11947 | 0.086973
GasHt-Supermarket-Retro | Glass-Supermarket-GasHt-sngl to vea-Retro | 30 | 0.016431 | 0.043892 | -0.00056724 | 0 | ExCOMM | 0.47693 | 0.46383 | 0.017683 | 1.9632e-06 | 4.2326e-06 |  |  | 0.034496 | 0 | 0 | -0.007709 | 0 | 0 | 0.034496 | -0.007709 | 0.026787 | 0 | 0 | 143.539 | -32.0774 | 111.4616 | 0.0091133 | 8.0043e-05 | 0.0010125 | 0.010192 | 0.034496 | 0.29544 | 0.0011505 | 0 | 0 | 0.011342 | 0.026787 | 0.42342
GasHt-MIniMart-Retro | Glass-MIniMart-GasHt-sngl to vea-Retro | 30 | 0.018471 | 0.088818 | -0.0011479 | 0 | ExCOMM | 0.47693 | 0.46383 | 0.01988 | 2.2071e-06 | 4.7584e-06 |  |  | 0.069805 | 0 | 0 | -0.0156 | 0 | 0 | 0.069805 | -0.0156 | 0.054205 | 0 | 0 | 258.3701 | -57.7393 | 200.6309 | 0.010245 | 8.9985e-05 | 0.0011382 | 0.011457 | 0.069805 | 0.16413 | 0.0012934 | 0 | 0 | 0.012751 | 0.054205 | 0.23523
GasHt-Restaurant-Retro | Glass-Restaurant-GasHt-sngl to vea-Retro | 30 | 0.1089 | 0.48703 | -0.0050436 | 0 | ExCOMM | 0.47693 | 0.46383 | 0.11721 | 1.3012e-05 | 2.8054e-05 |  |  | 0.38277 | 0 | 0 | -0.068544 | 0 | 0 | 0.38277 | -0.068544 | 0.31423 | 0 | 0 | 240.3015 | -43.0314 | 197.2701 | 0.060403 | 0.00053053 | 0.0067107 | 0.06755 | 0.38277 | 0.17648 | 0.0076253 | 0 | 0 | 0.075175 | 0.31423 | 0.23924
GasHt-Lodging-Retro | Glass-Lodging-GasHt-sngl to vea-Retro | 30 | 0.29441 | 1.2315 | -0.027806 | 0 | ExCOMM | 0.47693 | 0.46383 | 0.31686 | 3.5178e-05 | 7.5842e-05 |  |  | 0.96788 | 0 | 0 | -0.37789 | 0 | 0 | 0.96788 | -0.37789 | 0.58999 | 0 | 0 | 224.7636 | -87.7546 | 137.009 | 0.16329 | 0.0014342 | 0.018142 | 0.18262 | 0.96788 | 0.18868 | 0.020614 | 0 | 0 | 0.20323 | 0.58999 | 0.34446
GasHt-Hospital-Retro | Glass-Hospital-GasHt-sngl to vea-Retro | 30 | 0.022988 | 0.05829 | -0.0024335 | 0 | ExCOMM | 0.47693 | 0.46383 | 0.02474 | 2.7467e-06 | 5.9218e-06 |  |  | 0.045811 | 0 | 0 | -0.033071 | 0 | 0 | 0.045811 | -0.033071 | 0.01274 | 0 | 0 | 136.2504 | -98.3595 | 37.891 | 0.01275 | 0.00011199 | 0.0014165 | 0.014259 | 0.045811 | 0.31125 | 0.0016096 | 0 | 0 | 0.015868 | 0.01274 | 1.2455
GasHt-OtherHealth-Retro | Glass-OtherHealth-GasHt-sngl to vea-Retro | 30 | 0.39415 | 1.8518 | -0.087262 | 0 | ExCOMM | 0.47693 | 0.46383 | 0.42421 | 4.7096e-05 | 0.00010154 |  |  | 1.4554 | 0 | 0 | -1.1859 | 0 | 0 | 1.4554 | -1.1859 | 0.26946 | 0 | 0 | 252.445 | -205.7058 | 46.7392 | 0.21862 | 0.0019201 | 0.024288 | 0.24448 | 1.4554 | 0.16799 | 0.027598 | 0 | 0 | 0.27208 | 0.26946 | 1.0097
GasHt-Other-Retro | Glass-Other-GasHt-sngl to vea-Retro | 30 | 0.12159 | 1.1916 | -0.026905 | 0 | ExCOMM | 0.47693 | 0.46383 | 0.13086 | 1.4529e-05 | 3.1323e-05 |  |  | 0.93653 | 0 | 0 | -0.36565 | 0 | 0 | 0.93653 | -0.36565 | 0.57088 | 0 | 0 | 526.589 | -205.5964 | 320.9926 | 0.067441 | 0.00059234 | 0.0074926 | 0.075421 | 0.93653 | 0.080532 | 0.0085138 | 0 | 0 | 0.083935 | 0.57088 | 0.14703
GasHt-Large Off-Retro | Glass-Large Off-GasHt-sngl to al36 CW-Retro | 30 | 2.1096 | 7.6701 | -0.1399 | 0 | ExCOMM | 0.47693 | 0.46383 | 2.2704 | 0.00025206 | 0.00054344 |  |  | 6.0281 | 0 | 0 | -1.9013 | 0 | 0 | 6.0281 | -1.9013 | 4.1269 | 0 | 0 | 195.3651 | -61.6186 | 133.7465 | 1.1701 | 0.010277 | 0.12999 | 1.3085 | 6.0281 | 0.21707 | 0.14771 | 0 | 0 | 1.4562 | 4.1269 | 0.35287
GasHt-Medium Off-Retro | Glass-Medium Off-GasHt-sngl to al36 CW-Retro | 30 | 0.64941 | 2.8496 | -0.051976 | 0 | ExCOMM | 0.47693 | 0.46383 | 0.69893 | 7.7595e-05 | 0.00016729 |  |  | 2.2396 | 0 | 0 | -0.70638 | 0 | 0 | 2.2396 | -0.70638 | 1.5332 | 0 | 0 | 235.7824 | -74.3663 | 161.4161 | 0.3602 | 0.0031636 | 0.040017 | 0.40281 | 2.2396 | 0.17986 | 0.045471 | 0 | 0 | 0.44828 | 1.5332 | 0.29238
GasHt-Small Off-Retro | Glass-Small Off-GasHt-sngl to al36 CW-Retro | 30 | 0.33511 | 2.1628 | -0.026071 | 0 | ExCOMM | 0.47693 | 0.46383 | 0.36066 | 4.0041e-05 | 8.6327e-05 |  |  | 1.6998 | 0 | 0 | -0.35431 | 0 | 0 | 1.6998 | -0.35431 | 1.3455 | 0 | 0 | 346.7824 | -72.2856 | 274.4969 | 0.18587 | 0.0016325 | 0.02065 | 0.20786 | 1.6998 | 0.12229 | 0.023464 | 0 | 0 | 0.23133 | 1.3455 | 0.17193
GasHt-Big Box-Retro | Glass-Big Box-GasHt-sngl to al36 CW-Retro | 30 | 0.007306 | 0.030135 | -0.00050884 | 0 | ExCOMM | 0.47693 | 0.46383 | 0.0078631 | 8.7296e-07 | 1.8821e-06 |  |  | 0.023684 | 0 | 0 | -0.0069153 | 0 | 0 | 0.023684 | -0.0069153 | 0.016769 | 0 | 0 | 221.6341 | -64.713 | 156.9211 | 0.0040523 | 3.5592e-05 | 0.0004502 | 0.0045317 | 0.023684 | 0.19134 | 0.00051156 | 0 | 0 | 0.0050433 | 0.016769 | 0.30075
GasHt-Small Box-Retro | Glass-Small Box-GasHt-sngl to al36 CW-Retro | 30 | 0.083276 | 2.6678 | -0.018228 | 0 | ExCOMM | 0.47693 | 0.46383 | 0.089626 | 9.9503e-06 | 2.1453e-05 |  |  | 2.0967 | 0 | 0 | -0.24772 | 0 | 0 | 2.0967 | -0.24772 | 1.849 | 0 | 0 | 1721.3918 | -203.375 | 1518.0168 | 0.046189 | 0.00040568 | 0.0051315 | 0.051654 | 2.0967 | 0.024636 | 0.0058309 | 0 | 0 | 0.057485 | 1.849 | 0.03109
GasHt-High End-Retro | Glass-High End-GasHt-sngl to al36 CW-Retro | 30 | 0.066307 | 2.257 | -0.015421 | 0 | ExCOMM | 0.47693 | 0.46383 | 0.071363 | 7.9227e-06 | 1.7081e-05 |  |  | 1.7739 | 0 | 0 | -0.20957 | 0 | 0 | 1.7739 | -0.20957 | 1.5643 | 0 | 0 | 1829.0137 | -216.0901 | 1612.9236 | 0.036777 | 0.00032302 | 0.0040859 | 0.041129 | 1.7739 | 0.023186 | 0.0046428 | 0 | 0 | 0.045771 | 1.5643 | 0.02926
GasHt-Anchor-Retro | Glass-Anchor-GasHt-sngl to al36 CW-Retro | 30 | 0.11577 | 0.47681 | -0.008051 | 0 | ExCOMM | 0.47693 | 0.46383 | 0.1246 | 1.3833e-05 | 2.9824e-05 |  |  | 0.37474 | 0 | 0 | -0.10942 | 0 | 0 | 0.37474 | -0.10942 | 0.26532 | 0 | 0 | 221.2953 | -64.6141 | 156.6813 | 0.064214 | 0.000564 | 0.0071341 | 0.071812 | 0.37474 | 0.19163 | 0.0081064 | 0 | 0 | 0.079918 | 0.26532 | 0.30121
GasHt-K-12-Retro | Glass-K-12-GasHt-sngl to al36 CW-Retro | 30 | 0.010376 | 0.97636 | -0.0089117 | 0 | ExCOMM | 0.47693 | 0.46383 | 0.011167 | 1.2397e-06 | 2.6728e-06 |  |  | 0.76735 | 0 | 0 | -0.12111 | 0 | 0 | 0.76735 | -0.12111 | 0.64624 | 0 | 0 | 5056.4229 | -798.0612 | 4258.3615 | 0.0057548 | 5.0545e-05 | 0.00063935 | 0.0064357 | 0.76735 | 0.0083868 | 0.00072649 | 0 | 0 | 0.0071622 | 0.64624 | 0.011083
GasHt-University-Retro | Glass-University-GasHt-sngl to al36 CW-Retro | 30 | 0.10439 | 0.77189 | -0.014911 | 0 | ExCOMM | 0.47693 | 0.46383 | 0.11235 | 1.2473e-05 | 2.6892e-05 |  |  | 0.60665 | 0 | 0 | -0.20264 | 0 | 0 | 0.60665 | -0.20264 | 0.40401 | 0 | 0 | 397.3153 | -132.7171 | 264.5981 | 0.057901 | 0.00050855 | 0.0064326 | 0.064751 | 0.60665 | 0.10673 | 0.0073094 | 0 | 0 | 0.072061 | 0.40401 | 0.17836
GasHt-Warehouse-Retro | Glass-Warehouse-GasHt-sngl to al36 CW-Retro | 30 | 0.022278 | 0.53221 | -0.0030836 | 0 | ExCOMM | 0.47693 | 0.46383 | 0.023977 | 2.6619e-06 | 5.739e-06 |  |  | 0.41828 | 0 | 0 | -0.041907 | 0 | 0 | 0.41828 | -0.041907 | 0.37637 | 0 | 0 | 1283.634 | -128.6068 | 1155.0272 | 0.012357 | 0.00010853 | 0.0013728 | 0.013819 | 0.41828 | 0.033037 | 0.0015599 | 0 | 0 | 0.015379 | 0.37637 | 0.04086
GasHt-Supermarket-Retro | Glass-Supermarket-GasHt-sngl to al36 CW-Retro | 30 | 0.024829 | 0.1218 | -0.00077719 | 0 | ExCOMM | 0.47693 | 0.46383 | 0.026722 | 2.9667e-06 | 6.3961e-06 |  |  | 0.095726 | 0 | 0 | -0.010562 | 0 | 0 | 0.095726 | -0.010562 | 0.085164 | 0 | 0 | 263.5905 | -29.0842 | 234.5063 | 0.013771 | 0.00012096 | 0.00153 | 0.015401 | 0.095726 | 0.16088 | 0.0017385 | 0 | 0 | 0.017139 | 0.085164 | 0.20125
GasHt-MIniMart-Retro | Glass-MIniMart-GasHt-sngl to al36 CW-Retro | 30 | 0.027913 | 0.24647 | -0.0015727 | 0 | ExCOMM | 0.47693 | 0.46383 | 0.030041 | 3.3352e-06 | 7.1906e-06 |  |  | 0.19371 | 0 | 0 | -0.021374 | 0 | 0 | 0.19371 | -0.021374 | 0.17234 | 0 | 0 | 474.4629 | -52.3516 | 422.1112 | 0.015482 | 0.00013598 | 0.00172 | 0.017314 | 0.19371 | 0.08938 | 0.0019544 | 0 | 0 | 0.019268 | 0.17234 | 0.11181
GasHt-Restaurant-Retro | Glass-Restaurant-GasHt-sngl to al36 CW-Retro | 30 | 0.15093 | 1.3515 | -0.0066509 | 0 | ExCOMM | 0.47693 | 0.46383 | 0.16244 | 1.8034e-05 | 3.888e-05 |  |  | 1.0622 | 0 | 0 | -0.090389 | 0 | 0 | 1.0622 | -0.090389 | 0.97181 | 0 | 0 | 481.1616 | -40.945 | 440.2166 | 0.083712 | 0.00073525 | 0.0093003 | 0.093617 | 1.0622 | 0.088136 | 0.010568 | 0 | 0 | 0.10418 | 0.97181 | 0.10721
GasHt-Lodging-Retro | Glass-Lodging-GasHt-sngl to al36 CW-Retro | 30 | 0.43454 | 3.4174 | -0.038015 | 0 | ExCOMM | 0.47693 | 0.46383 | 0.46768 | 5.1922e-05 | 0.00011194 |  |  | 2.6859 | 0 | 0 | -0.51664 | 0 | 0 | 2.6859 | -0.51664 | 2.1692 | 0 | 0 | 422.5792 | -81.2854 | 341.2938 | 0.24102 | 0.0021169 | 0.026777 | 0.26954 | 2.6859 | 0.10035 | 0.030426 | 0 | 0 | 0.29996 | 2.1692 | 0.13828
GasHt-Hospital-Retro | Glass-Hospital-GasHt-sngl to al36 CW-Retro | 30 | 0.033534 | 0.16175 | -0.0033836 | 0 | ExCOMM | 0.47693 | 0.46383 | 0.036091 | 4.0068e-06 | 8.6386e-06 |  |  | 0.12713 | 0 | 0 | -0.045985 | 0 | 0 | 0.12713 | -0.045985 | 0.081142 | 0 | 0 | 259.1849 | -93.7533 | 165.4316 | 0.0186 | 0.00016336 | 0.0020664 | 0.0208 | 0.12713 | 0.16362 | 0.002348 | 0 | 0 | 0.023148 | 0.081142 | 0.28528
GasHt-OtherHealth-Retro | Glass-OtherHealth-GasHt-sngl to al36 CW-Retro | 30 | 0.57008 | 5.1387 | -0.12126 | 0 | ExCOMM | 0.47693 | 0.46383 | 0.61355 | 6.8117e-05 | 0.00014686 |  |  | 4.0387 | 0 | 0 | -1.648 | 0 | 0 | 4.0387 | -1.648 | 2.3907 | 0 | 0 | 484.348 | -197.6358 | 286.7122 | 0.3162 | 0.0027772 | 0.035129 | 0.35361 | 4.0387 | 0.087556 | 0.039917 | 0 | 0 | 0.39353 | 2.3907 | 0.16461
GasHt-Other-Retro | Glass-Other-GasHt-sngl to al36 CW-Retro | 30 | 0.17947 | 3.3067 | -0.036784 | 0 | ExCOMM | 0.47693 | 0.46383 | 0.19315 | 2.1444e-05 | 4.6232e-05 |  |  | 2.5989 | 0 | 0 | -0.49991 | 0 | 0 | 2.5989 | -0.49991 | 2.099 | 0 | 0 | 990.0427 | -190.4401 | 799.6027 | 0.099542 | 0.00087429 | 0.011059 | 0.11132 | 2.5989 | 0.042834 | 0.012566 | 0 | 0 | 0.12389 | 2.099 | 0.059023
GasHt-Large Off-Retro | Glass-Large Off-GasHt-sngl to al40-Retro | 30 | 2.0646 | 6.1361 | -0.13182 | 0 | ExCOMM | 0.47693 | 0.46383 | 2.222 | 0.00024669 | 0.00053186 |  |  | 4.8225 | 0 | 0 | -1.7915 | 0 | 0 | 4.8225 | -1.7915 | 3.031 | 0 | 0 | 159.6963 | -59.3244 | 100.3719 | 1.1451 | 0.010058 | 0.12722 | 1.2806 | 4.8225 | 0.26555 | 0.14456 | 0 | 0 | 1.4252 | 3.031 | 0.4702
GasHt-Medium Off-Retro | Glass-Medium Off-GasHt-sngl to al40-Retro | 30 | 0.63556 | 2.2797 | -0.048975 | 0 | ExCOMM | 0.47693 | 0.46383 | 0.68403 | 7.5941e-05 | 0.00016373 |  |  | 1.7917 | 0 | 0 | -0.66558 | 0 | 0 | 1.7917 | -0.66558 | 1.1261 | 0 | 0 | 192.7344 | -71.5974 | 121.137 | 0.35252 | 0.0030962 | 0.039164 | 0.39423 | 1.7917 | 0.22003 | 0.044502 | 0 | 0 | 0.43873 | 1.1261 | 0.3896
GasHt-Small Off-Retro | Glass-Small Off-GasHt-sngl to al40-Retro | 30 | 0.34192 | 1.7302 | -0.024216 | 0 | ExCOMM | 0.47693 | 0.46383 | 0.368 | 4.0855e-05 | 8.8082e-05 |  |  | 1.3598 | 0 | 0 | -0.3291 | 0 | 0 | 1.3598 | -0.3291 | 1.0307 | 0 | 0 | 271.899 | -65.804 | 206.0949 | 0.18965 | 0.0016657 | 0.02107 | 0.21209 | 1.3598 | 0.15597 | 0.023941 | 0 | 0 | 0.23603 | 1.0307 | 0.22899
GasHt-Big Box-Retro | Glass-Big Box-GasHt-sngl to al40-Retro | 30 | 0.0072514 | 0.024108 | -0.00048843 | 0 | ExCOMM | 0.47693 | 0.46383 | 0.0078043 | 8.6644e-07 | 1.868e-06 |  |  | 0.018947 | 0 | 0 | -0.006638 | 0 | 0 | 0.018947 | -0.006638 | 0.012309 | 0 | 0 | 178.6425 | -62.5853 | 116.0572 | 0.004022 | 3.5326e-05 | 0.00044683 | 0.0044979 | 0.018947 | 0.23739 | 0.00050774 | 0 | 0 | 0.0050056 | 0.012309 | 0.40665
GasHt-Small Box-Retro | Glass-Small Box-GasHt-sngl to al40-Retro | 30 | 0.086207 | 2.1343 | -0.016742 | 0 | ExCOMM | 0.47693 | 0.46383 | 0.09278 | 1.03e-05 | 2.2207e-05 |  |  | 1.6774 | 0 | 0 | -0.22753 | 0 | 0 | 1.6774 | -0.22753 | 1.4499 | 0 | 0 | 1330.3014 | -180.4505 | 1149.8509 | 0.047815 | 0.00041996 | 0.0053121 | 0.053472 | 1.6774 | 0.031878 | 0.0060361 | 0 | 0 | 0.059508 | 1.4499 | 0.041044
GasHt-High End-Retro | Glass-High End-GasHt-sngl to al40-Retro | 30 | 0.06864 | 1.8056 | -0.014164 | 0 | ExCOMM | 0.47693 | 0.46383 | 0.073874 | 8.2015e-06 | 1.7682e-05 |  |  | 1.4191 | 0 | 0 | -0.19249 | 0 | 0 | 1.4191 | -0.19249 | 1.2266 | 0 | 0 | 1413.4722 | -191.7323 | 1221.7398 | 0.038071 | 0.00033438 | 0.0042297 | 0.042576 | 1.4191 | 0.030002 | 0.0048061 | 0 | 0 | 0.047382 | 1.2266 | 0.038629
GasHt-Anchor-Retro | Glass-Anchor-GasHt-sngl to al40-Retro | 30 | 0.11491 | 0.38145 | -0.0077281 | 0 | ExCOMM | 0.47693 | 0.46383 | 0.12367 | 1.373e-05 | 2.9601e-05 |  |  | 0.29979 | 0 | 0 | -0.10503 | 0 | 0 | 0.29979 | -0.10503 | 0.19476 | 0 | 0 | 178.3694 | -62.4897 | 115.8798 | 0.063734 | 0.00055978 | 0.0070808 | 0.071275 | 0.29979 | 0.23775 | 0.0080458 | 0 | 0 | 0.079321 | 0.19476 | 0.40727
GasHt-K-12-Retro | Glass-K-12-GasHt-sngl to al40-Retro | 30 | 0.0098743 | 0.78109 | -0.0083386 | 0 | ExCOMM | 0.47693 | 0.46383 | 0.010627 | 1.1798e-06 | 2.5437e-06 |  |  | 0.61388 | 0 | 0 | -0.11332 | 0 | 0 | 0.61388 | -0.11332 | 0.50056 | 0 | 0 | 4250.4614 | -784.6465 | 3465.8152 | 0.0054768 | 4.8103e-05 | 0.00060846 | 0.0061248 | 0.61388 | 0.0099771 | 0.00069139 | 0 | 0 | 0.0068162 | 0.50056 | 0.013617
GasHt-University-Retro | Glass-University-GasHt-sngl to al40-Retro | 30 | 0.10188 | 0.61751 | -0.01404 | 0 | ExCOMM | 0.47693 | 0.46383 | 0.10965 | 1.2173e-05 | 2.6246e-05 |  |  | 0.48532 | 0 | 0 | -0.1908 | 0 | 0 | 0.48532 | -0.1908 | 0.29452 | 0 | 0 | 325.6787 | -128.0395 | 197.6392 | 0.056509 | 0.00049632 | 0.006278 | 0.063195 | 0.48532 | 0.13021 | 0.0071337 | 0 | 0 | 0.070329 | 0.29452 | 0.23879
GasHt-Warehouse-Retro | Glass-Warehouse-GasHt-sngl to al40-Retro | 30 | 0.022278 | 0.42577 | -0.0028593 | 0 | ExCOMM | 0.47693 | 0.46383 | 0.023977 | 2.6619e-06 | 5.739e-06 |  |  | 0.33462 | 0 | 0 | -0.038859 | 0 | 0 | 0.33462 | -0.038859 | 0.29576 | 0 | 0 | 1026.9072 | -119.2536 | 907.6536 | 0.012357 | 0.00010853 | 0.0013728 | 0.013819 | 0.33462 | 0.041296 | 0.0015599 | 0 | 0 | 0.015379 | 0.29576 | 0.051996
GasHt-Supermarket-Retro | Glass-Supermarket-GasHt-sngl to al40-Retro | 30 | 0.025267 | 0.09744 | -0.00072587 | 0 | ExCOMM | 0.47693 | 0.46383 | 0.027194 | 3.0191e-06 | 6.509e-06 |  |  | 0.076581 | 0 | 0 | -0.0098648 | 0 | 0 | 0.076581 | -0.0098648 | 0.066716 | 0 | 0 | 207.213 | -26.6922 | 180.5208 | 0.014015 | 0.00012309 | 0.001557 | 0.015673 | 0.076581 | 0.20466 | 0.0017692 | 0 | 0 | 0.017442 | 0.066716 | 0.26144
GasHt-MIniMart-Retro | Glass-MIniMart-GasHt-sngl to al40-Retro | 30 | 0.028406 | 0.19718 | -0.0014688 | 0 | ExCOMM | 0.47693 | 0.46383 | 0.030572 | 3.3941e-06 | 7.3175e-06 |  |  | 0.15497 | 0 | 0 | -0.019962 | 0 | 0 | 0.15497 | -0.019962 | 0.135 | 0 | 0 | 372.9834 | -48.0459 | 324.9374 | 0.015755 | 0.00013838 | 0.0017504 | 0.017619 | 0.15497 | 0.1137 | 0.001989 | 0 | 0 | 0.019608 | 0.135 | 0.14524
GasHt-Restaurant-Retro | Glass-Restaurant-GasHt-sngl to al40-Retro | 30 | 0.15093 | 1.0812 | -0.0060204 | 0 | ExCOMM | 0.47693 | 0.46383 | 0.16244 | 1.8034e-05 | 3.888e-05 |  |  | 0.84975 | 0 | 0 | -0.08182 | 0 | 0 | 0.84975 | -0.08182 | 0.76794 | 0 | 0 | 384.9293 | -37.0634 | 347.8659 | 0.083712 | 0.00073525 | 0.0093003 | 0.093617 | 0.84975 | 0.11017 | 0.010568 | 0 | 0 | 0.10418 | 0.76794 | 0.13567
GasHt-Lodging-Retro | Glass-Lodging-GasHt-sngl to al40-Retro | 30 | 0.43461 | 2.7339 | -0.03553 | 0 | ExCOMM | 0.47693 | 0.46383 | 0.46775 | 5.193e-05 | 0.00011196 |  |  | 2.1487 | 0 | 0 | -0.48286 | 0 | 0 | 2.1487 | -0.48286 | 1.6658 | 0 | 0 | 338.0089 | -75.958 | 262.0509 | 0.24106 | 0.0021172 | 0.026781 | 0.26958 | 2.1487 | 0.12546 | 0.030431 | 0 | 0 | 0.30001 | 1.6658 | 0.1801
GasHt-Hospital-Retro | Glass-Hospital-GasHt-sngl to al40-Retro | 30 | 0.03285 | 0.1294 | -0.0032023 | 0 | ExCOMM | 0.47693 | 0.46383 | 0.035354 | 3.9251e-06 | 8.4623e-06 |  |  | 0.1017 | 0 | 0 | -0.04352 | 0 | 0 | 0.1017 | -0.04352 | 0.058181 | 0 | 0 | 211.6667 | -90.5765 | 121.0902 | 0.01822 | 0.00016003 | 0.0020242 | 0.020376 | 0.1017 | 0.20035 | 0.0023001 | 0 | 0 | 0.022676 | 0.058181 | 0.38975
GasHt-OtherHealth-Retro | Glass-OtherHealth-GasHt-sngl to al40-Retro | 30 | 0.55983 | 4.111 | -0.11515 | 0 | ExCOMM | 0.47693 | 0.46383 | 0.60252 | 6.6892e-05 | 0.00014422 |  |  | 3.2309 | 0 | 0 | -1.5649 | 0 | 0 | 3.2309 | -1.5649 | 1.666 | 0 | 0 | 394.5728 | -191.1146 | 203.4582 | 0.31051 | 0.0027273 | 0.034497 | 0.34725 | 3.2309 | 0.10748 | 0.039199 | 0 | 0 | 0.38645 | 1.666 | 0.23196
GasHt-Other-Retro | Glass-Other-GasHt-sngl to al40-Retro | 30 | 0.1795 | 2.6454 | -0.034379 | 0 | ExCOMM | 0.47693 | 0.46383 | 0.19318 | 2.1447e-05 | 4.624e-05 |  |  | 2.0791 | 0 | 0 | -0.46722 | 0 | 0 | 2.0791 | -0.46722 | 1.6119 | 0 | 0 | 791.9065 | -177.9587 | 613.9478 | 0.099558 | 0.00087443 | 0.011061 | 0.11134 | 2.0791 | 0.053551 | 0.012568 | 0 | 0 | 0.12391 | 1.6119 | 0.076871
HtPmpHt-Large Off-Retro | Glass-Large Off-HtPmpHt-sngl to vea-Retro | 30 | 4.0519 | 2.764 | 0 | 0 | ExCOMM | 0.47693 | 0.46383 | 4.3609 | 0.00048415 | 0.0010438 |  |  | 2.1723 | 0 | 0 | 0 | 0 | 0 | 2.1723 | 0 | 2.1723 | 0 | 0 | 36.6537 | 0 | 36.6537 | 2.2474 | 0.019739 | 0.24968 | 2.5133 | 2.1723 | 1.157 | 0.28371 | 0 | 0 | 2.797 | 2.1723 | 1.2876
HtPmpHt-Medium Off-Retro | Glass-Medium Off-HtPmpHt-sngl to vea-Retro | 30 | 1.4136 | 1.0269 | 0 | 0 | ExCOMM | 0.47693 | 0.46383 | 1.5214 | 0.0001689 | 0.00036415 |  |  | 0.80707 | 0 | 0 | 0 | 0 | 0 | 0.80707 | 0 | 0.80707 | 0 | 0 | 39.034 | 0 | 39.034 | 0.78405 | 0.0068864 | 0.087106 | 0.87682 | 0.80707 | 1.0864 | 0.098979 | 0 | 0 | 0.97579 | 0.80707 | 1.2091
HtPmpHt-Small Off-Retro | Glass-Small Off-HtPmpHt-sngl to vea-Retro | 30 | 0.71822 | 0.77937 | 0 | 0 | ExCOMM | 0.47693 | 0.46383 | 0.77299 | 8.5817e-05 | 0.00018502 |  |  | 0.61253 | 0 | 0 | 0 | 0 | 0 | 0.61253 | 0 | 0.61253 | 0 | 0 | 58.3078 | 0 | 58.3078 | 0.39836 | 0.0034989 | 0.044257 | 0.4455 | 0.61253 | 0.7273 | 0.050289 | 0 | 0 | 0.49578 | 0.61253 | 0.8094
HtPmpHt-Big Box-Retro | Glass-Big Box-HtPmpHt-sngl to vea-Retro | 30 | 0.014346 | 0.01086 | 0 | 0 | ExCOMM | 0.47693 | 0.46383 | 0.01544 | 1.7142e-06 | 3.6957e-06 |  |  | 0.0085348 | 0 | 0 | 0 | 0 | 0 | 0.0085348 | 0 | 0.0085348 | 0 | 0 | 40.6742 | 0 | 40.6742 | 0.0079571 | 6.9888e-05 | 0.00088401 | 0.0088985 | 0.0085348 | 1.0426 | 0.0010045 | 0 | 0 | 0.009903 | 0.0085348 | 1.1603
HtPmpHt-Small Box-Retro | Glass-Small Box-HtPmpHt-sngl to vea-Retro | 30 | 0.40717 | 0.96138 | 0 | 0 | ExCOMM | 0.47693 | 0.46383 | 0.43822 | 4.8651e-05 | 0.00010489 |  |  | 0.75558 | 0 | 0 | 0 | 0 | 0 | 0.75558 | 0 | 0.75558 | 0 | 0 | 126.8709 | 0 | 126.8709 | 0.22584 | 0.0019835 | 0.02509 | 0.25256 | 0.75558 | 0.33426 | 0.02851 | 0 | 0 | 0.28107 | 0.75558 | 0.37199
HtPmpHt-High End-Retro | Glass-High End-HtPmpHt-sngl to vea-Retro | 30 | 0.34177 | 0.81334 | 0 | 0 | ExCOMM | 0.47693 | 0.46383 | 0.36783 | 4.0837e-05 | 8.8042e-05 |  |  | 0.63923 | 0 | 0 | 0 | 0 | 0 | 0.63923 | 0 | 0.63923 | 0 | 0 | 127.8736 | 0 | 127.8736 | 0.18956 | 0.0016649 | 0.02106 | 0.21199 | 0.63923 | 0.33164 | 0.02393 | 0 | 0 | 0.23592 | 0.63923 | 0.36907
HtPmpHt-Anchor-Retro | Glass-Anchor-HtPmpHt-sngl to vea-Retro | 30 | 0.22711 | 0.17182 | 0 | 0 | ExCOMM | 0.47693 | 0.46383 | 0.24442 | 2.7136e-05 | 5.8505e-05 |  |  | 0.13504 | 0 | 0 | 0 | 0 | 0 | 0.13504 | 0 | 0.13504 | 0 | 0 | 40.6527 | 0 | 40.6527 | 0.12597 | 0.0011064 | 0.013995 | 0.14087 | 0.13504 | 1.0432 | 0.015902 | 0 | 0 | 0.15677 | 0.13504 | 1.1609
HtPmpHt-K-12-Retro | Glass-K-12-HtPmpHt-sngl to vea-Retro | 30 | 0.17732 | 0.35184 | 0 | 0 | ExCOMM | 0.47693 | 0.46383 | 0.19084 | 2.1187e-05 | 4.5678e-05 |  |  | 0.27652 | 0 | 0 | 0 | 0 | 0 | 0.27652 | 0 | 0.27652 | 0 | 0 | 106.6207 | 0 | 106.6207 | 0.098349 | 0.0008638 | 0.010926 | 0.10998 | 0.27652 | 0.39774 | 0.012416 | 0 | 0 | 0.1224 | 0.27652 | 0.44264
HtPmpHt-University-Retro | Glass-University-HtPmpHt-sngl to vea-Retro | 30 | 0.35252 | 0.27816 | 0 | 0 | ExCOMM | 0.47693 | 0.46383 | 0.3794 | 4.2122e-05 | 9.0813e-05 |  |  | 0.21861 | 0 | 0 | 0 | 0 | 0 | 0.21861 | 0 | 0.21861 | 0 | 0 | 42.3981 | 0 | 42.3981 | 0.19553 | 0.0017173 | 0.021723 | 0.21866 | 0.21861 | 1.0002 | 0.024683 | 0 | 0 | 0.24335 | 0.21861 | 1.1131
HtPmpHt-Warehouse-Retro | Glass-Warehouse-HtPmpHt-sngl to vea-Retro | 30 | 0.074775 | 0.19179 | 0 | 0 | ExCOMM | 0.47693 | 0.46383 | 0.080477 | 8.9346e-06 | 1.9263e-05 |  |  | 0.15073 | 0 | 0 | 0 | 0 | 0 | 0.15073 | 0 | 0.15073 | 0 | 0 | 137.8161 | 0 | 137.8161 | 0.041474 | 0.00036427 | 0.0046077 | 0.046381 | 0.15073 | 0.30771 | 0.0052357 | 0 | 0 | 0.051617 | 0.15073 | 0.34245
HtPmpHt-Supermarket-Retro | Glass-Supermarket-HtPmpHt-sngl to vea-Retro | 30 | 0.03116 | 0.043892 | 0 | 0 | ExCOMM | 0.47693 | 0.46383 | 0.033536 | 3.7232e-06 | 8.027e-06 |  |  | 0.034496 | 0 | 0 | 0 | 0 | 0 | 0.034496 | 0 | 0.034496 | 0 | 0 | 75.6883 | 0 | 75.6883 | 0.017283 | 0.0001518 | 0.0019201 | 0.019328 | 0.034496 | 0.56029 | 0.0021818 | 0 | 0 | 0.021509 | 0.034496 | 0.62354
HtPmpHt-MIniMart-Retro | Glass-MIniMart-HtPmpHt-sngl to vea-Retro | 30 | 0.048277 | 0.088818 | 0 | 0 | ExCOMM | 0.47693 | 0.46383 | 0.051958 | 5.7684e-06 | 1.2437e-05 |  |  | 0.069805 | 0 | 0 | 0 | 0 | 0 | 0.069805 | 0 | 0.069805 | 0 | 0 | 98.8557 | 0 | 98.8557 | 0.026777 | 0.00023518 | 0.0029749 | 0.029945 | 0.069805 | 0.42898 | 0.0033803 | 0 | 0 | 0.033326 | 0.069805 | 0.47741
HtPmpHt-Restaurant-Retro | Glass-Restaurant-HtPmpHt-sngl to vea-Retro | 30 | 0.23987 | 0.48703 | 0 | 0 | ExCOMM | 0.47693 | 0.46383 | 0.25816 | 2.8661e-05 | 6.1792e-05 |  |  | 0.38277 | 0 | 0 | 0 | 0 | 0 | 0.38277 | 0 | 0.38277 | 0 | 0 | 109.1001 | 0 | 109.1001 | 0.13304 | 0.0011685 | 0.014781 | 0.14878 | 0.38277 | 0.3887 | 0.016795 | 0 | 0 | 0.16558 | 0.38277 | 0.43258
HtPmpHt-Lodging-Retro | Glass-Lodging-HtPmpHt-sngl to vea-Retro | 30 | 1.0164 | 1.2315 | 0 | 0 | ExCOMM | 0.47693 | 0.46383 | 1.0939 | 0.00012145 | 0.00026184 |  |  | 0.96788 | 0 | 0 | 0 | 0 | 0 | 0.96788 | 0 | 0.96788 | 0 | 0 | 65.103 | 0 | 65.103 | 0.56376 | 0.0049516 | 0.062633 | 0.63047 | 0.96788 | 0.65139 | 0.07117 | 0 | 0 | 0.70164 | 0.96788 | 0.72492
HtPmpHt-Hospital-Retro | Glass-Hospital-HtPmpHt-sngl to vea-Retro | 30 | 0.086176 | 0.05829 | 0 | 0 | ExCOMM | 0.47693 | 0.46383 | 0.092747 | 1.0297e-05 | 2.22e-05 |  |  | 0.045811 | 0 | 0 | 0 | 0 | 0 | 0.045811 | 0 | 0.045811 | 0 | 0 | 36.3451 | 0 | 36.3451 | 0.047798 | 0.00041981 | 0.0053102 | 0.053453 | 0.045811 | 1.1668 | 0.006034 | 0 | 0 | 0.059487 | 0.045811 | 1.2985
HtPmpHt-OtherHealth-Retro | Glass-OtherHealth-HtPmpHt-sngl to vea-Retro | 30 | 2.66 | 1.8518 | 0 | 0 | ExCOMM | 0.47693 | 0.46383 | 2.8629 | 0.00031784 | 0.00068525 |  |  | 1.4554 | 0 | 0 | 0 | 0 | 0 | 1.4554 | 0 | 1.4554 | 0 | 0 | 37.4062 | 0 | 37.4062 | 1.4754 | 0.012959 | 0.16391 | 1.65 | 1.4554 | 1.1337 | 0.18625 | 0 | 0 | 1.8362 | 1.4554 | 1.2617
HtPmpHt-Other-Retro | Glass-Other-HtPmpHt-sngl to vea-Retro | 30 | 0.82023 | 1.1916 | 0 | 0 | ExCOMM | 0.47693 | 0.46383 | 0.88277 | 9.8005e-05 | 0.0002113 |  |  | 0.93653 | 0 | 0 | 0 | 0 | 0 | 0.93653 | 0 | 0.93653 | 0 | 0 | 78.0629 | 0 | 78.0629 | 0.45494 | 0.0039958 | 0.050543 | 0.50877 | 0.93653 | 0.54325 | 0.057432 | 0 | 0 | 0.5662 | 0.93653 | 0.60457
HtPmpHt-Large Off-Retro | Glass-Large Off-HtPmpHt-sngl to al36 CW-Retro | 30 | 5.7423 | 7.6701 | 0 | 0 | ExCOMM | 0.47693 | 0.46383 | 6.1801 | 0.00068612 | 0.0014793 |  |  | 6.0281 | 0 | 0 | 0 | 0 | 0 | 6.0281 | 0 | 6.0281 | 0 | 0 | 71.772 | 0 | 71.772 | 3.185 | 0.027974 | 0.35384 | 3.5618 | 6.0281 | 0.59086 | 0.40207 | 0 | 0 | 3.9639 | 6.0281 | 0.65756
HtPmpHt-Medium Off-Retro | Glass-Medium Off-HtPmpHt-sngl to al36 CW-Retro | 30 | 1.9991 | 2.8496 | 0 | 0 | ExCOMM | 0.47693 | 0.46383 | 2.1515 | 0.00023886 | 0.00051497 |  |  | 2.2396 | 0 | 0 | 0 | 0 | 0 | 2.2396 | 0 | 2.2396 | 0 | 0 | 76.5956 | 0 | 76.5956 | 1.1088 | 0.0097385 | 0.12318 | 1.24 | 2.2396 | 0.55365 | 0.13997 | 0 | 0 | 1.3799 | 2.2396 | 0.61615
HtPmpHt-Small Off-Retro | Glass-Small Off-HtPmpHt-sngl to al36 CW-Retro | 30 | 1.0121 | 2.1628 | 0 | 0 | ExCOMM | 0.47693 | 0.46383 | 1.0893 | 0.00012093 | 0.00026072 |  |  | 1.6998 | 0 | 0 | 0 | 0 | 0 | 1.6998 | 0 | 1.6998 | 0 | 0 | 114.8238 | 0 | 114.8238 | 0.56135 | 0.0049304 | 0.062365 | 0.62777 | 1.6998 | 0.36933 | 0.070865 | 0 | 0 | 0.69864 | 1.6998 | 0.41102
HtPmpHt-Big Box-Retro | Glass-Big Box-HtPmpHt-sngl to al36 CW-Retro | 30 | 0.020519 | 0.030135 | 0 | 0 | ExCOMM | 0.47693 | 0.46383 | 0.022083 | 2.4517e-06 | 5.2858e-06 |  |  | 0.023684 | 0 | 0 | 0 | 0 | 0 | 0.023684 | 0 | 0.023684 | 0 | 0 | 78.9155 | 0 | 78.9155 | 0.011381 | 9.9959e-05 | 0.0012644 | 0.012727 | 0.023684 | 0.53738 | 0.0014367 | 0 | 0 | 0.014164 | 0.023684 | 0.59804
HtPmpHt-Small Box-Retro | Glass-Small Box-HtPmpHt-sngl to al36 CW-Retro | 30 | 0.55659 | 2.6678 | 0 | 0 | ExCOMM | 0.47693 | 0.46383 | 0.59903 | 6.6504e-05 | 0.00014338 |  |  | 2.0967 | 0 | 0 | 0 | 0 | 0 | 2.0967 | 0 | 2.0967 | 0 | 0 | 257.5539 | 0 | 257.5539 | 0.30871 | 0.0027114 | 0.034297 | 0.34524 | 2.0967 | 0.16465 | 0.038972 | 0 | 0 | 0.38421 | 2.0967 | 0.18324
HtPmpHt-High End-Retro | Glass-High End-HtPmpHt-sngl to al36 CW-Retro | 30 | 0.46673 | 2.257 | 0 | 0 | ExCOMM | 0.47693 | 0.46383 | 0.50232 | 5.5768e-05 | 0.00012023 |  |  | 1.7739 | 0 | 0 | 0 | 0 | 0 | 1.7739 | 0 | 1.7739 | 0 | 0 | 259.8415 | 0 | 259.8415 | 0.25887 | 0.0022737 | 0.02876 | 0.2895 | 1.7739 | 0.16321 | 0.03268 | 0 | 0 | 0.32218 | 1.7739 | 0.18163
HtPmpHt-Anchor-Retro | Glass-Anchor-HtPmpHt-sngl to al36 CW-Retro | 30 | 0.32483 | 0.47681 | 0 | 0 | ExCOMM | 0.47693 | 0.46383 | 0.3496 | 3.8813e-05 | 8.3679e-05 |  |  | 0.37474 | 0 | 0 | 0 | 0 | 0 | 0.37474 | 0 | 0.37474 | 0 | 0 | 78.8725 | 0 | 78.8725 | 0.18017 | 0.0015824 | 0.020016 | 0.20149 | 0.37474 | 0.53767 | 0.022744 | 0 | 0 | 0.22423 | 0.37474 | 0.59837
HtPmpHt-K-12-Retro | Glass-K-12-HtPmpHt-sngl to al36 CW-Retro | 30 | 0.24178 | 0.97636 | 0 | 0 | ExCOMM | 0.47693 | 0.46383 | 0.26022 | 2.8889e-05 | 6.2284e-05 |  |  | 0.76735 | 0 | 0 | 0 | 0 | 0 | 0.76735 | 0 | 0.76735 | 0 | 0 | 216.9858 | 0 | 216.9858 | 0.1341 | 0.0011778 | 0.014899 | 0.14997 | 0.76735 | 0.19544 | 0.016929 | 0 | 0 | 0.1669 | 0.76735 | 0.2175
HtPmpHt-University-Retro | Glass-University-HtPmpHt-sngl to al36 CW-Retro | 30 | 0.49157 | 0.77189 | 0 | 0 | ExCOMM | 0.47693 | 0.46383 | 0.52906 | 5.8736e-05 | 0.00012663 |  |  | 0.60665 | 0 | 0 | 0 | 0 | 0 | 0.60665 | 0 | 0.60665 | 0 | 0 | 84.374 | 0 | 84.374 | 0.27265 | 0.0023947 | 0.030291 | 0.30491 | 0.60665 | 0.50261 | 0.03442 | 0 | 0 | 0.33933 | 0.60665 | 0.55935
HtPmpHt-Warehouse-Retro | Glass-Warehouse-HtPmpHt-sngl to al36 CW-Retro | 30 | 0.10235 | 0.53221 | 0 | 0 | ExCOMM | 0.47693 | 0.46383 | 0.11015 | 1.2229e-05 | 2.6366e-05 |  |  | 0.41828 | 0 | 0 | 0 | 0 | 0 | 0.41828 | 0 | 0.41828 | 0 | 0 | 279.4087 | 0 | 279.4087 | 0.056768 | 0.0004986 | 0.0063068 | 0.063484 | 0.41828 | 0.15178 | 0.0071664 | 0 | 0 | 0.070651 | 0.41828 | 0.16891
HtPmpHt-Supermarket-Retro | Glass-Supermarket-HtPmpHt-sngl to al36 CW-Retro | 30 | 0.04501 | 0.1218 | 0 | 0 | ExCOMM | 0.47693 | 0.46383 | 0.048442 | 5.378e-06 | 1.1595e-05 |  |  | 0.095726 | 0 | 0 | 0 | 0 | 0 | 0.095726 | 0 | 0.095726 | 0 | 0 | 145.405 | 0 | 145.405 | 0.024965 | 0.00021927 | 0.0027735 | 0.027919 | 0.095726 | 0.29165 | 0.0031516 | 0 | 0 | 0.03107 | 0.095726 | 0.32457
HtPmpHt-MIniMart-Retro | Glass-MIniMart-HtPmpHt-sngl to al36 CW-Retro | 30 | 0.068751 | 0.24647 | 0 | 0 | ExCOMM | 0.47693 | 0.46383 | 0.073993 | 8.2147e-06 | 1.7711e-05 |  |  | 0.19371 | 0 | 0 | 0 | 0 | 0 | 0.19371 | 0 | 0.19371 | 0 | 0 | 192.6327 | 0 | 192.6327 | 0.038133 | 0.00033492 | 0.0042365 | 0.042644 | 0.19371 | 0.22015 | 0.0048139 | 0 | 0 | 0.047458 | 0.19371 | 0.245
HtPmpHt-Restaurant-Retro | Glass-Restaurant-HtPmpHt-sngl to al36 CW-Retro | 30 | 0.32363 | 1.3515 | 0 | 0 | ExCOMM | 0.47693 | 0.46383 | 0.34831 | 3.8669e-05 | 8.3369e-05 |  |  | 1.0622 | 0 | 0 | 0 | 0 | 0 | 1.0622 | 0 | 1.0622 | 0 | 0 | 224.3943 | 0 | 224.3943 | 0.1795 | 0.0015766 | 0.019942 | 0.20074 | 1.0622 | 0.18899 | 0.02266 | 0 | 0 | 0.2234 | 1.0622 | 0.21032
HtPmpHt-Lodging-Retro | Glass-Lodging-HtPmpHt-sngl to al36 CW-Retro | 30 | 1.4217 | 3.4174 | 0 | 0 | ExCOMM | 0.47693 | 0.46383 | 1.5301 | 0.00016987 | 0.00036623 |  |  | 2.6859 | 0 | 0 | 0 | 0 | 0 | 2.6859 | 0 | 2.6859 | 0 | 0 | 129.1643 | 0 | 129.1643 | 0.78853 | 0.0069257 | 0.087604 | 0.88183 | 2.6859 | 0.32832 | 0.099544 | 0 | 0 | 0.98137 | 2.6859 | 0.36538
HtPmpHt-Hospital-Retro | Glass-Hospital-HtPmpHt-sngl to al36 CW-Retro | 30 | 0.1214 | 0.16175 | 0 | 0 | ExCOMM | 0.47693 | 0.46383 | 0.13065 | 1.4505e-05 | 3.1272e-05 |  |  | 0.12713 | 0 | 0 | 0 | 0 | 0 | 0.12713 | 0 | 0.12713 | 0 | 0 | 71.5965 | 0 | 71.5965 | 0.067332 | 0.00059138 | 0.0074805 | 0.075299 | 0.12713 | 0.59231 | 0.0085 | 0 | 0 | 0.083799 | 0.12713 | 0.65917
HtPmpHt-OtherHealth-Retro | Glass-OtherHealth-HtPmpHt-sngl to al36 CW-Retro | 30 | 3.7188 | 5.1387 | 0 | 0 | ExCOMM | 0.47693 | 0.46383 | 4.0023 | 0.00044434 | 0.00095798 |  |  | 4.0387 | 0 | 0 | 0 | 0 | 0 | 4.0387 | 0 | 4.0387 | 0 | 0 | 74.2498 | 0 | 74.2498 | 2.0626 | 0.018116 | 0.22915 | 2.3067 | 4.0387 | 0.57115 | 0.26039 | 0 | 0 | 2.5671 | 4.0387 | 0.63562
HtPmpHt-Other-Retro | Glass-Other-HtPmpHt-sngl to al36 CW-Retro | 30 | 1.1346 | 3.3067 | 0 | 0 | ExCOMM | 0.47693 | 0.46383 | 1.2211 | 0.00013557 | 0.00029229 |  |  | 2.5989 | 0 | 0 | 0 | 0 | 0 | 2.5989 | 0 | 2.5989 | 0 | 0 | 156.5995 | 0 | 156.5995 | 0.62932 | 0.0055274 | 0.069916 | 0.70378 | 2.5989 | 0.2708 | 0.079445 | 0 | 0 | 0.78322 | 2.5989 | 0.30137
HtPmpHt-Large Off-Retro | Glass-Large Off-HtPmpHt-sngl to al40-Retro | 30 | 5.4875 | 6.1361 | 0 | 0 | ExCOMM | 0.47693 | 0.46383 | 5.9059 | 0.00065568 | 0.0014136 |  |  | 4.8225 | 0 | 0 | 0 | 0 | 0 | 4.8225 | 0 | 4.8225 | 0 | 0 | 60.0835 | 0 | 60.0835 | 3.0437 | 0.026733 | 0.33814 | 3.4038 | 4.8225 | 0.70581 | 0.38423 | 0 | 0 | 3.788 | 4.8225 | 0.78548
HtPmpHt-Medium Off-Retro | Glass-Medium Off-HtPmpHt-sngl to al40-Retro | 30 | 1.9073 | 2.2797 | 0 | 0 | ExCOMM | 0.47693 | 0.46383 | 2.0527 | 0.00022789 | 0.00049132 |  |  | 1.7917 | 0 | 0 | 0 | 0 | 0 | 1.7917 | 0 | 1.7917 | 0 | 0 | 64.2256 | 0 | 64.2256 | 1.0579 | 0.0092913 | 0.11753 | 1.183 | 1.7917 | 0.66029 | 0.13355 | 0 | 0 | 1.3166 | 1.7917 | 0.73482
HtPmpHt-Small Off-Retro | Glass-Small Off-HtPmpHt-sngl to al40-Retro | 30 | 0.97072 | 1.7302 | 0 | 0 | ExCOMM | 0.47693 | 0.46383 | 1.0447 | 0.00011599 | 0.00025006 |  |  | 1.3598 | 0 | 0 | 0 | 0 | 0 | 1.3598 | 0 | 1.3598 | 0 | 0 | 95.7731 | 0 | 95.7731 | 0.53841 | 0.0047289 | 0.059816 | 0.60211 | 1.3598 | 0.44279 | 0.067969 | 0 | 0 | 0.67008 | 1.3598 | 0.49277
HtPmpHt-Big Box-Retro | Glass-Big Box-HtPmpHt-sngl to al40-Retro | 30 | 0.019934 | 0.024108 | 0 | 0 | ExCOMM | 0.47693 | 0.46383 | 0.021454 | 2.3819e-06 | 5.1352e-06 |  |  | 0.018947 | 0 | 0 | 0 | 0 | 0 | 0.018947 | 0 | 0.018947 | 0 | 0 | 64.9836 | 0 | 64.9836 | 0.011057 | 9.7111e-05 | 0.0012284 | 0.012365 | 0.018947 | 0.65259 | 0.0013958 | 0 | 0 | 0.013761 | 0.018947 | 0.72625
HtPmpHt-Small Box-Retro | Glass-Small Box-HtPmpHt-sngl to al40-Retro | 30 | 0.52094 | 2.1343 | 0 | 0 | ExCOMM | 0.47693 | 0.46383 | 0.56066 | 6.2245e-05 | 0.0001342 |  |  | 1.6774 | 0 | 0 | 0 | 0 | 0 | 1.6774 | 0 | 1.6774 | 0 | 0 | 220.1407 | 0 | 220.1407 | 0.28894 | 0.0025378 | 0.032101 | 0.32313 | 1.6774 | 0.19264 | 0.036476 | 0 | 0 | 0.3596 | 1.6774 | 0.21438
HtPmpHt-High End-Retro | Glass-High End-HtPmpHt-sngl to al40-Retro | 30 | 0.43643 | 1.8056 | 0 | 0 | ExCOMM | 0.47693 | 0.46383 | 0.46971 | 5.2147e-05 | 0.00011243 |  |  | 1.4191 | 0 | 0 | 0 | 0 | 0 | 1.4191 | 0 | 1.4191 | 0 | 0 | 222.3054 | 0 | 222.3054 | 0.24207 | 0.0021261 | 0.026893 | 0.27071 | 1.4191 | 0.19076 | 0.030559 | 0 | 0 | 0.30127 | 1.4191 | 0.2123
HtPmpHt-Anchor-Retro | Glass-Anchor-HtPmpHt-sngl to al40-Retro | 30 | 0.31558 | 0.38145 | 0 | 0 | ExCOMM | 0.47693 | 0.46383 | 0.33964 | 3.7708e-05 | 8.1296e-05 |  |  | 0.29979 | 0 | 0 | 0 | 0 | 0 | 0.29979 | 0 | 0.29979 | 0 | 0 | 64.9474 | 0 | 64.9474 | 0.17504 | 0.0015374 | 0.019446 | 0.19575 | 0.29979 | 0.65295 | 0.022097 | 0 | 0 | 0.21784 | 0.29979 | 0.72666
HtPmpHt-K-12-Retro | Glass-K-12-HtPmpHt-sngl to al40-Retro | 30 | 0.2264 | 0.78109 | 0 | 0 | ExCOMM | 0.47693 | 0.46383 | 0.24366 | 2.7051e-05 | 5.8322e-05 |  |  | 0.61388 | 0 | 0 | 0 | 0 | 0 | 0.61388 | 0 | 0.61388 | 0 | 0 | 185.3821 | 0 | 185.3821 | 0.12557 | 0.0011029 | 0.013951 | 0.14043 | 0.61388 | 0.22876 | 0.015852 | 0 | 0 | 0.15628 | 0.61388 | 0.25458
HtPmpHt-University-Retro | Glass-University-HtPmpHt-sngl to al40-Retro | 30 | 0.46644 | 0.61751 | 0 | 0 | ExCOMM | 0.47693 | 0.46383 | 0.50201 | 5.5733e-05 | 0.00012016 |  |  | 0.48532 | 0 | 0 | 0 | 0 | 0 | 0.48532 | 0 | 0.48532 | 0 | 0 | 71.136 | 0 | 71.136 | 0.25871 | 0.0022723 | 0.028742 | 0.28932 | 0.48532 | 0.59615 | 0.03266 | 0 | 0 | 0.32198 | 0.48532 | 0.66344
HtPmpHt-Warehouse-Retro | Glass-Warehouse-HtPmpHt-sngl to al40-Retro | 30 | 0.096525 | 0.42577 | 0 | 0 | ExCOMM | 0.47693 | 0.46383 | 0.10389 | 1.1533e-05 | 2.4866e-05 |  |  | 0.33462 | 0 | 0 | 0 | 0 | 0 | 0.33462 | 0 | 0.33462 | 0 | 0 | 237.0122 | 0 | 237.0122 | 0.053538 | 0.00047023 | 0.0059479 | 0.059872 | 0.33462 | 0.17893 | 0.0067586 | 0 | 0 | 0.066631 | 0.33462 | 0.19912
HtPmpHt-Supermarket-Retro | Glass-Supermarket-HtPmpHt-sngl to al40-Retro | 30 | 0.044116 | 0.09744 | 0 | 0 | ExCOMM | 0.47693 | 0.46383 | 0.047479 | 5.2712e-06 | 1.1364e-05 |  |  | 0.076581 | 0 | 0 | 0 | 0 | 0 | 0.076581 | 0 | 0.076581 | 0 | 0 | 118.6819 | 0 | 118.6819 | 0.024469 | 0.00021491 | 0.0027184 | 0.027364 | 0.076581 | 0.35732 | 0.0030889 | 0 | 0 | 0.030453 | 0.076581 | 0.39766
HtPmpHt-MIniMart-Retro | Glass-MIniMart-HtPmpHt-sngl to al40-Retro | 30 | 0.066547 | 0.19718 | 0 | 0 | ExCOMM | 0.47693 | 0.46383 | 0.071621 | 7.9514e-06 | 1.7143e-05 |  |  | 0.15497 | 0 | 0 | 0 | 0 | 0 | 0.15497 | 0 | 0.15497 | 0 | 0 | 159.2099 | 0 | 159.2099 | 0.03691 | 0.00032419 | 0.0041006 | 0.041277 | 0.15497 | 0.26636 | 0.0046596 | 0 | 0 | 0.045937 | 0.15497 | 0.29643
HtPmpHt-Restaurant-Retro | Glass-Restaurant-HtPmpHt-sngl to al40-Retro | 30 | 0.30726 | 1.0812 | 0 | 0 | ExCOMM | 0.47693 | 0.46383 | 0.33069 | 3.6713e-05 | 7.9152e-05 |  |  | 0.84975 | 0 | 0 | 0 | 0 | 0 | 0.84975 | 0 | 0.84975 | 0 | 0 | 189.081 | 0 | 189.081 | 0.17042 | 0.0014968 | 0.018933 | 0.19058 | 0.84975 | 0.22428 | 0.021514 | 0 | 0 | 0.2121 | 0.84975 | 0.2496
HtPmpHt-Lodging-Retro | Glass-Lodging-HtPmpHt-sngl to al40-Retro | 30 | 1.3572 | 2.7339 | 0 | 0 | ExCOMM | 0.47693 | 0.46383 | 1.4607 | 0.00016217 | 0.00034962 |  |  | 2.1487 | 0 | 0 | 0 | 0 | 0 | 2.1487 | 0 | 2.1487 | 0 | 0 | 108.2405 | 0 | 108.2405 | 0.75277 | 0.0066116 | 0.083631 | 0.84183 | 2.1487 | 0.39179 | 0.09503 | 0 | 0 | 0.93686 | 2.1487 | 0.43602
HtPmpHt-Hospital-Retro | Glass-Hospital-HtPmpHt-sngl to al40-Retro | 30 | 0.116 | 0.1294 | 0 | 0 | ExCOMM | 0.47693 | 0.46383 | 0.12485 | 1.3861e-05 | 2.9883e-05 |  |  | 0.1017 | 0 | 0 | 0 | 0 | 0 | 0.1017 | 0 | 0.1017 | 0 | 0 | 59.9403 | 0 | 59.9403 | 0.064341 | 0.00056511 | 0.0071481 | 0.071953 | 0.1017 | 0.7075 | 0.0081224 | 0 | 0 | 0.080076 | 0.1017 | 0.78736
HtPmpHt-OtherHealth-Retro | Glass-OtherHealth-HtPmpHt-sngl to al40-Retro | 30 | 3.5499 | 4.111 | 0 | 0 | ExCOMM | 0.47693 | 0.46383 | 3.8206 | 0.00042416 | 0.00091448 |  |  | 3.2309 | 0 | 0 | 0 | 0 | 0 | 3.2309 | 0 | 3.2309 | 0 | 0 | 62.2258 | 0 | 62.2258 | 1.969 | 0.017293 | 0.21875 | 2.2019 | 3.2309 | 0.68151 | 0.24856 | 0 | 0 | 2.4505 | 3.2309 | 0.75844
HtPmpHt-Other-Retro | Glass-Other-HtPmpHt-sngl to al40-Retro | 30 | 1.0722 | 2.6454 | 0 | 0 | ExCOMM | 0.47693 | 0.46383 | 1.1539 | 0.00012811 | 0.0002762 |  |  | 2.0791 | 0 | 0 | 0 | 0 | 0 | 2.0791 | 0 | 2.0791 | 0 | 0 | 132.5739 | 0 | 132.5739 | 0.59469 | 0.0052232 | 0.066069 | 0.66506 | 2.0791 | 0.31988 | 0.075074 | 0 | 0 | 0.74013 | 2.0791 | 0.35599
Category Totals (2000 $) |  | Savings Weighted Measure Data | [7 empty] | Savings |  |  | PV Costs |  |  |  | Lvl Cst | PV Bulk Power System Benefits | [5 empty] | PV Regional Benefits
| Category | Weighted Measure Life | Site Savings (kWh) | Capital Cost ($/unit) | Annual O&M Cost ($/unit) | Per. Repl. Cost ($/unit) | Load Shape | Weighted Load Factor | Weighted Coinc. Factor | Bulk Energy (kWh) | Bulk Demand (kw) | Local Demand (kW) | PV Capital | PV Annual O&M | PV Period. Repl. | PV Total Costs | Levelized Cost mills/kWh | Energy | Bulk T&D Def. Cap. | Act C-E Credit | Total System Benefit | Total non-Consumer Cost | Bulk System B/C Ratio | Local T&D Def.Cap. | Non-E Value | Exter-nalities | Total Regional Benefit | Total Regional Cost | Total Regional B/C Ratio
| ElecHt-OtherHealth-Retro | 30 | 18.3334 | 11.1015 | 0 | 0 |  | 0.47693 | 0.46383 | 19.7313 | 0.0021906 | 0.0047228 | 8.725 | 0 | 0 | 8.725 | 32.5372 | 10.1686 | 0.089312 | 1.1297 | 11.3718 | 8.725 | 1.3034 | 1.2837 | 0 | 0 | 12.6554 | 8.725 | 1.4505
| ElecHt-Hospital-Retro | 30 | 0.55778 | 0.34945 | 0 | 0 |  | 0.47693 | 0.46383 | 0.60031 | 6.6646e-05 | 0.00014369 | 0.27464 | 0 | 0 | 0.27464 | 33.6636 | 0.30937 | 0.0027172 | 0.03437 | 0.34597 | 0.27464 | 1.2597 | 0.039055 | 0 | 0 | 0.38503 | 0.27464 | 1.4019
| ElecHt-Large Off-Retro | 30 | 24.9478 | 16.5702 | 0 | 0 |  | 0.47693 | 0.46383 | 26.8501 | 0.0029809 | 0.0064267 | 13.023 | 0 | 0 | 13.023 | 35.689 | 13.8374 | 0.12153 | 1.5373 | 15.4746 | 13.023 | 1.1883 | 1.7468 | 0 | 0 | 17.2214 | 13.023 | 1.3224
| ElecHt-Medium Off-Retro | 30 | 8.9111 | 6.1562 | 0 | 0 |  | 0.47693 | 0.46383 | 9.5906 | 0.0010648 | 0.0022956 | 4.8384 | 0 | 0 | 4.8384 | 37.1213 | 4.9426 | 0.043411 | 0.54911 | 5.5274 | 4.8384 | 1.1424 | 0.62395 | 0 | 0 | 6.1513 | 4.8384 | 1.2714
| GasHt-OtherHealth-Retro | 30 | 1.5241 | 11.1015 | -0.32367 | 0 |  | 0.47693 | 0.46383 | 1.6403 | 0.0001821 | 0.00039261 | 8.725 | -4.3988 | 0 | 4.3262 | 194.0691 | 0.84533 | 0.0074246 | 0.093914 | 0.94534 | 8.725 | 0.10835 | 0.10671 | 0 | 0 | 5.4509 | 4.3262 | 1.26
| ElecHt-University-Retro | 30 | 2.3428 | 1.6676 | 0 | 0 |  | 0.47693 | 0.46383 | 2.5214 | 0.00027993 | 0.00060352 | 1.3106 | 0 | 0 | 1.3106 | 38.2461 | 1.2994 | 0.011413 | 0.14437 | 1.4532 | 1.3106 | 1.1088 | 0.16404 | 0 | 0 | 1.6172 | 1.3106 | 1.234
| ElecHt-Anchor-Retro | 30 | 1.4256 | 1.0301 | 0 | 0 |  | 0.47693 | 0.46383 | 1.5343 | 0.00017033 | 0.00036723 | 0.80957 | 0 | 0 | 0.80957 | 38.8262 | 0.79069 | 0.0069447 | 0.087844 | 0.88424 | 0.80957 | 1.0922 | 0.099817 | 0 | 0 | 0.98406 | 0.80957 | 1.2155
| ElecHt-Big Box-Retro | 30 | 0.090068 | 0.065103 | 0 | 0 |  | 0.47693 | 0.46383 | 0.096936 | 1.0762e-05 | 2.3202e-05 | 0.051166 | 0 | 0 | 0.051166 | 38.8391 | 0.049957 | 0.00043877 | 0.0055501 | 0.055867 | 0.051166 | 1.0919 | 0.0063065 | 0 | 0 | 0.062174 | 0.051166 | 1.2151
| GasHt-Hospital-Retro | 30 | 0.089371 | 0.34945 | -0.0090194 | 0 |  | 0.47693 | 0.46383 | 0.096186 | 1.0679e-05 | 2.3023e-05 | 0.27464 | -0.12258 | 0 | 0.15206 | 116.328 | 0.04957 | 0.00043538 | 0.0055071 | 0.055435 | 0.27464 | 0.20185 | 0.0062577 | 0 | 0 | 0.18427 | 0.15206 | 1.2118
| GasHt-Large Off-Retro | 30 | 5.6156 | 16.5702 | -0.37225 | 0 |  | 0.47693 | 0.46383 | 6.0438 | 0.00067098 | 0.0014466 | 13.023 | -5.059 | 0 | 7.9639 | 96.959 | 3.1147 | 0.027357 | 0.34604 | 3.4832 | 13.023 | 0.26747 | 0.3932 | 0 | 0 | 8.9355 | 7.9639 | 1.122
| GasHt-Medium Off-Retro | 30 | 1.7287 | 6.1562 | -0.1383 | 0 |  | 0.47693 | 0.46383 | 1.8605 | 0.00020656 | 0.00044533 | 4.8384 | -1.8796 | 0 | 2.9588 | 117.018 | 0.95883 | 0.0084215 | 0.10652 | 1.0723 | 4.8384 | 0.22162 | 0.12104 | 0 | 0 | 3.0729 | 2.9588 | 1.0386
| GasHt-Anchor-Retro | 30 | 0.30949 | 1.0301 | -0.021491 | 0 |  | 0.47693 | 0.46383 | 0.33308 | 3.6979e-05 | 7.9726e-05 | 0.80957 | -0.29206 | 0 | 0.5175 | 114.3221 | 0.17166 | 0.0015077 | 0.019071 | 0.19197 | 0.80957 | 0.23712 | 0.02167 | 0 | 0 | 0.5057 | 0.5175 | 0.97719
| GasHt-Big Box-Retro | 30 | 0.01953 | 0.065103 | -0.0013583 | 0 |  | 0.47693 | 0.46383 | 0.021019 | 2.3336e-06 | 5.0311e-06 | 0.051166 | -0.018459 | 0 | 0.032707 | 114.4971 | 0.010832 | 9.5143e-05 | 0.0012035 | 0.012114 | 0.051166 | 0.23676 | 0.0013675 | 0 | 0 | 0.031941 | 0.032707 | 0.97656
| GasHt-University-Retro | 30 | 0.27827 | 1.6676 | -0.039754 | 0 |  | 0.47693 | 0.46383 | 0.29949 | 3.325e-05 | 7.1685e-05 | 1.3106 | -0.54027 | 0 | 0.77032 | 189.2601 | 0.15434 | 0.0013556 | 0.017147 | 0.17261 | 1.3106 | 0.1317 | 0.019484 | 0 | 0 | 0.73236 | 0.77032 | 0.95071
| ElecHt-Small Off-Retro | 30 | 4.5047 | 4.6723 | 0 | 0 |  | 0.47693 | 0.46383 | 4.8482 | 0.00053825 | 0.0011605 | 3.6721 | 0 | 0 | 3.6721 | 55.7318 | 2.4986 | 0.021945 | 0.27759 | 2.7942 | 3.6721 | 0.76092 | 0.31542 | 0 | 0 | 3.1096 | 3.6721 | 0.84682
| HtPmpHt-Hospital-Retro | 30 | 0.32357 | 0.34945 | 0 | 0 |  | 0.47693 | 0.46383 | 0.34825 | 3.8662e-05 | 8.3355e-05 | 0.27464 | 0 | 0 | 0.27464 | 58.0294 | 0.17947 | 0.0015763 | 0.019939 | 0.2007 | 0.27464 | 0.73079 | 0.022656 | 0 | 0 | 0.22336 | 0.27464 | 0.81329
| HtPmpHt-Large Off-Retro | 30 | 15.2817 | 16.5702 | 0 | 0 |  | 0.47693 | 0.46383 | 16.447 | 0.0018259 | 0.0039367 | 13.023 | 0 | 0 | 13.023 | 58.2632 | 8.476 | 0.074446 | 0.94167 | 9.4789 | 13.023 | 0.72786 | 1.07 | 0 | 0 | 10.5489 | 13.023 | 0.81002
| HtPmpHt-OtherHealth-Retro | 30 | 9.9287 | 11.1015 | 0 | 0 |  | 0.47693 | 0.46383 | 10.6858 | 0.0011863 | 0.0025577 | 8.725 | 0 | 0 | 8.725 | 60.0798 | 5.507 | 0.048368 | 0.61181 | 6.1585 | 8.725 | 0.70585 | 0.6952 | 0 | 0 | 6.8538 | 8.725 | 0.78553
| ElecHt-Lodging-Retro | 30 | 6.427 | 7.3829 | 0 | 0 |  | 0.47693 | 0.46383 | 6.9171 | 0.00076794 | 0.0016556 | 5.8024 | 0 | 0 | 5.8024 | 61.7245 | 3.5648 | 0.03131 | 0.39604 | 3.9865 | 5.8024 | 0.68704 | 0.45002 | 0 | 0 | 4.4365 | 5.8024 | 0.7646
| HtPmpHt-Medium Off-Retro | 30 | 5.3199 | 6.1562 | 0 | 0 |  | 0.47693 | 0.46383 | 5.7256 | 0.00063565 | 0.0013704 | 4.8384 | 0 | 0 | 4.8384 | 62.18 | 2.9507 | 0.025916 | 0.32782 | 3.2998 | 4.8384 | 0.68201 | 0.3725 | 0 | 0 | 3.6723 | 4.8384 | 0.759
| HtPmpHt-Anchor-Retro | 30 | 0.86752 | 1.0301 | 0 | 0 |  | 0.47693 | 0.46383 | 0.93367 | 0.00010366 | 0.00022348 | 0.80957 | 0 | 0 | 0.80957 | 63.8014 | 0.48117 | 0.0042262 | 0.053457 | 0.5381 | 0.80957 | 0.66468 | 0.060743 | 0 | 0 | 0.59885 | 0.80957 | 0.73971
| HtPmpHt-Big Box-Retro | 30 | 0.054799 | 0.065103 | 0 | 0 |  | 0.47693 | 0.46383 | 0.058978 | 6.5477e-06 | 1.4117e-05 | 0.051166 | 0 | 0 | 0.051166 | 63.8362 | 0.030395 | 0.00026696 | 0.0033768 | 0.033991 | 0.051166 | 0.66432 | 0.003837 | 0 | 0 | 0.037828 | 0.051166 | 0.73931
| HtPmpHt-University-Retro | 30 | 1.3105 | 1.6676 | 0 | 0 |  | 0.47693 | 0.46383 | 1.4105 | 0.00015659 | 0.0003376 | 1.3106 | 0 | 0 | 1.3106 | 68.3712 | 0.72689 | 0.0063844 | 0.080756 | 0.8129 | 1.3106 | 0.62025 | 0.091763 | 0 | 0 | 0.90466 | 1.3106 | 0.69027
| ElecHt-Other-Retro | 30 | 5.5735 | 7.1438 | 0 | 0 |  | 0.47693 | 0.46383 | 5.9985 | 0.00066596 | 0.0014358 | 5.6145 | 0 | 0 | 5.6145 | 68.8712 | 3.0914 | 0.027152 | 0.34344 | 3.4571 | 5.6145 | 0.61575 | 0.39025 | 0 | 0 | 3.8474 | 5.6145 | 0.68526
| ElecHt-Supermarket-Retro | 30 | 0.17404 | 0.26313 | 0 | 0 |  | 0.47693 | 0.46383 | 0.18731 | 2.0796e-05 | 4.4835e-05 | 0.2068 | 0 | 0 | 0.2068 | 81.2371 | 0.096534 | 0.00084786 | 0.010725 | 0.10796 | 0.2068 | 0.52202 | 0.012186 | 0 | 0 | 0.12014 | 0.2068 | 0.58095
| GasHt-Small Off-Retro | 30 | 0.8973 | 4.6723 | -0.069463 | 0 |  | 0.47693 | 0.46383 | 0.96572 | 0.00010721 | 0.00023115 | 3.6721 | -0.94403 | 0 | 2.7281 | 207.8631 | 0.49769 | 0.0043713 | 0.055292 | 0.55657 | 3.6721 | 0.15157 | 0.062828 | 0 | 0 | 1.5634 | 2.7281 | 0.57309
| ElecHt-K-12-Retro | 30 | 1.2632 | 2.1093 | 0 | 0 |  | 0.47693 | 0.46383 | 1.3595 | 0.00015093 | 0.00032541 | 1.6578 | 0 | 0 | 1.6578 | 89.7246 | 0.70063 | 0.0061537 | 0.077838 | 0.78352 | 1.6578 | 0.47264 | 0.088447 | 0 | 0 | 0.87197 | 1.6578 | 0.52599
| HtPmpHt-Small Off-Retro | 30 | 2.701 | 4.6723 | 0 | 0 |  | 0.47693 | 0.46383 | 2.907 | 0.00032273 | 0.0006958 | 3.6721 | 0 | 0 | 3.6721 | 92.9491 | 1.4981 | 0.013158 | 0.16644 | 1.6754 | 3.6721 | 0.45624 | 0.18912 | 0 | 0 | 1.8645 | 3.6721 | 0.50775
| GasHt-Lodging-Retro | 30 | 1.1636 | 7.3829 | -0.10135 | 0 |  | 0.47693 | 0.46383 | 1.2523 | 0.00013903 | 0.00029974 | 5.8024 | -1.3774 | 0 | 4.425 | 260.0063 | 0.64537 | 0.0056684 | 0.0717 | 0.72173 | 5.8024 | 0.12438 | 0.081472 | 0 | 0 | 2.1806 | 4.425 | 0.49278
| ElecHt-MIniMart-Retro | 30 | 0.29236 | 0.53247 | 0 | 0 |  | 0.47693 | 0.46383 | 0.31465 | 3.4933e-05 | 7.5314e-05 | 0.41848 | 0 | 0 | 0.41848 | 97.8625 | 0.16216 | 0.0014242 | 0.018015 | 0.18134 | 0.41848 | 0.43334 | 0.020471 | 0 | 0 | 0.20181 | 0.41848 | 0.48225
| HtPmpHt-Lodging-Retro | 30 | 3.7953 | 7.3829 | 0 | 0 |  | 0.47693 | 0.46383 | 4.0847 | 0.00045348 | 0.00097769 | 5.8024 | 0 | 0 | 5.8024 | 104.5255 | 2.1051 | 0.018489 | 0.23387 | 2.3541 | 5.8024 | 0.40571 | 0.26574 | 0 | 0 | 2.6199 | 5.8024 | 0.45151
| ElecHt-Small Box-Retro | 30 | 2.7457 | 5.7635 | 0 | 0 |  | 0.47693 | 0.46383 | 2.955 | 0.00032807 | 0.0007073 | 4.5297 | 0 | 0 | 4.5297 | 112.7926 | 1.5229 | 0.013376 | 0.16919 | 1.7031 | 4.5297 | 0.37598 | 0.19225 | 0 | 0 | 1.8953 | 4.5297 | 0.41842
| ElecHt-High End-Retro | 30 | 2.3117 | 4.876 | 0 | 0 |  | 0.47693 | 0.46383 | 2.488 | 0.00027622 | 0.00059551 | 3.8322 | 0 | 0 | 3.8322 | 113.336 | 1.2822 | 0.011262 | 0.14245 | 1.4339 | 3.8322 | 0.37417 | 0.16186 | 0 | 0 | 1.5958 | 3.8322 | 0.41641
| GasHt-Supermarket-Retro | 30 | 0.066527 | 0.26313 | -0.0020703 | 0 |  | 0.47693 | 0.46383 | 0.071599 | 7.949e-06 | 1.7138e-05 | 0.2068 | -0.028136 | 0 | 0.17867 | 183.613 | 0.036899 | 0.00032409 | 0.0040994 | 0.041265 | 0.2068 | 0.19954 | 0.0046582 | 0 | 0 | 0.074059 | 0.17867 | 0.41451
| HtPmpHt-Supermarket-Retro | 30 | 0.12029 | 0.26313 | 0 | 0 |  | 0.47693 | 0.46383 | 0.12946 | 1.4372e-05 | 3.0986e-05 | 0.2068 | 0 | 0 | 0.2068 | 117.544 | 0.066716 | 0.00058598 | 0.0074121 | 0.07461 | 0.2068 | 0.36078 | 0.0084223 | 0 | 0 | 0.083032 | 0.2068 | 0.40151
| ElecHt-Restaurant-Retro | 30 | 1.3308 | 2.9198 | 0 | 0 |  | 0.47693 | 0.46383 | 1.4322 | 0.00015901 | 0.00034281 | 2.2947 | 0 | 0 | 2.2947 | 117.8934 | 0.7381 | 0.0064828 | 0.082002 | 0.82543 | 2.2947 | 0.35971 | 0.093178 | 0 | 0 | 0.91861 | 2.2947 | 0.40032
| GasHt-Other-Retro | 30 | 0.48056 | 7.1438 | -0.098068 | 0 |  | 0.47693 | 0.46383 | 0.5172 | 5.742e-05 | 0.0001238 | 5.6145 | -1.3328 | 0 | 4.2817 | 609.1575 | 0.26654 | 0.0023411 | 0.029612 | 0.29808 | 5.6145 | 0.053091 | 0.033648 | 0 | 0 | 1.6645 | 4.2817 | 0.38875
| ElecHt-Warehouse-Retro | 30 | 0.48769 | 1.1498 | 0 | 0 |  | 0.47693 | 0.46383 | 0.52488 | 5.8272e-05 | 0.00012563 | 0.90363 | 0 | 0 | 0.90363 | 126.6791 | 0.2705 | 0.0023758 | 0.030052 | 0.3025 | 0.90363 | 0.33476 | 0.034148 | 0 | 0 | 0.33665 | 0.90363 | 0.37255
| HtPmpHt-Other-Retro | 30 | 3.027 | 7.1438 | 0 | 0 |  | 0.47693 | 0.46383 | 3.2578 | 0.00036169 | 0.00077979 | 5.6145 | 0 | 0 | 5.6145 | 126.8088 | 1.679 | 0.014746 | 0.18653 | 1.8776 | 5.6145 | 0.33442 | 0.21195 | 0 | 0 | 2.0896 | 5.6145 | 0.37217
| HtPmpHt-MIniMart-Retro | 30 | 0.18357 | 0.53247 | 0 | 0 |  | 0.47693 | 0.46383 | 0.19757 | 2.1935e-05 | 4.729e-05 | 0.41848 | 0 | 0 | 0.41848 | 155.8549 | 0.10182 | 0.00089429 | 0.011312 | 0.11387 | 0.41848 | 0.2721 | 0.012854 | 0 | 0 | 0.12672 | 0.41848 | 0.30281
| GasHt-MIniMart-Retro | 30 | 0.07479 | 0.53247 | -0.0041894 | 0 |  | 0.47693 | 0.46383 | 0.080493 | 8.9364e-06 | 1.9266e-05 | 0.41848 | -0.056935 | 0 | 0.36155 | 330.5034 | 0.041482 | 0.00036434 | 0.0046086 | 0.046391 | 0.41848 | 0.11085 | 0.0052368 | 0 | 0 | 0.10856 | 0.36155 | 0.30027
| HtPmpHt-K-12-Retro | 30 | 0.6455 | 2.1093 | 0 | 0 |  | 0.47693 | 0.46383 | 0.69471 | 7.7128e-05 | 0.00016628 | 1.6578 | 0 | 0 | 1.6578 | 175.5842 | 0.35803 | 0.0031446 | 0.039776 | 0.40039 | 1.6578 | 0.24152 | 0.045197 | 0 | 0 | 0.44558 | 1.6578 | 0.26879
| HtPmpHt-Restaurant-Retro | 30 | 0.87076 | 2.9198 | 0 | 0 |  | 0.47693 | 0.46383 | 0.93715 | 0.00010404 | 0.00022431 | 2.2947 | 0 | 0 | 2.2947 | 180.1733 | 0.48297 | 0.0042419 | 0.053657 | 0.54011 | 2.2947 | 0.23537 | 0.06097 | 0 | 0 | 0.60108 | 2.2947 | 0.26194
| GasHt-K-12-Retro | 30 | 0.027806 | 2.1093 | -0.023788 | 0 |  | 0.47693 | 0.46383 | 0.029926 | 3.3224e-06 | 7.1629e-06 | 1.6578 | -0.32329 | 0 | 1.3345 | 3281.2139 | 0.015422 | 0.00013546 | 0.0017134 | 0.017247 | 1.6578 | 0.010404 | 0.0019469 | 0 | 0 | 0.34248 | 1.3345 | 0.25664
| GasHt-Restaurant-Retro | 30 | 0.41076 | 2.9198 | -0.017715 | 0 |  | 0.47693 | 0.46383 | 0.44208 | 4.908e-05 | 0.00010581 | 2.2947 | -0.24075 | 0 | 2.054 | 341.8719 | 0.22783 | 0.002001 | 0.025311 | 0.25478 | 2.2947 | 0.11103 | 0.028761 | 0 | 0 | 0.5243 | 2.054 | 0.25526
| HtPmpHt-Small Box-Retro | 30 | 1.4847 | 5.7635 | 0 | 0 |  | 0.47693 | 0.46383 | 1.5979 | 0.0001774 | 0.00038247 | 4.5297 | 0 | 0 | 4.5297 | 208.5876 | 0.82349 | 0.0072328 | 0.091488 | 0.92092 | 4.5297 | 0.20331 | 0.10396 | 0 | 0 | 1.0249 | 4.5297 | 0.22626
| HtPmpHt-High End-Retro | 30 | 1.2449 | 4.876 | 0 | 0 |  | 0.47693 | 0.46383 | 1.3399 | 0.00014875 | 0.0003207 | 3.8322 | 0 | 0 | 3.8322 | 210.4537 | 0.6905 | 0.0060648 | 0.076714 | 0.7722 | 3.8322 | 0.2015 | 0.087169 | 0 | 0 | 0.85937 | 3.8322 | 0.22425
| GasHt-Small Box-Retro | 30 | 0.22374 | 5.7635 | -0.048561 | 0 |  | 0.47693 | 0.46383 | 0.2408 | 2.6734e-05 | 5.7637e-05 | 4.5297 | -0.65996 | 0 | 3.8697 | 1182.4804 | 0.1241 | 0.00109 | 0.013787 | 0.13878 | 4.5297 | 0.030638 | 0.015666 | 0 | 0 | 0.8144 | 3.8697 | 0.21045
| HtPmpHt-Warehouse-Retro | 30 | 0.27365 | 1.1498 | 0 | 0 |  | 0.47693 | 0.46383 | 0.29451 | 3.2697e-05 | 7.0494e-05 | 0.90363 | 0 | 0 | 0.90363 | 225.7635 | 0.15178 | 0.0013331 | 0.016862 | 0.16974 | 0.90363 | 0.18784 | 0.019161 | 0 | 0 | 0.1889 | 0.90363 | 0.20904
| GasHt-High End-Retro | 30 | 0.17815 | 4.876 | -0.041083 | 0 |  | 0.47693 | 0.46383 | 0.19173 | 2.1286e-05 | 4.5892e-05 | 3.8322 | -0.55833 | 0 | 3.2738 | 1256.4094 | 0.098811 | 0.00086786 | 0.010978 | 0.1105 | 3.8322 | 0.028835 | 0.012474 | 0 | 0 | 0.68131 | 3.2738 | 0.20811
| GasHt-Warehouse-Retro | 30 | 0.059609 | 1.1498 | -0.0082429 | 0 |  | 0.47693 | 0.46383 | 0.064154 | 7.1225e-06 | 1.5356e-05 | 0.90363 | -0.11202 | 0 | 0.79161 | 907.9303 | 0.033062 | 0.00029039 | 0.0036732 | 0.036974 | 0.90363 | 0.040917 | 0.0041738 | 0 | 0 | 0.15317 | 0.79161 | 0.19349
Totals for Measures/Categories with Benefits Exceeding Costs
| Totals Basis | Busbar Savings | PV Cost | First Cost | Admin Cost | Program Cost | Program $/KWa | Levelized Cost | PV Benefits | B/C Ratio
| Measures with B/C>1.00 | 41.8017 | 17.2967 | 22.05 | 4.41 | 21.7067 | 4548.8647 | 38.2093 | 21.5428 | 0.99245
| Categories with B/C>1.00 | 0 | 0 | 0 | 0 | 0 | 0 | 0 | 78.9272 | 0
| % of Measures with B/C >1.00 | 46.1247 | 60.267 | 82.2407 | 16.4481 | 76.7151 | 14569.7158 | 122.3819 | 23.7706 | 0.30986
| Block 1: x <=10 m/kWh | 0 | 0 | 0 | 0 | 0 | 0 | 0 | 0 | 0
| Block 2: 10< x <=20 m/kWh | 0 | 0 | 0 | 0 | 0 | 0 | 0 | 0 | 0
| Block 3: 20< x <=30 m/kWh | 15.8792 | 4.6992 | 5.9791 | 1.1958 | 5.895 | 3252.0632 | 27.3165 | 8.1834 | 1.3882
| Block 4: 30< x <=40 m/kWh | 0.42957 | 0.14358 | 0.18268 | 0.036536 | 0.18011 | 3672.959 | 30.8519 | 0.22138 | 1.2291
| Block 5: 40< x <=50 m/kWh | 32.8727 | 16.3265 | 20.7736 | 4.1547 | 20.4813 | 5457.9014 | 45.845 | 16.9411 | 0.82715
| Block 6: 50< x <=60 m/kWh | 25.4243 | 14.8242 | 18.8621 | 3.7724 | 18.5967 | 6407.5171 | 53.8215 | 13.1026 | 0.70457
| Block 7: 60m/kWh < x | 78.5452 | 119.9558 | 175.4613 | 35.0923 | 155.0481 | 17292.2207 | 145.2502 | 40.4787 | 0.26107
Note on F7: Tom Eckman: Annual value of natural gas savings at an avoided cost of $0.30/Therm (1997$).
Note on H7: Tom Eckman: Annual avoided cost of end user's water and waste water treatment costs and detergent savings.

## MDataMeas (2)
Data Set Name
| Units are per sf Glass | 1
Category is Glass Type
Use Uncategorized Output to look at measure performance using autosort
Input Data | [7 empty] | Periodic O&M | [5 empty] | Other Fuels
Category Name | Measure Name | Savings (kWh/yr.) | Phys Life (yr.) | Capital Cost ($) | Annual O&M ($) | Shape Pointer | Non-E Val ($/yr.) | Cost 1 ($) | Period 1 | Cost 2 ($) | Period 2 | Cost 3 ($) | Period 3 | Savings (mmBtu/yr) | Shape Pointer
code to al45 | Glass-Large Off-ElecHt-code to al45-NR | 0.75038 | 30 | 0.5 | 0 | ExCOMM | 0
code to al45 | Glass-Medium Off-ElecHt-code to al45-NR | 0.75037 | 30 | 0.5 | 0 | ExCOMM | 0
code to al45 | Glass-Small Off-ElecHt-code to al45-NR | 0.91786 | 30 | 0.5 | 0 | ExCOMM | 0
code to al45 | Glass-Big Box-ElecHt-code to al45-NR | 0.63308 | 30 | 0.5 | 0 | ExCOMM | 0
code to al45 | Glass-Small Box-ElecHt-code to al45-NR | 0.5988 | 30 | 0.5 | 0 | ExCOMM | 0
code to al45 | Glass-High End-ElecHt-code to al45-NR | 0.60045 | 30 | 0.5 | 0 | ExCOMM | 0
code to al45 | Glass-Anchor-ElecHt-code to al45-NR | 0.63308 | 30 | 0.5 | 0 | ExCOMM | 0
code to al45 | Glass-K-12-ElecHt-code to al45-NR | 0.54341 | 30 | 0.5 | 0 | ExCOMM | 0
code to al45 | Glass-University-ElecHt-code to al45-NR | 0.99369 | 30 | 0.5 | 0 | ExCOMM | 0
code to al45 | Glass-Warehouse-ElecHt-code to al45-NR | 0.56274 | 30 | 0.5 | 0 | ExCOMM | 0
code to al45 | Glass-Supermarket-ElecHt-code to al45-NR | 0.62267 | 30 | 0.5 | 0 | ExCOMM | 0
code to al45 | Glass-MIniMart-ElecHt-code to al45-NR | 0.61044 | 30 | 0.5 | 0 | ExCOMM | 0
code to al45 | Glass-Restaurant-ElecHt-code to al45-NR | 0.50449 | 30 | 0.5 | 0 | ExCOMM | 0
code to al45 | Glass-Lodging-ElecHt-code to al45-NR | 0.72979 | 30 | 0.5 | 0 | ExCOMM | 0
code to al45 | Glass-Hospital-ElecHt-code to al45-NR | 1.0044 | 30 | 0.5 | 0 | ExCOMM | 0
code to al45 | Glass-OtherHealth-ElecHt-code to al45-NR | 1.2578 | 30 | 0.5 | 0 | ExCOMM | 0
code to al45 | Glass-Other-ElecHt-code to al45-NR | 0.73321 | 30 | 0.5 | 0 | ExCOMM | 0
code to al40 | Glass-Large Off-ElecHt-code to al40-NR | 2.6085 | 30 | 1 | 0 | ExCOMM | 0
code to al40 | Glass-Medium Off-ElecHt-code to al40-NR | 2.5944 | 30 | 1 | 0 | ExCOMM | 0
code to al40 | Glass-Small Off-ElecHt-code to al40-NR | 2.4357 | 30 | 1 | 0 | ExCOMM | 0
code to al40 | Glass-Big Box-ElecHt-code to al40-NR | 1.7031 | 30 | 1 | 0 | ExCOMM | 0
code to al40 | Glass-Small Box-ElecHt-code to al40-NR | 1.6232 | 30 | 1 | 0 | ExCOMM | 0
code to al40 | Glass-High End-ElecHt-code to al40-NR | 1.6263 | 30 | 1 | 0 | ExCOMM | 0
code to al40 | Glass-Anchor-ElecHt-code to al40-NR | 1.7031 | 30 | 1 | 0 | ExCOMM | 0
code to al40 | Glass-K-12-ElecHt-code to al40-NR | 1.4891 | 30 | 1 | 0 | ExCOMM | 0
code to al40 | Glass-University-ElecHt-code to al40-NR | 2.9278 | 30 | 1 | 0 | ExCOMM | 0
code to al40 | Glass-Warehouse-ElecHt-code to al40-NR | 0.72417 | 30 | 1 | 0 | ExCOMM | 0
code to al40 | Glass-Supermarket-ElecHt-code to al40-NR | 1.6726 | 30 | 1 | 0 | ExCOMM | 0
code to al40 | Glass-MIniMart-ElecHt-code to al40-NR | 1.6542 | 30 | 1 | 0 | ExCOMM | 0
code to al40 | Glass-Restaurant-ElecHt-code to al40-NR | 1.4083 | 30 | 1 | 0 | ExCOMM | 0
code to al40 | Glass-Lodging-ElecHt-code to al40-NR | 1.9725 | 30 | 1 | 0 | ExCOMM | 0
code to al40 | Glass-Hospital-ElecHt-code to al40-NR | 2.9957 | 30 | 1 | 0 | ExCOMM | 0
code to al40 | Glass-OtherHealth-ElecHt-code to al40-NR | 3.3759 | 30 | 1 | 0 | ExCOMM | 0
code to al40 | Glass-Other-ElecHt-code to al40-NR | 1.9778 | 30 | 1 | 0 | ExCOMM | 0
code to al36 | Glass-Large Off-ElecHt-code to al36-NR | 4.3195 | 30 | 4 | 0 | ExCOMM | 0
code to al36 | Glass-Medium Off-ElecHt-code to al36-NR | 4.2839 | 30 | 4 | 0 | ExCOMM | 0
code to al36 | Glass-Small Off-ElecHt-code to al36-NR | 3.5915 | 30 | 4 | 0 | ExCOMM | 0
code to al36 | Glass-Big Box-ElecHt-code to al36-NR | 2.5988 | 30 | 4 | 0 | ExCOMM | 0
code to al36 | Glass-Small Box-ElecHt-code to al36-NR | 2.4533 | 30 | 4 | 0 | ExCOMM | 0
code to al36 | Glass-High End-ElecHt-code to al36-NR | 2.4594 | 30 | 4 | 0 | ExCOMM | 0
code to al36 | Glass-Anchor-ElecHt-code to al36-NR | 2.5988 | 30 | 4 | 0 | ExCOMM | 0
code to al36 | Glass-K-12-ElecHt-code to al36-NR | 2.212 | 30 | 4 | 0 | ExCOMM | 0
code to al36 | Glass-University-ElecHt-code to al36-NR | 4.536 | 30 | 4 | 0 | ExCOMM | 0
code to al36 | Glass-Warehouse-ElecHt-code to al36-NR | 1.2869 | 30 | 4 | 0 | ExCOMM | 0
code to al36 | Glass-Supermarket-ElecHt-code to al36-NR | 2.5115 | 30 | 4 | 0 | ExCOMM | 0
code to al36 | Glass-MIniMart-ElecHt-code to al36-NR | 2.487 | 30 | 4 | 0 | ExCOMM | 0
code to al36 | Glass-Restaurant-ElecHt-code to al36-NR | 2.1352 | 30 | 4 | 0 | ExCOMM | 0
code to al36 | Glass-Lodging-ElecHt-code to al36-NR | 3.0415 | 30 | 4 | 0 | ExCOMM | 0
code to al36 | Glass-Hospital-ElecHt-code to al36-NR | 4.7128 | 30 | 4 | 0 | ExCOMM | 0
code to al36 | Glass-OtherHealth-ElecHt-code to al36-NR | 5.09 | 30 | 4 | 0 | ExCOMM | 0
code to al36 | Glass-Other-ElecHt-code to al36-NR | 3.0468 | 30 | 4 | 0 | ExCOMM | 0
code to al45 | Glass-Large Off-ElecHt-code to al45-New | 1.0264 | 30 | 0.5 | 0 | ExCOMM | 0
code to al45 | Glass-Medium Off-ElecHt-code to al45-New | 1.0264 | 30 | 0.5 | 0 | ExCOMM | 0
code to al45 | Glass-Small Off-ElecHt-code to al45-New | 1.0379 | 30 | 0.5 | 0 | ExCOMM | 0
code to al45 | Glass-Big Box-ElecHt-code to al45-New | 0.78096 | 30 | 0.5 | 0 | ExCOMM | 0
code to al45 | Glass-Small Box-ElecHt-code to al45-New | 0.84474 | 30 | 0.5 | 0 | ExCOMM | 0
code to al45 | Glass-High End-ElecHt-code to al45-New | 0.8458 | 30 | 0.5 | 0 | ExCOMM | 0
code to al45 | Glass-Anchor-ElecHt-code to al45-New | 0.78078 | 30 | 0.5 | 0 | ExCOMM | 0
code to al45 | Glass-K-12-ElecHt-code to al45-New | 0.68794 | 30 | 0.5 | 0 | ExCOMM | 0
code to al45 | Glass-University-ElecHt-code to al45-New | 1.2458 | 30 | 0.5 | 0 | ExCOMM | 0
code to al45 | Glass-Warehouse-ElecHt-code to al45-New | 0.00013 | 30 | 0.5 | 0 | ExCOMM | 0
code to al45 | Glass-Supermarket-ElecHt-code to al45-New | 0.92271 | 30 | 0.5 | 0 | ExCOMM | 0
code to al45 | Glass-MIniMart-ElecHt-code to al45-New | 0.91771 | 30 | 0.5 | 0 | ExCOMM | 0
code to al45 | Glass-Restaurant-ElecHt-code to al45-New | 0.79142 | 30 | 0.5 | 0 | ExCOMM | 0
code to al45 | Glass-Lodging-ElecHt-code to al45-New | 0.9065 | 30 | 0.5 | 0 | ExCOMM | 0
code to al45 | Glass-Hospital-ElecHt-code to al45-New | 1.2088 | 30 | 0.5 | 0 | ExCOMM | 0
code to al45 | Glass-OtherHealth-ElecHt-code to al45-New | 1.3884 | 30 | 0.5 | 0 | ExCOMM | 0
code to al45 | Glass-Other-ElecHt-code to al45-New | 0.90175 | 30 | 0.5 | 0 | ExCOMM | 0
code to al40 | Glass-Large Off-ElecHt-code to al40-New | 3.0087 | 30 | 1 | 0 | ExCOMM | 0
code to al40 | Glass-Medium Off-ElecHt-code to al40-New | 3.0087 | 30 | 1 | 0 | ExCOMM | 0
code to al40 | Glass-Small Off-ElecHt-code to al40-New | 2.7792 | 30 | 1 | 0 | ExCOMM | 0
code to al40 | Glass-Big Box-ElecHt-code to al40-New | 2.1093 | 30 | 1 | 0 | ExCOMM | 0
code to al40 | Glass-Small Box-ElecHt-code to al40-New | 2.2075 | 30 | 1 | 0 | ExCOMM | 0
code to al40 | Glass-High End-ElecHt-code to al40-New | 2.2117 | 30 | 1 | 0 | ExCOMM | 0
code to al40 | Glass-Anchor-ElecHt-code to al40-New | 2.1088 | 30 | 1 | 0 | ExCOMM | 0
code to al40 | Glass-K-12-ElecHt-code to al40-New | 1.8425 | 30 | 1 | 0 | ExCOMM | 0
code to al40 | Glass-University-ElecHt-code to al40-New | 3.4405 | 30 | 1 | 0 | ExCOMM | 0
code to al40 | Glass-Warehouse-ElecHt-code to al40-New | 0.00013 | 30 | 1 | 0 | ExCOMM | 0
code to al40 | Glass-Supermarket-ElecHt-code to al40-New | 2.4473 | 30 | 1 | 0 | ExCOMM | 0
code to al40 | Glass-MIniMart-ElecHt-code to al40-New | 2.4338 | 30 | 1 | 0 | ExCOMM | 0
code to al40 | Glass-Restaurant-ElecHt-code to al40-New | 2.1117 | 30 | 1 | 0 | ExCOMM | 0
code to al40 | Glass-Lodging-ElecHt-code to al40-New | 2.4528 | 30 | 1 | 0 | ExCOMM | 0
code to al40 | Glass-Hospital-ElecHt-code to al40-New | 3.3723 | 30 | 1 | 0 | ExCOMM | 0
code to al40 | Glass-OtherHealth-ElecHt-code to al40-New | 3.731 | 30 | 1 | 0 | ExCOMM | 0
code to al40 | Glass-Other-ElecHt-code to al40-New | 2.4371 | 30 | 1 | 0 | ExCOMM | 0
code to al36 | Glass-Large Off-ElecHt-code to al36-New | 4.7199 | 30 | 4 | 0 | ExCOMM | 0
code to al36 | Glass-Medium Off-ElecHt-code to al36-New | 4.7199 | 30 | 4 | 0 | ExCOMM | 0
code to al36 | Glass-Small Off-ElecHt-code to al36-New | 4.1222 | 30 | 4 | 0 | ExCOMM | 0
code to al36 | Glass-Big Box-ElecHt-code to al36-New | 3.1248 | 30 | 4 | 0 | ExCOMM | 0
code to al36 | Glass-Small Box-ElecHt-code to al36-New | 3.3578 | 30 | 4 | 0 | ExCOMM | 0
code to al36 | Glass-High End-ElecHt-code to al36-New | 3.3636 | 30 | 4 | 0 | ExCOMM | 0
code to al36 | Glass-Anchor-ElecHt-code to al36-New | 3.124 | 30 | 4 | 0 | ExCOMM | 0
code to al36 | Glass-K-12-ElecHt-code to al36-New | 2.7878 | 30 | 4 | 0 | ExCOMM | 0
code to al36 | Glass-University-ElecHt-code to al36-New | 5.2607 | 30 | 4 | 0 | ExCOMM | 0
code to al36 | Glass-Warehouse-ElecHt-code to al36-New | 0.00013 | 30 | 4 | 0 | ExCOMM | 0
code to al36 | Glass-Supermarket-ElecHt-code to al36-New | 3.7192 | 30 | 4 | 0 | ExCOMM | 0
code to al36 | Glass-MIniMart-ElecHt-code to al36-New | 3.6992 | 30 | 4 | 0 | ExCOMM | 0
code to al36 | Glass-Restaurant-ElecHt-code to al36-New | 3.1961 | 30 | 4 | 0 | ExCOMM | 0
code to al36 | Glass-Lodging-ElecHt-code to al36-New | 3.6805 | 30 | 4 | 0 | ExCOMM | 0
code to al36 | Glass-Hospital-ElecHt-code to al36-New | 5.1566 | 30 | 4 | 0 | ExCOMM | 0
code to al36 | Glass-OtherHealth-ElecHt-code to al36-New | 5.5875 | 30 | 4 | 0 | ExCOMM | 0
code to al36 | Glass-Other-ElecHt-code to al36-New | 3.6605 | 30 | 4 | 0 | ExCOMM | 0
code to al45 | Glass-Large Off-GasHt-code to al45-NR | 8.7347e-05 | 30 | 0.5 | -0.014447 | SmComCAC | 0
code to al45 | Glass-Medium Off-GasHt-code to al45-NR | 7.7337e-05 | 30 | 0.5 | -0.014447 | SmComCAC | 0
code to al45 | Glass-Small Off-GasHt-code to al45-NR | -0.066902 | 30 | 0.5 | -0.018962 | SmComCAC | 0
code to al45 | Glass-Big Box-GasHt-code to al45-NR | 0.023465 | 30 | 0.5 | -0.011738 | SmComCAC | 0
code to al45 | Glass-Small Box-GasHt-code to al45-NR | -0.034264 | 30 | 0.5 | -0.01219 | SmComCAC | 0
code to al45 | Glass-High End-GasHt-code to al45-NR | -0.032611 | 30 | 0.5 | -0.01219 | SmComCAC | 0
code to al45 | Glass-Anchor-GasHt-code to al45-NR | 0.023464 | 30 | 0.5 | -0.011738 | SmComCAC | 0
code to al45 | Glass-K-12-GasHt-code to al45-NR | 0.015863 | 30 | 0.5 | -0.010158 | SmComCAC | 0
code to al45 | Glass-University-GasHt-code to al45-NR | 0.027692 | 30 | 0.5 | -0.018601 | SmComCAC | 0
code to al45 | Glass-Warehouse-GasHt-code to al45-NR | 2.2517e-05 | 30 | 0.5 | -0.010835 | SmComCAC | 0
code to al45 | Glass-Supermarket-GasHt-code to al45-NR | 0.036503 | 30 | 0.5 | -0.011287 | SmComCAC | 0
code to al45 | Glass-MIniMart-GasHt-code to al45-NR | 0.024278 | 30 | 0.5 | -0.011287 | SmComCAC | 0
code to al45 | Glass-Restaurant-GasHt-code to al45-NR | 0.012106 | 30 | 0.5 | -0.009481 | SmComCAC | 0
code to al45 | Glass-Lodging-GasHt-code to al45-NR | -0.0068217 | 30 | 0.5 | -0.014184 | SmComCAC | 0
code to al45 | Glass-Hospital-GasHt-code to al45-NR | 0.019621 | 30 | 0.5 | -0.018962 | SmComCAC | 0
code to al45 | Glass-OtherHealth-GasHt-code to al45-NR | 0.038598 | 30 | 0.5 | -0.023477 | SmComCAC | 0
code to al45 | Glass-Other-GasHt-code to al45-NR | -0.003404 | 30 | 0.5 | -0.014184 | SmComCAC | 0
code to al40 | Glass-Large Off-GasHt-code to al40-NR | 0.12316 | 30 | 1 | -0.047857 | SmComCAC | 0
code to al40 | Glass-Medium Off-GasHt-code to al40-NR | 0.10905 | 30 | 1 | -0.047857 | SmComCAC | 0
code to al40 | Glass-Small Off-GasHt-code to al40-NR | -0.16683 | 30 | 1 | -0.050114 | SmComCAC | 0
code to al40 | Glass-Big Box-GasHt-code to al40-NR | 0.085255 | 30 | 1 | -0.031152 | SmComCAC | 0
code to al40 | Glass-Small Box-GasHt-code to al40-NR | -0.064983 | 30 | 1 | -0.032506 | SmComCAC | 0
code to al40 | Glass-High End-GasHt-code to al40-NR | -0.061849 | 30 | 1 | -0.032506 | SmComCAC | 0
code to al40 | Glass-Anchor-GasHt-code to al40-NR | 0.085254 | 30 | 1 | -0.031152 | SmComCAC | 0
code to al40 | Glass-K-12-GasHt-code to al40-NR | 0.0471 | 30 | 1 | -0.027766 | SmComCAC | 0
code to al40 | Glass-University-GasHt-code to al40-NR | 0.12357 | 30 | 1 | -0.053997 | SmComCAC | 0
code to al40 | Glass-Warehouse-GasHt-code to al40-NR | -0.026119 | 30 | 1 | -0.014447 | SmComCAC | 0
code to al40 | Glass-Supermarket-GasHt-code to al40-NR | 0.054755 | 30 | 1 | -0.031152 | SmComCAC | 0
code to al40 | Glass-MIniMart-GasHt-code to al40-NR | 0.036417 | 30 | 1 | -0.031152 | SmComCAC | 0
code to al40 | Glass-Restaurant-GasHt-code to al40-NR | 0.024969 | 30 | 1 | -0.026637 | SmComCAC | 0
code to al40 | Glass-Lodging-GasHt-code to al40-NR | -0.01073 | 30 | 1 | -0.038188 | SmComCAC | 0
code to al40 | Glass-Hospital-GasHt-code to al40-NR | 0.11179 | 30 | 1 | -0.055532 | SmComCAC | 0
code to al40 | Glass-OtherHealth-GasHt-code to al40-NR | 0.093352 | 30 | 1 | -0.063207 | SmComCAC | 0
code to al40 | Glass-Other-GasHt-code to al40-NR | -0.0053542 | 30 | 1 | -0.038188 | SmComCAC | 0
code to al36 | Glass-Large Off-GasHt-code to al36-NR | 0.31008 | 30 | 4 | -0.077203 | SmComCAC | 0
code to al36 | Glass-Medium Off-GasHt-code to al36-NR | 0.27455 | 30 | 4 | -0.077203 | SmComCAC | 0
code to al36 | Glass-Small Off-GasHt-code to al36-NR | -0.30064 | 30 | 4 | -0.074945 | SmComCAC | 0
code to al36 | Glass-Big Box-GasHt-code to al36-NR | 0.13688 | 30 | 4 | -0.047405 | SmComCAC | 0
code to al36 | Glass-Small Box-GasHt-code to al36-NR | -0.12583 | 30 | 4 | -0.049663 | SmComCAC | 0
code to al36 | Glass-High End-GasHt-code to al36-NR | -0.11976 | 30 | 4 | -0.049663 | SmComCAC | 0
code to al36 | Glass-Anchor-GasHt-code to al36-NR | 0.13688 | 30 | 4 | -0.047405 | SmComCAC | 0
code to al36 | Glass-K-12-GasHt-code to al36-NR | 0.066623 | 30 | 4 | -0.04131 | SmComCAC | 0
code to al36 | Glass-University-GasHt-code to al36-NR | 0.22649 | 30 | 4 | -0.082982 | SmComCAC | 0
code to al36 | Glass-Warehouse-GasHt-code to al36-NR | -0.026119 | 30 | 4 | -0.025283 | SmComCAC | 0
code to al36 | Glass-Supermarket-GasHt-code to al36-NR | 0.073007 | 30 | 4 | -0.046954 | SmComCAC | 0
code to al36 | Glass-MIniMart-GasHt-code to al36-NR | 0.048557 | 30 | 4 | -0.046954 | SmComCAC | 0
code to al36 | Glass-Restaurant-GasHt-code to al36-NR | 0.024969 | 30 | 4 | -0.040633 | SmComCAC | 0
code to al36 | Glass-Lodging-GasHt-code to al36-NR | -0.010446 | 30 | 4 | -0.058767 | SmComCAC | 0
code to al36 | Glass-Hospital-GasHt-code to al36-NR | 0.23453 | 30 | 4 | -0.086232 | SmComCAC | 0
code to al36 | Glass-OtherHealth-GasHt-code to al36-NR | 0.14272 | 30 | 4 | -0.095262 | SmComCAC | 0
code to al36 | Glass-Other-GasHt-code to al36-NR | -0.0052124 | 30 | 4 | -0.058767 | SmComCAC | 0
code to al45 | Glass-Large Off-GasHt-code to al45-New | -0.058 | 30 | 0.5 | -0.016705 | SmComCAC | 0
code to al45 | Glass-Medium Off-GasHt-code to al45-New | -0.058 | 30 | 0.5 | -0.016705 | SmComCAC | 0
code to al45 | Glass-Small Off-GasHt-code to al45-New | -0.07584 | 30 | 0.5 | -0.017156 | SmComCAC | 0
code to al45 | Glass-Big Box-GasHt-code to al45-New | 0.048256 | 30 | 0.5 | -0.011287 | SmComCAC | 0
code to al45 | Glass-Small Box-GasHt-code to al45-New | -0.034511 | 30 | 0.5 | -0.013544 | SmComCAC | 0
code to al45 | Glass-High End-GasHt-code to al45-New | -0.033452 | 30 | 0.5 | -0.013544 | SmComCAC | 0
code to al45 | Glass-Anchor-GasHt-code to al45-New | 0.048071 | 30 | 0.5 | -0.011287 | SmComCAC | 0
code to al45 | Glass-K-12-GasHt-code to al45-New | 0.0285 | 30 | 0.5 | -0.010158 | SmComCAC | 0
code to al45 | Glass-University-GasHt-code to al45-New | 0.0266 | 30 | 0.5 | -0.018781 | SmComCAC | 0
code to al45 | Glass-Warehouse-GasHt-code to al45-New | 3e-05 | 30 | 0.5 | -4.5148e-05 | SmComCAC | 0
code to al45 | Glass-Supermarket-GasHt-code to al45-New | 0.19 | 30 | 0.5 | -0.011287 | SmComCAC | 0
code to al45 | Glass-MIniMart-GasHt-code to al45-New | 0.185 | 30 | 0.5 | -0.011287 | SmComCAC | 0
code to al45 | Glass-Restaurant-GasHt-code to al45-New | 9.25e-05 | 30 | 0.5 | -0.01219 | SmComCAC | 0
code to al45 | Glass-Lodging-GasHt-code to al45-New | 0.015042 | 30 | 0.5 | -0.013732 | SmComCAC | 0
code to al45 | Glass-Hospital-GasHt-code to al45-New | 0.02185 | 30 | 0.5 | -0.018285 | SmComCAC | 0
code to al45 | Glass-OtherHealth-GasHt-code to al45-New | 0.0988 | 30 | 0.5 | -0.019865 | SmComCAC | 0
code to al45 | Glass-Other-GasHt-code to al45-New | 0.010292 | 30 | 0.5 | -0.013732 | SmComCAC | 0
code to al40 | Glass-Large Off-GasHt-code to al40-New | -0.098 | 30 | 1 | -0.047857 | SmComCAC | 0
code to al40 | Glass-Medium Off-GasHt-code to al40-New | -0.098 | 30 | 1 | -0.047857 | SmComCAC | 0
code to al40 | Glass-Small Off-GasHt-code to al40-New | -0.15168 | 30 | 1 | -0.045148 | SmComCAC | 0
code to al40 | Glass-Big Box-GasHt-code to al40-New | 0.14566 | 30 | 1 | -0.030249 | SmComCAC | 0
code to al40 | Glass-Small Box-GasHt-code to al40-New | -0.13716 | 30 | 1 | -0.036118 | SmComCAC | 0
code to al40 | Glass-High End-GasHt-code to al40-New | -0.13295 | 30 | 1 | -0.036118 | SmComCAC | 0
code to al40 | Glass-Anchor-GasHt-code to al40-New | 0.1451 | 30 | 1 | -0.030249 | SmComCAC | 0
code to al40 | Glass-K-12-GasHt-code to al40-New | 0.069375 | 30 | 1 | -0.027314 | SmComCAC | 0
code to al40 | Glass-University-GasHt-code to al40-New | 0.08759 | 30 | 1 | -0.051649 | SmComCAC | 0
code to al40 | Glass-Warehouse-GasHt-code to al40-New | 3e-05 | 30 | 1 | -4.5148e-05 | SmComCAC | 0
code to al40 | Glass-Supermarket-GasHt-code to al40-New | 0.513 | 30 | 1 | -0.029798 | SmComCAC | 0
code to al40 | Glass-MIniMart-GasHt-code to al40-New | 0.4995 | 30 | 1 | -0.029798 | SmComCAC | 0
code to al40 | Glass-Restaurant-GasHt-code to al40-New | 0.060125 | 30 | 1 | -0.031603 | SmComCAC | 0
code to al40 | Glass-Lodging-GasHt-code to al40-New | 0.049479 | 30 | 1 | -0.037021 | SmComCAC | 0
code to al40 | Glass-Hospital-GasHt-code to al40-New | 0.089775 | 30 | 1 | -0.050566 | SmComCAC | 0
code to al40 | Glass-OtherHealth-GasHt-code to al40-New | 0.27265 | 30 | 1 | -0.053274 | SmComCAC | 0
code to al40 | Glass-Other-GasHt-code to al40-New | 0.033854 | 30 | 1 | -0.037021 | SmComCAC | 0
code to al36 | Glass-Large Off-GasHt-code to al36-New | -0.116 | 30 | 4 | -0.074494 | SmComCAC | 0
code to al36 | Glass-Medium Off-GasHt-code to al36-New | -0.116 | 30 | 4 | -0.074494 | SmComCAC | 0
code to al36 | Glass-Small Off-GasHt-code to al36-New | -0.30336 | 30 | 4 | -0.068173 | SmComCAC | 0
code to al36 | Glass-Big Box-GasHt-code to al36-New | 0.19392 | 30 | 4 | -0.045148 | SmComCAC | 0
code to al36 | Glass-Small Box-GasHt-code to al36-New | -0.18849 | 30 | 4 | -0.054629 | SmComCAC | 0
code to al36 | Glass-High End-GasHt-code to al36-New | -0.1827 | 30 | 4 | -0.054629 | SmComCAC | 0
code to al36 | Glass-Anchor-GasHt-code to al36-New | 0.19317 | 30 | 4 | -0.045148 | SmComCAC | 0
code to al36 | Glass-K-12-GasHt-code to al36-New | 0.10612 | 30 | 4 | -0.04131 | SmComCAC | 0
code to al36 | Glass-University-GasHt-code to al36-New | 0.14345 | 30 | 4 | -0.078828 | SmComCAC | 0
code to al36 | Glass-Warehouse-GasHt-code to al36-New | 3e-05 | 30 | 4 | -4.5148e-05 | SmComCAC | 0
code to al36 | Glass-Supermarket-GasHt-code to al36-New | 0.75905 | 30 | 4 | -0.045599 | SmComCAC | 0
code to al36 | Glass-MIniMart-GasHt-code to al36-New | 0.73908 | 30 | 4 | -0.045599 | SmComCAC | 0
code to al36 | Glass-Restaurant-GasHt-code to al36-New | 0.060125 | 30 | 4 | -0.048308 | SmComCAC | 0
code to al36 | Glass-Lodging-GasHt-code to al36-New | 0.063333 | 30 | 4 | -0.05572 | SmComCAC | 0
code to al36 | Glass-Hospital-GasHt-code to al36-New | 0.14488 | 30 | 4 | -0.077203 | SmComCAC | 0
code to al36 | Glass-OtherHealth-GasHt-code to al36-New | 0.39995 | 30 | 4 | -0.079912 | SmComCAC | 0
code to al36 | Glass-Other-GasHt-code to al36-New | 0.043333 | 30 | 4 | -0.05572 | SmComCAC | 0
code to al45 | Glass-Large Off-HtPmpHt-code to al45-NR | 0.4573 | 30 | 0.5 | 0 | ExCOMM | 0
code to al45 | Glass-Medium Off-HtPmpHt-code to al45-NR | 0.45729 | 30 | 0.5 | 0 | ExCOMM | 0
code to al45 | Glass-Small Off-HtPmpHt-code to al45-NR | -0.32482 | 30 | 0.5 | 0 | ExCOMM | 0
code to al45 | Glass-Big Box-HtPmpHt-code to al45-NR | -0.018218 | 30 | 0.5 | 0 | ExCOMM | 0
code to al45 | Glass-Small Box-HtPmpHt-code to al45-NR | -0.31562 | 30 | 0.5 | 0 | ExCOMM | 0
code to al45 | Glass-High End-HtPmpHt-code to al45-NR | -0.31397 | 30 | 0.5 | 0 | ExCOMM | 0
code to al45 | Glass-Anchor-HtPmpHt-code to al45-NR | -0.018219 | 30 | 0.5 | 0 | ExCOMM | 0
code to al45 | Glass-K-12-HtPmpHt-code to al45-NR | 0.10379 | 30 | 0.5 | 0 | ExCOMM | 0
code to al45 | Glass-University-HtPmpHt-code to al45-NR | 0.48959 | 30 | 0.5 | 0 | ExCOMM | 0
code to al45 | Glass-Warehouse-HtPmpHt-code to al45-NR | -0.14066 | 30 | 0.5 | 0 | ExCOMM | 0
code to al45 | Glass-Supermarket-HtPmpHt-code to al45-NR | -0.0051796 | 30 | 0.5 | 0 | ExCOMM | 0
code to al45 | Glass-MIniMart-HtPmpHt-code to al45-NR | -0.017405 | 30 | 0.5 | 0 | ExCOMM | 0
code to al45 | Glass-Restaurant-HtPmpHt-code to al45-NR | -0.37476 | 30 | 0.5 | 0 | ExCOMM | 0
code to al45 | Glass-Lodging-HtPmpHt-code to al45-NR | -0.048505 | 30 | 0.5 | 0 | ExCOMM | 0
code to al45 | Glass-Hospital-HtPmpHt-code to al45-NR | 0.76991 | 30 | 0.5 | 0 | ExCOMM | 0
code to al45 | Glass-OtherHealth-HtPmpHt-code to al45-NR | 1.082 | 30 | 0.5 | 0 | ExCOMM | 0
code to al45 | Glass-Other-HtPmpHt-code to al45-NR | -0.045087 | 30 | 0.5 | 0 | ExCOMM | 0
code to al40 | Glass-Large Off-HtPmpHt-code to al40-NR | 1.4596 | 30 | 1 | 0 | ExCOMM | 0
code to al40 | Glass-Medium Off-HtPmpHt-code to al40-NR | 1.4455 | 30 | 1 | 0 | ExCOMM | 0
code to al40 | Glass-Small Off-HtPmpHt-code to al40-NR | 0.40761 | 30 | 1 | 0 | ExCOMM | 0
code to al40 | Glass-Big Box-HtPmpHt-code to al40-NR | 0.69878 | 30 | 1 | 0 | ExCOMM | 0
code to al40 | Glass-Small Box-HtPmpHt-code to al40-NR | 0.20465 | 30 | 1 | 0 | ExCOMM | 0
code to al40 | Glass-High End-HtPmpHt-code to al40-NR | 0.20779 | 30 | 1 | 0 | ExCOMM | 0
code to al40 | Glass-Anchor-HtPmpHt-code to al40-NR | 0.69878 | 30 | 1 | 0 | ExCOMM | 0
code to al40 | Glass-K-12-HtPmpHt-code to al40-NR | 0.57465 | 30 | 1 | 0 | ExCOMM | 0
code to al40 | Glass-University-HtPmpHt-code to al40-NR | 1.4929 | 30 | 1 | 0 | ExCOMM | 0
code to al40 | Glass-Warehouse-HtPmpHt-code to al40-NR | -0.073013 | 30 | 1 | 0 | ExCOMM | 0
code to al40 | Glass-Supermarket-HtPmpHt-code to al40-NR | 0.66828 | 30 | 1 | 0 | ExCOMM | 0
code to al40 | Glass-MIniMart-HtPmpHt-code to al40-NR | 0.64994 | 30 | 1 | 0 | ExCOMM | 0
code to al40 | Glass-Restaurant-HtPmpHt-code to al40-NR | 0.048415 | 30 | 1 | 0 | ExCOMM | 0
code to al40 | Glass-Lodging-HtPmpHt-code to al40-NR | 0.60279 | 30 | 1 | 0 | ExCOMM | 0
code to al40 | Glass-Hospital-HtPmpHt-code to al40-NR | 1.8117 | 30 | 1 | 0 | ExCOMM | 0
code to al40 | Glass-OtherHealth-HtPmpHt-code to al40-NR | 2.1567 | 30 | 1 | 0 | ExCOMM | 0
code to al40 | Glass-Other-HtPmpHt-code to al40-NR | 0.60817 | 30 | 1 | 0 | ExCOMM | 0
code to al36 | Glass-Large Off-HtPmpHt-code to al36-NR | 2.4672 | 30 | 4 | 0 | ExCOMM | 0
code to al36 | Glass-Medium Off-HtPmpHt-code to al36-NR | 2.4316 | 30 | 4 | 0 | ExCOMM | 0
code to al36 | Glass-Small Off-HtPmpHt-code to al36-NR | 0.96548 | 30 | 4 | 0 | ExCOMM | 0
code to al36 | Glass-Big Box-HtPmpHt-code to al36-NR | 1.334 | 30 | 4 | 0 | ExCOMM | 0
code to al36 | Glass-Small Box-HtPmpHt-code to al36-NR | 0.60102 | 30 | 4 | 0 | ExCOMM | 0
code to al36 | Glass-High End-HtPmpHt-code to al36-NR | 0.60709 | 30 | 4 | 0 | ExCOMM | 0
code to al36 | Glass-Anchor-HtPmpHt-code to al36-NR | 1.334 | 30 | 4 | 0 | ExCOMM | 0
code to al36 | Glass-K-12-HtPmpHt-code to al36-NR | 0.96346 | 30 | 4 | 0 | ExCOMM | 0
code to al36 | Glass-University-HtPmpHt-code to al36-NR | 2.3883 | 30 | 4 | 0 | ExCOMM | 0
code to al36 | Glass-Warehouse-HtPmpHt-code to al36-NR | 0.25524 | 30 | 4 | 0 | ExCOMM | 0
code to al36 | Glass-Supermarket-HtPmpHt-code to al36-NR | 1.2701 | 30 | 4 | 0 | ExCOMM | 0
code to al36 | Glass-MIniMart-HtPmpHt-code to al36-NR | 1.2456 | 30 | 4 | 0 | ExCOMM | 0
code to al36 | Glass-Restaurant-HtPmpHt-code to al36-NR | 0.38839 | 30 | 4 | 0 | ExCOMM | 0
code to al36 | Glass-Lodging-HtPmpHt-code to al36-NR | 1.1866 | 30 | 4 | 0 | ExCOMM | 0
code to al36 | Glass-Hospital-HtPmpHt-code to al36-NR | 2.7668 | 30 | 4 | 0 | ExCOMM | 0
code to al36 | Glass-OtherHealth-HtPmpHt-code to al36-NR | 3.0501 | 30 | 4 | 0 | ExCOMM | 0
code to al36 | Glass-Other-HtPmpHt-code to al36-NR | 1.1919 | 30 | 4 | 0 | ExCOMM | 0
code to al45 | Glass-Large Off-HtPmpHt-code to al45-New | 0.50472 | 30 | 0.5 | 0 | ExCOMM | 0
code to al45 | Glass-Medium Off-HtPmpHt-code to al45-New | 0.50472 | 30 | 0.5 | 0 | ExCOMM | 0
code to al45 | Glass-Small Off-HtPmpHt-code to al45-New | -0.42754 | 30 | 0.5 | 0 | ExCOMM | 0
code to al45 | Glass-Big Box-HtPmpHt-code to al45-New | 0.76338 | 30 | 0.5 | 0 | ExCOMM | 0
code to al45 | Glass-Small Box-HtPmpHt-code to al45-New | -0.31587 | 30 | 0.5 | 0 | ExCOMM | 0
code to al45 | Glass-High End-HtPmpHt-code to al45-New | -0.31481 | 30 | 0.5 | 0 | ExCOMM | 0
code to al45 | Glass-Anchor-HtPmpHt-code to al45-New | 0.76319 | 30 | 0.5 | 0 | ExCOMM | 0
code to al45 | Glass-K-12-HtPmpHt-code to al45-New | -0.082872 | 30 | 0.5 | 0 | ExCOMM | 0
code to al45 | Glass-University-HtPmpHt-code to al45-New | 0.22121 | 30 | 0.5 | 0 | ExCOMM | 0
code to al45 | Glass-Warehouse-HtPmpHt-code to al45-New | 0.00013 | 30 | 0.5 | 0 | ExCOMM | 0
code to al45 | Glass-Supermarket-HtPmpHt-code to al45-New | -0.30238 | 30 | 0.5 | 0 | ExCOMM | 0
code to al45 | Glass-MIniMart-HtPmpHt-code to al45-New | -0.30738 | 30 | 0.5 | 0 | ExCOMM | 0
code to al45 | Glass-Restaurant-HtPmpHt-code to al45-New | -0.44539 | 30 | 0.5 | 0 | ExCOMM | 0
code to al45 | Glass-Lodging-HtPmpHt-code to al45-New | -0.15299 | 30 | 0.5 | 0 | ExCOMM | 0
code to al45 | Glass-Hospital-HtPmpHt-code to al45-New | 0.44975 | 30 | 0.5 | 0 | ExCOMM | 0
code to al45 | Glass-OtherHealth-HtPmpHt-code to al45-New | 0.39188 | 30 | 0.5 | 0 | ExCOMM | 0
code to al45 | Glass-Other-HtPmpHt-code to al45-New | -0.15774 | 30 | 0.5 | 0 | ExCOMM | 0
code to al40 | Glass-Large Off-HtPmpHt-code to al40-New | 2.4826 | 30 | 1 | 0 | ExCOMM | 0
code to al40 | Glass-Medium Off-HtPmpHt-code to al40-New | 2.4826 | 30 | 1 | 0 | ExCOMM | 0
code to al40 | Glass-Small Off-HtPmpHt-code to al40-New | 2.1185 | 30 | 1 | 0 | ExCOMM | 0
code to al40 | Glass-Big Box-HtPmpHt-code to al40-New | 3.5719 | 30 | 1 | 0 | ExCOMM | 0
code to al40 | Glass-Small Box-HtPmpHt-code to al40-New | 0.90964 | 30 | 1 | 0 | ExCOMM | 0
code to al40 | Glass-High End-HtPmpHt-code to al40-New | 0.89179 | 30 | 1 | 0 | ExCOMM | 0
code to al40 | Glass-Anchor-HtPmpHt-code to al40-New | 3.5628 | 30 | 1 | 0 | ExCOMM | 0
code to al40 | Glass-K-12-HtPmpHt-code to al40-New | 0.36913 | 30 | 1 | 0 | ExCOMM | 0
code to al40 | Glass-University-HtPmpHt-code to al40-New | 1.7274 | 30 | 1 | 0 | ExCOMM | 0
code to al40 | Glass-Warehouse-HtPmpHt-code to al40-New | 0.00013 | 30 | 1 | 0 | ExCOMM | 0
code to al40 | Glass-Supermarket-HtPmpHt-code to al40-New | 0.5321 | 30 | 1 | 0 | ExCOMM | 0
code to al40 | Glass-MIniMart-HtPmpHt-code to al40-New | 0.5181 | 30 | 1 | 0 | ExCOMM | 0
code to al40 | Glass-Restaurant-HtPmpHt-code to al40-New | 1.4067 | 30 | 1 | 0 | ExCOMM | 0
code to al40 | Glass-Lodging-HtPmpHt-code to al40-New | 1.2868 | 30 | 1 | 0 | ExCOMM | 0
code to al40 | Glass-Hospital-HtPmpHt-code to al40-New | 2.345 | 30 | 1 | 0 | ExCOMM | 0
code to al40 | Glass-OtherHealth-HtPmpHt-code to al40-New | 2.2629 | 30 | 1 | 0 | ExCOMM | 0
code to al40 | Glass-Other-HtPmpHt-code to al40-New | 1.0205 | 30 | 1 | 0 | ExCOMM | 0
code to al36 | Glass-Large Off-HtPmpHt-code to al36-New | 2.4826 | 30 | 4 | 0 | ExCOMM | 0
code to al36 | Glass-Medium Off-HtPmpHt-code to al36-New | 2.4826 | 30 | 4 | 0 | ExCOMM | 0
code to al36 | Glass-Small Off-HtPmpHt-code to al36-New | 2.1185 | 30 | 4 | 0 | ExCOMM | 0
code to al36 | Glass-Big Box-HtPmpHt-code to al36-New | 3.5719 | 30 | 4 | 0 | ExCOMM | 0
code to al36 | Glass-Small Box-HtPmpHt-code to al36-New | 0.90964 | 30 | 4 | 0 | ExCOMM | 0
code to al36 | Glass-High End-HtPmpHt-code to al36-New | 0.89179 | 30 | 4 | 0 | ExCOMM | 0
code to al36 | Glass-Anchor-HtPmpHt-code to al36-New | 3.5628 | 30 | 4 | 0 | ExCOMM | 0
code to al36 | Glass-K-12-HtPmpHt-code to al36-New | 0.36913 | 30 | 4 | 0 | ExCOMM | 0
code to al36 | Glass-University-HtPmpHt-code to al36-New | 1.7274 | 30 | 4 | 0 | ExCOMM | 0
code to al36 | Glass-Warehouse-HtPmpHt-code to al36-New | 0.00013 | 30 | 4 | 0 | ExCOMM | 0
code to al36 | Glass-Supermarket-HtPmpHt-code to al36-New | 0.5321 | 30 | 4 | 0 | ExCOMM | 0
code to al36 | Glass-MIniMart-HtPmpHt-code to al36-New | 0.5181 | 30 | 4 | 0 | ExCOMM | 0
code to al36 | Glass-Restaurant-HtPmpHt-code to al36-New | 1.4067 | 30 | 4 | 0 | ExCOMM | 0
code to al36 | Glass-Lodging-HtPmpHt-code to al36-New | 1.2868 | 30 | 4 | 0 | ExCOMM | 0
code to al36 | Glass-Hospital-HtPmpHt-code to al36-New | 2.345 | 30 | 4 | 0 | ExCOMM | 0
code to al36 | Glass-OtherHealth-HtPmpHt-code to al36-New | 2.2629 | 30 | 4 | 0 | ExCOMM | 0
code to al36 | Glass-Other-HtPmpHt-code to al36-New | 1.0205 | 30 | 4 | 0 | ExCOMM | 0
codet to al45tint | Glass-Large Off-ElecHt-codet to al45tint-NR | 2.8413 | 30 | 0.5 | 0 | ExCOMM | 0
codet to al45tint | Glass-Medium Off-ElecHt-codet to al45tint-NR | 2.6205 | 30 | 0.5 | 0 | ExCOMM | 0
codet to al45tint | Glass-Small Off-ElecHt-codet to al45tint-NR | 1.3566 | 30 | 0.5 | 0 | ExCOMM | 0
codet to al45tint | Glass-Big Box-ElecHt-codet to al45tint-NR | 0.87 | 30 | 0.5 | 0 | ExCOMM | 0
codet to al45tint | Glass-Small Box-ElecHt-codet to al45tint-NR | -0.094843 | 30 | 0.5 | 0 | ExCOMM | 0
codet to al45tint | Glass-High End-ElecHt-codet to al45tint-NR | -0.11741 | 30 | 0.5 | 0 | ExCOMM | 0
codet to al45tint | Glass-Anchor-ElecHt-codet to al45tint-NR | 0.86999 | 30 | 0.5 | 0 | ExCOMM | 0
codet to al45tint | Glass-K-12-ElecHt-codet to al45tint-NR | 0.1944 | 30 | 0.5 | 0 | ExCOMM | 0
codet to al45tint | Glass-University-ElecHt-codet to al45tint-NR | 1.7774 | 30 | 0.5 | 0 | ExCOMM | 0
codet to al45tint | Glass-Warehouse-ElecHt-codet to al45tint-NR | 0.16379 | 30 | 0.5 | 0 | ExCOMM | 0
codet to al45tint | Glass-Supermarket-ElecHt-codet to al45tint-NR | 1.029 | 30 | 0.5 | 0 | ExCOMM | 0
codet to al45tint | Glass-MIniMart-ElecHt-codet to al45tint-NR | 0.65645 | 30 | 0.5 | 0 | ExCOMM | 0
codet to al45tint | Glass-Restaurant-ElecHt-codet to al45tint-NR | 0.21139 | 30 | 0.5 | 0 | ExCOMM | 0
codet to al45tint | Glass-Lodging-ElecHt-codet to al45tint-NR | 0.956 | 30 | 0.5 | 0 | ExCOMM | 0
codet to al45tint | Glass-Hospital-ElecHt-codet to al45tint-NR | 2.8581 | 30 | 0.5 | 0 | ExCOMM | 0
codet to al45tint | Glass-OtherHealth-ElecHt-codet to al45tint-NR | 2.777 | 30 | 0.5 | 0 | ExCOMM | 0
codet to al45tint | Glass-Other-ElecHt-codet to al45tint-NR | 0.43527 | 30 | 0.5 | 0 | ExCOMM | 0
codet to al40tint | Glass-Large Off-ElecHt-codet to al40tint-NR | 4.7413 | 30 | 1.5 | 0 | ExCOMM | 0
codet to al40tint | Glass-Medium Off-ElecHt-codet to al40tint-NR | 4.5043 | 30 | 1.5 | 0 | ExCOMM | 0
codet to al40tint | Glass-Small Off-ElecHt-codet to al40tint-NR | 2.8875 | 30 | 1.5 | 0 | ExCOMM | 0
codet to al40tint | Glass-Big Box-ElecHt-codet to al40tint-NR | 2.1781 | 30 | 1.5 | 0 | ExCOMM | 0
codet to al40tint | Glass-Small Box-ElecHt-codet to al40tint-NR | 1.0875 | 30 | 1.5 | 0 | ExCOMM | 0
codet to al40tint | Glass-High End-ElecHt-codet to al40tint-NR | 1.061 | 30 | 1.5 | 0 | ExCOMM | 0
codet to al40tint | Glass-Anchor-ElecHt-codet to al40tint-NR | 2.178 | 30 | 1.5 | 0 | ExCOMM | 0
codet to al40tint | Glass-K-12-ElecHt-codet to al40tint-NR | 1.099 | 30 | 1.5 | 0 | ExCOMM | 0
codet to al40tint | Glass-University-ElecHt-codet to al40tint-NR | 3.689 | 30 | 1.5 | 0 | ExCOMM | 0
codet to al40tint | Glass-Warehouse-ElecHt-codet to al40tint-NR | 0.32502 | 30 | 1.5 | 0 | ExCOMM | 0
codet to al40tint | Glass-Supermarket-ElecHt-codet to al40tint-NR | 2.3366 | 30 | 1.5 | 0 | ExCOMM | 0
codet to al40tint | Glass-MIniMart-ElecHt-codet to al40tint-NR | 1.965 | 30 | 1.5 | 0 | ExCOMM | 0
codet to al40tint | Glass-Restaurant-ElecHt-codet to al40tint-NR | 1.032 | 30 | 1.5 | 0 | ExCOMM | 0
codet to al40tint | Glass-Lodging-ElecHt-codet to al40tint-NR | 2.2639 | 30 | 1.5 | 0 | ExCOMM | 0
codet to al40tint | Glass-Hospital-ElecHt-codet to al40tint-NR | 4.8645 | 30 | 1.5 | 0 | ExCOMM | 0
codet to al40tint | Glass-OtherHealth-ElecHt-codet to al40tint-NR | 4.8824 | 30 | 1.5 | 0 | ExCOMM | 0
codet to al40tint | Glass-Other-ElecHt-codet to al40tint-NR | 1.7444 | 30 | 1.5 | 0 | ExCOMM | 0
codet to al36tint | Glass-Large Off-ElecHt-codet to al36tint-NR | 6.5564 | 30 | 4.5 | 0 | ExCOMM | 0
codet to al36tint | Glass-Medium Off-ElecHt-codet to al36tint-NR | 6.2994 | 30 | 4.5 | 0 | ExCOMM | 0
codet to al36tint | Glass-Small Off-ElecHt-codet to al36tint-NR | 4.2039 | 30 | 4.5 | 0 | ExCOMM | 0
codet to al36tint | Glass-Big Box-ElecHt-codet to al36tint-NR | 3.3497 | 30 | 4.5 | 0 | ExCOMM | 0
codet to al36tint | Glass-Small Box-ElecHt-codet to al36tint-NR | 1.9334 | 30 | 4.5 | 0 | ExCOMM | 0
codet to al36tint | Glass-High End-ElecHt-codet to al36tint-NR | 1.9102 | 30 | 4.5 | 0 | ExCOMM | 0
codet to al36tint | Glass-Anchor-ElecHt-codet to al36tint-NR | 3.3497 | 30 | 4.5 | 0 | ExCOMM | 0
codet to al36tint | Glass-K-12-ElecHt-codet to al36tint-NR | 1.8627 | 30 | 4.5 | 0 | ExCOMM | 0
codet to al36tint | Glass-University-ElecHt-codet to al36tint-NR | 5.3805 | 30 | 4.5 | 0 | ExCOMM | 0
codet to al36tint | Glass-Warehouse-ElecHt-codet to al36tint-NR | 0.95541 | 30 | 4.5 | 0 | ExCOMM | 0
codet to al36tint | Glass-Supermarket-ElecHt-codet to al36tint-NR | 3.509 | 30 | 4.5 | 0 | ExCOMM | 0
codet to al36tint | Glass-MIniMart-ElecHt-codet to al36tint-NR | 3.1357 | 30 | 4.5 | 0 | ExCOMM | 0
codet to al36tint | Glass-Restaurant-ElecHt-codet to al36tint-NR | 1.712 | 30 | 4.5 | 0 | ExCOMM | 0
codet to al36tint | Glass-Lodging-ElecHt-codet to al36tint-NR | 3.4359 | 30 | 4.5 | 0 | ExCOMM | 0
codet to al36tint | Glass-Hospital-ElecHt-codet to al36tint-NR | 6.6478 | 30 | 4.5 | 0 | ExCOMM | 0
codet to al36tint | Glass-OtherHealth-ElecHt-codet to al36tint-NR | 6.6253 | 30 | 4.5 | 0 | ExCOMM | 0
codet to al36tint | Glass-Other-ElecHt-codet to al36tint-NR | 2.914 | 30 | 4.5 | 0 | ExCOMM | 0
codet to al45tint | Glass-Large Off-ElecHt-codet to al45tint-New | 2.3094 | 30 | 0.5 | 0 | ExCOMM | 0
codet to al45tint | Glass-Medium Off-ElecHt-codet to al45tint-New | 2.3094 | 30 | 0.5 | 0 | ExCOMM | 0
codet to al45tint | Glass-Small Off-ElecHt-codet to al45tint-New | 1.1916 | 30 | 0.5 | 0 | ExCOMM | 0
codet to al45tint | Glass-Big Box-ElecHt-codet to al45tint-New | 3.7251 | 30 | 0.5 | 0 | ExCOMM | 0
codet to al45tint | Glass-Small Box-ElecHt-codet to al45tint-New | 0.12132 | 30 | 0.5 | 0 | ExCOMM | 0
codet to al45tint | Glass-High End-ElecHt-codet to al45tint-New | 0.10031 | 30 | 0.5 | 0 | ExCOMM | 0
codet to al45tint | Glass-Anchor-ElecHt-codet to al45tint-New | 3.7163 | 30 | 0.5 | 0 | ExCOMM | 0
codet to al45tint | Glass-K-12-ElecHt-codet to al45tint-New | -0.23099 | 30 | 0.5 | 0 | ExCOMM | 0
codet to al45tint | Glass-University-ElecHt-codet to al45tint-New | 1.0153 | 30 | 0.5 | 0 | ExCOMM | 0
codet to al45tint | Glass-Warehouse-ElecHt-codet to al45tint-New | 0.00013 | 30 | 0.5 | 0 | ExCOMM | 0
codet to al45tint | Glass-Supermarket-ElecHt-codet to al45tint-New | -0.73776 | 30 | 0.5 | 0 | ExCOMM | 0
codet to al45tint | Glass-MIniMart-ElecHt-codet to al45tint-New | -0.74426 | 30 | 0.5 | 0 | ExCOMM | 0
codet to al45tint | Glass-Restaurant-ElecHt-codet to al45tint-New | 0.43363 | 30 | 0.5 | 0 | ExCOMM | 0
codet to al45tint | Glass-Lodging-ElecHt-codet to al45tint-New | 0.49011 | 30 | 0.5 | 0 | ExCOMM | 0
codet to al45tint | Glass-Hospital-ElecHt-codet to al45tint-New | 1.8794 | 30 | 0.5 | 0 | ExCOMM | 0
codet to al45tint | Glass-OtherHealth-ElecHt-codet to al45tint-New | 1.5086 | 30 | 0.5 | 0 | ExCOMM | 0
codet to al45tint | Glass-Other-ElecHt-codet to al45tint-New | 0.22921 | 30 | 0.5 | 0 | ExCOMM | 0
codet to al40tint | Glass-Large Off-ElecHt-codet to al40tint-New | 3.8543 | 30 | 1.5 | 0 | ExCOMM | 0
codet to al40tint | Glass-Medium Off-ElecHt-codet to al40tint-New | 3.8543 | 30 | 1.5 | 0 | ExCOMM | 0
codet to al40tint | Glass-Small Off-ElecHt-codet to al40tint-New | 2.4937 | 30 | 1.5 | 0 | ExCOMM | 0
codet to al40tint | Glass-Big Box-ElecHt-codet to al40tint-New | 4.7677 | 30 | 1.5 | 0 | ExCOMM | 0
codet to al40tint | Glass-Small Box-ElecHt-codet to al40tint-New | 1.2379 | 30 | 1.5 | 0 | ExCOMM | 0
codet to al40tint | Glass-High End-ElecHt-codet to al40tint-New | 1.22 | 30 | 1.5 | 0 | ExCOMM | 0
codet to al40tint | Glass-Anchor-ElecHt-codet to al40tint-New | 4.7586 | 30 | 1.5 | 0 | ExCOMM | 0
codet to al40tint | Glass-K-12-ElecHt-codet to al40tint-New | 0.69738 | 30 | 1.5 | 0 | ExCOMM | 0
codet to al40tint | Glass-University-ElecHt-codet to al40tint-New | 2.7732 | 30 | 1.5 | 0 | ExCOMM | 0
codet to al40tint | Glass-Warehouse-ElecHt-codet to al40tint-New | 0.00013 | 30 | 1.5 | 0 | ExCOMM | 0
codet to al40tint | Glass-Supermarket-ElecHt-codet to al40tint-New | 0.5321 | 30 | 1.5 | 0 | ExCOMM | 0
codet to al40tint | Glass-MIniMart-ElecHt-codet to al40tint-New | 0.5181 | 30 | 1.5 | 0 | ExCOMM | 0
codet to al40tint | Glass-Restaurant-ElecHt-codet to al40tint-New | 1.4887 | 30 | 1.5 | 0 | ExCOMM | 0
codet to al40tint | Glass-Lodging-ElecHt-codet to al40tint-New | 1.7303 | 30 | 1.5 | 0 | ExCOMM | 0
codet to al40tint | Glass-Hospital-ElecHt-codet to al40tint-New | 3.617 | 30 | 1.5 | 0 | ExCOMM | 0
codet to al40tint | Glass-OtherHealth-ElecHt-codet to al40tint-New | 3.4353 | 30 | 1.5 | 0 | ExCOMM | 0
codet to al40tint | Glass-Other-ElecHt-codet to al40tint-New | 1.464 | 30 | 1.5 | 0 | ExCOMM | 0
codet to al36tint | Glass-Large Off-ElecHt-codet to al36tint-New | 5.305 | 30 | 4.5 | 0 | ExCOMM | 0
codet to al36tint | Glass-Medium Off-ElecHt-codet to al36tint-New | 5.305 | 30 | 4.5 | 0 | ExCOMM | 0
codet to al36tint | Glass-Small Off-ElecHt-codet to al36tint-New | 3.6839 | 30 | 4.5 | 0 | ExCOMM | 0
codet to al36tint | Glass-Big Box-ElecHt-codet to al36tint-New | 5.6453 | 30 | 4.5 | 0 | ExCOMM | 0
codet to al36tint | Glass-Small Box-ElecHt-codet to al36tint-New | 2.1545 | 30 | 4.5 | 0 | ExCOMM | 0
codet to al36tint | Glass-High End-ElecHt-codet to al36tint-New | 2.1388 | 30 | 4.5 | 0 | ExCOMM | 0
codet to al36tint | Glass-Anchor-ElecHt-codet to al36tint-New | 5.6359 | 30 | 4.5 | 0 | ExCOMM | 0
codet to al36tint | Glass-K-12-ElecHt-codet to al36tint-New | 1.4569 | 30 | 4.5 | 0 | ExCOMM | 0
codet to al36tint | Glass-University-ElecHt-codet to al36tint-New | 4.2771 | 30 | 4.5 | 0 | ExCOMM | 0
codet to al36tint | Glass-Warehouse-ElecHt-codet to al36tint-New | 0.00013 | 30 | 4.5 | 0 | ExCOMM | 0
codet to al36tint | Glass-Supermarket-ElecHt-codet to al36tint-New | 1.6132 | 30 | 4.5 | 0 | ExCOMM | 0
codet to al36tint | Glass-MIniMart-ElecHt-codet to al36tint-New | 1.5918 | 30 | 4.5 | 0 | ExCOMM | 0
codet to al36tint | Glass-Restaurant-ElecHt-codet to al36tint-New | 2.3704 | 30 | 4.5 | 0 | ExCOMM | 0
codet to al36tint | Glass-Lodging-ElecHt-codet to al36tint-New | 2.7968 | 30 | 4.5 | 0 | ExCOMM | 0
codet to al36tint | Glass-Hospital-ElecHt-codet to al36tint-New | 5.1152 | 30 | 4.5 | 0 | ExCOMM | 0
codet to al36tint | Glass-OtherHealth-ElecHt-codet to al36tint-New | 4.9808 | 30 | 4.5 | 0 | ExCOMM | 0
codet to al36tint | Glass-Other-ElecHt-codet to al36tint-New | 2.5195 | 30 | 4.5 | 0 | ExCOMM | 0
codet to al45tint | Glass-Large Off-GasHt-codet to al45tint-NR | 1.9269 | 30 | 0.5 | -0.017608 | SmComCAC | 0
codet to al45tint | Glass-Medium Off-GasHt-codet to al45tint-NR | 1.7061 | 30 | 0.5 | -0.017608 | SmComCAC | 0
codet to al45tint | Glass-Small Off-GasHt-codet to al45tint-NR | 1.8724 | 30 | 0.5 | 0.0099325 | SmComCAC | 0
codet to al45tint | Glass-Big Box-GasHt-codet to al45tint-NR | 0.95336 | 30 | 0.5 | 0.0016053 | SmComCAC | 0
codet to al45tint | Glass-Small Box-GasHt-codet to al45tint-NR | 0.46788 | 30 | 0.5 | 0.010835 | SmComCAC | 0
codet to al45tint | Glass-High End-GasHt-codet to al45tint-NR | 0.44531 | 30 | 0.5 | 0.010835 | SmComCAC | 0
codet to al45tint | Glass-Anchor-GasHt-codet to al45tint-NR | 0.95335 | 30 | 0.5 | 0.0016053 | SmComCAC | 0
codet to al45tint | Glass-K-12-GasHt-codet to al45tint-NR | 0.018547 | 30 | 0.5 | -0.0033861 | SmComCAC | 0
codet to al45tint | Glass-University-GasHt-codet to al45tint-NR | 0.85363 | 30 | 0.5 | -0.017788 | SmComCAC | 0
codet to al45tint | Glass-Warehouse-GasHt-codet to al45tint-NR | 0.44515 | 30 | 0.5 | 0.0054177 | SmComCAC | 0
codet to al45tint | Glass-Supermarket-GasHt-codet to al45tint-NR | 1.1123 | 30 | 0.5 | 0.0016053 | SmComCAC | 0
codet to al45tint | Glass-MIniMart-GasHt-codet to al45tint-NR | 0.73981 | 30 | 0.5 | 0.0016053 | SmComCAC | 0
codet to al45tint | Glass-Restaurant-GasHt-codet to al45tint-NR | 0.98512 | 30 | 0.5 | 0.014899 | SmComCAC | 0
codet to al45tint | Glass-Lodging-GasHt-codet to al45tint-NR | 1.0394 | 30 | 0.5 | 0.0016053 | SmComCAC | 0
codet to al45tint | Glass-Hospital-GasHt-codet to al45tint-NR | 1.3575 | 30 | 0.5 | -0.028895 | SmComCAC | 0
codet to al45tint | Glass-OtherHealth-GasHt-codet to al45tint-NR | 0.69027 | 30 | 0.5 | -0.040182 | SmComCAC | 0
codet to al45tint | Glass-Other-GasHt-codet to al45tint-NR | 0.51864 | 30 | 0.5 | 0.0016053 | SmComCAC | 0
codet to al40tint | Glass-Large Off-GasHt-codet to al40tint-NR | 2.0684 | 30 | 1.5 | -0.051469 | SmComCAC | 0
codet to al40tint | Glass-Medium Off-GasHt-codet to al40tint-NR | 1.8313 | 30 | 1.5 | -0.051469 | SmComCAC | 0
codet to al40tint | Glass-Small Off-GasHt-codet to al40tint-NR | 1.7386 | 30 | 1.5 | -0.022122 | SmComCAC | 0
codet to al40tint | Glass-Big Box-GasHt-codet to al40tint-NR | 0.95102 | 30 | 1.5 | -0.023627 | SmComCAC | 0
codet to al40tint | Glass-Small Box-GasHt-codet to al40tint-NR | 0.54822 | 30 | 1.5 | -0.010384 | SmComCAC | 0
codet to al40tint | Glass-High End-GasHt-codet to al40tint-NR | 0.52178 | 30 | 1.5 | -0.010384 | SmComCAC | 0
codet to al40tint | Glass-Anchor-GasHt-codet to al40tint-NR | 0.951 | 30 | 1.5 | -0.023627 | SmComCAC | 0
codet to al40tint | Glass-K-12-GasHt-codet to al40tint-NR | 0.043927 | 30 | 1.5 | -0.020317 | SmComCAC | 0
codet to al40tint | Glass-University-GasHt-codet to al40tint-NR | 0.95048 | 30 | 1.5 | -0.052733 | SmComCAC | 0
codet to al40tint | Glass-Warehouse-GasHt-codet to al40tint-NR | 0.41881 | 30 | 1.5 | 0.0018059 | SmComCAC | 0
codet to al40tint | Glass-Supermarket-GasHt-codet to al40tint-NR | 1.1096 | 30 | 1.5 | -0.023627 | SmComCAC | 0
codet to al40tint | Glass-MIniMart-GasHt-codet to al40tint-NR | 0.73799 | 30 | 1.5 | -0.023627 | SmComCAC | 0
codet to al40tint | Glass-Restaurant-GasHt-codet to al40tint-NR | 0.98512 | 30 | 1.5 | -0.00090296 | SmComCAC | 0
codet to al40tint | Glass-Lodging-GasHt-codet to al40tint-NR | 1.0368 | 30 | 1.5 | -0.023627 | SmComCAC | 0
codet to al40tint | Glass-Hospital-GasHt-codet to al40tint-NR | 1.4647 | 30 | 1.5 | -0.065464 | SmComCAC | 0
codet to al40tint | Glass-OtherHealth-GasHt-codet to al40tint-NR | 0.75579 | 30 | 1.5 | -0.07946 | SmComCAC | 0
codet to al40tint | Glass-Other-GasHt-codet to al40tint-NR | 0.51736 | 30 | 1.5 | -0.023627 | SmComCAC | 0
codet to al36tint | Glass-Large Off-GasHt-codet to al36tint-NR | 2.2422 | 30 | 4.5 | -0.083072 | SmComCAC | 0
codet to al36tint | Glass-Medium Off-GasHt-codet to al36tint-NR | 1.9853 | 30 | 4.5 | -0.083072 | SmComCAC | 0
codet to al36tint | Glass-Small Off-GasHt-codet to al36tint-NR | 1.6717 | 30 | 4.5 | -0.04876 | SmComCAC | 0
codet to al36tint | Glass-Big Box-GasHt-codet to al36tint-NR | 0.95554 | 30 | 4.5 | -0.046101 | SmComCAC | 0
codet to al36tint | Glass-Small Box-GasHt-codet to al36tint-NR | 0.47969 | 30 | 4.5 | -0.027992 | SmComCAC | 0
codet to al36tint | Glass-High End-GasHt-codet to al36tint-NR | 0.45655 | 30 | 4.5 | -0.027992 | SmComCAC | 0
codet to al36tint | Glass-Anchor-GasHt-codet to al36tint-NR | 0.95552 | 30 | 4.5 | -0.046101 | SmComCAC | 0
codet to al36tint | Glass-K-12-GasHt-codet to al36tint-NR | 0.069064 | 30 | 4.5 | -0.034538 | SmComCAC | 0
codet to al36tint | Glass-University-GasHt-codet to al36tint-NR | 1.0569 | 30 | 4.5 | -0.083253 | SmComCAC | 0
codet to al36tint | Glass-Warehouse-GasHt-codet to al36tint-NR | 0.39269 | 30 | 4.5 | -0.010835 | SmComCAC | 0
codet to al36tint | Glass-Supermarket-GasHt-codet to al36tint-NR | 1.1149 | 30 | 4.5 | -0.046101 | SmComCAC | 0
codet to al36tint | Glass-MIniMart-GasHt-codet to al36tint-NR | 0.7415 | 30 | 4.5 | -0.046101 | SmComCAC | 0
codet to al36tint | Glass-Restaurant-GasHt-codet to al36tint-NR | 0.98512 | 30 | 4.5 | -0.013996 | SmComCAC | 0
codet to al36tint | Glass-Lodging-GasHt-codet to al36tint-NR | 1.0417 | 30 | 4.5 | -0.046101 | SmComCAC | 0
codet to al36tint | Glass-Hospital-GasHt-codet to al36tint-NR | 1.5833 | 30 | 4.5 | -0.097519 | SmComCAC | 0
codet to al36tint | Glass-OtherHealth-GasHt-codet to al36tint-NR | 0.81055 | 30 | 4.5 | -0.11197 | SmComCAC | 0
codet to al36tint | Glass-Other-GasHt-codet to al36tint-NR | 0.51982 | 30 | 4.5 | -0.046101 | SmComCAC | 0
codet to al45tint | Glass-Large Off-GasHt-codet to al45tint-New | 1.184 | 30 | 0.5 | -0.021671 | SmComCAC | 0
codet to al45tint | Glass-Medium Off-GasHt-codet to al45tint-New | 1.184 | 30 | 0.5 | -0.021671 | SmComCAC | 0
codet to al45tint | Glass-Small Off-GasHt-codet to al45tint-New | 1.895 | 30 | 0.5 | 0.013544 | SmComCAC | 0
codet to al45tint | Glass-Big Box-GasHt-codet to al45tint-New | 2.2948 | 30 | 0.5 | -0.02754 | SmComCAC | 0
codet to al45tint | Glass-Small Box-GasHt-codet to al45tint-New | 0.68404 | 30 | 0.5 | 0.010835 | SmComCAC | 0
codet to al45tint | Glass-High End-GasHt-codet to al45tint-New | 0.66303 | 30 | 0.5 | 0.010835 | SmComCAC | 0
codet to al45tint | Glass-Anchor-GasHt-codet to al45tint-New | 2.286 | 30 | 0.5 | -0.02754 | SmComCAC | 0
codet to al45tint | Glass-K-12-GasHt-codet to al45tint-New | -0.00825 | 30 | 0.5 | 0.004289 | SmComCAC | 0
codet to al45tint | Glass-University-GasHt-codet to al45tint-New | 0.62605 | 30 | 0.5 | -0.0074945 | SmComCAC | 0
codet to al45tint | Glass-Warehouse-GasHt-codet to al45tint-New | 3e-05 | 30 | 0.5 | -4.5148e-05 | SmComCAC | 0
codet to al45tint | Glass-Supermarket-GasHt-codet to al45tint-New | 0.247 | 30 | 0.5 | 0.018962 | SmComCAC | 0
codet to al45tint | Glass-MIniMart-GasHt-codet to al45tint-New | 0.2405 | 30 | 0.5 | 0.018962 | SmComCAC | 0
codet to al45tint | Glass-Restaurant-GasHt-codet to al45tint-New | 1.3246 | 30 | 0.5 | 0.017156 | SmComCAC | 0
codet to al45tint | Glass-Lodging-GasHt-codet to al45tint-New | 0.82618 | 30 | 0.5 | 0.0064712 | SmComCAC | 0
codet to al45tint | Glass-Hospital-GasHt-codet to al45tint-New | 1.0236 | 30 | 0.5 | -0.016479 | SmComCAC | 0
codet to al45tint | Glass-OtherHealth-GasHt-codet to al45tint-New | 0.92245 | 30 | 0.5 | -0.011287 | SmComCAC | 0
codet to al45tint | Glass-Other-GasHt-codet to al45tint-New | 0.56528 | 30 | 0.5 | 0.0064712 | SmComCAC | 0
codet to al40tint | Glass-Large Off-GasHt-codet to al40tint-New | 1.111 | 30 | 1.5 | -0.052823 | SmComCAC | 0
codet to al40tint | Glass-Medium Off-GasHt-codet to al40tint-New | 1.111 | 30 | 1.5 | -0.052823 | SmComCAC | 0
codet to al40tint | Glass-Small Off-GasHt-codet to al40tint-New | 1.7434 | 30 | 1.5 | -0.014447 | SmComCAC | 0
codet to al40tint | Glass-Big Box-GasHt-codet to al40tint-New | 2.3762 | 30 | 1.5 | -0.046051 | SmComCAC | 0
codet to al40tint | Glass-Small Box-GasHt-codet to al40tint-New | 0.58139 | 30 | 1.5 | -0.012641 | SmComCAC | 0
codet to al40tint | Glass-High End-GasHt-codet to al40tint-New | 0.56354 | 30 | 1.5 | -0.012641 | SmComCAC | 0
codet to al40tint | Glass-Anchor-GasHt-codet to al40tint-New | 2.367 | 30 | 1.5 | -0.046051 | SmComCAC | 0
codet to al40tint | Glass-K-12-GasHt-codet to al40tint-New | 0.040875 | 30 | 1.5 | -0.012641 | SmComCAC | 0
codet to al40tint | Glass-University-GasHt-codet to al40tint-New | 0.68172 | 30 | 1.5 | -0.040272 | SmComCAC | 0
codet to al40tint | Glass-Warehouse-GasHt-codet to al40tint-New | 3e-05 | 30 | 1.5 | -4.5148e-05 | SmComCAC | 0
codet to al40tint | Glass-Supermarket-GasHt-codet to al40tint-New | 0.532 | 30 | 1.5 | -4.5148e-05 | SmComCAC | 0
codet to al40tint | Glass-MIniMart-GasHt-codet to al40tint-New | 0.518 | 30 | 1.5 | -4.5148e-05 | SmComCAC | 0
codet to al40tint | Glass-Restaurant-GasHt-codet to al40tint-New | 1.3246 | 30 | 1.5 | -0.0031603 | SmComCAC | 0
codet to al40tint | Glass-Lodging-GasHt-codet to al40tint-New | 0.84328 | 30 | 1.5 | -0.017081 | SmComCAC | 0
codet to al40tint | Glass-Hospital-GasHt-codet to al40tint-New | 1.073 | 30 | 1.5 | -0.048985 | SmComCAC | 0
codet to al40tint | Glass-OtherHealth-GasHt-codet to al40tint-New | 1.0906 | 30 | 1.5 | -0.045148 | SmComCAC | 0
codet to al40tint | Glass-Other-GasHt-codet to al40tint-New | 0.57698 | 30 | 1.5 | -0.017081 | SmComCAC | 0
codet to al36tint | Glass-Large Off-GasHt-codet to al36tint-New | 1.108 | 30 | 4.5 | -0.080815 | SmComCAC | 0
codet to al36tint | Glass-Medium Off-GasHt-codet to al36tint-New | 1.108 | 30 | 4.5 | -0.080815 | SmComCAC | 0
codet to al36tint | Glass-Small Off-GasHt-codet to al36tint-New | 1.6675 | 30 | 4.5 | -0.038827 | SmComCAC | 0
codet to al36tint | Glass-Big Box-GasHt-codet to al36tint-New | 2.4566 | 30 | 4.5 | -0.061401 | SmComCAC | 0
codet to al36tint | Glass-Small Box-GasHt-codet to al36tint-New | 0.51325 | 30 | 4.5 | -0.031603 | SmComCAC | 0
codet to al36tint | Glass-High End-GasHt-codet to al36tint-New | 0.49749 | 30 | 4.5 | -0.031603 | SmComCAC | 0
codet to al36tint | Glass-Anchor-GasHt-codet to al36tint-New | 2.4472 | 30 | 4.5 | -0.061401 | SmComCAC | 0
codet to al36tint | Glass-K-12-GasHt-codet to al36tint-New | 0.0735 | 30 | 4.5 | -0.026637 | SmComCAC | 0
codet to al36tint | Glass-University-GasHt-codet to al36tint-New | 0.74138 | 30 | 4.5 | -0.068083 | SmComCAC | 0
codet to al36tint | Glass-Warehouse-GasHt-codet to al36tint-New | 3e-05 | 30 | 4.5 | -4.5148e-05 | SmComCAC | 0
codet to al36tint | Glass-Supermarket-GasHt-codet to al36tint-New | 0.81605 | 30 | 4.5 | -0.01535 | SmComCAC | 0
codet to al36tint | Glass-MIniMart-GasHt-codet to al36tint-New | 0.79458 | 30 | 4.5 | -0.01535 | SmComCAC | 0
codet to al36tint | Glass-Restaurant-GasHt-codet to al36tint-New | 1.3857 | 30 | 4.5 | -0.018962 | SmComCAC | 0
codet to al36tint | Glass-Lodging-GasHt-codet to al36tint-New | 0.87804 | 30 | 4.5 | -0.036946 | SmComCAC | 0
codet to al36tint | Glass-Hospital-GasHt-codet to al36tint-New | 1.1409 | 30 | 4.5 | -0.076526 | SmComCAC | 0
codet to al36tint | Glass-OtherHealth-GasHt-codet to al36tint-New | 1.2293 | 30 | 4.5 | -0.072237 | SmComCAC | 0
codet to al36tint | Glass-Other-GasHt-codet to al36tint-New | 0.60076 | 30 | 4.5 | -0.036946 | SmComCAC | 0
codet to al45tint | Glass-Large Off-HtPmpHt-codet to al45tint-NR | 2.3841 | 30 | 0.5 | 0 | ExCOMM | 0
codet to al45tint | Glass-Medium Off-HtPmpHt-codet to al45tint-NR | 2.1633 | 30 | 0.5 | 0 | ExCOMM | 0
codet to al45tint | Glass-Small Off-HtPmpHt-codet to al45tint-NR | 1.6145 | 30 | 0.5 | 0 | ExCOMM | 0
codet to al45tint | Glass-Big Box-HtPmpHt-codet to al45tint-NR | 0.91168 | 30 | 0.5 | 0 | ExCOMM | 0
codet to al45tint | Glass-Small Box-HtPmpHt-codet to al45tint-NR | 0.18652 | 30 | 0.5 | 0 | ExCOMM | 0
codet to al45tint | Glass-High End-HtPmpHt-codet to al45tint-NR | 0.16395 | 30 | 0.5 | 0 | ExCOMM | 0
codet to al45tint | Glass-Anchor-HtPmpHt-codet to al45tint-NR | 0.91167 | 30 | 0.5 | 0 | ExCOMM | 0
codet to al45tint | Glass-K-12-HtPmpHt-codet to al45tint-NR | 0.10647 | 30 | 0.5 | 0 | ExCOMM | 0
codet to al45tint | Glass-University-HtPmpHt-codet to al45tint-NR | 1.3155 | 30 | 0.5 | 0 | ExCOMM | 0
codet to al45tint | Glass-Warehouse-HtPmpHt-codet to al45tint-NR | 0.30447 | 30 | 0.5 | 0 | ExCOMM | 0
codet to al45tint | Glass-Supermarket-HtPmpHt-codet to al45tint-NR | 1.0707 | 30 | 0.5 | 0 | ExCOMM | 0
codet to al45tint | Glass-MIniMart-HtPmpHt-codet to al45tint-NR | 0.69813 | 30 | 0.5 | 0 | ExCOMM | 0
codet to al45tint | Glass-Restaurant-HtPmpHt-codet to al45tint-NR | 0.59825 | 30 | 0.5 | 0 | ExCOMM | 0
codet to al45tint | Glass-Lodging-HtPmpHt-codet to al45tint-NR | 0.99768 | 30 | 0.5 | 0 | ExCOMM | 0
codet to al45tint | Glass-Hospital-HtPmpHt-codet to al45tint-NR | 2.1078 | 30 | 0.5 | 0 | ExCOMM | 0
codet to al45tint | Glass-OtherHealth-HtPmpHt-codet to al45tint-NR | 1.7336 | 30 | 0.5 | 0 | ExCOMM | 0
codet to al45tint | Glass-Other-HtPmpHt-codet to al45tint-NR | 0.47695 | 30 | 0.5 | 0 | ExCOMM | 0
codet to al40tint | Glass-Large Off-HtPmpHt-codet to al40tint-NR | 3.4048 | 30 | 1.5 | 0 | ExCOMM | 0
codet to al40tint | Glass-Medium Off-HtPmpHt-codet to al40tint-NR | 3.1678 | 30 | 1.5 | 0 | ExCOMM | 0
codet to al40tint | Glass-Small Off-HtPmpHt-codet to al40tint-NR | 2.3131 | 30 | 1.5 | 0 | ExCOMM | 0
codet to al40tint | Glass-Big Box-HtPmpHt-codet to al40tint-NR | 1.5645 | 30 | 1.5 | 0 | ExCOMM | 0
codet to al40tint | Glass-Small Box-HtPmpHt-codet to al40tint-NR | 0.81786 | 30 | 1.5 | 0 | ExCOMM | 0
codet to al40tint | Glass-High End-HtPmpHt-codet to al40tint-NR | 0.79141 | 30 | 1.5 | 0 | ExCOMM | 0
codet to al40tint | Glass-Anchor-HtPmpHt-codet to al40tint-NR | 1.5645 | 30 | 1.5 | 0 | ExCOMM | 0
codet to al40tint | Glass-K-12-HtPmpHt-codet to al40tint-NR | 0.57148 | 30 | 1.5 | 0 | ExCOMM | 0
codet to al40tint | Glass-University-HtPmpHt-codet to al40tint-NR | 2.3198 | 30 | 1.5 | 0 | ExCOMM | 0
codet to al40tint | Glass-Warehouse-HtPmpHt-codet to al40tint-NR | 0.37192 | 30 | 1.5 | 0 | ExCOMM | 0
codet to al40tint | Glass-Supermarket-HtPmpHt-codet to al40tint-NR | 1.7231 | 30 | 1.5 | 0 | ExCOMM | 0
codet to al40tint | Glass-MIniMart-HtPmpHt-codet to al40tint-NR | 1.3515 | 30 | 1.5 | 0 | ExCOMM | 0
codet to al40tint | Glass-Restaurant-HtPmpHt-codet to al40tint-NR | 1.0086 | 30 | 1.5 | 0 | ExCOMM | 0
codet to al40tint | Glass-Lodging-HtPmpHt-codet to al40tint-NR | 1.6503 | 30 | 1.5 | 0 | ExCOMM | 0
codet to al40tint | Glass-Hospital-HtPmpHt-codet to al40tint-NR | 3.1646 | 30 | 1.5 | 0 | ExCOMM | 0
codet to al40tint | Glass-OtherHealth-HtPmpHt-codet to al40tint-NR | 2.8191 | 30 | 1.5 | 0 | ExCOMM | 0
codet to al40tint | Glass-Other-HtPmpHt-codet to al40tint-NR | 1.1309 | 30 | 1.5 | 0 | ExCOMM | 0
codet to al36tint | Glass-Large Off-HtPmpHt-codet to al36tint-NR | 4.3993 | 30 | 4.5 | 0 | ExCOMM | 0
codet to al36tint | Glass-Medium Off-HtPmpHt-codet to al36tint-NR | 4.1423 | 30 | 4.5 | 0 | ExCOMM | 0
codet to al36tint | Glass-Small Off-HtPmpHt-codet to al36tint-NR | 2.9378 | 30 | 4.5 | 0 | ExCOMM | 0
codet to al36tint | Glass-Big Box-HtPmpHt-codet to al36tint-NR | 2.1526 | 30 | 4.5 | 0 | ExCOMM | 0
codet to al36tint | Glass-Small Box-HtPmpHt-codet to al36tint-NR | 1.2065 | 30 | 4.5 | 0 | ExCOMM | 0
codet to al36tint | Glass-High End-HtPmpHt-codet to al36tint-NR | 1.1834 | 30 | 4.5 | 0 | ExCOMM | 0
codet to al36tint | Glass-Anchor-HtPmpHt-codet to al36tint-NR | 2.1526 | 30 | 4.5 | 0 | ExCOMM | 0
codet to al36tint | Glass-K-12-HtPmpHt-codet to al36tint-NR | 0.9659 | 30 | 4.5 | 0 | ExCOMM | 0
codet to al36tint | Glass-University-HtPmpHt-codet to al36tint-NR | 3.2187 | 30 | 4.5 | 0 | ExCOMM | 0
codet to al36tint | Glass-Warehouse-HtPmpHt-codet to al36tint-NR | 0.67405 | 30 | 4.5 | 0 | ExCOMM | 0
codet to al36tint | Glass-Supermarket-HtPmpHt-codet to al36tint-NR | 2.312 | 30 | 4.5 | 0 | ExCOMM | 0
codet to al36tint | Glass-MIniMart-HtPmpHt-codet to al36tint-NR | 1.9386 | 30 | 4.5 | 0 | ExCOMM | 0
codet to al36tint | Glass-Restaurant-HtPmpHt-codet to al36tint-NR | 1.3485 | 30 | 4.5 | 0 | ExCOMM | 0
codet to al36tint | Glass-Lodging-HtPmpHt-codet to al36tint-NR | 2.2388 | 30 | 4.5 | 0 | ExCOMM | 0
codet to al36tint | Glass-Hospital-HtPmpHt-codet to al36tint-NR | 4.1156 | 30 | 4.5 | 0 | ExCOMM | 0
codet to al36tint | Glass-OtherHealth-HtPmpHt-codet to al36tint-NR | 3.7179 | 30 | 4.5 | 0 | ExCOMM | 0
codet to al36tint | Glass-Other-HtPmpHt-codet to al36tint-NR | 1.7169 | 30 | 4.5 | 0 | ExCOMM | 0
codet to al45tint | Glass-Large Off-HtPmpHt-codet to al45tint-New | 1.7467 | 30 | 0.5 | 0 | ExCOMM | 0
codet to al45tint | Glass-Medium Off-HtPmpHt-codet to al45tint-New | 1.7467 | 30 | 0.5 | 0 | ExCOMM | 0
codet to al45tint | Glass-Small Off-HtPmpHt-codet to al45tint-New | 1.5433 | 30 | 0.5 | 0 | ExCOMM | 0
codet to al45tint | Glass-Big Box-HtPmpHt-codet to al45tint-New | 3.01 | 30 | 0.5 | 0 | ExCOMM | 0
codet to al45tint | Glass-Small Box-HtPmpHt-codet to al45tint-New | 0.40268 | 30 | 0.5 | 0 | ExCOMM | 0
codet to al45tint | Glass-High End-HtPmpHt-codet to al45tint-New | 0.38167 | 30 | 0.5 | 0 | ExCOMM | 0
codet to al45tint | Glass-Anchor-HtPmpHt-codet to al45tint-New | 3.0012 | 30 | 0.5 | 0 | ExCOMM | 0
codet to al45tint | Glass-K-12-HtPmpHt-codet to al45tint-New | -0.11962 | 30 | 0.5 | 0 | ExCOMM | 0
codet to al45tint | Glass-University-HtPmpHt-codet to al45tint-New | 0.82066 | 30 | 0.5 | 0 | ExCOMM | 0
codet to al45tint | Glass-Warehouse-HtPmpHt-codet to al45tint-New | 0.00013 | 30 | 0.5 | 0 | ExCOMM | 0
codet to al45tint | Glass-Supermarket-HtPmpHt-codet to al45tint-New | -0.24538 | 30 | 0.5 | 0 | ExCOMM | 0
codet to al45tint | Glass-MIniMart-HtPmpHt-codet to al45tint-New | -0.25188 | 30 | 0.5 | 0 | ExCOMM | 0
codet to al45tint | Glass-Restaurant-HtPmpHt-codet to al45tint-New | 0.87911 | 30 | 0.5 | 0 | ExCOMM | 0
codet to al45tint | Glass-Lodging-HtPmpHt-codet to al45tint-New | 0.65815 | 30 | 0.5 | 0 | ExCOMM | 0
codet to al45tint | Glass-Hospital-HtPmpHt-codet to al45tint-New | 1.4515 | 30 | 0.5 | 0 | ExCOMM | 0
codet to al45tint | Glass-OtherHealth-HtPmpHt-codet to al45tint-New | 1.2155 | 30 | 0.5 | 0 | ExCOMM | 0
codet to al45tint | Glass-Other-HtPmpHt-codet to al45tint-New | 0.39725 | 30 | 0.5 | 0 | ExCOMM | 0
codet to al40tint | Glass-Large Off-HtPmpHt-codet to al40tint-New | 2.4826 | 30 | 1.5 | 0 | ExCOMM | 0
codet to al40tint | Glass-Medium Off-HtPmpHt-codet to al40tint-New | 2.4826 | 30 | 1.5 | 0 | ExCOMM | 0
codet to al40tint | Glass-Small Off-HtPmpHt-codet to al40tint-New | 2.1185 | 30 | 1.5 | 0 | ExCOMM | 0
codet to al40tint | Glass-Big Box-HtPmpHt-codet to al40tint-New | 3.5719 | 30 | 1.5 | 0 | ExCOMM | 0
codet to al40tint | Glass-Small Box-HtPmpHt-codet to al40tint-New | 0.90964 | 30 | 1.5 | 0 | ExCOMM | 0
codet to al40tint | Glass-High End-HtPmpHt-codet to al40tint-New | 0.89179 | 30 | 1.5 | 0 | ExCOMM | 0
codet to al40tint | Glass-Anchor-HtPmpHt-codet to al40tint-New | 3.5628 | 30 | 1.5 | 0 | ExCOMM | 0
codet to al40tint | Glass-K-12-HtPmpHt-codet to al40tint-New | 0.36913 | 30 | 1.5 | 0 | ExCOMM | 0
codet to al40tint | Glass-University-HtPmpHt-codet to al40tint-New | 1.7274 | 30 | 1.5 | 0 | ExCOMM | 0
codet to al40tint | Glass-Warehouse-HtPmpHt-codet to al40tint-New | 0.00013 | 30 | 1.5 | 0 | ExCOMM | 0
codet to al40tint | Glass-Supermarket-HtPmpHt-codet to al40tint-New | 0.5321 | 30 | 1.5 | 0 | ExCOMM | 0
codet to al40tint | Glass-MIniMart-HtPmpHt-codet to al40tint-New | 0.5181 | 30 | 1.5 | 0 | ExCOMM | 0
codet to al40tint | Glass-Restaurant-HtPmpHt-codet to al40tint-New | 1.4067 | 30 | 1.5 | 0 | ExCOMM | 0
codet to al40tint | Glass-Lodging-HtPmpHt-codet to al40tint-New | 1.2868 | 30 | 1.5 | 0 | ExCOMM | 0
codet to al40tint | Glass-Hospital-HtPmpHt-codet to al40tint-New | 2.345 | 30 | 1.5 | 0 | ExCOMM | 0
codet to al40tint | Glass-OtherHealth-HtPmpHt-codet to al40tint-New | 2.2629 | 30 | 1.5 | 0 | ExCOMM | 0
codet to al40tint | Glass-Other-HtPmpHt-codet to al40tint-New | 1.0205 | 30 | 1.5 | 0 | ExCOMM | 0
codet to al36tint | Glass-Large Off-HtPmpHt-codet to al36tint-New | 2.4826 | 30 | 4.5 | 0 | ExCOMM | 0
codet to al36tint | Glass-Medium Off-HtPmpHt-codet to al36tint-New | 2.4826 | 30 | 4.5 | 0 | ExCOMM | 0
codet to al36tint | Glass-Small Off-HtPmpHt-codet to al36tint-New | 2.1185 | 30 | 4.5 | 0 | ExCOMM | 0
codet to al36tint | Glass-Big Box-HtPmpHt-codet to al36tint-New | 3.5719 | 30 | 4.5 | 0 | ExCOMM | 0
codet to al36tint | Glass-Small Box-HtPmpHt-codet to al36tint-New | 0.90964 | 30 | 4.5 | 0 | ExCOMM | 0
codet to al36tint | Glass-High End-HtPmpHt-codet to al36tint-New | 0.89179 | 30 | 4.5 | 0 | ExCOMM | 0
codet to al36tint | Glass-Anchor-HtPmpHt-codet to al36tint-New | 3.5628 | 30 | 4.5 | 0 | ExCOMM | 0
codet to al36tint | Glass-K-12-HtPmpHt-codet to al36tint-New | 0.36913 | 30 | 4.5 | 0 | ExCOMM | 0
codet to al36tint | Glass-University-HtPmpHt-codet to al36tint-New | 1.7274 | 30 | 4.5 | 0 | ExCOMM | 0
codet to al36tint | Glass-Warehouse-HtPmpHt-codet to al36tint-New | 0.00013 | 30 | 4.5 | 0 | ExCOMM | 0
codet to al36tint | Glass-Supermarket-HtPmpHt-codet to al36tint-New | 0.5321 | 30 | 4.5 | 0 | ExCOMM | 0
codet to al36tint | Glass-MIniMart-HtPmpHt-codet to al36tint-New | 0.5181 | 30 | 4.5 | 0 | ExCOMM | 0
codet to al36tint | Glass-Restaurant-HtPmpHt-codet to al36tint-New | 1.4067 | 30 | 4.5 | 0 | ExCOMM | 0
codet to al36tint | Glass-Lodging-HtPmpHt-codet to al36tint-New | 1.2868 | 30 | 4.5 | 0 | ExCOMM | 0
codet to al36tint | Glass-Hospital-HtPmpHt-codet to al36tint-New | 2.345 | 30 | 4.5 | 0 | ExCOMM | 0
codet to al36tint | Glass-OtherHealth-HtPmpHt-codet to al36tint-New | 2.2629 | 30 | 4.5 | 0 | ExCOMM | 0
codet to al36tint | Glass-Other-HtPmpHt-codet to al36tint-New | 1.0205 | 30 | 4.5 | 0 | ExCOMM | 0
code to vea | Glass-Large Off-ElecHt-code to vea-NR | 1.4063 | 30 | 1.5 | 0 | ExCOMM | 0
code to vea | Glass-Medium Off-ElecHt-code to vea-NR | 1.3983 | 30 | 1.5 | 0 | ExCOMM | 0
code to vea | Glass-Small Off-ElecHt-code to vea-NR | 1.2696 | 30 | 1.5 | 0 | ExCOMM | 0
code to vea | Glass-Big Box-ElecHt-code to vea-NR | 1.2031 | 30 | 1.5 | 0 | ExCOMM | 0
code to vea | Glass-Small Box-ElecHt-code to vea-NR | 0.89238 | 30 | 1.5 | 0 | ExCOMM | 0
code to vea | Glass-High End-ElecHt-code to vea-NR | 0.89457 | 30 | 1.5 | 0 | ExCOMM | 0
code to vea | Glass-Anchor-ElecHt-code to vea-NR | 1.2031 | 30 | 1.5 | 0 | ExCOMM | 0
code to vea | Glass-K-12-ElecHt-code to vea-NR | 0.8211 | 30 | 1.5 | 0 | ExCOMM | 0
code to vea | Glass-University-ElecHt-code to vea-NR | 1.5867 | 30 | 1.5 | 0 | ExCOMM | 0
code to vea | Glass-Warehouse-ElecHt-code to vea-NR | 0.81796 | 30 | 1.5 | 0 | ExCOMM | 0
code to vea | Glass-Supermarket-ElecHt-code to vea-NR | 1.2004 | 30 | 1.5 | 0 | ExCOMM | 0
code to vea | Glass-MIniMart-ElecHt-code to vea-NR | 1.2067 | 30 | 1.5 | 0 | ExCOMM | 0
code to vea | Glass-Restaurant-ElecHt-code to vea-NR | 1.2036 | 30 | 1.5 | 0 | ExCOMM | 0
code to vea | Glass-Lodging-ElecHt-code to vea-NR | 1.2016 | 30 | 1.5 | 0 | ExCOMM | 0
code to vea | Glass-Hospital-ElecHt-code to vea-NR | 1.6019 | 30 | 1.5 | 0 | ExCOMM | 0
code to vea | Glass-OtherHealth-ElecHt-code to vea-NR | 1.7934 | 30 | 1.5 | 0 | ExCOMM | 0
code to vea | Glass-Other-ElecHt-code to vea-NR | 1.2105 | 30 | 1.5 | 0 | ExCOMM | 0
code to vea | Glass-Large Off-ElecHt-code to vea-New | 1.2875 | 30 | 1.5 | 0 | ExCOMM | 0
code to vea | Glass-Medium Off-ElecHt-code to vea-New | 1.2875 | 30 | 1.5 | 0 | ExCOMM | 0
code to vea | Glass-Small Off-ElecHt-code to vea-New | 1.1199 | 30 | 1.5 | 0 | ExCOMM | 0
code to vea | Glass-Big Box-ElecHt-code to vea-New | 0.83808 | 30 | 1.5 | 0 | ExCOMM | 0
code to vea | Glass-Small Box-ElecHt-code to vea-New | 0.91662 | 30 | 1.5 | 0 | ExCOMM | 0
code to vea | Glass-High End-ElecHt-code to vea-New | 0.91871 | 30 | 1.5 | 0 | ExCOMM | 0
code to vea | Glass-Anchor-ElecHt-code to vea-New | 0.83783 | 30 | 1.5 | 0 | ExCOMM | 0
code to vea | Glass-K-12-ElecHt-code to vea-New | 0.77532 | 30 | 1.5 | 0 | ExCOMM | 0
code to vea | Glass-University-ElecHt-code to vea-New | 1.4556 | 30 | 1.5 | 0 | ExCOMM | 0
code to vea | Glass-Warehouse-ElecHt-code to vea-New | 0.00013 | 30 | 1.5 | 0 | ExCOMM | 0
code to vea | Glass-Supermarket-ElecHt-code to vea-New | 1.1056 | 30 | 1.5 | 0 | ExCOMM | 0
code to vea | Glass-MIniMart-ElecHt-code to vea-New | 1.0981 | 30 | 1.5 | 0 | ExCOMM | 0
code to vea | Glass-Restaurant-ElecHt-code to vea-New | 0.80426 | 30 | 1.5 | 0 | ExCOMM | 0
code to vea | Glass-Lodging-ElecHt-code to vea-New | 0.98868 | 30 | 1.5 | 0 | ExCOMM | 0
code to vea | Glass-Hospital-ElecHt-code to vea-New | 1.4239 | 30 | 1.5 | 0 | ExCOMM | 0
code to vea | Glass-OtherHealth-ElecHt-code to vea-New | 1.5578 | 30 | 1.5 | 0 | ExCOMM | 0
code to vea | Glass-Other-ElecHt-code to vea-New | 0.98065 | 30 | 1.5 | 0 | ExCOMM | 0
code to vea | Glass-Large Off-GasHt-code to vea-NR | 0.069878 | 30 | 1.5 | -0.025734 | SmComCAC | 0
code to vea | Glass-Medium Off-GasHt-code to vea-NR | 0.06187 | 30 | 1.5 | -0.025734 | SmComCAC | 0
code to vea | Glass-Small Off-GasHt-code to vea-NR | -0.066902 | 30 | 1.5 | -0.025734 | SmComCAC | 0
code to vea | Glass-Big Box-GasHt-code to vea-NR | -0.016132 | 30 | 1.5 | -0.023477 | SmComCAC | 0
code to vea | Glass-Small Box-GasHt-code to vea-NR | -0.045488 | 30 | 1.5 | -0.018059 | SmComCAC | 0
code to vea | Glass-High End-GasHt-code to vea-NR | -0.043294 | 30 | 1.5 | -0.018059 | SmComCAC | 0
code to vea | Glass-Anchor-GasHt-code to vea-NR | -0.016132 | 30 | 1.5 | -0.023477 | SmComCAC | 0
code to vea | Glass-K-12-GasHt-code to vea-NR | 0.023916 | 30 | 1.5 | -0.01535 | SmComCAC | 0
code to vea | Glass-University-GasHt-code to vea-NR | 0.067388 | 30 | 1.5 | -0.029256 | SmComCAC | 0
code to vea | Glass-Warehouse-GasHt-code to vea-NR | -0.026119 | 30 | 1.5 | -0.016253 | SmComCAC | 0
code to vea | Glass-Supermarket-GasHt-code to vea-NR | -0.018822 | 30 | 1.5 | -0.023477 | SmComCAC | 0
code to vea | Glass-MIniMart-GasHt-code to vea-NR | -0.012518 | 30 | 1.5 | -0.023477 | SmComCAC | 0
code to vea | Glass-Restaurant-GasHt-code to vea-NR | -0.015605 | 30 | 1.5 | -0.023477 | SmComCAC | 0
code to vea | Glass-Lodging-GasHt-code to vea-NR | -0.017587 | 30 | 1.5 | -0.023477 | SmComCAC | 0
code to vea | Glass-Hospital-GasHt-code to vea-NR | 0.066162 | 30 | 1.5 | -0.029572 | SmComCAC | 0
code to vea | Glass-OtherHealth-GasHt-code to vea-NR | 0.058345 | 30 | 1.5 | -0.033409 | SmComCAC | 0
code to vea | Glass-Other-GasHt-code to vea-NR | -0.0087759 | 30 | 1.5 | -0.023477 | SmComCAC | 0
code to vea | Glass-Large Off-GasHt-code to vea-New | -0.049 | 30 | 1.5 | -0.025734 | SmComCAC | 0
code to vea | Glass-Medium Off-GasHt-code to vea-New | -0.049 | 30 | 1.5 | -0.025734 | SmComCAC | 0
code to vea | Glass-Small Off-GasHt-code to vea-New | -0.07584 | 30 | 1.5 | -0.023025 | SmComCAC | 0
code to vea | Glass-Big Box-GasHt-code to vea-New | 0.064341 | 30 | 1.5 | -0.014899 | SmComCAC | 0
code to vea | Glass-Small Box-GasHt-code to vea-New | -0.068138 | 30 | 1.5 | -0.018962 | SmComCAC | 0
code to vea | Glass-High End-GasHt-code to vea-New | -0.066046 | 30 | 1.5 | -0.018962 | SmComCAC | 0
code to vea | Glass-Anchor-GasHt-code to vea-New | 0.064094 | 30 | 1.5 | -0.014899 | SmComCAC | 0
code to vea | Glass-K-12-GasHt-code to vea-New | 0.03675 | 30 | 1.5 | -0.014222 | SmComCAC | 0
code to vea | Glass-University-GasHt-code to vea-New | 0.04883 | 30 | 1.5 | -0.027089 | SmComCAC | 0
code to vea | Glass-Warehouse-GasHt-code to vea-New | 3e-05 | 30 | 1.5 | -4.5148e-05 | SmComCAC | 0
code to vea | Glass-Supermarket-GasHt-code to vea-New | 0.285 | 30 | 1.5 | -0.015802 | SmComCAC | 0
code to vea | Glass-MIniMart-GasHt-code to vea-New | 0.2775 | 30 | 1.5 | -0.015802 | SmComCAC | 0
code to vea | Glass-Restaurant-GasHt-code to vea-New | 0.030525 | 30 | 1.5 | -0.014899 | SmComCAC | 0
code to vea | Glass-Lodging-GasHt-code to vea-New | 0.025413 | 30 | 1.5 | -0.018548 | SmComCAC | 0
code to vea | Glass-Hospital-GasHt-code to vea-New | 0.05225 | 30 | 1.5 | -0.026411 | SmComCAC | 0
code to vea | Glass-OtherHealth-GasHt-code to vea-New | 0.15105 | 30 | 1.5 | -0.027089 | SmComCAC | 0
code to vea | Glass-Other-GasHt-code to vea-New | 0.017388 | 30 | 1.5 | -0.018548 | SmComCAC | 0
code to vea | Glass-Large Off-HtPmpHt-code to vea-NR | 0.52709 | 30 | 1.5 | 0 | ExCOMM | 0
code to vea | Glass-Medium Off-HtPmpHt-code to vea-NR | 0.51908 | 30 | 1.5 | 0 | ExCOMM | 0
code to vea | Glass-Small Off-HtPmpHt-code to vea-NR | -0.32482 | 30 | 1.5 | 0 | ExCOMM | 0
code to vea | Glass-Big Box-HtPmpHt-code to vea-NR | -0.057815 | 30 | 1.5 | 0 | ExCOMM | 0
code to vea | Glass-Small Box-HtPmpHt-code to vea-NR | -0.32685 | 30 | 1.5 | 0 | ExCOMM | 0
code to vea | Glass-High End-HtPmpHt-code to vea-NR | -0.32465 | 30 | 1.5 | 0 | ExCOMM | 0
code to vea | Glass-Anchor-HtPmpHt-code to vea-NR | -0.057815 | 30 | 1.5 | 0 | ExCOMM | 0
code to vea | Glass-K-12-HtPmpHt-code to vea-NR | 0.11184 | 30 | 1.5 | 0 | ExCOMM | 0
code to vea | Glass-University-HtPmpHt-code to vea-NR | 0.52929 | 30 | 1.5 | 0 | ExCOMM | 0
code to vea | Glass-Warehouse-HtPmpHt-code to vea-NR | -0.1668 | 30 | 1.5 | 0 | ExCOMM | 0
code to vea | Glass-Supermarket-HtPmpHt-code to vea-NR | -0.060505 | 30 | 1.5 | 0 | ExCOMM | 0
code to vea | Glass-MIniMart-HtPmpHt-code to vea-NR | -0.054201 | 30 | 1.5 | 0 | ExCOMM | 0
code to vea | Glass-Restaurant-HtPmpHt-code to vea-NR | -0.40248 | 30 | 1.5 | 0 | ExCOMM | 0
code to vea | Glass-Lodging-HtPmpHt-code to vea-NR | -0.05927 | 30 | 1.5 | 0 | ExCOMM | 0
code to vea | Glass-Hospital-HtPmpHt-code to vea-NR | 0.81646 | 30 | 1.5 | 0 | ExCOMM | 0
code to vea | Glass-OtherHealth-HtPmpHt-code to vea-NR | 1.1017 | 30 | 1.5 | 0 | ExCOMM | 0
code to vea | Glass-Other-HtPmpHt-code to vea-NR | -0.050459 | 30 | 1.5 | 0 | ExCOMM | 0
code to vea | Glass-Large Off-HtPmpHt-code to vea-New | 0.51372 | 30 | 1.5 | 0 | ExCOMM | 0
code to vea | Glass-Medium Off-HtPmpHt-code to vea-New | 0.51372 | 30 | 1.5 | 0 | ExCOMM | 0
code to vea | Glass-Small Off-HtPmpHt-code to vea-New | -0.42754 | 30 | 1.5 | 0 | ExCOMM | 0
code to vea | Glass-Big Box-HtPmpHt-code to vea-New | 0.77946 | 30 | 1.5 | 0 | ExCOMM | 0
code to vea | Glass-Small Box-HtPmpHt-code to vea-New | -0.3495 | 30 | 1.5 | 0 | ExCOMM | 0
code to vea | Glass-High End-HtPmpHt-code to vea-New | -0.34741 | 30 | 1.5 | 0 | ExCOMM | 0
code to vea | Glass-Anchor-HtPmpHt-code to vea-New | 0.77922 | 30 | 1.5 | 0 | ExCOMM | 0
code to vea | Glass-K-12-HtPmpHt-code to vea-New | -0.074622 | 30 | 1.5 | 0 | ExCOMM | 0
code to vea | Glass-University-HtPmpHt-code to vea-New | 0.24344 | 30 | 1.5 | 0 | ExCOMM | 0
code to vea | Glass-Warehouse-HtPmpHt-code to vea-New | 0.00013 | 30 | 1.5 | 0 | ExCOMM | 0
code to vea | Glass-Supermarket-HtPmpHt-code to vea-New | -0.20738 | 30 | 1.5 | 0 | ExCOMM | 0
code to vea | Glass-MIniMart-HtPmpHt-code to vea-New | -0.21488 | 30 | 1.5 | 0 | ExCOMM | 0
code to vea | Glass-Restaurant-HtPmpHt-code to vea-New | -0.41496 | 30 | 1.5 | 0 | ExCOMM | 0
code to vea | Glass-Lodging-HtPmpHt-code to vea-New | -0.14262 | 30 | 1.5 | 0 | ExCOMM | 0
code to vea | Glass-Hospital-HtPmpHt-code to vea-New | 0.48015 | 30 | 1.5 | 0 | ExCOMM | 0
code to vea | Glass-OtherHealth-HtPmpHt-code to vea-New | 0.44413 | 30 | 1.5 | 0 | ExCOMM | 0
code to vea | Glass-Other-HtPmpHt-code to vea-New | -0.15065 | 30 | 1.5 | 0 | ExCOMM | 0
codet to vet | Glass-Large Off-ElecHt-codet to vet-NR | 7.1155 | 30 | 0.5 | 0 | ExCOMM | 0
codet to vet | Glass-Medium Off-ElecHt-codet to vet-NR | 6.8267 | 30 | 0.5 | 0 | ExCOMM | 0
codet to vet | Glass-Small Off-ElecHt-codet to vet-NR | 4.475 | 30 | 0.5 | 0 | ExCOMM | 0
codet to vet | Glass-Big Box-ElecHt-codet to vet-NR | 3.8 | 30 | 0.5 | 0 | ExCOMM | 0
codet to vet | Glass-Small Box-ElecHt-codet to vet-NR | 2.0604 | 30 | 0.5 | 0 | ExCOMM | 0
codet to vet | Glass-High End-ElecHt-codet to vet-NR | 2.0346 | 30 | 0.5 | 0 | ExCOMM | 0
codet to vet | Glass-Anchor-ElecHt-codet to vet-NR | 3.7999 | 30 | 0.5 | 0 | ExCOMM | 0
codet to vet | Glass-K-12-ElecHt-codet to vet-NR | 2.0269 | 30 | 0.5 | 0 | ExCOMM | 0
codet to vet | Glass-University-ElecHt-codet to vet-NR | 5.8243 | 30 | 0.5 | 0 | ExCOMM | 0
codet to vet | Glass-Warehouse-ElecHt-codet to vet-NR | 1.0079 | 30 | 0.5 | 0 | ExCOMM | 0
codet to vet | Glass-Supermarket-ElecHt-codet to vet-NR | 3.9757 | 30 | 0.5 | 0 | ExCOMM | 0
codet to vet | Glass-MIniMart-ElecHt-codet to vet-NR | 3.5639 | 30 | 0.5 | 0 | ExCOMM | 0
codet to vet | Glass-Restaurant-ElecHt-codet to vet-NR | 3.7656 | 30 | 0.5 | 0 | ExCOMM | 0
codet to vet | Glass-Lodging-ElecHt-codet to vet-NR | 3.895 | 30 | 0.5 | 0 | ExCOMM | 0
codet to vet | Glass-Hospital-ElecHt-codet to vet-NR | 7.1839 | 30 | 0.5 | 0 | ExCOMM | 0
codet to vet | Glass-OtherHealth-ElecHt-codet to vet-NR | 7.1246 | 30 | 0.5 | 0 | ExCOMM | 0
codet to vet | Glass-Other-ElecHt-codet to vet-NR | 3.3194 | 30 | 0.5 | 0 | ExCOMM | 0
codet to veat | Glass-Large Off-ElecHt-codet to veat-NR | 8.6392 | 30 | 1.5 | 0 | ExCOMM | 0
codet to veat | Glass-Medium Off-ElecHt-codet to veat-NR | 8.3397 | 30 | 1.5 | 0 | ExCOMM | 0
codet to veat | Glass-Small Off-ElecHt-codet to veat-NR | 5.7245 | 30 | 1.5 | 0 | ExCOMM | 0
codet to veat | Glass-Big Box-ElecHt-codet to veat-NR | 5.0009 | 30 | 1.5 | 0 | ExCOMM | 0
codet to veat | Glass-Small Box-ElecHt-codet to veat-NR | 2.9298 | 30 | 1.5 | 0 | ExCOMM | 0
codet to veat | Glass-High End-ElecHt-codet to veat-NR | 2.9072 | 30 | 1.5 | 0 | ExCOMM | 0
codet to veat | Glass-Anchor-ElecHt-codet to veat-NR | 5.0009 | 30 | 1.5 | 0 | ExCOMM | 0
codet to veat | Glass-K-12-ElecHt-codet to veat-NR | 2.8482 | 30 | 1.5 | 0 | ExCOMM | 0
codet to veat | Glass-University-ElecHt-codet to veat-NR | 7.4522 | 30 | 1.5 | 0 | ExCOMM | 0
codet to veat | Glass-Warehouse-ElecHt-codet to veat-NR | 1.6644 | 30 | 1.5 | 0 | ExCOMM | 0
codet to veat | Glass-Supermarket-ElecHt-codet to veat-NR | 5.175 | 30 | 1.5 | 0 | ExCOMM | 0
codet to veat | Glass-MIniMart-ElecHt-codet to veat-NR | 4.767 | 30 | 1.5 | 0 | ExCOMM | 0
codet to veat | Glass-Restaurant-ElecHt-codet to veat-NR | 4.9668 | 30 | 1.5 | 0 | ExCOMM | 0
codet to veat | Glass-Lodging-ElecHt-codet to veat-NR | 5.0951 | 30 | 1.5 | 0 | ExCOMM | 0
codet to veat | Glass-Hospital-ElecHt-codet to veat-NR | 8.8314 | 30 | 1.5 | 0 | ExCOMM | 0
codet to veat | Glass-OtherHealth-ElecHt-codet to veat-NR | 8.8909 | 30 | 1.5 | 0 | ExCOMM | 0
codet to veat | Glass-Other-ElecHt-codet to veat-NR | 4.5247 | 30 | 1.5 | 0 | ExCOMM | 0
codet to vet | Glass-Large Off-ElecHt-codet to vet-New | 5.7628 | 30 | 0.5 | 0 | ExCOMM | 0
codet to vet | Glass-Medium Off-ElecHt-codet to vet-New | 5.7628 | 30 | 0.5 | 0 | ExCOMM | 0
codet to vet | Glass-Small Off-ElecHt-codet to vet-New | 3.9818 | 30 | 0.5 | 0 | ExCOMM | 0
codet to vet | Glass-Big Box-ElecHt-codet to vet-New | 6.1946 | 30 | 0.5 | 0 | ExCOMM | 0
codet to vet | Glass-Small Box-ElecHt-codet to vet-New | 2.235 | 30 | 0.5 | 0 | ExCOMM | 0
codet to vet | Glass-High End-ElecHt-codet to vet-New | 2.2182 | 30 | 0.5 | 0 | ExCOMM | 0
codet to vet | Glass-Anchor-ElecHt-codet to vet-New | 6.184 | 30 | 0.5 | 0 | ExCOMM | 0
codet to vet | Glass-K-12-ElecHt-codet to vet-New | 1.5706 | 30 | 0.5 | 0 | ExCOMM | 0
codet to vet | Glass-University-ElecHt-codet to vet-New | 4.6212 | 30 | 0.5 | 0 | ExCOMM | 0
codet to vet | Glass-Warehouse-ElecHt-codet to vet-New | 0.00013 | 30 | 0.5 | 0 | ExCOMM | 0
codet to vet | Glass-Supermarket-ElecHt-codet to vet-New | 1.6278 | 30 | 0.5 | 0 | ExCOMM | 0
codet to vet | Glass-MIniMart-ElecHt-codet to vet-New | 1.6053 | 30 | 0.5 | 0 | ExCOMM | 0
codet to vet | Glass-Restaurant-ElecHt-codet to vet-New | 2.2828 | 30 | 0.5 | 0 | ExCOMM | 0
codet to vet | Glass-Lodging-ElecHt-codet to vet-New | 3.0297 | 30 | 0.5 | 0 | ExCOMM | 0
codet to vet | Glass-Hospital-ElecHt-codet to vet-New | 5.5183 | 30 | 0.5 | 0 | ExCOMM | 0
codet to vet | Glass-OtherHealth-ElecHt-codet to vet-New | 5.3368 | 30 | 0.5 | 0 | ExCOMM | 0
codet to vet | Glass-Other-ElecHt-codet to vet-New | 2.706 | 30 | 0.5 | 0 | ExCOMM | 0
codet to veat | Glass-Large Off-ElecHt-codet to veat-New | 7.0342 | 30 | 1.5 | 0 | ExCOMM | 0
codet to veat | Glass-Medium Off-ElecHt-codet to veat-New | 7.0342 | 30 | 1.5 | 0 | ExCOMM | 0
codet to veat | Glass-Small Off-ElecHt-codet to veat-New | 5.0962 | 30 | 1.5 | 0 | ExCOMM | 0
codet to veat | Glass-Big Box-ElecHt-codet to veat-New | 7.0487 | 30 | 1.5 | 0 | ExCOMM | 0
codet to veat | Glass-Small Box-ElecHt-codet to veat-New | 3.1751 | 30 | 1.5 | 0 | ExCOMM | 0
codet to veat | Glass-High End-ElecHt-codet to veat-New | 3.1604 | 30 | 1.5 | 0 | ExCOMM | 0
codet to veat | Glass-Anchor-ElecHt-codet to veat-New | 7.0379 | 30 | 1.5 | 0 | ExCOMM | 0
codet to veat | Glass-K-12-ElecHt-codet to veat-New | 2.2949 | 30 | 1.5 | 0 | ExCOMM | 0
codet to veat | Glass-University-ElecHt-codet to veat-New | 6.0337 | 30 | 1.5 | 0 | ExCOMM | 0
codet to veat | Glass-Warehouse-ElecHt-codet to veat-New | 0.00013 | 30 | 1.5 | 0 | ExCOMM | 0
codet to veat | Glass-Supermarket-ElecHt-codet to veat-New | 2.7233 | 30 | 1.5 | 0 | ExCOMM | 0
codet to veat | Glass-MIniMart-ElecHt-codet to veat-New | 2.6948 | 30 | 1.5 | 0 | ExCOMM | 0
codet to veat | Glass-Restaurant-ElecHt-codet to veat-New | 3.1472 | 30 | 1.5 | 0 | ExCOMM | 0
codet to veat | Glass-Lodging-ElecHt-codet to veat-New | 4.0587 | 30 | 1.5 | 0 | ExCOMM | 0
codet to veat | Glass-Hospital-ElecHt-codet to veat-New | 6.9463 | 30 | 1.5 | 0 | ExCOMM | 0
codet to veat | Glass-OtherHealth-ElecHt-codet to veat-New | 6.9181 | 30 | 1.5 | 0 | ExCOMM | 0
codet to veat | Glass-Other-ElecHt-codet to veat-New | 3.7291 | 30 | 1.5 | 0 | ExCOMM | 0
codet to vet | Glass-Large Off-GasHt-codet to vet-NR | 2.52 | 30 | 0.5 | -0.08849 | SmComCAC | 0
codet to vet | Glass-Medium Off-GasHt-codet to vet-NR | 2.2312 | 30 | 0.5 | -0.08849 | SmComCAC | 0
codet to vet | Glass-Small Off-GasHt-codet to vet-NR | 1.8724 | 30 | 0.5 | -0.050114 | SmComCAC | 0
codet to vet | Glass-Big Box-GasHt-codet to vet-NR | 1.0538 | 30 | 0.5 | -0.052879 | SmComCAC | 0
codet to vet | Glass-Small Box-GasHt-codet to vet-NR | 0.5364 | 30 | 0.5 | -0.029346 | SmComCAC | 0
codet to vet | Glass-High End-GasHt-codet to vet-NR | 0.51053 | 30 | 0.5 | -0.029346 | SmComCAC | 0
codet to vet | Glass-Anchor-GasHt-codet to vet-NR | 1.0537 | 30 | 0.5 | -0.052879 | SmComCAC | 0
codet to vet | Glass-K-12-GasHt-codet to vet-NR | 0.069064 | 30 | 0.5 | -0.037698 | SmComCAC | 0
codet to vet | Glass-University-GasHt-codet to vet-NR | 1.1725 | 30 | 0.5 | -0.089573 | SmComCAC | 0
codet to vet | Glass-Warehouse-GasHt-codet to vet-NR | 0.44515 | 30 | 0.5 | -0.010835 | SmComCAC | 0
codet to vet | Glass-Supermarket-GasHt-codet to vet-NR | 1.2295 | 30 | 0.5 | -0.052879 | SmComCAC | 0
codet to vet | Glass-MIniMart-GasHt-codet to vet-NR | 0.81772 | 30 | 0.5 | -0.052879 | SmComCAC | 0
codet to vet | Glass-Restaurant-GasHt-codet to vet-NR | 1.0194 | 30 | 0.5 | -0.052879 | SmComCAC | 0
codet to vet | Glass-Lodging-GasHt-codet to vet-NR | 1.1488 | 30 | 0.5 | -0.052879 | SmComCAC | 0
codet to vet | Glass-Hospital-GasHt-codet to vet-NR | 1.7677 | 30 | 0.5 | -0.10429 | SmComCAC | 0
codet to vet | Glass-OtherHealth-GasHt-codet to vet-NR | 0.88774 | 30 | 0.5 | -0.12009 | SmComCAC | 0
codet to vet | Glass-Other-GasHt-codet to vet-NR | 0.57325 | 30 | 0.5 | -0.052879 | SmComCAC | 0
codet to veat | Glass-Large Off-GasHt-codet to veat-NR | 2.6134 | 30 | 1.5 | -0.11603 | SmComCAC | 0
codet to veat | Glass-Medium Off-GasHt-codet to veat-NR | 2.3139 | 30 | 1.5 | -0.11603 | SmComCAC | 0
codet to veat | Glass-Small Off-GasHt-codet to veat-NR | 1.7386 | 30 | 1.5 | -0.076751 | SmComCAC | 0
codet to veat | Glass-Big Box-GasHt-codet to veat-NR | 1.0443 | 30 | 1.5 | -0.076187 | SmComCAC | 0
codet to veat | Glass-Small Box-GasHt-codet to veat-NR | 0.46788 | 30 | 1.5 | -0.047405 | SmComCAC | 0
codet to veat | Glass-High End-GasHt-codet to veat-NR | 0.44531 | 30 | 1.5 | -0.047405 | SmComCAC | 0
codet to veat | Glass-Anchor-GasHt-codet to veat-NR | 1.0443 | 30 | 1.5 | -0.076187 | SmComCAC | 0
codet to veat | Glass-K-12-GasHt-codet to veat-NR | 0.093224 | 30 | 1.5 | -0.053049 | SmComCAC | 0
codet to veat | Glass-University-GasHt-codet to veat-NR | 1.2482 | 30 | 1.5 | -0.11946 | SmComCAC | 0
codet to veat | Glass-Warehouse-GasHt-codet to veat-NR | 0.44515 | 30 | 1.5 | -0.023477 | SmComCAC | 0
codet to veat | Glass-Supermarket-GasHt-codet to veat-NR | 1.2184 | 30 | 1.5 | -0.076187 | SmComCAC | 0
codet to veat | Glass-MIniMart-GasHt-codet to veat-NR | 0.81036 | 30 | 1.5 | -0.076187 | SmComCAC | 0
codet to veat | Glass-Restaurant-GasHt-codet to veat-NR | 1.0102 | 30 | 1.5 | -0.076187 | SmComCAC | 0
codet to veat | Glass-Lodging-GasHt-codet to veat-NR | 1.1385 | 30 | 1.5 | -0.076187 | SmComCAC | 0
codet to veat | Glass-Hospital-GasHt-codet to veat-NR | 1.8443 | 30 | 1.5 | -0.13454 | SmComCAC | 0
codet to veat | Glass-OtherHealth-GasHt-codet to veat-NR | 0.9425 | 30 | 1.5 | -0.15305 | SmComCAC | 0
codet to veat | Glass-Other-GasHt-codet to veat-NR | 0.56809 | 30 | 1.5 | -0.076187 | SmComCAC | 0
codet to vet | Glass-Large Off-GasHt-codet to vet-New | 1.261 | 30 | 0.5 | -0.086684 | SmComCAC | 0
codet to vet | Glass-Medium Off-GasHt-codet to vet-New | 1.261 | 30 | 0.5 | -0.086684 | SmComCAC | 0
codet to vet | Glass-Small Off-GasHt-codet to vet-New | 1.895 | 30 | 0.5 | -0.040182 | SmComCAC | 0
codet to vet | Glass-Big Box-GasHt-codet to vet-New | 2.7479 | 30 | 0.5 | -0.066367 | SmComCAC | 0
codet to vet | Glass-Small Box-GasHt-codet to vet-New | 0.54687 | 30 | 0.5 | -0.032506 | SmComCAC | 0
codet to vet | Glass-High End-GasHt-codet to vet-New | 0.53008 | 30 | 0.5 | -0.032506 | SmComCAC | 0
codet to vet | Glass-Anchor-GasHt-codet to vet-New | 2.7374 | 30 | 0.5 | -0.066367 | SmComCAC | 0
codet to vet | Glass-K-12-GasHt-codet to vet-New | 0.08175 | 30 | 0.5 | -0.028669 | SmComCAC | 0
codet to vet | Glass-University-GasHt-codet to vet-New | 0.8322 | 30 | 0.5 | -0.072959 | SmComCAC | 0
codet to vet | Glass-Warehouse-GasHt-codet to vet-New | 3e-05 | 30 | 0.5 | -4.5148e-05 | SmComCAC | 0
codet to vet | Glass-Supermarket-GasHt-codet to vet-New | 0.85405 | 30 | 0.5 | -0.014899 | SmComCAC | 0
codet to vet | Glass-MIniMart-GasHt-codet to vet-New | 0.83157 | 30 | 0.5 | -0.014899 | SmComCAC | 0
codet to vet | Glass-Restaurant-GasHt-codet to vet-New | 1.4152 | 30 | 0.5 | -0.016705 | SmComCAC | 0
codet to vet | Glass-Lodging-GasHt-codet to vet-New | 1.0251 | 30 | 0.5 | -0.038601 | SmComCAC | 0
codet to vet | Glass-Hospital-GasHt-codet to vet-New | 1.2744 | 30 | 0.5 | -0.081718 | SmComCAC | 0
codet to vet | Glass-OtherHealth-GasHt-codet to vet-New | 1.3509 | 30 | 0.5 | -0.076751 | SmComCAC | 0
codet to vet | Glass-Other-GasHt-codet to vet-New | 0.70135 | 30 | 0.5 | -0.038601 | SmComCAC | 0
codet to veat | Glass-Large Off-GasHt-codet to veat-New | 1.196 | 30 | 1.5 | -0.11242 | SmComCAC | 0
codet to veat | Glass-Medium Off-GasHt-codet to veat-New | 1.196 | 30 | 1.5 | -0.11242 | SmComCAC | 0
codet to veat | Glass-Small Off-GasHt-codet to veat-New | 1.7434 | 30 | 1.5 | -0.064561 | SmComCAC | 0
codet to veat | Glass-Big Box-GasHt-codet to veat-New | 2.8283 | 30 | 1.5 | -0.081266 | SmComCAC | 0
codet to veat | Glass-Small Box-GasHt-codet to veat-New | 0.47874 | 30 | 1.5 | -0.05192 | SmComCAC | 0
codet to veat | Glass-High End-GasHt-codet to veat-New | 0.46404 | 30 | 1.5 | -0.05192 | SmComCAC | 0
codet to veat | Glass-Anchor-GasHt-codet to veat-New | 2.8175 | 30 | 1.5 | -0.081266 | SmComCAC | 0
codet to veat | Glass-K-12-GasHt-codet to veat-New | 0.11438 | 30 | 1.5 | -0.041987 | SmComCAC | 0
codet to veat | Glass-University-GasHt-codet to veat-New | 0.87077 | 30 | 1.5 | -0.099416 | SmComCAC | 0
codet to veat | Glass-Warehouse-GasHt-codet to veat-New | 3e-05 | 30 | 1.5 | -4.5148e-05 | SmComCAC | 0
codet to veat | Glass-Supermarket-GasHt-codet to veat-New | 1.082 | 30 | 1.5 | -0.031603 | SmComCAC | 0
codet to veat | Glass-MIniMart-GasHt-codet to veat-New | 1.0536 | 30 | 1.5 | -0.031603 | SmComCAC | 0
codet to veat | Glass-Restaurant-GasHt-codet to veat-New | 1.5059 | 30 | 1.5 | -0.031603 | SmComCAC | 0
codet to veat | Glass-Lodging-GasHt-codet to veat-New | 1.0439 | 30 | 1.5 | -0.058053 | SmComCAC | 0
codet to veat | Glass-Hospital-GasHt-codet to veat-New | 1.3191 | 30 | 1.5 | -0.10835 | SmComCAC | 0
codet to veat | Glass-OtherHealth-GasHt-codet to veat-New | 1.5019 | 30 | 1.5 | -0.10429 | SmComCAC | 0
codet to veat | Glass-Other-GasHt-codet to veat-New | 0.71424 | 30 | 1.5 | -0.058053 | SmComCAC | 0
codet to vet | Glass-Large Off-HtPmpHt-codet to vet-NR | 2.9772 | 30 | 0.5 | 0 | ExCOMM | 0
codet to vet | Glass-Medium Off-HtPmpHt-codet to vet-NR | 2.6884 | 30 | 0.5 | 0 | ExCOMM | 0
codet to vet | Glass-Small Off-HtPmpHt-codet to vet-NR | 1.6145 | 30 | 0.5 | 0 | ExCOMM | 0
codet to vet | Glass-Big Box-HtPmpHt-codet to vet-NR | 1.0121 | 30 | 0.5 | 0 | ExCOMM | 0
codet to vet | Glass-Small Box-HtPmpHt-codet to vet-NR | 0.25504 | 30 | 0.5 | 0 | ExCOMM | 0
codet to vet | Glass-High End-HtPmpHt-codet to vet-NR | 0.22917 | 30 | 0.5 | 0 | ExCOMM | 0
codet to vet | Glass-Anchor-HtPmpHt-codet to vet-NR | 1.0121 | 30 | 0.5 | 0 | ExCOMM | 0
codet to vet | Glass-K-12-HtPmpHt-codet to vet-NR | 0.15699 | 30 | 0.5 | 0 | ExCOMM | 0
codet to vet | Glass-University-HtPmpHt-codet to vet-NR | 1.6344 | 30 | 0.5 | 0 | ExCOMM | 0
codet to vet | Glass-Warehouse-HtPmpHt-codet to vet-NR | 0.30447 | 30 | 0.5 | 0 | ExCOMM | 0
codet to vet | Glass-Supermarket-HtPmpHt-codet to vet-NR | 1.1878 | 30 | 0.5 | 0 | ExCOMM | 0
codet to vet | Glass-MIniMart-HtPmpHt-codet to vet-NR | 0.77604 | 30 | 0.5 | 0 | ExCOMM | 0
codet to vet | Glass-Restaurant-HtPmpHt-codet to vet-NR | 0.63249 | 30 | 0.5 | 0 | ExCOMM | 0
codet to vet | Glass-Lodging-HtPmpHt-codet to vet-NR | 1.1071 | 30 | 0.5 | 0 | ExCOMM | 0
codet to vet | Glass-Hospital-HtPmpHt-codet to vet-NR | 2.518 | 30 | 0.5 | 0 | ExCOMM | 0
codet to vet | Glass-OtherHealth-HtPmpHt-codet to vet-NR | 1.9311 | 30 | 0.5 | 0 | ExCOMM | 0
codet to vet | Glass-Other-HtPmpHt-codet to vet-NR | 0.53157 | 30 | 0.5 | 0 | ExCOMM | 0
codet to veat | Glass-Large Off-HtPmpHt-codet to veat-NR | 4.7705 | 30 | 1.5 | 0 | ExCOMM | 0
codet to veat | Glass-Medium Off-HtPmpHt-codet to veat-NR | 4.471 | 30 | 1.5 | 0 | ExCOMM | 0
codet to veat | Glass-Small Off-HtPmpHt-codet to veat-NR | 3.0047 | 30 | 1.5 | 0 | ExCOMM | 0
codet to veat | Glass-Big Box-HtPmpHt-codet to veat-NR | 2.2414 | 30 | 1.5 | 0 | ExCOMM | 0
codet to veat | Glass-Small Box-HtPmpHt-codet to veat-NR | 1.1947 | 30 | 1.5 | 0 | ExCOMM | 0
codet to veat | Glass-High End-HtPmpHt-codet to veat-NR | 1.1722 | 30 | 1.5 | 0 | ExCOMM | 0
codet to veat | Glass-Anchor-HtPmpHt-codet to veat-NR | 2.2413 | 30 | 1.5 | 0 | ExCOMM | 0
codet to veat | Glass-K-12-HtPmpHt-codet to veat-NR | 0.99006 | 30 | 1.5 | 0 | ExCOMM | 0
codet to veat | Glass-University-HtPmpHt-codet to veat-NR | 3.41 | 30 | 1.5 | 0 | ExCOMM | 0
codet to veat | Glass-Warehouse-HtPmpHt-codet to veat-NR | 0.72651 | 30 | 1.5 | 0 | ExCOMM | 0
codet to veat | Glass-Supermarket-HtPmpHt-codet to veat-NR | 2.4155 | 30 | 1.5 | 0 | ExCOMM | 0
codet to veat | Glass-MIniMart-HtPmpHt-codet to veat-NR | 2.0074 | 30 | 1.5 | 0 | ExCOMM | 0
codet to veat | Glass-Restaurant-HtPmpHt-codet to veat-NR | 1.3736 | 30 | 1.5 | 0 | ExCOMM | 0
codet to veat | Glass-Lodging-HtPmpHt-codet to veat-NR | 2.3356 | 30 | 1.5 | 0 | ExCOMM | 0
codet to veat | Glass-Hospital-HtPmpHt-codet to veat-NR | 4.3766 | 30 | 1.5 | 0 | ExCOMM | 0
codet to veat | Glass-OtherHealth-HtPmpHt-codet to veat-NR | 3.8499 | 30 | 1.5 | 0 | ExCOMM | 0
codet to veat | Glass-Other-HtPmpHt-codet to veat-NR | 1.7652 | 30 | 1.5 | 0 | ExCOMM | 0
codet to vet | Glass-Large Off-HtPmpHt-codet to vet-New | 1.8237 | 30 | 0.5 | 0 | ExCOMM | 0
codet to vet | Glass-Medium Off-HtPmpHt-codet to vet-New | 1.8237 | 30 | 0.5 | 0 | ExCOMM | 0
codet to vet | Glass-Small Off-HtPmpHt-codet to vet-New | 1.5433 | 30 | 0.5 | 0 | ExCOMM | 0
codet to vet | Glass-Big Box-HtPmpHt-codet to vet-New | 3.463 | 30 | 0.5 | 0 | ExCOMM | 0
codet to vet | Glass-Small Box-HtPmpHt-codet to vet-New | 0.26551 | 30 | 0.5 | 0 | ExCOMM | 0
codet to vet | Glass-High End-HtPmpHt-codet to vet-New | 0.24872 | 30 | 0.5 | 0 | ExCOMM | 0
codet to vet | Glass-Anchor-HtPmpHt-codet to vet-New | 3.4525 | 30 | 0.5 | 0 | ExCOMM | 0
codet to vet | Glass-K-12-HtPmpHt-codet to vet-New | -0.029622 | 30 | 0.5 | 0 | ExCOMM | 0
codet to vet | Glass-University-HtPmpHt-codet to vet-New | 1.0268 | 30 | 0.5 | 0 | ExCOMM | 0
codet to vet | Glass-Warehouse-HtPmpHt-codet to vet-New | 0.00013 | 30 | 0.5 | 0 | ExCOMM | 0
codet to vet | Glass-Supermarket-HtPmpHt-codet to vet-New | 0.36167 | 30 | 0.5 | 0 | ExCOMM | 0
codet to vet | Glass-MIniMart-HtPmpHt-codet to vet-New | 0.3392 | 30 | 0.5 | 0 | ExCOMM | 0
codet to vet | Glass-Restaurant-HtPmpHt-codet to vet-New | 0.96976 | 30 | 0.5 | 0 | ExCOMM | 0
codet to vet | Glass-Lodging-HtPmpHt-codet to vet-New | 0.85702 | 30 | 0.5 | 0 | ExCOMM | 0
codet to vet | Glass-Hospital-HtPmpHt-codet to vet-New | 1.7023 | 30 | 0.5 | 0 | ExCOMM | 0
codet to vet | Glass-OtherHealth-HtPmpHt-codet to vet-New | 1.644 | 30 | 0.5 | 0 | ExCOMM | 0
codet to vet | Glass-Other-HtPmpHt-codet to vet-New | 0.53332 | 30 | 0.5 | 0 | ExCOMM | 0
codet to veat | Glass-Large Off-HtPmpHt-codet to veat-New | 2.4826 | 30 | 1.5 | 0 | ExCOMM | 0
codet to veat | Glass-Medium Off-HtPmpHt-codet to veat-New | 2.4826 | 30 | 1.5 | 0 | ExCOMM | 0
codet to veat | Glass-Small Off-HtPmpHt-codet to veat-New | 2.1185 | 30 | 1.5 | 0 | ExCOMM | 0
codet to veat | Glass-Big Box-HtPmpHt-codet to veat-New | 3.5719 | 30 | 1.5 | 0 | ExCOMM | 0
codet to veat | Glass-Small Box-HtPmpHt-codet to veat-New | 0.90964 | 30 | 1.5 | 0 | ExCOMM | 0
codet to veat | Glass-High End-HtPmpHt-codet to veat-New | 0.89179 | 30 | 1.5 | 0 | ExCOMM | 0
codet to veat | Glass-Anchor-HtPmpHt-codet to veat-New | 3.5628 | 30 | 1.5 | 0 | ExCOMM | 0
codet to veat | Glass-K-12-HtPmpHt-codet to veat-New | 0.36913 | 30 | 1.5 | 0 | ExCOMM | 0
codet to veat | Glass-University-HtPmpHt-codet to veat-New | 1.7274 | 30 | 1.5 | 0 | ExCOMM | 0
codet to veat | Glass-Warehouse-HtPmpHt-codet to veat-New | 0.00013 | 30 | 1.5 | 0 | ExCOMM | 0
codet to veat | Glass-Supermarket-HtPmpHt-codet to veat-New | 0.5321 | 30 | 1.5 | 0 | ExCOMM | 0
codet to veat | Glass-MIniMart-HtPmpHt-codet to veat-New | 0.5181 | 30 | 1.5 | 0 | ExCOMM | 0
codet to veat | Glass-Restaurant-HtPmpHt-codet to veat-New | 1.4067 | 30 | 1.5 | 0 | ExCOMM | 0
codet to veat | Glass-Lodging-HtPmpHt-codet to veat-New | 1.2868 | 30 | 1.5 | 0 | ExCOMM | 0
codet to veat | Glass-Hospital-HtPmpHt-codet to veat-New | 2.345 | 30 | 1.5 | 0 | ExCOMM | 0
codet to veat | Glass-OtherHealth-HtPmpHt-codet to veat-New | 2.2629 | 30 | 1.5 | 0 | ExCOMM | 0
codet to veat | Glass-Other-HtPmpHt-codet to veat-New | 1.0205 | 30 | 1.5 | 0 | ExCOMM | 0
sngl to vea | Glass-Large Off-ElecHt-sngl to vea-Retro | 38.5668 | 30 | 16 | 0 | ExCOMM | 0
sngl to vea | Glass-Medium Off-ElecHt-sngl to vea-Retro | 37.1365 | 30 | 16 | 0 | ExCOMM | 0
sngl to vea | Glass-Small Off-ElecHt-sngl to vea-Retro | 24.9674 | 30 | 16 | 0 | ExCOMM | 0
sngl to vea | Glass-Big Box-ElecHt-sngl to vea-Retro | 34.947 | 30 | 16 | 0 | ExCOMM | 0
sngl to vea | Glass-Small Box-ElecHt-sngl to vea-Retro | 12.6498 | 30 | 16 | 0 | ExCOMM | 0
sngl to vea | Glass-High End-ElecHt-sngl to vea-Retro | 12.5966 | 30 | 16 | 0 | ExCOMM | 0
sngl to vea | Glass-Anchor-ElecHt-sngl to vea-Retro | 34.9582 | 30 | 16 | 0 | ExCOMM | 0
sngl to vea | Glass-K-12-ElecHt-sngl to vea-Retro | 15.7832 | 30 | 16 | 0 | ExCOMM | 0
sngl to vea | Glass-University-ElecHt-sngl to vea-Retro | 36.4135 | 30 | 16 | 0 | ExCOMM | 0
sngl to vea | Glass-Warehouse-ElecHt-sngl to vea-Retro | 11.2206 | 30 | 16 | 0 | ExCOMM | 0
sngl to vea | Glass-Supermarket-ElecHt-sngl to vea-Retro | 16.7281 | 30 | 16 | 0 | ExCOMM | 0
sngl to vea | Glass-MIniMart-ElecHt-sngl to vea-Retro | 14.0661 | 30 | 16 | 0 | ExCOMM | 0
sngl to vea | Glass-Restaurant-ElecHt-sngl to vea-Retro | 12.1826 | 30 | 16 | 0 | ExCOMM | 0
sngl to vea | Glass-Lodging-ElecHt-sngl to vea-Retro | 22.5863 | 30 | 16 | 0 | ExCOMM | 0
sngl to vea | Glass-Hospital-ElecHt-sngl to vea-Retro | 40.9992 | 30 | 16 | 0 | ExCOMM | 0
sngl to vea | Glass-OtherHealth-ElecHt-sngl to vea-Retro | 42.5615 | 30 | 16 | 0 | ExCOMM | 0
sngl to vea | Glass-Other-ElecHt-sngl to vea-Retro | 20.3939 | 30 | 16 | 0 | ExCOMM | 0
sngl to al36 CW | Glass-Large Off-ElecHt-sngl to al36 CW-Retro | 36.6685 | 30 | 30 | 0 | ExCOMM | 0
sngl to al36 CW | Glass-Medium Off-ElecHt-sngl to al36 CW-Retro | 35.2541 | 30 | 30 | 0 | ExCOMM | 0
sngl to al36 CW | Glass-Small Off-ElecHt-sngl to al36 CW-Retro | 23.4292 | 30 | 30 | 0 | ExCOMM | 0
sngl to al36 CW | Glass-Big Box-ElecHt-sngl to al36 CW-Retro | 33.5803 | 30 | 30 | 0 | ExCOMM | 0
sngl to al36 CW | Glass-Small Box-ElecHt-sngl to al36 CW-Retro | 11.5812 | 30 | 30 | 0 | ExCOMM | 0
sngl to al36 CW | Glass-High End-ElecHt-sngl to al36 CW-Retro | 11.5261 | 30 | 30 | 0 | ExCOMM | 0
sngl to al36 CW | Glass-Anchor-ElecHt-sngl to al36 CW-Retro | 33.5915 | 30 | 30 | 0 | ExCOMM | 0
sngl to al36 CW | Glass-K-12-ElecHt-sngl to al36 CW-Retro | 14.5392 | 30 | 30 | 0 | ExCOMM | 0
sngl to al36 CW | Glass-University-ElecHt-sngl to al36 CW-Retro | 34.1533 | 30 | 30 | 0 | ExCOMM | 0
sngl to al36 CW | Glass-Warehouse-ElecHt-sngl to al36 CW-Retro | 10.2828 | 30 | 30 | 0 | ExCOMM | 0
sngl to al36 CW | Glass-Supermarket-ElecHt-sngl to al36 CW-Retro | 16.0569 | 30 | 30 | 0 | ExCOMM | 0
sngl to al36 CW | Glass-MIniMart-ElecHt-sngl to al36 CW-Retro | 13.3389 | 30 | 30 | 0 | ExCOMM | 0
sngl to al36 CW | Glass-Restaurant-ElecHt-sngl to al36 CW-Retro | 11.0173 | 30 | 30 | 0 | ExCOMM | 0
sngl to al36 CW | Glass-Lodging-ElecHt-sngl to al36 CW-Retro | 21.1456 | 30 | 30 | 0 | ExCOMM | 0
sngl to al36 CW | Glass-Hospital-ElecHt-sngl to al36 CW-Retro | 38.8103 | 30 | 30 | 0 | ExCOMM | 0
sngl to al36 CW | Glass-OtherHealth-ElecHt-sngl to al36 CW-Retro | 40.0925 | 30 | 30 | 0 | ExCOMM | 0
sngl to al36 CW | Glass-Other-ElecHt-sngl to al36 CW-Retro | 18.9592 | 30 | 30 | 0 | ExCOMM | 0
sngl to al40 | Glass-Large Off-ElecHt-sngl to al40-Retro | 34.8514 | 30 | 24 | 0 | ExCOMM | 0
sngl to al40 | Glass-Medium Off-ElecHt-sngl to al40-Retro | 33.4671 | 30 | 24 | 0 | ExCOMM | 0
sngl to al40 | Glass-Small Off-ElecHt-sngl to al40-Retro | 22.1872 | 30 | 24 | 0 | ExCOMM | 0
sngl to al40 | Glass-Big Box-ElecHt-sngl to al40-Retro | 32.4709 | 30 | 24 | 0 | ExCOMM | 0
sngl to al40 | Glass-Small Box-ElecHt-sngl to al40-Retro | 10.7467 | 30 | 24 | 0 | ExCOMM | 0
sngl to al40 | Glass-High End-ElecHt-sngl to al40-Retro | 10.6896 | 30 | 24 | 0 | ExCOMM | 0
sngl to al40 | Glass-Anchor-ElecHt-sngl to al40-Retro | 32.4819 | 30 | 24 | 0 | ExCOMM | 0
sngl to al40 | Glass-K-12-ElecHt-sngl to al40-Retro | 13.6094 | 30 | 24 | 0 | ExCOMM | 0
sngl to al40 | Glass-University-ElecHt-sngl to al40-Retro | 32.2973 | 30 | 24 | 0 | ExCOMM | 0
sngl to al40 | Glass-Warehouse-ElecHt-sngl to al40-Retro | 9.6263 | 30 | 24 | 0 | ExCOMM | 0
sngl to al40 | Glass-Supermarket-ElecHt-sngl to al40-Retro | 15.5084 | 30 | 24 | 0 | ExCOMM | 0
sngl to al40 | Glass-MIniMart-ElecHt-sngl to al40-Retro | 12.7424 | 30 | 24 | 0 | ExCOMM | 0
sngl to al40 | Glass-Restaurant-ElecHt-sngl to al40-Retro | 10.2904 | 30 | 24 | 0 | ExCOMM | 0
sngl to al40 | Glass-Lodging-ElecHt-sngl to al40-Retro | 20.013 | 30 | 24 | 0 | ExCOMM | 0
sngl to al40 | Glass-Hospital-ElecHt-sngl to al40-Retro | 36.9366 | 30 | 24 | 0 | ExCOMM | 0
sngl to al40 | Glass-OtherHealth-ElecHt-sngl to al40-Retro | 38.1804 | 30 | 24 | 0 | ExCOMM | 0
sngl to al40 | Glass-Other-ElecHt-sngl to al40-Retro | 17.8262 | 30 | 24 | 0 | ExCOMM | 0
sngl to vea | Glass-Large Off-GasHt-sngl to vea-Retro | 8.344 | 30 | 16 | -0.58196 | ExCOMM | 0
sngl to vea | Glass-Medium Off-GasHt-sngl to vea-Retro | 6.9137 | 30 | 16 | -0.58196 | ExCOMM | 0
sngl to vea | Glass-Small Off-GasHt-sngl to vea-Retro | 4.5219 | 30 | 16 | -0.39369 | ExCOMM | 0
sngl to vea | Glass-Big Box-GasHt-sngl to vea-Retro | 7.3268 | 30 | 16 | -0.53184 | ExCOMM | 0
sngl to vea | Glass-Small Box-GasHt-sngl to vea-Retro | 0.903 | 30 | 16 | -0.22619 | ExCOMM | 0
sngl to vea | Glass-High End-GasHt-sngl to vea-Retro | 0.84987 | 30 | 16 | -0.22619 | ExCOMM | 0
sngl to vea | Glass-Anchor-GasHt-sngl to vea-Retro | 7.338 | 30 | 16 | -0.53184 | ExCOMM | 0
sngl to vea | Glass-K-12-GasHt-sngl to vea-Retro | 0.3436 | 30 | 16 | -0.2973 | ExCOMM | 0
sngl to vea | Glass-University-GasHt-sngl to vea-Retro | 4.1415 | 30 | 16 | -0.62141 | ExCOMM | 0
sngl to vea | Glass-Warehouse-GasHt-sngl to vea-Retro | 1.2558 | 30 | 16 | -0.19188 | ExCOMM | 0
sngl to vea | Glass-Supermarket-GasHt-sngl to vea-Retro | 5.9895 | 30 | 16 | -0.20678 | ExCOMM | 0
sngl to vea | Glass-MIniMart-GasHt-sngl to vea-Retro | 3.3275 | 30 | 16 | -0.20678 | ExCOMM | 0
sngl to vea | Glass-Restaurant-GasHt-sngl to vea-Retro | 3.5777 | 30 | 16 | -0.16569 | ExCOMM | 0
sngl to vea | Glass-Lodging-GasHt-sngl to vea-Retro | 3.825 | 30 | 16 | -0.36126 | ExCOMM | 0
sngl to vea | Glass-Hospital-GasHt-sngl to vea-Retro | 6.3099 | 30 | 16 | -0.66796 | ExCOMM | 0
sngl to vea | Glass-OtherHealth-GasHt-sngl to vea-Retro | 3.4056 | 30 | 16 | -0.75397 | ExCOMM | 0
sngl to vea | Glass-Other-GasHt-sngl to vea-Retro | 1.6326 | 30 | 16 | -0.36126 | ExCOMM | 0
sngl to al36 CW | Glass-Large Off-GasHt-sngl to al36 CW-Retro | 8.2512 | 30 | 30 | -0.54719 | ExCOMM | 0
sngl to al36 CW | Glass-Medium Off-GasHt-sngl to al36 CW-Retro | 6.8368 | 30 | 30 | -0.54719 | ExCOMM | 0
sngl to al36 CW | Glass-Small Off-GasHt-sngl to al36 CW-Retro | 4.6484 | 30 | 30 | -0.36163 | ExCOMM | 0
sngl to al36 CW | Glass-Big Box-GasHt-sngl to al36 CW-Retro | 7.2732 | 30 | 30 | -0.50656 | ExCOMM | 0
sngl to al36 CW | Glass-Small Box-GasHt-sngl to al36 CW-Retro | 0.93644 | 30 | 30 | -0.20497 | ExCOMM | 0
sngl to al36 CW | Glass-High End-GasHt-sngl to al36 CW-Retro | 0.88134 | 30 | 30 | -0.20497 | ExCOMM | 0
sngl to al36 CW | Glass-Anchor-GasHt-sngl to al36 CW-Retro | 7.2843 | 30 | 30 | -0.50656 | ExCOMM | 0
sngl to al36 CW | Glass-K-12-GasHt-sngl to al36 CW-Retro | 0.3188 | 30 | 30 | -0.27382 | ExCOMM | 0
sngl to al36 CW | Glass-University-GasHt-sngl to al36 CW-Retro | 4.0572 | 30 | 30 | -0.57952 | ExCOMM | 0
sngl to al36 CW | Glass-Warehouse-GasHt-sngl to al36 CW-Retro | 1.2558 | 30 | 30 | -0.17382 | ExCOMM | 0
sngl to al36 CW | Glass-Supermarket-GasHt-sngl to al36 CW-Retro | 6.1155 | 30 | 30 | -0.19143 | ExCOMM | 0
sngl to al36 CW | Glass-MIniMart-GasHt-sngl to al36 CW-Retro | 3.3975 | 30 | 30 | -0.19143 | ExCOMM | 0
sngl to al36 CW | Glass-Restaurant-GasHt-sngl to al36 CW-Retro | 3.3502 | 30 | 30 | -0.14763 | ExCOMM | 0
sngl to al36 CW | Glass-Lodging-GasHt-sngl to al36 CW-Retro | 3.8146 | 30 | 30 | -0.33372 | ExCOMM | 0
sngl to al36 CW | Glass-Hospital-GasHt-sngl to al36 CW-Retro | 6.2195 | 30 | 30 | -0.62755 | ExCOMM | 0
sngl to al36 CW | Glass-OtherHealth-GasHt-sngl to al36 CW-Retro | 3.3282 | 30 | 30 | -0.70792 | ExCOMM | 0
sngl to al36 CW | Glass-Other-GasHt-sngl to al36 CW-Retro | 1.6282 | 30 | 30 | -0.33372 | ExCOMM | 0
sngl to al40 | Glass-Large Off-GasHt-sngl to al40-Retro | 8.0753 | 30 | 24 | -0.51559 | ExCOMM | 0
sngl to al40 | Glass-Medium Off-GasHt-sngl to al40-Retro | 6.691 | 30 | 24 | -0.51559 | ExCOMM | 0
sngl to al40 | Glass-Small Off-GasHt-sngl to al40-Retro | 4.7429 | 30 | 24 | -0.3359 | ExCOMM | 0
sngl to al40 | Glass-Big Box-GasHt-sngl to al40-Retro | 7.2188 | 30 | 24 | -0.48624 | ExCOMM | 0
sngl to al40 | Glass-Small Box-GasHt-sngl to al40-Retro | 0.9694 | 30 | 24 | -0.18827 | ExCOMM | 0
sngl to al40 | Glass-High End-GasHt-sngl to al40-Retro | 0.91236 | 30 | 24 | -0.18827 | ExCOMM | 0
sngl to al40 | Glass-Anchor-GasHt-sngl to al40-Retro | 7.2299 | 30 | 24 | -0.48624 | ExCOMM | 0
sngl to al40 | Glass-K-12-GasHt-sngl to al40-Retro | 0.3034 | 30 | 24 | -0.25621 | ExCOMM | 0
sngl to al40 | Glass-University-GasHt-sngl to al40-Retro | 3.9597 | 30 | 24 | -0.54566 | ExCOMM | 0
sngl to al40 | Glass-Warehouse-GasHt-sngl to al40-Retro | 1.2558 | 30 | 24 | -0.16118 | ExCOMM | 0
sngl to al40 | Glass-Supermarket-GasHt-sngl to al40-Retro | 6.2235 | 30 | 24 | -0.17879 | ExCOMM | 0
sngl to al40 | Glass-MIniMart-GasHt-sngl to al40-Retro | 3.4575 | 30 | 24 | -0.17879 | ExCOMM | 0
sngl to al40 | Glass-Restaurant-GasHt-sngl to al40-Retro | 3.3502 | 30 | 24 | -0.13364 | ExCOMM | 0
sngl to al40 | Glass-Lodging-GasHt-sngl to al40-Retro | 3.8153 | 30 | 24 | -0.3119 | ExCOMM | 0
sngl to al40 | Glass-Hospital-GasHt-sngl to al40-Retro | 6.0926 | 30 | 24 | -0.59392 | ExCOMM | 0
sngl to al40 | Glass-OtherHealth-GasHt-sngl to al40-Retro | 3.2683 | 30 | 24 | -0.67225 | ExCOMM | 0
sngl to al40 | Glass-Other-GasHt-sngl to al40-Retro | 1.6285 | 30 | 24 | -0.3119 | ExCOMM | 0
sngl to vea | Glass-Large Off-HtPmpHt-sngl to vea-Retro | 23.4554 | 30 | 16 | 0 | ExCOMM | 0
sngl to vea | Glass-Medium Off-HtPmpHt-sngl to vea-Retro | 22.0251 | 30 | 16 | 0 | ExCOMM | 0
sngl to vea | Glass-Small Off-HtPmpHt-sngl to vea-Retro | 14.7446 | 30 | 16 | 0 | ExCOMM | 0
sngl to vea | Glass-Big Box-HtPmpHt-sngl to vea-Retro | 21.1369 | 30 | 16 | 0 | ExCOMM | 0
sngl to vea | Glass-Small Box-HtPmpHt-sngl to vea-Retro | 6.7764 | 30 | 16 | 0 | ExCOMM | 0
sngl to vea | Glass-High End-HtPmpHt-sngl to vea-Retro | 6.7233 | 30 | 16 | 0 | ExCOMM | 0
sngl to vea | Glass-Anchor-HtPmpHt-sngl to vea-Retro | 21.1481 | 30 | 16 | 0 | ExCOMM | 0
sngl to vea | Glass-K-12-HtPmpHt-sngl to vea-Retro | 8.0634 | 30 | 16 | 0 | ExCOMM | 0
sngl to vea | Glass-University-HtPmpHt-sngl to vea-Retro | 20.2775 | 30 | 16 | 0 | ExCOMM | 0
sngl to vea | Glass-Warehouse-HtPmpHt-sngl to vea-Retro | 6.2382 | 30 | 16 | 0 | ExCOMM | 0
sngl to vea | Glass-Supermarket-HtPmpHt-sngl to vea-Retro | 11.3588 | 30 | 16 | 0 | ExCOMM | 0
sngl to vea | Glass-MIniMart-HtPmpHt-sngl to vea-Retro | 8.6968 | 30 | 16 | 0 | ExCOMM | 0
sngl to vea | Glass-Restaurant-HtPmpHt-sngl to vea-Retro | 7.8802 | 30 | 16 | 0 | ExCOMM | 0
sngl to vea | Glass-Lodging-HtPmpHt-sngl to vea-Retro | 13.2056 | 30 | 16 | 0 | ExCOMM | 0
sngl to vea | Glass-Hospital-HtPmpHt-sngl to vea-Retro | 23.6546 | 30 | 16 | 0 | ExCOMM | 0
sngl to vea | Glass-OtherHealth-HtPmpHt-sngl to vea-Retro | 22.9836 | 30 | 16 | 0 | ExCOMM | 0
sngl to vea | Glass-Other-HtPmpHt-sngl to vea-Retro | 11.0133 | 30 | 16 | 0 | ExCOMM | 0
sngl to al36 CW | Glass-Large Off-HtPmpHt-sngl to al36 CW-Retro | 22.4598 | 30 | 30 | 0 | ExCOMM | 0
sngl to al36 CW | Glass-Medium Off-HtPmpHt-sngl to al36 CW-Retro | 21.0454 | 30 | 30 | 0 | ExCOMM | 0
sngl to al36 CW | Glass-Small Off-HtPmpHt-sngl to al36 CW-Retro | 14.0388 | 30 | 30 | 0 | ExCOMM | 0
sngl to al36 CW | Glass-Big Box-HtPmpHt-sngl to al36 CW-Retro | 20.4268 | 30 | 30 | 0 | ExCOMM | 0
sngl to al36 CW | Glass-Small Box-HtPmpHt-sngl to al36 CW-Retro | 6.2588 | 30 | 30 | 0 | ExCOMM | 0
sngl to al36 CW | Glass-High End-HtPmpHt-sngl to al36 CW-Retro | 6.2037 | 30 | 30 | 0 | ExCOMM | 0
sngl to al36 CW | Glass-Anchor-HtPmpHt-sngl to al36 CW-Retro | 20.4379 | 30 | 30 | 0 | ExCOMM | 0
sngl to al36 CW | Glass-K-12-HtPmpHt-sngl to al36 CW-Retro | 7.429 | 30 | 30 | 0 | ExCOMM | 0
sngl to al36 CW | Glass-University-HtPmpHt-sngl to al36 CW-Retro | 19.1053 | 30 | 30 | 0 | ExCOMM | 0
sngl to al36 CW | Glass-Warehouse-HtPmpHt-sngl to al36 CW-Retro | 5.7693 | 30 | 30 | 0 | ExCOMM | 0
sngl to al36 CW | Glass-Supermarket-HtPmpHt-sngl to al36 CW-Retro | 11.0862 | 30 | 30 | 0 | ExCOMM | 0
sngl to al36 CW | Glass-MIniMart-HtPmpHt-sngl to al36 CW-Retro | 8.3682 | 30 | 30 | 0 | ExCOMM | 0
sngl to al36 CW | Glass-Restaurant-HtPmpHt-sngl to al36 CW-Retro | 7.1837 | 30 | 30 | 0 | ExCOMM | 0
sngl to al36 CW | Glass-Lodging-HtPmpHt-sngl to al36 CW-Retro | 12.4801 | 30 | 30 | 0 | ExCOMM | 0
sngl to al36 CW | Glass-Hospital-HtPmpHt-sngl to al36 CW-Retro | 22.5149 | 30 | 30 | 0 | ExCOMM | 0
sngl to al36 CW | Glass-OtherHealth-HtPmpHt-sngl to al36 CW-Retro | 21.7103 | 30 | 30 | 0 | ExCOMM | 0
sngl to al36 CW | Glass-Other-HtPmpHt-sngl to al36 CW-Retro | 10.2937 | 30 | 30 | 0 | ExCOMM | 0
sngl to al40 | Glass-Large Off-HtPmpHt-sngl to al40-Retro | 21.4633 | 30 | 24 | 0 | ExCOMM | 0
sngl to al40 | Glass-Medium Off-HtPmpHt-sngl to al40-Retro | 20.0791 | 30 | 24 | 0 | ExCOMM | 0
sngl to al40 | Glass-Small Off-HtPmpHt-sngl to al40-Retro | 13.4651 | 30 | 24 | 0 | ExCOMM | 0
sngl to al40 | Glass-Big Box-HtPmpHt-sngl to al40-Retro | 19.8449 | 30 | 24 | 0 | ExCOMM | 0
sngl to al40 | Glass-Small Box-HtPmpHt-sngl to al40-Retro | 5.858 | 30 | 24 | 0 | ExCOMM | 0
sngl to al40 | Glass-High End-HtPmpHt-sngl to al40-Retro | 5.801 | 30 | 24 | 0 | ExCOMM | 0
sngl to al40 | Glass-Anchor-HtPmpHt-sngl to al40-Retro | 19.8559 | 30 | 24 | 0 | ExCOMM | 0
sngl to al40 | Glass-K-12-HtPmpHt-sngl to al40-Retro | 6.9564 | 30 | 24 | 0 | ExCOMM | 0
sngl to al40 | Glass-University-HtPmpHt-sngl to al40-Retro | 18.1285 | 30 | 24 | 0 | ExCOMM | 0
sngl to al40 | Glass-Warehouse-HtPmpHt-sngl to al40-Retro | 5.441 | 30 | 24 | 0 | ExCOMM | 0
sngl to al40 | Glass-Supermarket-HtPmpHt-sngl to al40-Retro | 10.8659 | 30 | 24 | 0 | ExCOMM | 0
sngl to al40 | Glass-MIniMart-HtPmpHt-sngl to al40-Retro | 8.0999 | 30 | 24 | 0 | ExCOMM | 0
sngl to al40 | Glass-Restaurant-HtPmpHt-sngl to al40-Retro | 6.8203 | 30 | 24 | 0 | ExCOMM | 0
sngl to al40 | Glass-Lodging-HtPmpHt-sngl to al40-Retro | 11.9141 | 30 | 24 | 0 | ExCOMM | 0
sngl to al40 | Glass-Hospital-HtPmpHt-sngl to al40-Retro | 21.5146 | 30 | 24 | 0 | ExCOMM | 0
sngl to al40 | Glass-OtherHealth-HtPmpHt-sngl to al40-Retro | 20.7244 | 30 | 24 | 0 | ExCOMM | 0
sngl to al40 | Glass-Other-HtPmpHt-sngl to al40-Retro | 9.7273 | 30 | 24 | 0 | ExCOMM | 0
ProCost Results, Version 1.70a: JPH 03/07/01, 05:34 PM 1/14/2005
Measure Results (2000 $) |  | Measure Input Data | [7 empty] | Savings |  |  | PV Capital |  |  |  | PV O&M |  | Total PV Costs |  |  |  |  | Levelized Cost (mills/kwh) |  |  |  |  | PV Bulk Power System Benefits | [5 empty] | PV Regional Benefits
Category | Measure | Measure Life | Site Savings (kWh) | Capital Cost ($/unit) | Annual O&M Cost ($/unit) | PV Per. Repl. Cost ($/unit) | Load Shape | Div. Load Factor | Bulk Pwr Coin. Factor | Bulk Energy (kWh) | Bulk Demand (kw) | Local Demand (kW) | Spon 1 | Spon 2 | Spon 3 | Cust | Utility | Cust | Spon 1 | Spon 2 | Spon 3 | Cust | Total | Spon 1 | Spon 2 | Spon 3 | Cust | Total | Energy | Bulk T&D Def. Cap. | Act C-E Credit | Total System Benefit | Total non-Consumer Cost | Bulk System B/C Ratio | Local T&D Def.Cap. | Non-E Value | Exter-nalities | Total Regional Benefit | Total Regional Cost | Total Regional B/C Ratio
code to al45 | Glass-Large Off-ElecHt-code to al45-NR | 30 | 0.75038 | 0.5 | 0 | 0 | ExCOMM | 0.47693 | 0.46383 | 0.8076 | 8.966e-05 | 0.0001933 |  |  | 0.39296 | 0 | 0 | 0 | 0 | 0 | 0.39296 | 0 | 0.39296 | 0 | 0 | 35.8038 | 0 | 35.8038 | 0.4162 | 0.0036555 | 0.046239 | 0.46544 | 0.39296 | 1.1844 | 0.052541 | 0 | 0 | 0.51798 | 0.39296 | 1.3181
code to al45 | Glass-Medium Off-ElecHt-code to al45-NR | 30 | 0.75037 | 0.5 | 0 | 0 | ExCOMM | 0.47693 | 0.46383 | 0.80759 | 8.9659e-05 | 0.0001933 |  |  | 0.39296 | 0 | 0 | 0 | 0 | 0 | 0.39296 | 0 | 0.39296 | 0 | 0 | 35.8043 | 0 | 35.8043 | 0.41619 | 0.0036555 | 0.046238 | 0.46544 | 0.39296 | 1.1844 | 0.05254 | 0 | 0 | 0.51798 | 0.39296 | 1.3181
code to al45 | Glass-Small Off-ElecHt-code to al45-NR | 30 | 0.91786 | 0.5 | 0 | 0 | ExCOMM | 0.47693 | 0.46383 | 0.98784 | 0.00010967 | 0.00023645 |  |  | 0.39296 | 0 | 0 | 0 | 0 | 0 | 0.39296 | 0 | 0.39296 | 0 | 0 | 29.2708 | 0 | 29.2708 | 0.50909 | 0.0044714 | 0.056559 | 0.56933 | 0.39296 | 1.4488 | 0.064268 | 0 | 0 | 0.63359 | 0.39296 | 1.6123
code to al45 | Glass-Big Box-ElecHt-code to al45-NR | 30 | 0.63308 | 0.5 | 0 | 0 | ExCOMM | 0.47693 | 0.46383 | 0.68135 | 7.5644e-05 | 0.00016309 |  |  | 0.39296 | 0 | 0 | 0 | 0 | 0 | 0.39296 | 0 | 0.39296 | 0 | 0 | 42.4378 | 0 | 42.4378 | 0.35114 | 0.0030841 | 0.039011 | 0.39268 | 0.39296 | 0.99928 | 0.044328 | 0 | 0 | 0.43701 | 0.39296 | 1.1121
code to al45 | Glass-Small Box-ElecHt-code to al45-NR | 30 | 0.5988 | 0.5 | 0 | 0 | ExCOMM | 0.47693 | 0.46383 | 0.64445 | 7.1548e-05 | 0.00015425 |  |  | 0.39296 | 0 | 0 | 0 | 0 | 0 | 0.39296 | 0 | 0.39296 | 0 | 0 | 44.8675 | 0 | 44.8675 | 0.33212 | 0.0029171 | 0.036898 | 0.37142 | 0.39296 | 0.94517 | 0.041927 | 0 | 0 | 0.41335 | 0.39296 | 1.0519
code to al45 | Glass-High End-ElecHt-code to al45-NR | 30 | 0.60045 | 0.5 | 0 | 0 | ExCOMM | 0.47693 | 0.46383 | 0.64623 | 7.1745e-05 | 0.00015468 |  |  | 0.39296 | 0 | 0 | 0 | 0 | 0 | 0.39296 | 0 | 0.39296 | 0 | 0 | 44.744 | 0 | 44.744 | 0.33304 | 0.0029251 | 0.037 | 0.37244 | 0.39296 | 0.94778 | 0.042043 | 0 | 0 | 0.41449 | 0.39296 | 1.0548
code to al45 | Glass-Anchor-ElecHt-code to al45-NR | 30 | 0.63308 | 0.5 | 0 | 0 | ExCOMM | 0.47693 | 0.46383 | 0.68135 | 7.5644e-05 | 0.00016309 |  |  | 0.39296 | 0 | 0 | 0 | 0 | 0 | 0.39296 | 0 | 0.39296 | 0 | 0 | 42.4379 | 0 | 42.4379 | 0.35114 | 0.0030841 | 0.039011 | 0.39268 | 0.39296 | 0.99928 | 0.044328 | 0 | 0 | 0.43701 | 0.39296 | 1.1121
code to al45 | Glass-K-12-ElecHt-code to al45-NR | 30 | 0.54341 | 0.5 | 0 | 0 | ExCOMM | 0.47693 | 0.46383 | 0.58485 | 6.493e-05 | 0.00013999 |  |  | 0.39296 | 0 | 0 | 0 | 0 | 0 | 0.39296 | 0 | 0.39296 | 0 | 0 | 49.4403 | 0 | 49.4403 | 0.3014 | 0.0026473 | 0.033485 | 0.33707 | 0.39296 | 0.85775 | 0.038049 | 0 | 0 | 0.37512 | 0.39296 | 0.95458
code to al45 | Glass-University-ElecHt-code to al45-NR | 30 | 0.99369 | 0.5 | 0 | 0 | ExCOMM | 0.47693 | 0.46383 | 1.0695 | 0.00011873 | 0.00025598 |  |  | 0.39296 | 0 | 0 | 0 | 0 | 0 | 0.39296 | 0 | 0.39296 | 0 | 0 | 27.037 | 0 | 27.037 | 0.55115 | 0.0048408 | 0.061232 | 0.61636 | 0.39296 | 1.5685 | 0.069578 | 0 | 0 | 0.68594 | 0.39296 | 1.7456
code to al45 | Glass-Warehouse-ElecHt-code to al45-NR | 30 | 0.56274 | 0.5 | 0 | 0 | ExCOMM | 0.47693 | 0.46383 | 0.60565 | 6.724e-05 | 0.00014497 |  |  | 0.39296 | 0 | 0 | 0 | 0 | 0 | 0.39296 | 0 | 0.39296 | 0 | 0 | 47.742 | 0 | 47.742 | 0.31213 | 0.0027414 | 0.034677 | 0.34906 | 0.39296 | 0.88826 | 0.039403 | 0 | 0 | 0.38846 | 0.39296 | 0.98853
code to al45 | Glass-Supermarket-ElecHt-code to al45-NR | 30 | 0.62267 | 0.5 | 0 | 0 | ExCOMM | 0.47693 | 0.46383 | 0.67015 | 7.44e-05 | 0.0001604 |  |  | 0.39296 | 0 | 0 | 0 | 0 | 0 | 0.39296 | 0 | 0.39296 | 0 | 0 | 43.1472 | 0 | 43.1472 | 0.34536 | 0.0030334 | 0.038369 | 0.38623 | 0.39296 | 0.98286 | 0.043599 | 0 | 0 | 0.42983 | 0.39296 | 1.0938
code to al45 | Glass-MIniMart-ElecHt-code to al45-NR | 30 | 0.61044 | 0.5 | 0 | 0 | ExCOMM | 0.47693 | 0.46383 | 0.65699 | 7.294e-05 | 0.00015725 |  |  | 0.39296 | 0 | 0 | 0 | 0 | 0 | 0.39296 | 0 | 0.39296 | 0 | 0 | 44.0113 | 0 | 44.0113 | 0.33858 | 0.0029738 | 0.037616 | 0.37864 | 0.39296 | 0.96356 | 0.042743 | 0 | 0 | 0.42139 | 0.39296 | 1.0723
code to al45 | Glass-Restaurant-ElecHt-code to al45-NR | 30 | 0.50449 | 0.5 | 0 | 0 | ExCOMM | 0.47693 | 0.46383 | 0.54295 | 6.0279e-05 | 0.00012996 |  |  | 0.39296 | 0 | 0 | 0 | 0 | 0 | 0.39296 | 0 | 0.39296 | 0 | 0 | 53.2551 | 0 | 53.2551 | 0.27981 | 0.0024576 | 0.031087 | 0.31292 | 0.39296 | 0.79631 | 0.035324 | 0 | 0 | 0.34824 | 0.39296 | 0.8862
code to al45 | Glass-Lodging-ElecHt-code to al45-NR | 30 | 0.72979 | 0.5 | 0 | 0 | ExCOMM | 0.47693 | 0.46383 | 0.78544 | 8.72e-05 | 0.000188 |  |  | 0.39296 | 0 | 0 | 0 | 0 | 0 | 0.39296 | 0 | 0.39296 | 0 | 0 | 36.8138 | 0 | 36.8138 | 0.40478 | 0.0035552 | 0.04497 | 0.45267 | 0.39296 | 1.1519 | 0.0511 | 0 | 0 | 0.50377 | 0.39296 | 1.282
code to al45 | Glass-Hospital-ElecHt-code to al45-NR | 30 | 1.0044 | 0.5 | 0 | 0 | ExCOMM | 0.47693 | 0.46383 | 1.081 | 0.00012001 | 0.00025874 |  |  | 0.39296 | 0 | 0 | 0 | 0 | 0 | 0.39296 | 0 | 0.39296 | 0 | 0 | 26.7493 | 0 | 26.7493 | 0.55708 | 0.0048929 | 0.061891 | 0.62299 | 0.39296 | 1.5854 | 0.070326 | 0 | 0 | 0.69332 | 0.39296 | 1.7643
code to al45 | Glass-OtherHealth-ElecHt-code to al45-NR | 30 | 1.2578 | 0.5 | 0 | 0 | ExCOMM | 0.47693 | 0.46383 | 1.3537 | 0.00015029 | 0.00032402 |  |  | 0.39296 | 0 | 0 | 0 | 0 | 0 | 0.39296 | 0 | 0.39296 | 0 | 0 | 21.3595 | 0 | 21.3595 | 0.69765 | 0.0061276 | 0.077508 | 0.7802 | 0.39296 | 1.9854 | 0.088072 | 0 | 0 | 0.86827 | 0.39296 | 2.2095
code to al45 | Glass-Other-ElecHt-code to al45-NR | 30 | 0.73321 | 0.5 | 0 | 0 | ExCOMM | 0.47693 | 0.46383 | 0.78912 | 8.7608e-05 | 0.00018888 |  |  | 0.39296 | 0 | 0 | 0 | 0 | 0 | 0.39296 | 0 | 0.39296 | 0 | 0 | 36.6422 | 0 | 36.6422 | 0.40668 | 0.0035719 | 0.045181 | 0.45479 | 0.39296 | 1.1573 | 0.051339 | 0 | 0 | 0.50613 | 0.39296 | 1.288
code to al40 | Glass-Large Off-ElecHt-code to al40-NR | 30 | 2.6085 | 1 | 0 | 0 | ExCOMM | 0.47693 | 0.46383 | 2.8074 | 0.00031168 | 0.00067197 |  |  | 0.78593 | 0 | 0 | 0 | 0 | 0 | 0.78593 | 0 | 0.78593 | 0 | 0 | 20.5991 | 0 | 20.5991 | 1.4468 | 0.012707 | 0.16074 | 1.618 | 0.78593 | 2.0587 | 0.18265 | 0 | 0 | 1.8006 | 0.78593 | 2.2911
code to al40 | Glass-Medium Off-ElecHt-code to al40-NR | 30 | 2.5944 | 1 | 0 | 0 | ExCOMM | 0.47693 | 0.46383 | 2.7922 | 0.00030999 | 0.00066833 |  |  | 0.78593 | 0 | 0 | 0 | 0 | 0 | 0.78593 | 0 | 0.78593 | 0 | 0 | 20.7112 | 0 | 20.7112 | 1.439 | 0.012639 | 0.15987 | 1.6092 | 0.78593 | 2.0476 | 0.18166 | 0 | 0 | 1.7909 | 0.78593 | 2.2787
code to al40 | Glass-Small Off-ElecHt-code to al40-NR | 30 | 2.4357 | 1 | 0 | 0 | ExCOMM | 0.47693 | 0.46383 | 2.6215 | 0.00029104 | 0.00062747 |  |  | 0.78593 | 0 | 0 | 0 | 0 | 0 | 0.78593 | 0 | 0.78593 | 0 | 0 | 22.0601 | 0 | 22.0601 | 1.351 | 0.011866 | 0.15009 | 1.5108 | 0.78593 | 1.9224 | 0.17055 | 0 | 0 | 1.6814 | 0.78593 | 2.1394
code to al40 | Glass-Big Box-ElecHt-code to al40-NR | 30 | 1.7031 | 1 | 0 | 0 | ExCOMM | 0.47693 | 0.46383 | 1.8329 | 0.00020349 | 0.00043872 |  |  | 0.78593 | 0 | 0 | 0 | 0 | 0 | 0.78593 | 0 | 0.78593 | 0 | 0 | 31.5505 | 0 | 31.5505 | 0.94461 | 0.0082966 | 0.10494 | 1.0564 | 0.78593 | 1.3441 | 0.11925 | 0 | 0 | 1.1756 | 0.78593 | 1.4958
code to al40 | Glass-Small Box-ElecHt-code to al40-NR | 30 | 1.6232 | 1 | 0 | 0 | ExCOMM | 0.47693 | 0.46383 | 1.7469 | 0.00019395 | 0.00041814 |  |  | 0.78593 | 0 | 0 | 0 | 0 | 0 | 0.78593 | 0 | 0.78593 | 0 | 0 | 33.1036 | 0 | 33.1036 | 0.9003 | 0.0079074 | 0.10002 | 1.0068 | 0.78593 | 1.2811 | 0.11365 | 0 | 0 | 1.1205 | 0.78593 | 1.4257
code to al40 | Glass-High End-ElecHt-code to al40-NR | 30 | 1.6263 | 1 | 0 | 0 | ExCOMM | 0.47693 | 0.46383 | 1.7503 | 0.00019432 | 0.00041895 |  |  | 0.78593 | 0 | 0 | 0 | 0 | 0 | 0.78593 | 0 | 0.78593 | 0 | 0 | 33.0398 | 0 | 33.0398 | 0.90204 | 0.0079227 | 0.10021 | 1.0088 | 0.78593 | 1.2835 | 0.11387 | 0 | 0 | 1.1226 | 0.78593 | 1.4284
code to al40 | Glass-Anchor-ElecHt-code to al40-NR | 30 | 1.7031 | 1 | 0 | 0 | ExCOMM | 0.47693 | 0.46383 | 1.8329 | 0.00020349 | 0.00043872 |  |  | 0.78593 | 0 | 0 | 0 | 0 | 0 | 0.78593 | 0 | 0.78593 | 0 | 0 | 31.5506 | 0 | 31.5506 | 0.94461 | 0.0082966 | 0.10494 | 1.0564 | 0.78593 | 1.3441 | 0.11925 | 0 | 0 | 1.1756 | 0.78593 | 1.4958
code to al40 | Glass-K-12-ElecHt-code to al40-NR | 30 | 1.4891 | 1 | 0 | 0 | ExCOMM | 0.47693 | 0.46383 | 1.6026 | 0.00017792 | 0.0003836 |  |  | 0.78593 | 0 | 0 | 0 | 0 | 0 | 0.78593 | 0 | 0.78593 | 0 | 0 | 36.0849 | 0 | 36.0849 | 0.82591 | 0.0072541 | 0.091757 | 0.92363 | 0.78593 | 1.1752 | 0.10426 | 0 | 0 | 1.0279 | 0.78593 | 1.3079
code to al40 | Glass-University-ElecHt-code to al40-NR | 30 | 2.9278 | 1 | 0 | 0 | ExCOMM | 0.47693 | 0.46383 | 3.151 | 0.00034983 | 0.00075422 |  |  | 0.78593 | 0 | 0 | 0 | 0 | 0 | 0.78593 | 0 | 0.78593 | 0 | 0 | 18.3527 | 0 | 18.3527 | 1.6239 | 0.014263 | 0.18041 | 1.816 | 0.78593 | 2.3107 | 0.205 | 0 | 0 | 2.021 | 0.78593 | 2.5715
code to al40 | Glass-Warehouse-ElecHt-code to al40-NR | 30 | 0.72417 | 1 | 0 | 0 | ExCOMM | 0.47693 | 0.46383 | 0.77939 | 8.6529e-05 | 0.00018655 |  |  | 0.78593 | 0 | 0 | 0 | 0 | 0 | 0.78593 | 0 | 0.78593 | 0 | 0 | 74.1989 | 0 | 74.1989 | 0.40166 | 0.0035279 | 0.044624 | 0.44919 | 0.78593 | 0.57154 | 0.050706 | 0 | 0 | 0.49989 | 0.78593 | 0.63605
code to al40 | Glass-Supermarket-ElecHt-code to al40-NR | 30 | 1.6726 | 1 | 0 | 0 | ExCOMM | 0.47693 | 0.46383 | 1.8001 | 0.00019985 | 0.00043087 |  |  | 0.78593 | 0 | 0 | 0 | 0 | 0 | 0.78593 | 0 | 0.78593 | 0 | 0 | 32.1259 | 0 | 32.1259 | 0.9277 | 0.008148 | 0.10307 | 1.0375 | 0.78593 | 1.32 | 0.11711 | 0 | 0 | 1.1546 | 0.78593 | 1.4691
code to al40 | Glass-MIniMart-ElecHt-code to al40-NR | 30 | 1.6542 | 1 | 0 | 0 | ExCOMM | 0.47693 | 0.46383 | 1.7804 | 0.00019766 | 0.00042614 |  |  | 0.78593 | 0 | 0 | 0 | 0 | 0 | 0.78593 | 0 | 0.78593 | 0 | 0 | 32.482 | 0 | 32.482 | 0.91753 | 0.0080587 | 0.10194 | 1.0261 | 0.78593 | 1.3056 | 0.11583 | 0 | 0 | 1.1419 | 0.78593 | 1.4529
code to al40 | Glass-Restaurant-ElecHt-code to al40-NR | 30 | 1.4083 | 1 | 0 | 0 | ExCOMM | 0.47693 | 0.46383 | 1.5157 | 0.00016827 | 0.00036279 |  |  | 0.78593 | 0 | 0 | 0 | 0 | 0 | 0.78593 | 0 | 0.78593 | 0 | 0 | 38.1539 | 0 | 38.1539 | 0.78113 | 0.0068607 | 0.086782 | 0.87355 | 0.78593 | 1.1115 | 0.09861 | 0 | 0 | 0.97216 | 0.78593 | 1.237
code to al40 | Glass-Lodging-ElecHt-code to al40-NR | 30 | 1.9725 | 1 | 0 | 0 | ExCOMM | 0.47693 | 0.46383 | 2.1229 | 0.00023568 | 0.00050812 |  |  | 0.78593 | 0 | 0 | 0 | 0 | 0 | 0.78593 | 0 | 0.78593 | 0 | 0 | 27.2415 | 0 | 27.2415 | 1.094 | 0.009609 | 0.12154 | 1.2235 | 0.78593 | 1.5567 | 0.13811 | 0 | 0 | 1.3616 | 0.78593 | 1.7325
code to al40 | Glass-Hospital-ElecHt-code to al40-NR | 30 | 2.9957 | 1 | 0 | 0 | ExCOMM | 0.47693 | 0.46383 | 3.2242 | 0.00035795 | 0.00077172 |  |  | 0.78593 | 0 | 0 | 0 | 0 | 0 | 0.78593 | 0 | 0.78593 | 0 | 0 | 17.9365 | 0 | 17.9365 | 1.6616 | 0.014594 | 0.1846 | 1.8582 | 0.78593 | 2.3643 | 0.20976 | 0 | 0 | 2.0679 | 0.78593 | 2.6312
code to al40 | Glass-OtherHealth-ElecHt-code to al40-NR | 30 | 3.3759 | 1 | 0 | 0 | ExCOMM | 0.47693 | 0.46383 | 3.6333 | 0.00040337 | 0.00086965 |  |  | 0.78593 | 0 | 0 | 0 | 0 | 0 | 0.78593 | 0 | 0.78593 | 0 | 0 | 15.9167 | 0 | 15.9167 | 1.8724 | 0.016446 | 0.20802 | 2.094 | 0.78593 | 2.6643 | 0.23638 | 0 | 0 | 2.3304 | 0.78593 | 2.9651
code to al40 | Glass-Other-ElecHt-code to al40-NR | 30 | 1.9778 | 1 | 0 | 0 | ExCOMM | 0.47693 | 0.46383 | 2.1287 | 0.00023632 | 0.00050951 |  |  | 0.78593 | 0 | 0 | 0 | 0 | 0 | 0.78593 | 0 | 0.78593 | 0 | 0 | 27.1674 | 0 | 27.1674 | 1.097 | 0.0096352 | 0.12188 | 1.2268 | 0.78593 | 1.561 | 0.13849 | 0 | 0 | 1.3653 | 0.78593 | 1.7372
code to al36 | Glass-Large Off-ElecHt-code to al36-NR | 30 | 4.3195 | 4 | 0 | 0 | ExCOMM | 0.47693 | 0.46383 | 4.6488 | 0.00051611 | 0.0011127 |  |  | 3.1437 | 0 | 0 | 0 | 0 | 0 | 3.1437 | 0 | 3.1437 | 0 | 0 | 49.7589 | 0 | 49.7589 | 2.3958 | 0.021042 | 0.26617 | 2.6793 | 3.1437 | 0.85226 | 0.30245 | 0 | 0 | 2.9817 | 3.1437 | 0.94846
code to al36 | Glass-Medium Off-ElecHt-code to al36-NR | 30 | 4.2839 | 4 | 0 | 0 | ExCOMM | 0.47693 | 0.46383 | 4.6106 | 0.00051187 | 0.0011036 |  |  | 3.1437 | 0 | 0 | 0 | 0 | 0 | 3.1437 | 0 | 3.1437 | 0 | 0 | 50.1717 | 0 | 50.1717 | 2.3761 | 0.020869 | 0.26398 | 2.6572 | 3.1437 | 0.84525 | 0.29996 | 0 | 0 | 2.9572 | 3.1437 | 0.94066
code to al36 | Glass-Small Off-ElecHt-code to al36-NR | 30 | 3.5915 | 4 | 0 | 0 | ExCOMM | 0.47693 | 0.46383 | 3.8654 | 0.00042913 | 0.0009252 |  |  | 3.1437 | 0 | 0 | 0 | 0 | 0 | 3.1437 | 0 | 3.1437 | 0 | 0 | 59.8444 | 0 | 59.8444 | 1.992 | 0.017496 | 0.22131 | 2.2277 | 3.1437 | 0.70863 | 0.25148 | 0 | 0 | 2.4792 | 3.1437 | 0.78862
code to al36 | Glass-Big Box-ElecHt-code to al36-NR | 30 | 2.5988 | 4 | 0 | 0 | ExCOMM | 0.47693 | 0.46383 | 2.7969 | 0.00031052 | 0.00066946 |  |  | 3.1437 | 0 | 0 | 0 | 0 | 0 | 3.1437 | 0 | 3.1437 | 0 | 0 | 82.7049 | 0 | 82.7049 | 1.4414 | 0.01266 | 0.16014 | 1.612 | 3.1437 | 0.51276 | 0.18196 | 0 | 0 | 1.7939 | 3.1437 | 0.57064
code to al36 | Glass-Small Box-ElecHt-code to al36-NR | 30 | 2.4533 | 4 | 0 | 0 | ExCOMM | 0.47693 | 0.46383 | 2.6404 | 0.00029313 | 0.00063199 |  |  | 3.1437 | 0 | 0 | 0 | 0 | 0 | 3.1437 | 0 | 3.1437 | 0 | 0 | 87.6091 | 0 | 87.6091 | 1.3607 | 0.011951 | 0.15117 | 1.5217 | 3.1437 | 0.48405 | 0.17178 | 0 | 0 | 1.6935 | 3.1437 | 0.53869
code to al36 | Glass-High End-ElecHt-code to al36-NR | 30 | 2.4594 | 4 | 0 | 0 | ExCOMM | 0.47693 | 0.46383 | 2.6469 | 0.00029386 | 0.00063355 |  |  | 3.1437 | 0 | 0 | 0 | 0 | 0 | 3.1437 | 0 | 3.1437 | 0 | 0 | 87.3929 | 0 | 87.3929 | 1.3641 | 0.011981 | 0.15155 | 1.5255 | 3.1437 | 0.48525 | 0.1722 | 0 | 0 | 1.6977 | 3.1437 | 0.54003
code to al36 | Glass-Anchor-ElecHt-code to al36-NR | 30 | 2.5988 | 4 | 0 | 0 | ExCOMM | 0.47693 | 0.46383 | 2.7969 | 0.00031052 | 0.00066946 |  |  | 3.1437 | 0 | 0 | 0 | 0 | 0 | 3.1437 | 0 | 3.1437 | 0 | 0 | 82.705 | 0 | 82.705 | 1.4414 | 0.01266 | 0.16014 | 1.612 | 3.1437 | 0.51276 | 0.18196 | 0 | 0 | 1.7939 | 3.1437 | 0.57064
code to al36 | Glass-K-12-ElecHt-code to al36-NR | 30 | 2.212 | 4 | 0 | 0 | ExCOMM | 0.47693 | 0.46383 | 2.3807 | 0.0002643 | 0.00056983 |  |  | 3.1437 | 0 | 0 | 0 | 0 | 0 | 3.1437 | 0 | 3.1437 | 0 | 0 | 97.1665 | 0 | 97.1665 | 1.2269 | 0.010776 | 0.1363 | 1.372 | 3.1437 | 0.43644 | 0.15488 | 0 | 0 | 1.5269 | 3.1437 | 0.48571
code to al36 | Glass-University-ElecHt-code to al36-NR | 30 | 4.536 | 4 | 0 | 0 | ExCOMM | 0.47693 | 0.46383 | 4.8819 | 0.00054199 | 0.0011685 |  |  | 3.1437 | 0 | 0 | 0 | 0 | 0 | 3.1437 | 0 | 3.1437 | 0 | 0 | 47.3836 | 0 | 47.3836 | 2.5159 | 0.022097 | 0.27951 | 2.8136 | 3.1437 | 0.89498 | 0.31761 | 0 | 0 | 3.1312 | 3.1437 | 0.99601
code to al36 | Glass-Warehouse-ElecHt-code to al36-NR | 30 | 1.2869 | 4 | 0 | 0 | ExCOMM | 0.47693 | 0.46383 | 1.385 | 0.00015377 | 0.00033151 |  |  | 3.1437 | 0 | 0 | 0 | 0 | 0 | 3.1437 | 0 | 3.1437 | 0 | 0 | 167.0159 | 0 | 167.0159 | 0.71378 | 0.0062692 | 0.079299 | 0.79823 | 3.1437 | 0.25391 | 0.090107 | 0 | 0 | 0.88834 | 3.1437 | 0.28258
code to al36 | Glass-Supermarket-ElecHt-code to al36-NR | 30 | 2.5115 | 4 | 0 | 0 | ExCOMM | 0.47693 | 0.46383 | 2.703 | 0.00030008 | 0.00064697 |  |  | 3.1437 | 0 | 0 | 0 | 0 | 0 | 3.1437 | 0 | 3.1437 | 0 | 0 | 85.5804 | 0 | 85.5804 | 1.393 | 0.012235 | 0.15476 | 1.5578 | 3.1437 | 0.49553 | 0.17585 | 0 | 0 | 1.7336 | 3.1437 | 0.55146
code to al36 | Glass-MIniMart-ElecHt-code to al36-NR | 30 | 2.487 | 4 | 0 | 0 | ExCOMM | 0.47693 | 0.46383 | 2.6766 | 0.00029716 | 0.00064067 |  |  | 3.1437 | 0 | 0 | 0 | 0 | 0 | 3.1437 | 0 | 3.1437 | 0 | 0 | 86.4218 | 0 | 86.4218 | 1.3794 | 0.012116 | 0.15325 | 1.5426 | 3.1437 | 0.4907 | 0.17414 | 0 | 0 | 1.7168 | 3.1437 | 0.5461
code to al36 | Glass-Restaurant-ElecHt-code to al36-NR | 30 | 2.1352 | 4 | 0 | 0 | ExCOMM | 0.47693 | 0.46383 | 2.298 | 0.00025512 | 0.00055003 |  |  | 3.1437 | 0 | 0 | 0 | 0 | 0 | 3.1437 | 0 | 3.1437 | 0 | 0 | 100.6627 | 0 | 100.6627 | 1.1843 | 0.010402 | 0.13157 | 1.3244 | 3.1437 | 0.42128 | 0.1495 | 0 | 0 | 1.4739 | 3.1437 | 0.46884
code to al36 | Glass-Lodging-ElecHt-code to al36-NR | 30 | 3.0415 | 4 | 0 | 0 | ExCOMM | 0.47693 | 0.46383 | 3.2734 | 0.00036342 | 0.00078352 |  |  | 3.1437 | 0 | 0 | 0 | 0 | 0 | 3.1437 | 0 | 3.1437 | 0 | 0 | 70.6657 | 0 | 70.6657 | 1.687 | 0.014817 | 0.18742 | 1.8866 | 3.1437 | 0.60011 | 0.21297 | 0 | 0 | 2.0996 | 3.1437 | 0.66786
code to al36 | Glass-Hospital-ElecHt-code to al36-NR | 30 | 4.7128 | 4 | 0 | 0 | ExCOMM | 0.47693 | 0.46383 | 5.0722 | 0.00056312 | 0.0012141 |  |  | 3.1437 | 0 | 0 | 0 | 0 | 0 | 3.1437 | 0 | 3.1437 | 0 | 0 | 45.6055 | 0 | 45.6055 | 2.614 | 0.022959 | 0.29041 | 2.9233 | 3.1437 | 0.92988 | 0.32999 | 0 | 0 | 3.2533 | 3.1437 | 1.0348
code to al36 | Glass-OtherHealth-ElecHt-code to al36-NR | 30 | 5.09 | 4 | 0 | 0 | ExCOMM | 0.47693 | 0.46383 | 5.4781 | 0.00060818 | 0.0013112 |  |  | 3.1437 | 0 | 0 | 0 | 0 | 0 | 3.1437 | 0 | 3.1437 | 0 | 0 | 42.2265 | 0 | 42.2265 | 2.8232 | 0.024796 | 0.31365 | 3.1572 | 3.1437 | 1.0043 | 0.3564 | 0 | 0 | 3.5136 | 3.1437 | 1.1177
code to al36 | Glass-Other-ElecHt-code to al36-NR | 30 | 3.0468 | 4 | 0 | 0 | ExCOMM | 0.47693 | 0.46383 | 3.2791 | 0.00036404 | 0.00078487 |  |  | 3.1437 | 0 | 0 | 0 | 0 | 0 | 3.1437 | 0 | 3.1437 | 0 | 0 | 70.5443 | 0 | 70.5443 | 1.6899 | 0.014842 | 0.18774 | 1.8898 | 3.1437 | 0.60115 | 0.21333 | 0 | 0 | 2.1032 | 3.1437 | 0.66901
code to al45 | Glass-Large Off-ElecHt-code to al45-New | 30 | 1.0264 | 0.5 | 0 | 0 | ExCOMM | 0.47693 | 0.46383 | 1.1047 | 0.00012264 | 0.00026441 |  |  | 0.39296 | 0 | 0 | 0 | 0 | 0 | 0.39296 | 0 | 0.39296 | 0 | 0 | 26.1752 | 0 | 26.1752 | 0.5693 | 0.0050002 | 0.063248 | 0.63666 | 0.39296 | 1.6201 | 0.071868 | 0 | 0 | 0.70852 | 0.39296 | 1.803
code to al45 | Glass-Medium Off-ElecHt-code to al45-New | 30 | 1.0264 | 0.5 | 0 | 0 | ExCOMM | 0.47693 | 0.46383 | 1.1047 | 0.00012264 | 0.00026441 |  |  | 0.39296 | 0 | 0 | 0 | 0 | 0 | 0.39296 | 0 | 0.39296 | 0 | 0 | 26.1752 | 0 | 26.1752 | 0.5693 | 0.0050002 | 0.063248 | 0.63666 | 0.39296 | 1.6201 | 0.071868 | 0 | 0 | 0.70852 | 0.39296 | 1.803
code to al45 | Glass-Small Off-ElecHt-code to al45-New | 30 | 1.0379 | 0.5 | 0 | 0 | ExCOMM | 0.47693 | 0.46383 | 1.117 | 0.00012401 | 0.00026736 |  |  | 0.39296 | 0 | 0 | 0 | 0 | 0 | 0.39296 | 0 | 0.39296 | 0 | 0 | 25.886 | 0 | 25.886 | 0.57566 | 0.0050561 | 0.063955 | 0.64377 | 0.39296 | 1.6382 | 0.072671 | 0 | 0 | 0.71644 | 0.39296 | 1.8232
code to al45 | Glass-Big Box-ElecHt-code to al45-New | 30 | 0.78096 | 0.5 | 0 | 0 | ExCOMM | 0.47693 | 0.46383 | 0.84051 | 9.3314e-05 | 0.00020118 |  |  | 0.39296 | 0 | 0 | 0 | 0 | 0 | 0.39296 | 0 | 0.39296 | 0 | 0 | 34.4017 | 0 | 34.4017 | 0.43316 | 0.0038045 | 0.048124 | 0.48441 | 0.39296 | 1.2327 | 0.054683 | 0 | 0 | 0.5391 | 0.39296 | 1.3719
code to al45 | Glass-Small Box-ElecHt-code to al45-New | 30 | 0.84474 | 0.5 | 0 | 0 | ExCOMM | 0.47693 | 0.46383 | 0.90915 | 0.00010093 | 0.00021761 |  |  | 0.39296 | 0 | 0 | 0 | 0 | 0 | 0.39296 | 0 | 0.39296 | 0 | 0 | 31.8045 | 0 | 31.8045 | 0.46854 | 0.0041152 | 0.052053 | 0.52397 | 0.39296 | 1.3334 | 0.059148 | 0 | 0 | 0.58312 | 0.39296 | 1.4839
code to al45 | Glass-High End-ElecHt-code to al45-New | 30 | 0.8458 | 0.5 | 0 | 0 | ExCOMM | 0.47693 | 0.46383 | 0.91029 | 0.00010106 | 0.00021788 |  |  | 0.39296 | 0 | 0 | 0 | 0 | 0 | 0.39296 | 0 | 0.39296 | 0 | 0 | 31.7646 | 0 | 31.7646 | 0.46912 | 0.0041204 | 0.052119 | 0.52463 | 0.39296 | 1.3351 | 0.059222 | 0 | 0 | 0.58385 | 0.39296 | 1.4858
code to al45 | Glass-Anchor-ElecHt-code to al45-New | 30 | 0.78078 | 0.5 | 0 | 0 | ExCOMM | 0.47693 | 0.46383 | 0.84031 | 9.3292e-05 | 0.00020113 |  |  | 0.39296 | 0 | 0 | 0 | 0 | 0 | 0.39296 | 0 | 0.39296 | 0 | 0 | 34.4098 | 0 | 34.4098 | 0.43306 | 0.0038036 | 0.048112 | 0.4843 | 0.39296 | 1.2324 | 0.05467 | 0 | 0 | 0.53897 | 0.39296 | 1.3715
code to al45 | Glass-K-12-ElecHt-code to al45-New | 30 | 0.68794 | 0.5 | 0 | 0 | ExCOMM | 0.47693 | 0.46383 | 0.74039 | 8.2199e-05 | 0.00017722 |  |  | 0.39296 | 0 | 0 | 0 | 0 | 0 | 0.39296 | 0 | 0.39296 | 0 | 0 | 39.0536 | 0 | 39.0536 | 0.38157 | 0.0033513 | 0.042391 | 0.42671 | 0.39296 | 1.0859 | 0.048169 | 0 | 0 | 0.47488 | 0.39296 | 1.2085
code to al45 | Glass-University-ElecHt-code to al45-New | 30 | 1.2458 | 0.5 | 0 | 0 | ExCOMM | 0.47693 | 0.46383 | 1.3408 | 0.00014886 | 0.00032093 |  |  | 0.39296 | 0 | 0 | 0 | 0 | 0 | 0.39296 | 0 | 0.39296 | 0 | 0 | 21.5652 | 0 | 21.5652 | 0.691 | 0.0060691 | 0.076769 | 0.77276 | 0.39296 | 1.9665 | 0.087232 | 0 | 0 | 0.85999 | 0.39296 | 2.1885
code to al45 | Glass-Warehouse-ElecHt-code to al45-New | 30 | 0.00013 | 0.5 | 0 | 0 | ExCOMM | 0.47693 | 0.46383 | 0.00013991 | 1.5533e-08 | 3.3489e-08 |  |  | 0.39296 | 0 | 0 | 0 | 0 | 0 | 0.39296 | 0 | 0.39296 | 0 | 0 | 206665.0781 | 0 | 206665.074 | 7.2105e-05 | 6.333e-07 | 8.0107e-06 | 8.0636e-05 | 0.39296 | 0.0002052 | 9.1025e-06 | 0 | 0 | 8.9738e-05 | 0.39296 | 0.00022836
code to al45 | Glass-Supermarket-ElecHt-code to al45-New | 30 | 0.92271 | 0.5 | 0 | 0 | ExCOMM | 0.47693 | 0.46383 | 0.99306 | 0.00011025 | 0.0002377 |  |  | 0.39296 | 0 | 0 | 0 | 0 | 0 | 0.39296 | 0 | 0.39296 | 0 | 0 | 29.117 | 0 | 29.117 | 0.51178 | 0.004495 | 0.056858 | 0.57233 | 0.39296 | 1.4565 | 0.064607 | 0 | 0 | 0.63694 | 0.39296 | 1.6209
code to al45 | Glass-MIniMart-ElecHt-code to al45-New | 30 | 0.91771 | 0.5 | 0 | 0 | ExCOMM | 0.47693 | 0.46383 | 0.98768 | 0.00010965 | 0.00023641 |  |  | 0.39296 | 0 | 0 | 0 | 0 | 0 | 0.39296 | 0 | 0.39296 | 0 | 0 | 29.2756 | 0 | 29.2756 | 0.50901 | 0.0044707 | 0.05655 | 0.56923 | 0.39296 | 1.4486 | 0.064257 | 0 | 0 | 0.63349 | 0.39296 | 1.6121
code to al45 | Glass-Restaurant-ElecHt-code to al45-New | 30 | 0.79142 | 0.5 | 0 | 0 | ExCOMM | 0.47693 | 0.46383 | 0.85176 | 9.4563e-05 | 0.00020387 |  |  | 0.39296 | 0 | 0 | 0 | 0 | 0 | 0.39296 | 0 | 0.39296 | 0 | 0 | 33.9473 | 0 | 33.9473 | 0.43896 | 0.0038554 | 0.048768 | 0.4909 | 0.39296 | 1.2492 | 0.055415 | 0 | 0 | 0.54631 | 0.39296 | 1.3902
code to al45 | Glass-Lodging-ElecHt-code to al45-New | 30 | 0.9065 | 0.5 | 0 | 0 | ExCOMM | 0.47693 | 0.46383 | 0.97562 | 0.00010831 | 0.00023352 |  |  | 0.39296 | 0 | 0 | 0 | 0 | 0 | 0.39296 | 0 | 0.39296 | 0 | 0 | 29.6375 | 0 | 29.6375 | 0.50279 | 0.0044161 | 0.055859 | 0.56228 | 0.39296 | 1.4309 | 0.063473 | 0 | 0 | 0.62576 | 0.39296 | 1.5924
code to al45 | Glass-Hospital-ElecHt-code to al45-New | 30 | 1.2088 | 0.5 | 0 | 0 | ExCOMM | 0.47693 | 0.46383 | 1.301 | 0.00014444 | 0.00031141 |  |  | 0.39296 | 0 | 0 | 0 | 0 | 0 | 0.39296 | 0 | 0.39296 | 0 | 0 | 22.225 | 0 | 22.225 | 0.67048 | 0.0058889 | 0.074489 | 0.74981 | 0.39296 | 1.9081 | 0.084642 | 0 | 0 | 0.83445 | 0.39296 | 2.1235
code to al45 | Glass-OtherHealth-ElecHt-code to al45-New | 30 | 1.3884 | 0.5 | 0 | 0 | ExCOMM | 0.47693 | 0.46383 | 1.4942 | 0.00016589 | 0.00035765 |  |  | 0.39296 | 0 | 0 | 0 | 0 | 0 | 0.39296 | 0 | 0.39296 | 0 | 0 | 19.3511 | 0 | 19.3511 | 0.77006 | 0.0067635 | 0.085552 | 0.86117 | 0.39296 | 2.1915 | 0.097212 | 0 | 0 | 0.95838 | 0.39296 | 2.4389
code to al45 | Glass-Other-ElecHt-code to al45-New | 30 | 0.90175 | 0.5 | 0 | 0 | ExCOMM | 0.47693 | 0.46383 | 0.97051 | 0.00010775 | 0.0002323 |  |  | 0.39296 | 0 | 0 | 0 | 0 | 0 | 0.39296 | 0 | 0.39296 | 0 | 0 | 29.7936 | 0 | 29.7936 | 0.50016 | 0.0043929 | 0.055567 | 0.55934 | 0.39296 | 1.4234 | 0.06314 | 0 | 0 | 0.62248 | 0.39296 | 1.5841
code to al40 | Glass-Large Off-ElecHt-code to al40-New | 30 | 3.0087 | 1 | 0 | 0 | ExCOMM | 0.47693 | 0.46383 | 3.2381 | 0.0003595 | 0.00077506 |  |  | 0.78593 | 0 | 0 | 0 | 0 | 0 | 0.78593 | 0 | 0.78593 | 0 | 0 | 17.8593 | 0 | 17.8593 | 1.6688 | 0.014657 | 0.1854 | 1.8662 | 0.78593 | 2.3745 | 0.21067 | 0 | 0 | 2.0769 | 0.78593 | 2.6426
code to al40 | Glass-Medium Off-ElecHt-code to al40-New | 30 | 3.0087 | 1 | 0 | 0 | ExCOMM | 0.47693 | 0.46383 | 3.2381 | 0.0003595 | 0.00077506 |  |  | 0.78593 | 0 | 0 | 0 | 0 | 0 | 0.78593 | 0 | 0.78593 | 0 | 0 | 17.8593 | 0 | 17.8593 | 1.6688 | 0.014657 | 0.1854 | 1.8662 | 0.78593 | 2.3745 | 0.21067 | 0 | 0 | 2.0769 | 0.78593 | 2.6426
code to al40 | Glass-Small Off-ElecHt-code to al40-New | 30 | 2.7792 | 1 | 0 | 0 | ExCOMM | 0.47693 | 0.46383 | 2.9911 | 0.00033207 | 0.00071593 |  |  | 0.78593 | 0 | 0 | 0 | 0 | 0 | 0.78593 | 0 | 0.78593 | 0 | 0 | 19.3343 | 0 | 19.3343 | 1.5415 | 0.013539 | 0.17125 | 1.7238 | 0.78593 | 2.1934 | 0.19459 | 0 | 0 | 1.9184 | 0.78593 | 2.441
code to al40 | Glass-Big Box-ElecHt-code to al40-New | 30 | 2.1093 | 1 | 0 | 0 | ExCOMM | 0.47693 | 0.46383 | 2.2702 | 0.00025203 | 0.00054338 |  |  | 0.78593 | 0 | 0 | 0 | 0 | 0 | 0.78593 | 0 | 0.78593 | 0 | 0 | 25.4741 | 0 | 25.4741 | 1.1699 | 0.010276 | 0.12998 | 1.3084 | 0.78593 | 1.6647 | 0.14769 | 0 | 0 | 1.4561 | 0.78593 | 1.8527
code to al40 | Glass-Small Box-ElecHt-code to al40-New | 30 | 2.2075 | 1 | 0 | 0 | ExCOMM | 0.47693 | 0.46383 | 2.3758 | 0.00026377 | 0.00056867 |  |  | 0.78593 | 0 | 0 | 0 | 0 | 0 | 0.78593 | 0 | 0.78593 | 0 | 0 | 24.341 | 0 | 24.341 | 1.2244 | 0.010754 | 0.13603 | 1.3693 | 0.78593 | 1.7422 | 0.15457 | 0 | 0 | 1.5238 | 0.78593 | 1.9389
code to al40 | Glass-High End-ElecHt-code to al40-New | 30 | 2.2117 | 1 | 0 | 0 | ExCOMM | 0.47693 | 0.46383 | 2.3804 | 0.00026427 | 0.00056975 |  |  | 0.78593 | 0 | 0 | 0 | 0 | 0 | 0.78593 | 0 | 0.78593 | 0 | 0 | 24.2947 | 0 | 24.2947 | 1.2267 | 0.010774 | 0.13629 | 1.3719 | 0.78593 | 1.7455 | 0.15486 | 0 | 0 | 1.5267 | 0.78593 | 1.9426
code to al40 | Glass-Anchor-ElecHt-code to al40-New | 30 | 2.1088 | 1 | 0 | 0 | ExCOMM | 0.47693 | 0.46383 | 2.2696 | 0.00025197 | 0.00054323 |  |  | 0.78593 | 0 | 0 | 0 | 0 | 0 | 0.78593 | 0 | 0.78593 | 0 | 0 | 25.4808 | 0 | 25.4808 | 1.1696 | 0.010273 | 0.12994 | 1.308 | 0.78593 | 1.6643 | 0.14765 | 0 | 0 | 1.4557 | 0.78593 | 1.8522
code to al40 | Glass-K-12-ElecHt-code to al40-New | 30 | 1.8425 | 1 | 0 | 0 | ExCOMM | 0.47693 | 0.46383 | 1.983 | 0.00022016 | 0.00047465 |  |  | 0.78593 | 0 | 0 | 0 | 0 | 0 | 0.78593 | 0 | 0.78593 | 0 | 0 | 29.1626 | 0 | 29.1626 | 1.022 | 0.008976 | 0.11354 | 1.1429 | 0.78593 | 1.4542 | 0.12901 | 0 | 0 | 1.2719 | 0.78593 | 1.6183
code to al40 | Glass-University-ElecHt-code to al40-New | 30 | 3.4405 | 1 | 0 | 0 | ExCOMM | 0.47693 | 0.46383 | 3.7028 | 0.00041109 | 0.00088629 |  |  | 0.78593 | 0 | 0 | 0 | 0 | 0 | 0.78593 | 0 | 0.78593 | 0 | 0 | 15.6179 | 0 | 15.6179 | 1.9083 | 0.01676 | 0.212 | 2.134 | 0.78593 | 2.7153 | 0.2409 | 0 | 0 | 2.3749 | 0.78593 | 3.0218
code to al40 | Glass-Warehouse-ElecHt-code to al40-New | 30 | 0.00013 | 1 | 0 | 0 | ExCOMM | 0.47693 | 0.46383 | 0.00013991 | 1.5533e-08 | 3.3489e-08 |  |  | 0.78593 | 0 | 0 | 0 | 0 | 0 | 0.78593 | 0 | 0.78593 | 0 | 0 | 413330.1562 | 0 | 413330.148 | 7.2105e-05 | 6.333e-07 | 8.0107e-06 | 8.0636e-05 | 0.78593 | 0.0001026 | 9.1025e-06 | 0 | 0 | 8.9738e-05 | 0.78593 | 0.00011418
code to al40 | Glass-Supermarket-ElecHt-code to al40-New | 30 | 2.4473 | 1 | 0 | 0 | ExCOMM | 0.47693 | 0.46383 | 2.634 | 0.00029242 | 0.00063045 |  |  | 0.78593 | 0 | 0 | 0 | 0 | 0 | 0.78593 | 0 | 0.78593 | 0 | 0 | 21.9556 | 0 | 21.9556 | 1.3574 | 0.011922 | 0.15081 | 1.518 | 0.78593 | 1.9315 | 0.17136 | 0 | 0 | 1.6894 | 0.78593 | 2.1496
code to al40 | Glass-MIniMart-ElecHt-code to al40-New | 30 | 2.4338 | 1 | 0 | 0 | ExCOMM | 0.47693 | 0.46383 | 2.6194 | 0.00029081 | 0.00062698 |  |  | 0.78593 | 0 | 0 | 0 | 0 | 0 | 0.78593 | 0 | 0.78593 | 0 | 0 | 22.0773 | 0 | 22.0773 | 1.3499 | 0.011857 | 0.14998 | 1.5097 | 0.78593 | 1.9209 | 0.17042 | 0 | 0 | 1.6801 | 0.78593 | 2.1377
code to al40 | Glass-Restaurant-ElecHt-code to al40-New | 30 | 2.1117 | 1 | 0 | 0 | ExCOMM | 0.47693 | 0.46383 | 2.2727 | 0.00025232 | 0.00054399 |  |  | 0.78593 | 0 | 0 | 0 | 0 | 0 | 0.78593 | 0 | 0.78593 | 0 | 0 | 25.4452 | 0 | 25.4452 | 1.1713 | 0.010287 | 0.13012 | 1.3098 | 0.78593 | 1.6666 | 0.14786 | 0 | 0 | 1.4577 | 0.78593 | 1.8548
code to al40 | Glass-Lodging-ElecHt-code to al40-New | 30 | 2.4528 | 1 | 0 | 0 | ExCOMM | 0.47693 | 0.46383 | 2.6398 | 0.00029307 | 0.00063185 |  |  | 0.78593 | 0 | 0 | 0 | 0 | 0 | 0.78593 | 0 | 0.78593 | 0 | 0 | 21.9071 | 0 | 21.9071 | 1.3604 | 0.011949 | 0.15114 | 1.5214 | 0.78593 | 1.9358 | 0.17174 | 0 | 0 | 1.6931 | 0.78593 | 2.1543
code to al40 | Glass-Hospital-ElecHt-code to al40-New | 30 | 3.3723 | 1 | 0 | 0 | ExCOMM | 0.47693 | 0.46383 | 3.6294 | 0.00040294 | 0.00086873 |  |  | 0.78593 | 0 | 0 | 0 | 0 | 0 | 0.78593 | 0 | 0.78593 | 0 | 0 | 15.9336 | 0 | 15.9336 | 1.8705 | 0.016428 | 0.2078 | 2.0918 | 0.78593 | 2.6615 | 0.23613 | 0 | 0 | 2.3279 | 0.78593 | 2.962
code to al40 | Glass-OtherHealth-ElecHt-code to al40-New | 30 | 3.731 | 1 | 0 | 0 | ExCOMM | 0.47693 | 0.46383 | 4.0155 | 0.00044581 | 0.00096114 |  |  | 0.78593 | 0 | 0 | 0 | 0 | 0 | 0.78593 | 0 | 0.78593 | 0 | 0 | 14.4016 | 0 | 14.4016 | 2.0694 | 0.018176 | 0.22991 | 2.3143 | 0.78593 | 2.9446 | 0.26124 | 0 | 0 | 2.5755 | 0.78593 | 3.277
code to al40 | Glass-Other-ElecHt-code to al40-New | 30 | 2.4371 | 1 | 0 | 0 | ExCOMM | 0.47693 | 0.46383 | 2.623 | 0.0002912 | 0.00062782 |  |  | 0.78593 | 0 | 0 | 0 | 0 | 0 | 0.78593 | 0 | 0.78593 | 0 | 0 | 22.0476 | 0 | 22.0476 | 1.3518 | 0.011873 | 0.15018 | 1.5117 | 0.78593 | 1.9235 | 0.17065 | 0 | 0 | 1.6823 | 0.78593 | 2.1406
code to al36 | Glass-Large Off-ElecHt-code to al36-New | 30 | 4.7199 | 4 | 0 | 0 | ExCOMM | 0.47693 | 0.46383 | 5.0798 | 0.00056396 | 0.0012159 |  |  | 3.1437 | 0 | 0 | 0 | 0 | 0 | 3.1437 | 0 | 3.1437 | 0 | 0 | 45.5376 | 0 | 45.5376 | 2.6179 | 0.022993 | 0.29084 | 2.9276 | 3.1437 | 0.93126 | 0.33048 | 0 | 0 | 3.2581 | 3.1437 | 1.0364
code to al36 | Glass-Medium Off-ElecHt-code to al36-New | 30 | 4.7199 | 4 | 0 | 0 | ExCOMM | 0.47693 | 0.46383 | 5.0798 | 0.00056396 | 0.0012159 |  |  | 3.1437 | 0 | 0 | 0 | 0 | 0 | 3.1437 | 0 | 3.1437 | 0 | 0 | 45.5376 | 0 | 45.5376 | 2.6179 | 0.022993 | 0.29084 | 2.9276 | 3.1437 | 0.93126 | 0.33048 | 0 | 0 | 3.2581 | 3.1437 | 1.0364
code to al36 | Glass-Small Off-ElecHt-code to al36-New | 30 | 4.1222 | 4 | 0 | 0 | ExCOMM | 0.47693 | 0.46383 | 4.4365 | 0.00049254 | 0.0010619 |  |  | 3.1437 | 0 | 0 | 0 | 0 | 0 | 3.1437 | 0 | 3.1437 | 0 | 0 | 52.1401 | 0 | 52.1401 | 2.2864 | 0.020082 | 0.25401 | 2.5569 | 3.1437 | 0.81334 | 0.28863 | 0 | 0 | 2.8455 | 3.1437 | 0.90515
code to al36 | Glass-Big Box-ElecHt-code to al36-New | 30 | 3.1248 | 4 | 0 | 0 | ExCOMM | 0.47693 | 0.46383 | 3.363 | 0.00037336 | 0.00080496 |  |  | 3.1437 | 0 | 0 | 0 | 0 | 0 | 3.1437 | 0 | 3.1437 | 0 | 0 | 68.7836 | 0 | 68.7836 | 1.7331 | 0.015222 | 0.19255 | 1.9382 | 3.1437 | 0.61653 | 0.21879 | 0 | 0 | 2.157 | 3.1437 | 0.68613
code to al36 | Glass-Small Box-ElecHt-code to al36-New | 30 | 3.3578 | 4 | 0 | 0 | ExCOMM | 0.47693 | 0.46383 | 3.6139 | 0.00040121 | 0.000865 |  |  | 3.1437 | 0 | 0 | 0 | 0 | 0 | 3.1437 | 0 | 3.1437 | 0 | 0 | 64.0093 | 0 | 64.0093 | 1.8624 | 0.016358 | 0.20691 | 2.0828 | 3.1437 | 0.66252 | 0.23511 | 0 | 0 | 2.3179 | 3.1437 | 0.73731
code to al36 | Glass-High End-ElecHt-code to al36-New | 30 | 3.3636 | 4 | 0 | 0 | ExCOMM | 0.47693 | 0.46383 | 3.6201 | 0.0004019 | 0.00086649 |  |  | 3.1437 | 0 | 0 | 0 | 0 | 0 | 3.1437 | 0 | 3.1437 | 0 | 0 | 63.8991 | 0 | 63.8991 | 1.8656 | 0.016386 | 0.20727 | 2.0864 | 3.1437 | 0.66366 | 0.23552 | 0 | 0 | 2.3219 | 3.1437 | 0.73858
code to al36 | Glass-Anchor-ElecHt-code to al36-New | 30 | 3.124 | 4 | 0 | 0 | ExCOMM | 0.47693 | 0.46383 | 3.3622 | 0.00037327 | 0.00080477 |  |  | 3.1437 | 0 | 0 | 0 | 0 | 0 | 3.1437 | 0 | 3.1437 | 0 | 0 | 68.8 | 0 | 68.8 | 1.7327 | 0.015219 | 0.1925 | 1.9377 | 3.1437 | 0.61639 | 0.21874 | 0 | 0 | 2.1565 | 3.1437 | 0.68597
code to al36 | Glass-K-12-ElecHt-code to al36-New | 30 | 2.7878 | 4 | 0 | 0 | ExCOMM | 0.47693 | 0.46383 | 3.0004 | 0.00033311 | 0.00071817 |  |  | 3.1437 | 0 | 0 | 0 | 0 | 0 | 3.1437 | 0 | 3.1437 | 0 | 0 | 77.0962 | 0 | 77.0962 | 1.5463 | 0.013581 | 0.17179 | 1.7292 | 3.1437 | 0.55006 | 0.1952 | 0 | 0 | 1.9244 | 3.1437 | 0.61215
code to al36 | Glass-University-ElecHt-code to al36-New | 30 | 5.2607 | 4 | 0 | 0 | ExCOMM | 0.47693 | 0.46383 | 5.6618 | 0.00062858 | 0.0013552 |  |  | 3.1437 | 0 | 0 | 0 | 0 | 0 | 3.1437 | 0 | 3.1437 | 0 | 0 | 40.8562 | 0 | 40.8562 | 2.9178 | 0.025628 | 0.32417 | 3.2631 | 3.1437 | 1.038 | 0.36835 | 0 | 0 | 3.6314 | 3.1437 | 1.1551
code to al36 | Glass-Warehouse-ElecHt-code to al36-New | 30 | 0.00013 | 4 | 0 | 0 | ExCOMM | 0.47693 | 0.46383 | 0.00013991 | 1.5533e-08 | 3.3489e-08 |  |  | 3.1437 | 0 | 0 | 0 | 0 | 0 | 3.1437 | 0 | 3.1437 | 0 | 0 | 1653320.625 | 0 | 1653320.5921 | 7.2105e-05 | 6.333e-07 | 8.0107e-06 | 8.0636e-05 | 3.1437 | 2.565e-05 | 9.1025e-06 | 0 | 0 | 8.9738e-05 | 3.1437 | 2.8545e-05
code to al36 | Glass-Supermarket-ElecHt-code to al36-New | 30 | 3.7192 | 4 | 0 | 0 | ExCOMM | 0.47693 | 0.46383 | 4.0028 | 0.00044439 | 0.00095809 |  |  | 3.1437 | 0 | 0 | 0 | 0 | 0 | 3.1437 | 0 | 3.1437 | 0 | 0 | 57.7899 | 0 | 57.7899 | 2.0629 | 0.018118 | 0.22918 | 2.3069 | 3.1437 | 0.73382 | 0.26042 | 0 | 0 | 2.5673 | 3.1437 | 0.81666
code to al36 | Glass-MIniMart-ElecHt-code to al36-New | 30 | 3.6992 | 4 | 0 | 0 | ExCOMM | 0.47693 | 0.46383 | 3.9813 | 0.000442 | 0.00095294 |  |  | 3.1437 | 0 | 0 | 0 | 0 | 0 | 3.1437 | 0 | 3.1437 | 0 | 0 | 58.102 | 0 | 58.102 | 2.0518 | 0.018021 | 0.22795 | 2.2945 | 3.1437 | 0.72988 | 0.25902 | 0 | 0 | 2.5536 | 3.1437 | 0.81227
code to al36 | Glass-Restaurant-ElecHt-code to al36-New | 30 | 3.1961 | 4 | 0 | 0 | ExCOMM | 0.47693 | 0.46383 | 3.4398 | 0.00038189 | 0.00082334 |  |  | 3.1437 | 0 | 0 | 0 | 0 | 0 | 3.1437 | 0 | 3.1437 | 0 | 0 | 67.2478 | 0 | 67.2478 | 1.7727 | 0.01557 | 0.19695 | 1.9825 | 3.1437 | 0.63061 | 0.22379 | 0 | 0 | 2.2063 | 3.1437 | 0.7018
code to al36 | Glass-Lodging-ElecHt-code to al36-New | 30 | 3.6805 | 4 | 0 | 0 | ExCOMM | 0.47693 | 0.46383 | 3.9611 | 0.00043976 | 0.00094812 |  |  | 3.1437 | 0 | 0 | 0 | 0 | 0 | 3.1437 | 0 | 3.1437 | 0 | 0 | 58.3979 | 0 | 58.3979 | 2.0414 | 0.01793 | 0.22679 | 2.2829 | 3.1437 | 0.72618 | 0.2577 | 0 | 0 | 2.5406 | 3.1437 | 0.80816
code to al36 | Glass-Hospital-ElecHt-code to al36-New | 30 | 5.1566 | 4 | 0 | 0 | ExCOMM | 0.47693 | 0.46383 | 5.5498 | 0.00061614 | 0.0013284 |  |  | 3.1437 | 0 | 0 | 0 | 0 | 0 | 3.1437 | 0 | 3.1437 | 0 | 0 | 41.6809 | 0 | 41.6809 | 2.8601 | 0.025121 | 0.31775 | 3.1985 | 3.1437 | 1.0174 | 0.36106 | 0 | 0 | 3.5596 | 3.1437 | 1.1323
code to al36 | Glass-OtherHealth-ElecHt-code to al36-New | 30 | 5.5875 | 4 | 0 | 0 | ExCOMM | 0.47693 | 0.46383 | 6.0136 | 0.00066763 | 0.0014394 |  |  | 3.1437 | 0 | 0 | 0 | 0 | 0 | 3.1437 | 0 | 3.1437 | 0 | 0 | 38.4664 | 0 | 38.4664 | 3.0991 | 0.02722 | 0.34431 | 3.4658 | 3.1437 | 1.1025 | 0.39123 | 0 | 0 | 3.857 | 3.1437 | 1.2269
code to al36 | Glass-Other-ElecHt-code to al36-New | 30 | 3.6605 | 4 | 0 | 0 | ExCOMM | 0.47693 | 0.46383 | 3.9396 | 0.00043737 | 0.00094296 |  |  | 3.1437 | 0 | 0 | 0 | 0 | 0 | 3.1437 | 0 | 3.1437 | 0 | 0 | 58.717 | 0 | 58.717 | 2.0303 | 0.017832 | 0.22556 | 2.2705 | 3.1437 | 0.72223 | 0.2563 | 0 | 0 | 2.5268 | 3.1437 | 0.80376
code to al45 | Glass-Large Off-GasHt-code to al45-NR | 30 | 8.7347e-05 | 0.5 | -0.014447 | 0 | SmComCAC | 0.17 | 0 | 9.4007e-05 | 0 | 6.3126e-08 |  |  | 0.39296 | 0 | 0 | -0.19634 | 0 | 0 | 0.39296 | -0.19634 | 0.19662 | 0 | 0 | 307582.3125 | -153682.5781 | 153899.7259 | 6.8171e-05 | 0 | 8.2273e-06 | 7.6398e-05 | 0.39296 | 0.00019441 | 1.7158e-05 | 0 | 0 | 9.3556e-05 | 0.19662 | 0.00047582
code to al45 | Glass-Medium Off-GasHt-code to al45-NR | 30 | 7.7337e-05 | 0.5 | -0.014447 | 0 | SmComCAC | 0.17 | 0 | 8.3234e-05 | 0 | 5.5892e-08 |  |  | 0.39296 | 0 | 0 | -0.19634 | 0 | 0 | 0.39296 | -0.19634 | 0.19662 | 0 | 0 | 347392.875 | -173573.8125 | 173819.0611 | 6.0358e-05 | 0 | 7.2845e-06 | 6.7643e-05 | 0.39296 | 0.00017213 | 1.5192e-05 | 0 | 0 | 8.2835e-05 | 0.19662 | 0.00042129
code to al45 | Glass-Small Off-GasHt-code to al45-NR | 30 | -0.066902 | 0.5 | -0.018962 | 0 | SmComCAC | 0.17 | 0 | -0.072004 | 0 | -4.8351e-05 |  |  | 0.39296 | 0 | 0 | -0.2577 | 0 | 0 | 0.39296 | -0.2577 | 0.13526 | 0 | 0 | -401.5775 | 263.3491 | -138.2284 | -0.052214 | 0 | -0.0063016 | -0.058516 | 0.39296 | -0.14891 | -0.013142 | 0 | 0 | -0.071658 | 0.13526 | -0.52976
code to al45 | Glass-Big Box-GasHt-code to al45-NR | 30 | 0.023465 | 0.5 | -0.011738 | 0 | SmComCAC | 0.17 | 0 | 0.025254 | 0 | 1.6958e-05 |  |  | 0.39296 | 0 | 0 | -0.15953 | 0 | 0 | 0.39296 | -0.15953 | 0.23344 | 0 | 0 | 1144.9718 | -464.8164 | 680.1555 | 0.018313 | 0 | 0.0022102 | 0.020523 | 0.39296 | 0.052227 | 0.0046093 | 0 | 0 | 0.025133 | 0.23344 | 0.10766
code to al45 | Glass-Small Box-GasHt-code to al45-NR | 30 | -0.034264 | 0.5 | -0.01219 | 0 | SmComCAC | 0.17 | 0 | -0.036876 | 0 | -2.4763e-05 |  |  | 0.39296 | 0 | 0 | -0.16566 | 0 | 0 | 0.39296 | -0.16566 | 0.2273 | 0 | 0 | -784.108 | 330.562 | -453.546 | -0.026741 | 0 | -0.0032273 | -0.029969 | 0.39296 | -0.076263 | -0.0067306 | 0 | 0 | -0.036699 | 0.2273 | -0.16146
code to al45 | Glass-High End-GasHt-code to al45-NR | 30 | -0.032611 | 0.5 | -0.01219 | 0 | SmComCAC | 0.17 | 0 | -0.035098 | 0 | -2.3568e-05 |  |  | 0.39296 | 0 | 0 | -0.16566 | 0 | 0 | 0.39296 | -0.16566 | 0.2273 | 0 | 0 | -823.8455 | 347.3144 | -476.5311 | -0.025451 | 0 | -0.0030717 | -0.028523 | 0.39296 | -0.072585 | -0.006406 | 0 | 0 | -0.034929 | 0.2273 | -0.15367
code to al45 | Glass-Anchor-GasHt-code to al45-NR | 30 | 0.023464 | 0.5 | -0.011738 | 0 | SmComCAC | 0.17 | 0 | 0.025254 | 0 | 1.6958e-05 |  |  | 0.39296 | 0 | 0 | -0.15953 | 0 | 0 | 0.39296 | -0.15953 | 0.23344 | 0 | 0 | 1144.9867 | -464.8224 | 680.1643 | 0.018313 | 0 | 0.0022101 | 0.020523 | 0.39296 | 0.052226 | 0.0046092 | 0 | 0 | 0.025132 | 0.23344 | 0.10766
code to al45 | Glass-K-12-GasHt-code to al45-NR | 30 | 0.015863 | 0.5 | -0.010158 | 0 | SmComCAC | 0.17 | 0 | 0.017072 | 0 | 1.1464e-05 |  |  | 0.39296 | 0 | 0 | -0.13805 | 0 | 0 | 0.39296 | -0.13805 | 0.25491 | 0 | 0 | 1693.6907 | -595.0177 | 1098.673 | 0.01238 | 0 | 0.0014941 | 0.013874 | 0.39296 | 0.035307 | 0.003116 | 0 | 0 | 0.01699 | 0.25491 | 0.066652
code to al45 | Glass-University-GasHt-code to al45-NR | 30 | 0.027692 | 0.5 | -0.018601 | 0 | SmComCAC | 0.17 | 0 | 0.029803 | 0 | 2.0013e-05 |  |  | 0.39296 | 0 | 0 | -0.25279 | 0 | 0 | 0.39296 | -0.25279 | 0.14017 | 0 | 0 | 970.2056 | -624.1289 | 346.0767 | 0.021612 | 0 | 0.0026083 | 0.02422 | 0.39296 | 0.061635 | 0.0054396 | 0 | 0 | 0.02966 | 0.14017 | 0.2116
code to al45 | Glass-Warehouse-GasHt-code to al45-NR | 30 | 2.2517e-05 | 0.5 | -0.010835 | 0 | SmComCAC | 0.17 | 0 | 2.4234e-05 | 0 | 1.6273e-08 |  |  | 0.39296 | 0 | 0 | -0.14726 | 0 | 0 | 0.39296 | -0.14726 | 0.24571 | 0 | 0 | 1193182.75 | -447127.6562 | 746055.0975 | 1.7573e-05 | 0 | 2.1209e-06 | 1.9694e-05 | 0.39296 | 5.0117e-05 | 4.4231e-06 | 0 | 0 | 2.4117e-05 | 0.24571 | 9.8154e-05
code to al45 | Glass-Supermarket-GasHt-code to al45-NR | 30 | 0.036503 | 0.5 | -0.011287 | 0 | SmComCAC | 0.17 | 0 | 0.039287 | 0 | 2.6381e-05 |  |  | 0.39296 | 0 | 0 | -0.15339 | 0 | 0 | 0.39296 | -0.15339 | 0.23957 | 0 | 0 | 736.0003 | -287.2971 | 448.7032 | 0.028489 | 0 | 0.0034383 | 0.031928 | 0.39296 | 0.081248 | 0.0071705 | 0 | 0 | 0.039098 | 0.23957 | 0.1632
code to al45 | Glass-MIniMart-GasHt-code to al45-NR | 30 | 0.024278 | 0.5 | -0.011287 | 0 | SmComCAC | 0.17 | 0 | 0.026129 | 0 | 1.7546e-05 |  |  | 0.39296 | 0 | 0 | -0.15339 | 0 | 0 | 0.39296 | -0.15339 | 0.23957 | 0 | 0 | 1106.6049 | -431.9623 | 674.6425 | 0.018948 | 0 | 0.0022868 | 0.021235 | 0.39296 | 0.054038 | 0.0047691 | 0 | 0 | 0.026004 | 0.23957 | 0.10854
code to al45 | Glass-Restaurant-GasHt-code to al45-NR | 30 | 0.012106 | 0.5 | -0.009481 | 0 | SmComCAC | 0.17 | 0 | 0.013029 | 0 | 8.749e-06 |  |  | 0.39296 | 0 | 0 | -0.12885 | 0 | 0 | 0.39296 | -0.12885 | 0.26411 | 0 | 0 | 2219.2703 | -727.6838 | 1491.5864 | 0.0094482 | 0 | 0.0011403 | 0.010588 | 0.39296 | 0.026945 | 0.002378 | 0 | 0 | 0.012967 | 0.26411 | 0.049094
code to al45 | Glass-Lodging-GasHt-code to al45-NR | 30 | -0.0068217 | 0.5 | -0.014184 | 0 | SmComCAC | 0.17 | 0 | -0.0073419 | 0 | -4.9301e-06 |  |  | 0.39296 | 0 | 0 | -0.19276 | 0 | 0 | 0.39296 | -0.19276 | 0.2002 | 0 | 0 | -3938.3645 | 1931.9208 | -2006.4438 | -0.0053241 | 0 | -0.00064255 | -0.0059666 | 0.39296 | -0.015184 | -0.00134 | 0 | 0 | -0.0073066 | 0.2002 | -0.036497
code to al45 | Glass-Hospital-GasHt-code to al45-NR | 30 | 0.019621 | 0.5 | -0.018962 | 0 | SmComCAC | 0.17 | 0 | 0.021117 | 0 | 1.418e-05 |  |  | 0.39296 | 0 | 0 | -0.2577 | 0 | 0 | 0.39296 | -0.2577 | 0.13526 | 0 | 0 | 1369.3029 | -897.9705 | 471.3324 | 0.015313 | 0 | 0.0018481 | 0.017161 | 0.39296 | 0.043671 | 0.0038542 | 0 | 0 | 0.021015 | 0.13526 | 0.15536
code to al45 | Glass-OtherHealth-GasHt-code to al45-NR | 30 | 0.038598 | 0.5 | -0.023477 | 0 | SmComCAC | 0.17 | 0 | 0.041541 | 0 | 2.7895e-05 |  |  | 0.39296 | 0 | 0 | -0.31906 | 0 | 0 | 0.39296 | -0.31906 | 0.073906 | 0 | 0 | 696.0672 | -565.1553 | 130.912 | 0.030124 | 0 | 0.0036355 | 0.033759 | 0.39296 | 0.085909 | 0.0075819 | 0 | 0 | 0.041341 | 0.073906 | 0.55937
code to al45 | Glass-Other-GasHt-code to al45-NR | 30 | -0.003404 | 0.5 | -0.014184 | 0 | SmComCAC | 0.17 | 0 | -0.0036635 | 0 | -2.4601e-06 |  |  | 0.39296 | 0 | 0 | -0.19276 | 0 | 0 | 0.39296 | -0.19276 | 0.2002 | 0 | 0 | -7892.6323 | 3871.6428 | -4020.9896 | -0.0026567 | 0 | -0.00032063 | -0.0029773 | 0.39296 | -0.0075765 | -0.00066866 | 0 | 0 | -0.003646 | 0.2002 | -0.018212
code to al40 | Glass-Large Off-GasHt-code to al40-NR | 30 | 0.12316 | 1 | -0.047857 | 0 | SmComCAC | 0.17 | 0 | 0.13255 | 0 | 8.9008e-05 |  |  | 0.78593 | 0 | 0 | -0.65039 | 0 | 0 | 0.78593 | -0.65039 | 0.13554 | 0 | 0 | 436.287 | -361.045 | 75.242 | 0.096121 | 0 | 0.011601 | 0.10772 | 0.78593 | 0.13706 | 0.024193 | 0 | 0 | 0.13191 | 0.13554 | 0.97324
code to al40 | Glass-Medium Off-GasHt-code to al40-NR | 30 | 0.10905 | 1 | -0.047857 | 0 | SmComCAC | 0.17 | 0 | 0.11736 | 0 | 7.8808e-05 |  |  | 0.78593 | 0 | 0 | -0.65039 | 0 | 0 | 0.78593 | -0.65039 | 0.13554 | 0 | 0 | 492.7558 | -407.7753 | 84.9806 | 0.085105 | 0 | 0.010271 | 0.095377 | 0.78593 | 0.12136 | 0.02142 | 0 | 0 | 0.1168 | 0.13554 | 0.86171
code to al40 | Glass-Small Off-GasHt-code to al40-NR | 30 | -0.16683 | 1 | -0.050114 | 0 | SmComCAC | 0.17 | 0 | -0.17955 | 0 | -0.00012057 |  |  | 0.78593 | 0 | 0 | -0.68107 | 0 | 0 | 0.78593 | -0.68107 | 0.10486 | 0 | 0 | -322.0774 | 279.1043 | -42.9731 | -0.13021 | 0 | -0.015714 | -0.14592 | 0.78593 | -0.18566 | -0.032772 | 0 | 0 | -0.17869 | 0.10486 | -1.7041
code to al40 | Glass-Big Box-GasHt-code to al40-NR | 30 | 0.085255 | 1 | -0.031152 | 0 | SmComCAC | 0.17 | 0 | 0.091756 | 0 | 6.1614e-05 |  |  | 0.78593 | 0 | 0 | -0.42337 | 0 | 0 | 0.78593 | -0.42337 | 0.36256 | 0 | 0 | 630.2598 | -339.5095 | 290.7502 | 0.066538 | 0 | 0.0080303 | 0.074568 | 0.78593 | 0.094879 | 0.016747 | 0 | 0 | 0.091315 | 0.36256 | 0.25186
code to al40 | Glass-Small Box-GasHt-code to al40-NR | 30 | -0.064983 | 1 | -0.032506 | 0 | SmComCAC | 0.17 | 0 | -0.069938 | 0 | -4.6963e-05 |  |  | 0.78593 | 0 | 0 | -0.44177 | 0 | 0 | 0.78593 | -0.44177 | 0.34416 | 0 | 0 | -826.8775 | 464.7903 | -362.0873 | -0.050716 | 0 | -0.0061208 | -0.056837 | 0.78593 | -0.072318 | -0.012765 | 0 | 0 | -0.069602 | 0.34416 | -0.20224
code to al40 | Glass-High End-GasHt-code to al40-NR | 30 | -0.061849 | 1 | -0.032506 | 0 | SmComCAC | 0.17 | 0 | -0.066564 | 0 | -4.4698e-05 |  |  | 0.78593 | 0 | 0 | -0.44177 | 0 | 0 | 0.78593 | -0.44177 | 0.34416 | 0 | 0 | -868.7826 | 488.3452 | -380.4374 | -0.04827 | 0 | -0.0058256 | -0.054096 | 0.78593 | -0.06883 | -0.012149 | 0 | 0 | -0.066245 | 0.34416 | -0.19248
code to al40 | Glass-Anchor-GasHt-code to al40-NR | 30 | 0.085254 | 1 | -0.031152 | 0 | SmComCAC | 0.17 | 0 | 0.091755 | 0 | 6.1613e-05 |  |  | 0.78593 | 0 | 0 | -0.42337 | 0 | 0 | 0.78593 | -0.42337 | 0.36256 | 0 | 0 | 630.2679 | -339.5139 | 290.754 | 0.066537 | 0 | 0.0080302 | 0.074567 | 0.78593 | 0.094878 | 0.016747 | 0 | 0 | 0.091314 | 0.36256 | 0.25186
code to al40 | Glass-K-12-GasHt-code to al40-NR | 30 | 0.0471 | 1 | -0.027766 | 0 | SmComCAC | 0.17 | 0 | 0.050691 | 0 | 3.4039e-05 |  |  | 0.78593 | 0 | 0 | -0.37735 | 0 | 0 | 0.78593 | -0.37735 | 0.40858 | 0 | 0 | 1140.828 | -547.7452 | 593.0828 | 0.036759 | 0 | 0.0044364 | 0.041196 | 0.78593 | 0.052417 | 0.0092521 | 0 | 0 | 0.050448 | 0.40858 | 0.12347
code to al40 | Glass-University-GasHt-code to al40-NR | 30 | 0.12357 | 1 | -0.053997 | 0 | SmComCAC | 0.17 | 0 | 0.13299 | 0 | 8.9305e-05 |  |  | 0.78593 | 0 | 0 | -0.73383 | 0 | 0 | 0.78593 | -0.73383 | 0.052095 | 0 | 0 | 434.8331 | -406.0102 | 28.8229 | 0.096442 | 0 | 0.011639 | 0.10808 | 0.78593 | 0.13752 | 0.024274 | 0 | 0 | 0.13236 | 0.052095 | 2.5406
code to al40 | Glass-Warehouse-GasHt-code to al40-NR | 30 | -0.026119 | 1 | -0.014447 | 0 | SmComCAC | 0.17 | 0 | -0.028111 | 0 | -1.8877e-05 |  |  | 0.78593 | 0 | 0 | -0.19634 | 0 | 0 | 0.78593 | -0.19634 | 0.58959 | 0 | 0 | -2057.2117 | 513.9398 | -1543.2718 | -0.020385 | 0 | -0.0024602 | -0.022845 | 0.78593 | -0.029068 | -0.0051308 | 0 | 0 | -0.027976 | 0.58959 | -0.04745
code to al40 | Glass-Supermarket-GasHt-code to al40-NR | 30 | 0.054755 | 1 | -0.031152 | 0 | SmComCAC | 0.17 | 0 | 0.05893 | 0 | 3.9572e-05 |  |  | 0.78593 | 0 | 0 | -0.42337 | 0 | 0 | 0.78593 | -0.42337 | 0.36256 | 0 | 0 | 981.3337 | -528.6267 | 452.707 | 0.042734 | 0 | 0.0051574 | 0.047891 | 0.78593 | 0.060936 | 0.010756 | 0 | 0 | 0.058647 | 0.36256 | 0.16176
code to al40 | Glass-MIniMart-GasHt-code to al40-NR | 30 | 0.036417 | 1 | -0.031152 | 0 | SmComCAC | 0.17 | 0 | 0.039194 | 0 | 2.6319e-05 |  |  | 0.78593 | 0 | 0 | -0.42337 | 0 | 0 | 0.78593 | -0.42337 | 0.36256 | 0 | 0 | 1475.4731 | -794.8106 | 680.6625 | 0.028422 | 0 | 0.0034302 | 0.031852 | 0.78593 | 0.040528 | 0.0071537 | 0 | 0 | 0.039006 | 0.36256 | 0.10758
code to al40 | Glass-Restaurant-GasHt-code to al40-NR | 30 | 0.024969 | 1 | -0.026637 | 0 | SmComCAC | 0.17 | 0 | 0.026872 | 0 | 1.8045e-05 |  |  | 0.78593 | 0 | 0 | -0.36201 | 0 | 0 | 0.78593 | -0.36201 | 0.42392 | 0 | 0 | 2152.0195 | -991.2461 | 1160.7735 | 0.019487 | 0 | 0.0023518 | 0.021839 | 0.78593 | 0.027787 | 0.0049047 | 0 | 0 | 0.026743 | 0.42392 | 0.063086
code to al40 | Glass-Lodging-GasHt-code to al40-NR | 30 | -0.01073 | 1 | -0.038188 | 0 | SmComCAC | 0.17 | 0 | -0.011548 | 0 | -7.7546e-06 |  |  | 0.78593 | 0 | 0 | -0.51898 | 0 | 0 | 0.78593 | -0.51898 | 0.26695 | 0 | 0 | -5007.7217 | 3306.8025 | -1700.9194 | -0.0083743 | 0 | -0.0010107 | -0.009385 | 0.78593 | -0.011941 | -0.0021078 | 0 | 0 | -0.011493 | 0.26695 | -0.043052
code to al40 | Glass-Hospital-GasHt-code to al40-NR | 30 | 0.11179 | 1 | -0.055532 | 0 | SmComCAC | 0.17 | 0 | 0.12032 | 0 | 8.0792e-05 |  |  | 0.78593 | 0 | 0 | -0.7547 | 0 | 0 | 0.78593 | -0.7547 | 0.031234 | 0 | 0 | 480.6533 | -461.5516 | 19.1016 | 0.087248 | 0 | 0.01053 | 0.097778 | 0.78593 | 0.12441 | 0.02196 | 0 | 0 | 0.11974 | 0.031234 | 3.8336
code to al40 | Glass-OtherHealth-GasHt-code to al40-NR | 30 | 0.093352 | 1 | -0.063207 | 0 | SmComCAC | 0.17 | 0 | 0.10047 | 0 | 6.7466e-05 |  |  | 0.78593 | 0 | 0 | -0.859 | 0 | 0 | 0.78593 | -0.859 | 0 | 0 | 0 | 575.5941 | -629.1115 | -53.5174 | 0.072857 | 0 | 0.0087929 | 0.08165 | 0.78593 | 0.10389 | 0.018338 | 0 | 0 | 0.17306 | 0 | 9999
code to al40 | Glass-Other-GasHt-code to al40-NR | 30 | -0.0053542 | 1 | -0.038188 | 0 | SmComCAC | 0.17 | 0 | -0.0057625 | 0 | -3.8695e-06 |  |  | 0.78593 | 0 | 0 | -0.51898 | 0 | 0 | 0.78593 | -0.51898 | 0.26695 | 0 | 0 | -10035.665 | 6626.958 | -3408.7072 | -0.0041787 | 0 | -0.00050432 | -0.004683 | 0.78593 | 9999 | -0.0010518 | 0 | 0 | -0.0057348 | 0.26695 | -0.021483
code to al36 | Glass-Large Off-GasHt-code to al36-NR | 30 | 0.31008 | 4 | -0.077203 | 0 | SmComCAC | 0.17 | 0 | 0.33373 | 0 | 0.0002241 |  |  | 3.1437 | 0 | 0 | -1.0492 | 0 | 0 | 3.1437 | -1.0492 | 2.0945 | 0 | 0 | 693.1432 | -231.3356 | 461.8077 | 0.24201 | 0 | 0.029207 | 0.27121 | 3.1437 | 0.086271 | 0.060911 | 0 | 0 | 0.33212 | 2.0945 | 0.15857
code to al36 | Glass-Medium Off-GasHt-code to al36-NR | 30 | 0.27455 | 4 | -0.077203 | 0 | SmComCAC | 0.17 | 0 | 0.29548 | 0 | 0.00019842 |  |  | 3.1437 | 0 | 0 | -1.0492 | 0 | 0 | 3.1437 | -1.0492 | 2.0945 | 0 | 0 | 782.8572 | -261.2775 | 521.5797 | 0.21427 | 0 | 0.02586 | 0.24013 | 3.1437 | 0.076385 | 0.053931 | 0 | 0 | 0.29406 | 2.0945 | 0.1404
code to al36 | Glass-Small Off-GasHt-code to al36-NR | 30 | -0.30064 | 4 | -0.074945 | 0 | SmComCAC | 0.17 | 0 | -0.32356 | 0 | -0.00021727 |  |  | 3.1437 | 0 | 0 | -1.0185 | 0 | 0 | 3.1437 | -1.0185 | 2.1252 | 0 | 0 | -714.9211 | 231.6272 | -483.2939 | -0.23463 | 0 | -0.028317 | -0.26295 | 3.1437 | -0.083643 | -0.059056 | 0 | 0 | -0.32201 | 2.1252 | -0.15152
code to al36 | Glass-Big Box-GasHt-code to al36-NR | 30 | 0.13688 | 4 | -0.047405 | 0 | SmComCAC | 0.17 | 0 | 0.14731 | 0 | 9.8922e-05 |  |  | 3.1437 | 0 | 0 | -0.64425 | 0 | 0 | 3.1437 | -0.64425 | 2.4995 | 0 | 0 | 1570.2471 | -321.796 | 1248.4512 | 0.10683 | 0 | 0.012893 | 0.11972 | 3.1437 | 0.038082 | 0.026888 | 0 | 0 | 0.14661 | 2.4995 | 0.058655
code to al36 | Glass-Small Box-GasHt-code to al36-NR | 30 | -0.12583 | 4 | -0.049663 | 0 | SmComCAC | 0.17 | 0 | -0.13543 | 0 | -9.0938e-05 |  |  | 3.1437 | 0 | 0 | -0.67493 | 0 | 0 | 3.1437 | -0.67493 | 2.4688 | 0 | 0 | -1708.1038 | 366.7163 | -1341.3875 | -0.098205 | 0 | -0.011852 | -0.11006 | 3.1437 | -0.035009 | -0.024718 | 0 | 0 | -0.13477 | 2.4688 | -0.054592
code to al36 | Glass-High End-GasHt-code to al36-NR | 30 | -0.11976 | 4 | -0.049663 | 0 | SmComCAC | 0.17 | 0 | -0.12889 | 0 | -8.6552e-05 |  |  | 3.1437 | 0 | 0 | -0.67493 | 0 | 0 | 3.1437 | -0.67493 | 2.4688 | 0 | 0 | -1794.6682 | 385.301 | -1409.3672 | -0.093468 | 0 | -0.01128 | -0.10475 | 3.1437 | -0.03332 | -0.023525 | 0 | 0 | -0.12827 | 2.4688 | -0.051958
code to al36 | Glass-Anchor-GasHt-code to al36-NR | 30 | 0.13688 | 4 | -0.047405 | 0 | SmComCAC | 0.17 | 0 | 0.14731 | 0 | 9.8921e-05 |  |  | 3.1437 | 0 | 0 | -0.64425 | 0 | 0 | 3.1437 | -0.64425 | 2.4995 | 0 | 0 | 1570.2675 | -321.8001 | 1248.4673 | 0.10683 | 0 | 0.012892 | 0.11972 | 3.1437 | 0.038082 | 0.026887 | 0 | 0 | 0.14661 | 2.4995 | 0.058655
code to al36 | Glass-K-12-GasHt-code to al36-NR | 30 | 0.066623 | 4 | -0.04131 | 0 | SmComCAC | 0.17 | 0 | 0.071703 | 0 | 4.8149e-05 |  |  | 3.1437 | 0 | 0 | -0.56142 | 0 | 0 | 3.1437 | -0.56142 | 2.5823 | 0 | 0 | 3226.0776 | -576.1282 | 2649.9493 | 0.051996 | 0 | 0.0062753 | 0.058272 | 3.1437 | 0.018536 | 0.013087 | 0 | 0 | 0.071359 | 2.5823 | 0.027634
code to al36 | Glass-University-GasHt-code to al36-NR | 30 | 0.22649 | 4 | -0.082982 | 0 | SmComCAC | 0.17 | 0 | 0.24376 | 0 | 0.00016369 |  |  | 3.1437 | 0 | 0 | -1.1277 | 0 | 0 | 3.1437 | -1.1277 | 2.016 | 0 | 0 | 948.9503 | -340.4178 | 608.5325 | 0.17677 | 0 | 0.021334 | 0.1981 | 3.1437 | 0.063015 | 0.044491 | 0 | 0 | 0.24259 | 2.016 | 0.12034
code to al36 | Glass-Warehouse-GasHt-code to al36-NR | 30 | -0.026119 | 4 | -0.025283 | 0 | SmComCAC | 0.17 | 0 | -0.028111 | 0 | -1.8877e-05 |  |  | 3.1437 | 0 | 0 | -0.3436 | 0 | 0 | 3.1437 | -0.3436 | 2.8001 | 0 | 0 | -8228.8467 | 899.3946 | -7329.452 | -0.020385 | 0 | -0.0024602 | -0.022845 | 3.1437 | -0.0072669 | -0.0051308 | 0 | 0 | -0.027976 | 2.8001 | -0.009991
code to al36 | Glass-Supermarket-GasHt-code to al36-NR | 30 | 0.073007 | 4 | -0.046954 | 0 | SmComCAC | 0.17 | 0 | 0.078573 | 0 | 5.2762e-05 |  |  | 3.1437 | 0 | 0 | -0.63812 | 0 | 0 | 3.1437 | -0.63812 | 2.5056 | 0 | 0 | 2944.0012 | -597.578 | 2346.4232 | 0.056978 | 0 | 0.0068766 | 0.063855 | 3.1437 | 0.020312 | 0.014341 | 0 | 0 | 0.078196 | 2.5056 | 0.031209
code to al36 | Glass-MIniMart-GasHt-code to al36-NR | 30 | 0.048557 | 4 | -0.046954 | 0 | SmComCAC | 0.17 | 0 | 0.052259 | 0 | 3.5092e-05 |  |  | 3.1437 | 0 | 0 | -0.63812 | 0 | 0 | 3.1437 | -0.63812 | 2.5056 | 0 | 0 | 4426.4194 | -898.4815 | 3527.9377 | 0.037896 | 0 | 0.0045736 | 0.04247 | 3.1437 | 0.013509 | 0.0095382 | 0 | 0 | 0.052008 | 2.5056 | 0.020757
code to al36 | Glass-Restaurant-GasHt-code to al36-NR | 30 | 0.024969 | 4 | -0.040633 | 0 | SmComCAC | 0.17 | 0 | 0.026872 | 0 | 1.8045e-05 |  |  | 3.1437 | 0 | 0 | -0.55222 | 0 | 0 | 3.1437 | -0.55222 | 2.5915 | 0 | 0 | 8608.0781 | -1512.0703 | 7096.0081 | 0.019487 | 0 | 0.0023518 | 0.021839 | 3.1437 | 0.0069468 | 0.0049047 | 0 | 0 | 0.026743 | 2.5915 | 0.01032
code to al36 | Glass-Lodging-GasHt-code to al36-NR | 30 | -0.010446 | 4 | -0.058767 | 0 | SmComCAC | 0.17 | 0 | -0.011242 | 0 | -7.5492e-06 |  |  | 3.1437 | 0 | 0 | -0.79867 | 0 | 0 | 3.1437 | -0.79867 | 2.345 | 0 | 0 | -20575.9453 | 5227.3662 | -15348.5795 | -0.0081525 | 0 | -0.0009839 | -0.0091364 | 3.1437 | -0.0029062 | -0.0020519 | 0 | 0 | -0.011188 | 2.345 | -0.004771
code to al36 | Glass-Hospital-GasHt-code to al36-NR | 30 | 0.23453 | 4 | -0.086232 | 0 | SmComCAC | 0.17 | 0 | 0.25242 | 0 | 0.0001695 |  |  | 3.1437 | 0 | 0 | -1.1719 | 0 | 0 | 3.1437 | -1.1719 | 1.9718 | 0 | 0 | 916.4206 | -341.6265 | 574.7941 | 0.18304 | 0 | 0.022091 | 0.20513 | 3.1437 | 0.065252 | 0.046071 | 0 | 0 | 0.25121 | 1.9718 | 0.1274
code to al36 | Glass-OtherHealth-GasHt-code to al36-NR | 30 | 0.14272 | 4 | -0.095262 | 0 | SmComCAC | 0.17 | 0 | 0.1536 | 0 | 0.00010314 |  |  | 3.1437 | 0 | 0 | -1.2946 | 0 | 0 | 3.1437 | -1.2946 | 1.8491 | 0 | 0 | 1505.9568 | -620.1807 | 885.7761 | 0.11139 | 0 | 0.013443 | 0.12483 | 3.1437 | 0.039708 | 0.028035 | 0 | 0 | 0.15287 | 1.8491 | 0.082672
code to al36 | Glass-Other-GasHt-code to al36-NR | 30 | -0.0052124 | 4 | -0.058767 | 0 | SmComCAC | 0.17 | 0 | -0.0056098 | 0 | -3.767e-06 |  |  | 3.1437 | 0 | 0 | -0.79867 | 0 | 0 | 3.1437 | -0.79867 | 2.345 | 0 | 0 | -41234.9766 | 10475.8408 | -30759.1375 | -0.004068 | 0 | -0.00049096 | -0.004559 | 3.1437 | -0.0014502 | -0.0010239 | 0 | 0 | -0.0055829 | 2.345 | -0.0023807
code to al45 | Glass-Large Off-GasHt-code to al45-New | 30 | -0.058 | 0.5 | -0.016705 | 0 | SmComCAC | 0.17 | 0 | -0.062422 | 0 | -4.1917e-05 |  |  | 0.39296 | 0 | 0 | -0.22702 | 0 | 0 | 0.39296 | -0.22702 | 0.16594 | 0 | 0 | -463.2148 | 267.607 | -195.6078 | -0.045266 | 0 | -0.0054631 | -0.05073 | 0.39296 | -0.12909 | -0.011393 | 0 | 0 | -0.062123 | 0.16594 | -0.37436
code to al45 | Glass-Medium Off-GasHt-code to al45-New | 30 | -0.058 | 0.5 | -0.016705 | 0 | SmComCAC | 0.17 | 0 | -0.062422 | 0 | -4.1917e-05 |  |  | 0.39296 | 0 | 0 | -0.22702 | 0 | 0 | 0.39296 | -0.22702 | 0.16594 | 0 | 0 | -463.2148 | 267.607 | -195.6078 | -0.045266 | 0 | -0.0054631 | -0.05073 | 0.39296 | -0.12909 | -0.011393 | 0 | 0 | -0.062123 | 0.16594 | -0.37436
code to al45 | Glass-Small Off-GasHt-code to al45-New | 30 | -0.07584 | 0.5 | -0.017156 | 0 | SmComCAC | 0.17 | 0 | -0.081623 | 0 | -5.481e-05 |  |  | 0.39296 | 0 | 0 | -0.23316 | 0 | 0 | 0.39296 | -0.23316 | 0.15981 | 0 | 0 | -354.2518 | 210.1886 | -144.0633 | -0.05919 | 0 | -0.0071435 | -0.066333 | 0.39296 | -0.1688 | -0.014898 | 0 | 0 | -0.081231 | 0.15981 | -0.50831
code to al45 | Glass-Big Box-GasHt-code to al45-New | 30 | 0.048256 | 0.5 | -0.011287 | 0 | SmComCAC | 0.17 | 0 | 0.051936 | 0 | 3.4875e-05 |  |  | 0.39296 | 0 | 0 | -0.15339 | 0 | 0 | 0.39296 | -0.15339 | 0.23957 | 0 | 0 | 556.7484 | -217.3263 | 339.4221 | 0.037662 | 0 | 0.0045453 | 0.042207 | 0.39296 | 0.10741 | 0.0094792 | 0 | 0 | 0.051686 | 0.23957 | 0.21574
code to al45 | Glass-Small Box-GasHt-code to al45-New | 30 | -0.034511 | 0.5 | -0.013544 | 0 | SmComCAC | 0.17 | 0 | -0.037143 | 0 | -2.4942e-05 |  |  | 0.39296 | 0 | 0 | -0.18407 | 0 | 0 | 0.39296 | -0.18407 | 0.20889 | 0 | 0 | -778.4787 | 364.6542 | -413.8245 | -0.026935 | 0 | -0.0032507 | -0.030185 | 0.39296 | -0.076814 | -0.0067793 | 0 | 0 | -0.036965 | 0.20889 | -0.17696
code to al45 | Glass-High End-GasHt-code to al45-New | 30 | -0.033452 | 0.5 | -0.013544 | 0 | SmComCAC | 0.17 | 0 | -0.036003 | 0 | -2.4176e-05 |  |  | 0.39296 | 0 | 0 | -0.18407 | 0 | 0 | 0.39296 | -0.18407 | 0.20889 | 0 | 0 | -803.138 | 376.2051 | -426.9329 | -0.026108 | 0 | -0.0031509 | -0.029259 | 0.39296 | -0.074456 | -0.0065711 | 0 | 0 | -0.03583 | 0.20889 | -0.17152
code to al45 | Glass-Anchor-GasHt-code to al45-New | 30 | 0.048071 | 0.5 | -0.011287 | 0 | SmComCAC | 0.17 | 0 | 0.051736 | 0 | 3.4741e-05 |  |  | 0.39296 | 0 | 0 | -0.15339 | 0 | 0 | 0.39296 | -0.15339 | 0.23957 | 0 | 0 | 558.8936 | -218.1636 | 340.7299 | 0.037517 | 0 | 0.0045278 | 0.042045 | 0.39296 | 0.10699 | 0.0094428 | 0 | 0 | 0.051488 | 0.23957 | 0.21492
code to al45 | Glass-K-12-GasHt-code to al45-New | 30 | 0.0285 | 0.5 | -0.010158 | 0 | SmComCAC | 0.17 | 0 | 0.030673 | 0 | 2.0597e-05 |  |  | 0.39296 | 0 | 0 | -0.13805 | 0 | 0 | 0.39296 | -0.13805 | 0.25491 | 0 | 0 | 942.6828 | -331.1779 | 611.5049 | 0.022243 | 0 | 0.0026844 | 0.024927 | 0.39296 | 0.063434 | 0.0055984 | 0 | 0 | 0.030526 | 0.25491 | 0.11975
code to al45 | Glass-University-GasHt-code to al45-New | 30 | 0.0266 | 0.5 | -0.018781 | 0 | SmComCAC | 0.17 | 0 | 0.028628 | 0 | 1.9224e-05 |  |  | 0.39296 | 0 | 0 | -0.25525 | 0 | 0 | 0.39296 | -0.25525 | 0.13772 | 0 | 0 | 1010.0173 | -656.0477 | 353.9696 | 0.02076 | 0 | 0.0025055 | 0.023266 | 0.39296 | 0.059205 | 0.0052252 | 0 | 0 | 0.028491 | 0.13772 | 0.20688
code to al45 | Glass-Warehouse-GasHt-code to al45-New | 30 | 3e-05 | 0.5 | -4.5148e-05 | 0 | SmComCAC | 0.17 | 0 | 3.2287e-05 | 0 | 2.1681e-08 |  |  | 0.39296 | 0 | 0 | -0.00061357 | 0 | 0 | 0.39296 | -0.00061357 | 0.39235 | 0 | 0 | 895548.625 | -1398.3066 | 894150.3474 | 2.3414e-05 | 0 | 2.8257e-06 | 2.6239e-05 | 0.39296 | 6.6773e-05 | 5.8931e-06 | 0 | 0 | 3.2132e-05 | 0.39235 | 8.1897e-05
code to al45 | Glass-Supermarket-GasHt-code to al45-New | 30 | 0.19 | 0.5 | -0.011287 | 0 | SmComCAC | 0.17 | 0 | 0.20449 | 0 | 0.00013731 |  |  | 0.39296 | 0 | 0 | -0.15339 | 0 | 0 | 0.39296 | -0.15339 | 0.23957 | 0 | 0 | 141.4024 | -55.1963 | 86.2061 | 0.14829 | 0 | 0.017896 | 0.16618 | 0.39296 | 0.4229 | 0.037323 | 0 | 0 | 0.20351 | 0.23957 | 0.84946
code to al45 | Glass-MIniMart-GasHt-code to al45-New | 30 | 0.185 | 0.5 | -0.011287 | 0 | SmComCAC | 0.17 | 0 | 0.19911 | 0 | 0.0001337 |  |  | 0.39296 | 0 | 0 | -0.15339 | 0 | 0 | 0.39296 | -0.15339 | 0.23957 | 0 | 0 | 145.2241 | -56.6881 | 88.536 | 0.14438 | 0 | 0.017425 | 0.16181 | 0.39296 | 0.41177 | 0.036341 | 0 | 0 | 0.19815 | 0.23957 | 0.8271
code to al45 | Glass-Restaurant-GasHt-code to al45-New | 30 | 9.25e-05 | 0.5 | -0.01219 | 0 | SmComCAC | 0.17 | 0 | 9.9553e-05 | 0 | 6.685e-08 |  |  | 0.39296 | 0 | 0 | -0.16566 | 0 | 0 | 0.39296 | -0.16566 | 0.2273 | 0 | 0 | 290448.2188 | -122446.3203 | 168001.8897 | 7.2192e-05 | 0 | 8.7127e-06 | 8.0905e-05 | 0.39296 | 0.00020588 | 1.817e-05 | 0 | 0 | 9.9075e-05 | 0.2273 | 0.00043588
code to al45 | Glass-Lodging-GasHt-code to al45-New | 30 | 0.015042 | 0.5 | -0.013732 | 0 | SmComCAC | 0.17 | 0 | 0.016189 | 0 | 1.0871e-05 |  |  | 0.39296 | 0 | 0 | -0.18663 | 0 | 0 | 0.39296 | -0.18663 | 0.20634 | 0 | 0 | 1786.1359 | -848.2802 | 937.8556 | 0.011739 | 0 | 0.0014168 | 0.013156 | 0.39296 | 0.033479 | 0.0029547 | 0 | 0 | 0.016111 | 0.20634 | 0.078081
code to al45 | Glass-Hospital-GasHt-code to al45-New | 30 | 0.02185 | 0.5 | -0.018285 | 0 | SmComCAC | 0.17 | 0 | 0.023516 | 0 | 1.5791e-05 |  |  | 0.39296 | 0 | 0 | -0.2485 | 0 | 0 | 0.39296 | -0.2485 | 0.14447 | 0 | 0 | 1229.5863 | -777.5482 | 452.038 | 0.017053 | 0 | 0.0020581 | 0.019111 | 0.39296 | 0.048633 | 0.0042921 | 0 | 0 | 0.023403 | 0.14447 | 0.162
code to al45 | Glass-OtherHealth-GasHt-code to al45-New | 30 | 0.0988 | 0.5 | -0.019865 | 0 | SmComCAC | 0.17 | 0 | 0.10633 | 0 | 7.1403e-05 |  |  | 0.39296 | 0 | 0 | -0.26997 | 0 | 0 | 0.39296 | -0.26997 | 0.12299 | 0 | 0 | 271.9277 | -186.8183 | 85.1094 | 0.077109 | 0 | 0.0093061 | 0.086415 | 0.39296 | 0.21991 | 0.019408 | 0 | 0 | 0.10582 | 0.12299 | 0.8604
code to al45 | Glass-Other-GasHt-code to al45-New | 30 | 0.010292 | 0.5 | -0.013732 | 0 | SmComCAC | 0.17 | 0 | 0.011076 | 0 | 7.4378e-06 |  |  | 0.39296 | 0 | 0 | -0.18663 | 0 | 0 | 0.39296 | -0.18663 | 0.20634 | 0 | 0 | 2610.5061 | -1239.7942 | 1370.712 | 0.0080322 | 0 | 0.00096938 | 0.0090016 | 0.39296 | 0.022907 | 0.0020216 | 0 | 0 | 0.011023 | 0.20634 | 0.053424
code to al40 | Glass-Large Off-GasHt-code to al40-New | 30 | -0.098 | 1 | -0.047857 | 0 | SmComCAC | 0.17 | 0 | -0.10547 | 0 | -7.0825e-05 |  |  | 0.78593 | 0 | 0 | -0.65039 | 0 | 0 | 0.78593 | -0.65039 | 0.13554 | 0 | 0 | -548.2951 | 453.7362 | -94.5589 | -0.076485 | 0 | -0.0092307 | -0.085715 | 0.78593 | -0.10906 | -0.019251 | 0 | 0 | -0.10497 | 0.13554 | -0.77442
code to al40 | Glass-Medium Off-GasHt-code to al40-New | 30 | -0.098 | 1 | -0.047857 | 0 | SmComCAC | 0.17 | 0 | -0.10547 | 0 | -7.0825e-05 |  |  | 0.78593 | 0 | 0 | -0.65039 | 0 | 0 | 0.78593 | -0.65039 | 0.13554 | 0 | 0 | -548.2951 | 453.7362 | -94.5589 | -0.076485 | 0 | -0.0092307 | -0.085715 | 0.78593 | -0.10906 | -0.019251 | 0 | 0 | -0.10497 | 0.13554 | -0.77442
code to al40 | Glass-Small Off-GasHt-code to al40-New | 30 | -0.15168 | 1 | -0.045148 | 0 | SmComCAC | 0.17 | 0 | -0.16325 | 0 | -0.00010962 |  |  | 0.78593 | 0 | 0 | -0.61357 | 0 | 0 | 0.78593 | -0.61357 | 0.17236 | 0 | 0 | -354.2518 | 276.5638 | -77.688 | -0.11838 | 0 | -0.014287 | -0.13267 | 0.78593 | -0.1688 | -0.029795 | 0 | 0 | -0.16246 | 0.17236 | -0.9426
code to al40 | Glass-Big Box-GasHt-code to al40-New | 30 | 0.14566 | 1 | -0.030249 | 0 | SmComCAC | 0.17 | 0 | 0.15677 | 0 | 0.00010527 |  |  | 0.78593 | 0 | 0 | -0.41109 | 0 | 0 | 0.78593 | -0.41109 | 0.37483 | 0 | 0 | 368.8885 | -192.9537 | 175.9348 | 0.11368 | 0 | 0.01372 | 0.1274 | 0.78593 | 0.1621 | 0.028613 | 0 | 0 | 0.15602 | 0.37483 | 0.41623
code to al40 | Glass-Small Box-GasHt-code to al40-New | 30 | -0.13716 | 1 | -0.036118 | 0 | SmComCAC | 0.17 | 0 | -0.14762 | 0 | -9.9127e-05 |  |  | 0.78593 | 0 | 0 | -0.49086 | 0 | 0 | 0.78593 | -0.49086 | 0.29507 | 0 | 0 | -391.7506 | 244.6712 | -147.0794 | -0.10705 | 0 | -0.012919 | -0.11997 | 0.78593 | -0.15264 | -0.026943 | 0 | 0 | -0.14691 | 0.29507 | -0.49788
code to al40 | Glass-High End-GasHt-code to al40-New | 30 | -0.13295 | 1 | -0.036118 | 0 | SmComCAC | 0.17 | 0 | -0.14309 | 0 | -9.6083e-05 |  |  | 0.78593 | 0 | 0 | -0.49086 | 0 | 0 | 0.78593 | -0.49086 | 0.29507 | 0 | 0 | -404.1598 | 252.4215 | -151.7383 | -0.10376 | 0 | -0.012523 | -0.11628 | 0.78593 | -0.14796 | -0.026116 | 0 | 0 | -0.1424 | 0.29507 | -0.4826
code to al40 | Glass-Anchor-GasHt-code to al40-New | 30 | 0.1451 | 1 | -0.030249 | 0 | SmComCAC | 0.17 | 0 | 0.15617 | 0 | 0.00010487 |  |  | 0.78593 | 0 | 0 | -0.41109 | 0 | 0 | 0.78593 | -0.41109 | 0.37483 | 0 | 0 | 370.3098 | -193.6972 | 176.6126 | 0.11325 | 0 | 0.013667 | 0.12691 | 0.78593 | 0.16148 | 0.028503 | 0 | 0 | 0.15542 | 0.37483 | 0.41463
code to al40 | Glass-K-12-GasHt-code to al40-New | 30 | 0.069375 | 1 | -0.027314 | 0 | SmComCAC | 0.17 | 0 | 0.074665 | 0 | 5.0138e-05 |  |  | 0.78593 | 0 | 0 | -0.37121 | 0 | 0 | 0.78593 | -0.37121 | 0.41472 | 0 | 0 | 774.5286 | -365.8273 | 408.7013 | 0.054144 | 0 | 0.0065345 | 0.060679 | 0.78593 | 0.077206 | 0.013628 | 0 | 0 | 0.074306 | 0.41472 | 0.17917
code to al40 | Glass-University-GasHt-code to al40-New | 30 | 0.08759 | 1 | -0.051649 | 0 | SmComCAC | 0.17 | 0 | 0.094269 | 0 | 6.3302e-05 |  |  | 0.78593 | 0 | 0 | -0.70193 | 0 | 0 | 0.78593 | -0.70193 | 0.084001 | 0 | 0 | 613.4595 | -547.8923 | 65.5672 | 0.06836 | 0 | 0.0082502 | 0.07661 | 0.78593 | 0.097477 | 0.017206 | 0 | 0 | 0.093816 | 0.084001 | 1.1168
code to al40 | Glass-Warehouse-GasHt-code to al40-New | 30 | 3e-05 | 1 | -4.5148e-05 | 0 | SmComCAC | 0.17 | 0 | 3.2287e-05 | 0 | 2.1681e-08 |  |  | 0.78593 | 0 | 0 | -0.00061357 | 0 | 0 | 0.78593 | -0.00061357 | 0.78532 | 0 | 0 | 1791097.25 | -1398.3066 | 1789699.0014 | 2.3414e-05 | 0 | 2.8257e-06 | 2.6239e-05 | 0.78593 | 3.3386e-05 | 5.8931e-06 | 0 | 0 | 3.2132e-05 | 0.78532 | 4.0917e-05
code to al40 | Glass-Supermarket-GasHt-code to al40-New | 30 | 0.513 | 1 | -0.029798 | 0 | SmComCAC | 0.17 | 0 | 0.55212 | 0 | 0.00037075 |  |  | 0.78593 | 0 | 0 | -0.40496 | 0 | 0 | 0.78593 | -0.40496 | 0.38097 | 0 | 0 | 104.7425 | -53.9697 | 50.7728 | 0.40037 | 0 | 0.04832 | 0.44869 | 0.78593 | 0.57091 | 0.10077 | 0 | 0 | 0.54947 | 0.38097 | 1.4423
code to al40 | Glass-MIniMart-GasHt-code to al40-New | 30 | 0.4995 | 1 | -0.029798 | 0 | SmComCAC | 0.17 | 0 | 0.53759 | 0 | 0.00036099 |  |  | 0.78593 | 0 | 0 | -0.40496 | 0 | 0 | 0.78593 | -0.40496 | 0.38097 | 0 | 0 | 107.5734 | -55.4284 | 52.145 | 0.38984 | 0 | 0.047048 | 0.43689 | 0.78593 | 0.55588 | 0.09812 | 0 | 0 | 0.53501 | 0.38097 | 1.4043
code to al40 | Glass-Restaurant-GasHt-code to al40-New | 30 | 0.060125 | 1 | -0.031603 | 0 | SmComCAC | 0.17 | 0 | 0.06471 | 0 | 4.3453e-05 |  |  | 0.78593 | 0 | 0 | -0.4295 | 0 | 0 | 0.78593 | -0.4295 | 0.35643 | 0 | 0 | 893.6868 | -488.3899 | 405.2969 | 0.046925 | 0 | 0.0056632 | 0.052588 | 0.78593 | 0.066912 | 0.011811 | 0 | 0 | 0.064399 | 0.35643 | 0.18068
code to al40 | Glass-Lodging-GasHt-code to al40-New | 30 | 0.049479 | 1 | -0.037021 | 0 | SmComCAC | 0.17 | 0 | 0.053252 | 0 | 3.5759e-05 |  |  | 0.78593 | 0 | 0 | -0.50313 | 0 | 0 | 0.78593 | -0.50313 | 0.2828 | 0 | 0 | 1085.9706 | -695.2088 | 390.7618 | 0.038616 | 0 | 0.0046605 | 0.043277 | 0.78593 | 0.055064 | 0.0097195 | 0 | 0 | 0.052996 | 0.2828 | 0.1874
code to al40 | Glass-Hospital-GasHt-code to al40-New | 30 | 0.089775 | 1 | -0.050566 | 0 | SmComCAC | 0.17 | 0 | 0.09662 | 0 | 6.4881e-05 |  |  | 0.78593 | 0 | 0 | -0.6872 | 0 | 0 | 0.78593 | -0.6872 | 0.098727 | 0 | 0 | 598.5287 | -523.3429 | 75.1859 | 0.070065 | 0 | 0.008456 | 0.078521 | 0.78593 | 0.099909 | 0.017635 | 0 | 0 | 0.096156 | 0.098727 | 0.97397
code to al40 | Glass-OtherHealth-GasHt-code to al40-New | 30 | 0.27265 | 1 | -0.053274 | 0 | SmComCAC | 0.17 | 0 | 0.29344 | 0 | 0.00019705 |  |  | 0.78593 | 0 | 0 | -0.72402 | 0 | 0 | 0.78593 | -0.72402 | 0.061912 | 0 | 0 | 197.0765 | -181.5517 | 15.5249 | 0.21279 | 0 | 0.025681 | 0.23847 | 0.78593 | 0.30343 | 0.053558 | 0 | 0 | 0.29203 | 0.061912 | 4.7168
code to al40 | Glass-Other-GasHt-code to al40-New | 30 | 0.033854 | 1 | -0.037021 | 0 | SmComCAC | 0.17 | 0 | 0.036436 | 0 | 2.4467e-05 |  |  | 0.78593 | 0 | 0 | -0.50313 | 0 | 0 | 0.78593 | -0.50313 | 0.2828 | 0 | 0 | 1587.1877 | -1016.0744 | 571.1134 | 0.026422 | 0 | 0.0031888 | 0.02961 | 0.78593 | 0.037676 | 0.0066502 | 0 | 0 | 0.036261 | 0.2828 | 0.12822
code to al36 | Glass-Large Off-GasHt-code to al36-New | 30 | -0.116 | 4 | -0.074494 | 0 | SmComCAC | 0.17 | 0 | -0.12484 | 0 | -8.3834e-05 |  |  | 3.1437 | 0 | 0 | -1.0124 | 0 | 0 | 3.1437 | -1.0124 | 2.1313 | 0 | 0 | -1852.8593 | 596.6913 | -1256.168 | -0.090533 | 0 | -0.010926 | -0.10146 | 3.1437 | -0.032274 | -0.022787 | 0 | 0 | -0.12425 | 2.1313 | -0.058295
code to al36 | Glass-Medium Off-GasHt-code to al36-New | 30 | -0.116 | 4 | -0.074494 | 0 | SmComCAC | 0.17 | 0 | -0.12484 | 0 | -8.3834e-05 |  |  | 3.1437 | 0 | 0 | -1.0124 | 0 | 0 | 3.1437 | -1.0124 | 2.1313 | 0 | 0 | -1852.8593 | 596.6913 | -1256.168 | -0.090533 | 0 | -0.010926 | -0.10146 | 3.1437 | -0.032274 | -0.022787 | 0 | 0 | -0.12425 | 2.1313 | -0.058295
code to al36 | Glass-Small Off-GasHt-code to al36-New | 30 | -0.30336 | 4 | -0.068173 | 0 | SmComCAC | 0.17 | 0 | -0.32649 | 0 | -0.00021924 |  |  | 3.1437 | 0 | 0 | -0.9265 | 0 | 0 | 3.1437 | -0.9265 | 2.2172 | 0 | 0 | -708.5037 | 208.8057 | -499.698 | -0.23676 | 0 | -0.028574 | -0.26533 | 3.1437 | -0.084401 | -0.059591 | 0 | 0 | -0.32492 | 2.2172 | -0.14655
code to al36 | Glass-Big Box-GasHt-code to al36-New | 30 | 0.19392 | 4 | -0.045148 | 0 | SmComCAC | 0.17 | 0 | 0.2087 | 0 | 0.00014015 |  |  | 3.1437 | 0 | 0 | -0.61357 | 0 | 0 | 3.1437 | -0.61357 | 2.5301 | 0 | 0 | 1108.3654 | -216.3248 | 892.0406 | 0.15134 | 0 | 0.018265 | 0.16961 | 3.1437 | 0.053952 | 0.038092 | 0 | 0 | 0.2077 | 2.5301 | 0.082091
code to al36 | Glass-Small Box-GasHt-code to al36-New | 30 | -0.18849 | 4 | -0.054629 | 0 | SmComCAC | 0.17 | 0 | -0.20286 | 0 | -0.00013622 |  |  | 3.1437 | 0 | 0 | -0.74242 | 0 | 0 | 3.1437 | -0.74242 | 2.4013 | 0 | 0 | -1140.3068 | 269.2963 | -871.0105 | -0.1471 | 0 | -0.017754 | -0.16486 | 3.1437 | -0.052441 | -0.037025 | 0 | 0 | -0.20188 | 2.4013 | -0.084073
code to al36 | Glass-High End-GasHt-code to al36-New | 30 | -0.1827 | 4 | -0.054629 | 0 | SmComCAC | 0.17 | 0 | -0.19663 | 0 | -0.00013204 |  |  | 3.1437 | 0 | 0 | -0.74242 | 0 | 0 | 3.1437 | -0.74242 | 2.4013 | 0 | 0 | -1176.4275 | 277.8266 | -898.6009 | -0.14259 | 0 | -0.017209 | -0.1598 | 3.1437 | -0.050831 | -0.035888 | 0 | 0 | -0.19569 | 2.4013 | -0.081492
code to al36 | Glass-Anchor-GasHt-code to al36-New | 30 | 0.19317 | 4 | -0.045148 | 0 | SmComCAC | 0.17 | 0 | 0.2079 | 0 | 0.00013961 |  |  | 3.1437 | 0 | 0 | -0.61357 | 0 | 0 | 3.1437 | -0.61357 | 2.5301 | 0 | 0 | 1112.636 | -217.1583 | 895.4777 | 0.15076 | 0 | 0.018195 | 0.16896 | 3.1437 | 0.053745 | 0.037946 | 0 | 0 | 0.2069 | 2.5301 | 0.081776
code to al36 | Glass-K-12-GasHt-code to al36-New | 30 | 0.10612 | 4 | -0.04131 | 0 | SmComCAC | 0.17 | 0 | 0.11422 | 0 | 7.6697e-05 |  |  | 3.1437 | 0 | 0 | -0.56142 | 0 | 0 | 3.1437 | -0.56142 | 2.5823 | 0 | 0 | 2025.269 | -361.6822 | 1663.5869 | 0.082826 | 0 | 0.009996 | 0.092822 | 3.1437 | 0.029526 | 0.020847 | 0 | 0 | 0.11367 | 2.5823 | 0.044018
code to al36 | Glass-University-GasHt-code to al36-New | 30 | 0.14345 | 4 | -0.078828 | 0 | SmComCAC | 0.17 | 0 | 0.15439 | 0 | 0.00010367 |  |  | 3.1437 | 0 | 0 | -1.0713 | 0 | 0 | 3.1437 | -1.0713 | 2.0724 | 0 | 0 | 1498.3038 | -510.5842 | 987.7196 | 0.11196 | 0 | 0.013512 | 0.12547 | 3.1437 | 0.039911 | 0.028179 | 0 | 0 | 0.15365 | 2.0724 | 0.074139
code to al36 | Glass-Warehouse-GasHt-code to al36-New | 30 | 3e-05 | 4 | -4.5148e-05 | 0 | SmComCAC | 0.17 | 0 | 3.2287e-05 | 0 | 2.1681e-08 |  |  | 3.1437 | 0 | 0 | -0.00061357 | 0 | 0 | 3.1437 | -0.00061357 | 3.1431 | 0 | 0 | 7164389 | -1398.3066 | 7162990.9257 | 2.3414e-05 | 0 | 2.8257e-06 | 2.6239e-05 | 3.1437 | 8.3466e-06 | 5.8931e-06 | 0 | 0 | 3.2132e-05 | 3.1431 | 1.0223e-05
code to al36 | Glass-Supermarket-GasHt-code to al36-New | 30 | 0.75905 | 4 | -0.045599 | 0 | SmComCAC | 0.17 | 0 | 0.81693 | 0 | 0.00054857 |  |  | 3.1437 | 0 | 0 | -0.61971 | 0 | 0 | 3.1437 | -0.61971 | 2.524 | 0 | 0 | 283.1588 | -55.8181 | 227.3407 | 0.5924 | 0 | 0.071496 | 0.6639 | 3.1437 | 0.21118 | 0.1491 | 0 | 0 | 0.81301 | 2.524 | 0.32211
code to al36 | Glass-MIniMart-GasHt-code to al36-New | 30 | 0.73908 | 4 | -0.045599 | 0 | SmComCAC | 0.17 | 0 | 0.79543 | 0 | 0.00053413 |  |  | 3.1437 | 0 | 0 | -0.61971 | 0 | 0 | 3.1437 | -0.61971 | 2.524 | 0 | 0 | 290.8117 | -57.3267 | 233.4851 | 0.57682 | 0 | 0.069614 | 0.64643 | 3.1437 | 0.20563 | 0.14518 | 0 | 0 | 0.79161 | 2.524 | 0.31363
code to al36 | Glass-Restaurant-GasHt-code to al36-New | 30 | 0.060125 | 4 | -0.048308 | 0 | SmComCAC | 0.17 | 0 | 0.06471 | 0 | 4.3453e-05 |  |  | 3.1437 | 0 | 0 | -0.65652 | 0 | 0 | 3.1437 | -0.65652 | 2.4872 | 0 | 0 | 3574.7473 | -746.5388 | 2828.2085 | 0.046925 | 0 | 0.0056632 | 0.052588 | 3.1437 | 0.016728 | 0.011811 | 0 | 0 | 0.064399 | 2.4872 | 0.025892
code to al36 | Glass-Lodging-GasHt-code to al36-New | 30 | 0.063333 | 4 | -0.05572 | 0 | SmComCAC | 0.17 | 0 | 0.068163 | 0 | 4.5771e-05 |  |  | 3.1437 | 0 | 0 | -0.75725 | 0 | 0 | 3.1437 | -0.75725 | 2.3865 | 0 | 0 | 3393.658 | -817.4576 | 2576.2005 | 0.049429 | 0 | 0.0059654 | 0.055394 | 3.1437 | 0.017621 | 0.012441 | 0 | 0 | 0.067835 | 2.3865 | 0.028425
code to al36 | Glass-Hospital-GasHt-code to al36-New | 30 | 0.14488 | 4 | -0.077203 | 0 | SmComCAC | 0.17 | 0 | 0.15592 | 0 | 0.0001047 |  |  | 3.1437 | 0 | 0 | -1.0492 | 0 | 0 | 3.1437 | -1.0492 | 2.0945 | 0 | 0 | 1483.5664 | -495.1382 | 988.4282 | 0.11307 | 0 | 0.013646 | 0.12671 | 3.1437 | 0.040307 | 0.028459 | 0 | 0 | 0.15517 | 2.0945 | 0.074086
code to al36 | Glass-OtherHealth-GasHt-code to al36-New | 30 | 0.39995 | 4 | -0.079912 | 0 | SmComCAC | 0.17 | 0 | 0.43045 | 0 | 0.00028905 |  |  | 3.1437 | 0 | 0 | -1.086 | 0 | 0 | 3.1437 | -1.086 | 2.0577 | 0 | 0 | 537.3964 | -185.6484 | 351.7479 | 0.31214 | 0 | 0.037672 | 0.34982 | 3.1437 | 0.11127 | 0.078564 | 0 | 0 | 0.42838 | 2.0577 | 0.20818
code to al36 | Glass-Other-GasHt-code to al36-New | 30 | 0.043333 | 4 | -0.05572 | 0 | SmComCAC | 0.17 | 0 | 0.046637 | 0 | 3.1317e-05 |  |  | 3.1437 | 0 | 0 | -0.75725 | 0 | 0 | 3.1437 | -0.75725 | 2.3865 | 0 | 0 | 4959.9619 | -1194.7457 | 3765.2161 | 0.03382 | 0 | 0.0040816 | 0.037901 | 3.1437 | 0.012056 | 0.0085122 | 0 | 0 | 0.046414 | 2.3865 | 0.019449
code to al45 | Glass-Large Off-HtPmpHt-code to al45-NR | 30 | 0.4573 | 0.5 | 0 | 0 | ExCOMM | 0.47693 | 0.46383 | 0.49217 | 5.4641e-05 | 0.0001178 |  |  | 0.39296 | 0 | 0 | 0 | 0 | 0 | 0.39296 | 0 | 0.39296 | 0 | 0 | 58.7505 | 0 | 58.7505 | 0.25364 | 0.0022277 | 0.028179 | 0.28365 | 0.39296 | 0.72182 | 0.03202 | 0 | 0 | 0.31567 | 0.39296 | 0.8033
code to al45 | Glass-Medium Off-HtPmpHt-code to al45-NR | 30 | 0.45729 | 0.5 | 0 | 0 | ExCOMM | 0.47693 | 0.46383 | 0.49216 | 5.4639e-05 | 0.0001178 |  |  | 0.39296 | 0 | 0 | 0 | 0 | 0 | 0.39296 | 0 | 0.39296 | 0 | 0 | 58.7518 | 0 | 58.7518 | 0.25364 | 0.0022277 | 0.028178 | 0.28364 | 0.39296 | 0.72181 | 0.032019 | 0 | 0 | 0.31566 | 0.39296 | 0.80329
code to al45 | Glass-Small Off-HtPmpHt-code to al45-NR | 30 | -0.32482 | 0.5 | 0 | 0 | ExCOMM | 0.47693 | 0.46383 | -0.34958 | -3.8811e-05 | -8.3675e-05 |  |  | 0.39296 | 0 | 0 | 0 | 0 | 0 | 0.39296 | 0 | 0.39296 | 0 | 0 | -82.713 | 0 | -82.713 | -0.18016 | -0.0015824 | -0.020015 | -0.20148 | 0.39296 | -0.51271 | -0.022743 | 0 | 0 | -0.22422 | 0.39296 | -0.57058
code to al45 | Glass-Big Box-HtPmpHt-code to al45-NR | 30 | -0.018218 | 0.5 | 0 | 0 | ExCOMM | 0.47693 | 0.46383 | -0.019607 | -2.1768e-06 | -4.6931e-06 |  |  | 0.39296 | 0 | 0 | 0 | 0 | 0 | 0.39296 | 0 | 0.39296 | 0 | 0 | -1474.7031 | 0 | -1474.7031 | -0.010105 | -8.8751e-05 | -0.0011226 | -0.0113 | 0.39296 | -0.028757 | -0.0012756 | 0 | 0 | -0.012576 | 0.39296 | -0.032003
code to al45 | Glass-Small Box-HtPmpHt-code to al45-NR | 30 | -0.31562 | 0.5 | 0 | 0 | ExCOMM | 0.47693 | 0.46383 | -0.33969 | -3.7713e-05 | -8.1307e-05 |  |  | 0.39296 | 0 | 0 | 0 | 0 | 0 | 0.39296 | 0 | 0.39296 | 0 | 0 | -85.1218 | 0 | -85.1218 | -0.17506 | -0.0015376 | -0.019449 | -0.19577 | 0.39296 | -0.4982 | -0.0221 | 0 | 0 | -0.21787 | 0.39296 | -0.55444
code to al45 | Glass-High End-HtPmpHt-code to al45-NR | 30 | -0.31397 | 0.5 | 0 | 0 | ExCOMM | 0.47693 | 0.46383 | -0.33791 | -3.7515e-05 | -8.0881e-05 |  |  | 0.39296 | 0 | 0 | 0 | 0 | 0 | 0.39296 | 0 | 0.39296 | 0 | 0 | -85.5699 | 0 | -85.5699 | -0.17414 | -0.0015295 | -0.019347 | -0.19475 | 0.39296 | -0.49559 | -0.021984 | 0 | 0 | -0.21673 | 0.39296 | -0.55153
code to al45 | Glass-Anchor-HtPmpHt-code to al45-NR | 30 | -0.018219 | 0.5 | 0 | 0 | ExCOMM | 0.47693 | 0.46383 | -0.019608 | -2.1769e-06 | -4.6932e-06 |  |  | 0.39296 | 0 | 0 | 0 | 0 | 0 | 0.39296 | 0 | 0.39296 | 0 | 0 | -1474.6786 | 0 | -1474.6786 | -0.010105 | -8.8753e-05 | -0.0011226 | -0.011301 | 0.39296 | -0.028757 | -0.0012756 | 0 | 0 | -0.012576 | 0.39296 | -0.032003
code to al45 | Glass-K-12-HtPmpHt-code to al45-NR | 30 | 0.10379 | 0.5 | 0 | 0 | ExCOMM | 0.47693 | 0.46383 | 0.1117 | 1.2401e-05 | 2.6736e-05 |  |  | 0.39296 | 0 | 0 | 0 | 0 | 0 | 0.39296 | 0 | 0.39296 | 0 | 0 | 258.8599 | 0 | 258.8599 | 0.057566 | 0.00050561 | 0.0063955 | 0.064377 | 0.39296 | 0.16382 | 0.0072671 | 0 | 0 | 0.071644 | 0.39296 | 0.18232
code to al45 | Glass-University-HtPmpHt-code to al45-NR | 30 | 0.48959 | 0.5 | 0 | 0 | ExCOMM | 0.47693 | 0.46383 | 0.52692 | 5.8499e-05 | 0.00012612 |  |  | 0.39296 | 0 | 0 | 0 | 0 | 0 | 0.39296 | 0 | 0.39296 | 0 | 0 | 54.8753 | 0 | 54.8753 | 0.27155 | 0.0023851 | 0.030169 | 0.30368 | 0.39296 | 0.7728 | 0.034281 | 0 | 0 | 0.33796 | 0.39296 | 0.86003
code to al45 | Glass-Warehouse-HtPmpHt-code to al45-NR | 30 | -0.14066 | 0.5 | 0 | 0 | ExCOMM | 0.47693 | 0.46383 | -0.15138 | -1.6807e-05 | -3.6234e-05 |  |  | 0.39296 | 0 | 0 | 0 | 0 | 0 | 0.39296 | 0 | 0.39296 | 0 | 0 | -191.0063 | 0 | -191.0063 | -0.078016 | -0.00068522 | -0.0086674 | -0.087246 | 0.39296 | -0.22202 | -0.0098487 | 0 | 0 | -0.097095 | 0.39296 | -0.24708
code to al45 | Glass-Supermarket-HtPmpHt-code to al45-NR | 30 | -0.0051796 | 0.5 | 0 | 0 | ExCOMM | 0.47693 | 0.46383 | -0.0055746 | -6.1889e-07 | -1.3343e-06 |  |  | 0.39296 | 0 | 0 | 0 | 0 | 0 | 0.39296 | 0 | 0.39296 | 0 | 0 | -5186.9536 | 0 | -5186.9535 | -0.0028729 | -2.5233e-05 | -0.00031917 | -0.0032128 | 0.39296 | -0.0081758 | -0.00036267 | 0 | 0 | -0.0035755 | 0.39296 | -0.0090987
code to al45 | Glass-MIniMart-HtPmpHt-code to al45-NR | 30 | -0.017405 | 0.5 | 0 | 0 | ExCOMM | 0.47693 | 0.46383 | -0.018732 | -2.0796e-06 | -4.4836e-06 |  |  | 0.39296 | 0 | 0 | 0 | 0 | 0 | 0.39296 | 0 | 0.39296 | 0 | 0 | -1543.635 | 0 | -1543.635 | -0.0096535 | -8.4788e-05 | -0.0010725 | -0.010796 | 0.39296 | -0.027472 | -0.0012187 | 0 | 0 | -0.012014 | 0.39296 | -0.030574
code to al45 | Glass-Restaurant-HtPmpHt-code to al45-NR | 30 | -0.37476 | 0.5 | 0 | 0 | ExCOMM | 0.47693 | 0.46383 | -0.40334 | -4.4779e-05 | -9.6542e-05 |  |  | 0.39296 | 0 | 0 | 0 | 0 | 0 | 0.39296 | 0 | 0.39296 | 0 | 0 | -71.689 | 0 | -71.689 | -0.20786 | -0.0018257 | -0.023093 | -0.23246 | 0.39296 | -0.59155 | -0.026241 | 0 | 0 | -0.2587 | 0.39296 | -0.65832
code to al45 | Glass-Lodging-HtPmpHt-code to al45-NR | 30 | -0.048505 | 0.5 | 0 | 0 | ExCOMM | 0.47693 | 0.46383 | -0.052203 | -5.7956e-06 | -1.2495e-05 |  |  | 0.39296 | 0 | 0 | 0 | 0 | 0 | 0.39296 | 0 | 0.39296 | 0 | 0 | -553.8942 | 0 | -553.8942 | -0.026903 | -0.00023629 | -0.0029889 | -0.030086 | 0.39296 | -0.076562 | -0.0033963 | 0 | 0 | -0.033483 | 0.39296 | -0.085205
code to al45 | Glass-Hospital-HtPmpHt-code to al45-NR | 30 | 0.76991 | 0.5 | 0 | 0 | ExCOMM | 0.47693 | 0.46383 | 0.82862 | 9.1994e-05 | 0.00019834 |  |  | 0.39296 | 0 | 0 | 0 | 0 | 0 | 0.39296 | 0 | 0.39296 | 0 | 0 | 34.8954 | 0 | 34.8954 | 0.42703 | 0.0037507 | 0.047443 | 0.47756 | 0.39296 | 1.2153 | 0.053909 | 0 | 0 | 0.53147 | 0.39296 | 1.3525
code to al45 | Glass-OtherHealth-HtPmpHt-code to al45-NR | 30 | 1.082 | 0.5 | 0 | 0 | ExCOMM | 0.47693 | 0.46383 | 1.1645 | 0.00012928 | 0.00027872 |  |  | 0.39296 | 0 | 0 | 0 | 0 | 0 | 0.39296 | 0 | 0.39296 | 0 | 0 | 24.831 | 0 | 24.831 | 0.60012 | 0.0052709 | 0.066672 | 0.67112 | 0.39296 | 1.7078 | 0.075759 | 0 | 0 | 0.74688 | 0.39296 | 1.9006
code to al45 | Glass-Other-HtPmpHt-code to al45-NR | 30 | -0.045087 | 0.5 | 0 | 0 | ExCOMM | 0.47693 | 0.46383 | -0.048525 | -5.3873e-06 | -1.1615e-05 |  |  | 0.39296 | 0 | 0 | 0 | 0 | 0 | 0.39296 | 0 | 0.39296 | 0 | 0 | -595.8812 | 0 | -595.8812 | -0.025008 | -0.00021964 | -0.0027783 | -0.027966 | 0.39296 | -0.071168 | -0.003157 | 0 | 0 | -0.031123 | 0.39296 | -0.079201
code to al40 | Glass-Large Off-HtPmpHt-code to al40-NR | 30 | 1.4596 | 1 | 0 | 0 | ExCOMM | 0.47693 | 0.46383 | 1.5709 | 0.0001744 | 0.00037601 |  |  | 0.78593 | 0 | 0 | 0 | 0 | 0 | 0.78593 | 0 | 0.78593 | 0 | 0 | 36.813 | 0 | 36.813 | 0.80958 | 0.0071106 | 0.089943 | 0.90537 | 0.78593 | 1.152 | 0.1022 | 0 | 0 | 1.0076 | 0.78593 | 1.282
code to al40 | Glass-Medium Off-HtPmpHt-code to al40-NR | 30 | 1.4455 | 1 | 0 | 0 | ExCOMM | 0.47693 | 0.46383 | 1.5557 | 0.00017272 | 0.00037237 |  |  | 0.78593 | 0 | 0 | 0 | 0 | 0 | 0.78593 | 0 | 0.78593 | 0 | 0 | 37.1724 | 0 | 37.1724 | 0.80175 | 0.0070419 | 0.089073 | 0.89661 | 0.78593 | 1.1408 | 0.10121 | 0 | 0 | 0.99783 | 0.78593 | 1.2696
code to al40 | Glass-Small Off-HtPmpHt-code to al40-NR | 30 | 0.40761 | 1 | 0 | 0 | ExCOMM | 0.47693 | 0.46383 | 0.43869 | 4.8704e-05 | 0.000105 |  |  | 0.78593 | 0 | 0 | 0 | 0 | 0 | 0.78593 | 0 | 0.78593 | 0 | 0 | 131.8241 | 0 | 131.8241 | 0.22608 | 0.0019857 | 0.025117 | 0.25283 | 0.78593 | 0.3217 | 0.028541 | 0 | 0 | 0.28137 | 0.78593 | 0.35801
code to al40 | Glass-Big Box-HtPmpHt-code to al40-NR | 30 | 0.69878 | 1 | 0 | 0 | ExCOMM | 0.47693 | 0.46383 | 0.75206 | 8.3494e-05 | 0.00018001 |  |  | 0.78593 | 0 | 0 | 0 | 0 | 0 | 0.78593 | 0 | 0.78593 | 0 | 0 | 76.8958 | 0 | 76.8958 | 0.38758 | 0.0034041 | 0.043059 | 0.43343 | 0.78593 | 0.55149 | 0.048928 | 0 | 0 | 0.48236 | 0.78593 | 0.61375
code to al40 | Glass-Small Box-HtPmpHt-code to al40-NR | 30 | 0.20465 | 1 | 0 | 0 | ExCOMM | 0.47693 | 0.46383 | 0.22026 | 2.4453e-05 | 5.272e-05 |  |  | 0.78593 | 0 | 0 | 0 | 0 | 0 | 0.78593 | 0 | 0.78593 | 0 | 0 | 262.5554 | 0 | 262.5554 | 0.11351 | 0.00099698 | 0.012611 | 0.12694 | 0.78593 | 0.16152 | 0.01433 | 0 | 0 | 0.14127 | 0.78593 | 0.17975
code to al40 | Glass-High End-HtPmpHt-code to al40-NR | 30 | 0.20779 | 1 | 0 | 0 | ExCOMM | 0.47693 | 0.46383 | 0.22363 | 2.4828e-05 | 5.3528e-05 |  |  | 0.78593 | 0 | 0 | 0 | 0 | 0 | 0.78593 | 0 | 0.78593 | 0 | 0 | 258.5948 | 0 | 258.5948 | 0.11525 | 0.0010123 | 0.012804 | 0.12889 | 0.78593 | 0.16399 | 0.014549 | 0 | 0 | 0.14344 | 0.78593 | 0.1825
code to al40 | Glass-Anchor-HtPmpHt-code to al40-NR | 30 | 0.69878 | 1 | 0 | 0 | ExCOMM | 0.47693 | 0.46383 | 0.75206 | 8.3494e-05 | 0.00018001 |  |  | 0.78593 | 0 | 0 | 0 | 0 | 0 | 0.78593 | 0 | 0.78593 | 0 | 0 | 76.8959 | 0 | 76.8959 | 0.38758 | 0.0034041 | 0.043059 | 0.43343 | 0.78593 | 0.55149 | 0.048928 | 0 | 0 | 0.48236 | 0.78593 | 0.61375
code to al40 | Glass-K-12-HtPmpHt-code to al40-NR | 30 | 0.57465 | 1 | 0 | 0 | ExCOMM | 0.47693 | 0.46383 | 0.61847 | 6.8663e-05 | 0.00014803 |  |  | 0.78593 | 0 | 0 | 0 | 0 | 0 | 0.78593 | 0 | 0.78593 | 0 | 0 | 93.5055 | 0 | 93.5055 | 0.31873 | 0.0027994 | 0.03541 | 0.35644 | 0.78593 | 0.45353 | 0.040237 | 0 | 0 | 0.39668 | 0.78593 | 0.50472
code to al40 | Glass-University-HtPmpHt-code to al40-NR | 30 | 1.4929 | 1 | 0 | 0 | ExCOMM | 0.47693 | 0.46383 | 1.6067 | 0.00017838 | 0.00038457 |  |  | 0.78593 | 0 | 0 | 0 | 0 | 0 | 0.78593 | 0 | 0.78593 | 0 | 0 | 35.9934 | 0 | 35.9934 | 0.82802 | 0.0072725 | 0.091991 | 0.92598 | 0.78593 | 1.1782 | 0.10453 | 0 | 0 | 1.0305 | 0.78593 | 1.3112
code to al40 | Glass-Warehouse-HtPmpHt-code to al40-NR | 30 | -0.073013 | 1 | 0 | 0 | ExCOMM | 0.47693 | 0.46383 | -0.07858 | -8.724e-06 | -1.8809e-05 |  |  | 0.78593 | 0 | 0 | 0 | 0 | 0 | 0.78593 | 0 | 0.78593 | 0 | 0 | -735.9402 | 0 | -735.9402 | -0.040497 | -0.00035569 | -0.0044991 | -0.045288 | 0.78593 | -0.057623 | -0.0051123 | 0 | 0 | -0.0504 | 0.78593 | -0.064128
code to al40 | Glass-Supermarket-HtPmpHt-code to al40-NR | 30 | 0.66828 | 1 | 0 | 0 | ExCOMM | 0.47693 | 0.46383 | 0.71923 | 7.985e-05 | 0.00017215 |  |  | 0.78593 | 0 | 0 | 0 | 0 | 0 | 0.78593 | 0 | 0.78593 | 0 | 0 | 80.4053 | 0 | 80.4053 | 0.37066 | 0.0032555 | 0.04118 | 0.41452 | 0.78593 | 0.52742 | 0.046792 | 0 | 0 | 0.46131 | 0.78593 | 0.58696
code to al40 | Glass-MIniMart-HtPmpHt-code to al40-NR | 30 | 0.64994 | 1 | 0 | 0 | ExCOMM | 0.47693 | 0.46383 | 0.6995 | 7.7658e-05 | 0.00016743 |  |  | 0.78593 | 0 | 0 | 0 | 0 | 0 | 0.78593 | 0 | 0.78593 | 0 | 0 | 82.6739 | 0 | 82.6739 | 0.36049 | 0.0031662 | 0.04005 | 0.40314 | 0.78593 | 0.51295 | 0.045508 | 0 | 0 | 0.44865 | 0.78593 | 0.57085
code to al40 | Glass-Restaurant-HtPmpHt-code to al40-NR | 30 | 0.048415 | 1 | 0 | 0 | ExCOMM | 0.47693 | 0.46383 | 0.052107 | 5.7849e-06 | 1.2472e-05 |  |  | 0.78593 | 0 | 0 | 0 | 0 | 0 | 0.78593 | 0 | 0.78593 | 0 | 0 | 1109.8344 | 0 | 1109.8344 | 0.026854 | 0.00023586 | 0.0029834 | 0.030031 | 0.78593 | 0.038211 | 0.00339 | 0 | 0 | 0.033421 | 0.78593 | 0.042524
code to al40 | Glass-Lodging-HtPmpHt-code to al40-NR | 30 | 0.60279 | 1 | 0 | 0 | ExCOMM | 0.47693 | 0.46383 | 0.64875 | 7.2025e-05 | 0.00015528 |  |  | 0.78593 | 0 | 0 | 0 | 0 | 0 | 0.78593 | 0 | 0.78593 | 0 | 0 | 89.1402 | 0 | 89.1402 | 0.33434 | 0.0029365 | 0.037144 | 0.3739 | 0.78593 | 0.47574 | 0.042207 | 0 | 0 | 0.4161 | 0.78593 | 0.52944
code to al40 | Glass-Hospital-HtPmpHt-code to al40-NR | 30 | 1.8117 | 1 | 0 | 0 | ExCOMM | 0.47693 | 0.46383 | 1.9498 | 0.00021647 | 0.0004667 |  |  | 0.78593 | 0 | 0 | 0 | 0 | 0 | 0.78593 | 0 | 0.78593 | 0 | 0 | 29.6593 | 0 | 29.6593 | 1.0048 | 0.0088257 | 0.11164 | 1.1237 | 0.78593 | 1.4298 | 0.12685 | 0 | 0 | 1.2506 | 0.78593 | 1.5912
code to al40 | Glass-OtherHealth-HtPmpHt-code to al40-NR | 30 | 2.1567 | 1 | 0 | 0 | ExCOMM | 0.47693 | 0.46383 | 2.3211 | 0.00025769 | 0.00055557 |  |  | 0.78593 | 0 | 0 | 0 | 0 | 0 | 0.78593 | 0 | 0.78593 | 0 | 0 | 24.9149 | 0 | 24.9149 | 1.1962 | 0.010506 | 0.13289 | 1.3377 | 0.78593 | 1.7021 | 0.15101 | 0 | 0 | 1.4887 | 0.78593 | 1.8942
code to al40 | Glass-Other-HtPmpHt-code to al40-NR | 30 | 0.60817 | 1 | 0 | 0 | ExCOMM | 0.47693 | 0.46383 | 0.65454 | 7.2667e-05 | 0.00015667 |  |  | 0.78593 | 0 | 0 | 0 | 0 | 0 | 0.78593 | 0 | 0.78593 | 0 | 0 | 88.3523 | 0 | 88.3523 | 0.33732 | 0.0029627 | 0.037476 | 0.37723 | 0.78593 | 0.47998 | 0.042583 | 0 | 0 | 0.41981 | 0.78593 | 0.53416
code to al36 | Glass-Large Off-HtPmpHt-code to al36-NR | 30 | 2.4672 | 4 | 0 | 0 | ExCOMM | 0.47693 | 0.46383 | 2.6553 | 0.00029479 | 0.00063556 |  |  | 3.1437 | 0 | 0 | 0 | 0 | 0 | 3.1437 | 0 | 3.1437 | 0 | 0 | 87.1165 | 0 | 87.1165 | 1.3684 | 0.012019 | 0.15203 | 1.5303 | 3.1437 | 0.48679 | 0.17275 | 0 | 0 | 1.7031 | 3.1437 | 0.54174
code to al36 | Glass-Medium Off-HtPmpHt-code to al36-NR | 30 | 2.4316 | 4 | 0 | 0 | ExCOMM | 0.47693 | 0.46383 | 2.6171 | 0.00029055 | 0.00062641 |  |  | 3.1437 | 0 | 0 | 0 | 0 | 0 | 3.1437 | 0 | 3.1437 | 0 | 0 | 88.3896 | 0 | 88.3896 | 1.3487 | 0.011846 | 0.14984 | 1.5083 | 3.1437 | 0.47978 | 0.17026 | 0 | 0 | 1.6786 | 3.1437 | 0.53394
code to al36 | Glass-Small Off-HtPmpHt-code to al36-NR | 30 | 0.96548 | 4 | 0 | 0 | ExCOMM | 0.47693 | 0.46383 | 1.0391 | 0.00011536 | 0.00024872 |  |  | 3.1437 | 0 | 0 | 0 | 0 | 0 | 3.1437 | 0 | 3.1437 | 0 | 0 | 222.6158 | 0 | 222.6158 | 0.53551 | 0.0047034 | 0.059494 | 0.59887 | 3.1437 | 0.1905 | 0.067602 | 0 | 0 | 0.66647 | 3.1437 | 0.212
code to al36 | Glass-Big Box-HtPmpHt-code to al36-NR | 30 | 1.334 | 4 | 0 | 0 | ExCOMM | 0.47693 | 0.46383 | 1.4357 | 0.00015939 | 0.00034364 |  |  | 3.1437 | 0 | 0 | 0 | 0 | 0 | 3.1437 | 0 | 3.1437 | 0 | 0 | 161.123 | 0 | 161.1231 | 0.73988 | 0.0064985 | 0.082199 | 0.82742 | 3.1437 | 0.2632 | 0.093403 | 0 | 0 | 0.92083 | 3.1437 | 0.29291
code to al36 | Glass-Small Box-HtPmpHt-code to al36-NR | 30 | 0.60102 | 4 | 0 | 0 | ExCOMM | 0.47693 | 0.46383 | 0.64684 | 7.1813e-05 | 0.00015483 |  |  | 3.1437 | 0 | 0 | 0 | 0 | 0 | 3.1437 | 0 | 3.1437 | 0 | 0 | 357.614 | 0 | 357.614 | 0.33335 | 0.0029279 | 0.037035 | 0.3728 | 3.1437 | 0.11858 | 0.042083 | 0 | 0 | 0.41488 | 3.1437 | 0.13197
code to al36 | Glass-High End-HtPmpHt-code to al36-NR | 30 | 0.60709 | 4 | 0 | 0 | ExCOMM | 0.47693 | 0.46383 | 0.65338 | 7.2538e-05 | 0.00015639 |  |  | 3.1437 | 0 | 0 | 0 | 0 | 0 | 3.1437 | 0 | 3.1437 | 0 | 0 | 354.0387 | 0 | 354.0387 | 0.33672 | 0.0029574 | 0.037409 | 0.37656 | 3.1437 | 0.11978 | 0.042508 | 0 | 0 | 0.41907 | 3.1437 | 0.1333
code to al36 | Glass-Anchor-HtPmpHt-code to al36-NR | 30 | 1.334 | 4 | 0 | 0 | ExCOMM | 0.47693 | 0.46383 | 1.4357 | 0.00015939 | 0.00034364 |  |  | 3.1437 | 0 | 0 | 0 | 0 | 0 | 3.1437 | 0 | 3.1437 | 0 | 0 | 161.1233 | 0 | 161.1233 | 0.73988 | 0.0064985 | 0.082199 | 0.82742 | 3.1437 | 0.2632 | 0.093403 | 0 | 0 | 0.92083 | 3.1437 | 0.29291
code to al36 | Glass-K-12-HtPmpHt-code to al36-NR | 30 | 0.96346 | 4 | 0 | 0 | ExCOMM | 0.47693 | 0.46383 | 1.0369 | 0.00011512 | 0.00024819 |  |  | 3.1437 | 0 | 0 | 0 | 0 | 0 | 3.1437 | 0 | 3.1437 | 0 | 0 | 223.0836 | 0 | 223.0836 | 0.53438 | 0.0046935 | 0.059369 | 0.59761 | 3.1437 | 0.1901 | 0.067461 | 0 | 0 | 0.66507 | 3.1437 | 0.21156
code to al36 | Glass-University-HtPmpHt-code to al36-NR | 30 | 2.3883 | 4 | 0 | 0 | ExCOMM | 0.47693 | 0.46383 | 2.5704 | 0.00028537 | 0.00061524 |  |  | 3.1437 | 0 | 0 | 0 | 0 | 0 | 3.1437 | 0 | 3.1437 | 0 | 0 | 89.9945 | 0 | 89.9945 | 1.3247 | 0.011635 | 0.14717 | 1.4814 | 3.1437 | 0.47122 | 0.16723 | 0 | 0 | 1.6486 | 3.1437 | 0.52442
code to al36 | Glass-Warehouse-HtPmpHt-code to al36-NR | 30 | 0.25524 | 4 | 0 | 0 | ExCOMM | 0.47693 | 0.46383 | 0.2747 | 3.0498e-05 | 6.5752e-05 |  |  | 3.1437 | 0 | 0 | 0 | 0 | 0 | 3.1437 | 0 | 3.1437 | 0 | 0 | 842.0748 | 0 | 842.0748 | 0.14157 | 0.0012434 | 0.015728 | 0.15832 | 3.1437 | 0.050361 | 0.017872 | 0 | 0 | 0.17619 | 3.1437 | 0.056046
code to al36 | Glass-Supermarket-HtPmpHt-code to al36-NR | 30 | 1.2701 | 4 | 0 | 0 | ExCOMM | 0.47693 | 0.46383 | 1.3669 | 0.00015176 | 0.00032718 |  |  | 3.1437 | 0 | 0 | 0 | 0 | 0 | 3.1437 | 0 | 3.1437 | 0 | 0 | 169.2257 | 0 | 169.2257 | 0.70446 | 0.0061873 | 0.078264 | 0.78781 | 3.1437 | 0.2506 | 0.088931 | 0 | 0 | 0.87674 | 3.1437 | 0.27889
code to al36 | Glass-MIniMart-HtPmpHt-code to al36-NR | 30 | 1.2456 | 4 | 0 | 0 | ExCOMM | 0.47693 | 0.46383 | 1.3406 | 0.00014884 | 0.00032089 |  |  | 3.1437 | 0 | 0 | 0 | 0 | 0 | 3.1437 | 0 | 3.1437 | 0 | 0 | 172.5474 | 0 | 172.5474 | 0.6909 | 0.0060682 | 0.076757 | 0.77264 | 3.1437 | 0.24577 | 0.087219 | 0 | 0 | 0.85986 | 3.1437 | 0.27352
code to al36 | Glass-Restaurant-HtPmpHt-code to al36-NR | 30 | 0.38839 | 4 | 0 | 0 | ExCOMM | 0.47693 | 0.46383 | 0.41801 | 4.6407e-05 | 0.00010005 |  |  | 3.1437 | 0 | 0 | 0 | 0 | 0 | 3.1437 | 0 | 3.1437 | 0 | 0 | 553.3888 | 0 | 553.3888 | 0.21542 | 0.0018921 | 0.023933 | 0.24091 | 3.1437 | 0.076632 | 0.027195 | 0 | 0 | 0.26811 | 3.1437 | 0.085283
code to al36 | Glass-Lodging-HtPmpHt-code to al36-NR | 30 | 1.1866 | 4 | 0 | 0 | ExCOMM | 0.47693 | 0.46383 | 1.2771 | 0.00014179 | 0.00030569 |  |  | 3.1437 | 0 | 0 | 0 | 0 | 0 | 3.1437 | 0 | 3.1437 | 0 | 0 | 181.1268 | 0 | 181.1268 | 0.65817 | 0.0057808 | 0.073121 | 0.73604 | 3.1437 | 0.23413 | 0.083087 | 0 | 0 | 0.81913 | 3.1437 | 0.26056
code to al36 | Glass-Hospital-HtPmpHt-code to al36-NR | 30 | 2.7668 | 4 | 0 | 0 | ExCOMM | 0.47693 | 0.46383 | 2.9777 | 0.00033059 | 0.00071274 |  |  | 3.1437 | 0 | 0 | 0 | 0 | 0 | 3.1437 | 0 | 3.1437 | 0 | 0 | 77.6832 | 0 | 77.6832 | 1.5346 | 0.013478 | 0.17049 | 1.7162 | 3.1437 | 0.5459 | 0.19373 | 0 | 0 | 1.9099 | 3.1437 | 0.60753
code to al36 | Glass-OtherHealth-HtPmpHt-code to al36-NR | 30 | 3.0501 | 4 | 0 | 0 | ExCOMM | 0.47693 | 0.46383 | 3.2827 | 0.00036444 | 0.00078573 |  |  | 3.1437 | 0 | 0 | 0 | 0 | 0 | 3.1437 | 0 | 3.1437 | 0 | 0 | 70.4669 | 0 | 70.4669 | 1.6917 | 0.014859 | 0.18795 | 1.8919 | 3.1437 | 0.60181 | 0.21357 | 0 | 0 | 2.1055 | 3.1437 | 0.66974
code to al36 | Glass-Other-HtPmpHt-code to al36-NR | 30 | 1.1919 | 4 | 0 | 0 | ExCOMM | 0.47693 | 0.46383 | 1.2827 | 0.00014241 | 0.00030703 |  |  | 3.1437 | 0 | 0 | 0 | 0 | 0 | 3.1437 | 0 | 3.1437 | 0 | 0 | 180.3315 | 0 | 180.3315 | 0.66107 | 0.0058063 | 0.073444 | 0.73929 | 3.1437 | 0.23516 | 0.083454 | 0 | 0 | 0.82274 | 3.1437 | 0.26171
code to al45 | Glass-Large Off-HtPmpHt-code to al45-New | 30 | 0.50472 | 0.5 | 0 | 0 | ExCOMM | 0.47693 | 0.46383 | 0.5432 | 6.0307e-05 | 0.00013002 |  |  | 0.39296 | 0 | 0 | 0 | 0 | 0 | 0.39296 | 0 | 0.39296 | 0 | 0 | 53.2304 | 0 | 53.2304 | 0.27994 | 0.0024588 | 0.031101 | 0.31307 | 0.39296 | 0.79668 | 0.03534 | 0 | 0 | 0.34841 | 0.39296 | 0.88661
code to al45 | Glass-Medium Off-HtPmpHt-code to al45-New | 30 | 0.50472 | 0.5 | 0 | 0 | ExCOMM | 0.47693 | 0.46383 | 0.5432 | 6.0307e-05 | 0.00013002 |  |  | 0.39296 | 0 | 0 | 0 | 0 | 0 | 0.39296 | 0 | 0.39296 | 0 | 0 | 53.2304 | 0 | 53.2304 | 0.27994 | 0.0024588 | 0.031101 | 0.31307 | 0.39296 | 0.79668 | 0.03534 | 0 | 0 | 0.34841 | 0.39296 | 0.88661
code to al45 | Glass-Small Off-HtPmpHt-code to al45-New | 30 | -0.42754 | 0.5 | 0 | 0 | ExCOMM | 0.47693 | 0.46383 | -0.46014 | -5.1085e-05 | -0.00011014 |  |  | 0.39296 | 0 | 0 | 0 | 0 | 0 | 0.39296 | 0 | 0.39296 | 0 | 0 | -62.8397 | 0 | -62.8397 | -0.23714 | -0.0020828 | -0.026345 | -0.26519 | 0.39296 | -0.67485 | -0.029936 | 0 | 0 | -0.29513 | 0.39296 | -0.75103
code to al45 | Glass-Big Box-HtPmpHt-code to al45-New | 30 | 0.76338 | 0.5 | 0 | 0 | ExCOMM | 0.47693 | 0.46383 | 0.82159 | 9.1213e-05 | 0.00019665 |  |  | 0.39296 | 0 | 0 | 0 | 0 | 0 | 0.39296 | 0 | 0.39296 | 0 | 0 | 35.1941 | 0 | 35.1941 | 0.42341 | 0.0037188 | 0.04704 | 0.47351 | 0.39296 | 1.205 | 0.053451 | 0 | 0 | 0.52696 | 0.39296 | 1.341
code to al45 | Glass-Small Box-HtPmpHt-code to al45-New | 30 | -0.31587 | 0.5 | 0 | 0 | ExCOMM | 0.47693 | 0.46383 | -0.33996 | -3.7742e-05 | -8.1371e-05 |  |  | 0.39296 | 0 | 0 | 0 | 0 | 0 | 0.39296 | 0 | 0.39296 | 0 | 0 | -85.0551 | 0 | -85.0551 | -0.1752 | -0.0015388 | -0.019464 | -0.19593 | 0.39296 | -0.49859 | -0.022117 | 0 | 0 | -0.21804 | 0.39296 | -0.55487
code to al45 | Glass-High End-HtPmpHt-code to al45-New | 30 | -0.31481 | 0.5 | 0 | 0 | ExCOMM | 0.47693 | 0.46383 | -0.33882 | -3.7616e-05 | -8.1098e-05 |  |  | 0.39296 | 0 | 0 | 0 | 0 | 0 | 0.39296 | 0 | 0.39296 | 0 | 0 | -85.3413 | 0 | -85.3413 | -0.17461 | -0.0015336 | -0.019399 | -0.19527 | 0.39296 | -0.49692 | -0.022043 | 0 | 0 | -0.21731 | 0.39296 | -0.55301
code to al45 | Glass-Anchor-HtPmpHt-code to al45-New | 30 | 0.76319 | 0.5 | 0 | 0 | ExCOMM | 0.47693 | 0.46383 | 0.82139 | 9.1191e-05 | 0.0001966 |  |  | 0.39296 | 0 | 0 | 0 | 0 | 0 | 0.39296 | 0 | 0.39296 | 0 | 0 | 35.2027 | 0 | 35.2027 | 0.42331 | 0.0037179 | 0.047028 | 0.47339 | 0.39296 | 1.2047 | 0.053438 | 0 | 0 | 0.52683 | 0.39296 | 1.3407
code to al45 | Glass-K-12-HtPmpHt-code to al45-New | 30 | -0.082872 | 0.5 | 0 | 0 | ExCOMM | 0.47693 | 0.46383 | -0.089191 | -9.902e-06 | -2.1348e-05 |  |  | 0.39296 | 0 | 0 | 0 | 0 | 0 | 0.39296 | 0 | 0.39296 | 0 | 0 | -324.1937 | 0 | -324.1937 | -0.045965 | -0.00040371 | -0.0051066 | -0.051403 | 0.39296 | -0.13081 | -0.0058026 | 0 | 0 | -0.057206 | 0.39296 | -0.14558
code to al45 | Glass-University-HtPmpHt-code to al45-New | 30 | 0.22121 | 0.5 | 0 | 0 | ExCOMM | 0.47693 | 0.46383 | 0.23807 | 2.6431e-05 | 5.6985e-05 |  |  | 0.39296 | 0 | 0 | 0 | 0 | 0 | 0.39296 | 0 | 0.39296 | 0 | 0 | 121.4538 | 0 | 121.4538 | 0.12269 | 0.0010776 | 0.013631 | 0.13721 | 0.39296 | 0.34917 | 0.015489 | 0 | 0 | 0.1527 | 0.39296 | 0.38858
code to al45 | Glass-Warehouse-HtPmpHt-code to al45-New | 30 | 0.00013 | 0.5 | 0 | 0 | ExCOMM | 0.47693 | 0.46383 | 0.00013991 | 1.5533e-08 | 3.3489e-08 |  |  | 0.39296 | 0 | 0 | 0 | 0 | 0 | 0.39296 | 0 | 0.39296 | 0 | 0 | 206665.0781 | 0 | 206665.074 | 7.2105e-05 | 6.333e-07 | 8.0107e-06 | 8.0636e-05 | 0.39296 | 0.0002052 | 9.1025e-06 | 0 | 0 | 8.9738e-05 | 0.39296 | 0.00022836
code to al45 | Glass-Supermarket-HtPmpHt-code to al45-New | 30 | -0.30238 | 0.5 | 0 | 0 | ExCOMM | 0.47693 | 0.46383 | -0.32544 | -3.613e-05 | -7.7895e-05 |  |  | 0.39296 | 0 | 0 | 0 | 0 | 0 | 0.39296 | 0 | 0.39296 | 0 | 0 | -88.85 | 0 | -88.85 | -0.16772 | -0.0014731 | -0.018633 | -0.18756 | 0.39296 | -0.47729 | -0.021172 | 0 | 0 | -0.20873 | 0.39296 | -0.53117
code to al45 | Glass-MIniMart-HtPmpHt-code to al45-New | 30 | -0.30738 | 0.5 | 0 | 0 | ExCOMM | 0.47693 | 0.46383 | -0.33082 | -3.6728e-05 | -7.9183e-05 |  |  | 0.39296 | 0 | 0 | 0 | 0 | 0 | 0.39296 | 0 | 0.39296 | 0 | 0 | -87.4048 | 0 | -87.4048 | -0.17049 | -0.0014974 | -0.018941 | -0.19066 | 0.39296 | -0.48518 | -0.021523 | 0 | 0 | -0.21218 | 0.39296 | -0.53995
code to al45 | Glass-Restaurant-HtPmpHt-code to al45-New | 30 | -0.44539 | 0.5 | 0 | 0 | ExCOMM | 0.47693 | 0.46383 | -0.47936 | -5.3218e-05 | -0.00011474 |  |  | 0.39296 | 0 | 0 | 0 | 0 | 0 | 0.39296 | 0 | 0.39296 | 0 | 0 | -60.3207 | 0 | -60.3207 | -0.24704 | -0.0021698 | -0.027445 | -0.27627 | 0.39296 | -0.70303 | -0.031186 | 0 | 0 | -0.30745 | 0.39296 | -0.78239
code to al45 | Glass-Lodging-HtPmpHt-code to al45-New | 30 | -0.15299 | 0.5 | 0 | 0 | ExCOMM | 0.47693 | 0.46383 | -0.16466 | -1.828e-05 | -3.9412e-05 |  |  | 0.39296 | 0 | 0 | 0 | 0 | 0 | 0.39296 | 0 | 0.39296 | 0 | 0 | -175.6061 | 0 | -175.6061 | -0.084858 | -0.00074531 | -0.0094275 | -0.094898 | 0.39296 | -0.24149 | -0.010712 | 0 | 0 | -0.10561 | 0.39296 | -0.26875
code to al45 | Glass-Hospital-HtPmpHt-code to al45-New | 30 | 0.44975 | 0.5 | 0 | 0 | ExCOMM | 0.47693 | 0.46383 | 0.48405 | 5.3739e-05 | 0.00011586 |  |  | 0.39296 | 0 | 0 | 0 | 0 | 0 | 0.39296 | 0 | 0.39296 | 0 | 0 | 59.7362 | 0 | 59.7362 | 0.24946 | 0.002191 | 0.027714 | 0.27897 | 0.39296 | 0.70991 | 0.031491 | 0 | 0 | 0.31046 | 0.39296 | 0.79005
code to al45 | Glass-OtherHealth-HtPmpHt-code to al45-New | 30 | 0.39188 | 0.5 | 0 | 0 | ExCOMM | 0.47693 | 0.46383 | 0.42176 | 4.6825e-05 | 0.00010095 |  |  | 0.39296 | 0 | 0 | 0 | 0 | 0 | 0.39296 | 0 | 0.39296 | 0 | 0 | 68.5573 | 0 | 68.5573 | 0.21736 | 0.0019091 | 0.024148 | 0.24308 | 0.39296 | 0.61857 | 0.027439 | 0 | 0 | 0.27052 | 0.39296 | 0.6884
code to al45 | Glass-Other-HtPmpHt-code to al45-New | 30 | -0.15774 | 0.5 | 0 | 0 | ExCOMM | 0.47693 | 0.46383 | -0.16977 | -1.8848e-05 | -4.0636e-05 |  |  | 0.39296 | 0 | 0 | 0 | 0 | 0 | 0.39296 | 0 | 0.39296 | 0 | 0 | -170.3182 | 0 | -170.3182 | -0.087492 | -0.00076845 | -0.0097202 | -0.097844 | 0.39296 | -0.24899 | -0.011045 | 0 | 0 | -0.10889 | 0.39296 | -0.2771
code to al40 | Glass-Large Off-HtPmpHt-code to al40-New | 30 | 2.4826 | 1 | 0 | 0 | ExCOMM | 0.47693 | 0.46383 | 2.6719 | 0.00029664 | 0.00063954 |  |  | 0.78593 | 0 | 0 | 0 | 0 | 0 | 0.78593 | 0 | 0.78593 | 0 | 0 | 21.6436 | 0 | 21.6436 | 1.377 | 0.012094 | 0.15298 | 1.5399 | 0.78593 | 1.9594 | 0.17383 | 0 | 0 | 1.7137 | 0.78593 | 2.1805
code to al40 | Glass-Medium Off-HtPmpHt-code to al40-New | 30 | 2.4826 | 1 | 0 | 0 | ExCOMM | 0.47693 | 0.46383 | 2.6719 | 0.00029664 | 0.00063954 |  |  | 0.78593 | 0 | 0 | 0 | 0 | 0 | 0.78593 | 0 | 0.78593 | 0 | 0 | 21.6436 | 0 | 21.6436 | 1.377 | 0.012094 | 0.15298 | 1.5399 | 0.78593 | 1.9594 | 0.17383 | 0 | 0 | 1.7137 | 0.78593 | 2.1805
code to al40 | Glass-Small Off-HtPmpHt-code to al40-New | 30 | 2.1185 | 1 | 0 | 0 | ExCOMM | 0.47693 | 0.46383 | 2.28 | 0.00025313 | 0.00054574 |  |  | 0.78593 | 0 | 0 | 0 | 0 | 0 | 0.78593 | 0 | 0.78593 | 0 | 0 | 25.3636 | 0 | 25.3636 | 1.175 | 0.01032 | 0.13054 | 1.3141 | 0.78593 | 1.672 | 0.14834 | 0 | 0 | 1.4624 | 0.78593 | 1.8607
code to al40 | Glass-Big Box-HtPmpHt-code to al40-New | 30 | 3.5719 | 1 | 0 | 0 | ExCOMM | 0.47693 | 0.46383 | 3.8443 | 0.0004268 | 0.00092016 |  |  | 0.78593 | 0 | 0 | 0 | 0 | 0 | 0.78593 | 0 | 0.78593 | 0 | 0 | 15.0431 | 0 | 15.0431 | 1.9812 | 0.017401 | 0.22011 | 2.2156 | 0.78593 | 2.8191 | 0.2501 | 0 | 0 | 2.4657 | 0.78593 | 3.1373
code to al40 | Glass-Small Box-HtPmpHt-code to al40-New | 30 | 0.90964 | 1 | 0 | 0 | ExCOMM | 0.47693 | 0.46383 | 0.979 | 0.00010869 | 0.00023433 |  |  | 0.78593 | 0 | 0 | 0 | 0 | 0 | 0.78593 | 0 | 0.78593 | 0 | 0 | 59.0706 | 0 | 59.0706 | 0.50453 | 0.0044314 | 0.056053 | 0.56423 | 0.78593 | 0.71791 | 0.063692 | 0 | 0 | 0.62792 | 0.78593 | 0.79895
code to al40 | Glass-High End-HtPmpHt-code to al40-New | 30 | 0.89179 | 1 | 0 | 0 | ExCOMM | 0.47693 | 0.46383 | 0.95979 | 0.00010656 | 0.00022973 |  |  | 0.78593 | 0 | 0 | 0 | 0 | 0 | 0.78593 | 0 | 0.78593 | 0 | 0 | 60.253 | 0 | 60.253 | 0.49463 | 0.0043444 | 0.054953 | 0.55316 | 0.78593 | 0.70382 | 0.062442 | 0 | 0 | 0.6156 | 0.78593 | 0.78327
code to al40 | Glass-Anchor-HtPmpHt-code to al40-New | 30 | 3.5628 | 1 | 0 | 0 | ExCOMM | 0.47693 | 0.46383 | 3.8345 | 0.00042571 | 0.00091781 |  |  | 0.78593 | 0 | 0 | 0 | 0 | 0 | 0.78593 | 0 | 0.78593 | 0 | 0 | 15.0816 | 0 | 15.0816 | 1.9761 | 0.017356 | 0.21954 | 2.2099 | 0.78593 | 2.8119 | 0.24947 | 0 | 0 | 2.4594 | 0.78593 | 3.1293
code to al40 | Glass-K-12-HtPmpHt-code to al40-New | 30 | 0.36913 | 1 | 0 | 0 | ExCOMM | 0.47693 | 0.46383 | 0.39727 | 4.4106e-05 | 9.509e-05 |  |  | 0.78593 | 0 | 0 | 0 | 0 | 0 | 0.78593 | 0 | 0.78593 | 0 | 0 | 145.5671 | 0 | 145.5671 | 0.20474 | 0.0017982 | 0.022746 | 0.22896 | 0.78593 | 0.29133 | 0.025846 | 0 | 0 | 0.25481 | 0.78593 | 0.32421
code to al40 | Glass-University-HtPmpHt-code to al40-New | 30 | 1.7274 | 1 | 0 | 0 | ExCOMM | 0.47693 | 0.46383 | 1.8592 | 0.0002064 | 0.000445 |  |  | 0.78593 | 0 | 0 | 0 | 0 | 0 | 0.78593 | 0 | 0.78593 | 0 | 0 | 31.1055 | 0 | 31.1055 | 0.95813 | 0.0084153 | 0.10645 | 1.0715 | 0.78593 | 1.3633 | 0.12095 | 0 | 0 | 1.1924 | 0.78593 | 1.5172
code to al40 | Glass-Warehouse-HtPmpHt-code to al40-New | 30 | 0.00013 | 1 | 0 | 0 | ExCOMM | 0.47693 | 0.46383 | 0.00013991 | 1.5533e-08 | 3.3489e-08 |  |  | 0.78593 | 0 | 0 | 0 | 0 | 0 | 0.78593 | 0 | 0.78593 | 0 | 0 | 413330.1562 | 0 | 413330.148 | 7.2105e-05 | 6.333e-07 | 8.0107e-06 | 8.0636e-05 | 0.78593 | 0.0001026 | 9.1025e-06 | 0 | 0 | 8.9738e-05 | 0.78593 | 0.00011418
code to al40 | Glass-Supermarket-HtPmpHt-code to al40-New | 30 | 0.5321 | 1 | 0 | 0 | ExCOMM | 0.47693 | 0.46383 | 0.57267 | 6.3578e-05 | 0.00013707 |  |  | 0.78593 | 0 | 0 | 0 | 0 | 0 | 0.78593 | 0 | 0.78593 | 0 | 0 | 100.9827 | 0 | 100.9827 | 0.29513 | 0.0025922 | 0.032788 | 0.33005 | 0.78593 | 0.41995 | 0.037257 | 0 | 0 | 0.36731 | 0.78593 | 0.46735
code to al40 | Glass-MIniMart-HtPmpHt-code to al40-New | 30 | 0.5181 | 1 | 0 | 0 | ExCOMM | 0.47693 | 0.46383 | 0.55761 | 6.1906e-05 | 0.00013347 |  |  | 0.78593 | 0 | 0 | 0 | 0 | 0 | 0.78593 | 0 | 0.78593 | 0 | 0 | 103.7115 | 0 | 103.7115 | 0.28736 | 0.002524 | 0.031926 | 0.32137 | 0.78593 | 0.4089 | 0.036277 | 0 | 0 | 0.35764 | 0.78593 | 0.45506
code to al40 | Glass-Restaurant-HtPmpHt-code to al40-New | 30 | 1.4067 | 1 | 0 | 0 | ExCOMM | 0.47693 | 0.46383 | 1.5139 | 0.00016808 | 0.00036237 |  |  | 0.78593 | 0 | 0 | 0 | 0 | 0 | 0.78593 | 0 | 0.78593 | 0 | 0 | 38.1988 | 0 | 38.1988 | 0.78021 | 0.0068526 | 0.086679 | 0.87252 | 0.78593 | 1.1102 | 0.098494 | 0 | 0 | 0.97101 | 0.78593 | 1.2355
code to al40 | Glass-Lodging-HtPmpHt-code to al40-New | 30 | 1.2868 | 1 | 0 | 0 | ExCOMM | 0.47693 | 0.46383 | 1.3849 | 0.00015376 | 0.00033149 |  |  | 0.78593 | 0 | 0 | 0 | 0 | 0 | 0.78593 | 0 | 0.78593 | 0 | 0 | 41.7565 | 0 | 41.7565 | 0.71373 | 0.0062688 | 0.079294 | 0.79818 | 0.78593 | 1.0156 | 0.090102 | 0 | 0 | 0.88828 | 0.78593 | 1.1302
code to al40 | Glass-Hospital-HtPmpHt-code to al40-New | 30 | 2.345 | 1 | 0 | 0 | ExCOMM | 0.47693 | 0.46383 | 2.5238 | 0.0002802 | 0.00060409 |  |  | 0.78593 | 0 | 0 | 0 | 0 | 0 | 0.78593 | 0 | 0.78593 | 0 | 0 | 22.9138 | 0 | 22.9138 | 1.3007 | 0.011424 | 0.1445 | 1.4546 | 0.78593 | 1.8507 | 0.1642 | 0 | 0 | 1.6187 | 0.78593 | 2.0597
code to al40 | Glass-OtherHealth-HtPmpHt-code to al40-New | 30 | 2.2629 | 1 | 0 | 0 | ExCOMM | 0.47693 | 0.46383 | 2.4355 | 0.00027039 | 0.00058295 |  |  | 0.78593 | 0 | 0 | 0 | 0 | 0 | 0.78593 | 0 | 0.78593 | 0 | 0 | 23.7448 | 0 | 23.7448 | 1.2551 | 0.011024 | 0.13944 | 1.4036 | 0.78593 | 1.786 | 0.15845 | 0 | 0 | 1.5621 | 0.78593 | 1.9876
code to al40 | Glass-Other-HtPmpHt-code to al40-New | 30 | 1.0205 | 1 | 0 | 0 | ExCOMM | 0.47693 | 0.46383 | 1.0983 | 0.00012194 | 0.00026289 |  |  | 0.78593 | 0 | 0 | 0 | 0 | 0 | 0.78593 | 0 | 0.78593 | 0 | 0 | 52.6527 | 0 | 52.6527 | 0.56603 | 0.0049715 | 0.062885 | 0.633 | 0.78593 | 0.80542 | 0.071456 | 0 | 0 | 0.70446 | 0.78593 | 0.89634
code to al36 | Glass-Large Off-HtPmpHt-code to al36-New | 30 | 2.4826 | 4 | 0 | 0 | ExCOMM | 0.47693 | 0.46383 | 2.6719 | 0.00029664 | 0.00063954 |  |  | 3.1437 | 0 | 0 | 0 | 0 | 0 | 3.1437 | 0 | 3.1437 | 0 | 0 | 86.5742 | 0 | 86.5742 | 1.377 | 0.012094 | 0.15298 | 1.5399 | 3.1437 | 0.48984 | 0.17383 | 0 | 0 | 1.7137 | 3.1437 | 0.54513
code to al36 | Glass-Medium Off-HtPmpHt-code to al36-New | 30 | 2.4826 | 4 | 0 | 0 | ExCOMM | 0.47693 | 0.46383 | 2.6719 | 0.00029664 | 0.00063954 |  |  | 3.1437 | 0 | 0 | 0 | 0 | 0 | 3.1437 | 0 | 3.1437 | 0 | 0 | 86.5742 | 0 | 86.5742 | 1.377 | 0.012094 | 0.15298 | 1.5399 | 3.1437 | 0.48984 | 0.17383 | 0 | 0 | 1.7137 | 3.1437 | 0.54513
code to al36 | Glass-Small Off-HtPmpHt-code to al36-New | 30 | 2.1185 | 4 | 0 | 0 | ExCOMM | 0.47693 | 0.46383 | 2.28 | 0.00025313 | 0.00054574 |  |  | 3.1437 | 0 | 0 | 0 | 0 | 0 | 3.1437 | 0 | 3.1437 | 0 | 0 | 101.4543 | 0 | 101.4543 | 1.175 | 0.01032 | 0.13054 | 1.3141 | 3.1437 | 0.418 | 0.14834 | 0 | 0 | 1.4624 | 3.1437 | 0.46518
code to al36 | Glass-Big Box-HtPmpHt-code to al36-New | 30 | 3.5719 | 4 | 0 | 0 | ExCOMM | 0.47693 | 0.46383 | 3.8443 | 0.0004268 | 0.00092016 |  |  | 3.1437 | 0 | 0 | 0 | 0 | 0 | 3.1437 | 0 | 3.1437 | 0 | 0 | 60.1722 | 0 | 60.1722 | 1.9812 | 0.017401 | 0.22011 | 2.2156 | 3.1437 | 0.70477 | 0.2501 | 0 | 0 | 2.4657 | 3.1437 | 0.78432
code to al36 | Glass-Small Box-HtPmpHt-code to al36-New | 30 | 0.90964 | 4 | 0 | 0 | ExCOMM | 0.47693 | 0.46383 | 0.979 | 0.00010869 | 0.00023433 |  |  | 3.1437 | 0 | 0 | 0 | 0 | 0 | 3.1437 | 0 | 3.1437 | 0 | 0 | 236.2824 | 0 | 236.2824 | 0.50453 | 0.0044314 | 0.056053 | 0.56423 | 3.1437 | 0.17948 | 0.063692 | 0 | 0 | 0.62792 | 3.1437 | 0.19974
code to al36 | Glass-High End-HtPmpHt-code to al36-New | 30 | 0.89179 | 4 | 0 | 0 | ExCOMM | 0.47693 | 0.46383 | 0.95979 | 0.00010656 | 0.00022973 |  |  | 3.1437 | 0 | 0 | 0 | 0 | 0 | 3.1437 | 0 | 3.1437 | 0 | 0 | 241.012 | 0 | 241.012 | 0.49463 | 0.0043444 | 0.054953 | 0.55316 | 3.1437 | 0.17596 | 0.062442 | 0 | 0 | 0.6156 | 3.1437 | 0.19582
code to al36 | Glass-Anchor-HtPmpHt-code to al36-New | 30 | 3.5628 | 4 | 0 | 0 | ExCOMM | 0.47693 | 0.46383 | 3.8345 | 0.00042571 | 0.00091781 |  |  | 3.1437 | 0 | 0 | 0 | 0 | 0 | 3.1437 | 0 | 3.1437 | 0 | 0 | 60.3263 | 0 | 60.3263 | 1.9761 | 0.017356 | 0.21954 | 2.2099 | 3.1437 | 0.70297 | 0.24947 | 0 | 0 | 2.4594 | 3.1437 | 0.78232
code to al36 | Glass-K-12-HtPmpHt-code to al36-New | 30 | 0.36913 | 4 | 0 | 0 | ExCOMM | 0.47693 | 0.46383 | 0.39727 | 4.4106e-05 | 9.509e-05 |  |  | 3.1437 | 0 | 0 | 0 | 0 | 0 | 3.1437 | 0 | 3.1437 | 0 | 0 | 582.2683 | 0 | 582.2683 | 0.20474 | 0.0017982 | 0.022746 | 0.22896 | 3.1437 | 0.072831 | 0.025846 | 0 | 0 | 0.25481 | 3.1437 | 0.081053
code to al36 | Glass-University-HtPmpHt-code to al36-New | 30 | 1.7274 | 4 | 0 | 0 | ExCOMM | 0.47693 | 0.46383 | 1.8592 | 0.0002064 | 0.000445 |  |  | 3.1437 | 0 | 0 | 0 | 0 | 0 | 3.1437 | 0 | 3.1437 | 0 | 0 | 124.422 | 0 | 124.422 | 0.95813 | 0.0084153 | 0.10645 | 1.0715 | 3.1437 | 0.34084 | 0.12095 | 0 | 0 | 1.1924 | 3.1437 | 0.37931
code to al36 | Glass-Warehouse-HtPmpHt-code to al36-New | 30 | 0.00013 | 4 | 0 | 0 | ExCOMM | 0.47693 | 0.46383 | 0.00013991 | 1.5533e-08 | 3.3489e-08 |  |  | 3.1437 | 0 | 0 | 0 | 0 | 0 | 3.1437 | 0 | 3.1437 | 0 | 0 | 1653320.625 | 0 | 1653320.5921 | 7.2105e-05 | 6.333e-07 | 8.0107e-06 | 8.0636e-05 | 3.1437 | 2.565e-05 | 9.1025e-06 | 0 | 0 | 8.9738e-05 | 3.1437 | 2.8545e-05
code to al36 | Glass-Supermarket-HtPmpHt-code to al36-New | 30 | 0.5321 | 4 | 0 | 0 | ExCOMM | 0.47693 | 0.46383 | 0.57267 | 6.3578e-05 | 0.00013707 |  |  | 3.1437 | 0 | 0 | 0 | 0 | 0 | 3.1437 | 0 | 3.1437 | 0 | 0 | 403.931 | 0 | 403.931 | 0.29513 | 0.0025922 | 0.032788 | 0.33005 | 3.1437 | 0.10499 | 0.037257 | 0 | 0 | 0.36731 | 3.1437 | 0.11684
code to al36 | Glass-MIniMart-HtPmpHt-code to al36-New | 30 | 0.5181 | 4 | 0 | 0 | ExCOMM | 0.47693 | 0.46383 | 0.55761 | 6.1906e-05 | 0.00013347 |  |  | 3.1437 | 0 | 0 | 0 | 0 | 0 | 3.1437 | 0 | 3.1437 | 0 | 0 | 414.8459 | 0 | 414.8459 | 0.28736 | 0.002524 | 0.031926 | 0.32137 | 3.1437 | 0.10222 | 0.036277 | 0 | 0 | 0.35764 | 3.1437 | 0.11376
code to al36 | Glass-Restaurant-HtPmpHt-code to al36-New | 30 | 1.4067 | 4 | 0 | 0 | ExCOMM | 0.47693 | 0.46383 | 1.5139 | 0.00016808 | 0.00036237 |  |  | 3.1437 | 0 | 0 | 0 | 0 | 0 | 3.1437 | 0 | 3.1437 | 0 | 0 | 152.7954 | 0 | 152.7954 | 0.78021 | 0.0068526 | 0.086679 | 0.87252 | 3.1437 | 0.27754 | 0.098494 | 0 | 0 | 0.97101 | 3.1437 | 0.30887
code to al36 | Glass-Lodging-HtPmpHt-code to al36-New | 30 | 1.2868 | 4 | 0 | 0 | ExCOMM | 0.47693 | 0.46383 | 1.3849 | 0.00015376 | 0.00033149 |  |  | 3.1437 | 0 | 0 | 0 | 0 | 0 | 3.1437 | 0 | 3.1437 | 0 | 0 | 167.026 | 0 | 167.026 | 0.71373 | 0.0062688 | 0.079294 | 0.79818 | 3.1437 | 0.2539 | 0.090102 | 0 | 0 | 0.88828 | 3.1437 | 0.28256
code to al36 | Glass-Hospital-HtPmpHt-code to al36-New | 30 | 2.345 | 4 | 0 | 0 | ExCOMM | 0.47693 | 0.46383 | 2.5238 | 0.0002802 | 0.00060409 |  |  | 3.1437 | 0 | 0 | 0 | 0 | 0 | 3.1437 | 0 | 3.1437 | 0 | 0 | 91.6551 | 0 | 91.6551 | 1.3007 | 0.011424 | 0.1445 | 1.4546 | 3.1437 | 0.46269 | 0.1642 | 0 | 0 | 1.6187 | 3.1437 | 0.51492
code to al36 | Glass-OtherHealth-HtPmpHt-code to al36-New | 30 | 2.2629 | 4 | 0 | 0 | ExCOMM | 0.47693 | 0.46383 | 2.4355 | 0.00027039 | 0.00058295 |  |  | 3.1437 | 0 | 0 | 0 | 0 | 0 | 3.1437 | 0 | 3.1437 | 0 | 0 | 94.9792 | 0 | 94.9793 | 1.2551 | 0.011024 | 0.13944 | 1.4036 | 3.1437 | 0.44649 | 0.15845 | 0 | 0 | 1.5621 | 3.1437 | 0.49689
code to al36 | Glass-Other-HtPmpHt-code to al36-New | 30 | 1.0205 | 4 | 0 | 0 | ExCOMM | 0.47693 | 0.46383 | 1.0983 | 0.00012194 | 0.00026289 |  |  | 3.1437 | 0 | 0 | 0 | 0 | 0 | 3.1437 | 0 | 3.1437 | 0 | 0 | 210.6108 | 0 | 210.6108 | 0.56603 | 0.0049715 | 0.062885 | 0.633 | 3.1437 | 0.20135 | 0.071456 | 0 | 0 | 0.70446 | 3.1437 | 0.22408
codet to al45tint | Glass-Large Off-ElecHt-codet to al45tint-NR | 30 | 2.8413 | 0.5 | 0 | 0 | ExCOMM | 0.47693 | 0.46383 | 3.0579 | 0.0003395 | 0.00073194 |  |  | 0.39296 | 0 | 0 | 0 | 0 | 0 | 0.39296 | 0 | 0.39296 | 0 | 0 | 9.4557 | 0 | 9.4557 | 1.5759 | 0.013842 | 0.17508 | 1.7624 | 0.39296 | 4.4849 | 0.19895 | 0 | 0 | 1.9613 | 0.39296 | 4.9911
codet to al45tint | Glass-Medium Off-ElecHt-codet to al45tint-NR | 30 | 2.6205 | 0.5 | 0 | 0 | ExCOMM | 0.47693 | 0.46383 | 2.8203 | 0.00031311 | 0.00067506 |  |  | 0.39296 | 0 | 0 | 0 | 0 | 0 | 0.39296 | 0 | 0.39296 | 0 | 0 | 10.2525 | 0 | 10.2525 | 1.4535 | 0.012766 | 0.16148 | 1.6254 | 0.39296 | 4.1363 | 0.18348 | 0 | 0 | 1.8089 | 0.39296 | 4.6032
codet to al45tint | Glass-Small Off-ElecHt-codet to al45tint-NR | 30 | 1.3566 | 0.5 | 0 | 0 | ExCOMM | 0.47693 | 0.46383 | 1.46 | 0.00016209 | 0.00034947 |  |  | 0.39296 | 0 | 0 | 0 | 0 | 0 | 0.39296 | 0 | 0.39296 | 0 | 0 | 19.8044 | 0 | 19.8044 | 0.75244 | 0.0066087 | 0.083594 | 0.84146 | 0.39296 | 2.1413 | 0.094988 | 0 | 0 | 0.93645 | 0.39296 | 2.383
codet to al45tint | Glass-Big Box-ElecHt-codet to al45tint-NR | 30 | 0.87 | 0.5 | 0 | 0 | ExCOMM | 0.47693 | 0.46383 | 0.93633 | 0.00010395 | 0.00022412 |  |  | 0.39296 | 0 | 0 | 0 | 0 | 0 | 0.39296 | 0 | 0.39296 | 0 | 0 | 30.8811 | 0 | 30.8811 | 0.48255 | 0.0042382 | 0.05361 | 0.53964 | 0.39296 | 1.3733 | 0.060917 | 0 | 0 | 0.60056 | 0.39296 | 1.5283
codet to al45tint | Glass-Small Box-ElecHt-codet to al45tint-NR | 30 | -0.094843 | 0.5 | 0 | 0 | ExCOMM | 0.47693 | 0.46383 | -0.10207 | -1.1332e-05 | -2.4432e-05 |  |  | 0.39296 | 0 | 0 | 0 | 0 | 0 | 0.39296 | 0 | 0.39296 | 0 | 0 | -283.2737 | 0 | -283.2737 | -0.052605 | -0.00046203 | -0.0058443 | -0.058829 | 0.39296 | -0.1497 | -0.0066408 | 0 | 0 | -0.06547 | 0.39296 | -0.1666
codet to al45tint | Glass-High End-ElecHt-codet to al45tint-NR | 30 | -0.11741 | 0.5 | 0 | 0 | ExCOMM | 0.47693 | 0.46383 | -0.12636 | -1.4029e-05 | -3.0246e-05 |  |  | 0.39296 | 0 | 0 | 0 | 0 | 0 | 0.39296 | 0 | 0.39296 | 0 | 0 | -228.8251 | 0 | -228.8251 | -0.065122 | -0.00057197 | -0.0072349 | -0.072827 | 0.39296 | -0.18533 | -0.008221 | 0 | 0 | -0.081048 | 0.39296 | -0.20625
codet to al45tint | Glass-Anchor-ElecHt-codet to al45tint-NR | 30 | 0.86999 | 0.5 | 0 | 0 | ExCOMM | 0.47693 | 0.46383 | 0.93632 | 0.00010395 | 0.00022411 |  |  | 0.39296 | 0 | 0 | 0 | 0 | 0 | 0.39296 | 0 | 0.39296 | 0 | 0 | 30.8815 | 0 | 30.8815 | 0.48254 | 0.0042382 | 0.053609 | 0.53963 | 0.39296 | 1.3732 | 0.060916 | 0 | 0 | 0.60055 | 0.39296 | 1.5282
codet to al45tint | Glass-K-12-ElecHt-codet to al45tint-NR | 30 | 0.1944 | 0.5 | 0 | 0 | ExCOMM | 0.47693 | 0.46383 | 0.20922 | 2.3228e-05 | 5.0078e-05 |  |  | 0.39296 | 0 | 0 | 0 | 0 | 0 | 0.39296 | 0 | 0.39296 | 0 | 0 | 138.204 | 0 | 138.204 | 0.10782 | 0.00094702 | 0.011979 | 0.12058 | 0.39296 | 0.30685 | 0.013612 | 0 | 0 | 0.13419 | 0.39296 | 0.34148
codet to al45tint | Glass-University-ElecHt-codet to al45tint-NR | 30 | 1.7774 | 0.5 | 0 | 0 | ExCOMM | 0.47693 | 0.46383 | 1.913 | 0.00021238 | 0.00045788 |  |  | 0.39296 | 0 | 0 | 0 | 0 | 0 | 0.39296 | 0 | 0.39296 | 0 | 0 | 15.1153 | 0 | 15.1153 | 0.98586 | 0.0086589 | 0.10953 | 1.1025 | 0.39296 | 2.8056 | 0.12445 | 0 | 0 | 1.227 | 0.39296 | 3.1223
codet to al45tint | Glass-Warehouse-ElecHt-codet to al45tint-NR | 30 | 0.16379 | 0.5 | 0 | 0 | ExCOMM | 0.47693 | 0.46383 | 0.17628 | 1.9571e-05 | 4.2195e-05 |  |  | 0.39296 | 0 | 0 | 0 | 0 | 0 | 0.39296 | 0 | 0.39296 | 0 | 0 | 164.026 | 0 | 164.026 | 0.090849 | 0.00079793 | 0.010093 | 0.1016 | 0.39296 | 0.25854 | 0.011469 | 0 | 0 | 0.11307 | 0.39296 | 0.28773
codet to al45tint | Glass-Supermarket-ElecHt-codet to al45tint-NR | 30 | 1.029 | 0.5 | 0 | 0 | ExCOMM | 0.47693 | 0.46383 | 1.1074 | 0.00012295 | 0.00026507 |  |  | 0.39296 | 0 | 0 | 0 | 0 | 0 | 0.39296 | 0 | 0.39296 | 0 | 0 | 26.11 | 0 | 26.11 | 0.57072 | 0.0050127 | 0.063406 | 0.63825 | 0.39296 | 1.6242 | 0.072048 | 0 | 0 | 0.71029 | 0.39296 | 1.8075
codet to al45tint | Glass-MIniMart-ElecHt-codet to al45tint-NR | 30 | 0.65645 | 0.5 | 0 | 0 | ExCOMM | 0.47693 | 0.46383 | 0.7065 | 7.8436e-05 | 0.00016911 |  |  | 0.39296 | 0 | 0 | 0 | 0 | 0 | 0.39296 | 0 | 0.39296 | 0 | 0 | 40.9271 | 0 | 40.9271 | 0.3641 | 0.0031979 | 0.040451 | 0.40718 | 0.39296 | 1.0362 | 0.045964 | 0 | 0 | 0.45314 | 0.39296 | 1.1531
codet to al45tint | Glass-Restaurant-ElecHt-codet to al45tint-NR | 30 | 0.21139 | 0.5 | 0 | 0 | ExCOMM | 0.47693 | 0.46383 | 0.2275 | 2.5258e-05 | 5.4454e-05 |  |  | 0.39296 | 0 | 0 | 0 | 0 | 0 | 0.39296 | 0 | 0.39296 | 0 | 0 | 127.0973 | 0 | 127.0973 | 0.11725 | 0.0010298 | 0.013026 | 0.13112 | 0.39296 | 0.33366 | 0.014801 | 0 | 0 | 0.14592 | 0.39296 | 0.37133
codet to al45tint | Glass-Lodging-ElecHt-codet to al45tint-NR | 30 | 0.956 | 0.5 | 0 | 0 | ExCOMM | 0.47693 | 0.46383 | 1.0289 | 0.00011423 | 0.00024627 |  |  | 0.39296 | 0 | 0 | 0 | 0 | 0 | 0.39296 | 0 | 0.39296 | 0 | 0 | 28.103 | 0 | 28.103 | 0.53025 | 0.0046572 | 0.058909 | 0.59298 | 0.39296 | 1.509 | 0.066939 | 0 | 0 | 0.65992 | 0.39296 | 1.6793
codet to al45tint | Glass-Hospital-ElecHt-codet to al45tint-NR | 30 | 2.8581 | 0.5 | 0 | 0 | ExCOMM | 0.47693 | 0.46383 | 3.076 | 0.0003415 | 0.00073626 |  |  | 0.39296 | 0 | 0 | 0 | 0 | 0 | 0.39296 | 0 | 0.39296 | 0 | 0 | 9.4003 | 0 | 9.4003 | 1.5852 | 0.013923 | 0.17612 | 1.7728 | 0.39296 | 4.5113 | 0.20012 | 0 | 0 | 1.9729 | 0.39296 | 5.0206
codet to al45tint | Glass-OtherHealth-ElecHt-codet to al45tint-NR | 30 | 2.777 | 0.5 | 0 | 0 | ExCOMM | 0.47693 | 0.46383 | 2.9888 | 0.00033181 | 0.00071538 |  |  | 0.39296 | 0 | 0 | 0 | 0 | 0 | 0.39296 | 0 | 0.39296 | 0 | 0 | 9.6746 | 0 | 9.6746 | 1.5403 | 0.013528 | 0.17112 | 1.7225 | 0.39296 | 4.3834 | 0.19445 | 0 | 0 | 1.917 | 0.39296 | 4.8782
codet to al45tint | Glass-Other-ElecHt-codet to al45tint-NR | 30 | 0.43527 | 0.5 | 0 | 0 | ExCOMM | 0.47693 | 0.46383 | 0.46846 | 5.2009e-05 | 0.00011213 |  |  | 0.39296 | 0 | 0 | 0 | 0 | 0 | 0.39296 | 0 | 0.39296 | 0 | 0 | 61.7236 | 0 | 61.7236 | 0.24142 | 0.0021204 | 0.026822 | 0.26999 | 0.39296 | 0.68705 | 0.030477 | 0 | 0 | 0.30047 | 0.39296 | 0.76461
codet to al40tint | Glass-Large Off-ElecHt-codet to al40tint-NR | 30 | 4.7413 | 1.5 | 0 | 0 | ExCOMM | 0.47693 | 0.46383 | 5.1028 | 0.00056652 | 0.0012214 |  |  | 1.1789 | 0 | 0 | 0 | 0 | 0 | 1.1789 | 0 | 1.1789 | 0 | 0 | 16.9994 | 0 | 16.9994 | 2.6298 | 0.023098 | 0.29216 | 2.9409 | 1.1789 | 2.4946 | 0.33198 | 0 | 0 | 3.2729 | 1.1789 | 2.7762
codet to al40tint | Glass-Medium Off-ElecHt-codet to al40tint-NR | 30 | 4.5043 | 1.5 | 0 | 0 | ExCOMM | 0.47693 | 0.46383 | 4.8477 | 0.0005382 | 0.0011603 |  |  | 1.1789 | 0 | 0 | 0 | 0 | 0 | 1.1789 | 0 | 1.1789 | 0 | 0 | 17.894 | 0 | 17.894 | 2.4983 | 0.021943 | 0.27756 | 2.7939 | 1.1789 | 2.3699 | 0.31539 | 0 | 0 | 3.1093 | 1.1789 | 2.6375
codet to al40tint | Glass-Small Off-ElecHt-codet to al40tint-NR | 30 | 2.8875 | 1.5 | 0 | 0 | ExCOMM | 0.47693 | 0.46383 | 3.1077 | 0.00034502 | 0.00074384 |  |  | 1.1789 | 0 | 0 | 0 | 0 | 0 | 1.1789 | 0 | 1.1789 | 0 | 0 | 27.9132 | 0 | 27.9132 | 1.6016 | 0.014067 | 0.17793 | 1.791 | 1.1789 | 1.5193 | 0.20218 | 0 | 0 | 1.9932 | 1.1789 | 1.6908
codet to al40tint | Glass-Big Box-ElecHt-codet to al40tint-NR | 30 | 2.1781 | 1.5 | 0 | 0 | ExCOMM | 0.47693 | 0.46383 | 2.3441 | 0.00026025 | 0.00056108 |  |  | 1.1789 | 0 | 0 | 0 | 0 | 0 | 1.1789 | 0 | 1.1789 | 0 | 0 | 37.0051 | 0 | 37.0051 | 1.2081 | 0.010611 | 0.13421 | 1.351 | 1.1789 | 1.146 | 0.15251 | 0 | 0 | 1.5035 | 1.1789 | 1.2754
codet to al40tint | Glass-Small Box-ElecHt-codet to al40tint-NR | 30 | 1.0875 | 1.5 | 0 | 0 | ExCOMM | 0.47693 | 0.46383 | 1.1704 | 0.00012994 | 0.00028015 |  |  | 1.1789 | 0 | 0 | 0 | 0 | 0 | 1.1789 | 0 | 1.1789 | 0 | 0 | 74.1149 | 0 | 74.1149 | 0.60318 | 0.0052978 | 0.067012 | 0.67455 | 1.1789 | 0.57219 | 0.076145 | 0 | 0 | 0.75069 | 1.1789 | 0.63678
codet to al40tint | Glass-High End-ElecHt-codet to al40tint-NR | 30 | 1.061 | 1.5 | 0 | 0 | ExCOMM | 0.47693 | 0.46383 | 1.142 | 0.00012678 | 0.00027333 |  |  | 1.1789 | 0 | 0 | 0 | 0 | 0 | 1.1789 | 0 | 1.1789 | 0 | 0 | 75.9619 | 0 | 75.9619 | 0.58851 | 0.005169 | 0.065383 | 0.65814 | 1.1789 | 0.55827 | 0.074294 | 0 | 0 | 0.73244 | 1.1789 | 0.62129
codet to al40tint | Glass-Anchor-ElecHt-codet to al40tint-NR | 30 | 2.178 | 1.5 | 0 | 0 | ExCOMM | 0.47693 | 0.46383 | 2.3441 | 0.00026025 | 0.00056108 |  |  | 1.1789 | 0 | 0 | 0 | 0 | 0 | 1.1789 | 0 | 1.1789 | 0 | 0 | 37.0054 | 0 | 37.0054 | 1.2081 | 0.01061 | 0.13421 | 1.351 | 1.1789 | 1.146 | 0.15251 | 0 | 0 | 1.5035 | 1.1789 | 1.2753
codet to al40tint | Glass-K-12-ElecHt-codet to al40tint-NR | 30 | 1.099 | 1.5 | 0 | 0 | ExCOMM | 0.47693 | 0.46383 | 1.1828 | 0.00013132 | 0.00028312 |  |  | 1.1789 | 0 | 0 | 0 | 0 | 0 | 1.1789 | 0 | 1.1789 | 0 | 0 | 73.337 | 0 | 73.337 | 0.60958 | 0.005354 | 0.067723 | 0.6817 | 1.1789 | 0.57825 | 0.076953 | 0 | 0 | 0.75865 | 1.1789 | 0.64353
codet to al40tint | Glass-University-ElecHt-codet to al40tint-NR | 30 | 3.689 | 1.5 | 0 | 0 | ExCOMM | 0.47693 | 0.46383 | 3.9703 | 0.00044079 | 0.00095032 |  |  | 1.1789 | 0 | 0 | 0 | 0 | 0 | 1.1789 | 0 | 1.1789 | 0 | 0 | 21.8483 | 0 | 21.8483 | 2.0461 | 0.017971 | 0.22732 | 2.2882 | 1.1789 | 1.941 | 0.2583 | 0 | 0 | 2.5465 | 1.1789 | 2.1601
codet to al40tint | Glass-Warehouse-ElecHt-codet to al40tint-NR | 30 | 0.32502 | 1.5 | 0 | 0 | ExCOMM | 0.47693 | 0.46383 | 0.34981 | 3.8836e-05 | 8.3728e-05 |  |  | 1.1789 | 0 | 0 | 0 | 0 | 0 | 1.1789 | 0 | 1.1789 | 0 | 0 | 247.9807 | 0 | 247.9807 | 0.18027 | 0.0015834 | 0.020028 | 0.2016 | 1.1789 | 0.17101 | 0.022758 | 0 | 0 | 0.22436 | 1.1789 | 0.19032
codet to al40tint | Glass-Supermarket-ElecHt-codet to al40tint-NR | 30 | 2.3366 | 1.5 | 0 | 0 | ExCOMM | 0.47693 | 0.46383 | 2.5148 | 0.0002792 | 0.00060194 |  |  | 1.1789 | 0 | 0 | 0 | 0 | 0 | 1.1789 | 0 | 1.1789 | 0 | 0 | 34.4937 | 0 | 34.4937 | 1.296 | 0.011383 | 0.14399 | 1.4494 | 1.1789 | 1.2294 | 0.16361 | 0 | 0 | 1.613 | 1.1789 | 1.3682
codet to al40tint | Glass-MIniMart-ElecHt-codet to al40tint-NR | 30 | 1.965 | 1.5 | 0 | 0 | ExCOMM | 0.47693 | 0.46383 | 2.1149 | 0.00023479 | 0.00050621 |  |  | 1.1789 | 0 | 0 | 0 | 0 | 0 | 1.1789 | 0 | 1.1789 | 0 | 0 | 41.0168 | 0 | 41.0168 | 1.0899 | 0.0095728 | 0.12109 | 1.2189 | 1.1789 | 1.0339 | 0.13759 | 0 | 0 | 1.3565 | 1.1789 | 1.1506
codet to al40tint | Glass-Restaurant-ElecHt-codet to al40tint-NR | 30 | 1.032 | 1.5 | 0 | 0 | ExCOMM | 0.47693 | 0.46383 | 1.1107 | 0.00012331 | 0.00026586 |  |  | 1.1789 | 0 | 0 | 0 | 0 | 0 | 1.1789 | 0 | 1.1789 | 0 | 0 | 78.0988 | 0 | 78.0988 | 0.57241 | 0.0050275 | 0.063594 | 0.64014 | 1.1789 | 0.543 | 0.072261 | 0 | 0 | 0.7124 | 1.1789 | 0.60429
codet to al40tint | Glass-Lodging-ElecHt-codet to al40tint-NR | 30 | 2.2639 | 1.5 | 0 | 0 | ExCOMM | 0.47693 | 0.46383 | 2.4365 | 0.0002705 | 0.00058318 |  |  | 1.1789 | 0 | 0 | 0 | 0 | 0 | 1.1789 | 0 | 1.1789 | 0 | 0 | 35.6028 | 0 | 35.6028 | 1.2556 | 0.011028 | 0.1395 | 1.4042 | 1.1789 | 1.1911 | 0.15851 | 0 | 0 | 1.5627 | 1.1789 | 1.3256
codet to al40tint | Glass-Hospital-ElecHt-codet to al40tint-NR | 30 | 4.8645 | 1.5 | 0 | 0 | ExCOMM | 0.47693 | 0.46383 | 5.2354 | 0.00058123 | 0.0012531 |  |  | 1.1789 | 0 | 0 | 0 | 0 | 0 | 1.1789 | 0 | 1.1789 | 0 | 0 | 16.569 | 0 | 16.569 | 2.6981 | 0.023697 | 0.29975 | 3.0173 | 1.1789 | 2.5594 | 0.34061 | 0 | 0 | 3.3579 | 1.1789 | 2.8484
codet to al40tint | Glass-OtherHealth-ElecHt-codet to al40tint-NR | 30 | 4.8824 | 1.5 | 0 | 0 | ExCOMM | 0.47693 | 0.46383 | 5.2547 | 0.00058338 | 0.0012577 |  |  | 1.1789 | 0 | 0 | 0 | 0 | 0 | 1.1789 | 0 | 1.1789 | 0 | 0 | 16.5081 | 0 | 16.5081 | 2.708 | 0.023785 | 0.30086 | 3.0284 | 1.1789 | 2.5689 | 0.34186 | 0 | 0 | 3.3703 | 1.1789 | 2.8589
codet to al40tint | Glass-Other-ElecHt-codet to al40tint-NR | 30 | 1.7444 | 1.5 | 0 | 0 | ExCOMM | 0.47693 | 0.46383 | 1.8774 | 0.00020843 | 0.00044937 |  |  | 1.1789 | 0 | 0 | 0 | 0 | 0 | 1.1789 | 0 | 1.1789 | 0 | 0 | 46.2046 | 0 | 46.2046 | 0.96753 | 0.0084979 | 0.10749 | 1.082 | 1.1789 | 0.91782 | 0.12214 | 0 | 0 | 1.2042 | 1.1789 | 1.0214
codet to al36tint | Glass-Large Off-ElecHt-codet to al36tint-NR | 30 | 6.5564 | 4.5 | 0 | 0 | ExCOMM | 0.47693 | 0.46383 | 7.0563 | 0.0007834 | 0.001689 |  |  | 3.5367 | 0 | 0 | 0 | 0 | 0 | 3.5367 | 0 | 3.5367 | 0 | 0 | 36.8798 | 0 | 36.8798 | 3.6365 | 0.03194 | 0.40401 | 4.0668 | 3.5367 | 1.1499 | 0.45907 | 0 | 0 | 4.5258 | 3.5367 | 1.2797
codet to al36tint | Glass-Medium Off-ElecHt-codet to al36tint-NR | 30 | 6.2994 | 4.5 | 0 | 0 | ExCOMM | 0.47693 | 0.46383 | 6.7798 | 0.00075269 | 0.0016228 |  |  | 3.5367 | 0 | 0 | 0 | 0 | 0 | 3.5367 | 0 | 3.5367 | 0 | 0 | 38.3841 | 0 | 38.3841 | 3.494 | 0.030688 | 0.38818 | 3.9074 | 3.5367 | 1.1048 | 0.44108 | 0 | 0 | 4.3485 | 3.5367 | 1.2295
codet to al36tint | Glass-Small Off-ElecHt-codet to al36tint-NR | 30 | 4.2039 | 4.5 | 0 | 0 | ExCOMM | 0.47693 | 0.46383 | 4.5245 | 0.00050231 | 0.001083 |  |  | 3.5367 | 0 | 0 | 0 | 0 | 0 | 3.5367 | 0 | 3.5367 | 0 | 0 | 57.5169 | 0 | 57.5169 | 2.3317 | 0.02048 | 0.25905 | 2.6076 | 3.5367 | 0.7373 | 0.29436 | 0 | 0 | 2.902 | 3.5367 | 0.82053
codet to al36tint | Glass-Big Box-ElecHt-codet to al36tint-NR | 30 | 3.3497 | 4.5 | 0 | 0 | ExCOMM | 0.47693 | 0.46383 | 3.6051 | 0.00040024 | 0.00086291 |  |  | 3.5367 | 0 | 0 | 0 | 0 | 0 | 3.5367 | 0 | 3.5367 | 0 | 0 | 72.185 | 0 | 72.185 | 1.8579 | 0.016318 | 0.20641 | 2.0777 | 3.5367 | 0.58748 | 0.23454 | 0 | 0 | 2.3123 | 3.5367 | 0.6538
codet to al36tint | Glass-Small Box-ElecHt-codet to al36tint-NR | 30 | 1.9334 | 4.5 | 0 | 0 | ExCOMM | 0.47693 | 0.46383 | 2.0808 | 0.00023101 | 0.00049805 |  |  | 3.5367 | 0 | 0 | 0 | 0 | 0 | 3.5367 | 0 | 3.5367 | 0 | 0 | 125.0647 | 0 | 125.0647 | 1.0724 | 0.0094186 | 0.11914 | 1.1992 | 3.5367 | 0.33908 | 0.13537 | 0 | 0 | 1.3346 | 3.5367 | 0.37736
codet to al36tint | Glass-High End-ElecHt-codet to al36tint-NR | 30 | 1.9102 | 4.5 | 0 | 0 | ExCOMM | 0.47693 | 0.46383 | 2.0559 | 0.00022825 | 0.00049209 |  |  | 3.5367 | 0 | 0 | 0 | 0 | 0 | 3.5367 | 0 | 3.5367 | 0 | 0 | 126.5795 | 0 | 126.5795 | 1.0595 | 0.0093059 | 0.11771 | 1.1849 | 3.5367 | 0.33503 | 0.13375 | 0 | 0 | 1.3186 | 3.5367 | 0.37285
codet to al36tint | Glass-Anchor-ElecHt-codet to al36tint-NR | 30 | 3.3497 | 4.5 | 0 | 0 | ExCOMM | 0.47693 | 0.46383 | 3.6051 | 0.00040024 | 0.0008629 |  |  | 3.5367 | 0 | 0 | 0 | 0 | 0 | 3.5367 | 0 | 3.5367 | 0 | 0 | 72.1853 | 0 | 72.1853 | 1.8579 | 0.016318 | 0.20641 | 2.0777 | 3.5367 | 0.58748 | 0.23454 | 0 | 0 | 2.3123 | 3.5367 | 0.6538
codet to al36tint | Glass-K-12-ElecHt-codet to al36tint-NR | 30 | 1.8627 | 4.5 | 0 | 0 | ExCOMM | 0.47693 | 0.46383 | 2.0048 | 0.00022257 | 0.00047985 |  |  | 3.5367 | 0 | 0 | 0 | 0 | 0 | 3.5367 | 0 | 3.5367 | 0 | 0 | 129.8083 | 0 | 129.8083 | 1.0332 | 0.0090744 | 0.11478 | 1.1554 | 3.5367 | 0.32669 | 0.13043 | 0 | 0 | 1.2858 | 3.5367 | 0.36357
codet to al36tint | Glass-University-ElecHt-codet to al36tint-NR | 30 | 5.3805 | 4.5 | 0 | 0 | ExCOMM | 0.47693 | 0.46383 | 5.7907 | 0.00064289 | 0.0013861 |  |  | 3.5367 | 0 | 0 | 0 | 0 | 0 | 3.5367 | 0 | 3.5367 | 0 | 0 | 44.9399 | 0 | 44.9399 | 2.9843 | 0.026211 | 0.33155 | 3.3374 | 3.5367 | 0.94365 | 0.37674 | 0 | 0 | 3.7141 | 3.5367 | 1.0502
codet to al36tint | Glass-Warehouse-ElecHt-codet to al36tint-NR | 30 | 0.95541 | 4.5 | 0 | 0 | ExCOMM | 0.47693 | 0.46383 | 1.0283 | 0.00011416 | 0.00024612 |  |  | 3.5367 | 0 | 0 | 0 | 0 | 0 | 3.5367 | 0 | 3.5367 | 0 | 0 | 253.0831 | 0 | 253.0831 | 0.52992 | 0.0046543 | 0.058873 | 0.59262 | 3.5367 | 0.16756 | 0.066897 | 0 | 0 | 0.65952 | 3.5367 | 0.18648
codet to al36tint | Glass-Supermarket-ElecHt-codet to al36tint-NR | 30 | 3.509 | 4.5 | 0 | 0 | ExCOMM | 0.47693 | 0.46383 | 3.7766 | 0.00041928 | 0.00090395 |  |  | 3.5367 | 0 | 0 | 0 | 0 | 0 | 3.5367 | 0 | 3.5367 | 0 | 0 | 68.9073 | 0 | 68.9073 | 1.9463 | 0.017094 | 0.21623 | 2.1766 | 3.5367 | 0.61543 | 0.2457 | 0 | 0 | 2.4223 | 3.5367 | 0.6849
codet to al36tint | Glass-MIniMart-ElecHt-codet to al36tint-NR | 30 | 3.1357 | 4.5 | 0 | 0 | ExCOMM | 0.47693 | 0.46383 | 3.3748 | 0.00037467 | 0.00080777 |  |  | 3.5367 | 0 | 0 | 0 | 0 | 0 | 3.5367 | 0 | 3.5367 | 0 | 0 | 77.1123 | 0 | 77.1123 | 1.7392 | 0.015276 | 0.19322 | 1.945 | 3.5367 | 0.54994 | 0.21956 | 0 | 0 | 2.1645 | 3.5367 | 0.61202
codet to al36tint | Glass-Restaurant-ElecHt-codet to al36tint-NR | 30 | 1.712 | 4.5 | 0 | 0 | ExCOMM | 0.47693 | 0.46383 | 1.8425 | 0.00020456 | 0.00044102 |  |  | 3.5367 | 0 | 0 | 0 | 0 | 0 | 3.5367 | 0 | 3.5367 | 0 | 0 | 141.2396 | 0 | 141.2396 | 0.94955 | 0.00834 | 0.10549 | 1.0619 | 3.5367 | 0.30025 | 0.11987 | 0 | 0 | 1.1818 | 3.5367 | 0.33415
codet to al36tint | Glass-Lodging-ElecHt-codet to al36tint-NR | 30 | 3.4359 | 4.5 | 0 | 0 | ExCOMM | 0.47693 | 0.46383 | 3.6979 | 0.00041054 | 0.00088511 |  |  | 3.5367 | 0 | 0 | 0 | 0 | 0 | 3.5367 | 0 | 3.5367 | 0 | 0 | 70.374 | 0 | 70.374 | 1.9057 | 0.016738 | 0.21172 | 2.1312 | 3.5367 | 0.6026 | 0.24058 | 0 | 0 | 2.3718 | 3.5367 | 0.67062
codet to al36tint | Glass-Hospital-ElecHt-codet to al36tint-NR | 30 | 6.6478 | 4.5 | 0 | 0 | ExCOMM | 0.47693 | 0.46383 | 7.1547 | 0.00079432 | 0.0017125 |  |  | 3.5367 | 0 | 0 | 0 | 0 | 0 | 3.5367 | 0 | 3.5367 | 0 | 0 | 36.3726 | 0 | 36.3726 | 3.6872 | 0.032385 | 0.40964 | 4.1235 | 3.5367 | 1.1659 | 0.46548 | 0 | 0 | 4.589 | 3.5367 | 1.2975
codet to al36tint | Glass-OtherHealth-ElecHt-codet to al36tint-NR | 30 | 6.6253 | 4.5 | 0 | 0 | ExCOMM | 0.47693 | 0.46383 | 7.1305 | 0.00079163 | 0.0017067 |  |  | 3.5367 | 0 | 0 | 0 | 0 | 0 | 3.5367 | 0 | 3.5367 | 0 | 0 | 36.4961 | 0 | 36.4961 | 3.6747 | 0.032276 | 0.40826 | 4.1095 | 3.5367 | 1.162 | 0.4639 | 0 | 0 | 4.5734 | 3.5367 | 1.2931
codet to al36tint | Glass-Other-ElecHt-codet to al36tint-NR | 30 | 2.914 | 4.5 | 0 | 0 | ExCOMM | 0.47693 | 0.46383 | 3.1362 | 0.00034818 | 0.00075066 |  |  | 3.5367 | 0 | 0 | 0 | 0 | 0 | 3.5367 | 0 | 3.5367 | 0 | 0 | 82.9786 | 0 | 82.9786 | 1.6162 | 0.014196 | 0.17956 | 1.8075 | 3.5367 | 0.51106 | 0.20404 | 0 | 0 | 2.0115 | 3.5367 | 0.56876
codet to al45tint | Glass-Large Off-ElecHt-codet to al45tint-New | 30 | 2.3094 | 0.5 | 0 | 0 | ExCOMM | 0.47693 | 0.46383 | 2.4855 | 0.00027595 | 0.00059493 |  |  | 0.39296 | 0 | 0 | 0 | 0 | 0 | 0.39296 | 0 | 0.39296 | 0 | 0 | 11.6333 | 0 | 11.6333 | 1.2809 | 0.011251 | 0.14231 | 1.4325 | 0.39296 | 3.6453 | 0.16171 | 0 | 0 | 1.5942 | 0.39296 | 4.0568
codet to al45tint | Glass-Medium Off-ElecHt-codet to al45tint-New | 30 | 2.3094 | 0.5 | 0 | 0 | ExCOMM | 0.47693 | 0.46383 | 2.4855 | 0.00027595 | 0.00059493 |  |  | 0.39296 | 0 | 0 | 0 | 0 | 0 | 0.39296 | 0 | 0.39296 | 0 | 0 | 11.6333 | 0 | 11.6333 | 1.2809 | 0.011251 | 0.14231 | 1.4325 | 0.39296 | 3.6453 | 0.16171 | 0 | 0 | 1.5942 | 0.39296 | 4.0568
codet to al45tint | Glass-Small Off-ElecHt-codet to al45tint-New | 30 | 1.1916 | 0.5 | 0 | 0 | ExCOMM | 0.47693 | 0.46383 | 1.2825 | 0.00014238 | 0.00030698 |  |  | 0.39296 | 0 | 0 | 0 | 0 | 0 | 0.39296 | 0 | 0.39296 | 0 | 0 | 22.5458 | 0 | 22.5458 | 0.66095 | 0.0058051 | 0.07343 | 0.73915 | 0.39296 | 1.8809 | 0.083438 | 0 | 0 | 0.82258 | 0.39296 | 2.0933
codet to al45tint | Glass-Big Box-ElecHt-codet to al45tint-New | 30 | 3.7251 | 0.5 | 0 | 0 | ExCOMM | 0.47693 | 0.46383 | 4.0091 | 0.0004451 | 0.00095961 |  |  | 0.39296 | 0 | 0 | 0 | 0 | 0 | 0.39296 | 0 | 0.39296 | 0 | 0 | 7.2123 | 0 | 7.2123 | 2.0661 | 0.018147 | 0.22954 | 2.3106 | 0.39296 | 5.8799 | 0.26083 | 0 | 0 | 2.5714 | 0.39296 | 6.5436
codet to al45tint | Glass-Small Box-ElecHt-codet to al45tint-New | 30 | 0.12132 | 0.5 | 0 | 0 | ExCOMM | 0.47693 | 0.46383 | 0.13057 | 1.4496e-05 | 3.1252e-05 |  |  | 0.39296 | 0 | 0 | 0 | 0 | 0 | 0.39296 | 0 | 0.39296 | 0 | 0 | 221.4592 | 0 | 221.4592 | 0.067288 | 0.000591 | 0.0074755 | 0.075249 | 0.39296 | 0.19149 | 0.0084944 | 0 | 0 | 0.083744 | 0.39296 | 0.21311
codet to al45tint | Glass-High End-ElecHt-codet to al45tint-New | 30 | 0.10031 | 0.5 | 0 | 0 | ExCOMM | 0.47693 | 0.46383 | 0.10796 | 1.1986e-05 | 2.5841e-05 |  |  | 0.39296 | 0 | 0 | 0 | 0 | 0 | 0.39296 | 0 | 0.39296 | 0 | 0 | 267.8257 | 0 | 267.8257 | 0.055639 | 0.00048868 | 0.0061814 | 0.062222 | 0.39296 | 0.15834 | 0.0070239 | 0 | 0 | 0.069246 | 0.39296 | 0.17621
codet to al45tint | Glass-Anchor-ElecHt-codet to al45tint-New | 30 | 3.7163 | 0.5 | 0 | 0 | ExCOMM | 0.47693 | 0.46383 | 3.9996 | 0.00044404 | 0.00095734 |  |  | 0.39296 | 0 | 0 | 0 | 0 | 0 | 0.39296 | 0 | 0.39296 | 0 | 0 | 7.2294 | 0 | 7.2294 | 2.0612 | 0.018104 | 0.229 | 2.3051 | 0.39296 | 5.866 | 0.26021 | 0 | 0 | 2.5653 | 0.39296 | 6.5281
codet to al45tint | Glass-K-12-ElecHt-codet to al45tint-New | 30 | -0.23099 | 0.5 | 0 | 0 | ExCOMM | 0.47693 | 0.46383 | -0.24861 | -2.76e-05 | -5.9506e-05 |  |  | 0.39296 | 0 | 0 | 0 | 0 | 0 | 0.39296 | 0 | 0.39296 | 0 | 0 | -116.3084 | 0 | -116.3084 | -0.12812 | -0.0011253 | -0.014234 | -0.14328 | 0.39296 | -0.36461 | -0.016174 | 0 | 0 | -0.15945 | 0.39296 | -0.40577
codet to al45tint | Glass-University-ElecHt-codet to al45tint-New | 30 | 1.0153 | 0.5 | 0 | 0 | ExCOMM | 0.47693 | 0.46383 | 1.0927 | 0.00012131 | 0.00026154 |  |  | 0.39296 | 0 | 0 | 0 | 0 | 0 | 0.39296 | 0 | 0.39296 | 0 | 0 | 26.4625 | 0 | 26.4625 | 0.56312 | 0.0049459 | 0.062561 | 0.62974 | 0.39296 | 1.6025 | 0.071088 | 0 | 0 | 0.70083 | 0.39296 | 1.7834
codet to al45tint | Glass-Warehouse-ElecHt-codet to al45tint-New | 30 | 0.00013 | 0.5 | 0 | 0 | ExCOMM | 0.47693 | 0.46383 | 0.00013991 | 1.5533e-08 | 3.3489e-08 |  |  | 0.39296 | 0 | 0 | 0 | 0 | 0 | 0.39296 | 0 | 0.39296 | 0 | 0 | 206665.0781 | 0 | 206665.074 | 7.2105e-05 | 6.333e-07 | 8.0107e-06 | 8.0636e-05 | 0.39296 | 0.0002052 | 9.1025e-06 | 0 | 0 | 8.9738e-05 | 0.39296 | 0.00022836
codet to al45tint | Glass-Supermarket-ElecHt-codet to al45tint-New | 30 | -0.73776 | 0.5 | 0 | 0 | ExCOMM | 0.47693 | 0.46383 | -0.79401 | -8.8152e-05 | -0.00019005 |  |  | 0.39296 | 0 | 0 | 0 | 0 | 0 | 0.39296 | 0 | 0.39296 | 0 | 0 | -36.4163 | 0 | -36.4163 | -0.4092 | -0.003594 | -0.045461 | -0.45761 | 0.39296 | -1.1645 | -0.051657 | 0 | 0 | -0.50927 | 0.39296 | -1.296
codet to al45tint | Glass-MIniMart-ElecHt-codet to al45tint-New | 30 | -0.74426 | 0.5 | 0 | 0 | ExCOMM | 0.47693 | 0.46383 | -0.80101 | -8.8929e-05 | -0.00019173 |  |  | 0.39296 | 0 | 0 | 0 | 0 | 0 | 0.39296 | 0 | 0.39296 | 0 | 0 | -36.0982 | 0 | -36.0982 | -0.4128 | -0.0036257 | -0.045862 | -0.46165 | 0.39296 | -1.1748 | -0.052113 | 0 | 0 | -0.51376 | 0.39296 | -1.3074
codet to al45tint | Glass-Restaurant-ElecHt-codet to al45tint-New | 30 | 0.43363 | 0.5 | 0 | 0 | ExCOMM | 0.47693 | 0.46383 | 0.46669 | 5.1812e-05 | 0.00011171 |  |  | 0.39296 | 0 | 0 | 0 | 0 | 0 | 0.39296 | 0 | 0.39296 | 0 | 0 | 61.9575 | 0 | 61.9575 | 0.24051 | 0.0021124 | 0.02672 | 0.26897 | 0.39296 | 0.68446 | 0.030362 | 0 | 0 | 0.29933 | 0.39296 | 0.76172
codet to al45tint | Glass-Lodging-ElecHt-codet to al45tint-New | 30 | 0.49011 | 0.5 | 0 | 0 | ExCOMM | 0.47693 | 0.46383 | 0.52749 | 5.8562e-05 | 0.00012626 |  |  | 0.39296 | 0 | 0 | 0 | 0 | 0 | 0.39296 | 0 | 0.39296 | 0 | 0 | 54.8167 | 0 | 54.8167 | 0.27184 | 0.0023876 | 0.030201 | 0.30401 | 0.39296 | 0.77362 | 0.034317 | 0 | 0 | 0.33832 | 0.39296 | 0.86095
codet to al45tint | Glass-Hospital-ElecHt-codet to al45tint-New | 30 | 1.8794 | 0.5 | 0 | 0 | ExCOMM | 0.47693 | 0.46383 | 2.0227 | 0.00022457 | 0.00048415 |  |  | 0.39296 | 0 | 0 | 0 | 0 | 0 | 0.39296 | 0 | 0.39296 | 0 | 0 | 14.295 | 0 | 14.295 | 1.0424 | 0.0091557 | 0.11581 | 1.1658 | 0.39296 | 2.9666 | 0.1316 | 0 | 0 | 1.2974 | 0.39296 | 3.3015
codet to al45tint | Glass-OtherHealth-ElecHt-codet to al45tint-New | 30 | 1.5086 | 0.5 | 0 | 0 | ExCOMM | 0.47693 | 0.46383 | 1.6236 | 0.00018026 | 0.00038863 |  |  | 0.39296 | 0 | 0 | 0 | 0 | 0 | 0.39296 | 0 | 0.39296 | 0 | 0 | 17.8087 | 0 | 17.8087 | 0.83676 | 0.0073493 | 0.092962 | 0.93576 | 0.39296 | 2.3813 | 0.10563 | 0 | 0 | 1.0414 | 0.39296 | 2.6501
codet to al45tint | Glass-Other-ElecHt-codet to al45tint-New | 30 | 0.22921 | 0.5 | 0 | 0 | ExCOMM | 0.47693 | 0.46383 | 0.24669 | 2.7388e-05 | 5.9047e-05 |  |  | 0.39296 | 0 | 0 | 0 | 0 | 0 | 0.39296 | 0 | 0.39296 | 0 | 0 | 117.211 | 0 | 117.211 | 0.12713 | 0.0011166 | 0.014124 | 0.14218 | 0.39296 | 0.3618 | 0.016049 | 0 | 0 | 0.15823 | 0.39296 | 0.40265
codet to al40tint | Glass-Large Off-ElecHt-codet to al40tint-New | 30 | 3.8543 | 1.5 | 0 | 0 | ExCOMM | 0.47693 | 0.46383 | 4.1481 | 0.00046053 | 0.00099289 |  |  | 1.1789 | 0 | 0 | 0 | 0 | 0 | 1.1789 | 0 | 1.1789 | 0 | 0 | 20.9118 | 0 | 20.9118 | 2.1378 | 0.018776 | 0.2375 | 2.3907 | 1.1789 | 2.0279 | 0.26987 | 0 | 0 | 2.6606 | 1.1789 | 2.2568
codet to al40tint | Glass-Medium Off-ElecHt-codet to al40tint-New | 30 | 3.8543 | 1.5 | 0 | 0 | ExCOMM | 0.47693 | 0.46383 | 4.1481 | 0.00046053 | 0.00099289 |  |  | 1.1789 | 0 | 0 | 0 | 0 | 0 | 1.1789 | 0 | 1.1789 | 0 | 0 | 20.9118 | 0 | 20.9118 | 2.1378 | 0.018776 | 0.2375 | 2.3907 | 1.1789 | 2.0279 | 0.26987 | 0 | 0 | 2.6606 | 1.1789 | 2.2568
codet to al40tint | Glass-Small Off-ElecHt-codet to al40tint-New | 30 | 2.4937 | 1.5 | 0 | 0 | ExCOMM | 0.47693 | 0.46383 | 2.6838 | 0.00029796 | 0.00064238 |  |  | 1.1789 | 0 | 0 | 0 | 0 | 0 | 1.1789 | 0 | 1.1789 | 0 | 0 | 32.3218 | 0 | 32.3218 | 1.3831 | 0.012148 | 0.15366 | 1.5468 | 1.1789 | 1.312 | 0.1746 | 0 | 0 | 1.7214 | 1.1789 | 1.4601
codet to al40tint | Glass-Big Box-ElecHt-codet to al40tint-New | 30 | 4.7677 | 1.5 | 0 | 0 | ExCOMM | 0.47693 | 0.46383 | 5.1313 | 0.00056968 | 0.0012282 |  |  | 1.1789 | 0 | 0 | 0 | 0 | 0 | 1.1789 | 0 | 1.1789 | 0 | 0 | 16.9052 | 0 | 16.9052 | 2.6444 | 0.023226 | 0.29379 | 2.9573 | 1.1789 | 2.5085 | 0.33383 | 0 | 0 | 3.2911 | 1.1789 | 2.7917
codet to al40tint | Glass-Small Box-ElecHt-codet to al40tint-New | 30 | 1.2379 | 1.5 | 0 | 0 | ExCOMM | 0.47693 | 0.46383 | 1.3323 | 0.00014791 | 0.00031889 |  |  | 1.1789 | 0 | 0 | 0 | 0 | 0 | 1.1789 | 0 | 1.1789 | 0 | 0 | 65.1102 | 0 | 65.1102 | 0.6866 | 0.0060305 | 0.07628 | 0.76784 | 1.1789 | 0.65132 | 0.086676 | 0 | 0 | 0.85451 | 1.1789 | 0.72484
codet to al40tint | Glass-High End-ElecHt-codet to al40tint-New | 30 | 1.22 | 1.5 | 0 | 0 | ExCOMM | 0.47693 | 0.46383 | 1.3131 | 0.00014578 | 0.00031429 |  |  | 1.1789 | 0 | 0 | 0 | 0 | 0 | 1.1789 | 0 | 1.1789 | 0 | 0 | 66.0628 | 0 | 66.0628 | 0.6767 | 0.0059435 | 0.07518 | 0.75676 | 1.1789 | 0.64193 | 0.085426 | 0 | 0 | 0.84219 | 1.1789 | 0.71439
codet to al40tint | Glass-Anchor-ElecHt-codet to al40tint-New | 30 | 4.7586 | 1.5 | 0 | 0 | ExCOMM | 0.47693 | 0.46383 | 5.1214 | 0.00056859 | 0.0012259 |  |  | 1.1789 | 0 | 0 | 0 | 0 | 0 | 1.1789 | 0 | 1.1789 | 0 | 0 | 16.9376 | 0 | 16.9376 | 2.6394 | 0.023182 | 0.29323 | 2.9516 | 1.1789 | 2.5037 | 0.33319 | 0 | 0 | 3.2848 | 1.1789 | 2.7864
codet to al40tint | Glass-K-12-ElecHt-codet to al40tint-New | 30 | 0.69738 | 1.5 | 0 | 0 | ExCOMM | 0.47693 | 0.46383 | 0.75056 | 8.3327e-05 | 0.00017965 |  |  | 1.1789 | 0 | 0 | 0 | 0 | 0 | 1.1789 | 0 | 1.1789 | 0 | 0 | 115.5743 | 0 | 115.5743 | 0.3868 | 0.0033973 | 0.042973 | 0.43257 | 1.1789 | 0.36693 | 0.04883 | 0 | 0 | 0.4814 | 1.1789 | 0.40835
codet to al40tint | Glass-University-ElecHt-codet to al40tint-New | 30 | 2.7732 | 1.5 | 0 | 0 | ExCOMM | 0.47693 | 0.46383 | 2.9846 | 0.00033135 | 0.00071439 |  |  | 1.1789 | 0 | 0 | 0 | 0 | 0 | 1.1789 | 0 | 1.1789 | 0 | 0 | 29.0641 | 0 | 29.0641 | 1.5381 | 0.01351 | 0.17088 | 1.7201 | 1.1789 | 1.4591 | 0.19417 | 0 | 0 | 1.9143 | 1.1789 | 1.6238
codet to al40tint | Glass-Warehouse-ElecHt-codet to al40tint-New | 30 | 0.00013 | 1.5 | 0 | 0 | ExCOMM | 0.47693 | 0.46383 | 0.00013991 | 1.5533e-08 | 3.3489e-08 |  |  | 1.1789 | 0 | 0 | 0 | 0 | 0 | 1.1789 | 0 | 1.1789 | 0 | 0 | 619995.25 | 0 | 619995.222 | 7.2105e-05 | 6.333e-07 | 8.0107e-06 | 8.0636e-05 | 1.1789 | 6.84e-05 | 9.1025e-06 | 0 | 0 | 8.9738e-05 | 1.1789 | 7.6121e-05
codet to al40tint | Glass-Supermarket-ElecHt-codet to al40tint-New | 30 | 0.5321 | 1.5 | 0 | 0 | ExCOMM | 0.47693 | 0.46383 | 0.57267 | 6.3578e-05 | 0.00013707 |  |  | 1.1789 | 0 | 0 | 0 | 0 | 0 | 1.1789 | 0 | 1.1789 | 0 | 0 | 151.4741 | 0 | 151.4741 | 0.29513 | 0.0025922 | 0.032788 | 0.33005 | 1.1789 | 0.27996 | 0.037257 | 0 | 0 | 0.36731 | 1.1789 | 0.31157
codet to al40tint | Glass-MIniMart-ElecHt-codet to al40tint-New | 30 | 0.5181 | 1.5 | 0 | 0 | ExCOMM | 0.47693 | 0.46383 | 0.55761 | 6.1906e-05 | 0.00013347 |  |  | 1.1789 | 0 | 0 | 0 | 0 | 0 | 1.1789 | 0 | 1.1789 | 0 | 0 | 155.5672 | 0 | 155.5672 | 0.28736 | 0.002524 | 0.031926 | 0.32137 | 1.1789 | 0.2726 | 0.036277 | 0 | 0 | 0.35764 | 1.1789 | 0.30337
codet to al40tint | Glass-Restaurant-ElecHt-codet to al40tint-New | 30 | 1.4887 | 1.5 | 0 | 0 | ExCOMM | 0.47693 | 0.46383 | 1.6022 | 0.00017788 | 0.00038351 |  |  | 1.1789 | 0 | 0 | 0 | 0 | 0 | 1.1789 | 0 | 1.1789 | 0 | 0 | 54.1398 | 0 | 54.1398 | 0.82572 | 0.0072524 | 0.091736 | 0.92342 | 1.1789 | 0.7833 | 0.10424 | 0 | 0 | 1.0277 | 1.1789 | 0.87172
codet to al40tint | Glass-Lodging-ElecHt-codet to al40tint-New | 30 | 1.7303 | 1.5 | 0 | 0 | ExCOMM | 0.47693 | 0.46383 | 1.8623 | 0.00020675 | 0.00044575 |  |  | 1.1789 | 0 | 0 | 0 | 0 | 0 | 1.1789 | 0 | 1.1789 | 0 | 0 | 46.5798 | 0 | 46.5799 | 0.95974 | 0.0084295 | 0.10663 | 1.0733 | 1.1789 | 0.91042 | 0.12116 | 0 | 0 | 1.1945 | 1.1789 | 1.0132
codet to al40tint | Glass-Hospital-ElecHt-codet to al40tint-New | 30 | 3.617 | 1.5 | 0 | 0 | ExCOMM | 0.47693 | 0.46383 | 3.8928 | 0.00043218 | 0.00093176 |  |  | 1.1789 | 0 | 0 | 0 | 0 | 0 | 1.1789 | 0 | 1.1789 | 0 | 0 | 22.2836 | 0 | 22.2836 | 2.0062 | 0.01762 | 0.22288 | 2.2435 | 1.1789 | 1.9031 | 0.25326 | 0 | 0 | 2.4968 | 1.1789 | 2.1179
codet to al40tint | Glass-OtherHealth-ElecHt-codet to al40tint-New | 30 | 3.4353 | 1.5 | 0 | 0 | ExCOMM | 0.47693 | 0.46383 | 3.6972 | 0.00041047 | 0.00088495 |  |  | 1.1789 | 0 | 0 | 0 | 0 | 0 | 1.1789 | 0 | 1.1789 | 0 | 0 | 23.4623 | 0 | 23.4623 | 1.9054 | 0.016735 | 0.21168 | 2.1308 | 1.1789 | 1.8075 | 0.24054 | 0 | 0 | 2.3713 | 1.1789 | 2.0115
codet to al40tint | Glass-Other-ElecHt-codet to al40tint-New | 30 | 1.464 | 1.5 | 0 | 0 | ExCOMM | 0.47693 | 0.46383 | 1.5757 | 0.00017493 | 0.00037715 |  |  | 1.1789 | 0 | 0 | 0 | 0 | 0 | 1.1789 | 0 | 1.1789 | 0 | 0 | 55.0524 | 0 | 55.0524 | 0.81204 | 0.0071322 | 0.090216 | 0.90811 | 1.1789 | 0.77031 | 0.10251 | 0 | 0 | 1.0106 | 1.1789 | 0.85727
codet to al36tint | Glass-Large Off-ElecHt-codet to al36tint-New | 30 | 5.305 | 4.5 | 0 | 0 | ExCOMM | 0.47693 | 0.46383 | 5.7095 | 0.00063387 | 0.0013666 |  |  | 3.5367 | 0 | 0 | 0 | 0 | 0 | 3.5367 | 0 | 3.5367 | 0 | 0 | 45.5797 | 0 | 45.5797 | 2.9424 | 0.025843 | 0.32689 | 3.2905 | 3.5367 | 0.9304 | 0.37145 | 0 | 0 | 3.662 | 3.5367 | 1.0354
codet to al36tint | Glass-Medium Off-ElecHt-codet to al36tint-New | 30 | 5.305 | 4.5 | 0 | 0 | ExCOMM | 0.47693 | 0.46383 | 5.7095 | 0.00063387 | 0.0013666 |  |  | 3.5367 | 0 | 0 | 0 | 0 | 0 | 3.5367 | 0 | 3.5367 | 0 | 0 | 45.5797 | 0 | 45.5797 | 2.9424 | 0.025843 | 0.32689 | 3.2905 | 3.5367 | 0.9304 | 0.37145 | 0 | 0 | 3.662 | 3.5367 | 1.0354
codet to al36tint | Glass-Small Off-ElecHt-codet to al36tint-New | 30 | 3.6839 | 4.5 | 0 | 0 | ExCOMM | 0.47693 | 0.46383 | 3.9648 | 0.00044018 | 0.00094901 |  |  | 3.5367 | 0 | 0 | 0 | 0 | 0 | 3.5367 | 0 | 3.5367 | 0 | 0 | 65.6359 | 0 | 65.6359 | 2.0433 | 0.017946 | 0.22701 | 2.2851 | 3.5367 | 0.6461 | 0.25795 | 0 | 0 | 2.543 | 3.5367 | 0.71904
codet to al36tint | Glass-Big Box-ElecHt-codet to al36tint-New | 30 | 5.6453 | 4.5 | 0 | 0 | ExCOMM | 0.47693 | 0.46383 | 6.0758 | 0.00067454 | 0.0014543 |  |  | 3.5367 | 0 | 0 | 0 | 0 | 0 | 3.5367 | 0 | 3.5367 | 0 | 0 | 42.8315 | 0 | 42.8315 | 3.1312 | 0.027502 | 0.34787 | 3.5017 | 3.5367 | 0.9901 | 0.39528 | 0 | 0 | 3.8969 | 3.5367 | 1.1019
codet to al36tint | Glass-Small Box-ElecHt-codet to al36tint-New | 30 | 2.1545 | 4.5 | 0 | 0 | ExCOMM | 0.47693 | 0.46383 | 2.3188 | 0.00025743 | 0.00055502 |  |  | 3.5367 | 0 | 0 | 0 | 0 | 0 | 3.5367 | 0 | 3.5367 | 0 | 0 | 112.2286 | 0 | 112.2286 | 1.195 | 0.010496 | 0.13276 | 1.3364 | 3.5367 | 0.37787 | 0.15086 | 0 | 0 | 1.4873 | 3.5367 | 0.42052
codet to al36tint | Glass-High End-ElecHt-codet to al36tint-New | 30 | 2.1388 | 4.5 | 0 | 0 | ExCOMM | 0.47693 | 0.46383 | 2.3018 | 0.00025555 | 0.00055096 |  |  | 3.5367 | 0 | 0 | 0 | 0 | 0 | 3.5367 | 0 | 3.5367 | 0 | 0 | 113.0555 | 0 | 113.0555 | 1.1863 | 0.010419 | 0.13179 | 1.3266 | 3.5367 | 0.3751 | 0.14975 | 0 | 0 | 1.4764 | 3.5367 | 0.41745
codet to al36tint | Glass-Anchor-ElecHt-codet to al36tint-New | 30 | 5.6359 | 4.5 | 0 | 0 | ExCOMM | 0.47693 | 0.46383 | 6.0656 | 0.00067341 | 0.0014518 |  |  | 3.5367 | 0 | 0 | 0 | 0 | 0 | 3.5367 | 0 | 3.5367 | 0 | 0 | 42.9032 | 0 | 42.9032 | 3.126 | 0.027456 | 0.34729 | 3.4958 | 3.5367 | 0.98845 | 0.39462 | 0 | 0 | 3.8904 | 3.5367 | 1.1
codet to al36tint | Glass-K-12-ElecHt-codet to al36tint-New | 30 | 1.4569 | 4.5 | 0 | 0 | ExCOMM | 0.47693 | 0.46383 | 1.5679 | 0.00017407 | 0.0003753 |  |  | 3.5367 | 0 | 0 | 0 | 0 | 0 | 3.5367 | 0 | 3.5367 | 0 | 0 | 165.9729 | 0 | 165.9729 | 0.80805 | 0.0070971 | 0.089772 | 0.90365 | 3.5367 | 0.25551 | 0.10201 | 0 | 0 | 1.0057 | 3.5367 | 0.28435
codet to al36tint | Glass-University-ElecHt-codet to al36tint-New | 30 | 4.2771 | 4.5 | 0 | 0 | ExCOMM | 0.47693 | 0.46383 | 4.6033 | 0.00051106 | 0.0011018 |  |  | 3.5367 | 0 | 0 | 0 | 0 | 0 | 3.5367 | 0 | 3.5367 | 0 | 0 | 56.5327 | 0 | 56.5327 | 2.3723 | 0.020836 | 0.26356 | 2.653 | 3.5367 | 0.75014 | 0.29948 | 0 | 0 | 2.9525 | 3.5367 | 0.83482
codet to al36tint | Glass-Warehouse-ElecHt-codet to al36tint-New | 30 | 0.00013 | 4.5 | 0 | 0 | ExCOMM | 0.47693 | 0.46383 | 0.00013991 | 1.5533e-08 | 3.3489e-08 |  |  | 3.5367 | 0 | 0 | 0 | 0 | 0 | 3.5367 | 0 | 3.5367 | 0 | 0 | 1859985.625 | 0 | 1859985.6661 | 7.2105e-05 | 6.333e-07 | 8.0107e-06 | 8.0636e-05 | 3.5367 | 2.28e-05 | 9.1025e-06 | 0 | 0 | 8.9738e-05 | 3.5367 | 2.5374e-05
codet to al36tint | Glass-Supermarket-ElecHt-codet to al36tint-New | 30 | 1.6132 | 4.5 | 0 | 0 | ExCOMM | 0.47693 | 0.46383 | 1.7362 | 0.00019276 | 0.00041558 |  |  | 3.5367 | 0 | 0 | 0 | 0 | 0 | 3.5367 | 0 | 3.5367 | 0 | 0 | 149.8839 | 0 | 149.8839 | 0.89478 | 0.007859 | 0.099409 | 1.0007 | 3.5367 | 0.28294 | 0.11296 | 0 | 0 | 1.1136 | 3.5367 | 0.31487
codet to al36tint | Glass-MIniMart-ElecHt-codet to al36tint-New | 30 | 1.5918 | 4.5 | 0 | 0 | ExCOMM | 0.47693 | 0.46383 | 1.7131 | 0.00019019 | 0.00041005 |  |  | 3.5367 | 0 | 0 | 0 | 0 | 0 | 3.5367 | 0 | 3.5367 | 0 | 0 | 151.906 | 0 | 151.906 | 0.88287 | 0.0077544 | 0.098085 | 0.98733 | 3.5367 | 0.27917 | 0.11145 | 0 | 0 | 1.0988 | 3.5367 | 0.31068
codet to al36tint | Glass-Restaurant-ElecHt-codet to al36tint-New | 30 | 2.3704 | 4.5 | 0 | 0 | ExCOMM | 0.47693 | 0.46383 | 2.5512 | 0.00028323 | 0.00061063 |  |  | 3.5367 | 0 | 0 | 0 | 0 | 0 | 3.5367 | 0 | 3.5367 | 0 | 0 | 102.0069 | 0 | 102.0069 | 1.3148 | 0.011548 | 0.14607 | 1.4703 | 3.5367 | 0.41573 | 0.16597 | 0 | 0 | 1.6363 | 3.5367 | 0.46266
codet to al36tint | Glass-Lodging-ElecHt-codet to al36tint-New | 30 | 2.7968 | 4.5 | 0 | 0 | ExCOMM | 0.47693 | 0.46383 | 3.01 | 0.00033417 | 0.00072046 |  |  | 3.5367 | 0 | 0 | 0 | 0 | 0 | 3.5367 | 0 | 3.5367 | 0 | 0 | 86.4566 | 0 | 86.4567 | 1.5512 | 0.013625 | 0.17234 | 1.7348 | 3.5367 | 0.49051 | 0.19583 | 0 | 0 | 1.9306 | 3.5367 | 0.54588
codet to al36tint | Glass-Hospital-ElecHt-codet to al36tint-New | 30 | 5.1152 | 4.5 | 0 | 0 | ExCOMM | 0.47693 | 0.46383 | 5.5052 | 0.00061119 | 0.0013177 |  |  | 3.5367 | 0 | 0 | 0 | 0 | 0 | 3.5367 | 0 | 3.5367 | 0 | 0 | 47.2709 | 0 | 47.2709 | 2.8371 | 0.024919 | 0.3152 | 3.1728 | 3.5367 | 0.89712 | 0.35816 | 0 | 0 | 3.531 | 3.5367 | 0.99839
codet to al36tint | Glass-OtherHealth-ElecHt-codet to al36tint-New | 30 | 4.9808 | 4.5 | 0 | 0 | ExCOMM | 0.47693 | 0.46383 | 5.3605 | 0.00059513 | 0.0012831 |  |  | 3.5367 | 0 | 0 | 0 | 0 | 0 | 3.5367 | 0 | 3.5367 | 0 | 0 | 48.5464 | 0 | 48.5464 | 2.7626 | 0.024264 | 0.30692 | 3.0895 | 3.5367 | 0.87354 | 0.34875 | 0 | 0 | 3.4382 | 3.5367 | 0.97215
codet to al36tint | Glass-Other-ElecHt-codet to al36tint-New | 30 | 2.5195 | 4.5 | 0 | 0 | ExCOMM | 0.47693 | 0.46383 | 2.7116 | 0.00030104 | 0.00064904 |  |  | 3.5367 | 0 | 0 | 0 | 0 | 0 | 3.5367 | 0 | 3.5367 | 0 | 0 | 95.9714 | 0 | 95.9714 | 1.3974 | 0.012274 | 0.15525 | 1.5628 | 3.5367 | 0.44188 | 0.17641 | 0 | 0 | 1.7392 | 3.5367 | 0.49176
codet to al45tint | Glass-Large Off-GasHt-codet to al45tint-NR | 30 | 1.9269 | 0.5 | -0.017608 | 0 | SmComCAC | 0.17 | 0 | 2.0738 | 0 | 0.0013926 |  |  | 0.39296 | 0 | 0 | -0.23929 | 0 | 0 | 0.39296 | -0.23929 | 0.15367 | 0 | 0 | 13.943 | -8.4905 | 5.4525 | 1.5038 | 0 | 0.18149 | 1.6853 | 0.39296 | 4.2888 | 0.37851 | 0 | 0 | 2.0638 | 0.15367 | 13.4303
codet to al45tint | Glass-Medium Off-GasHt-codet to al45tint-NR | 30 | 1.7061 | 0.5 | -0.017608 | 0 | SmComCAC | 0.17 | 0 | 1.8362 | 0 | 0.001233 |  |  | 0.39296 | 0 | 0 | -0.23929 | 0 | 0 | 0.39296 | -0.23929 | 0.15367 | 0 | 0 | 15.7476 | -9.5894 | 6.1582 | 1.3315 | 0 | 0.1607 | 1.4922 | 0.39296 | 3.7973 | 0.33513 | 0 | 0 | 1.8273 | 0.15367 | 11.8912
codet to al45tint | Glass-Small Off-GasHt-codet to al45tint-NR | 30 | 1.8724 | 0.5 | 0.0099325 | 0 | SmComCAC | 0.17 | 0 | 2.0152 | 0 | 0.0013532 |  |  | 0.39296 | 0 | 0 | 0.13499 | 0 | 0 | 0.39296 | 0.13499 | 0.52795 | 0 | 0 | 14.3485 | 4.9288 | 19.2774 | 1.4613 | 0 | 0.17637 | 1.6377 | 0.39296 | 4.1676 | 0.36781 | 0 | 0 | 2.0055 | 0.52795 | 3.7987
codet to al45tint | Glass-Big Box-GasHt-codet to al45tint-NR | 30 | 0.95336 | 0.5 | 0.0016053 | 0 | SmComCAC | 0.17 | 0 | 1.0261 | 0 | 0.000689 |  |  | 0.39296 | 0 | 0 | 0.021816 | 0 | 0 | 0.39296 | 0.021816 | 0.41478 | 0 | 0 | 28.1807 | 1.5645 | 29.7452 | 0.74406 | 0 | 0.089798 | 0.83386 | 0.39296 | 2.122 | 0.18727 | 0 | 0 | 1.0211 | 0.41478 | 2.4619
codet to al45tint | Glass-Small Box-GasHt-codet to al45tint-NR | 30 | 0.46788 | 0.5 | 0.010835 | 0 | SmComCAC | 0.17 | 0 | 0.50355 | 0 | 0.00033814 |  |  | 0.39296 | 0 | 0 | 0.14726 | 0 | 0 | 0.39296 | 0.14726 | 0.54022 | 0 | 0 | 57.4221 | 21.5181 | 78.9401 | 0.36516 | 0 | 0.04407 | 0.40923 | 0.39296 | 1.0414 | 0.091908 | 0 | 0 | 0.50113 | 0.54022 | 0.92765
codet to al45tint | Glass-High End-GasHt-codet to al45tint-NR | 30 | 0.44531 | 0.5 | 0.010835 | 0 | SmComCAC | 0.17 | 0 | 0.47926 | 0 | 0.00032183 |  |  | 0.39296 | 0 | 0 | 0.14726 | 0 | 0 | 0.39296 | 0.14726 | 0.54022 | 0 | 0 | 60.3321 | 22.6086 | 82.9407 | 0.34754 | 0 | 0.041944 | 0.38949 | 0.39296 | 0.99115 | 0.087475 | 0 | 0 | 0.47696 | 0.54022 | 0.8829
codet to al45tint | Glass-Anchor-GasHt-codet to al45tint-NR | 30 | 0.95335 | 0.5 | 0.0016053 | 0 | SmComCAC | 0.17 | 0 | 1.026 | 0 | 0.00068899 |  |  | 0.39296 | 0 | 0 | 0.021816 | 0 | 0 | 0.39296 | 0.021816 | 0.41478 | 0 | 0 | 28.1811 | 1.5645 | 29.7456 | 0.74405 | 0 | 0.089797 | 0.83385 | 0.39296 | 2.1219 | 0.18727 | 0 | 0 | 1.0211 | 0.41478 | 2.4618
codet to al45tint | Glass-K-12-GasHt-codet to al45tint-NR | 30 | 0.018547 | 0.5 | -0.0033861 | 0 | SmComCAC | 0.17 | 0 | 0.019961 | 0 | 1.3404e-05 |  |  | 0.39296 | 0 | 0 | -0.046018 | 0 | 0 | 0.39296 | -0.046018 | 0.34695 | 0 | 0 | 1448.5513 | -169.6322 | 1278.9191 | 0.014475 | 0 | 0.001747 | 0.016222 | 0.39296 | 0.041282 | 0.0036433 | 0 | 0 | 0.019865 | 0.34695 | 0.057258
codet to al45tint | Glass-University-GasHt-codet to al45tint-NR | 30 | 0.85363 | 0.5 | -0.017788 | 0 | SmComCAC | 0.17 | 0 | 0.91872 | 0 | 0.00061692 |  |  | 0.39296 | 0 | 0 | -0.24175 | 0 | 0 | 0.39296 | -0.24175 | 0.15122 | 0 | 0 | 31.473 | -19.3619 | 12.1111 | 0.66622 | 0 | 0.080405 | 0.74663 | 0.39296 | 1.9 | 0.16768 | 0 | 0 | 0.91431 | 0.15122 | 6.0464
codet to al45tint | Glass-Warehouse-GasHt-codet to al45tint-NR | 30 | 0.44515 | 0.5 | 0.0054177 | 0 | SmComCAC | 0.17 | 0 | 0.4791 | 0 | 0.00032171 |  |  | 0.39296 | 0 | 0 | 0.073629 | 0 | 0 | 0.39296 | 0.073629 | 0.46659 | 0 | 0 | 60.3532 | 11.3082 | 71.6614 | 0.34742 | 0 | 0.04193 | 0.38935 | 0.39296 | 0.99081 | 0.087444 | 0 | 0 | 0.4768 | 0.46659 | 1.0219
codet to al45tint | Glass-Supermarket-GasHt-codet to al45tint-NR | 30 | 1.1123 | 0.5 | 0.0016053 | 0 | SmComCAC | 0.17 | 0 | 1.1972 | 0 | 0.00080389 |  |  | 0.39296 | 0 | 0 | 0.021816 | 0 | 0 | 0.39296 | 0.021816 | 0.41478 | 0 | 0 | 24.1532 | 1.3409 | 25.494 | 0.86813 | 0 | 0.10477 | 0.9729 | 0.39296 | 2.4758 | 0.2185 | 0 | 0 | 1.1914 | 0.41478 | 2.8724
codet to al45tint | Glass-MIniMart-GasHt-codet to al45tint-NR | 30 | 0.73981 | 0.5 | 0.0016053 | 0 | SmComCAC | 0.17 | 0 | 0.79622 | 0 | 0.00053467 |  |  | 0.39296 | 0 | 0 | 0.021816 | 0 | 0 | 0.39296 | 0.021816 | 0.41478 | 0 | 0 | 36.3152 | 2.0161 | 38.3313 | 0.57739 | 0 | 0.069684 | 0.64708 | 0.39296 | 1.6466 | 0.14533 | 0 | 0 | 0.7924 | 0.41478 | 1.9104
codet to al45tint | Glass-Restaurant-GasHt-codet to al45tint-NR | 30 | 0.98512 | 0.5 | 0.014899 | 0 | SmComCAC | 0.17 | 0 | 1.0602 | 0 | 0.00071195 |  |  | 0.39296 | 0 | 0 | 0.20248 | 0 | 0 | 0.39296 | 0.20248 | 0.59544 | 0 | 0 | 27.2721 | 14.0523 | 41.3244 | 0.76885 | 0 | 0.09279 | 0.86164 | 0.39296 | 2.1927 | 0.19351 | 0 | 0 | 1.0551 | 0.59544 | 1.772
codet to al45tint | Glass-Lodging-GasHt-codet to al45tint-NR | 30 | 1.0394 | 0.5 | 0.0016053 | 0 | SmComCAC | 0.17 | 0 | 1.1186 | 0 | 0.00075115 |  |  | 0.39296 | 0 | 0 | 0.021816 | 0 | 0 | 0.39296 | 0.021816 | 0.41478 | 0 | 0 | 25.8489 | 1.435 | 27.2839 | 0.81118 | 0 | 0.097899 | 0.90908 | 0.39296 | 2.3134 | 0.20417 | 0 | 0 | 1.1132 | 0.41478 | 2.6839
codet to al45tint | Glass-Hospital-GasHt-codet to al45tint-NR | 30 | 1.3575 | 0.5 | -0.028895 | 0 | SmComCAC | 0.17 | 0 | 1.461 | 0 | 0.00098105 |  |  | 0.39296 | 0 | 0 | -0.39269 | 0 | 0 | 0.39296 | -0.39269 | 0.00027743 | 0 | 0 | 19.7916 | -19.7776 | 0.013973 | 1.0594 | 0 | 0.12786 | 1.1873 | 0.39296 | 3.0214 | 0.26665 | 0 | 0 | 1.454 | 0.00027743 | 5240.8667
codet to al45tint | Glass-OtherHealth-GasHt-codet to al45tint-NR | 30 | 0.69027 | 0.5 | -0.040182 | 0 | SmComCAC | 0.17 | 0 | 0.7429 | 0 | 0.00049886 |  |  | 0.39296 | 0 | 0 | -0.54608 | 0 | 0 | 0.39296 | -0.54608 | 0 | 0 | 0 | 38.9218 | -54.0875 | -15.1656 | 0.53872 | 0 | 0.065017 | 0.60374 | 0.39296 | 1.5364 | 0.13559 | 0 | 0 | 0.89245 | 0 | 9999
codet to al45tint | Glass-Other-GasHt-codet to al45tint-NR | 30 | 0.51864 | 0.5 | 0.0016053 | 0 | SmComCAC | 0.17 | 0 | 0.55818 | 0 | 0.00037482 |  |  | 0.39296 | 0 | 0 | 0.021816 | 0 | 0 | 0.39296 | 0.021816 | 0.41478 | 0 | 0 | 51.8021 | 2.8759 | 54.678 | 0.40477 | 0 | 0.048851 | 0.45362 | 0.39296 | 9999 | 0.10188 | 0 | 0 | 0.5555 | 0.41478 | 1.3393
codet to al40tint | Glass-Large Off-GasHt-codet to al40tint-NR | 30 | 2.0684 | 1.5 | -0.051469 | 0 | SmComCAC | 0.17 | 0 | 2.2261 | 0 | 0.0014948 |  |  | 1.1789 | 0 | 0 | -0.69947 | 0 | 0 | 1.1789 | -0.69947 | 0.47942 | 0 | 0 | 38.9674 | -23.1205 | 15.8468 | 1.6143 | 0 | 0.19482 | 1.8091 | 1.1789 | 1.5346 | 0.4063 | 0 | 0 | 2.2154 | 0.47942 | 4.621
codet to al40tint | Glass-Medium Off-GasHt-codet to al40tint-NR | 30 | 1.8313 | 1.5 | -0.051469 | 0 | SmComCAC | 0.17 | 0 | 1.971 | 0 | 0.0013235 |  |  | 1.1789 | 0 | 0 | -0.69947 | 0 | 0 | 1.1789 | -0.69947 | 0.47942 | 0 | 0 | 44.0109 | -26.113 | 17.8979 | 1.4293 | 0 | 0.1725 | 1.6018 | 1.1789 | 1.3587 | 0.35974 | 0 | 0 | 1.9615 | 0.47942 | 4.0915
codet to al40tint | Glass-Small Off-GasHt-codet to al40tint-NR | 30 | 1.7386 | 1.5 | -0.022122 | 0 | SmComCAC | 0.17 | 0 | 1.8712 | 0 | 0.0012565 |  |  | 1.1789 | 0 | 0 | -0.30065 | 0 | 0 | 1.1789 | -0.30065 | 0.87824 | 0 | 0 | 46.3584 | -11.8227 | 34.5357 | 1.3569 | 0 | 0.16376 | 1.5207 | 1.1789 | 1.2899 | 0.34153 | 0 | 0 | 1.8622 | 0.87824 | 2.1204
codet to al40tint | Glass-Big Box-GasHt-codet to al40tint-NR | 30 | 0.95102 | 1.5 | -0.023627 | 0 | SmComCAC | 0.17 | 0 | 1.0235 | 0 | 0.0006873 |  |  | 1.1789 | 0 | 0 | -0.3211 | 0 | 0 | 1.1789 | -0.3211 | 0.85779 | 0 | 0 | 84.7507 | -23.0842 | 61.6666 | 0.74223 | 0 | 0.089577 | 0.8318 | 1.1789 | 0.70558 | 0.18681 | 0 | 0 | 1.0186 | 0.85779 | 1.1875
codet to al40tint | Glass-Small Box-GasHt-codet to al40tint-NR | 30 | 0.54822 | 1.5 | -0.010384 | 0 | SmComCAC | 0.17 | 0 | 0.59002 | 0 | 0.0003962 |  |  | 1.1789 | 0 | 0 | -0.14112 | 0 | 0 | 1.1789 | -0.14112 | 1.0378 | 0 | 0 | 147.0202 | -17.5994 | 129.4209 | 0.42786 | 0 | 0.051637 | 0.4795 | 1.1789 | 0.40674 | 0.10769 | 0 | 0 | 0.58719 | 1.0378 | 0.56582
codet to al40tint | Glass-High End-GasHt-codet to al40tint-NR | 30 | 0.52178 | 1.5 | -0.010384 | 0 | SmComCAC | 0.17 | 0 | 0.56156 | 0 | 0.00037709 |  |  | 1.1789 | 0 | 0 | -0.14112 | 0 | 0 | 1.1789 | -0.14112 | 1.0378 | 0 | 0 | 154.471 | -18.4913 | 135.9798 | 0.40722 | 0 | 0.049147 | 0.45637 | 1.1789 | 0.38712 | 0.1025 | 0 | 0 | 0.55887 | 1.0378 | 0.53852
codet to al40tint | Glass-Anchor-GasHt-codet to al40tint-NR | 30 | 0.951 | 1.5 | -0.023627 | 0 | SmComCAC | 0.17 | 0 | 1.0235 | 0 | 0.00068729 |  |  | 1.1789 | 0 | 0 | -0.3211 | 0 | 0 | 1.1789 | -0.3211 | 0.85779 | 0 | 0 | 84.7518 | -23.0844 | 61.6674 | 0.74222 | 0 | 0.089576 | 0.83179 | 1.1789 | 0.70557 | 0.18681 | 0 | 0 | 1.0186 | 0.85779 | 1.1875
codet to al40tint | Glass-K-12-GasHt-codet to al40tint-NR | 30 | 0.043927 | 1.5 | -0.020317 | 0 | SmComCAC | 0.17 | 0 | 0.047277 | 0 | 3.1746e-05 |  |  | 1.1789 | 0 | 0 | -0.27611 | 0 | 0 | 1.1789 | -0.27611 | 0.90279 | 0 | 0 | 1834.8317 | -429.735 | 1405.0966 | 0.034283 | 0 | 0.0041376 | 0.038421 | 1.1789 | 0.032591 | 0.0086289 | 0 | 0 | 0.04705 | 0.90279 | 0.052116
codet to al40tint | Glass-University-GasHt-codet to al40tint-NR | 30 | 0.95048 | 1.5 | -0.052733 | 0 | SmComCAC | 0.17 | 0 | 1.0229 | 0 | 0.00068691 |  |  | 1.1789 | 0 | 0 | -0.71665 | 0 | 0 | 1.1789 | -0.71665 | 0.46224 | 0 | 0 | 84.799 | -51.5497 | 33.2494 | 0.7418 | 0 | 0.089526 | 0.83133 | 1.1789 | 0.70518 | 0.18671 | 0 | 0 | 1.018 | 0.46224 | 2.2024
codet to al40tint | Glass-Warehouse-GasHt-codet to al40tint-NR | 30 | 0.41881 | 1.5 | 0.0018059 | 0 | SmComCAC | 0.17 | 0 | 0.45074 | 0 | 0.00030268 |  |  | 1.1789 | 0 | 0 | 0.024543 | 0 | 0 | 1.1789 | 0.024543 | 1.2034 | 0 | 0 | 192.4488 | 4.0065 | 196.4554 | 0.32686 | 0 | 0.039448 | 0.36631 | 1.1789 | 0.31072 | 0.082269 | 0 | 0 | 0.44858 | 1.2034 | 0.37275
codet to al40tint | Glass-Supermarket-GasHt-codet to al40tint-NR | 30 | 1.1096 | 1.5 | -0.023627 | 0 | SmComCAC | 0.17 | 0 | 1.1942 | 0 | 0.00080191 |  |  | 1.1789 | 0 | 0 | -0.3211 | 0 | 0 | 1.1789 | -0.3211 | 0.85779 | 0 | 0 | 72.6382 | -19.785 | 52.8533 | 0.86599 | 0 | 0.10451 | 0.97051 | 1.1789 | 0.82324 | 0.21796 | 0 | 0 | 1.1885 | 0.85779 | 1.3855
codet to al40tint | Glass-MIniMart-GasHt-codet to al40tint-NR | 30 | 0.73799 | 1.5 | -0.023627 | 0 | SmComCAC | 0.17 | 0 | 0.79426 | 0 | 0.00053335 |  |  | 1.1789 | 0 | 0 | -0.3211 | 0 | 0 | 1.1789 | -0.3211 | 0.85779 | 0 | 0 | 109.2144 | -29.7475 | 79.4669 | 0.57597 | 0 | 0.069512 | 0.64548 | 1.1789 | 0.54753 | 0.14497 | 0 | 0 | 0.79045 | 0.85779 | 0.9215
codet to al40tint | Glass-Restaurant-GasHt-codet to al40tint-NR | 30 | 0.98512 | 1.5 | -0.00090296 | 0 | SmComCAC | 0.17 | 0 | 1.0602 | 0 | 0.00071195 |  |  | 1.1789 | 0 | 0 | -0.012271 | 0 | 0 | 1.1789 | -0.012271 | 1.1666 | 0 | 0 | 81.8164 | -0.85165 | 80.9648 | 0.76885 | 0 | 0.09279 | 0.86164 | 1.1789 | 0.73089 | 0.19351 | 0 | 0 | 1.0551 | 1.1666 | 0.90445
codet to al40tint | Glass-Lodging-GasHt-codet to al40tint-NR | 30 | 1.0368 | 1.5 | -0.023627 | 0 | SmComCAC | 0.17 | 0 | 1.1159 | 0 | 0.0007493 |  |  | 1.1789 | 0 | 0 | -0.3211 | 0 | 0 | 1.1789 | -0.3211 | 0.85779 | 0 | 0 | 77.738 | -21.174 | 56.5639 | 0.80918 | 0 | 0.097658 | 0.90684 | 1.1789 | 0.76923 | 0.20367 | 0 | 0 | 1.1105 | 0.85779 | 1.2946
codet to al40tint | Glass-Hospital-GasHt-codet to al40tint-NR | 30 | 1.4647 | 1.5 | -0.065464 | 0 | SmComCAC | 0.17 | 0 | 1.5764 | 0 | 0.0010585 |  |  | 1.1789 | 0 | 0 | -0.88968 | 0 | 0 | 1.1789 | -0.88968 | 0.28921 | 0 | 0 | 55.0281 | -41.5283 | 13.4998 | 1.1431 | 0 | 0.13796 | 1.2811 | 1.1789 | 1.0867 | 0.28772 | 0 | 0 | 1.5688 | 0.28921 | 5.4244
codet to al40tint | Glass-OtherHealth-GasHt-codet to al40tint-NR | 30 | 0.75579 | 1.5 | -0.07946 | 0 | SmComCAC | 0.17 | 0 | 0.81342 | 0 | 0.00054621 |  |  | 1.1789 | 0 | 0 | -1.0799 | 0 | 0 | 1.1789 | -1.0799 | 0.099004 | 0 | 0 | 106.6421 | -97.6862 | 8.9559 | 0.58986 | 0 | 0.071189 | 0.66105 | 1.1789 | 0.56074 | 0.14846 | 0 | 0 | 0.80952 | 0.099004 | 8.1766
codet to al40tint | Glass-Other-GasHt-codet to al40tint-NR | 30 | 0.51736 | 1.5 | -0.023627 | 0 | SmComCAC | 0.17 | 0 | 0.55681 | 0 | 0.0003739 |  |  | 1.1789 | 0 | 0 | -0.3211 | 0 | 0 | 1.1789 | -0.3211 | 0.85779 | 0 | 0 | 155.7899 | -42.4336 | 113.3563 | 0.40378 | 0 | 0.048731 | 0.45251 | 1.1789 | 0.38384 | 0.10163 | 0 | 0 | 0.55413 | 0.85779 | 0.646
codet to al36tint | Glass-Large Off-GasHt-codet to al36tint-NR | 30 | 2.2422 | 4.5 | -0.083072 | 0 | SmComCAC | 0.17 | 0 | 2.4132 | 0 | 0.0016204 |  |  | 3.5367 | 0 | 0 | -1.129 | 0 | 0 | 3.5367 | -1.129 | 2.4077 | 0 | 0 | 107.8395 | -34.4244 | 73.4151 | 1.7499 | 0 | 0.2112 | 1.9611 | 3.5367 | 0.55451 | 0.44045 | 0 | 0 | 2.4016 | 2.4077 | 0.99746
codet to al36tint | Glass-Medium Off-GasHt-codet to al36tint-NR | 30 | 1.9853 | 4.5 | -0.083072 | 0 | SmComCAC | 0.17 | 0 | 2.1366 | 0 | 0.0014347 |  |  | 3.5367 | 0 | 0 | -1.129 | 0 | 0 | 3.5367 | -1.129 | 2.4077 | 0 | 0 | 121.7973 | -38.88 | 82.9173 | 1.5494 | 0 | 0.18699 | 1.7364 | 3.5367 | 0.49097 | 0.38997 | 0 | 0 | 2.1264 | 2.4077 | 0.88315
codet to al36tint | Glass-Small Off-GasHt-codet to al36tint-NR | 30 | 1.6717 | 4.5 | -0.04876 | 0 | SmComCAC | 0.17 | 0 | 1.7992 | 0 | 0.0012082 |  |  | 3.5367 | 0 | 0 | -0.66266 | 0 | 0 | 3.5367 | -0.66266 | 2.874 | 0 | 0 | 144.6411 | -27.1011 | 117.5401 | 1.3047 | 0 | 0.15746 | 1.4622 | 3.5367 | 0.41343 | 0.32838 | 0 | 0 | 1.7905 | 2.874 | 0.62301
codet to al36tint | Glass-Big Box-GasHt-codet to al36tint-NR | 30 | 0.95554 | 4.5 | -0.046101 | 0 | SmComCAC | 0.17 | 0 | 1.0284 | 0 | 0.00069057 |  |  | 3.5367 | 0 | 0 | -0.62653 | 0 | 0 | 3.5367 | -0.62653 | 2.9102 | 0 | 0 | 253.0497 | -44.828 | 208.2217 | 0.74575 | 0 | 0.090003 | 0.83576 | 3.5367 | 0.23631 | 0.1877 | 0 | 0 | 1.0235 | 2.9102 | 0.35169
codet to al36tint | Glass-Small Box-GasHt-codet to al36tint-NR | 30 | 0.47969 | 4.5 | -0.027992 | 0 | SmComCAC | 0.17 | 0 | 0.51627 | 0 | 0.00034668 |  |  | 3.5367 | 0 | 0 | -0.38042 | 0 | 0 | 3.5367 | -0.38042 | 3.1563 | 0 | 0 | 504.0694 | -54.2192 | 449.8503 | 0.37438 | 0 | 0.045183 | 0.41956 | 3.5367 | 0.11863 | 0.094229 | 0 | 0 | 0.51379 | 3.1563 | 0.16278
codet to al36tint | Glass-High End-GasHt-codet to al36tint-NR | 30 | 0.45655 | 4.5 | -0.027992 | 0 | SmComCAC | 0.17 | 0 | 0.49137 | 0 | 0.00032995 |  |  | 3.5367 | 0 | 0 | -0.38042 | 0 | 0 | 3.5367 | -0.38042 | 3.1563 | 0 | 0 | 529.615 | -56.9669 | 472.6481 | 0.35632 | 0 | 0.043003 | 0.39932 | 3.5367 | 0.11291 | 0.089684 | 0 | 0 | 0.48901 | 3.1563 | 0.15493
codet to al36tint | Glass-Anchor-GasHt-codet to al36tint-NR | 30 | 0.95552 | 4.5 | -0.046101 | 0 | SmComCAC | 0.17 | 0 | 1.0284 | 0 | 0.00069056 |  |  | 3.5367 | 0 | 0 | -0.62653 | 0 | 0 | 3.5367 | -0.62653 | 2.9102 | 0 | 0 | 253.053 | -44.8286 | 208.2244 | 0.74574 | 0 | 0.090002 | 0.83575 | 3.5367 | 0.23631 | 0.1877 | 0 | 0 | 1.0234 | 2.9102 | 0.35168
codet to al36tint | Glass-K-12-GasHt-codet to al36tint-NR | 30 | 0.069064 | 4.5 | -0.034538 | 0 | SmComCAC | 0.17 | 0 | 0.07433 | 0 | 4.9913e-05 |  |  | 3.5367 | 0 | 0 | -0.46938 | 0 | 0 | 3.5367 | -0.46938 | 3.0673 | 0 | 0 | 3501.092 | -464.6606 | 3036.4316 | 0.053901 | 0 | 0.0065052 | 0.060406 | 3.5367 | 0.01708 | 0.013567 | 0 | 0 | 0.073973 | 3.0673 | 0.024117
codet to al36tint | Glass-University-GasHt-codet to al36tint-NR | 30 | 1.0569 | 4.5 | -0.083253 | 0 | SmComCAC | 0.17 | 0 | 1.1375 | 0 | 0.00076384 |  |  | 3.5367 | 0 | 0 | -1.1314 | 0 | 0 | 3.5367 | -1.1314 | 2.4053 | 0 | 0 | 228.7763 | -73.1885 | 155.5879 | 0.82488 | 0 | 0.099552 | 0.92443 | 3.5367 | 0.26138 | 0.20762 | 0 | 0 | 1.132 | 2.4053 | 0.47066
codet to al36tint | Glass-Warehouse-GasHt-codet to al36tint-NR | 30 | 0.39269 | 4.5 | -0.010835 | 0 | SmComCAC | 0.17 | 0 | 0.42263 | 0 | 0.0002838 |  |  | 3.5367 | 0 | 0 | -0.14726 | 0 | 0 | 3.5367 | -0.14726 | 3.3894 | 0 | 0 | 615.748 | -25.6381 | 590.1099 | 0.30648 | 0 | 0.036988 | 0.34347 | 3.5367 | 0.097115 | 0.077138 | 0 | 0 | 0.4206 | 3.3894 | 0.12409
codet to al36tint | Glass-Supermarket-GasHt-codet to al36tint-NR | 30 | 1.1149 | 4.5 | -0.046101 | 0 | SmComCAC | 0.17 | 0 | 1.1999 | 0 | 0.00080572 |  |  | 3.5367 | 0 | 0 | -0.62653 | 0 | 0 | 3.5367 | -0.62653 | 2.9102 | 0 | 0 | 216.8841 | -38.4213 | 178.4629 | 0.87011 | 0 | 0.10501 | 0.97512 | 3.5367 | 0.27572 | 0.219 | 0 | 0 | 1.1941 | 2.9102 | 0.41033
codet to al36tint | Glass-MIniMart-GasHt-codet to al36tint-NR | 30 | 0.7415 | 4.5 | -0.046101 | 0 | SmComCAC | 0.17 | 0 | 0.79804 | 0 | 0.00053588 |  |  | 3.5367 | 0 | 0 | -0.62653 | 0 | 0 | 3.5367 | -0.62653 | 2.9102 | 0 | 0 | 326.0937 | -57.7678 | 268.3258 | 0.57871 | 0 | 0.069843 | 0.64855 | 3.5367 | 0.18338 | 0.14566 | 0 | 0 | 0.79421 | 2.9102 | 0.27291
codet to al36tint | Glass-Restaurant-GasHt-codet to al36tint-NR | 30 | 0.98512 | 4.5 | -0.013996 | 0 | SmComCAC | 0.17 | 0 | 1.0602 | 0 | 0.00071195 |  |  | 3.5367 | 0 | 0 | -0.19021 | 0 | 0 | 3.5367 | -0.19021 | 3.3465 | 0 | 0 | 245.4492 | -13.2006 | 232.2486 | 0.76885 | 0 | 0.09279 | 0.86164 | 3.5367 | 0.24363 | 0.19351 | 0 | 0 | 1.0551 | 3.3465 | 0.3153
codet to al36tint | Glass-Lodging-GasHt-codet to al36tint-NR | 30 | 1.0417 | 4.5 | -0.046101 | 0 | SmComCAC | 0.17 | 0 | 1.1212 | 0 | 0.00075287 |  |  | 3.5367 | 0 | 0 | -0.62653 | 0 | 0 | 3.5367 | -0.62653 | 2.9102 | 0 | 0 | 232.111 | -41.1187 | 190.9923 | 0.81303 | 0 | 0.098122 | 0.91115 | 3.5367 | 0.25763 | 0.20463 | 0 | 0 | 1.1158 | 2.9102 | 0.38341
codet to al36tint | Glass-Hospital-GasHt-codet to al36tint-NR | 30 | 1.5833 | 4.5 | -0.097519 | 0 | SmComCAC | 0.17 | 0 | 1.7041 | 0 | 0.0011443 |  |  | 3.5367 | 0 | 0 | -1.3253 | 0 | 0 | 3.5367 | -1.3253 | 2.2114 | 0 | 0 | 152.7148 | -57.2276 | 95.4872 | 1.2357 | 0 | 0.14914 | 1.3849 | 3.5367 | 0.39157 | 0.31102 | 0 | 0 | 1.6959 | 2.2114 | 0.76689
codet to al36tint | Glass-OtherHealth-GasHt-codet to al36tint-NR | 30 | 0.81055 | 4.5 | -0.11197 | 0 | SmComCAC | 0.17 | 0 | 0.87235 | 0 | 0.00058579 |  |  | 3.5367 | 0 | 0 | -1.5217 | 0 | 0 | 3.5367 | -1.5217 | 2.015 | 0 | 0 | 298.3145 | -128.3503 | 169.9642 | 0.6326 | 0 | 0.076346 | 0.70894 | 3.5367 | 0.20045 | 0.15922 | 0 | 0 | 0.86816 | 2.015 | 0.43085
codet to al36tint | Glass-Other-GasHt-codet to al36tint-NR | 30 | 0.51982 | 4.5 | -0.046101 | 0 | SmComCAC | 0.17 | 0 | 0.55945 | 0 | 0.00037567 |  |  | 3.5367 | 0 | 0 | -0.62653 | 0 | 0 | 3.5367 | -0.62653 | 2.9102 | 0 | 0 | 465.1592 | -82.4035 | 382.7558 | 0.40569 | 0 | 0.048962 | 0.45466 | 3.5367 | 0.12855 | 0.10211 | 0 | 0 | 0.55677 | 2.9102 | 0.19132
codet to al45tint | Glass-Large Off-GasHt-codet to al45tint-New | 30 | 1.184 | 0.5 | -0.021671 | 0 | SmComCAC | 0.17 | 0 | 1.2743 | 0 | 0.00085568 |  |  | 0.39296 | 0 | 0 | -0.29452 | 0 | 0 | 0.39296 | -0.29452 | 0.098449 | 0 | 0 | 22.6913 | -17.0064 | 5.6848 | 0.92406 | 0 | 0.11152 | 1.0356 | 0.39296 | 2.6353 | 0.23258 | 0 | 0 | 1.2682 | 0.098449 | 12.8814
codet to al45tint | Glass-Medium Off-GasHt-codet to al45tint-New | 30 | 1.184 | 0.5 | -0.021671 | 0 | SmComCAC | 0.17 | 0 | 1.2743 | 0 | 0.00085568 |  |  | 0.39296 | 0 | 0 | -0.29452 | 0 | 0 | 0.39296 | -0.29452 | 0.098449 | 0 | 0 | 22.6913 | -17.0064 | 5.6848 | 0.92406 | 0 | 0.11152 | 1.0356 | 0.39296 | 2.6353 | 0.23258 | 0 | 0 | 1.2682 | 0.098449 | 12.8814
codet to al45tint | Glass-Small Off-GasHt-codet to al45tint-New | 30 | 1.895 | 0.5 | 0.013544 | 0 | SmComCAC | 0.17 | 0 | 2.0395 | 0 | 0.0013696 |  |  | 0.39296 | 0 | 0 | 0.18407 | 0 | 0 | 0.39296 | 0.18407 | 0.57704 | 0 | 0 | 14.1773 | 6.6409 | 20.8181 | 1.479 | 0 | 0.1785 | 1.6575 | 0.39296 | 4.2179 | 0.37225 | 0 | 0 | 2.0297 | 0.57704 | 3.5175
codet to al45tint | Glass-Big Box-GasHt-codet to al45tint-New | 30 | 2.2948 | 0.5 | -0.02754 | 0 | SmComCAC | 0.17 | 0 | 2.4698 | 0 | 0.0016585 |  |  | 0.39296 | 0 | 0 | -0.37428 | 0 | 0 | 0.39296 | -0.37428 | 0.018685 | 0 | 0 | 11.7073 | -11.1507 | 0.55666 | 1.791 | 0 | 0.21615 | 2.0072 | 0.39296 | 5.1078 | 0.45079 | 0 | 0 | 2.458 | 0.018685 | 131.5499
codet to al45tint | Glass-Small Box-GasHt-codet to al45tint-New | 30 | 0.68404 | 0.5 | 0.010835 | 0 | SmComCAC | 0.17 | 0 | 0.73619 | 0 | 0.00049435 |  |  | 0.39296 | 0 | 0 | 0.14726 | 0 | 0 | 0.39296 | 0.14726 | 0.54022 | 0 | 0 | 39.2764 | 14.7183 | 53.9947 | 0.53386 | 0 | 0.06443 | 0.59829 | 0.39296 | 1.5225 | 0.13437 | 0 | 0 | 0.73266 | 0.54022 | 1.3562
codet to al45tint | Glass-High End-GasHt-codet to al45tint-New | 30 | 0.66303 | 0.5 | 0.010835 | 0 | SmComCAC | 0.17 | 0 | 0.71359 | 0 | 0.00047918 |  |  | 0.39296 | 0 | 0 | 0.14726 | 0 | 0 | 0.39296 | 0.14726 | 0.54022 | 0 | 0 | 40.5205 | 15.1845 | 55.705 | 0.51747 | 0 | 0.062452 | 0.57992 | 0.39296 | 1.4758 | 0.13024 | 0 | 0 | 0.71016 | 0.54022 | 1.3146
codet to al45tint | Glass-Anchor-GasHt-codet to al45tint-New | 30 | 2.286 | 0.5 | -0.02754 | 0 | SmComCAC | 0.17 | 0 | 2.4603 | 0 | 0.0016521 |  |  | 0.39296 | 0 | 0 | -0.37428 | 0 | 0 | 0.39296 | -0.37428 | 0.018685 | 0 | 0 | 11.7524 | -11.1936 | 0.5588 | 1.7841 | 0 | 0.21532 | 1.9995 | 0.39296 | 5.0882 | 0.44906 | 0 | 0 | 2.4485 | 0.018685 | 131.045
codet to al45tint | Glass-K-12-GasHt-codet to al45tint-New | 30 | -0.00825 | 0.5 | 0.004289 | 0 | SmComCAC | 0.17 | 0 | -0.0088791 | 0 | -5.9623e-06 |  |  | 0.39296 | 0 | 0 | 0.05829 | 0 | 0 | 0.39296 | 0.05829 | 0.45125 | 0 | 0 | -3256.5405 | -483.0515 | -3739.5921 | -0.0064388 | 0 | -0.00077708 | -0.0072158 | 0.39296 | -0.018363 | -0.0016206 | 0 | 0 | -0.0088364 | 0.45125 | -0.019582
codet to al45tint | Glass-University-GasHt-codet to al45tint-New | 30 | 0.62605 | 0.5 | -0.0074945 | 0 | SmComCAC | 0.17 | 0 | 0.67379 | 0 | 0.00045245 |  |  | 0.39296 | 0 | 0 | -0.10185 | 0 | 0 | 0.39296 | -0.10185 | 0.29111 | 0 | 0 | 42.9142 | -11.123 | 31.7912 | 0.4886 | 0 | 0.058968 | 0.54757 | 0.39296 | 1.3934 | 0.12298 | 0 | 0 | 0.67055 | 0.29111 | 2.3034
codet to al45tint | Glass-Warehouse-GasHt-codet to al45tint-New | 30 | 3e-05 | 0.5 | -4.5148e-05 | 0 | SmComCAC | 0.17 | 0 | 3.2287e-05 | 0 | 2.1681e-08 |  |  | 0.39296 | 0 | 0 | -0.00061357 | 0 | 0 | 0.39296 | -0.00061357 | 0.39235 | 0 | 0 | 895548.625 | -1398.3066 | 894150.3474 | 2.3414e-05 | 0 | 2.8257e-06 | 2.6239e-05 | 0.39296 | 6.6773e-05 | 5.8931e-06 | 0 | 0 | 3.2132e-05 | 0.39235 | 8.1897e-05
codet to al45tint | Glass-Supermarket-GasHt-codet to al45tint-New | 30 | 0.247 | 0.5 | 0.018962 | 0 | SmComCAC | 0.17 | 0 | 0.26583 | 0 | 0.00017851 |  |  | 0.39296 | 0 | 0 | 0.2577 | 0 | 0 | 0.39296 | 0.2577 | 0.65067 | 0 | 0 | 108.7711 | 71.3306 | 180.1017 | 0.19277 | 0 | 0.023265 | 0.21604 | 0.39296 | 0.54976 | 0.04852 | 0 | 0 | 0.26456 | 0.65067 | 0.40659
codet to al45tint | Glass-MIniMart-GasHt-codet to al45tint-New | 30 | 0.2405 | 0.5 | 0.018962 | 0 | SmComCAC | 0.17 | 0 | 0.25884 | 0 | 0.00017381 |  |  | 0.39296 | 0 | 0 | 0.2577 | 0 | 0 | 0.39296 | 0.2577 | 0.65067 | 0 | 0 | 111.7109 | 73.2585 | 184.9693 | 0.1877 | 0 | 0.022653 | 0.21035 | 0.39296 | 0.5353 | 0.047243 | 0 | 0 | 0.2576 | 0.65067 | 0.3959
codet to al45tint | Glass-Restaurant-GasHt-codet to al45tint-New | 30 | 1.3246 | 0.5 | 0.017156 | 0 | SmComCAC | 0.17 | 0 | 1.4256 | 0 | 0.00095729 |  |  | 0.39296 | 0 | 0 | 0.23316 | 0 | 0 | 0.39296 | 0.23316 | 0.62612 | 0 | 0 | 20.2827 | 12.0344 | 32.317 | 1.0338 | 0 | 0.12477 | 1.1586 | 0.39296 | 2.9482 | 0.2602 | 0 | 0 | 1.4188 | 0.62612 | 2.2659
codet to al45tint | Glass-Lodging-GasHt-codet to al45tint-New | 30 | 0.82618 | 0.5 | 0.0064712 | 0 | SmComCAC | 0.17 | 0 | 0.88918 | 0 | 0.00059709 |  |  | 0.39296 | 0 | 0 | 0.087946 | 0 | 0 | 0.39296 | 0.087946 | 0.48091 | 0 | 0 | 32.5188 | 7.2777 | 39.7965 | 0.6448 | 0 | 0.077819 | 0.72262 | 0.39296 | 1.8389 | 0.16229 | 0 | 0 | 0.88491 | 0.48091 | 1.8401
codet to al45tint | Glass-Hospital-GasHt-codet to al45tint-New | 30 | 1.0236 | 0.5 | -0.016479 | 0 | SmComCAC | 0.17 | 0 | 1.1017 | 0 | 0.00073978 |  |  | 0.39296 | 0 | 0 | -0.22395 | 0 | 0 | 0.39296 | -0.22395 | 0.16901 | 0 | 0 | 26.2464 | -14.9581 | 11.2883 | 0.79889 | 0 | 0.096416 | 0.89531 | 0.39296 | 2.2783 | 0.20108 | 0 | 0 | 1.0964 | 0.16901 | 6.4871
codet to al45tint | Glass-OtherHealth-GasHt-codet to al45tint-New | 30 | 0.92245 | 0.5 | -0.011287 | 0 | SmComCAC | 0.17 | 0 | 0.99279 | 0 | 0.00066666 |  |  | 0.39296 | 0 | 0 | -0.15339 | 0 | 0 | 0.39296 | -0.15339 | 0.23957 | 0 | 0 | 29.1251 | -11.369 | 17.7561 | 0.71993 | 0 | 0.086887 | 0.80682 | 0.39296 | 2.0532 | 0.1812 | 0 | 0 | 0.98802 | 0.23957 | 4.1241
codet to al45tint | Glass-Other-GasHt-codet to al45tint-New | 30 | 0.56528 | 0.5 | 0.0064712 | 0 | SmComCAC | 0.17 | 0 | 0.60839 | 0 | 0.00040853 |  |  | 0.39296 | 0 | 0 | 0.087946 | 0 | 0 | 0.39296 | 0.087946 | 0.48091 | 0 | 0 | 47.5274 | 10.6366 | 58.1641 | 0.44118 | 0 | 0.053245 | 0.49442 | 0.39296 | 1.2582 | 0.11104 | 0 | 0 | 0.60547 | 0.48091 | 1.259
codet to al40tint | Glass-Large Off-GasHt-codet to al40tint-New | 30 | 1.111 | 1.5 | -0.052823 | 0 | SmComCAC | 0.17 | 0 | 1.1957 | 0 | 0.00080292 |  |  | 1.1789 | 0 | 0 | -0.71788 | 0 | 0 | 1.1789 | -0.71788 | 0.46101 | 0 | 0 | 72.5467 | -44.1769 | 28.3698 | 0.86709 | 0 | 0.10465 | 0.97173 | 1.1789 | 0.82427 | 0.21824 | 0 | 0 | 1.19 | 0.46101 | 2.5812
codet to al40tint | Glass-Medium Off-GasHt-codet to al40tint-New | 30 | 1.111 | 1.5 | -0.052823 | 0 | SmComCAC | 0.17 | 0 | 1.1957 | 0 | 0.00080292 |  |  | 1.1789 | 0 | 0 | -0.71788 | 0 | 0 | 1.1789 | -0.71788 | 0.46101 | 0 | 0 | 72.5467 | -44.1769 | 28.3698 | 0.86709 | 0 | 0.10465 | 0.97173 | 1.1789 | 0.82427 | 0.21824 | 0 | 0 | 1.19 | 0.46101 | 2.5812
codet to al40tint | Glass-Small Off-GasHt-codet to al40tint-New | 30 | 1.7434 | 1.5 | -0.014447 | 0 | SmComCAC | 0.17 | 0 | 1.8763 | 0 | 0.0012599 |  |  | 1.1789 | 0 | 0 | -0.19634 | 0 | 0 | 1.1789 | -0.19634 | 0.98255 | 0 | 0 | 46.2322 | -7.6999 | 38.5323 | 1.3606 | 0 | 0.16421 | 1.5248 | 1.1789 | 1.2934 | 0.34246 | 0 | 0 | 1.8673 | 0.98255 | 1.9004
codet to al40tint | Glass-Big Box-GasHt-codet to al40tint-New | 30 | 2.3762 | 1.5 | -0.046051 | 0 | SmComCAC | 0.17 | 0 | 2.5573 | 0 | 0.0017173 |  |  | 1.1789 | 0 | 0 | -0.62585 | 0 | 0 | 1.1789 | -0.62585 | 0.55305 | 0 | 0 | 33.92 | -18.0073 | 15.9127 | 1.8545 | 0 | 0.22381 | 2.0783 | 1.1789 | 1.7629 | 0.46676 | 0 | 0 | 2.5451 | 0.55305 | 4.6019
codet to al40tint | Glass-Small Box-GasHt-codet to al40tint-New | 30 | 0.58139 | 1.5 | -0.012641 | 0 | SmComCAC | 0.17 | 0 | 0.62572 | 0 | 0.00042017 |  |  | 1.1789 | 0 | 0 | -0.1718 | 0 | 0 | 1.1789 | -0.1718 | 1.0071 | 0 | 0 | 138.6332 | -20.2031 | 118.4301 | 0.45375 | 0 | 0.054761 | 0.50851 | 1.1789 | 0.43134 | 0.1142 | 0 | 0 | 0.62271 | 1.0071 | 0.61833
codet to al40tint | Glass-High End-GasHt-codet to al40tint-New | 30 | 0.56354 | 1.5 | -0.012641 | 0 | SmComCAC | 0.17 | 0 | 0.6065 | 0 | 0.00040727 |  |  | 1.1789 | 0 | 0 | -0.1718 | 0 | 0 | 1.1789 | -0.1718 | 1.0071 | 0 | 0 | 143.0246 | -20.843 | 122.1816 | 0.43981 | 0 | 0.05308 | 0.49289 | 1.1789 | 0.4181 | 0.1107 | 0 | 0 | 0.60359 | 1.0071 | 0.59934
codet to al40tint | Glass-Anchor-GasHt-codet to al40tint-New | 30 | 2.367 | 1.5 | -0.046051 | 0 | SmComCAC | 0.17 | 0 | 2.5475 | 0 | 0.0017107 |  |  | 1.1789 | 0 | 0 | -0.62585 | 0 | 0 | 1.1789 | -0.62585 | 0.55305 | 0 | 0 | 34.0507 | -18.0766 | 15.974 | 1.8474 | 0 | 0.22295 | 2.0703 | 1.1789 | 1.7562 | 0.46497 | 0 | 0 | 2.5353 | 0.55305 | 4.5842
codet to al40tint | Glass-K-12-GasHt-codet to al40tint-New | 30 | 0.040875 | 1.5 | -0.012641 | 0 | SmComCAC | 0.17 | 0 | 0.043992 | 0 | 2.9541e-05 |  |  | 1.1789 | 0 | 0 | -0.1718 | 0 | 0 | 1.1789 | -0.1718 | 1.0071 | 0 | 0 | 1971.8502 | -287.3585 | 1684.4918 | 0.031901 | 0 | 0.0038501 | 0.035751 | 1.1789 | 0.030326 | 0.0080293 | 0 | 0 | 0.04378 | 1.0071 | 0.043472
codet to al40tint | Glass-University-GasHt-codet to al40tint-New | 30 | 0.68172 | 1.5 | -0.040272 | 0 | SmComCAC | 0.17 | 0 | 0.7337 | 0 | 0.00049268 |  |  | 1.1789 | 0 | 0 | -0.54731 | 0 | 0 | 1.1789 | -0.54731 | 0.63159 | 0 | 0 | 118.2294 | -54.8886 | 63.3408 | 0.53205 | 0 | 0.064212 | 0.59626 | 1.1789 | 0.50578 | 0.13391 | 0 | 0 | 0.73018 | 0.63159 | 1.1561
codet to al40tint | Glass-Warehouse-GasHt-codet to al40tint-New | 30 | 3e-05 | 1.5 | -4.5148e-05 | 0 | SmComCAC | 0.17 | 0 | 3.2287e-05 | 0 | 2.1681e-08 |  |  | 1.1789 | 0 | 0 | -0.00061357 | 0 | 0 | 1.1789 | -0.00061357 | 1.1783 | 0 | 0 | 2686646 | -1398.3066 | 2685247.6555 | 2.3414e-05 | 0 | 2.8257e-06 | 2.6239e-05 | 1.1789 | 2.2258e-05 | 5.8931e-06 | 0 | 0 | 3.2132e-05 | 1.1783 | 2.7271e-05
codet to al40tint | Glass-Supermarket-GasHt-codet to al40tint-New | 30 | 0.532 | 1.5 | -4.5148e-05 | 0 | SmComCAC | 0.17 | 0 | 0.57256 | 0 | 0.00038448 |  |  | 1.1789 | 0 | 0 | -0.00061357 | 0 | 0 | 1.1789 | -0.00061357 | 1.1783 | 0 | 0 | 151.5026 | -0.078852 | 151.4237 | 0.4152 | 0 | 0.05011 | 0.46531 | 1.1789 | 0.3947 | 0.1045 | 0 | 0 | 0.56982 | 1.1783 | 0.4836
codet to al40tint | Glass-MIniMart-GasHt-codet to al40tint-New | 30 | 0.518 | 1.5 | -4.5148e-05 | 0 | SmComCAC | 0.17 | 0 | 0.5575 | 0 | 0.00037436 |  |  | 1.1789 | 0 | 0 | -0.00061357 | 0 | 0 | 1.1789 | -0.00061357 | 1.1783 | 0 | 0 | 155.5973 | -0.080983 | 155.5163 | 0.40428 | 0 | 0.048791 | 0.45307 | 1.1789 | 0.38432 | 0.10175 | 0 | 0 | 0.55482 | 1.1783 | 0.47087
codet to al40tint | Glass-Restaurant-GasHt-codet to al40tint-New | 30 | 1.3246 | 1.5 | -0.0031603 | 0 | SmComCAC | 0.17 | 0 | 1.4256 | 0 | 0.00095729 |  |  | 1.1789 | 0 | 0 | -0.04295 | 0 | 0 | 1.1789 | -0.04295 | 1.1359 | 0 | 0 | 60.8481 | -2.2169 | 58.6312 | 1.0338 | 0 | 0.12477 | 1.1586 | 1.1789 | 0.98275 | 0.2602 | 0 | 0 | 1.4188 | 1.1359 | 1.249
codet to al40tint | Glass-Lodging-GasHt-codet to al40tint-New | 30 | 0.84328 | 1.5 | -0.017081 | 0 | SmComCAC | 0.17 | 0 | 0.90758 | 0 | 0.00060944 |  |  | 1.1789 | 0 | 0 | -0.23214 | 0 | 0 | 1.1789 | -0.23214 | 0.94676 | 0 | 0 | 95.5781 | -18.8202 | 76.7578 | 0.65815 | 0 | 0.07943 | 0.73758 | 1.1789 | 0.62565 | 0.16565 | 0 | 0 | 0.90323 | 0.94676 | 0.95402
codet to al40tint | Glass-Hospital-GasHt-codet to al40tint-New | 30 | 1.073 | 1.5 | -0.048985 | 0 | SmComCAC | 0.17 | 0 | 1.1548 | 0 | 0.00077548 |  |  | 1.1789 | 0 | 0 | -0.66573 | 0 | 0 | 1.1789 | -0.66573 | 0.51317 | 0 | 0 | 75.1142 | -42.4174 | 32.6968 | 0.83745 | 0 | 0.10107 | 0.93852 | 1.1789 | 0.7961 | 0.21078 | 0 | 0 | 1.1493 | 0.51317 | 2.2396
codet to al40tint | Glass-OtherHealth-GasHt-codet to al40tint-New | 30 | 1.0906 | 1.5 | -0.045148 | 0 | SmComCAC | 0.17 | 0 | 1.1738 | 0 | 0.00078818 |  |  | 1.1789 | 0 | 0 | -0.61357 | 0 | 0 | 1.1789 | -0.61357 | 0.56532 | 0 | 0 | 73.9037 | -38.4643 | 35.4394 | 0.85117 | 0 | 0.10272 | 0.95389 | 1.1789 | 0.80914 | 0.21423 | 0 | 0 | 1.1681 | 0.56532 | 2.0663
codet to al40tint | Glass-Other-GasHt-codet to al40tint-New | 30 | 0.57698 | 1.5 | -0.017081 | 0 | SmComCAC | 0.17 | 0 | 0.62098 | 0 | 0.00041699 |  |  | 1.1789 | 0 | 0 | -0.23214 | 0 | 0 | 1.1789 | -0.23214 | 0.94676 | 0 | 0 | 139.691 | -27.5065 | 112.1845 | 0.45031 | 0 | 0.054347 | 0.50466 | 1.1789 | 0.42808 | 0.11334 | 0 | 0 | 0.618 | 0.94676 | 0.65275
codet to al36tint | Glass-Large Off-GasHt-codet to al36tint-New | 30 | 1.108 | 4.5 | -0.080815 | 0 | SmComCAC | 0.17 | 0 | 1.1925 | 0 | 0.00080076 |  |  | 3.5367 | 0 | 0 | -1.0983 | 0 | 0 | 3.5367 | -1.0983 | 2.4384 | 0 | 0 | 218.2294 | -67.7699 | 150.4594 | 0.86474 | 0 | 0.10436 | 0.96911 | 3.5367 | 0.27402 | 0.21765 | 0 | 0 | 1.1868 | 2.4384 | 0.4867
codet to al36tint | Glass-Medium Off-GasHt-codet to al36tint-New | 30 | 1.108 | 4.5 | -0.080815 | 0 | SmComCAC | 0.17 | 0 | 1.1925 | 0 | 0.00080076 |  |  | 3.5367 | 0 | 0 | -1.0983 | 0 | 0 | 3.5367 | -1.0983 | 2.4384 | 0 | 0 | 218.2294 | -67.7699 | 150.4594 | 0.86474 | 0 | 0.10436 | 0.96911 | 3.5367 | 0.27402 | 0.21765 | 0 | 0 | 1.1868 | 2.4384 | 0.4867
codet to al36tint | Glass-Small Off-GasHt-codet to al36tint-New | 30 | 1.6675 | 4.5 | -0.038827 | 0 | SmComCAC | 0.17 | 0 | 1.7947 | 0 | 0.0012051 |  |  | 3.5367 | 0 | 0 | -0.52767 | 0 | 0 | 3.5367 | -0.52767 | 3.009 | 0 | 0 | 145.0046 | -21.6347 | 123.3699 | 1.3014 | 0 | 0.15707 | 1.4585 | 3.5367 | 0.41239 | 0.32756 | 0 | 0 | 1.7861 | 3.009 | 0.59357
codet to al36tint | Glass-Big Box-GasHt-codet to al36tint-New | 30 | 2.4566 | 4.5 | -0.061401 | 0 | SmComCAC | 0.17 | 0 | 2.6439 | 0 | 0.0017754 |  |  | 3.5367 | 0 | 0 | -0.83446 | 0 | 0 | 3.5367 | -0.83446 | 2.7022 | 0 | 0 | 98.4284 | -23.2236 | 75.2048 | 1.9173 | 0 | 0.23139 | 2.1486 | 3.5367 | 0.60753 | 0.48256 | 0 | 0 | 2.6312 | 2.7022 | 0.97372
codet to al36tint | Glass-Small Box-GasHt-codet to al36tint-New | 30 | 0.51325 | 4.5 | -0.031603 | 0 | SmComCAC | 0.17 | 0 | 0.55238 | 0 | 0.00037093 |  |  | 3.5367 | 0 | 0 | -0.4295 | 0 | 0 | 3.5367 | -0.4295 | 3.1072 | 0 | 0 | 471.1138 | -57.213 | 413.9008 | 0.40057 | 0 | 0.048343 | 0.44891 | 3.5367 | 0.12693 | 0.10082 | 0 | 0 | 0.54973 | 3.1072 | 0.17692
codet to al36tint | Glass-High End-GasHt-codet to al36tint-New | 30 | 0.49749 | 4.5 | -0.031603 | 0 | SmComCAC | 0.17 | 0 | 0.53542 | 0 | 0.00035954 |  |  | 3.5367 | 0 | 0 | -0.4295 | 0 | 0 | 3.5367 | -0.4295 | 3.1072 | 0 | 0 | 486.037 | -59.0253 | 427.0117 | 0.38827 | 0 | 0.046859 | 0.43513 | 3.5367 | 0.12303 | 0.097725 | 0 | 0 | 0.53285 | 3.1072 | 0.17149
codet to al36tint | Glass-Anchor-GasHt-codet to al36tint-New | 30 | 2.4472 | 4.5 | -0.061401 | 0 | SmComCAC | 0.17 | 0 | 2.6338 | 0 | 0.0017686 |  |  | 3.5367 | 0 | 0 | -0.83446 | 0 | 0 | 3.5367 | -0.83446 | 2.7022 | 0 | 0 | 98.8077 | -23.3131 | 75.4945 | 1.9099 | 0 | 0.2305 | 2.1404 | 3.5367 | 0.6052 | 0.48071 | 0 | 0 | 2.6211 | 2.7022 | 0.96998
codet to al36tint | Glass-K-12-GasHt-codet to al36tint-New | 30 | 0.0735 | 4.5 | -0.026637 | 0 | SmComCAC | 0.17 | 0 | 0.079104 | 0 | 5.3119e-05 |  |  | 3.5367 | 0 | 0 | -0.36201 | 0 | 0 | 3.5367 | -0.36201 | 3.1747 | 0 | 0 | 3289.7705 | -336.7351 | 2953.0355 | 0.057363 | 0 | 0.006923 | 0.064287 | 3.5367 | 0.018177 | 0.014438 | 0 | 0 | 0.078725 | 3.1747 | 0.024798
codet to al36tint | Glass-University-GasHt-codet to al36tint-New | 30 | 0.74138 | 4.5 | -0.068083 | 0 | SmComCAC | 0.17 | 0 | 0.79791 | 0 | 0.0005358 |  |  | 3.5367 | 0 | 0 | -0.92527 | 0 | 0 | 3.5367 | -0.92527 | 2.6114 | 0 | 0 | 326.146 | -85.3266 | 240.8195 | 0.57861 | 0 | 0.069831 | 0.64845 | 3.5367 | 0.18335 | 0.14563 | 0 | 0 | 0.79408 | 2.6114 | 0.30408
codet to al36tint | Glass-Warehouse-GasHt-codet to al36tint-New | 30 | 3e-05 | 4.5 | -4.5148e-05 | 0 | SmComCAC | 0.17 | 0 | 3.2287e-05 | 0 | 2.1681e-08 |  |  | 3.5367 | 0 | 0 | -0.00061357 | 0 | 0 | 3.5367 | -0.00061357 | 3.5361 | 0 | 0 | 8059938 | -1398.3066 | 8058539.5797 | 2.3414e-05 | 0 | 2.8257e-06 | 2.6239e-05 | 3.5367 | 7.4192e-06 | 5.8931e-06 | 0 | 0 | 3.2132e-05 | 3.5361 | 9.0871e-06
codet to al36tint | Glass-Supermarket-GasHt-codet to al36tint-New | 30 | 0.81605 | 4.5 | -0.01535 | 0 | SmComCAC | 0.17 | 0 | 0.87827 | 0 | 0.00058976 |  |  | 3.5367 | 0 | 0 | -0.20862 | 0 | 0 | 3.5367 | -0.20862 | 3.3281 | 0 | 0 | 296.3031 | -17.4778 | 278.8253 | 0.63689 | 0 | 0.076865 | 0.71376 | 3.5367 | 0.20182 | 0.1603 | 0 | 0 | 0.87406 | 3.3281 | 0.26263
codet to al36tint | Glass-MIniMart-GasHt-codet to al36tint-New | 30 | 0.79458 | 4.5 | -0.01535 | 0 | SmComCAC | 0.17 | 0 | 0.85516 | 0 | 0.00057424 |  |  | 3.5367 | 0 | 0 | -0.20862 | 0 | 0 | 3.5367 | -0.20862 | 3.3281 | 0 | 0 | 304.3113 | -17.9501 | 286.3611 | 0.62013 | 0 | 0.074842 | 0.69497 | 3.5367 | 0.1965 | 0.15608 | 0 | 0 | 0.85106 | 3.3281 | 0.25572
codet to al36tint | Glass-Restaurant-GasHt-codet to al36tint-New | 30 | 1.3857 | 4.5 | -0.018962 | 0 | SmComCAC | 0.17 | 0 | 1.4913 | 0 | 0.0010014 |  |  | 3.5367 | 0 | 0 | -0.2577 | 0 | 0 | 3.5367 | -0.2577 | 3.279 | 0 | 0 | 174.5016 | -12.7151 | 161.7865 | 1.0814 | 0 | 0.13052 | 1.212 | 3.5367 | 0.34268 | 0.27219 | 0 | 0 | 1.4841 | 3.279 | 0.45262
codet to al36tint | Glass-Lodging-GasHt-codet to al36tint-New | 30 | 0.87804 | 4.5 | -0.036946 | 0 | SmComCAC | 0.17 | 0 | 0.94499 | 0 | 0.00063456 |  |  | 3.5367 | 0 | 0 | -0.50211 | 0 | 0 | 3.5367 | -0.50211 | 3.0346 | 0 | 0 | 275.3847 | -39.0968 | 236.288 | 0.68527 | 0 | 0.082703 | 0.76797 | 3.5367 | 0.21714 | 0.17248 | 0 | 0 | 0.94045 | 3.0346 | 0.30991
codet to al36tint | Glass-Hospital-GasHt-codet to al36tint-New | 30 | 1.1409 | 4.5 | -0.076526 | 0 | SmComCAC | 0.17 | 0 | 1.2279 | 0 | 0.00082457 |  |  | 3.5367 | 0 | 0 | -1.04 | 0 | 0 | 3.5367 | -1.04 | 2.4967 | 0 | 0 | 211.927 | -62.3199 | 149.6071 | 0.89046 | 0 | 0.10747 | 0.99793 | 3.5367 | 0.28217 | 0.22412 | 0 | 0 | 1.2221 | 2.4967 | 0.48947
codet to al36tint | Glass-OtherHealth-GasHt-codet to al36tint-New | 30 | 1.2293 | 4.5 | -0.072237 | 0 | SmComCAC | 0.17 | 0 | 1.323 | 0 | 0.00088842 |  |  | 3.5367 | 0 | 0 | -0.98172 | 0 | 0 | 3.5367 | -0.98172 | 2.555 | 0 | 0 | 196.6958 | -54.5991 | 142.0967 | 0.95941 | 0 | 0.11579 | 1.0752 | 3.5367 | 0.30401 | 0.24148 | 0 | 0 | 1.3167 | 2.555 | 0.51534
codet to al36tint | Glass-Other-GasHt-codet to al36tint-New | 30 | 0.60076 | 4.5 | -0.036946 | 0 | SmComCAC | 0.17 | 0 | 0.64657 | 0 | 0.00043417 |  |  | 3.5367 | 0 | 0 | -0.50211 | 0 | 0 | 3.5367 | -0.50211 | 3.0346 | 0 | 0 | 402.4854 | -57.1414 | 345.344 | 0.46887 | 0 | 0.056587 | 0.52546 | 3.5367 | 0.14857 | 0.11801 | 0 | 0 | 0.64347 | 3.0346 | 0.21204
codet to al45tint | Glass-Large Off-HtPmpHt-codet to al45tint-NR | 30 | 2.3841 | 0.5 | 0 | 0 | ExCOMM | 0.47693 | 0.46383 | 2.5659 | 0.00028487 | 0.00061416 |  |  | 0.39296 | 0 | 0 | 0 | 0 | 0 | 0.39296 | 0 | 0.39296 | 0 | 0 | 11.2691 | 0 | 11.2691 | 1.3223 | 0.011614 | 0.14691 | 1.4788 | 0.39296 | 3.7632 | 0.16693 | 0 | 0 | 1.6457 | 0.39296 | 4.188
codet to al45tint | Glass-Medium Off-HtPmpHt-codet to al45tint-NR | 30 | 2.1633 | 0.5 | 0 | 0 | ExCOMM | 0.47693 | 0.46383 | 2.3282 | 0.00025848 | 0.00055727 |  |  | 0.39296 | 0 | 0 | 0 | 0 | 0 | 0.39296 | 0 | 0.39296 | 0 | 0 | 12.4194 | 0 | 12.4194 | 1.1999 | 0.010539 | 0.1333 | 1.3418 | 0.39296 | 3.4146 | 0.15147 | 0 | 0 | 1.4933 | 0.39296 | 3.8001
codet to al45tint | Glass-Small Off-HtPmpHt-codet to al45tint-NR | 30 | 1.6145 | 0.5 | 0 | 0 | ExCOMM | 0.47693 | 0.46383 | 1.7376 | 0.00019291 | 0.00041591 |  |  | 0.39296 | 0 | 0 | 0 | 0 | 0 | 0.39296 | 0 | 0.39296 | 0 | 0 | 16.6407 | 0 | 16.6407 | 0.89549 | 0.0078651 | 0.099487 | 1.0014 | 0.39296 | 2.5484 | 0.11305 | 0 | 0 | 1.1145 | 0.39296 | 2.8361
codet to al45tint | Glass-Big Box-HtPmpHt-codet to al45tint-NR | 30 | 0.91168 | 0.5 | 0 | 0 | ExCOMM | 0.47693 | 0.46383 | 0.9812 | 0.00010893 | 0.00023486 |  |  | 0.39296 | 0 | 0 | 0 | 0 | 0 | 0.39296 | 0 | 0.39296 | 0 | 0 | 29.4692 | 0 | 29.4692 | 0.50566 | 0.0044413 | 0.056178 | 0.56549 | 0.39296 | 1.439 | 0.063835 | 0 | 0 | 0.62933 | 0.39296 | 1.6015
codet to al45tint | Glass-Small Box-HtPmpHt-codet to al45tint-NR | 30 | 0.18652 | 0.5 | 0 | 0 | ExCOMM | 0.47693 | 0.46383 | 0.20074 | 2.2286e-05 | 4.8048e-05 |  |  | 0.39296 | 0 | 0 | 0 | 0 | 0 | 0.39296 | 0 | 0.39296 | 0 | 0 | 144.0428 | 0 | 144.0428 | 0.10345 | 0.00090863 | 0.011493 | 0.11569 | 0.39296 | 0.29441 | 0.01306 | 0 | 0 | 0.12875 | 0.39296 | 0.32764
codet to al45tint | Glass-High End-HtPmpHt-codet to al45tint-NR | 30 | 0.16395 | 0.5 | 0 | 0 | ExCOMM | 0.47693 | 0.46383 | 0.17645 | 1.959e-05 | 4.2235e-05 |  |  | 0.39296 | 0 | 0 | 0 | 0 | 0 | 0.39296 | 0 | 0.39296 | 0 | 0 | 163.8704 | 0 | 163.8704 | 0.090935 | 0.00079869 | 0.010103 | 0.10169 | 0.39296 | 0.25879 | 0.01148 | 0 | 0 | 0.11317 | 0.39296 | 0.288
codet to al45tint | Glass-Anchor-HtPmpHt-codet to al45tint-NR | 30 | 0.91167 | 0.5 | 0 | 0 | ExCOMM | 0.47693 | 0.46383 | 0.98118 | 0.00010893 | 0.00023485 |  |  | 0.39296 | 0 | 0 | 0 | 0 | 0 | 0.39296 | 0 | 0.39296 | 0 | 0 | 29.4696 | 0 | 29.4696 | 0.50566 | 0.0044412 | 0.056178 | 0.56549 | 0.39296 | 1.439 | 0.063834 | 0 | 0 | 0.62932 | 0.39296 | 1.6015
codet to al45tint | Glass-K-12-HtPmpHt-codet to al45tint-NR | 30 | 0.10647 | 0.5 | 0 | 0 | ExCOMM | 0.47693 | 0.46383 | 0.11459 | 1.2722e-05 | 2.7428e-05 |  |  | 0.39296 | 0 | 0 | 0 | 0 | 0 | 0.39296 | 0 | 0.39296 | 0 | 0 | 252.3333 | 0 | 252.3333 | 0.059055 | 0.00051868 | 0.0065609 | 0.066042 | 0.39296 | 0.16806 | 0.0074551 | 0 | 0 | 0.073497 | 0.39296 | 0.18703
codet to al45tint | Glass-University-HtPmpHt-codet to al45tint-NR | 30 | 1.3155 | 0.5 | 0 | 0 | ExCOMM | 0.47693 | 0.46383 | 1.4158 | 0.00015719 | 0.00033889 |  |  | 0.39296 | 0 | 0 | 0 | 0 | 0 | 0.39296 | 0 | 0.39296 | 0 | 0 | 20.4225 | 0 | 20.4225 | 0.72966 | 0.0064087 | 0.081064 | 0.81599 | 0.39296 | 2.0765 | 0.092113 | 0 | 0 | 0.90811 | 0.39296 | 2.3109
codet to al45tint | Glass-Warehouse-HtPmpHt-codet to al45tint-NR | 30 | 0.30447 | 0.5 | 0 | 0 | ExCOMM | 0.47693 | 0.46383 | 0.32769 | 3.638e-05 | 7.8435e-05 |  |  | 0.39296 | 0 | 0 | 0 | 0 | 0 | 0.39296 | 0 | 0.39296 | 0 | 0 | 88.239 | 0 | 88.239 | 0.16888 | 0.0014833 | 0.018762 | 0.18886 | 0.39296 | 0.4806 | 0.021319 | 0 | 0 | 0.21018 | 0.39296 | 0.53485
codet to al45tint | Glass-Supermarket-HtPmpHt-codet to al45tint-NR | 30 | 1.0707 | 0.5 | 0 | 0 | ExCOMM | 0.47693 | 0.46383 | 1.1523 | 0.00012793 | 0.00027581 |  |  | 0.39296 | 0 | 0 | 0 | 0 | 0 | 0.39296 | 0 | 0.39296 | 0 | 0 | 25.0935 | 0 | 25.0935 | 0.59384 | 0.0052158 | 0.065974 | 0.6641 | 0.39296 | 1.69 | 0.074967 | 0 | 0 | 0.73907 | 0.39296 | 1.8807
codet to al45tint | Glass-MIniMart-HtPmpHt-codet to al45tint-NR | 30 | 0.69813 | 0.5 | 0 | 0 | ExCOMM | 0.47693 | 0.46383 | 0.75136 | 8.3417e-05 | 0.00017984 |  |  | 0.39296 | 0 | 0 | 0 | 0 | 0 | 0.39296 | 0 | 0.39296 | 0 | 0 | 38.4835 | 0 | 38.4835 | 0.38722 | 0.003401 | 0.043019 | 0.43303 | 0.39296 | 1.102 | 0.048883 | 0 | 0 | 0.48192 | 0.39296 | 1.2264
codet to al45tint | Glass-Restaurant-HtPmpHt-codet to al45tint-NR | 30 | 0.59825 | 0.5 | 0 | 0 | ExCOMM | 0.47693 | 0.46383 | 0.64387 | 7.1483e-05 | 0.00015411 |  |  | 0.39296 | 0 | 0 | 0 | 0 | 0 | 0.39296 | 0 | 0.39296 | 0 | 0 | 44.908 | 0 | 44.908 | 0.33182 | 0.0029144 | 0.036865 | 0.37108 | 0.39296 | 0.94432 | 0.041889 | 0 | 0 | 0.41297 | 0.39296 | 1.0509
codet to al45tint | Glass-Lodging-HtPmpHt-codet to al45tint-NR | 30 | 0.99768 | 0.5 | 0 | 0 | ExCOMM | 0.47693 | 0.46383 | 1.0738 | 0.00011921 | 0.00025701 |  |  | 0.39296 | 0 | 0 | 0 | 0 | 0 | 0.39296 | 0 | 0.39296 | 0 | 0 | 26.9288 | 0 | 26.9288 | 0.55337 | 0.0048603 | 0.061478 | 0.61884 | 0.39296 | 1.5748 | 0.069857 | 0 | 0 | 0.6887 | 0.39296 | 1.7526
codet to al45tint | Glass-Hospital-HtPmpHt-codet to al45tint-NR | 30 | 2.1078 | 0.5 | 0 | 0 | ExCOMM | 0.47693 | 0.46383 | 2.2685 | 0.00025185 | 0.00054297 |  |  | 0.39296 | 0 | 0 | 0 | 0 | 0 | 0.39296 | 0 | 0.39296 | 0 | 0 | 12.7464 | 0 | 12.7464 | 1.1691 | 0.010268 | 0.12988 | 1.3074 | 0.39296 | 3.327 | 0.14758 | 0 | 0 | 1.455 | 0.39296 | 3.7026
codet to al45tint | Glass-OtherHealth-HtPmpHt-codet to al45tint-NR | 30 | 1.7336 | 0.5 | 0 | 0 | ExCOMM | 0.47693 | 0.46383 | 1.8658 | 0.00020715 | 0.0004466 |  |  | 0.39296 | 0 | 0 | 0 | 0 | 0 | 0.39296 | 0 | 0.39296 | 0 | 0 | 15.4971 | 0 | 15.4971 | 0.96157 | 0.0084455 | 0.10683 | 1.0753 | 0.39296 | 2.7365 | 0.12139 | 0 | 0 | 1.1967 | 0.39296 | 3.0454
codet to al45tint | Glass-Other-HtPmpHt-codet to al45tint-NR | 30 | 0.47695 | 0.5 | 0 | 0 | ExCOMM | 0.47693 | 0.46383 | 0.51332 | 5.6989e-05 | 0.00012287 |  |  | 0.39296 | 0 | 0 | 0 | 0 | 0 | 0.39296 | 0 | 0.39296 | 0 | 0 | 56.3294 | 0 | 56.3294 | 0.26454 | 0.0023235 | 0.02939 | 0.29584 | 0.39296 | 0.75285 | 0.033396 | 0 | 0 | 0.32924 | 0.39296 | 0.83783
codet to al40tint | Glass-Large Off-HtPmpHt-codet to al40tint-NR | 30 | 3.4048 | 1.5 | 0 | 0 | ExCOMM | 0.47693 | 0.46383 | 3.6645 | 0.00040683 | 0.00087711 |  |  | 1.1789 | 0 | 0 | 0 | 0 | 0 | 1.1789 | 0 | 1.1789 | 0 | 0 | 23.672 | 0 | 23.672 | 1.8885 | 0.016587 | 0.20981 | 2.1119 | 1.1789 | 1.7915 | 0.2384 | 0 | 0 | 2.3503 | 1.1789 | 1.9937
codet to al40tint | Glass-Medium Off-HtPmpHt-codet to al40tint-NR | 30 | 3.1678 | 1.5 | 0 | 0 | ExCOMM | 0.47693 | 0.46383 | 3.4094 | 0.00037851 | 0.00081605 |  |  | 1.1789 | 0 | 0 | 0 | 0 | 0 | 1.1789 | 0 | 1.1789 | 0 | 0 | 25.4433 | 0 | 25.4433 | 1.757 | 0.015432 | 0.1952 | 1.9649 | 1.1789 | 1.6667 | 0.22181 | 0 | 0 | 2.1867 | 1.1789 | 1.8549
codet to al40tint | Glass-Small Off-HtPmpHt-codet to al40tint-NR | 30 | 2.3131 | 1.5 | 0 | 0 | ExCOMM | 0.47693 | 0.46383 | 2.4894 | 0.00027638 | 0.00059586 |  |  | 1.1789 | 0 | 0 | 0 | 0 | 0 | 1.1789 | 0 | 1.1789 | 0 | 0 | 34.8454 | 0 | 34.8454 | 1.2829 | 0.011268 | 0.14253 | 1.4347 | 1.1789 | 1.217 | 0.16196 | 0 | 0 | 1.5967 | 1.1789 | 1.3544
codet to al40tint | Glass-Big Box-HtPmpHt-codet to al40tint-NR | 30 | 1.5645 | 1.5 | 0 | 0 | ExCOMM | 0.47693 | 0.46383 | 1.6838 | 0.00018694 | 0.00040304 |  |  | 1.1789 | 0 | 0 | 0 | 0 | 0 | 1.1789 | 0 | 1.1789 | 0 | 0 | 51.5164 | 0 | 51.5164 | 0.86777 | 0.0076217 | 0.096408 | 0.97045 | 1.1789 | 0.82318 | 0.10955 | 0 | 0 | 1.08 | 1.1789 | 0.91611
codet to al40tint | Glass-Small Box-HtPmpHt-codet to al40tint-NR | 30 | 0.81786 | 1.5 | 0 | 0 | ExCOMM | 0.47693 | 0.46383 | 0.88022 | 9.7722e-05 | 0.00021069 |  |  | 1.1789 | 0 | 0 | 0 | 0 | 0 | 1.1789 | 0 | 1.1789 | 0 | 0 | 98.5496 | 0 | 98.5496 | 0.45363 | 0.0039842 | 0.050397 | 0.5073 | 1.1789 | 0.43032 | 0.057266 | 0 | 0 | 0.56456 | 1.1789 | 0.47889
codet to al40tint | Glass-High End-HtPmpHt-codet to al40tint-NR | 30 | 0.79141 | 1.5 | 0 | 0 | ExCOMM | 0.47693 | 0.46383 | 0.85176 | 9.4563e-05 | 0.00020387 |  |  | 1.1789 | 0 | 0 | 0 | 0 | 0 | 1.1789 | 0 | 1.1789 | 0 | 0 | 101.8423 | 0 | 101.8423 | 0.43896 | 0.0038554 | 0.048767 | 0.49089 | 1.1789 | 0.4164 | 0.055414 | 0 | 0 | 0.54631 | 1.1789 | 0.46341
codet to al40tint | Glass-Anchor-HtPmpHt-codet to al40tint-NR | 30 | 1.5645 | 1.5 | 0 | 0 | ExCOMM | 0.47693 | 0.46383 | 1.6838 | 0.00018694 | 0.00040303 |  |  | 1.1789 | 0 | 0 | 0 | 0 | 0 | 1.1789 | 0 | 1.1789 | 0 | 0 | 51.5168 | 0 | 51.5168 | 0.86777 | 0.0076217 | 0.096407 | 0.97044 | 1.1789 | 0.82318 | 0.10955 | 0 | 0 | 1.08 | 1.1789 | 0.9161
codet to al40tint | Glass-K-12-HtPmpHt-codet to al40tint-NR | 30 | 0.57148 | 1.5 | 0 | 0 | ExCOMM | 0.47693 | 0.46383 | 0.61505 | 6.8283e-05 | 0.00014722 |  |  | 1.1789 | 0 | 0 | 0 | 0 | 0 | 1.1789 | 0 | 1.1789 | 0 | 0 | 141.0369 | 0 | 141.0369 | 0.31697 | 0.002784 | 0.035215 | 0.35447 | 1.1789 | 0.30068 | 0.040014 | 0 | 0 | 0.39449 | 1.1789 | 0.33463
codet to al40tint | Glass-University-HtPmpHt-codet to al40tint-NR | 30 | 2.3198 | 1.5 | 0 | 0 | ExCOMM | 0.47693 | 0.46383 | 2.4966 | 0.00027718 | 0.00059759 |  |  | 1.1789 | 0 | 0 | 0 | 0 | 0 | 1.1789 | 0 | 1.1789 | 0 | 0 | 34.7447 | 0 | 34.7447 | 1.2867 | 0.011301 | 0.14295 | 1.4389 | 1.1789 | 1.2205 | 0.16243 | 0 | 0 | 1.6013 | 1.1789 | 1.3583
codet to al40tint | Glass-Warehouse-HtPmpHt-codet to al40tint-NR | 30 | 0.37192 | 1.5 | 0 | 0 | ExCOMM | 0.47693 | 0.46383 | 0.40027 | 4.4439e-05 | 9.5808e-05 |  |  | 1.1789 | 0 | 0 | 0 | 0 | 0 | 1.1789 | 0 | 1.1789 | 0 | 0 | 216.7139 | 0 | 216.7139 | 0.20628 | 0.0018118 | 0.022918 | 0.23069 | 1.1789 | 0.19568 | 0.026041 | 0 | 0 | 0.25673 | 1.1789 | 0.21777
codet to al40tint | Glass-Supermarket-HtPmpHt-codet to al40tint-NR | 30 | 1.7231 | 1.5 | 0 | 0 | ExCOMM | 0.47693 | 0.46383 | 1.8545 | 0.00020589 | 0.00044389 |  |  | 1.1789 | 0 | 0 | 0 | 0 | 0 | 1.1789 | 0 | 1.1789 | 0 | 0 | 46.7752 | 0 | 46.7752 | 0.95573 | 0.0083943 | 0.10618 | 1.0688 | 1.1789 | 0.90662 | 0.12065 | 0 | 0 | 1.1895 | 1.1789 | 1.009
codet to al40tint | Glass-MIniMart-HtPmpHt-codet to al40tint-NR | 30 | 1.3515 | 1.5 | 0 | 0 | ExCOMM | 0.47693 | 0.46383 | 1.4546 | 0.00016149 | 0.00034816 |  |  | 1.1789 | 0 | 0 | 0 | 0 | 0 | 1.1789 | 0 | 1.1789 | 0 | 0 | 59.6364 | 0 | 59.6364 | 0.74962 | 0.006584 | 0.083281 | 0.83831 | 1.1789 | 0.7111 | 0.094632 | 0 | 0 | 0.93294 | 1.1789 | 0.79137
codet to al40tint | Glass-Restaurant-HtPmpHt-codet to al40tint-NR | 30 | 1.0086 | 1.5 | 0 | 0 | ExCOMM | 0.47693 | 0.46383 | 1.0855 | 0.00012051 | 0.00025982 |  |  | 1.1789 | 0 | 0 | 0 | 0 | 0 | 1.1789 | 0 | 1.1789 | 0 | 0 | 79.9144 | 0 | 79.9144 | 0.55941 | 0.0049133 | 0.062149 | 0.62559 | 1.1789 | 0.53066 | 0.070619 | 0 | 0 | 0.69621 | 1.1789 | 0.59056
codet to al40tint | Glass-Lodging-HtPmpHt-codet to al40tint-NR | 30 | 1.6503 | 1.5 | 0 | 0 | ExCOMM | 0.47693 | 0.46383 | 1.7762 | 0.00019719 | 0.00042514 |  |  | 1.1789 | 0 | 0 | 0 | 0 | 0 | 1.1789 | 0 | 1.1789 | 0 | 0 | 48.8384 | 0 | 48.8384 | 0.91536 | 0.0080397 | 0.10169 | 1.0237 | 1.1789 | 0.86832 | 0.11555 | 0 | 0 | 1.1392 | 1.1789 | 0.96634
codet to al40tint | Glass-Hospital-HtPmpHt-codet to al40tint-NR | 30 | 3.1646 | 1.5 | 0 | 0 | ExCOMM | 0.47693 | 0.46383 | 3.4059 | 0.00037812 | 0.00081522 |  |  | 1.1789 | 0 | 0 | 0 | 0 | 0 | 1.1789 | 0 | 1.1789 | 0 | 0 | 25.4692 | 0 | 25.4692 | 1.7552 | 0.015416 | 0.195 | 1.9629 | 1.1789 | 1.665 | 0.22158 | 0 | 0 | 2.1845 | 1.1789 | 1.853
codet to al40tint | Glass-OtherHealth-HtPmpHt-codet to al40tint-NR | 30 | 2.8191 | 1.5 | 0 | 0 | ExCOMM | 0.47693 | 0.46383 | 3.0341 | 0.00033684 | 0.00072622 |  |  | 1.1789 | 0 | 0 | 0 | 0 | 0 | 1.1789 | 0 | 1.1789 | 0 | 0 | 28.5905 | 0 | 28.5905 | 1.5636 | 0.013733 | 0.17371 | 1.7486 | 1.1789 | 1.4833 | 0.19739 | 0 | 0 | 1.946 | 1.1789 | 1.6507
codet to al40tint | Glass-Other-HtPmpHt-codet to al40tint-NR | 30 | 1.1309 | 1.5 | 0 | 0 | ExCOMM | 0.47693 | 0.46383 | 1.2171 | 0.00013512 | 0.00029132 |  |  | 1.1789 | 0 | 0 | 0 | 0 | 0 | 1.1789 | 0 | 1.1789 | 0 | 0 | 71.2714 | 0 | 71.2714 | 0.62724 | 0.0055091 | 0.069686 | 0.70146 | 1.1789 | 0.59501 | 0.079183 | 0 | 0 | 0.78064 | 1.1789 | 0.66218
codet to al36tint | Glass-Large Off-HtPmpHt-codet to al36tint-NR | 30 | 4.3993 | 4.5 | 0 | 0 | ExCOMM | 0.47693 | 0.46383 | 4.7347 | 0.00052565 | 0.0011333 |  |  | 3.5367 | 0 | 0 | 0 | 0 | 0 | 3.5367 | 0 | 3.5367 | 0 | 0 | 54.9629 | 0 | 54.9629 | 2.4401 | 0.021431 | 0.27109 | 2.7288 | 3.5367 | 0.77156 | 0.30804 | 0 | 0 | 3.0368 | 3.5367 | 0.85866
codet to al36tint | Glass-Medium Off-HtPmpHt-codet to al36tint-NR | 30 | 4.1423 | 4.5 | 0 | 0 | ExCOMM | 0.47693 | 0.46383 | 4.4582 | 0.00049495 | 0.0010671 |  |  | 3.5367 | 0 | 0 | 0 | 0 | 0 | 3.5367 | 0 | 3.5367 | 0 | 0 | 58.3723 | 0 | 58.3723 | 2.2976 | 0.02018 | 0.25525 | 2.5694 | 3.5367 | 0.7265 | 0.29004 | 0 | 0 | 2.8594 | 3.5367 | 0.80851
codet to al36tint | Glass-Small Off-HtPmpHt-codet to al36tint-NR | 30 | 2.9378 | 4.5 | 0 | 0 | ExCOMM | 0.47693 | 0.46383 | 3.1618 | 0.00035103 | 0.00075681 |  |  | 3.5367 | 0 | 0 | 0 | 0 | 0 | 3.5367 | 0 | 3.5367 | 0 | 0 | 82.305 | 0 | 82.305 | 1.6295 | 0.014312 | 0.18103 | 1.8223 | 3.5367 | 0.51525 | 0.2057 | 0 | 0 | 2.028 | 3.5367 | 0.57341
codet to al36tint | Glass-Big Box-HtPmpHt-codet to al36tint-NR | 30 | 2.1526 | 4.5 | 0 | 0 | ExCOMM | 0.47693 | 0.46383 | 2.3168 | 0.00025721 | 0.00055453 |  |  | 3.5367 | 0 | 0 | 0 | 0 | 0 | 3.5367 | 0 | 3.5367 | 0 | 0 | 112.3275 | 0 | 112.3275 | 1.194 | 0.010487 | 0.13265 | 1.3352 | 3.5367 | 0.37753 | 0.15072 | 0 | 0 | 1.4859 | 3.5367 | 0.42015
codet to al36tint | Glass-Small Box-HtPmpHt-codet to al36tint-NR | 30 | 1.2065 | 4.5 | 0 | 0 | ExCOMM | 0.47693 | 0.46383 | 1.2985 | 0.00014416 | 0.00031081 |  |  | 3.5367 | 0 | 0 | 0 | 0 | 0 | 3.5367 | 0 | 3.5367 | 0 | 0 | 200.4065 | 0 | 200.4065 | 0.66921 | 0.0058777 | 0.074348 | 0.74839 | 3.5367 | 0.21161 | 0.084481 | 0 | 0 | 0.83287 | 3.5367 | 0.23549
codet to al36tint | Glass-High End-HtPmpHt-codet to al36tint-NR | 30 | 1.1834 | 4.5 | 0 | 0 | ExCOMM | 0.47693 | 0.46383 | 1.2736 | 0.0001414 | 0.00030485 |  |  | 3.5367 | 0 | 0 | 0 | 0 | 0 | 3.5367 | 0 | 3.5367 | 0 | 0 | 204.3248 | 0 | 204.3248 | 0.65638 | 0.005765 | 0.072922 | 0.73404 | 3.5367 | 0.20755 | 0.082861 | 0 | 0 | 0.8169 | 3.5367 | 0.23098
codet to al36tint | Glass-Anchor-HtPmpHt-codet to al36tint-NR | 30 | 2.1526 | 4.5 | 0 | 0 | ExCOMM | 0.47693 | 0.46383 | 2.3167 | 0.00025721 | 0.00055453 |  |  | 3.5367 | 0 | 0 | 0 | 0 | 0 | 3.5367 | 0 | 3.5367 | 0 | 0 | 112.3281 | 0 | 112.3281 | 1.1939 | 0.010487 | 0.13264 | 1.3352 | 3.5367 | 0.37753 | 0.15072 | 0 | 0 | 1.4859 | 3.5367 | 0.42015
codet to al36tint | Glass-K-12-HtPmpHt-codet to al36tint-NR | 30 | 0.9659 | 4.5 | 0 | 0 | ExCOMM | 0.47693 | 0.46383 | 1.0395 | 0.00011541 | 0.00024882 |  |  | 3.5367 | 0 | 0 | 0 | 0 | 0 | 3.5367 | 0 | 3.5367 | 0 | 0 | 250.335 | 0 | 250.335 | 0.53574 | 0.0047054 | 0.059519 | 0.59912 | 3.5367 | 0.1694 | 0.067632 | 0 | 0 | 0.66676 | 3.5367 | 0.18853
codet to al36tint | Glass-University-HtPmpHt-codet to al36tint-NR | 30 | 3.2187 | 4.5 | 0 | 0 | ExCOMM | 0.47693 | 0.46383 | 3.4641 | 0.00038459 | 0.00082916 |  |  | 3.5367 | 0 | 0 | 0 | 0 | 0 | 3.5367 | 0 | 3.5367 | 0 | 0 | 75.1229 | 0 | 75.1229 | 1.7853 | 0.01568 | 0.19834 | 1.9965 | 3.5367 | 0.56451 | 0.22537 | 0 | 0 | 2.2219 | 3.5367 | 0.62823
codet to al36tint | Glass-Warehouse-HtPmpHt-codet to al36tint-NR | 30 | 0.67405 | 4.5 | 0 | 0 | ExCOMM | 0.47693 | 0.46383 | 0.72545 | 8.0539e-05 | 0.00017364 |  |  | 3.5367 | 0 | 0 | 0 | 0 | 0 | 3.5367 | 0 | 3.5367 | 0 | 0 | 358.7243 | 0 | 358.7243 | 0.37386 | 0.0032837 | 0.041535 | 0.4181 | 3.5367 | 0.11822 | 0.047197 | 0 | 0 | 0.46529 | 3.5367 | 0.13156
codet to al36tint | Glass-Supermarket-HtPmpHt-codet to al36tint-NR | 30 | 2.312 | 4.5 | 0 | 0 | ExCOMM | 0.47693 | 0.46383 | 2.4882 | 0.00027625 | 0.00059558 |  |  | 3.5367 | 0 | 0 | 0 | 0 | 0 | 3.5367 | 0 | 3.5367 | 0 | 0 | 104.586 | 0 | 104.586 | 1.2823 | 0.011263 | 0.14246 | 1.4341 | 3.5367 | 0.40548 | 0.16188 | 0 | 0 | 1.5959 | 3.5367 | 0.45125
codet to al36tint | Glass-MIniMart-HtPmpHt-codet to al36tint-NR | 30 | 1.9386 | 4.5 | 0 | 0 | ExCOMM | 0.47693 | 0.46383 | 2.0864 | 0.00023163 | 0.00049939 |  |  | 3.5367 | 0 | 0 | 0 | 0 | 0 | 3.5367 | 0 | 3.5367 | 0 | 0 | 124.7294 | 0 | 124.7294 | 1.0752 | 0.0094439 | 0.11946 | 1.2025 | 3.5367 | 0.34 | 0.13574 | 0 | 0 | 1.3382 | 3.5367 | 0.37838
codet to al36tint | Glass-Restaurant-HtPmpHt-codet to al36tint-NR | 30 | 1.3485 | 4.5 | 0 | 0 | ExCOMM | 0.47693 | 0.46383 | 1.4514 | 0.00016113 | 0.0003474 |  |  | 3.5367 | 0 | 0 | 0 | 0 | 0 | 3.5367 | 0 | 3.5367 | 0 | 0 | 179.3026 | 0 | 179.3026 | 0.74797 | 0.0065695 | 0.083098 | 0.83647 | 3.5367 | 0.23651 | 0.094424 | 0 | 0 | 0.9309 | 3.5367 | 0.26321
codet to al36tint | Glass-Lodging-HtPmpHt-codet to al36tint-NR | 30 | 2.2388 | 4.5 | 0 | 0 | ExCOMM | 0.47693 | 0.46383 | 2.4095 | 0.00026751 | 0.00057674 |  |  | 3.5367 | 0 | 0 | 0 | 0 | 0 | 3.5367 | 0 | 3.5367 | 0 | 0 | 108.0026 | 0 | 108.0026 | 1.2418 | 0.010907 | 0.13796 | 1.3887 | 3.5367 | 0.39265 | 0.15676 | 0 | 0 | 1.5454 | 3.5367 | 0.43698
codet to al36tint | Glass-Hospital-HtPmpHt-codet to al36tint-NR | 30 | 4.1156 | 4.5 | 0 | 0 | ExCOMM | 0.47693 | 0.46383 | 4.4294 | 0.00049175 | 0.0010602 |  |  | 3.5367 | 0 | 0 | 0 | 0 | 0 | 3.5367 | 0 | 3.5367 | 0 | 0 | 58.752 | 0 | 58.752 | 2.2827 | 0.020049 | 0.2536 | 2.5528 | 3.5367 | 0.7218 | 0.28817 | 0 | 0 | 2.841 | 3.5367 | 0.80328
codet to al36tint | Glass-OtherHealth-HtPmpHt-codet to al36tint-NR | 30 | 3.7179 | 4.5 | 0 | 0 | ExCOMM | 0.47693 | 0.46383 | 4.0014 | 0.00044424 | 0.00095777 |  |  | 3.5367 | 0 | 0 | 0 | 0 | 0 | 3.5367 | 0 | 3.5367 | 0 | 0 | 65.0356 | 0 | 65.0356 | 2.0622 | 0.018112 | 0.2291 | 2.3061 | 3.5367 | 0.65206 | 0.26033 | 0 | 0 | 2.5665 | 3.5367 | 0.72567
codet to al36tint | Glass-Other-HtPmpHt-codet to al36tint-NR | 30 | 1.7169 | 4.5 | 0 | 0 | ExCOMM | 0.47693 | 0.46383 | 1.8478 | 0.00020515 | 0.00044229 |  |  | 3.5367 | 0 | 0 | 0 | 0 | 0 | 3.5367 | 0 | 3.5367 | 0 | 0 | 140.8341 | 0 | 140.8341 | 0.95228 | 0.008364 | 0.1058 | 1.065 | 3.5367 | 0.30112 | 0.12022 | 0 | 0 | 1.1852 | 3.5367 | 0.33511
codet to al45tint | Glass-Large Off-HtPmpHt-codet to al45tint-New | 30 | 1.7467 | 0.5 | 0 | 0 | ExCOMM | 0.47693 | 0.46383 | 1.8799 | 0.00020871 | 0.00044997 |  |  | 0.39296 | 0 | 0 | 0 | 0 | 0 | 0.39296 | 0 | 0.39296 | 0 | 0 | 15.3811 | 0 | 15.3811 | 0.96882 | 0.0085092 | 0.10763 | 1.0834 | 0.39296 | 2.7571 | 0.1223 | 0 | 0 | 1.2058 | 0.39296 | 3.0683
codet to al45tint | Glass-Medium Off-HtPmpHt-codet to al45tint-New | 30 | 1.7467 | 0.5 | 0 | 0 | ExCOMM | 0.47693 | 0.46383 | 1.8799 | 0.00020871 | 0.00044997 |  |  | 0.39296 | 0 | 0 | 0 | 0 | 0 | 0.39296 | 0 | 0.39296 | 0 | 0 | 15.3811 | 0 | 15.3811 | 0.96882 | 0.0085092 | 0.10763 | 1.0834 | 0.39296 | 2.7571 | 0.1223 | 0 | 0 | 1.2058 | 0.39296 | 3.0683
codet to al45tint | Glass-Small Off-HtPmpHt-codet to al45tint-New | 30 | 1.5433 | 0.5 | 0 | 0 | ExCOMM | 0.47693 | 0.46383 | 1.661 | 0.00018441 | 0.00039758 |  |  | 0.39296 | 0 | 0 | 0 | 0 | 0 | 0.39296 | 0 | 0.39296 | 0 | 0 | 17.408 | 0 | 17.408 | 0.85602 | 0.0075185 | 0.095102 | 0.9573 | 0.39296 | 2.4361 | 0.10806 | 0 | 0 | 1.0654 | 0.39296 | 2.7111
codet to al45tint | Glass-Big Box-HtPmpHt-codet to al45tint-New | 30 | 3.01 | 0.5 | 0 | 0 | ExCOMM | 0.47693 | 0.46383 | 3.2395 | 0.00035965 | 0.00077539 |  |  | 0.39296 | 0 | 0 | 0 | 0 | 0 | 0.39296 | 0 | 0.39296 | 0 | 0 | 8.9258 | 0 | 8.9258 | 1.6695 | 0.014663 | 0.18548 | 1.867 | 0.39296 | 4.7511 | 0.21076 | 0 | 0 | 2.0778 | 0.39296 | 5.2874
codet to al45tint | Glass-Small Box-HtPmpHt-codet to al45tint-New | 30 | 0.40268 | 0.5 | 0 | 0 | ExCOMM | 0.47693 | 0.46383 | 0.43338 | 4.8114e-05 | 0.00010373 |  |  | 0.39296 | 0 | 0 | 0 | 0 | 0 | 0.39296 | 0 | 0.39296 | 0 | 0 | 66.7199 | 0 | 66.7199 | 0.22334 | 0.0019617 | 0.024813 | 0.24977 | 0.39296 | 0.6356 | 0.028195 | 0 | 0 | 0.27797 | 0.39296 | 0.70735
codet to al45tint | Glass-High End-HtPmpHt-codet to al45tint-New | 30 | 0.38167 | 0.5 | 0 | 0 | ExCOMM | 0.47693 | 0.46383 | 0.41078 | 4.5605e-05 | 9.8322e-05 |  |  | 0.39296 | 0 | 0 | 0 | 0 | 0 | 0.39296 | 0 | 0.39296 | 0 | 0 | 70.3913 | 0 | 70.3913 | 0.2117 | 0.0018593 | 0.023519 | 0.23674 | 0.39296 | 0.60245 | 0.026724 | 0 | 0 | 0.26347 | 0.39296 | 0.67046
codet to al45tint | Glass-Anchor-HtPmpHt-codet to al45tint-New | 30 | 3.0012 | 0.5 | 0 | 0 | ExCOMM | 0.47693 | 0.46383 | 3.23 | 0.0003586 | 0.00077312 |  |  | 0.39296 | 0 | 0 | 0 | 0 | 0 | 0.39296 | 0 | 0.39296 | 0 | 0 | 8.952 | 0 | 8.952 | 1.6646 | 0.01462 | 0.18493 | 1.8615 | 0.39296 | 4.7372 | 0.21014 | 0 | 0 | 2.0717 | 0.39296 | 5.2719
codet to al45tint | Glass-K-12-HtPmpHt-codet to al45tint-New | 30 | -0.11962 | 0.5 | 0 | 0 | ExCOMM | 0.47693 | 0.46383 | -0.12874 | -1.4293e-05 | -3.0815e-05 |  |  | 0.39296 | 0 | 0 | 0 | 0 | 0 | 0.39296 | 0 | 0.39296 | 0 | 0 | -224.5953 | 0 | -224.5953 | -0.066348 | -0.00058274 | -0.0073712 | -0.074198 | 0.39296 | -0.18882 | -0.0083758 | 0 | 0 | -0.082574 | 0.39296 | -0.21013
codet to al45tint | Glass-University-HtPmpHt-codet to al45tint-New | 30 | 0.82066 | 0.5 | 0 | 0 | ExCOMM | 0.47693 | 0.46383 | 0.88323 | 9.8057e-05 | 0.00021141 |  |  | 0.39296 | 0 | 0 | 0 | 0 | 0 | 0.39296 | 0 | 0.39296 | 0 | 0 | 32.7377 | 0 | 32.7377 | 0.45518 | 0.0039979 | 0.050569 | 0.50903 | 0.39296 | 1.2954 | 0.057462 | 0 | 0 | 0.5665 | 0.39296 | 1.4416
codet to al45tint | Glass-Warehouse-HtPmpHt-codet to al45tint-New | 30 | 0.00013 | 0.5 | 0 | 0 | ExCOMM | 0.47693 | 0.46383 | 0.00013991 | 1.5533e-08 | 3.3489e-08 |  |  | 0.39296 | 0 | 0 | 0 | 0 | 0 | 0.39296 | 0 | 0.39296 | 0 | 0 | 206665.0781 | 0 | 206665.074 | 7.2105e-05 | 6.333e-07 | 8.0107e-06 | 8.0636e-05 | 0.39296 | 0.0002052 | 9.1025e-06 | 0 | 0 | 8.9738e-05 | 0.39296 | 0.00022836
codet to al45tint | Glass-Supermarket-HtPmpHt-codet to al45tint-New | 30 | -0.24538 | 0.5 | 0 | 0 | ExCOMM | 0.47693 | 0.46383 | -0.26409 | -2.9319e-05 | -6.3212e-05 |  |  | 0.39296 | 0 | 0 | 0 | 0 | 0 | 0.39296 | 0 | 0.39296 | 0 | 0 | -109.4893 | 0 | -109.4893 | -0.1361 | -0.0011954 | -0.01512 | -0.1522 | 0.39296 | -0.38732 | -0.017181 | 0 | 0 | -0.16938 | 0.39296 | -0.43104
codet to al45tint | Glass-MIniMart-HtPmpHt-codet to al45tint-New | 30 | -0.25188 | 0.5 | 0 | 0 | ExCOMM | 0.47693 | 0.46383 | -0.27109 | -3.0096e-05 | -6.4886e-05 |  |  | 0.39296 | 0 | 0 | 0 | 0 | 0 | 0.39296 | 0 | 0.39296 | 0 | 0 | -106.6638 | 0 | -106.6638 | -0.13971 | -0.001227 | -0.015521 | -0.15624 | 0.39296 | -0.39758 | -0.017636 | 0 | 0 | -0.17387 | 0.39296 | -0.44246
codet to al45tint | Glass-Restaurant-HtPmpHt-codet to al45tint-New | 30 | 0.87911 | 0.5 | 0 | 0 | ExCOMM | 0.47693 | 0.46383 | 0.94615 | 0.00010504 | 0.00022647 |  |  | 0.39296 | 0 | 0 | 0 | 0 | 0 | 0.39296 | 0 | 0.39296 | 0 | 0 | 30.5609 | 0 | 30.5609 | 0.4876 | 0.0042827 | 0.054172 | 0.54529 | 0.39296 | 1.3876 | 0.061555 | 0 | 0 | 0.60685 | 0.39296 | 1.5443
codet to al45tint | Glass-Lodging-HtPmpHt-codet to al45tint-New | 30 | 0.65815 | 0.5 | 0 | 0 | ExCOMM | 0.47693 | 0.46383 | 0.70833 | 7.8639e-05 | 0.00016954 |  |  | 0.39296 | 0 | 0 | 0 | 0 | 0 | 0.39296 | 0 | 0.39296 | 0 | 0 | 40.8212 | 0 | 40.8212 | 0.36504 | 0.0032062 | 0.040556 | 0.40823 | 0.39296 | 1.0389 | 0.046083 | 0 | 0 | 0.45432 | 0.39296 | 1.1561
codet to al45tint | Glass-Hospital-HtPmpHt-codet to al45tint-New | 30 | 1.4515 | 0.5 | 0 | 0 | ExCOMM | 0.47693 | 0.46383 | 1.5622 | 0.00017344 | 0.00037392 |  |  | 0.39296 | 0 | 0 | 0 | 0 | 0 | 0.39296 | 0 | 0.39296 | 0 | 0 | 18.5091 | 0 | 18.5091 | 0.80509 | 0.0070712 | 0.089444 | 0.90035 | 0.39296 | 2.2912 | 0.10163 | 0 | 0 | 1.002 | 0.39296 | 2.5498
codet to al45tint | Glass-OtherHealth-HtPmpHt-codet to al45tint-New | 30 | 1.2155 | 0.5 | 0 | 0 | ExCOMM | 0.47693 | 0.46383 | 1.3082 | 0.00014524 | 0.00031313 |  |  | 0.39296 | 0 | 0 | 0 | 0 | 0 | 0.39296 | 0 | 0.39296 | 0 | 0 | 22.1026 | 0 | 22.1026 | 0.6742 | 0.0059215 | 0.074902 | 0.75397 | 0.39296 | 1.9187 | 0.085111 | 0 | 0 | 0.83908 | 0.39296 | 2.1352
codet to al45tint | Glass-Other-HtPmpHt-codet to al45tint-New | 30 | 0.39725 | 0.5 | 0 | 0 | ExCOMM | 0.47693 | 0.46383 | 0.42754 | 4.7466e-05 | 0.00010233 |  |  | 0.39296 | 0 | 0 | 0 | 0 | 0 | 0.39296 | 0 | 0.39296 | 0 | 0 | 67.6313 | 0 | 67.6313 | 0.22033 | 0.0019352 | 0.024479 | 0.2464 | 0.39296 | 0.62704 | 0.027815 | 0 | 0 | 0.27422 | 0.39296 | 0.69782
codet to al40tint | Glass-Large Off-HtPmpHt-codet to al40tint-New | 30 | 2.4826 | 1.5 | 0 | 0 | ExCOMM | 0.47693 | 0.46383 | 2.6719 | 0.00029664 | 0.00063954 |  |  | 1.1789 | 0 | 0 | 0 | 0 | 0 | 1.1789 | 0 | 1.1789 | 0 | 0 | 32.4653 | 0 | 32.4653 | 1.377 | 0.012094 | 0.15298 | 1.5399 | 1.1789 | 1.3062 | 0.17383 | 0 | 0 | 1.7137 | 1.1789 | 1.4537
codet to al40tint | Glass-Medium Off-HtPmpHt-codet to al40tint-New | 30 | 2.4826 | 1.5 | 0 | 0 | ExCOMM | 0.47693 | 0.46383 | 2.6719 | 0.00029664 | 0.00063954 |  |  | 1.1789 | 0 | 0 | 0 | 0 | 0 | 1.1789 | 0 | 1.1789 | 0 | 0 | 32.4653 | 0 | 32.4653 | 1.377 | 0.012094 | 0.15298 | 1.5399 | 1.1789 | 1.3062 | 0.17383 | 0 | 0 | 1.7137 | 1.1789 | 1.4537
codet to al40tint | Glass-Small Off-HtPmpHt-codet to al40tint-New | 30 | 2.1185 | 1.5 | 0 | 0 | ExCOMM | 0.47693 | 0.46383 | 2.28 | 0.00025313 | 0.00054574 |  |  | 1.1789 | 0 | 0 | 0 | 0 | 0 | 1.1789 | 0 | 1.1789 | 0 | 0 | 38.0454 | 0 | 38.0454 | 1.175 | 0.01032 | 0.13054 | 1.3141 | 1.1789 | 1.1147 | 0.14834 | 0 | 0 | 1.4624 | 1.1789 | 1.2405
codet to al40tint | Glass-Big Box-HtPmpHt-codet to al40tint-New | 30 | 3.5719 | 1.5 | 0 | 0 | ExCOMM | 0.47693 | 0.46383 | 3.8443 | 0.0004268 | 0.00092016 |  |  | 1.1789 | 0 | 0 | 0 | 0 | 0 | 1.1789 | 0 | 1.1789 | 0 | 0 | 22.5646 | 0 | 22.5646 | 1.9812 | 0.017401 | 0.22011 | 2.2156 | 1.1789 | 1.8794 | 0.2501 | 0 | 0 | 2.4657 | 1.1789 | 2.0915
codet to al40tint | Glass-Small Box-HtPmpHt-codet to al40tint-New | 30 | 0.90964 | 1.5 | 0 | 0 | ExCOMM | 0.47693 | 0.46383 | 0.979 | 0.00010869 | 0.00023433 |  |  | 1.1789 | 0 | 0 | 0 | 0 | 0 | 1.1789 | 0 | 1.1789 | 0 | 0 | 88.6059 | 0 | 88.6059 | 0.50453 | 0.0044314 | 0.056053 | 0.56423 | 1.1789 | 0.47861 | 0.063692 | 0 | 0 | 0.62792 | 1.1789 | 0.53263
codet to al40tint | Glass-High End-HtPmpHt-codet to al40tint-New | 30 | 0.89179 | 1.5 | 0 | 0 | ExCOMM | 0.47693 | 0.46383 | 0.95979 | 0.00010656 | 0.00022973 |  |  | 1.1789 | 0 | 0 | 0 | 0 | 0 | 1.1789 | 0 | 1.1789 | 0 | 0 | 90.3795 | 0 | 90.3795 | 0.49463 | 0.0043444 | 0.054953 | 0.55316 | 1.1789 | 0.46922 | 0.062442 | 0 | 0 | 0.6156 | 1.1789 | 0.52218
codet to al40tint | Glass-Anchor-HtPmpHt-codet to al40tint-New | 30 | 3.5628 | 1.5 | 0 | 0 | ExCOMM | 0.47693 | 0.46383 | 3.8345 | 0.00042571 | 0.00091781 |  |  | 1.1789 | 0 | 0 | 0 | 0 | 0 | 1.1789 | 0 | 1.1789 | 0 | 0 | 22.6223 | 0 | 22.6223 | 1.9761 | 0.017356 | 0.21954 | 2.2099 | 1.1789 | 1.8746 | 0.24947 | 0 | 0 | 2.4594 | 1.1789 | 2.0862
codet to al40tint | Glass-K-12-HtPmpHt-codet to al40tint-New | 30 | 0.36913 | 1.5 | 0 | 0 | ExCOMM | 0.47693 | 0.46383 | 0.39727 | 4.4106e-05 | 9.509e-05 |  |  | 1.1789 | 0 | 0 | 0 | 0 | 0 | 1.1789 | 0 | 1.1789 | 0 | 0 | 218.3506 | 0 | 218.3506 | 0.20474 | 0.0017982 | 0.022746 | 0.22896 | 1.1789 | 0.19422 | 0.025846 | 0 | 0 | 0.25481 | 1.1789 | 0.21614
codet to al40tint | Glass-University-HtPmpHt-codet to al40tint-New | 30 | 1.7274 | 1.5 | 0 | 0 | ExCOMM | 0.47693 | 0.46383 | 1.8592 | 0.0002064 | 0.000445 |  |  | 1.1789 | 0 | 0 | 0 | 0 | 0 | 1.1789 | 0 | 1.1789 | 0 | 0 | 46.6583 | 0 | 46.6583 | 0.95813 | 0.0084153 | 0.10645 | 1.0715 | 1.1789 | 0.90889 | 0.12095 | 0 | 0 | 1.1924 | 1.1789 | 1.0115
codet to al40tint | Glass-Warehouse-HtPmpHt-codet to al40tint-New | 30 | 0.00013 | 1.5 | 0 | 0 | ExCOMM | 0.47693 | 0.46383 | 0.00013991 | 1.5533e-08 | 3.3489e-08 |  |  | 1.1789 | 0 | 0 | 0 | 0 | 0 | 1.1789 | 0 | 1.1789 | 0 | 0 | 619995.25 | 0 | 619995.222 | 7.2105e-05 | 6.333e-07 | 8.0107e-06 | 8.0636e-05 | 1.1789 | 6.84e-05 | 9.1025e-06 | 0 | 0 | 8.9738e-05 | 1.1789 | 7.6121e-05
codet to al40tint | Glass-Supermarket-HtPmpHt-codet to al40tint-New | 30 | 0.5321 | 1.5 | 0 | 0 | ExCOMM | 0.47693 | 0.46383 | 0.57267 | 6.3578e-05 | 0.00013707 |  |  | 1.1789 | 0 | 0 | 0 | 0 | 0 | 1.1789 | 0 | 1.1789 | 0 | 0 | 151.4741 | 0 | 151.4741 | 0.29513 | 0.0025922 | 0.032788 | 0.33005 | 1.1789 | 0.27996 | 0.037257 | 0 | 0 | 0.36731 | 1.1789 | 0.31157
codet to al40tint | Glass-MIniMart-HtPmpHt-codet to al40tint-New | 30 | 0.5181 | 1.5 | 0 | 0 | ExCOMM | 0.47693 | 0.46383 | 0.55761 | 6.1906e-05 | 0.00013347 |  |  | 1.1789 | 0 | 0 | 0 | 0 | 0 | 1.1789 | 0 | 1.1789 | 0 | 0 | 155.5672 | 0 | 155.5672 | 0.28736 | 0.002524 | 0.031926 | 0.32137 | 1.1789 | 0.2726 | 0.036277 | 0 | 0 | 0.35764 | 1.1789 | 0.30337
codet to al40tint | Glass-Restaurant-HtPmpHt-codet to al40tint-New | 30 | 1.4067 | 1.5 | 0 | 0 | ExCOMM | 0.47693 | 0.46383 | 1.5139 | 0.00016808 | 0.00036237 |  |  | 1.1789 | 0 | 0 | 0 | 0 | 0 | 1.1789 | 0 | 1.1789 | 0 | 0 | 57.2983 | 0 | 57.2983 | 0.78021 | 0.0068526 | 0.086679 | 0.87252 | 1.1789 | 0.74012 | 0.098494 | 0 | 0 | 0.97101 | 1.1789 | 0.82366
codet to al40tint | Glass-Lodging-HtPmpHt-codet to al40tint-New | 30 | 1.2868 | 1.5 | 0 | 0 | ExCOMM | 0.47693 | 0.46383 | 1.3849 | 0.00015376 | 0.00033149 |  |  | 1.1789 | 0 | 0 | 0 | 0 | 0 | 1.1789 | 0 | 1.1789 | 0 | 0 | 62.6347 | 0 | 62.6347 | 0.71373 | 0.0062688 | 0.079294 | 0.79818 | 1.1789 | 0.67706 | 0.090102 | 0 | 0 | 0.88828 | 1.1789 | 0.75349
codet to al40tint | Glass-Hospital-HtPmpHt-codet to al40tint-New | 30 | 2.345 | 1.5 | 0 | 0 | ExCOMM | 0.47693 | 0.46383 | 2.5238 | 0.0002802 | 0.00060409 |  |  | 1.1789 | 0 | 0 | 0 | 0 | 0 | 1.1789 | 0 | 1.1789 | 0 | 0 | 34.3706 | 0 | 34.3706 | 1.3007 | 0.011424 | 0.1445 | 1.4546 | 1.1789 | 1.2338 | 0.1642 | 0 | 0 | 1.6187 | 1.1789 | 1.3731
codet to al40tint | Glass-OtherHealth-HtPmpHt-codet to al40tint-New | 30 | 2.2629 | 1.5 | 0 | 0 | ExCOMM | 0.47693 | 0.46383 | 2.4355 | 0.00027039 | 0.00058295 |  |  | 1.1789 | 0 | 0 | 0 | 0 | 0 | 1.1789 | 0 | 1.1789 | 0 | 0 | 35.6172 | 0 | 35.6172 | 1.2551 | 0.011024 | 0.13944 | 1.4036 | 1.1789 | 1.1906 | 0.15845 | 0 | 0 | 1.5621 | 1.1789 | 1.325
codet to al40tint | Glass-Other-HtPmpHt-codet to al40tint-New | 30 | 1.0205 | 1.5 | 0 | 0 | ExCOMM | 0.47693 | 0.46383 | 1.0983 | 0.00012194 | 0.00026289 |  |  | 1.1789 | 0 | 0 | 0 | 0 | 0 | 1.1789 | 0 | 1.1789 | 0 | 0 | 78.979 | 0 | 78.979 | 0.56603 | 0.0049715 | 0.062885 | 0.633 | 1.1789 | 0.53695 | 0.071456 | 0 | 0 | 0.70446 | 1.1789 | 0.59756
codet to al36tint | Glass-Large Off-HtPmpHt-codet to al36tint-New | 30 | 2.4826 | 4.5 | 0 | 0 | ExCOMM | 0.47693 | 0.46383 | 2.6719 | 0.00029664 | 0.00063954 |  |  | 3.5367 | 0 | 0 | 0 | 0 | 0 | 3.5367 | 0 | 3.5367 | 0 | 0 | 97.396 | 0 | 97.396 | 1.377 | 0.012094 | 0.15298 | 1.5399 | 3.5367 | 0.43541 | 0.17383 | 0 | 0 | 1.7137 | 3.5367 | 0.48456
codet to al36tint | Glass-Medium Off-HtPmpHt-codet to al36tint-New | 30 | 2.4826 | 4.5 | 0 | 0 | ExCOMM | 0.47693 | 0.46383 | 2.6719 | 0.00029664 | 0.00063954 |  |  | 3.5367 | 0 | 0 | 0 | 0 | 0 | 3.5367 | 0 | 3.5367 | 0 | 0 | 97.396 | 0 | 97.396 | 1.377 | 0.012094 | 0.15298 | 1.5399 | 3.5367 | 0.43541 | 0.17383 | 0 | 0 | 1.7137 | 3.5367 | 0.48456
codet to al36tint | Glass-Small Off-HtPmpHt-codet to al36tint-New | 30 | 2.1185 | 4.5 | 0 | 0 | ExCOMM | 0.47693 | 0.46383 | 2.28 | 0.00025313 | 0.00054574 |  |  | 3.5367 | 0 | 0 | 0 | 0 | 0 | 3.5367 | 0 | 3.5367 | 0 | 0 | 114.1361 | 0 | 114.1361 | 1.175 | 0.01032 | 0.13054 | 1.3141 | 3.5367 | 0.37155 | 0.14834 | 0 | 0 | 1.4624 | 3.5367 | 0.41349
codet to al36tint | Glass-Big Box-HtPmpHt-codet to al36tint-New | 30 | 3.5719 | 4.5 | 0 | 0 | ExCOMM | 0.47693 | 0.46383 | 3.8443 | 0.0004268 | 0.00092016 |  |  | 3.5367 | 0 | 0 | 0 | 0 | 0 | 3.5367 | 0 | 3.5367 | 0 | 0 | 67.6937 | 0 | 67.6938 | 1.9812 | 0.017401 | 0.22011 | 2.2156 | 3.5367 | 0.62646 | 0.2501 | 0 | 0 | 2.4657 | 3.5367 | 0.69718
codet to al36tint | Glass-Small Box-HtPmpHt-codet to al36tint-New | 30 | 0.90964 | 4.5 | 0 | 0 | ExCOMM | 0.47693 | 0.46383 | 0.979 | 0.00010869 | 0.00023433 |  |  | 3.5367 | 0 | 0 | 0 | 0 | 0 | 3.5367 | 0 | 3.5367 | 0 | 0 | 265.8177 | 0 | 265.8177 | 0.50453 | 0.0044314 | 0.056053 | 0.56423 | 3.5367 | 0.15954 | 0.063692 | 0 | 0 | 0.62792 | 3.5367 | 0.17754
codet to al36tint | Glass-High End-HtPmpHt-codet to al36tint-New | 30 | 0.89179 | 4.5 | 0 | 0 | ExCOMM | 0.47693 | 0.46383 | 0.95979 | 0.00010656 | 0.00022973 |  |  | 3.5367 | 0 | 0 | 0 | 0 | 0 | 3.5367 | 0 | 3.5367 | 0 | 0 | 271.1385 | 0 | 271.1385 | 0.49463 | 0.0043444 | 0.054953 | 0.55316 | 3.5367 | 0.15641 | 0.062442 | 0 | 0 | 0.6156 | 3.5367 | 0.17406
codet to al36tint | Glass-Anchor-HtPmpHt-codet to al36tint-New | 30 | 3.5628 | 4.5 | 0 | 0 | ExCOMM | 0.47693 | 0.46383 | 3.8345 | 0.00042571 | 0.00091781 |  |  | 3.5367 | 0 | 0 | 0 | 0 | 0 | 3.5367 | 0 | 3.5367 | 0 | 0 | 67.867 | 0 | 67.867 | 1.9761 | 0.017356 | 0.21954 | 2.2099 | 3.5367 | 0.62486 | 0.24947 | 0 | 0 | 2.4594 | 3.5367 | 0.6954
codet to al36tint | Glass-K-12-HtPmpHt-codet to al36tint-New | 30 | 0.36913 | 4.5 | 0 | 0 | ExCOMM | 0.47693 | 0.46383 | 0.39727 | 4.4106e-05 | 9.509e-05 |  |  | 3.5367 | 0 | 0 | 0 | 0 | 0 | 3.5367 | 0 | 3.5367 | 0 | 0 | 655.0519 | 0 | 655.0519 | 0.20474 | 0.0017982 | 0.022746 | 0.22896 | 3.5367 | 0.064739 | 0.025846 | 0 | 0 | 0.25481 | 3.5367 | 0.072047
codet to al36tint | Glass-University-HtPmpHt-codet to al36tint-New | 30 | 1.7274 | 4.5 | 0 | 0 | ExCOMM | 0.47693 | 0.46383 | 1.8592 | 0.0002064 | 0.000445 |  |  | 3.5367 | 0 | 0 | 0 | 0 | 0 | 3.5367 | 0 | 3.5367 | 0 | 0 | 139.9748 | 0 | 139.9748 | 0.95813 | 0.0084153 | 0.10645 | 1.0715 | 3.5367 | 0.30296 | 0.12095 | 0 | 0 | 1.1924 | 3.5367 | 0.33716
codet to al36tint | Glass-Warehouse-HtPmpHt-codet to al36tint-New | 30 | 0.00013 | 4.5 | 0 | 0 | ExCOMM | 0.47693 | 0.46383 | 0.00013991 | 1.5533e-08 | 3.3489e-08 |  |  | 3.5367 | 0 | 0 | 0 | 0 | 0 | 3.5367 | 0 | 3.5367 | 0 | 0 | 1859985.625 | 0 | 1859985.6661 | 7.2105e-05 | 6.333e-07 | 8.0107e-06 | 8.0636e-05 | 3.5367 | 2.28e-05 | 9.1025e-06 | 0 | 0 | 8.9738e-05 | 3.5367 | 2.5374e-05
codet to al36tint | Glass-Supermarket-HtPmpHt-codet to al36tint-New | 30 | 0.5321 | 4.5 | 0 | 0 | ExCOMM | 0.47693 | 0.46383 | 0.57267 | 6.3578e-05 | 0.00013707 |  |  | 3.5367 | 0 | 0 | 0 | 0 | 0 | 3.5367 | 0 | 3.5367 | 0 | 0 | 454.4224 | 0 | 454.4224 | 0.29513 | 0.0025922 | 0.032788 | 0.33005 | 3.5367 | 0.093322 | 0.037257 | 0 | 0 | 0.36731 | 3.5367 | 0.10386
codet to al36tint | Glass-MIniMart-HtPmpHt-codet to al36tint-New | 30 | 0.5181 | 4.5 | 0 | 0 | ExCOMM | 0.47693 | 0.46383 | 0.55761 | 6.1906e-05 | 0.00013347 |  |  | 3.5367 | 0 | 0 | 0 | 0 | 0 | 3.5367 | 0 | 3.5367 | 0 | 0 | 466.7017 | 0 | 466.7017 | 0.28736 | 0.002524 | 0.031926 | 0.32137 | 3.5367 | 0.090866 | 0.036277 | 0 | 0 | 0.35764 | 3.5367 | 0.10112
codet to al36tint | Glass-Restaurant-HtPmpHt-codet to al36tint-New | 30 | 1.4067 | 4.5 | 0 | 0 | ExCOMM | 0.47693 | 0.46383 | 1.5139 | 0.00016808 | 0.00036237 |  |  | 3.5367 | 0 | 0 | 0 | 0 | 0 | 3.5367 | 0 | 3.5367 | 0 | 0 | 171.8948 | 0 | 171.8948 | 0.78021 | 0.0068526 | 0.086679 | 0.87252 | 3.5367 | 0.24671 | 0.098494 | 0 | 0 | 0.97101 | 3.5367 | 0.27455
codet to al36tint | Glass-Lodging-HtPmpHt-codet to al36tint-New | 30 | 1.2868 | 4.5 | 0 | 0 | ExCOMM | 0.47693 | 0.46383 | 1.3849 | 0.00015376 | 0.00033149 |  |  | 3.5367 | 0 | 0 | 0 | 0 | 0 | 3.5367 | 0 | 3.5367 | 0 | 0 | 187.9042 | 0 | 187.9042 | 0.71373 | 0.0062688 | 0.079294 | 0.79818 | 3.5367 | 0.22569 | 0.090102 | 0 | 0 | 0.88828 | 3.5367 | 0.25116
codet to al36tint | Glass-Hospital-HtPmpHt-codet to al36tint-New | 30 | 2.345 | 4.5 | 0 | 0 | ExCOMM | 0.47693 | 0.46383 | 2.5238 | 0.0002802 | 0.00060409 |  |  | 3.5367 | 0 | 0 | 0 | 0 | 0 | 3.5367 | 0 | 3.5367 | 0 | 0 | 103.1119 | 0 | 103.1119 | 1.3007 | 0.011424 | 0.1445 | 1.4546 | 3.5367 | 0.41128 | 0.1642 | 0 | 0 | 1.6187 | 3.5367 | 0.4577
codet to al36tint | Glass-OtherHealth-HtPmpHt-codet to al36tint-New | 30 | 2.2629 | 4.5 | 0 | 0 | ExCOMM | 0.47693 | 0.46383 | 2.4355 | 0.00027039 | 0.00058295 |  |  | 3.5367 | 0 | 0 | 0 | 0 | 0 | 3.5367 | 0 | 3.5367 | 0 | 0 | 106.8517 | 0 | 106.8517 | 1.2551 | 0.011024 | 0.13944 | 1.4036 | 3.5367 | 0.39688 | 0.15845 | 0 | 0 | 1.5621 | 3.5367 | 0.44168
codet to al36tint | Glass-Other-HtPmpHt-codet to al36tint-New | 30 | 1.0205 | 4.5 | 0 | 0 | ExCOMM | 0.47693 | 0.46383 | 1.0983 | 0.00012194 | 0.00026289 |  |  | 3.5367 | 0 | 0 | 0 | 0 | 0 | 3.5367 | 0 | 3.5367 | 0 | 0 | 236.9371 | 0 | 236.9371 | 0.56603 | 0.0049715 | 0.062885 | 0.633 | 3.5367 | 0.17898 | 0.071456 | 0 | 0 | 0.70446 | 3.5367 | 0.19919
code to vea | Glass-Large Off-ElecHt-code to vea-NR | 30 | 1.4063 | 1.5 | 0 | 0 | ExCOMM | 0.47693 | 0.46383 | 1.5136 | 0.00016804 | 0.00036228 |  |  | 1.1789 | 0 | 0 | 0 | 0 | 0 | 1.1789 | 0 | 1.1789 | 0 | 0 | 57.3116 | 0 | 57.3116 | 0.78003 | 0.0068511 | 0.086659 | 0.87232 | 1.1789 | 0.73995 | 0.098471 | 0 | 0 | 0.97079 | 1.1789 | 0.82347
code to vea | Glass-Medium Off-ElecHt-code to vea-NR | 30 | 1.3983 | 1.5 | 0 | 0 | ExCOMM | 0.47693 | 0.46383 | 1.505 | 0.00016708 | 0.00036022 |  |  | 1.1789 | 0 | 0 | 0 | 0 | 0 | 1.1789 | 0 | 1.1789 | 0 | 0 | 57.6398 | 0 | 57.6398 | 0.77559 | 0.006812 | 0.086166 | 0.86735 | 1.1789 | 0.73573 | 0.09791 | 0 | 0 | 0.96526 | 1.1789 | 0.81878
code to vea | Glass-Small Off-ElecHt-code to vea-NR | 30 | 1.2696 | 1.5 | 0 | 0 | ExCOMM | 0.47693 | 0.46383 | 1.3664 | 0.00015169 | 0.00032705 |  |  | 1.1789 | 0 | 0 | 0 | 0 | 0 | 1.1789 | 0 | 1.1789 | 0 | 0 | 63.4862 | 0 | 63.4862 | 0.70416 | 0.0061847 | 0.078231 | 0.78748 | 1.1789 | 0.66798 | 0.088894 | 0 | 0 | 0.87637 | 1.1789 | 0.74338
code to vea | Glass-Big Box-ElecHt-code to vea-NR | 30 | 1.2031 | 1.5 | 0 | 0 | ExCOMM | 0.47693 | 0.46383 | 1.2948 | 0.00014375 | 0.00030993 |  |  | 1.1789 | 0 | 0 | 0 | 0 | 0 | 1.1789 | 0 | 1.1789 | 0 | 0 | 66.9934 | 0 | 66.9934 | 0.6673 | 0.0058609 | 0.074135 | 0.74625 | 1.1789 | 0.63301 | 0.08424 | 0 | 0 | 0.83049 | 1.1789 | 0.70447
code to vea | Glass-Small Box-ElecHt-code to vea-NR | 30 | 0.89238 | 1.5 | 0 | 0 | ExCOMM | 0.47693 | 0.46383 | 0.96042 | 0.00010663 | 0.00022988 |  |  | 1.1789 | 0 | 0 | 0 | 0 | 0 | 1.1789 | 0 | 1.1789 | 0 | 0 | 90.3197 | 0 | 90.3197 | 0.49496 | 0.0043473 | 0.054989 | 0.55352 | 1.1789 | 0.46953 | 0.062484 | 0 | 0 | 0.616 | 1.1789 | 0.52253
code to vea | Glass-High End-ElecHt-code to vea-NR | 30 | 0.89457 | 1.5 | 0 | 0 | ExCOMM | 0.47693 | 0.46383 | 0.96278 | 0.00010689 | 0.00023045 |  |  | 1.1789 | 0 | 0 | 0 | 0 | 0 | 1.1789 | 0 | 1.1789 | 0 | 0 | 90.0982 | 0 | 90.0982 | 0.49618 | 0.004358 | 0.055124 | 0.55488 | 1.1789 | 0.47068 | 0.062637 | 0 | 0 | 0.61752 | 1.1789 | 0.52381
code to vea | Glass-Anchor-ElecHt-code to vea-NR | 30 | 1.2031 | 1.5 | 0 | 0 | ExCOMM | 0.47693 | 0.46383 | 1.2948 | 0.00014375 | 0.00030993 |  |  | 1.1789 | 0 | 0 | 0 | 0 | 0 | 1.1789 | 0 | 1.1789 | 0 | 0 | 66.9934 | 0 | 66.9934 | 0.6673 | 0.0058609 | 0.074135 | 0.74625 | 1.1789 | 0.63301 | 0.08424 | 0 | 0 | 0.83049 | 1.1789 | 0.70447
code to vea | Glass-K-12-ElecHt-code to vea-NR | 30 | 0.8211 | 1.5 | 0 | 0 | ExCOMM | 0.47693 | 0.46383 | 0.88371 | 9.811e-05 | 0.00021152 |  |  | 1.1789 | 0 | 0 | 0 | 0 | 0 | 1.1789 | 0 | 1.1789 | 0 | 0 | 98.16 | 0 | 98.16 | 0.45543 | 0.004 | 0.050597 | 0.50931 | 1.1789 | 0.43202 | 0.057493 | 0 | 0 | 0.5668 | 1.1789 | 0.48079
code to vea | Glass-University-ElecHt-code to vea-NR | 30 | 1.5867 | 1.5 | 0 | 0 | ExCOMM | 0.47693 | 0.46383 | 1.7077 | 0.00018959 | 0.00040875 |  |  | 1.1789 | 0 | 0 | 0 | 0 | 0 | 1.1789 | 0 | 1.1789 | 0 | 0 | 50.7959 | 0 | 50.7959 | 0.88008 | 0.0077299 | 0.097775 | 0.98421 | 1.1789 | 0.83486 | 0.1111 | 0 | 0 | 1.0953 | 1.1789 | 0.9291
code to vea | Glass-Warehouse-ElecHt-code to vea-NR | 30 | 0.81796 | 1.5 | 0 | 0 | ExCOMM | 0.47693 | 0.46383 | 0.88033 | 9.7735e-05 | 0.00021071 |  |  | 1.1789 | 0 | 0 | 0 | 0 | 0 | 1.1789 | 0 | 1.1789 | 0 | 0 | 98.537 | 0 | 98.537 | 0.45368 | 0.0039847 | 0.050403 | 0.50736 | 1.1789 | 0.43037 | 0.057273 | 0 | 0 | 0.56463 | 1.1789 | 0.47895
code to vea | Glass-Supermarket-ElecHt-code to vea-NR | 30 | 1.2004 | 1.5 | 0 | 0 | ExCOMM | 0.47693 | 0.46383 | 1.2919 | 0.00014343 | 0.00030923 |  |  | 1.1789 | 0 | 0 | 0 | 0 | 0 | 1.1789 | 0 | 1.1789 | 0 | 0 | 67.1435 | 0 | 67.1435 | 0.66581 | 0.0058478 | 0.07397 | 0.74458 | 1.1789 | 0.63159 | 0.084051 | 0 | 0 | 0.82863 | 1.1789 | 0.70289
code to vea | Glass-MIniMart-ElecHt-code to vea-NR | 30 | 1.2067 | 1.5 | 0 | 0 | ExCOMM | 0.47693 | 0.46383 | 1.2987 | 0.00014418 | 0.00031086 |  |  | 1.1789 | 0 | 0 | 0 | 0 | 0 | 1.1789 | 0 | 1.1789 | 0 | 0 | 66.7928 | 0 | 66.7928 | 0.6693 | 0.0058785 | 0.074358 | 0.74849 | 1.1789 | 0.63491 | 0.084493 | 0 | 0 | 0.83299 | 1.1789 | 0.70658
code to vea | Glass-Restaurant-ElecHt-code to vea-NR | 30 | 1.2036 | 1.5 | 0 | 0 | ExCOMM | 0.47693 | 0.46383 | 1.2954 | 0.00014382 | 0.00031006 |  |  | 1.1789 | 0 | 0 | 0 | 0 | 0 | 1.1789 | 0 | 1.1789 | 0 | 0 | 66.9641 | 0 | 66.9641 | 0.66759 | 0.0058635 | 0.074168 | 0.74658 | 1.1789 | 0.63329 | 0.084277 | 0 | 0 | 0.83085 | 1.1789 | 0.70477
code to vea | Glass-Lodging-ElecHt-code to vea-NR | 30 | 1.2016 | 1.5 | 0 | 0 | ExCOMM | 0.47693 | 0.46383 | 1.2933 | 0.00014358 | 0.00030955 |  |  | 1.1789 | 0 | 0 | 0 | 0 | 0 | 1.1789 | 0 | 1.1789 | 0 | 0 | 67.0745 | 0 | 67.0745 | 0.66649 | 0.0058539 | 0.074046 | 0.74535 | 1.1789 | 0.63224 | 0.084138 | 0 | 0 | 0.82949 | 1.1789 | 0.70361
code to vea | Glass-Hospital-ElecHt-code to vea-NR | 30 | 1.6019 | 1.5 | 0 | 0 | ExCOMM | 0.47693 | 0.46383 | 1.7241 | 0.00019141 | 0.00041267 |  |  | 1.1789 | 0 | 0 | 0 | 0 | 0 | 1.1789 | 0 | 1.1789 | 0 | 0 | 50.3143 | 0 | 50.3143 | 0.88851 | 0.0078038 | 0.098711 | 0.99363 | 1.1789 | 0.84285 | 0.11217 | 0 | 0 | 1.1058 | 1.1789 | 0.938
code to vea | Glass-OtherHealth-ElecHt-code to vea-NR | 30 | 1.7934 | 1.5 | 0 | 0 | ExCOMM | 0.47693 | 0.46383 | 1.9301 | 0.00021429 | 0.00046199 |  |  | 1.1789 | 0 | 0 | 0 | 0 | 0 | 1.1789 | 0 | 1.1789 | 0 | 0 | 44.9423 | 0 | 44.9423 | 0.99471 | 0.0087366 | 0.11051 | 1.1124 | 1.1789 | 0.9436 | 0.12557 | 0 | 0 | 1.238 | 1.1789 | 1.0501
code to vea | Glass-Other-ElecHt-code to vea-NR | 30 | 1.2105 | 1.5 | 0 | 0 | ExCOMM | 0.47693 | 0.46383 | 1.3027 | 0.00014463 | 0.00031182 |  |  | 1.1789 | 0 | 0 | 0 | 0 | 0 | 1.1789 | 0 | 1.1789 | 0 | 0 | 66.5863 | 0 | 66.5863 | 0.67138 | 0.0058968 | 0.074589 | 0.75081 | 1.1789 | 0.63688 | 0.084755 | 0 | 0 | 0.83557 | 1.1789 | 0.70877
code to vea | Glass-Large Off-ElecHt-code to vea-New | 30 | 1.2875 | 1.5 | 0 | 0 | ExCOMM | 0.47693 | 0.46383 | 1.3856 | 0.00015383 | 0.00033166 |  |  | 1.1789 | 0 | 0 | 0 | 0 | 0 | 1.1789 | 0 | 1.1789 | 0 | 0 | 62.6034 | 0 | 62.6034 | 0.71409 | 0.0062719 | 0.079334 | 0.79858 | 1.1789 | 0.6774 | 0.090147 | 0 | 0 | 0.88873 | 1.1789 | 0.75387
code to vea | Glass-Medium Off-ElecHt-code to vea-New | 30 | 1.2875 | 1.5 | 0 | 0 | ExCOMM | 0.47693 | 0.46383 | 1.3856 | 0.00015383 | 0.00033166 |  |  | 1.1789 | 0 | 0 | 0 | 0 | 0 | 1.1789 | 0 | 1.1789 | 0 | 0 | 62.6034 | 0 | 62.6034 | 0.71409 | 0.0062719 | 0.079334 | 0.79858 | 1.1789 | 0.6774 | 0.090147 | 0 | 0 | 0.88873 | 1.1789 | 0.75387
code to vea | Glass-Small Off-ElecHt-code to vea-New | 30 | 1.1199 | 1.5 | 0 | 0 | ExCOMM | 0.47693 | 0.46383 | 1.2053 | 0.00013382 | 0.0002885 |  |  | 1.1789 | 0 | 0 | 0 | 0 | 0 | 1.1789 | 0 | 1.1789 | 0 | 0 | 71.9676 | 0 | 71.9676 | 0.62118 | 0.0054558 | 0.069011 | 0.69467 | 1.1789 | 0.58926 | 0.078417 | 0 | 0 | 0.77309 | 1.1789 | 0.65578
code to vea | Glass-Big Box-ElecHt-code to vea-New | 30 | 0.83808 | 1.5 | 0 | 0 | ExCOMM | 0.47693 | 0.46383 | 0.90198 | 0.00010014 | 0.0002159 |  |  | 1.1789 | 0 | 0 | 0 | 0 | 0 | 1.1789 | 0 | 1.1789 | 0 | 0 | 96.1713 | 0 | 96.1713 | 0.46484 | 0.0040828 | 0.051643 | 0.51984 | 1.1789 | 0.44096 | 0.058682 | 0 | 0 | 0.57852 | 1.1789 | 0.49073
code to vea | Glass-Small Box-ElecHt-code to vea-New | 30 | 0.91662 | 1.5 | 0 | 0 | ExCOMM | 0.47693 | 0.46383 | 0.98651 | 0.00010952 | 0.00023613 |  |  | 1.1789 | 0 | 0 | 0 | 0 | 0 | 1.1789 | 0 | 1.1789 | 0 | 0 | 87.9309 | 0 | 87.9309 | 0.50841 | 0.0044654 | 0.056483 | 0.56856 | 1.1789 | 0.48228 | 0.064181 | 0 | 0 | 0.63274 | 1.1789 | 0.53672
code to vea | Glass-High End-ElecHt-code to vea-New | 30 | 0.91871 | 1.5 | 0 | 0 | ExCOMM | 0.47693 | 0.46383 | 0.98877 | 0.00010977 | 0.00023667 |  |  | 1.1789 | 0 | 0 | 0 | 0 | 0 | 1.1789 | 0 | 1.1789 | 0 | 0 | 87.7307 | 0 | 87.7307 | 0.50957 | 0.0044756 | 0.056612 | 0.56986 | 1.1789 | 0.48338 | 0.064328 | 0 | 0 | 0.63418 | 1.1789 | 0.53795
code to vea | Glass-Anchor-ElecHt-code to vea-New | 30 | 0.83783 | 1.5 | 0 | 0 | ExCOMM | 0.47693 | 0.46383 | 0.90172 | 0.00010011 | 0.00021583 |  |  | 1.1789 | 0 | 0 | 0 | 0 | 0 | 1.1789 | 0 | 1.1789 | 0 | 0 | 96.1997 | 0 | 96.1997 | 0.46471 | 0.0040816 | 0.051628 | 0.51969 | 1.1789 | 0.44083 | 0.058665 | 0 | 0 | 0.57835 | 1.1789 | 0.49059
code to vea | Glass-K-12-ElecHt-code to vea-New | 30 | 0.77532 | 1.5 | 0 | 0 | ExCOMM | 0.47693 | 0.46383 | 0.83444 | 9.264e-05 | 0.00019973 |  |  | 1.1789 | 0 | 0 | 0 | 0 | 0 | 1.1789 | 0 | 1.1789 | 0 | 0 | 103.9563 | 0 | 103.9563 | 0.43003 | 0.003777 | 0.047776 | 0.48091 | 1.1789 | 0.40794 | 0.054287 | 0 | 0 | 0.5352 | 1.1789 | 0.45398
code to vea | Glass-University-ElecHt-code to vea-New | 30 | 1.4556 | 1.5 | 0 | 0 | ExCOMM | 0.47693 | 0.46383 | 1.5666 | 0.00017393 | 0.00037498 |  |  | 1.1789 | 0 | 0 | 0 | 0 | 0 | 1.1789 | 0 | 1.1789 | 0 | 0 | 55.3708 | 0 | 55.3708 | 0.80737 | 0.0070912 | 0.089697 | 0.90289 | 1.1789 | 0.76588 | 0.10192 | 0 | 0 | 1.0048 | 1.1789 | 0.85234
code to vea | Glass-Warehouse-ElecHt-code to vea-New | 30 | 0.00013 | 1.5 | 0 | 0 | ExCOMM | 0.47693 | 0.46383 | 0.00013991 | 1.5533e-08 | 3.3489e-08 |  |  | 1.1789 | 0 | 0 | 0 | 0 | 0 | 1.1789 | 0 | 1.1789 | 0 | 0 | 619995.25 | 0 | 619995.222 | 7.2105e-05 | 6.333e-07 | 8.0107e-06 | 8.0636e-05 | 1.1789 | 6.84e-05 | 9.1025e-06 | 0 | 0 | 8.9738e-05 | 1.1789 | 7.6121e-05
code to vea | Glass-Supermarket-ElecHt-code to vea-New | 30 | 1.1056 | 1.5 | 0 | 0 | ExCOMM | 0.47693 | 0.46383 | 1.1899 | 0.00013211 | 0.00028482 |  |  | 1.1789 | 0 | 0 | 0 | 0 | 0 | 1.1789 | 0 | 1.1789 | 0 | 0 | 72.8988 | 0 | 72.8989 | 0.61324 | 0.0053862 | 0.06813 | 0.6858 | 1.1789 | 0.58173 | 0.077416 | 0 | 0 | 0.76321 | 1.1789 | 0.6474
code to vea | Glass-MIniMart-ElecHt-code to vea-New | 30 | 1.0981 | 1.5 | 0 | 0 | ExCOMM | 0.47693 | 0.46383 | 1.1819 | 0.00013121 | 0.00028289 |  |  | 1.1789 | 0 | 0 | 0 | 0 | 0 | 1.1789 | 0 | 1.1789 | 0 | 0 | 73.3967 | 0 | 73.3967 | 0.60908 | 0.0053496 | 0.067668 | 0.68115 | 1.1789 | 0.57778 | 0.076891 | 0 | 0 | 0.75804 | 1.1789 | 0.64301
code to vea | Glass-Restaurant-ElecHt-code to vea-New | 30 | 0.80426 | 1.5 | 0 | 0 | ExCOMM | 0.47693 | 0.46383 | 0.86559 | 9.6098e-05 | 0.00020718 |  |  | 1.1789 | 0 | 0 | 0 | 0 | 0 | 1.1789 | 0 | 1.1789 | 0 | 0 | 100.215 | 0 | 100.215 | 0.44609 | 0.003918 | 0.049559 | 0.49887 | 1.1789 | 0.42316 | 0.056314 | 0 | 0 | 0.55518 | 1.1789 | 0.47093
code to vea | Glass-Lodging-ElecHt-code to vea-New | 30 | 0.98868 | 1.5 | 0 | 0 | ExCOMM | 0.47693 | 0.46383 | 1.0641 | 0.00011813 | 0.00025469 |  |  | 1.1789 | 0 | 0 | 0 | 0 | 0 | 1.1789 | 0 | 1.1789 | 0 | 0 | 81.5223 | 0 | 81.5223 | 0.54837 | 0.0048164 | 0.060923 | 0.61325 | 1.1789 | 0.52019 | 0.069227 | 0 | 0 | 0.68248 | 1.1789 | 0.57892
code to vea | Glass-Hospital-ElecHt-code to vea-New | 30 | 1.4239 | 1.5 | 0 | 0 | ExCOMM | 0.47693 | 0.46383 | 1.5325 | 0.00017013 | 0.0003668 |  |  | 1.1789 | 0 | 0 | 0 | 0 | 0 | 1.1789 | 0 | 1.1789 | 0 | 0 | 56.6055 | 0 | 56.6055 | 0.78976 | 0.0069365 | 0.08774 | 0.8832 | 1.1789 | 0.74918 | 0.099699 | 0 | 0 | 0.9829 | 1.1789 | 0.83375
code to vea | Glass-OtherHealth-ElecHt-code to vea-New | 30 | 1.5578 | 1.5 | 0 | 0 | ExCOMM | 0.47693 | 0.46383 | 1.6766 | 0.00018614 | 0.00040131 |  |  | 1.1789 | 0 | 0 | 0 | 0 | 0 | 1.1789 | 0 | 1.1789 | 0 | 0 | 51.7376 | 0 | 51.7376 | 0.86406 | 0.0075892 | 0.095996 | 0.9663 | 1.1789 | 0.81966 | 0.10908 | 0 | 0 | 1.0754 | 1.1789 | 0.91219
code to vea | Glass-Other-ElecHt-code to vea-New | 30 | 0.98065 | 1.5 | 0 | 0 | ExCOMM | 0.47693 | 0.46383 | 1.0554 | 0.00011717 | 0.00025262 |  |  | 1.1789 | 0 | 0 | 0 | 0 | 0 | 1.1789 | 0 | 1.1789 | 0 | 0 | 82.1894 | 0 | 82.1894 | 0.54392 | 0.0047773 | 0.060429 | 0.60828 | 1.1789 | 0.51597 | 0.068665 | 0 | 0 | 0.67694 | 1.1789 | 0.57422
code to vea | Glass-Large Off-GasHt-code to vea-NR | 30 | 0.069878 | 1.5 | -0.025734 | 0 | SmComCAC | 0.17 | 0 | 0.075206 | 0 | 5.0501e-05 |  |  | 1.1789 | 0 | 0 | -0.34974 | 0 | 0 | 1.1789 | -0.34974 | 0.82916 | 0 | 0 | 1153.4336 | -342.1838 | 811.2498 | 0.054537 | 0 | 0.0065819 | 0.061118 | 1.1789 | 0.051844 | 0.013726 | 0 | 0 | 0.074845 | 0.82916 | 0.090266
code to vea | Glass-Medium Off-GasHt-code to vea-NR | 30 | 0.06187 | 1.5 | -0.025734 | 0 | SmComCAC | 0.17 | 0 | 0.066587 | 0 | 4.4714e-05 |  |  | 1.1789 | 0 | 0 | -0.34974 | 0 | 0 | 1.1789 | -0.34974 | 0.82916 | 0 | 0 | 1302.7233 | -386.4728 | 916.2504 | 0.048287 | 0 | 0.0058276 | 0.054114 | 1.1789 | 0.045903 | 0.012153 | 0 | 0 | 0.066268 | 0.82916 | 0.079922
code to vea | Glass-Small Off-GasHt-code to vea-NR | 30 | -0.066902 | 1.5 | -0.025734 | 0 | SmComCAC | 0.17 | 0 | -0.072004 | 0 | -4.8351e-05 |  |  | 1.1789 | 0 | 0 | -0.34974 | 0 | 0 | 1.1789 | -0.34974 | 0.82916 | 0 | 0 | -1204.7325 | 357.4024 | -847.3301 | -0.052214 | 0 | -0.0063016 | -0.058516 | 1.1789 | -0.049636 | -0.013142 | 0 | 0 | -0.071658 | 0.82916 | -0.086423
code to vea | Glass-Big Box-GasHt-code to vea-NR | 30 | -0.016132 | 1.5 | -0.023477 | 0 | SmComCAC | 0.17 | 0 | -0.017362 | 0 | -1.1659e-05 |  |  | 1.1789 | 0 | 0 | -0.31906 | 0 | 0 | 1.1789 | -0.31906 | 0.85984 | 0 | 0 | -4996.2407 | 1352.1931 | -3644.0478 | -0.01259 | 0 | -0.0015195 | -0.01411 | 1.1789 | -0.011969 | -0.0031689 | 0 | 0 | -0.017279 | 0.85984 | -0.020095
code to vea | Glass-Small Box-GasHt-code to vea-NR | 30 | -0.045488 | 1.5 | -0.018059 | 0 | SmComCAC | 0.17 | 0 | -0.048957 | 0 | -3.2874e-05 |  |  | 1.1789 | 0 | 0 | -0.24543 | 0 | 0 | 1.1789 | -0.24543 | 0.93346 | 0 | 0 | -1771.8804 | 368.8811 | -1402.9993 | -0.035501 | 0 | -0.0042846 | -0.039786 | 1.1789 | -0.033749 | -0.0089355 | 0 | 0 | -0.048721 | 0.93346 | -0.052194
code to vea | Glass-High End-GasHt-code to vea-NR | 30 | -0.043294 | 1.5 | -0.018059 | 0 | SmComCAC | 0.17 | 0 | -0.046595 | 0 | -3.1289e-05 |  |  | 1.1789 | 0 | 0 | -0.24543 | 0 | 0 | 1.1789 | -0.24543 | 0.93346 | 0 | 0 | -1861.677 | 387.5755 | -1474.1014 | -0.033789 | 0 | -0.0040779 | -0.037867 | 1.1789 | -0.032121 | -0.0085045 | 0 | 0 | -0.046371 | 0.93346 | -0.049677
code to vea | Glass-Anchor-GasHt-code to vea-NR | 30 | -0.016132 | 1.5 | -0.023477 | 0 | SmComCAC | 0.17 | 0 | -0.017362 | 0 | -1.1659e-05 |  |  | 1.1789 | 0 | 0 | -0.31906 | 0 | 0 | 1.1789 | -0.31906 | 0.85984 | 0 | 0 | -4996.3052 | 1352.2106 | -3644.0949 | -0.01259 | 0 | -0.0015195 | -0.01411 | 1.1789 | -0.011969 | -0.0031689 | 0 | 0 | -0.017278 | 0.85984 | -0.020095
code to vea | Glass-K-12-GasHt-code to vea-NR | 30 | 0.023916 | 1.5 | -0.01535 | 0 | SmComCAC | 0.17 | 0 | 0.02574 | 0 | 1.7284e-05 |  |  | 1.1789 | 0 | 0 | -0.20862 | 0 | 0 | 1.1789 | -0.20862 | 0.97028 | 0 | 0 | 3370.0989 | -596.3669 | 2773.732 | 0.018665 | 0 | 0.0022527 | 0.020918 | 1.1789 | 0.017744 | 0.004698 | 0 | 0 | 0.025616 | 0.97028 | 0.026401
code to vea | Glass-University-GasHt-code to vea-NR | 30 | 0.067388 | 1.5 | -0.029256 | 0 | SmComCAC | 0.17 | 0 | 0.072526 | 0 | 4.8702e-05 |  |  | 1.1789 | 0 | 0 | -0.3976 | 0 | 0 | 1.1789 | -0.3976 | 0.7813 | 0 | 0 | 1196.0492 | -403.3816 | 792.6676 | 0.052593 | 0 | 0.0063474 | 0.058941 | 1.1789 | 0.049997 | 0.013237 | 0 | 0 | 0.072178 | 0.7813 | 0.092382
code to vea | Glass-Warehouse-GasHt-code to vea-NR | 30 | -0.026119 | 1.5 | -0.016253 | 0 | SmComCAC | 0.17 | 0 | -0.028111 | 0 | -1.8877e-05 |  |  | 1.1789 | 0 | 0 | -0.22089 | 0 | 0 | 1.1789 | -0.22089 | 0.95801 | 0 | 0 | -3085.8174 | 578.1823 | -2507.6352 | -0.020385 | 0 | -0.0024602 | -0.022845 | 1.1789 | -0.019378 | -0.0051308 | 0 | 0 | -0.027976 | 0.95801 | -0.029202
code to vea | Glass-Supermarket-GasHt-code to vea-NR | 30 | -0.018822 | 1.5 | -0.023477 | 0 | SmComCAC | 0.17 | 0 | -0.020257 | 0 | -1.3603e-05 |  |  | 1.1789 | 0 | 0 | -0.31906 | 0 | 0 | 1.1789 | -0.31906 | 0.85984 | 0 | 0 | -4282.1836 | 1158.9391 | -3123.2445 | -0.01469 | 0 | -0.0017729 | -0.016463 | 1.1789 | -0.013964 | -0.0036973 | 0 | 0 | -0.02016 | 0.85984 | -0.023446
code to vea | Glass-MIniMart-GasHt-code to vea-NR | 30 | -0.012518 | 1.5 | -0.023477 | 0 | SmComCAC | 0.17 | 0 | -0.013473 | 0 | -9.0472e-06 |  |  | 1.1789 | 0 | 0 | -0.31906 | 0 | 0 | 1.1789 | -0.31906 | 0.85984 | 0 | 0 | -6438.4282 | 1742.5096 | -4695.9184 | -0.0097701 | 0 | -0.0011791 | -0.010949 | 1.1789 | -0.0092877 | -0.0024591 | 0 | 0 | -0.013408 | 0.85984 | -0.015594
code to vea | Glass-Restaurant-GasHt-code to vea-NR | 30 | -0.015605 | 1.5 | -0.023477 | 0 | SmComCAC | 0.17 | 0 | -0.016795 | 0 | -1.1278e-05 |  |  | 1.1789 | 0 | 0 | -0.31906 | 0 | 0 | 1.1789 | -0.31906 | 0.85984 | 0 | 0 | -5164.8472 | 1397.825 | -3767.0221 | -0.012179 | 0 | -0.0014699 | -0.013649 | 1.1789 | -0.011578 | -0.0030655 | 0 | 0 | -0.016715 | 0.85984 | -0.019439
code to vea | Glass-Lodging-GasHt-code to vea-NR | 30 | -0.017587 | 1.5 | -0.023477 | 0 | SmComCAC | 0.17 | 0 | -0.018928 | 0 | -1.271e-05 |  |  | 1.1789 | 0 | 0 | -0.31906 | 0 | 0 | 1.1789 | -0.31906 | 0.85984 | 0 | 0 | -4582.8242 | 1240.3052 | -3342.5191 | -0.013726 | 0 | -0.0016566 | -0.015383 | 1.1789 | -0.013048 | -0.0034548 | 0 | 0 | -0.018837 | 0.85984 | -0.021908
code to vea | Glass-Hospital-GasHt-code to vea-NR | 30 | 0.066162 | 1.5 | -0.029572 | 0 | SmComCAC | 0.17 | 0 | 0.071207 | 0 | 4.7816e-05 |  |  | 1.1789 | 0 | 0 | -0.40189 | 0 | 0 | 1.1789 | -0.40189 | 0.777 | 0 | 0 | 1218.2074 | -415.293 | 802.9144 | 0.051637 | 0 | 0.0062319 | 0.057869 | 1.1789 | 0.049087 | 0.012997 | 0 | 0 | 0.070865 | 0.777 | 0.091203
code to vea | Glass-OtherHealth-GasHt-code to vea-NR | 30 | 0.058345 | 1.5 | -0.033409 | 0 | SmComCAC | 0.17 | 0 | 0.062794 | 0 | 4.2166e-05 |  |  | 1.1789 | 0 | 0 | -0.45404 | 0 | 0 | 1.1789 | -0.45404 | 0.72485 | 0 | 0 | 1381.4258 | -532.0486 | 849.3771 | 0.045536 | 0 | 0.0054956 | 0.051031 | 1.1789 | 0.043287 | 0.011461 | 0 | 0 | 0.062492 | 0.72485 | 0.086214
code to vea | Glass-Other-GasHt-code to vea-NR | 30 | -0.0087759 | 1.5 | -0.023477 | 0 | SmComCAC | 0.17 | 0 | -0.0094451 | 0 | -6.3424e-06 |  |  | 1.1789 | 0 | 0 | -0.31906 | 0 | 0 | 1.1789 | -0.31906 | 0.85984 | 0 | 0 | -9184.1543 | 2485.6187 | -6698.5355 | -0.0068492 | 0 | -0.00082661 | -0.0076758 | 1.1789 | -0.006511 | -0.0017239 | 0 | 0 | -0.0093997 | 0.85984 | -0.010932
code to vea | Glass-Large Off-GasHt-code to vea-New | 30 | -0.049 | 1.5 | -0.025734 | 0 | SmComCAC | 0.17 | 0 | -0.052736 | 0 | -3.5412e-05 |  |  | 1.1789 | 0 | 0 | -0.34974 | 0 | 0 | 1.1789 | -0.34974 | 0.82916 | 0 | 0 | -1644.8853 | 487.9805 | -1156.9048 | -0.038242 | 0 | -0.0046154 | -0.042858 | 1.1789 | -0.036354 | -0.0096253 | 0 | 0 | -0.052483 | 0.82916 | -0.063297
code to vea | Glass-Medium Off-GasHt-code to vea-New | 30 | -0.049 | 1.5 | -0.025734 | 0 | SmComCAC | 0.17 | 0 | -0.052736 | 0 | -3.5412e-05 |  |  | 1.1789 | 0 | 0 | -0.34974 | 0 | 0 | 1.1789 | -0.34974 | 0.82916 | 0 | 0 | -1644.8853 | 487.9805 | -1156.9048 | -0.038242 | 0 | -0.0046154 | -0.042858 | 1.1789 | -0.036354 | -0.0096253 | 0 | 0 | -0.052483 | 0.82916 | -0.063297
code to vea | Glass-Small Off-GasHt-code to vea-New | 30 | -0.07584 | 1.5 | -0.023025 | 0 | SmComCAC | 0.17 | 0 | -0.081623 | 0 | -5.481e-05 |  |  | 1.1789 | 0 | 0 | -0.31292 | 0 | 0 | 1.1789 | -0.31292 | 0.86597 | 0 | 0 | -1062.7555 | 282.0951 | -780.6604 | -0.05919 | 0 | -0.0071435 | -0.066333 | 1.1789 | -0.056267 | -0.014898 | 0 | 0 | -0.081231 | 0.86597 | -0.093803
code to vea | Glass-Big Box-GasHt-code to vea-New | 30 | 0.064341 | 1.5 | -0.014899 | 0 | SmComCAC | 0.17 | 0 | 0.069247 | 0 | 4.65e-05 |  |  | 1.1789 | 0 | 0 | -0.20248 | 0 | 0 | 1.1789 | -0.20248 | 0.97641 | 0 | 0 | 1252.6838 | -215.153 | 1037.5308 | 0.050216 | 0 | 0.0060604 | 0.056276 | 1.1789 | 0.047736 | 0.012639 | 0 | 0 | 0.068915 | 0.97641 | 0.07058
code to vea | Glass-Small Box-GasHt-code to vea-New | 30 | -0.068138 | 1.5 | -0.018962 | 0 | SmComCAC | 0.17 | 0 | -0.073334 | 0 | -4.9244e-05 |  |  | 1.1789 | 0 | 0 | -0.2577 | 0 | 0 | 1.1789 | -0.2577 | 0.92119 | 0 | 0 | -1182.8832 | 258.573 | -924.3102 | -0.053179 | 0 | -0.006418 | -0.059597 | 1.1789 | -0.050553 | -0.013385 | 0 | 0 | -0.072981 | 0.92119 | -0.079225
code to vea | Glass-High End-GasHt-code to vea-New | 30 | -0.066046 | 1.5 | -0.018962 | 0 | SmComCAC | 0.17 | 0 | -0.071082 | 0 | -4.7732e-05 |  |  | 1.1789 | 0 | 0 | -0.2577 | 0 | 0 | 1.1789 | -0.2577 | 0.92119 | 0 | 0 | -1220.3525 | 266.7636 | -953.5889 | -0.051546 | 0 | -0.0062209 | -0.057767 | 1.1789 | -0.049001 | -0.012974 | 0 | 0 | -0.070741 | 0.92119 | -0.076792
code to vea | Glass-Anchor-GasHt-code to vea-New | 30 | 0.064094 | 1.5 | -0.014899 | 0 | SmComCAC | 0.17 | 0 | 0.068982 | 0 | 4.6321e-05 |  |  | 1.1789 | 0 | 0 | -0.20248 | 0 | 0 | 1.1789 | -0.20248 | 0.97641 | 0 | 0 | 1257.5105 | -215.982 | 1041.5284 | 0.050023 | 0 | 0.0060371 | 0.05606 | 1.1789 | 0.047553 | 0.01259 | 0 | 0 | 0.06865 | 0.97641 | 0.070309
code to vea | Glass-K-12-GasHt-code to vea-New | 30 | 0.03675 | 1.5 | -0.014222 | 0 | SmComCAC | 0.17 | 0 | 0.039552 | 0 | 2.6559e-05 |  |  | 1.1789 | 0 | 0 | -0.19328 | 0 | 0 | 1.1789 | -0.19328 | 0.98562 | 0 | 0 | 2193.1804 | -359.5646 | 1833.6158 | 0.028682 | 0 | 0.0034615 | 0.032143 | 1.1789 | 0.027266 | 0.007219 | 0 | 0 | 0.039362 | 0.98562 | 0.039937
code to vea | Glass-University-GasHt-code to vea-New | 30 | 0.04883 | 1.5 | -0.027089 | 0 | SmComCAC | 0.17 | 0 | 0.052553 | 0 | 3.529e-05 |  |  | 1.1789 | 0 | 0 | -0.36814 | 0 | 0 | 1.1789 | -0.36814 | 0.81075 | 0 | 0 | 1650.6119 | -515.452 | 1135.1599 | 0.03811 | 0 | 0.0045994 | 0.042709 | 1.1789 | 0.036228 | 0.0095919 | 0 | 0 | 0.052301 | 0.81075 | 0.064509
code to vea | Glass-Warehouse-GasHt-code to vea-New | 30 | 3e-05 | 1.5 | -4.5148e-05 | 0 | SmComCAC | 0.17 | 0 | 3.2287e-05 | 0 | 2.1681e-08 |  |  | 1.1789 | 0 | 0 | -0.00061357 | 0 | 0 | 1.1789 | -0.00061357 | 1.1783 | 0 | 0 | 2686646 | -1398.3066 | 2685247.6555 | 2.3414e-05 | 0 | 2.8257e-06 | 2.6239e-05 | 1.1789 | 2.2258e-05 | 5.8931e-06 | 0 | 0 | 3.2132e-05 | 1.1783 | 2.7271e-05
code to vea | Glass-Supermarket-GasHt-code to vea-New | 30 | 0.285 | 1.5 | -0.015802 | 0 | SmComCAC | 0.17 | 0 | 0.30673 | 0 | 0.00020597 |  |  | 1.1789 | 0 | 0 | -0.21475 | 0 | 0 | 1.1789 | -0.21475 | 0.96414 | 0 | 0 | 282.8048 | -51.5166 | 231.2883 | 0.22243 | 0 | 0.026844 | 0.24927 | 1.1789 | 0.21145 | 0.055984 | 0 | 0 | 0.30526 | 0.96414 | 0.31661
code to vea | Glass-MIniMart-GasHt-code to vea-New | 30 | 0.2775 | 1.5 | -0.015802 | 0 | SmComCAC | 0.17 | 0 | 0.29866 | 0 | 0.00020055 |  |  | 1.1789 | 0 | 0 | -0.21475 | 0 | 0 | 1.1789 | -0.21475 | 0.96414 | 0 | 0 | 290.4482 | -52.9089 | 237.5393 | 0.21658 | 0 | 0.026138 | 0.24271 | 1.1789 | 0.20588 | 0.054511 | 0 | 0 | 0.29723 | 0.96414 | 0.30828
code to vea | Glass-Restaurant-GasHt-code to vea-New | 30 | 0.030525 | 1.5 | -0.014899 | 0 | SmComCAC | 0.17 | 0 | 0.032853 | 0 | 2.2061e-05 |  |  | 1.1789 | 0 | 0 | -0.20248 | 0 | 0 | 1.1789 | -0.20248 | 0.97641 | 0 | 0 | 2640.4382 | -453.5049 | 2186.9333 | 0.023823 | 0 | 0.0028752 | 0.026699 | 1.1789 | 0.022647 | 0.0059962 | 0 | 0 | 0.032695 | 0.97641 | 0.033485
code to vea | Glass-Lodging-GasHt-code to vea-New | 30 | 0.025413 | 1.5 | -0.018548 | 0 | SmComCAC | 0.17 | 0 | 0.02735 | 0 | 1.8366e-05 |  |  | 1.1789 | 0 | 0 | -0.25208 | 0 | 0 | 1.1789 | -0.25208 | 0.92682 | 0 | 0 | 3171.6431 | -678.1753 | 2493.4677 | 0.019833 | 0 | 0.0023936 | 0.022227 | 1.1789 | 0.018854 | 0.0049919 | 0 | 0 | 0.027219 | 0.92682 | 0.029368
code to vea | Glass-Hospital-GasHt-code to vea-New | 30 | 0.05225 | 1.5 | -0.026411 | 0 | SmComCAC | 0.17 | 0 | 0.056234 | 0 | 3.7761e-05 |  |  | 1.1789 | 0 | 0 | -0.35894 | 0 | 0 | 1.1789 | -0.35894 | 0.81995 | 0 | 0 | 1542.5719 | -469.6705 | 1072.9014 | 0.040779 | 0 | 0.0049215 | 0.0457 | 1.1789 | 0.038765 | 0.010264 | 0 | 0 | 0.055964 | 0.81995 | 0.068253
code to vea | Glass-OtherHealth-GasHt-code to vea-New | 30 | 0.15105 | 1.5 | -0.027089 | 0 | SmComCAC | 0.17 | 0 | 0.16257 | 0 | 0.00010916 |  |  | 1.1789 | 0 | 0 | -0.36814 | 0 | 0 | 1.1789 | -0.36814 | 0.81075 | 0 | 0 | 533.5941 | -166.6304 | 366.9636 | 0.11789 | 0 | 0.014228 | 0.13212 | 1.1789 | 0.11207 | 0.029672 | 0 | 0 | 0.16179 | 0.81075 | 0.19955
code to vea | Glass-Other-GasHt-code to vea-New | 30 | 0.017388 | 1.5 | -0.018548 | 0 | SmComCAC | 0.17 | 0 | 0.018713 | 0 | 1.2566e-05 |  |  | 1.1789 | 0 | 0 | -0.25208 | 0 | 0 | 1.1789 | -0.25208 | 0.92682 | 0 | 0 | 4635.4785 | -991.1793 | 3644.299 | 0.01357 | 0 | 0.0016377 | 0.015208 | 1.1789 | 0.0129 | 0.0034155 | 0 | 0 | 0.018623 | 0.92682 | 0.020094
code to vea | Glass-Large Off-HtPmpHt-code to vea-NR | 30 | 0.52709 | 1.5 | 0 | 0 | ExCOMM | 0.47693 | 0.46383 | 0.56728 | 6.298e-05 | 0.00013578 |  |  | 1.1789 | 0 | 0 | 0 | 0 | 0 | 1.1789 | 0 | 1.1789 | 0 | 0 | 152.9146 | 0 | 152.9146 | 0.29235 | 0.0025677 | 0.032479 | 0.32694 | 1.1789 | 0.27733 | 0.036906 | 0 | 0 | 0.36385 | 1.1789 | 0.30863
code to vea | Glass-Medium Off-HtPmpHt-code to vea-NR | 30 | 0.51908 | 1.5 | 0 | 0 | ExCOMM | 0.47693 | 0.46383 | 0.55866 | 6.2023e-05 | 0.00013372 |  |  | 1.1789 | 0 | 0 | 0 | 0 | 0 | 1.1789 | 0 | 1.1789 | 0 | 0 | 155.2736 | 0 | 155.2736 | 0.28791 | 0.0025287 | 0.031986 | 0.32197 | 1.1789 | 0.27311 | 0.036346 | 0 | 0 | 0.35832 | 1.1789 | 0.30394
code to vea | Glass-Small Off-HtPmpHt-code to vea-NR | 30 | -0.32482 | 1.5 | 0 | 0 | ExCOMM | 0.47693 | 0.46383 | -0.34958 | -3.8811e-05 | -8.3675e-05 |  |  | 1.1789 | 0 | 0 | 0 | 0 | 0 | 1.1789 | 0 | 1.1789 | 0 | 0 | -248.1389 | 0 | -248.1389 | -0.18016 | -0.0015824 | -0.020015 | -0.20148 | 1.1789 | -0.1709 | -0.022743 | 0 | 0 | -0.22422 | 1.1789 | -0.19019
code to vea | Glass-Big Box-HtPmpHt-code to vea-NR | 30 | -0.057815 | 1.5 | 0 | 0 | ExCOMM | 0.47693 | 0.46383 | -0.062223 | -6.9081e-06 | -1.4894e-05 |  |  | 1.1789 | 0 | 0 | 0 | 0 | 0 | 1.1789 | 0 | 1.1789 | 0 | 0 | -1394.0923 | 0 | -1394.0923 | -0.032067 | -0.00028165 | -0.0035626 | -0.035861 | 1.1789 | -0.030419 | -0.0040482 | 0 | 0 | -0.039909 | 1.1789 | -0.033853
code to vea | Glass-Small Box-HtPmpHt-code to vea-NR | 30 | -0.32685 | 1.5 | 0 | 0 | ExCOMM | 0.47693 | 0.46383 | -0.35177 | -3.9054e-05 | -8.4198e-05 |  |  | 1.1789 | 0 | 0 | 0 | 0 | 0 | 1.1789 | 0 | 1.1789 | 0 | 0 | -246.5959 | 0 | -246.5959 | -0.18129 | -0.0015923 | -0.020141 | -0.20274 | 1.1789 | -0.17197 | -0.022886 | 0 | 0 | -0.22562 | 1.1789 | -0.19138
code to vea | Glass-High End-HtPmpHt-code to vea-NR | 30 | -0.32465 | 1.5 | 0 | 0 | ExCOMM | 0.47693 | 0.46383 | -0.34941 | -3.8792e-05 | -8.3633e-05 |  |  | 1.1789 | 0 | 0 | 0 | 0 | 0 | 1.1789 | 0 | 1.1789 | 0 | 0 | -248.2625 | 0 | -248.2625 | -0.18007 | -0.0015816 | -0.020005 | -0.20138 | 1.1789 | -0.17082 | -0.022732 | 0 | 0 | -0.22411 | 1.1789 | -0.1901
code to vea | Glass-Anchor-HtPmpHt-code to vea-NR | 30 | -0.057815 | 1.5 | 0 | 0 | ExCOMM | 0.47693 | 0.46383 | -0.062223 | -6.908e-06 | -1.4893e-05 |  |  | 1.1789 | 0 | 0 | 0 | 0 | 0 | 1.1789 | 0 | 1.1789 | 0 | 0 | -1394.0973 | 0 | -1394.0973 | -0.032067 | -0.00028165 | -0.0035626 | -0.035861 | 1.1789 | -0.030419 | -0.0040482 | 0 | 0 | -0.039909 | 1.1789 | -0.033853
code to vea | Glass-K-12-HtPmpHt-code to vea-NR | 30 | 0.11184 | 1.5 | 0 | 0 | ExCOMM | 0.47693 | 0.46383 | 0.12037 | 1.3363e-05 | 2.8811e-05 |  |  | 1.1789 | 0 | 0 | 0 | 0 | 0 | 1.1789 | 0 | 1.1789 | 0 | 0 | 720.6604 | 0 | 720.6604 | 0.062033 | 0.00054484 | 0.0068917 | 0.069372 | 1.1789 | 0.058845 | 0.007831 | 0 | 0 | 0.077203 | 1.1789 | 0.065488
code to vea | Glass-University-HtPmpHt-code to vea-NR | 30 | 0.52929 | 1.5 | 0 | 0 | ExCOMM | 0.47693 | 0.46383 | 0.56965 | 6.3242e-05 | 0.00013635 |  |  | 1.1789 | 0 | 0 | 0 | 0 | 0 | 1.1789 | 0 | 1.1789 | 0 | 0 | 152.2791 | 0 | 152.2791 | 0.29357 | 0.0025785 | 0.032615 | 0.3283 | 1.1789 | 0.27848 | 0.03706 | 0 | 0 | 0.36536 | 1.1789 | 0.30992
code to vea | Glass-Warehouse-HtPmpHt-code to vea-NR | 30 | -0.1668 | 1.5 | 0 | 0 | ExCOMM | 0.47693 | 0.46383 | -0.17952 | -1.993e-05 | -4.2969e-05 |  |  | 1.1789 | 0 | 0 | 0 | 0 | 0 | 1.1789 | 0 | 1.1789 | 0 | 0 | -483.2119 | 0 | -483.2119 | -0.092515 | -0.00081257 | -0.010278 | -0.10346 | 1.1789 | -0.087762 | -0.011679 | 0 | 0 | -0.11514 | 1.1789 | -0.097668
code to vea | Glass-Supermarket-HtPmpHt-code to vea-NR | 30 | -0.060505 | 1.5 | 0 | 0 | ExCOMM | 0.47693 | 0.46383 | -0.065118 | -7.2295e-06 | -1.5587e-05 |  |  | 1.1789 | 0 | 0 | 0 | 0 | 0 | 1.1789 | 0 | 1.1789 | 0 | 0 | -1332.1116 | 0 | -1332.1116 | -0.033559 | -0.00029475 | -0.0037284 | -0.03753 | 1.1789 | -0.031835 | -0.0042365 | 0 | 0 | -0.041766 | 1.1789 | -0.035428
code to vea | Glass-MIniMart-HtPmpHt-code to vea-NR | 30 | -0.054201 | 1.5 | 0 | 0 | ExCOMM | 0.47693 | 0.46383 | -0.058334 | -6.4763e-06 | -1.3963e-05 |  |  | 1.1789 | 0 | 0 | 0 | 0 | 0 | 1.1789 | 0 | 1.1789 | 0 | 0 | -1487.0341 | 0 | -1487.034 | -0.030063 | -0.00026405 | -0.0033399 | -0.03362 | 1.1789 | -0.028518 | -0.0037951 | 0 | 0 | -0.037415 | 1.1789 | -0.031737
code to vea | Glass-Restaurant-HtPmpHt-code to vea-NR | 30 | -0.40248 | 1.5 | 0 | 0 | ExCOMM | 0.47693 | 0.46383 | -0.43316 | -4.809e-05 | -0.00010368 |  |  | 1.1789 | 0 | 0 | 0 | 0 | 0 | 1.1789 | 0 | 1.1789 | 0 | 0 | -200.2592 | 0 | -200.2592 | -0.22323 | -0.0019607 | -0.024801 | -0.24965 | 1.1789 | -0.21176 | -0.028181 | 0 | 0 | -0.27783 | 1.1789 | -0.23567
code to vea | Glass-Lodging-HtPmpHt-code to vea-NR | 30 | -0.05927 | 1.5 | 0 | 0 | ExCOMM | 0.47693 | 0.46383 | -0.06379 | -7.082e-06 | -1.5268e-05 |  |  | 1.1789 | 0 | 0 | 0 | 0 | 0 | 1.1789 | 0 | 1.1789 | 0 | 0 | -1359.8629 | 0 | -1359.863 | -0.032874 | -0.00028874 | -0.0036523 | -0.036764 | 1.1789 | -0.031185 | -0.0041501 | 0 | 0 | -0.040914 | 1.1789 | -0.034705
code to vea | Glass-Hospital-HtPmpHt-code to vea-NR | 30 | 0.81646 | 1.5 | 0 | 0 | ExCOMM | 0.47693 | 0.46383 | 0.87871 | 9.7555e-05 | 0.00021032 |  |  | 1.1789 | 0 | 0 | 0 | 0 | 0 | 1.1789 | 0 | 1.1789 | 0 | 0 | 98.7187 | 0 | 98.7187 | 0.45285 | 0.0039774 | 0.05031 | 0.50643 | 1.1789 | 0.42958 | 0.057168 | 0 | 0 | 0.5636 | 1.1789 | 0.47807
code to vea | Glass-OtherHealth-HtPmpHt-code to vea-NR | 30 | 1.1017 | 1.5 | 0 | 0 | ExCOMM | 0.47693 | 0.46383 | 1.1857 | 0.00013164 | 0.00028381 |  |  | 1.1789 | 0 | 0 | 0 | 0 | 0 | 1.1789 | 0 | 1.1789 | 0 | 0 | 73.1577 | 0 | 73.1577 | 0.61107 | 0.0053671 | 0.067889 | 0.68337 | 1.1789 | 0.57967 | 0.077142 | 0 | 0 | 0.76051 | 1.1789 | 0.64511
code to vea | Glass-Other-HtPmpHt-code to vea-NR | 30 | -0.050459 | 1.5 | 0 | 0 | ExCOMM | 0.47693 | 0.46383 | -0.054306 | -6.0291e-06 | -1.2999e-05 |  |  | 1.1789 | 0 | 0 | 0 | 0 | 0 | 1.1789 | 0 | 1.1789 | 0 | 0 | -1597.3284 | 0 | -1597.3284 | -0.027987 | -0.00024581 | -0.0031093 | -0.031298 | 1.1789 | -0.026549 | -0.0035331 | 0 | 0 | -0.034832 | 1.1789 | -0.029546
code to vea | Glass-Large Off-HtPmpHt-code to vea-New | 30 | 0.51372 | 1.5 | 0 | 0 | ExCOMM | 0.47693 | 0.46383 | 0.55289 | 6.1382e-05 | 0.00013234 |  |  | 1.1789 | 0 | 0 | 0 | 0 | 0 | 1.1789 | 0 | 1.1789 | 0 | 0 | 156.8937 | 0 | 156.8937 | 0.28494 | 0.0025026 | 0.031656 | 0.31865 | 1.1789 | 0.27029 | 0.03597 | 0 | 0 | 0.35462 | 1.1789 | 0.30081
code to vea | Glass-Medium Off-HtPmpHt-code to vea-New | 30 | 0.51372 | 1.5 | 0 | 0 | ExCOMM | 0.47693 | 0.46383 | 0.55289 | 6.1382e-05 | 0.00013234 |  |  | 1.1789 | 0 | 0 | 0 | 0 | 0 | 1.1789 | 0 | 1.1789 | 0 | 0 | 156.8937 | 0 | 156.8937 | 0.28494 | 0.0025026 | 0.031656 | 0.31865 | 1.1789 | 0.27029 | 0.03597 | 0 | 0 | 0.35462 | 1.1789 | 0.30081
code to vea | Glass-Small Off-HtPmpHt-code to vea-New | 30 | -0.42754 | 1.5 | 0 | 0 | ExCOMM | 0.47693 | 0.46383 | -0.46014 | -5.1085e-05 | -0.00011014 |  |  | 1.1789 | 0 | 0 | 0 | 0 | 0 | 1.1789 | 0 | 1.1789 | 0 | 0 | -188.519 | 0 | -188.519 | -0.23714 | -0.0020828 | -0.026345 | -0.26519 | 1.1789 | -0.22495 | -0.029936 | 0 | 0 | -0.29513 | 1.1789 | -0.25034
code to vea | Glass-Big Box-HtPmpHt-code to vea-New | 30 | 0.77946 | 1.5 | 0 | 0 | ExCOMM | 0.47693 | 0.46383 | 0.8389 | 9.3135e-05 | 0.0002008 |  |  | 1.1789 | 0 | 0 | 0 | 0 | 0 | 1.1789 | 0 | 1.1789 | 0 | 0 | 103.4035 | 0 | 103.4035 | 0.43233 | 0.0037972 | 0.048031 | 0.48348 | 1.1789 | 0.41012 | 0.054578 | 0 | 0 | 0.53806 | 1.1789 | 0.45641
code to vea | Glass-Small Box-HtPmpHt-code to vea-New | 30 | -0.3495 | 1.5 | 0 | 0 | ExCOMM | 0.47693 | 0.46383 | -0.37615 | -4.176e-05 | -9.0033e-05 |  |  | 1.1789 | 0 | 0 | 0 | 0 | 0 | 1.1789 | 0 | 1.1789 | 0 | 0 | -230.6147 | 0 | -230.6147 | -0.19385 | -0.0017026 | -0.021536 | -0.21679 | 1.1789 | -0.18389 | -0.024472 | 0 | 0 | -0.24126 | 1.1789 | -0.20465
code to vea | Glass-High End-HtPmpHt-code to vea-New | 30 | -0.34741 | 1.5 | 0 | 0 | ExCOMM | 0.47693 | 0.46383 | -0.3739 | -4.151e-05 | -8.9494e-05 |  |  | 1.1789 | 0 | 0 | 0 | 0 | 0 | 1.1789 | 0 | 1.1789 | 0 | 0 | -232.0035 | 0 | -232.0035 | -0.19269 | -0.0016924 | -0.021407 | -0.21549 | 1.1789 | -0.18279 | -0.024325 | 0 | 0 | -0.23981 | 1.1789 | -0.20342
code to vea | Glass-Anchor-HtPmpHt-code to vea-New | 30 | 0.77922 | 1.5 | 0 | 0 | ExCOMM | 0.47693 | 0.46383 | 0.83863 | 9.3105e-05 | 0.00020073 |  |  | 1.1789 | 0 | 0 | 0 | 0 | 0 | 1.1789 | 0 | 1.1789 | 0 | 0 | 103.4363 | 0 | 103.4363 | 0.43219 | 0.003796 | 0.048016 | 0.48333 | 1.1789 | 0.40999 | 0.05456 | 0 | 0 | 0.53789 | 1.1789 | 0.45627
code to vea | Glass-K-12-HtPmpHt-code to vea-New | 30 | -0.074622 | 1.5 | 0 | 0 | ExCOMM | 0.47693 | 0.46383 | -0.080312 | -8.9162e-06 | -1.9223e-05 |  |  | 1.1789 | 0 | 0 | 0 | 0 | 0 | 1.1789 | 0 | 1.1789 | 0 | 0 | -1080.1074 | 0 | -1080.1075 | -0.041389 | -0.00036352 | -0.0045982 | -0.046286 | 1.1789 | -0.039262 | -0.005225 | 0 | 0 | -0.051511 | 1.1789 | -0.043694
code to vea | Glass-University-HtPmpHt-code to vea-New | 30 | 0.24344 | 1.5 | 0 | 0 | ExCOMM | 0.47693 | 0.46383 | 0.262 | 2.9087e-05 | 6.2711e-05 |  |  | 1.1789 | 0 | 0 | 0 | 0 | 0 | 1.1789 | 0 | 1.1789 | 0 | 0 | 331.0889 | 0 | 331.0889 | 0.13502 | 0.0011859 | 0.015001 | 0.151 | 1.1789 | 0.12808 | 0.017045 | 0 | 0 | 0.16804 | 1.1789 | 0.14254
code to vea | Glass-Warehouse-HtPmpHt-code to vea-New | 30 | 0.00013 | 1.5 | 0 | 0 | ExCOMM | 0.47693 | 0.46383 | 0.00013991 | 1.5533e-08 | 3.3489e-08 |  |  | 1.1789 | 0 | 0 | 0 | 0 | 0 | 1.1789 | 0 | 1.1789 | 0 | 0 | 619995.25 | 0 | 619995.222 | 7.2105e-05 | 6.333e-07 | 8.0107e-06 | 8.0636e-05 | 1.1789 | 6.84e-05 | 9.1025e-06 | 0 | 0 | 8.9738e-05 | 1.1789 | 7.6121e-05
code to vea | Glass-Supermarket-HtPmpHt-code to vea-New | 30 | -0.20738 | 1.5 | 0 | 0 | ExCOMM | 0.47693 | 0.46383 | -0.22319 | -2.4779e-05 | -5.3423e-05 |  |  | 1.1789 | 0 | 0 | 0 | 0 | 0 | 1.1789 | 0 | 1.1789 | 0 | 0 | -388.6558 | 0 | -388.6558 | -0.11502 | -0.0010103 | -0.012779 | -0.12863 | 1.1789 | -0.10911 | -0.014521 | 0 | 0 | -0.14315 | 1.1789 | -0.12143
code to vea | Glass-MIniMart-HtPmpHt-code to vea-New | 30 | -0.21488 | 1.5 | 0 | 0 | ExCOMM | 0.47693 | 0.46383 | -0.23126 | -2.5675e-05 | -5.5355e-05 |  |  | 1.1789 | 0 | 0 | 0 | 0 | 0 | 1.1789 | 0 | 1.1789 | 0 | 0 | -375.0905 | 0 | -375.0905 | -0.11918 | -0.0010468 | -0.013241 | -0.13328 | 1.1789 | -0.11306 | -0.015046 | 0 | 0 | -0.14833 | 1.1789 | -0.12582
code to vea | Glass-Restaurant-HtPmpHt-code to vea-New | 30 | -0.41496 | 1.5 | 0 | 0 | ExCOMM | 0.47693 | 0.46383 | -0.4466 | -4.9582e-05 | -0.0001069 |  |  | 1.1789 | 0 | 0 | 0 | 0 | 0 | 1.1789 | 0 | 1.1789 | 0 | 0 | -194.2334 | 0 | -194.2334 | -0.23016 | -0.0020215 | -0.02557 | -0.25739 | 1.1789 | -0.21833 | -0.029055 | 0 | 0 | -0.28645 | 1.1789 | -0.24298
code to vea | Glass-Lodging-HtPmpHt-code to vea-New | 30 | -0.14262 | 1.5 | 0 | 0 | ExCOMM | 0.47693 | 0.46383 | -0.1535 | -1.7041e-05 | -3.674e-05 |  |  | 1.1789 | 0 | 0 | 0 | 0 | 0 | 1.1789 | 0 | 1.1789 | 0 | 0 | -565.1263 | 0 | -565.1263 | -0.079105 | -0.00069479 | -0.0087885 | -0.088465 | 1.1789 | -0.075041 | -0.0099863 | 0 | 0 | -0.098451 | 1.1789 | -0.083512
code to vea | Glass-Hospital-HtPmpHt-code to vea-New | 30 | 0.48015 | 1.5 | 0 | 0 | ExCOMM | 0.47693 | 0.46383 | 0.51676 | 5.7371e-05 | 0.00012369 |  |  | 1.1789 | 0 | 0 | 0 | 0 | 0 | 1.1789 | 0 | 1.1789 | 0 | 0 | 167.8624 | 0 | 167.8624 | 0.26632 | 0.0023391 | 0.029587 | 0.29783 | 1.1789 | 0.25263 | 0.03362 | 0 | 0 | 0.33145 | 1.1789 | 0.28115
code to vea | Glass-OtherHealth-HtPmpHt-code to vea-New | 30 | 0.44413 | 1.5 | 0 | 0 | ExCOMM | 0.47693 | 0.46383 | 0.478 | 5.3068e-05 | 0.00011441 |  |  | 1.1789 | 0 | 0 | 0 | 0 | 0 | 1.1789 | 0 | 1.1789 | 0 | 0 | 181.4757 | 0 | 181.4757 | 0.24634 | 0.0021636 | 0.027368 | 0.27549 | 1.1789 | 0.23368 | 0.031098 | 0 | 0 | 0.30658 | 1.1789 | 0.26006
code to vea | Glass-Other-HtPmpHt-code to vea-New | 30 | -0.15065 | 1.5 | 0 | 0 | ExCOMM | 0.47693 | 0.46383 | -0.16213 | -1.8e-05 | -3.8808e-05 |  |  | 1.1789 | 0 | 0 | 0 | 0 | 0 | 1.1789 | 0 | 1.1789 | 0 | 0 | -535.0219 | 0 | -535.0219 | -0.083557 | -0.00073388 | -0.009283 | -0.093443 | 1.1789 | -0.079263 | -0.010548 | 0 | 0 | -0.10399 | 1.1789 | -0.088211
codet to vet | Glass-Large Off-ElecHt-codet to vet-NR | 30 | 7.1155 | 0.5 | 0 | 0 | ExCOMM | 0.47693 | 0.46383 | 7.6581 | 0.0008502 | 0.001833 |  |  | 0.39296 | 0 | 0 | 0 | 0 | 0 | 0.39296 | 0 | 0.39296 | 0 | 0 | 3.7758 | 0 | 3.7758 | 3.9466 | 0.034664 | 0.43846 | 4.4136 | 0.39296 | 11.2315 | 0.49822 | 0 | 0 | 4.9118 | 0.39296 | 12.4994
codet to vet | Glass-Medium Off-ElecHt-codet to vet-NR | 30 | 6.8267 | 0.5 | 0 | 0 | ExCOMM | 0.47693 | 0.46383 | 7.3473 | 0.0008157 | 0.0017586 |  |  | 0.39296 | 0 | 0 | 0 | 0 | 0 | 0.39296 | 0 | 0.39296 | 0 | 0 | 3.9355 | 0 | 3.9355 | 3.7865 | 0.033257 | 0.42067 | 4.2345 | 0.39296 | 10.7757 | 0.478 | 0 | 0 | 4.7125 | 0.39296 | 11.9921
codet to vet | Glass-Small Off-ElecHt-codet to vet-NR | 30 | 4.475 | 0.5 | 0 | 0 | ExCOMM | 0.47693 | 0.46383 | 4.8162 | 0.0005347 | 0.0011528 |  |  | 0.39296 | 0 | 0 | 0 | 0 | 0 | 0.39296 | 0 | 0.39296 | 0 | 0 | 6.0037 | 0 | 6.0037 | 2.4821 | 0.0218 | 0.27575 | 2.7757 | 0.39296 | 7.0636 | 0.31334 | 0 | 0 | 3.0891 | 0.39296 | 7.8609
codet to vet | Glass-Big Box-ElecHt-codet to vet-NR | 30 | 3.8 | 0.5 | 0 | 0 | ExCOMM | 0.47693 | 0.46383 | 4.0897 | 0.00045404 | 0.0009789 |  |  | 0.39296 | 0 | 0 | 0 | 0 | 0 | 0.39296 | 0 | 0.39296 | 0 | 0 | 7.0702 | 0 | 7.0702 | 2.1076 | 0.018512 | 0.23416 | 2.357 | 0.39296 | 5.998 | 0.26607 | 0 | 0 | 2.6231 | 0.39296 | 6.6751
codet to vet | Glass-Small Box-ElecHt-codet to vet-NR | 30 | 2.0604 | 0.5 | 0 | 0 | ExCOMM | 0.47693 | 0.46383 | 2.2175 | 0.00024619 | 0.00053078 |  |  | 0.39296 | 0 | 0 | 0 | 0 | 0 | 0.39296 | 0 | 0.39296 | 0 | 0 | 13.0392 | 0 | 13.0392 | 1.1428 | 0.010038 | 0.12697 | 1.278 | 0.39296 | 3.2523 | 0.14427 | 0 | 0 | 1.4223 | 0.39296 | 3.6194
codet to vet | Glass-High End-ElecHt-codet to vet-NR | 30 | 2.0346 | 0.5 | 0 | 0 | ExCOMM | 0.47693 | 0.46383 | 2.1897 | 0.0002431 | 0.00052412 |  |  | 0.39296 | 0 | 0 | 0 | 0 | 0 | 0.39296 | 0 | 0.39296 | 0 | 0 | 13.205 | 0 | 13.205 | 1.1285 | 0.0099115 | 0.12537 | 1.262 | 0.39296 | 3.2115 | 0.14246 | 0 | 0 | 1.4045 | 0.39296 | 3.574
codet to vet | Glass-Anchor-ElecHt-codet to vet-NR | 30 | 3.7999 | 0.5 | 0 | 0 | ExCOMM | 0.47693 | 0.46383 | 4.0897 | 0.00045404 | 0.00097889 |  |  | 0.39296 | 0 | 0 | 0 | 0 | 0 | 0.39296 | 0 | 0.39296 | 0 | 0 | 7.0702 | 0 | 7.0702 | 2.1076 | 0.018512 | 0.23415 | 2.357 | 0.39296 | 5.998 | 0.26607 | 0 | 0 | 2.6231 | 0.39296 | 6.6751
codet to vet | Glass-K-12-ElecHt-codet to vet-NR | 30 | 2.0269 | 0.5 | 0 | 0 | ExCOMM | 0.47693 | 0.46383 | 2.1814 | 0.00024218 | 0.00052213 |  |  | 0.39296 | 0 | 0 | 0 | 0 | 0 | 0.39296 | 0 | 0.39296 | 0 | 0 | 13.2552 | 0 | 13.2552 | 1.1242 | 0.009874 | 0.1249 | 1.2572 | 0.39296 | 3.1993 | 0.14192 | 0 | 0 | 1.3991 | 0.39296 | 3.5605
codet to vet | Glass-University-ElecHt-codet to vet-NR | 30 | 5.8243 | 0.5 | 0 | 0 | ExCOMM | 0.47693 | 0.46383 | 6.2684 | 0.00069592 | 0.0015004 |  |  | 0.39296 | 0 | 0 | 0 | 0 | 0 | 0.39296 | 0 | 0.39296 | 0 | 0 | 4.6128 | 0 | 4.6128 | 3.2305 | 0.028373 | 0.3589 | 3.6127 | 0.39296 | 9.1934 | 0.40781 | 0 | 0 | 4.0205 | 0.39296 | 10.2312
codet to vet | Glass-Warehouse-ElecHt-codet to vet-NR | 30 | 1.0079 | 0.5 | 0 | 0 | ExCOMM | 0.47693 | 0.46383 | 1.0847 | 0.00012043 | 0.00025964 |  |  | 0.39296 | 0 | 0 | 0 | 0 | 0 | 0.39296 | 0 | 0.39296 | 0 | 0 | 26.6566 | 0 | 26.6566 | 0.55902 | 0.0049099 | 0.062106 | 0.62516 | 0.39296 | 1.5909 | 0.070571 | 0 | 0 | 0.69573 | 0.39296 | 1.7705
codet to vet | Glass-Supermarket-ElecHt-codet to vet-NR | 30 | 3.9757 | 0.5 | 0 | 0 | ExCOMM | 0.47693 | 0.46383 | 4.2788 | 0.00047504 | 0.0010242 |  |  | 0.39296 | 0 | 0 | 0 | 0 | 0 | 0.39296 | 0 | 0.39296 | 0 | 0 | 6.7577 | 0 | 6.7577 | 2.2051 | 0.019368 | 0.24498 | 2.466 | 0.39296 | 6.2754 | 0.27837 | 0 | 0 | 2.7444 | 0.39296 | 6.9838
codet to vet | Glass-MIniMart-ElecHt-codet to vet-NR | 30 | 3.5639 | 0.5 | 0 | 0 | ExCOMM | 0.47693 | 0.46383 | 3.8357 | 0.00042584 | 0.00091809 |  |  | 0.39296 | 0 | 0 | 0 | 0 | 0 | 0.39296 | 0 | 0.39296 | 0 | 0 | 7.5385 | 0 | 7.5385 | 1.9767 | 0.017362 | 0.21961 | 2.2106 | 0.39296 | 5.6255 | 0.24954 | 0 | 0 | 2.4602 | 0.39296 | 6.2605
codet to vet | Glass-Restaurant-ElecHt-codet to vet-NR | 30 | 3.7656 | 0.5 | 0 | 0 | ExCOMM | 0.47693 | 0.46383 | 4.0527 | 0.00044993 | 0.00097003 |  |  | 0.39296 | 0 | 0 | 0 | 0 | 0 | 0.39296 | 0 | 0.39296 | 0 | 0 | 7.1348 | 0 | 7.1348 | 2.0886 | 0.018344 | 0.23204 | 2.3357 | 0.39296 | 5.9437 | 0.26366 | 0 | 0 | 2.5993 | 0.39296 | 6.6147
codet to vet | Glass-Lodging-ElecHt-codet to vet-NR | 30 | 3.895 | 0.5 | 0 | 0 | ExCOMM | 0.47693 | 0.46383 | 4.192 | 0.0004654 | 0.0010034 |  |  | 0.39296 | 0 | 0 | 0 | 0 | 0 | 0.39296 | 0 | 0.39296 | 0 | 0 | 6.8977 | 0 | 6.8977 | 2.1604 | 0.018975 | 0.24001 | 2.416 | 0.39296 | 6.1481 | 0.27273 | 0 | 0 | 2.6887 | 0.39296 | 6.8421
codet to vet | Glass-Hospital-ElecHt-codet to vet-NR | 30 | 7.1839 | 0.5 | 0 | 0 | ExCOMM | 0.47693 | 0.46383 | 7.7316 | 0.00085837 | 0.0018506 |  |  | 0.39296 | 0 | 0 | 0 | 0 | 0 | 0.39296 | 0 | 0.39296 | 0 | 0 | 3.7398 | 0 | 3.7398 | 3.9845 | 0.034997 | 0.44267 | 4.456 | 0.39296 | 11.3394 | 0.50301 | 0 | 0 | 4.959 | 0.39296 | 12.6194
codet to vet | Glass-OtherHealth-ElecHt-codet to vet-NR | 30 | 7.1246 | 0.5 | 0 | 0 | ExCOMM | 0.47693 | 0.46383 | 7.6678 | 0.00085128 | 0.0018353 |  |  | 0.39296 | 0 | 0 | 0 | 0 | 0 | 0.39296 | 0 | 0.39296 | 0 | 0 | 3.771 | 0 | 3.771 | 3.9516 | 0.034708 | 0.43902 | 4.4192 | 0.39296 | 11.2458 | 0.49886 | 0 | 0 | 4.918 | 0.39296 | 12.5152
codet to vet | Glass-Other-ElecHt-codet to vet-NR | 30 | 3.3194 | 0.5 | 0 | 0 | ExCOMM | 0.47693 | 0.46383 | 3.5726 | 0.00039663 | 0.00085511 |  |  | 0.39296 | 0 | 0 | 0 | 0 | 0 | 0.39296 | 0 | 0.39296 | 0 | 0 | 8.0937 | 0 | 8.0937 | 1.8411 | 0.016171 | 0.20455 | 2.059 | 0.39296 | 5.2396 | 0.23243 | 0 | 0 | 2.2914 | 0.39296 | 5.8311
codet to veat | Glass-Large Off-ElecHt-codet to veat-NR | 30 | 8.6392 | 1.5 | 0 | 0 | ExCOMM | 0.47693 | 0.46383 | 9.298 | 0.0010323 | 0.0022255 |  |  | 1.1789 | 0 | 0 | 0 | 0 | 0 | 1.1789 | 0 | 1.1789 | 0 | 0 | 9.3295 | 0 | 9.3295 | 4.7918 | 0.042086 | 0.53235 | 5.3587 | 1.1789 | 4.5455 | 0.60491 | 0 | 0 | 5.9636 | 1.1789 | 5.0587
codet to veat | Glass-Medium Off-ElecHt-codet to veat-NR | 30 | 8.3397 | 1.5 | 0 | 0 | ExCOMM | 0.47693 | 0.46383 | 8.9756 | 0.00099648 | 0.0021484 |  |  | 1.1789 | 0 | 0 | 0 | 0 | 0 | 1.1789 | 0 | 1.1789 | 0 | 0 | 9.6645 | 0 | 9.6645 | 4.6256 | 0.040627 | 0.5139 | 5.1729 | 1.1789 | 4.388 | 0.58394 | 0 | 0 | 5.7569 | 1.1789 | 4.8833
codet to veat | Glass-Small Off-ElecHt-codet to veat-NR | 30 | 5.7245 | 1.5 | 0 | 0 | ExCOMM | 0.47693 | 0.46383 | 6.161 | 0.000684 | 0.0014747 |  |  | 1.1789 | 0 | 0 | 0 | 0 | 0 | 1.1789 | 0 | 1.1789 | 0 | 0 | 14.0796 | 0 | 14.0796 | 3.1751 | 0.027887 | 0.35275 | 3.5508 | 1.1789 | 3.012 | 0.40083 | 0 | 0 | 3.9516 | 1.1789 | 3.352
codet to veat | Glass-Big Box-ElecHt-codet to veat-NR | 30 | 5.0009 | 1.5 | 0 | 0 | ExCOMM | 0.47693 | 0.46383 | 5.3822 | 0.00059754 | 0.0012883 |  |  | 1.1789 | 0 | 0 | 0 | 0 | 0 | 1.1789 | 0 | 1.1789 | 0 | 0 | 16.117 | 0 | 16.117 | 2.7738 | 0.024362 | 0.30816 | 3.1019 | 1.1789 | 2.6312 | 0.35016 | 0 | 0 | 3.4521 | 1.1789 | 2.9283
codet to veat | Glass-Small Box-ElecHt-codet to veat-NR | 30 | 2.9298 | 1.5 | 0 | 0 | ExCOMM | 0.47693 | 0.46383 | 3.1532 | 0.00035007 | 0.00075473 |  |  | 1.1789 | 0 | 0 | 0 | 0 | 0 | 1.1789 | 0 | 1.1789 | 0 | 0 | 27.5104 | 0 | 27.5104 | 1.625 | 0.014273 | 0.18053 | 1.8173 | 1.1789 | 1.5415 | 0.20514 | 0 | 0 | 2.0224 | 1.1789 | 1.7155
codet to veat | Glass-High End-ElecHt-codet to veat-NR | 30 | 2.9072 | 1.5 | 0 | 0 | ExCOMM | 0.47693 | 0.46383 | 3.1289 | 0.00034737 | 0.00074892 |  |  | 1.1789 | 0 | 0 | 0 | 0 | 0 | 1.1789 | 0 | 1.1789 | 0 | 0 | 27.724 | 0 | 27.724 | 1.6125 | 0.014163 | 0.17914 | 1.8033 | 1.1789 | 1.5296 | 0.20356 | 0 | 0 | 2.0068 | 1.1789 | 1.7023
codet to veat | Glass-Anchor-ElecHt-codet to veat-NR | 30 | 5.0009 | 1.5 | 0 | 0 | ExCOMM | 0.47693 | 0.46383 | 5.3822 | 0.00059754 | 0.0012883 |  |  | 1.1789 | 0 | 0 | 0 | 0 | 0 | 1.1789 | 0 | 1.1789 | 0 | 0 | 16.117 | 0 | 16.117 | 2.7738 | 0.024362 | 0.30816 | 3.1019 | 1.1789 | 2.6312 | 0.35016 | 0 | 0 | 3.4521 | 1.1789 | 2.9282
codet to veat | Glass-K-12-ElecHt-codet to veat-NR | 30 | 2.8482 | 1.5 | 0 | 0 | ExCOMM | 0.47693 | 0.46383 | 3.0654 | 0.00034032 | 0.00073372 |  |  | 1.1789 | 0 | 0 | 0 | 0 | 0 | 1.1789 | 0 | 1.1789 | 0 | 0 | 28.2983 | 0 | 28.2983 | 1.5798 | 0.013875 | 0.17551 | 1.7667 | 1.1789 | 1.4986 | 0.19943 | 0 | 0 | 1.9661 | 1.1789 | 1.6678
codet to veat | Glass-University-ElecHt-codet to veat-NR | 30 | 7.4522 | 1.5 | 0 | 0 | ExCOMM | 0.47693 | 0.46383 | 8.0204 | 0.00089043 | 0.0019197 |  |  | 1.1789 | 0 | 0 | 0 | 0 | 0 | 1.1789 | 0 | 1.1789 | 0 | 0 | 10.8155 | 0 | 10.8155 | 4.1334 | 0.036304 | 0.45921 | 4.6224 | 1.1789 | 3.921 | 0.5218 | 0 | 0 | 5.1442 | 1.1789 | 4.3636
codet to veat | Glass-Warehouse-ElecHt-codet to veat-NR | 30 | 1.6644 | 1.5 | 0 | 0 | ExCOMM | 0.47693 | 0.46383 | 1.7913 | 0.00019887 | 0.00042876 |  |  | 1.1789 | 0 | 0 | 0 | 0 | 0 | 1.1789 | 0 | 1.1789 | 0 | 0 | 48.4261 | 0 | 48.4261 | 0.92315 | 0.0081081 | 0.10256 | 1.0324 | 1.1789 | 0.87572 | 0.11654 | 0 | 0 | 1.1489 | 1.1789 | 0.97457
codet to veat | Glass-Supermarket-ElecHt-codet to veat-NR | 30 | 5.175 | 1.5 | 0 | 0 | ExCOMM | 0.47693 | 0.46383 | 5.5696 | 0.00061834 | 0.0013331 |  |  | 1.1789 | 0 | 0 | 0 | 0 | 0 | 1.1789 | 0 | 1.1789 | 0 | 0 | 15.5746 | 0 | 15.5746 | 2.8703 | 0.02521 | 0.31889 | 3.21 | 1.1789 | 2.7229 | 0.36235 | 0 | 0 | 3.5723 | 1.1789 | 3.0302
codet to veat | Glass-MIniMart-ElecHt-codet to veat-NR | 30 | 4.767 | 1.5 | 0 | 0 | ExCOMM | 0.47693 | 0.46383 | 5.1305 | 0.00056959 | 0.001228 |  |  | 1.1789 | 0 | 0 | 0 | 0 | 0 | 1.1789 | 0 | 1.1789 | 0 | 0 | 16.9078 | 0 | 16.9078 | 2.644 | 0.023223 | 0.29374 | 2.9568 | 1.1789 | 2.5082 | 0.33378 | 0 | 0 | 3.2906 | 1.1789 | 2.7913
codet to veat | Glass-Restaurant-ElecHt-codet to veat-NR | 30 | 4.9668 | 1.5 | 0 | 0 | ExCOMM | 0.47693 | 0.46383 | 5.3455 | 0.00059346 | 0.0012795 |  |  | 1.1789 | 0 | 0 | 0 | 0 | 0 | 1.1789 | 0 | 1.1789 | 0 | 0 | 16.2276 | 0 | 16.2276 | 2.7548 | 0.024196 | 0.30606 | 3.0808 | 1.1789 | 2.6133 | 0.34777 | 0 | 0 | 3.4286 | 1.1789 | 2.9083
codet to veat | Glass-Lodging-ElecHt-codet to veat-NR | 30 | 5.0951 | 1.5 | 0 | 0 | ExCOMM | 0.47693 | 0.46383 | 5.4836 | 0.00060879 | 0.0013125 |  |  | 1.1789 | 0 | 0 | 0 | 0 | 0 | 1.1789 | 0 | 1.1789 | 0 | 0 | 15.819 | 0 | 15.819 | 2.826 | 0.024821 | 0.31396 | 3.1604 | 1.1789 | 2.6808 | 0.35676 | 0 | 0 | 3.5171 | 1.1789 | 2.9834
codet to veat | Glass-Hospital-ElecHt-codet to veat-NR | 30 | 8.8314 | 1.5 | 0 | 0 | ExCOMM | 0.47693 | 0.46383 | 9.5048 | 0.0010552 | 0.002275 |  |  | 1.1789 | 0 | 0 | 0 | 0 | 0 | 1.1789 | 0 | 1.1789 | 0 | 0 | 9.1264 | 0 | 9.1264 | 4.8984 | 0.043023 | 0.5442 | 5.4779 | 1.1789 | 4.6467 | 0.61837 | 0 | 0 | 6.0963 | 1.1789 | 5.1712
codet to veat | Glass-OtherHealth-ElecHt-codet to veat-NR | 30 | 8.8909 | 1.5 | 0 | 0 | ExCOMM | 0.47693 | 0.46383 | 9.5688 | 0.0010623 | 0.0022904 |  |  | 1.1789 | 0 | 0 | 0 | 0 | 0 | 1.1789 | 0 | 1.1789 | 0 | 0 | 9.0654 | 0 | 9.0654 | 4.9314 | 0.043313 | 0.54786 | 5.5148 | 1.1789 | 4.678 | 0.62254 | 0 | 0 | 6.1374 | 1.1789 | 5.206
codet to veat | Glass-Other-ElecHt-codet to veat-NR | 30 | 4.5247 | 1.5 | 0 | 0 | ExCOMM | 0.47693 | 0.46383 | 4.8697 | 0.00054064 | 0.0011656 |  |  | 1.1789 | 0 | 0 | 0 | 0 | 0 | 1.1789 | 0 | 1.1789 | 0 | 0 | 17.8131 | 0 | 17.8131 | 2.5096 | 0.022042 | 0.27882 | 2.8066 | 1.1789 | 2.3807 | 0.31682 | 0 | 0 | 3.1234 | 1.1789 | 2.6494
codet to vet | Glass-Large Off-ElecHt-codet to vet-New | 30 | 5.7628 | 0.5 | 0 | 0 | ExCOMM | 0.47693 | 0.46383 | 6.2022 | 0.00068857 | 0.0014845 |  |  | 0.39296 | 0 | 0 | 0 | 0 | 0 | 0.39296 | 0 | 0.39296 | 0 | 0 | 4.6621 | 0 | 4.6621 | 3.1963 | 0.028074 | 0.3551 | 3.5745 | 0.39296 | 9.0962 | 0.4035 | 0 | 0 | 3.978 | 0.39296 | 10.1231
codet to vet | Glass-Medium Off-ElecHt-codet to vet-New | 30 | 5.7628 | 0.5 | 0 | 0 | ExCOMM | 0.47693 | 0.46383 | 6.2022 | 0.00068857 | 0.0014845 |  |  | 0.39296 | 0 | 0 | 0 | 0 | 0 | 0.39296 | 0 | 0.39296 | 0 | 0 | 4.6621 | 0 | 4.6621 | 3.1963 | 0.028074 | 0.3551 | 3.5745 | 0.39296 | 9.0962 | 0.4035 | 0 | 0 | 3.978 | 0.39296 | 10.1231
codet to vet | Glass-Small Off-ElecHt-codet to vet-New | 30 | 3.9818 | 0.5 | 0 | 0 | ExCOMM | 0.47693 | 0.46383 | 4.2854 | 0.00047577 | 0.0010257 |  |  | 0.39296 | 0 | 0 | 0 | 0 | 0 | 0.39296 | 0 | 0.39296 | 0 | 0 | 6.7473 | 0 | 6.7473 | 2.2085 | 0.019398 | 0.24536 | 2.4698 | 0.39296 | 6.2851 | 0.2788 | 0 | 0 | 2.7486 | 0.39296 | 6.9946
codet to vet | Glass-Big Box-ElecHt-codet to vet-New | 30 | 6.1946 | 0.5 | 0 | 0 | ExCOMM | 0.47693 | 0.46383 | 6.6669 | 0.00074016 | 0.0015958 |  |  | 0.39296 | 0 | 0 | 0 | 0 | 0 | 0.39296 | 0 | 0.39296 | 0 | 0 | 4.3371 | 0 | 4.3371 | 3.4358 | 0.030177 | 0.38171 | 3.8423 | 0.39296 | 9.7778 | 0.43374 | 0 | 0 | 4.2761 | 0.39296 | 10.8816
codet to vet | Glass-Small Box-ElecHt-codet to vet-New | 30 | 2.235 | 0.5 | 0 | 0 | ExCOMM | 0.47693 | 0.46383 | 2.4055 | 0.00026705 | 0.00057576 |  |  | 0.39296 | 0 | 0 | 0 | 0 | 0 | 0.39296 | 0 | 0.39296 | 0 | 0 | 12.0206 | 0 | 12.0206 | 1.2397 | 0.010888 | 0.13772 | 1.3863 | 0.39296 | 3.5279 | 0.1565 | 0 | 0 | 1.5428 | 0.39296 | 3.9261
codet to vet | Glass-High End-ElecHt-codet to vet-New | 30 | 2.2182 | 0.5 | 0 | 0 | ExCOMM | 0.47693 | 0.46383 | 2.3874 | 0.00026505 | 0.00057144 |  |  | 0.39296 | 0 | 0 | 0 | 0 | 0 | 0.39296 | 0 | 0.39296 | 0 | 0 | 12.1116 | 0 | 12.1116 | 1.2304 | 0.010806 | 0.13669 | 1.3759 | 0.39296 | 3.5014 | 0.15532 | 0 | 0 | 1.5312 | 0.39296 | 3.8966
codet to vet | Glass-Anchor-ElecHt-codet to vet-New | 30 | 6.184 | 0.5 | 0 | 0 | ExCOMM | 0.47693 | 0.46383 | 6.6556 | 0.0007389 | 0.001593 |  |  | 0.39296 | 0 | 0 | 0 | 0 | 0 | 0.39296 | 0 | 0.39296 | 0 | 0 | 4.3445 | 0 | 4.3445 | 3.43 | 0.030126 | 0.38106 | 3.8358 | 0.39296 | 9.7612 | 0.433 | 0 | 0 | 4.2688 | 0.39296 | 10.8631
codet to vet | Glass-K-12-ElecHt-codet to vet-New | 30 | 1.5706 | 0.5 | 0 | 0 | ExCOMM | 0.47693 | 0.46383 | 1.6904 | 0.00018767 | 0.0004046 |  |  | 0.39296 | 0 | 0 | 0 | 0 | 0 | 0.39296 | 0 | 0.39296 | 0 | 0 | 17.1057 | 0 | 17.1057 | 0.87114 | 0.0076513 | 0.096782 | 0.97421 | 0.39296 | 2.4791 | 0.10997 | 0 | 0 | 1.0842 | 0.39296 | 2.759
codet to vet | Glass-University-ElecHt-codet to vet-New | 30 | 4.6212 | 0.5 | 0 | 0 | ExCOMM | 0.47693 | 0.46383 | 4.9735 | 0.00055217 | 0.0011904 |  |  | 0.39296 | 0 | 0 | 0 | 0 | 0 | 0.39296 | 0 | 0.39296 | 0 | 0 | 5.8138 | 0 | 5.8138 | 2.5631 | 0.022512 | 0.28476 | 2.8664 | 0.39296 | 7.2943 | 0.32357 | 0 | 0 | 3.19 | 0.39296 | 8.1177
codet to vet | Glass-Warehouse-ElecHt-codet to vet-New | 30 | 0.00013 | 0.5 | 0 | 0 | ExCOMM | 0.47693 | 0.46383 | 0.00013991 | 1.5533e-08 | 3.3489e-08 |  |  | 0.39296 | 0 | 0 | 0 | 0 | 0 | 0.39296 | 0 | 0.39296 | 0 | 0 | 206665.0781 | 0 | 206665.074 | 7.2105e-05 | 6.333e-07 | 8.0107e-06 | 8.0636e-05 | 0.39296 | 0.0002052 | 9.1025e-06 | 0 | 0 | 8.9738e-05 | 0.39296 | 0.00022836
codet to vet | Glass-Supermarket-ElecHt-codet to vet-New | 30 | 1.6278 | 0.5 | 0 | 0 | ExCOMM | 0.47693 | 0.46383 | 1.7519 | 0.0001945 | 0.00041933 |  |  | 0.39296 | 0 | 0 | 0 | 0 | 0 | 0.39296 | 0 | 0.39296 | 0 | 0 | 16.5049 | 0 | 16.5049 | 0.90286 | 0.0079299 | 0.10031 | 1.0097 | 0.39296 | 2.5694 | 0.11398 | 0 | 0 | 1.1237 | 0.39296 | 2.8594
codet to vet | Glass-MIniMart-ElecHt-codet to vet-New | 30 | 1.6053 | 0.5 | 0 | 0 | ExCOMM | 0.47693 | 0.46383 | 1.7277 | 0.00019181 | 0.00041354 |  |  | 0.39296 | 0 | 0 | 0 | 0 | 0 | 0.39296 | 0 | 0.39296 | 0 | 0 | 16.7359 | 0 | 16.7359 | 0.89039 | 0.0078204 | 0.098921 | 0.99574 | 0.39296 | 2.5339 | 0.1124 | 0 | 0 | 1.1081 | 0.39296 | 2.82
codet to vet | Glass-Restaurant-ElecHt-codet to vet-New | 30 | 2.2828 | 0.5 | 0 | 0 | ExCOMM | 0.47693 | 0.46383 | 2.4568 | 0.00027276 | 0.00058806 |  |  | 0.39296 | 0 | 0 | 0 | 0 | 0 | 0.39296 | 0 | 0.39296 | 0 | 0 | 11.7692 | 0 | 11.7692 | 1.2661 | 0.011121 | 0.14067 | 1.416 | 0.39296 | 3.6033 | 0.15984 | 0 | 0 | 1.5758 | 0.39296 | 4.01
codet to vet | Glass-Lodging-ElecHt-codet to vet-New | 30 | 3.0297 | 0.5 | 0 | 0 | ExCOMM | 0.47693 | 0.46383 | 3.2608 | 0.00036201 | 0.00078048 |  |  | 0.39296 | 0 | 0 | 0 | 0 | 0 | 0.39296 | 0 | 0.39296 | 0 | 0 | 8.8676 | 0 | 8.8676 | 1.6804 | 0.01476 | 0.18669 | 1.8793 | 0.39296 | 4.7823 | 0.21214 | 0 | 0 | 2.0914 | 0.39296 | 5.3221
codet to vet | Glass-Hospital-ElecHt-codet to vet-New | 30 | 5.5183 | 0.5 | 0 | 0 | ExCOMM | 0.47693 | 0.46383 | 5.939 | 0.00065936 | 0.0014215 |  |  | 0.39296 | 0 | 0 | 0 | 0 | 0 | 0.39296 | 0 | 0.39296 | 0 | 0 | 4.8686 | 0 | 4.8686 | 3.0607 | 0.026883 | 0.34004 | 3.4229 | 0.39296 | 8.7103 | 0.38639 | 0 | 0 | 3.8092 | 0.39296 | 9.6936
codet to vet | Glass-OtherHealth-ElecHt-codet to vet-New | 30 | 5.3368 | 0.5 | 0 | 0 | ExCOMM | 0.47693 | 0.46383 | 5.7438 | 0.00063768 | 0.0013748 |  |  | 0.39296 | 0 | 0 | 0 | 0 | 0 | 0.39296 | 0 | 0.39296 | 0 | 0 | 5.0342 | 0 | 5.0342 | 2.9601 | 0.025999 | 0.32886 | 3.3103 | 0.39296 | 8.4239 | 0.37368 | 0 | 0 | 3.684 | 0.39296 | 9.3749
codet to vet | Glass-Other-ElecHt-codet to vet-New | 30 | 2.706 | 0.5 | 0 | 0 | ExCOMM | 0.47693 | 0.46383 | 2.9124 | 0.00032333 | 0.0006971 |  |  | 0.39296 | 0 | 0 | 0 | 0 | 0 | 0.39296 | 0 | 0.39296 | 0 | 0 | 9.9283 | 0 | 9.9283 | 1.5009 | 0.013183 | 0.16675 | 1.6785 | 0.39296 | 4.2714 | 0.18948 | 0 | 0 | 1.868 | 0.39296 | 4.7535
codet to veat | Glass-Large Off-ElecHt-codet to veat-New | 30 | 7.0342 | 1.5 | 0 | 0 | ExCOMM | 0.47693 | 0.46383 | 7.5706 | 0.00084049 | 0.0018121 |  |  | 1.1789 | 0 | 0 | 0 | 0 | 0 | 1.1789 | 0 | 1.1789 | 0 | 0 | 11.4582 | 0 | 11.4582 | 3.9015 | 0.034268 | 0.43345 | 4.3632 | 1.1789 | 3.7011 | 0.49253 | 0 | 0 | 4.8557 | 1.1789 | 4.1189
codet to veat | Glass-Medium Off-ElecHt-codet to veat-New | 30 | 7.0342 | 1.5 | 0 | 0 | ExCOMM | 0.47693 | 0.46383 | 7.5706 | 0.00084049 | 0.0018121 |  |  | 1.1789 | 0 | 0 | 0 | 0 | 0 | 1.1789 | 0 | 1.1789 | 0 | 0 | 11.4582 | 0 | 11.4582 | 3.9015 | 0.034268 | 0.43345 | 4.3632 | 1.1789 | 3.7011 | 0.49253 | 0 | 0 | 4.8557 | 1.1789 | 4.1189
codet to veat | Glass-Small Off-ElecHt-codet to veat-New | 30 | 5.0962 | 1.5 | 0 | 0 | ExCOMM | 0.47693 | 0.46383 | 5.4848 | 0.00060893 | 0.0013128 |  |  | 1.1789 | 0 | 0 | 0 | 0 | 0 | 1.1789 | 0 | 1.1789 | 0 | 0 | 15.8155 | 0 | 15.8155 | 2.8266 | 0.024827 | 0.31403 | 3.1611 | 1.1789 | 2.6814 | 0.35683 | 0 | 0 | 3.5179 | 1.1789 | 2.9841
codet to veat | Glass-Big Box-ElecHt-codet to veat-New | 30 | 7.0487 | 1.5 | 0 | 0 | ExCOMM | 0.47693 | 0.46383 | 7.5862 | 0.00084222 | 0.0018158 |  |  | 1.1789 | 0 | 0 | 0 | 0 | 0 | 1.1789 | 0 | 1.1789 | 0 | 0 | 11.4346 | 0 | 11.4346 | 3.9096 | 0.034338 | 0.43435 | 4.3722 | 1.1789 | 3.7087 | 0.49355 | 0 | 0 | 4.8657 | 1.1789 | 4.1274
codet to veat | Glass-Small Box-ElecHt-codet to veat-New | 30 | 3.1751 | 1.5 | 0 | 0 | ExCOMM | 0.47693 | 0.46383 | 3.4172 | 0.00037938 | 0.00081793 |  |  | 1.1789 | 0 | 0 | 0 | 0 | 0 | 1.1789 | 0 | 1.1789 | 0 | 0 | 25.3848 | 0 | 25.3848 | 1.7611 | 0.015468 | 0.19565 | 1.9694 | 1.1789 | 1.6706 | 0.22232 | 0 | 0 | 2.1918 | 1.1789 | 1.8592
codet to veat | Glass-High End-ElecHt-codet to veat-New | 30 | 3.1604 | 1.5 | 0 | 0 | ExCOMM | 0.47693 | 0.46383 | 3.4014 | 0.00037762 | 0.00081414 |  |  | 1.1789 | 0 | 0 | 0 | 0 | 0 | 1.1789 | 0 | 1.1789 | 0 | 0 | 25.5029 | 0 | 25.5029 | 1.7529 | 0.015396 | 0.19475 | 1.9603 | 1.1789 | 1.6628 | 0.22129 | 0 | 0 | 2.1816 | 1.1789 | 1.8506
codet to veat | Glass-Anchor-ElecHt-codet to veat-New | 30 | 7.0379 | 1.5 | 0 | 0 | ExCOMM | 0.47693 | 0.46383 | 7.5745 | 0.00084093 | 0.001813 |  |  | 1.1789 | 0 | 0 | 0 | 0 | 0 | 1.1789 | 0 | 1.1789 | 0 | 0 | 11.4522 | 0 | 11.4522 | 3.9036 | 0.034285 | 0.43368 | 4.3654 | 1.1789 | 3.703 | 0.49279 | 0 | 0 | 4.8582 | 1.1789 | 4.121
codet to veat | Glass-K-12-ElecHt-codet to veat-New | 30 | 2.2949 | 1.5 | 0 | 0 | ExCOMM | 0.47693 | 0.46383 | 2.4699 | 0.00027421 | 0.00059119 |  |  | 1.1789 | 0 | 0 | 0 | 0 | 0 | 1.1789 | 0 | 1.1789 | 0 | 0 | 35.1209 | 0 | 35.1209 | 1.2729 | 0.01118 | 0.14141 | 1.4235 | 1.1789 | 1.2075 | 0.16069 | 0 | 0 | 1.5842 | 1.1789 | 1.3438
codet to veat | Glass-University-ElecHt-codet to veat-New | 30 | 6.0337 | 1.5 | 0 | 0 | ExCOMM | 0.47693 | 0.46383 | 6.4938 | 0.00072094 | 0.0015543 |  |  | 1.1789 | 0 | 0 | 0 | 0 | 0 | 1.1789 | 0 | 1.1789 | 0 | 0 | 13.3581 | 0 | 13.3581 | 3.3466 | 0.029394 | 0.3718 | 3.7426 | 1.1789 | 3.1747 | 0.42248 | 0 | 0 | 4.1651 | 1.1789 | 3.533
codet to veat | Glass-Warehouse-ElecHt-codet to veat-New | 30 | 0.00013 | 1.5 | 0 | 0 | ExCOMM | 0.47693 | 0.46383 | 0.00013991 | 1.5533e-08 | 3.3489e-08 |  |  | 1.1789 | 0 | 0 | 0 | 0 | 0 | 1.1789 | 0 | 1.1789 | 0 | 0 | 619995.25 | 0 | 619995.222 | 7.2105e-05 | 6.333e-07 | 8.0107e-06 | 8.0636e-05 | 1.1789 | 6.84e-05 | 9.1025e-06 | 0 | 0 | 8.9738e-05 | 1.1789 | 7.6121e-05
codet to veat | Glass-Supermarket-ElecHt-codet to veat-New | 30 | 2.7233 | 1.5 | 0 | 0 | ExCOMM | 0.47693 | 0.46383 | 2.931 | 0.0003254 | 0.00070155 |  |  | 1.1789 | 0 | 0 | 0 | 0 | 0 | 1.1789 | 0 | 1.1789 | 0 | 0 | 29.596 | 0 | 29.596 | 1.5105 | 0.013267 | 0.16781 | 1.6892 | 1.1789 | 1.4329 | 0.19068 | 0 | 0 | 1.8799 | 1.1789 | 1.5946
codet to veat | Glass-MIniMart-ElecHt-codet to veat-New | 30 | 2.6948 | 1.5 | 0 | 0 | ExCOMM | 0.47693 | 0.46383 | 2.9003 | 0.000322 | 0.00069421 |  |  | 1.1789 | 0 | 0 | 0 | 0 | 0 | 1.1789 | 0 | 1.1789 | 0 | 0 | 29.9088 | 0 | 29.9088 | 1.4947 | 0.013128 | 0.16606 | 1.6715 | 1.1789 | 1.4179 | 0.18869 | 0 | 0 | 1.8602 | 1.1789 | 1.578
codet to veat | Glass-Restaurant-ElecHt-codet to veat-New | 30 | 3.1472 | 1.5 | 0 | 0 | ExCOMM | 0.47693 | 0.46383 | 3.3871 | 0.00037604 | 0.00081073 |  |  | 1.1789 | 0 | 0 | 0 | 0 | 0 | 1.1789 | 0 | 1.1789 | 0 | 0 | 25.6101 | 0 | 25.6101 | 1.7456 | 0.015332 | 0.19393 | 1.9521 | 1.1789 | 1.6559 | 0.22036 | 0 | 0 | 2.1725 | 1.1789 | 1.8428
codet to veat | Glass-Lodging-ElecHt-codet to veat-New | 30 | 4.0587 | 1.5 | 0 | 0 | ExCOMM | 0.47693 | 0.46383 | 4.3682 | 0.00048496 | 0.0010456 |  |  | 1.1789 | 0 | 0 | 0 | 0 | 0 | 1.1789 | 0 | 1.1789 | 0 | 0 | 19.8582 | 0 | 19.8582 | 2.2512 | 0.019772 | 0.2501 | 2.5175 | 1.1789 | 2.1355 | 0.28419 | 0 | 0 | 2.8017 | 1.1789 | 2.3766
codet to veat | Glass-Hospital-ElecHt-codet to veat-New | 30 | 6.9463 | 1.5 | 0 | 0 | ExCOMM | 0.47693 | 0.46383 | 7.4759 | 0.00082998 | 0.0017894 |  |  | 1.1789 | 0 | 0 | 0 | 0 | 0 | 1.1789 | 0 | 1.1789 | 0 | 0 | 11.6033 | 0 | 11.6033 | 3.8528 | 0.033839 | 0.42803 | 4.3086 | 1.1789 | 3.6548 | 0.48637 | 0 | 0 | 4.795 | 1.1789 | 4.0674
codet to veat | Glass-OtherHealth-ElecHt-codet to veat-New | 30 | 6.9181 | 1.5 | 0 | 0 | ExCOMM | 0.47693 | 0.46383 | 7.4456 | 0.00082662 | 0.0017822 |  |  | 1.1789 | 0 | 0 | 0 | 0 | 0 | 1.1789 | 0 | 1.1789 | 0 | 0 | 11.6505 | 0 | 11.6505 | 3.8372 | 0.033702 | 0.4263 | 4.2912 | 1.1789 | 3.64 | 0.4844 | 0 | 0 | 4.7756 | 1.1789 | 4.0509
codet to veat | Glass-Other-ElecHt-codet to veat-New | 30 | 3.7291 | 1.5 | 0 | 0 | ExCOMM | 0.47693 | 0.46383 | 4.0134 | 0.00044557 | 0.00096064 |  |  | 1.1789 | 0 | 0 | 0 | 0 | 0 | 1.1789 | 0 | 1.1789 | 0 | 0 | 21.6137 | 0 | 21.6137 | 2.0683 | 0.018166 | 0.22979 | 2.3131 | 1.1789 | 1.9621 | 0.26111 | 0 | 0 | 2.5742 | 1.1789 | 2.1836
codet to vet | Glass-Large Off-GasHt-codet to vet-NR | 30 | 2.52 | 0.5 | -0.08849 | 0 | SmComCAC | 0.17 | 0 | 2.7121 | 0 | 0.0018212 |  |  | 0.39296 | 0 | 0 | -1.2026 | 0 | 0 | 0.39296 | -1.2026 | 0 | 0 | 0 | 10.6614 | -32.6276 | -21.9661 | 1.9667 | 0 | 0.23736 | 2.2041 | 0.39296 | 5.6089 | 0.49501 | 0 | 0 | 3.5087 | 0 | 9999
codet to vet | Glass-Medium Off-GasHt-codet to vet-NR | 30 | 2.2312 | 0.5 | -0.08849 | 0 | SmComCAC | 0.17 | 0 | 2.4013 | 0 | 0.0016125 |  |  | 0.39296 | 0 | 0 | -1.2026 | 0 | 0 | 0.39296 | -1.2026 | 0 | 0 | 0 | 12.0413 | -36.8506 | -24.8092 | 1.7413 | 0 | 0.21016 | 1.9515 | 0.39296 | 9999 | 0.43828 | 0 | 0 | 3.1994 | 0 | 9999
codet to vet | Glass-Small Off-GasHt-codet to vet-NR | 30 | 1.8724 | 0.5 | -0.050114 | 0 | SmComCAC | 0.17 | 0 | 2.0152 | 0 | 0.0013532 |  |  | 0.39296 | 0 | 0 | -0.68107 | 0 | 0 | 0.39296 | -0.68107 | 0 | 0 | 0 | 14.3485 | -24.8682 | -10.5196 | 1.4613 | 0 | 0.17637 | 1.6377 | 0.39296 | 9999 | 0.36781 | 0 | 0 | 2.2936 | 0 | 9999
codet to vet | Glass-Big Box-GasHt-codet to vet-NR | 30 | 1.0538 | 0.5 | -0.052879 | 0 | SmComCAC | 0.17 | 0 | 1.1341 | 0 | 0.00076156 |  |  | 0.39296 | 0 | 0 | -0.71865 | 0 | 0 | 0.39296 | -0.71865 | 0 | 0 | 0 | 25.4958 | -46.6263 | -21.1305 | 0.82241 | 0 | 0.099255 | 0.92167 | 0.39296 | 9999 | 0.207 | 0 | 0 | 1.4543 | 0 | 9999
codet to vet | Glass-Small Box-GasHt-codet to vet-NR | 30 | 0.5364 | 0.5 | -0.029346 | 0 | SmComCAC | 0.17 | 0 | 0.57731 | 0 | 0.00038766 |  |  | 0.39296 | 0 | 0 | -0.39882 | 0 | 0 | 0.39296 | -0.39882 | 0 | 0 | 0 | 50.0862 | -50.8329 | -0.74667 | 0.41864 | 0 | 0.050525 | 0.46916 | 0.39296 | 9999 | 0.10537 | 0 | 0 | 0.58039 | 0 | 9999
codet to vet | Glass-High End-GasHt-codet to vet-NR | 30 | 0.51053 | 0.5 | -0.029346 | 0 | SmComCAC | 0.17 | 0 | 0.54946 | 0 | 0.00036896 |  |  | 0.39296 | 0 | 0 | -0.39882 | 0 | 0 | 0.39296 | -0.39882 | 0 | 0 | 0 | 52.6245 | -53.409 | -0.78451 | 0.39845 | 0 | 0.048088 | 0.44653 | 0.39296 | 9999 | 0.10029 | 0 | 0 | 0.55268 | 0 | 9999
codet to vet | Glass-Anchor-GasHt-codet to vet-NR | 30 | 1.0537 | 0.5 | -0.052879 | 0 | SmComCAC | 0.17 | 0 | 1.1341 | 0 | 0.00076155 |  |  | 0.39296 | 0 | 0 | -0.71865 | 0 | 0 | 0.39296 | -0.71865 | 0 | 0 | 0 | 25.4961 | -46.6269 | -21.1308 | 0.8224 | 0 | 0.099254 | 0.92166 | 0.39296 | 9999 | 0.20699 | 0 | 0 | 1.4543 | 0 | 9999
codet to vet | Glass-K-12-GasHt-codet to vet-NR | 30 | 0.069064 | 0.5 | -0.037698 | 0 | SmComCAC | 0.17 | 0 | 0.07433 | 0 | 4.9913e-05 |  |  | 0.39296 | 0 | 0 | -0.51233 | 0 | 0 | 0.39296 | -0.51233 | 0 | 0 | 0 | 389.0103 | -507.1784 | -118.1682 | 0.053901 | 0 | 0.0065052 | 0.060406 | 0.39296 | 9999 | 0.013567 | 0 | 0 | 0.19334 | 0 | 9999
codet to vet | Glass-University-GasHt-codet to vet-NR | 30 | 1.1725 | 0.5 | -0.089573 | 0 | SmComCAC | 0.17 | 0 | 1.2619 | 0 | 0.00084736 |  |  | 0.39296 | 0 | 0 | -1.2173 | 0 | 0 | 0.39296 | -1.2173 | 0 | 0 | 0 | 22.9141 | -70.9835 | -48.0694 | 0.91507 | 0 | 0.11044 | 1.0255 | 0.39296 | 9999 | 0.23032 | 0 | 0 | 2.0802 | 0 | 9999
codet to vet | Glass-Warehouse-GasHt-codet to vet-NR | 30 | 0.44515 | 0.5 | -0.010835 | 0 | SmComCAC | 0.17 | 0 | 0.4791 | 0 | 0.00032171 |  |  | 0.39296 | 0 | 0 | -0.14726 | 0 | 0 | 0.39296 | -0.14726 | 0.24571 | 0 | 0 | 60.3532 | -22.6165 | 37.7367 | 0.34742 | 0 | 0.04193 | 0.38935 | 0.39296 | 9999 | 0.087444 | 0 | 0 | 0.4768 | 0.24571 | 1.9405
codet to vet | Glass-Supermarket-GasHt-codet to vet-NR | 30 | 1.2295 | 0.5 | -0.052879 | 0 | SmComCAC | 0.17 | 0 | 1.3232 | 0 | 0.00088855 |  |  | 0.39296 | 0 | 0 | -0.71865 | 0 | 0 | 0.39296 | -0.71865 | 0 | 0 | 0 | 21.8519 | -39.9625 | -18.1106 | 0.95955 | 0 | 0.11581 | 1.0754 | 0.39296 | 2.7365 | 0.24151 | 0 | 0 | 1.6426 | 0 | 9999
codet to vet | Glass-MIniMart-GasHt-codet to vet-NR | 30 | 0.81772 | 0.5 | -0.052879 | 0 | SmComCAC | 0.17 | 0 | 0.88007 | 0 | 0.00059097 |  |  | 0.39296 | 0 | 0 | -0.71865 | 0 | 0 | 0.39296 | -0.71865 | 0 | 0 | 0 | 32.8552 | -60.0852 | -27.2299 | 0.6382 | 0 | 0.077022 | 0.71522 | 0.39296 | 9999 | 0.16063 | 0 | 0 | 1.2015 | 0 | 9999
codet to vet | Glass-Restaurant-GasHt-codet to vet-NR | 30 | 1.0194 | 0.5 | -0.052879 | 0 | SmComCAC | 0.17 | 0 | 1.0971 | 0 | 0.0007367 |  |  | 0.39296 | 0 | 0 | -0.71865 | 0 | 0 | 0.39296 | -0.71865 | 0 | 0 | 0 | 26.3561 | -48.1998 | -21.8436 | 0.79557 | 0 | 0.096015 | 0.89158 | 0.39296 | 9999 | 0.20024 | 0 | 0 | 1.4175 | 0 | 9999
codet to vet | Glass-Lodging-GasHt-codet to vet-NR | 30 | 1.1488 | 0.5 | -0.052879 | 0 | SmComCAC | 0.17 | 0 | 1.2364 | 0 | 0.00083026 |  |  | 0.39296 | 0 | 0 | -0.71865 | 0 | 0 | 0.39296 | -0.71865 | 0 | 0 | 0 | 23.3861 | -42.7682 | -19.3821 | 0.8966 | 0 | 0.10821 | 1.0048 | 0.39296 | 9999 | 0.22567 | 0 | 0 | 1.5562 | 0 | 9999
codet to vet | Glass-Hospital-GasHt-codet to vet-NR | 30 | 1.7677 | 0.5 | -0.10429 | 0 | SmComCAC | 0.17 | 0 | 1.9025 | 0 | 0.0012775 |  |  | 0.39296 | 0 | 0 | -1.4174 | 0 | 0 | 0.39296 | -1.4174 | 0 | 0 | 0 | 15.1988 | -54.8193 | -39.6206 | 1.3796 | 0 | 0.1665 | 1.5461 | 0.39296 | 9999 | 0.34723 | 0 | 0 | 2.9177 | 0 | 9999
codet to vet | Glass-OtherHealth-GasHt-codet to vet-NR | 30 | 0.88774 | 0.5 | -0.12009 | 0 | SmComCAC | 0.17 | 0 | 0.95543 | 0 | 0.00064157 |  |  | 0.39296 | 0 | 0 | -1.6321 | 0 | 0 | 0.39296 | -1.6321 | 0 | 0 | 0 | 30.2638 | -125.6951 | -95.4313 | 0.69284 | 0 | 0.083617 | 0.77646 | 0.39296 | 9999 | 0.17438 | 0 | 0 | 2.19 | 0 | 9999
codet to vet | Glass-Other-GasHt-codet to vet-NR | 30 | 0.57325 | 0.5 | -0.052879 | 0 | SmComCAC | 0.17 | 0 | 0.61696 | 0 | 0.00041429 |  |  | 0.39296 | 0 | 0 | -0.71865 | 0 | 0 | 0.39296 | -0.71865 | 0 | 0 | 0 | 46.8666 | -85.709 | -38.8424 | 0.4474 | 0 | 0.053995 | 0.50139 | 0.39296 | 9999 | 0.11261 | 0 | 0 | 0.93969 | 0 | 9999
codet to veat | Glass-Large Off-GasHt-codet to veat-NR | 30 | 2.6134 | 1.5 | -0.11603 | 0 | SmComCAC | 0.17 | 0 | 2.8127 | 0 | 0.0018887 |  |  | 1.1789 | 0 | 0 | -1.5769 | 0 | 0 | 1.1789 | -1.5769 | 0 | 0 | 0 | 30.8405 | -41.2521 | -10.4116 | 2.0397 | 0 | 0.24616 | 2.2858 | 1.1789 | 9999 | 0.51337 | 0 | 0 | 3.1972 | 0 | 9999
codet to veat | Glass-Medium Off-GasHt-codet to veat-NR | 30 | 2.3139 | 1.5 | -0.11603 | 0 | SmComCAC | 0.17 | 0 | 2.4904 | 0 | 0.0016723 |  |  | 1.1789 | 0 | 0 | -1.5769 | 0 | 0 | 1.1789 | -1.5769 | 0 | 0 | 0 | 34.8322 | -46.5914 | -11.7592 | 1.8059 | 0 | 0.21795 | 2.0239 | 1.1789 | 9999 | 0.45454 | 0 | 0 | 2.8764 | 0 | 9999
codet to veat | Glass-Small Off-GasHt-codet to veat-NR | 30 | 1.7386 | 1.5 | -0.076751 | 0 | SmComCAC | 0.17 | 0 | 1.8712 | 0 | 0.0012565 |  |  | 1.1789 | 0 | 0 | -1.0431 | 0 | 0 | 1.1789 | -1.0431 | 0.13582 | 0 | 0 | 46.3584 | -41.0175 | 5.3409 | 1.3569 | 0 | 0.16376 | 1.5207 | 1.1789 | 9999 | 0.34153 | 0 | 0 | 1.8622 | 0.13582 | 13.7109
codet to veat | Glass-Big Box-GasHt-codet to veat-NR | 30 | 1.0443 | 1.5 | -0.076187 | 0 | SmComCAC | 0.17 | 0 | 1.1239 | 0 | 0.0007547 |  |  | 1.1789 | 0 | 0 | -1.0354 | 0 | 0 | 1.1789 | -1.0354 | 0.14349 | 0 | 0 | 77.1819 | -67.7877 | 9.3942 | 0.81501 | 0 | 0.098362 | 0.91337 | 1.1789 | 0.77477 | 0.20513 | 0 | 0 | 1.1185 | 0.14349 | 7.7951
codet to veat | Glass-Small Box-GasHt-codet to veat-NR | 30 | 0.46788 | 1.5 | -0.047405 | 0 | SmComCAC | 0.17 | 0 | 0.50355 | 0 | 0.00033814 |  |  | 1.1789 | 0 | 0 | -0.64425 | 0 | 0 | 1.1789 | -0.64425 | 0.53464 | 0 | 0 | 172.2661 | -94.1415 | 78.1246 | 0.36516 | 0 | 0.04407 | 0.40923 | 1.1789 | 0.34713 | 0.091908 | 0 | 0 | 0.50113 | 0.53464 | 0.93733
codet to veat | Glass-High End-GasHt-codet to veat-NR | 30 | 0.44531 | 1.5 | -0.047405 | 0 | SmComCAC | 0.17 | 0 | 0.47926 | 0 | 0.00032183 |  |  | 1.1789 | 0 | 0 | -0.64425 | 0 | 0 | 1.1789 | -0.64425 | 0.53464 | 0 | 0 | 180.9964 | -98.9125 | 82.0839 | 0.34754 | 0 | 0.041944 | 0.38949 | 1.1789 | 0.33038 | 0.087475 | 0 | 0 | 0.47696 | 0.53464 | 0.89212
codet to veat | Glass-Anchor-GasHt-codet to veat-NR | 30 | 1.0443 | 1.5 | -0.076187 | 0 | SmComCAC | 0.17 | 0 | 1.1239 | 0 | 0.00075469 |  |  | 1.1789 | 0 | 0 | -1.0354 | 0 | 0 | 1.1789 | -1.0354 | 0.14349 | 0 | 0 | 77.1829 | -67.7886 | 9.3943 | 0.815 | 0 | 0.098361 | 0.91336 | 1.1789 | 0.77476 | 0.20513 | 0 | 0 | 1.1185 | 0.14349 | 7.795
codet to veat | Glass-K-12-GasHt-codet to veat-NR | 30 | 0.093224 | 1.5 | -0.053049 | 0 | SmComCAC | 0.17 | 0 | 0.10033 | 0 | 6.7373e-05 |  |  | 1.1789 | 0 | 0 | -0.72095 | 0 | 0 | 1.1789 | -0.72095 | 0.45794 | 0 | 0 | 864.5803 | -528.7316 | 335.8488 | 0.072757 | 0 | 0.0087808 | 0.081538 | 1.1789 | 0.069165 | 0.018312 | 0 | 0 | 0.09985 | 0.45794 | 0.21804
codet to veat | Glass-University-GasHt-codet to veat-NR | 30 | 1.2482 | 1.5 | -0.11946 | 0 | SmComCAC | 0.17 | 0 | 1.3434 | 0 | 0.00090208 |  |  | 1.1789 | 0 | 0 | -1.6235 | 0 | 0 | 1.1789 | -1.6235 | 0 | 0 | 0 | 64.5725 | -88.9262 | -24.3537 | 0.97416 | 0 | 0.11757 | 1.0917 | 1.1789 | 0.92607 | 0.24519 | 0 | 0 | 1.7815 | 0 | 9999
codet to veat | Glass-Warehouse-GasHt-codet to veat-NR | 30 | 0.44515 | 1.5 | -0.023477 | 0 | SmComCAC | 0.17 | 0 | 0.4791 | 0 | 0.00032171 |  |  | 1.1789 | 0 | 0 | -0.31906 | 0 | 0 | 1.1789 | -0.31906 | 0.85984 | 0 | 0 | 181.0596 | -49.0023 | 132.0573 | 0.34742 | 0 | 0.04193 | 0.38935 | 1.1789 | 9999 | 0.087444 | 0 | 0 | 0.4768 | 0.85984 | 0.55452
codet to veat | Glass-Supermarket-GasHt-codet to veat-NR | 30 | 1.2184 | 1.5 | -0.076187 | 0 | SmComCAC | 0.17 | 0 | 1.3113 | 0 | 0.00088055 |  |  | 1.1789 | 0 | 0 | -1.0354 | 0 | 0 | 1.1789 | -1.0354 | 0.14349 | 0 | 0 | 66.1511 | -58.0996 | 8.0516 | 0.95092 | 0 | 0.11476 | 1.0657 | 1.1789 | 0.90397 | 0.23934 | 0 | 0 | 1.305 | 0.14349 | 9.0949
codet to veat | Glass-MIniMart-GasHt-codet to veat-NR | 30 | 0.81036 | 1.5 | -0.076187 | 0 | SmComCAC | 0.17 | 0 | 0.87215 | 0 | 0.00058565 |  |  | 1.1789 | 0 | 0 | -1.0354 | 0 | 0 | 1.1789 | -1.0354 | 0.14349 | 0 | 0 | 99.4608 | -87.355 | 12.1058 | 0.63245 | 0 | 0.076329 | 0.70878 | 1.1789 | 0.60123 | 0.15918 | 0 | 0 | 0.86797 | 0.14349 | 6.049
codet to veat | Glass-Restaurant-GasHt-codet to veat-NR | 30 | 1.0102 | 1.5 | -0.076187 | 0 | SmComCAC | 0.17 | 0 | 1.0872 | 0 | 0.00073007 |  |  | 1.1789 | 0 | 0 | -1.0354 | 0 | 0 | 1.1789 | -1.0354 | 0.14349 | 0 | 0 | 79.7865 | -70.0753 | 9.7112 | 0.78841 | 0 | 0.095151 | 0.88356 | 1.1789 | 0.74948 | 0.19844 | 0 | 0 | 1.082 | 0.14349 | 7.5406
codet to veat | Glass-Lodging-GasHt-codet to veat-NR | 30 | 1.1385 | 1.5 | -0.076187 | 0 | SmComCAC | 0.17 | 0 | 1.2253 | 0 | 0.00082279 |  |  | 1.1789 | 0 | 0 | -1.0354 | 0 | 0 | 1.1789 | -1.0354 | 0.14349 | 0 | 0 | 70.7954 | -62.1786 | 8.6168 | 0.88854 | 0 | 0.10723 | 0.99577 | 1.1789 | 0.84466 | 0.22364 | 0 | 0 | 1.2194 | 0.14349 | 8.4983
codet to veat | Glass-Hospital-GasHt-codet to veat-NR | 30 | 1.8443 | 1.5 | -0.13454 | 0 | SmComCAC | 0.17 | 0 | 1.985 | 0 | 0.0013329 |  |  | 1.1789 | 0 | 0 | -1.8284 | 0 | 0 | 1.1789 | -1.8284 | 0 | 0 | 0 | 43.7012 | -67.7799 | -24.0788 | 1.4394 | 0 | 0.17372 | 1.6131 | 1.1789 | 1.3683 | 0.36229 | 0 | 0 | 2.625 | 0 | 9999
codet to veat | Glass-OtherHealth-GasHt-codet to veat-NR | 30 | 0.9425 | 1.5 | -0.15305 | 0 | SmComCAC | 0.17 | 0 | 1.0144 | 0 | 0.00068115 |  |  | 1.1789 | 0 | 0 | -2.08 | 0 | 0 | 1.1789 | -2.08 | 0 | 0 | 0 | 85.5168 | -150.884 | -65.3672 | 0.73558 | 0 | 0.088775 | 0.82435 | 1.1789 | 9999 | 0.18514 | 0 | 0 | 1.9106 | 0 | 9999
codet to veat | Glass-Other-GasHt-codet to veat-NR | 30 | 0.56809 | 1.5 | -0.076187 | 0 | SmComCAC | 0.17 | 0 | 0.61141 | 0 | 0.00041056 |  |  | 1.1789 | 0 | 0 | -1.0354 | 0 | 0 | 1.1789 | -1.0354 | 0.14349 | 0 | 0 | 141.8767 | -124.6083 | 17.2685 | 0.44337 | 0 | 0.053509 | 0.49688 | 1.1789 | 9999 | 0.11159 | 0 | 0 | 0.60848 | 0.14349 | 4.2406
codet to vet | Glass-Large Off-GasHt-codet to vet-New | 30 | 1.261 | 0.5 | -0.086684 | 0 | SmComCAC | 0.17 | 0 | 1.3572 | 0 | 0.00091133 |  |  | 0.39296 | 0 | 0 | -1.1781 | 0 | 0 | 0.39296 | -1.1781 | 0 | 0 | 0 | 21.3057 | -63.8719 | -42.5662 | 0.98415 | 0 | 0.11878 | 1.1029 | 0.39296 | 2.8067 | 0.24771 | 0 | 0 | 2.1357 | 0 | 9999
codet to vet | Glass-Medium Off-GasHt-codet to vet-New | 30 | 1.261 | 0.5 | -0.086684 | 0 | SmComCAC | 0.17 | 0 | 1.3572 | 0 | 0.00091133 |  |  | 0.39296 | 0 | 0 | -1.1781 | 0 | 0 | 0.39296 | -1.1781 | 0 | 0 | 0 | 21.3057 | -63.8719 | -42.5662 | 0.98415 | 0 | 0.11878 | 1.1029 | 0.39296 | 9999 | 0.24771 | 0 | 0 | 2.1357 | 0 | 9999
codet to vet | Glass-Small Off-GasHt-codet to vet-New | 30 | 1.895 | 0.5 | -0.040182 | 0 | SmComCAC | 0.17 | 0 | 2.0395 | 0 | 0.0013696 |  |  | 0.39296 | 0 | 0 | -0.54608 | 0 | 0 | 0.39296 | -0.54608 | 0 | 0 | 0 | 14.1773 | -19.7013 | -5.5241 | 1.479 | 0 | 0.1785 | 1.6575 | 0.39296 | 9999 | 0.37225 | 0 | 0 | 2.1829 | 0 | 9999
codet to vet | Glass-Big Box-GasHt-codet to vet-New | 30 | 2.7479 | 0.5 | -0.066367 | 0 | SmComCAC | 0.17 | 0 | 2.9574 | 0 | 0.0019859 |  |  | 0.39296 | 0 | 0 | -0.90195 | 0 | 0 | 0.39296 | -0.90195 | 0 | 0 | 0 | 9.777 | -22.4408 | -12.6637 | 2.1446 | 0 | 0.25883 | 2.4035 | 0.39296 | 9999 | 0.53979 | 0 | 0 | 3.4522 | 0 | 9999
codet to vet | Glass-Small Box-GasHt-codet to vet-New | 30 | 0.54687 | 0.5 | -0.032506 | 0 | SmComCAC | 0.17 | 0 | 0.58857 | 0 | 0.00039523 |  |  | 0.39296 | 0 | 0 | -0.44177 | 0 | 0 | 0.39296 | -0.44177 | 0 | 0 | 0 | 49.1273 | -55.2292 | -6.1019 | 0.42681 | 0 | 0.051511 | 0.47832 | 0.39296 | 9999 | 0.10743 | 0 | 0 | 0.63456 | 0 | 9999
codet to vet | Glass-High End-GasHt-codet to vet-New | 30 | 0.53008 | 0.5 | -0.032506 | 0 | SmComCAC | 0.17 | 0 | 0.5705 | 0 | 0.00038309 |  |  | 0.39296 | 0 | 0 | -0.44177 | 0 | 0 | 0.39296 | -0.44177 | 0 | 0 | 0 | 50.6835 | -56.9786 | -6.2952 | 0.41371 | 0 | 0.049929 | 0.46364 | 0.39296 | 9999 | 0.10413 | 0 | 0 | 0.61657 | 0 | 9999
codet to vet | Glass-Anchor-GasHt-codet to vet-New | 30 | 2.7374 | 0.5 | -0.066367 | 0 | SmComCAC | 0.17 | 0 | 2.9461 | 0 | 0.0019783 |  |  | 0.39296 | 0 | 0 | -0.90195 | 0 | 0 | 0.39296 | -0.90195 | 0 | 0 | 0 | 9.8147 | -22.5273 | -12.7125 | 2.1364 | 0 | 0.25784 | 2.3942 | 0.39296 | 9999 | 0.53772 | 0 | 0 | 3.4409 | 0 | 9999
codet to vet | Glass-K-12-GasHt-codet to vet-New | 30 | 0.08175 | 0.5 | -0.028669 | 0 | SmComCAC | 0.17 | 0 | 0.087983 | 0 | 5.9081e-05 |  |  | 0.39296 | 0 | 0 | -0.38962 | 0 | 0 | 0.39296 | -0.38962 | 0.0033453 | 0 | 0 | 328.6417 | -325.844 | 2.7977 | 0.063802 | 0 | 0.0077001 | 0.071502 | 0.39296 | 9999 | 0.016059 | 0 | 0 | 0.087561 | 0.0033453 | 26.1743
codet to vet | Glass-University-GasHt-codet to vet-New | 30 | 0.8322 | 0.5 | -0.072959 | 0 | SmComCAC | 0.17 | 0 | 0.89566 | 0 | 0.00060143 |  |  | 0.39296 | 0 | 0 | -0.99154 | 0 | 0 | 0.39296 | -0.99154 | 0 | 0 | 0 | 32.2837 | -81.4587 | -49.175 | 0.6495 | 0 | 0.078386 | 0.72788 | 0.39296 | 1.8523 | 0.16347 | 0 | 0 | 1.4899 | 0 | 9999
codet to vet | Glass-Warehouse-GasHt-codet to vet-New | 30 | 3e-05 | 0.5 | -4.5148e-05 | 0 | SmComCAC | 0.17 | 0 | 3.2287e-05 | 0 | 2.1681e-08 |  |  | 0.39296 | 0 | 0 | -0.00061357 | 0 | 0 | 0.39296 | -0.00061357 | 0.39235 | 0 | 0 | 895548.625 | -1398.3066 | 894150.3474 | 2.3414e-05 | 0 | 2.8257e-06 | 2.6239e-05 | 0.39296 | 9999 | 5.8931e-06 | 0 | 0 | 3.2132e-05 | 0.39235 | 8.1897e-05
codet to vet | Glass-Supermarket-GasHt-codet to vet-New | 30 | 0.85405 | 0.5 | -0.014899 | 0 | SmComCAC | 0.17 | 0 | 0.91917 | 0 | 0.00061722 |  |  | 0.39296 | 0 | 0 | -0.20248 | 0 | 0 | 0.39296 | -0.20248 | 0.19049 | 0 | 0 | 31.4577 | -16.2089 | 15.2488 | 0.66655 | 0 | 0.080444 | 0.74699 | 0.39296 | 1.9009 | 0.16777 | 0 | 0 | 0.91476 | 0.19049 | 4.8022
codet to vet | Glass-MIniMart-GasHt-codet to vet-New | 30 | 0.83157 | 0.5 | -0.014899 | 0 | SmComCAC | 0.17 | 0 | 0.89498 | 0 | 0.00060098 |  |  | 0.39296 | 0 | 0 | -0.20248 | 0 | 0 | 0.39296 | -0.20248 | 0.19049 | 0 | 0 | 32.3079 | -16.647 | 15.6609 | 0.64901 | 0 | 0.078327 | 0.72733 | 0.39296 | 1.8509 | 0.16335 | 0 | 0 | 0.89069 | 0.19049 | 4.6759
codet to vet | Glass-Restaurant-GasHt-codet to vet-New | 30 | 1.4152 | 0.5 | -0.016705 | 0 | SmComCAC | 0.17 | 0 | 1.5232 | 0 | 0.0010228 |  |  | 0.39296 | 0 | 0 | -0.22702 | 0 | 0 | 0.39296 | -0.22702 | 0.16594 | 0 | 0 | 18.9835 | -10.9671 | 8.0164 | 1.1045 | 0 | 0.1333 | 1.2378 | 0.39296 | 3.15 | 0.27801 | 0 | 0 | 1.5158 | 0.16594 | 9.1348
codet to vet | Glass-Lodging-GasHt-codet to vet-New | 30 | 1.0251 | 0.5 | -0.038601 | 0 | SmComCAC | 0.17 | 0 | 1.1032 | 0 | 0.00074081 |  |  | 0.39296 | 0 | 0 | -0.52461 | 0 | 0 | 0.39296 | -0.52461 | 0 | 0 | 0 | 26.2099 | -34.9901 | -8.7802 | 0.80001 | 0 | 0.096551 | 0.89656 | 0.39296 | 2.2815 | 0.20136 | 0 | 0 | 1.2296 | 0 | 9999
codet to vet | Glass-Hospital-GasHt-codet to vet-New | 30 | 1.2744 | 0.5 | -0.081718 | 0 | SmComCAC | 0.17 | 0 | 1.3716 | 0 | 0.00092103 |  |  | 0.39296 | 0 | 0 | -1.1106 | 0 | 0 | 0.39296 | -1.1106 | 0 | 0 | 0 | 21.0812 | -59.5783 | -38.497 | 0.99463 | 0 | 0.12004 | 1.1147 | 0.39296 | 9999 | 0.25034 | 0 | 0 | 2.0826 | 0 | 9999
codet to vet | Glass-OtherHealth-GasHt-codet to vet-New | 30 | 1.3509 | 0.5 | -0.076751 | 0 | SmComCAC | 0.17 | 0 | 1.4539 | 0 | 0.0009763 |  |  | 0.39296 | 0 | 0 | -1.0431 | 0 | 0 | 0.39296 | -1.0431 | 0 | 0 | 0 | 19.8878 | -52.7897 | -32.9019 | 1.0543 | 0 | 0.12724 | 1.1816 | 0.39296 | 9999 | 0.26536 | 0 | 0 | 2.097 | 0 | 9999
codet to vet | Glass-Other-GasHt-codet to vet-New | 30 | 0.70135 | 0.5 | -0.038601 | 0 | SmComCAC | 0.17 | 0 | 0.75483 | 0 | 0.00050687 |  |  | 0.39296 | 0 | 0 | -0.52461 | 0 | 0 | 0.39296 | -0.52461 | 0 | 0 | 0 | 38.3068 | -51.1393 | -12.8326 | 0.54737 | 0 | 0.066061 | 0.61343 | 0.39296 | 9999 | 0.13777 | 0 | 0 | 0.88284 | 0 | 9999
codet to veat | Glass-Large Off-GasHt-codet to veat-New | 30 | 1.196 | 1.5 | -0.11242 | 0 | SmComCAC | 0.17 | 0 | 1.2872 | 0 | 0.00086435 |  |  | 1.1789 | 0 | 0 | -1.5278 | 0 | 0 | 1.1789 | -1.5278 | 0 | 0 | 0 | 67.3908 | -87.3357 | -19.9449 | 0.93343 | 0 | 0.11265 | 1.0461 | 1.1789 | 9999 | 0.23494 | 0 | 0 | 1.6299 | 0 | 9999
codet to veat | Glass-Medium Off-GasHt-codet to veat-New | 30 | 1.196 | 1.5 | -0.11242 | 0 | SmComCAC | 0.17 | 0 | 1.2872 | 0 | 0.00086435 |  |  | 1.1789 | 0 | 0 | -1.5278 | 0 | 0 | 1.1789 | -1.5278 | 0 | 0 | 0 | 67.3908 | -87.3357 | -19.9449 | 0.93343 | 0 | 0.11265 | 1.0461 | 1.1789 | 9999 | 0.23494 | 0 | 0 | 1.6299 | 0 | 9999
codet to veat | Glass-Small Off-GasHt-codet to veat-New | 30 | 1.7434 | 1.5 | -0.064561 | 0 | SmComCAC | 0.17 | 0 | 1.8763 | 0 | 0.0012599 |  |  | 1.1789 | 0 | 0 | -0.87741 | 0 | 0 | 1.1789 | -0.87741 | 0.30148 | 0 | 0 | 46.2322 | -34.409 | 11.8232 | 1.3606 | 0 | 0.16421 | 1.5248 | 1.1789 | 9999 | 0.34246 | 0 | 0 | 1.8673 | 0.30148 | 6.1936
codet to veat | Glass-Big Box-GasHt-codet to veat-New | 30 | 2.8283 | 1.5 | -0.081266 | 0 | SmComCAC | 0.17 | 0 | 3.044 | 0 | 0.0020441 |  |  | 1.1789 | 0 | 0 | -1.1044 | 0 | 0 | 1.1789 | -1.1044 | 0.074461 | 0 | 0 | 28.4971 | -26.6971 | 1.7999 | 2.2074 | 0 | 0.2664 | 2.4738 | 1.1789 | 2.0984 | 0.55559 | 0 | 0 | 3.0294 | 0.074461 | 40.684
codet to veat | Glass-Small Box-GasHt-codet to veat-New | 30 | 0.47874 | 1.5 | -0.05192 | 0 | SmComCAC | 0.17 | 0 | 0.51524 | 0 | 0.00034598 |  |  | 1.1789 | 0 | 0 | -0.70561 | 0 | 0 | 1.1789 | -0.70561 | 0.47328 | 0 | 0 | 168.3586 | -100.7686 | 67.59 | 0.37363 | 0 | 0.045093 | 0.41873 | 1.1789 | 0.35518 | 0.094041 | 0 | 0 | 0.51277 | 0.47328 | 1.0834
codet to veat | Glass-High End-GasHt-codet to veat-New | 30 | 0.46404 | 1.5 | -0.05192 | 0 | SmComCAC | 0.17 | 0 | 0.49942 | 0 | 0.00033536 |  |  | 1.1789 | 0 | 0 | -0.70561 | 0 | 0 | 1.1789 | -0.70561 | 0.47328 | 0 | 0 | 173.6916 | -103.9606 | 69.731 | 0.36216 | 0 | 0.043708 | 0.40587 | 1.1789 | 0.34428 | 0.091153 | 0 | 0 | 0.49702 | 0.47328 | 1.0502
codet to veat | Glass-Anchor-GasHt-codet to veat-New | 30 | 2.8175 | 1.5 | -0.081266 | 0 | SmComCAC | 0.17 | 0 | 3.0323 | 0 | 0.0020362 |  |  | 1.1789 | 0 | 0 | -1.1044 | 0 | 0 | 1.1789 | -1.1044 | 0.074461 | 0 | 0 | 28.6069 | -26.8 | 1.8069 | 2.1989 | 0 | 0.26538 | 2.4643 | 1.1789 | 2.0904 | 0.55345 | 0 | 0 | 3.0178 | 0.074461 | 40.5279
codet to veat | Glass-K-12-GasHt-codet to veat-New | 30 | 0.11438 | 1.5 | -0.041987 | 0 | SmComCAC | 0.17 | 0 | 0.1231 | 0 | 8.2659e-05 |  |  | 1.1789 | 0 | 0 | -0.57062 | 0 | 0 | 1.1789 | -0.57062 | 0.60827 | 0 | 0 | 704.694 | -341.0952 | 363.5989 | 0.089265 | 0 | 0.010773 | 0.10004 | 1.1789 | 0.084857 | 0.022467 | 0 | 0 | 0.12251 | 0.60827 | 0.2014
codet to veat | Glass-University-GasHt-codet to veat-New | 30 | 0.87077 | 1.5 | -0.099416 | 0 | SmComCAC | 0.17 | 0 | 0.93717 | 0 | 0.00062931 |  |  | 1.1789 | 0 | 0 | -1.3511 | 0 | 0 | 1.1789 | -1.3511 | 0 | 0 | 0 | 92.561 | -106.081 | -13.52 | 0.6796 | 0 | 0.082019 | 0.76162 | 1.1789 | 0.64604 | 0.17105 | 0 | 0 | 1.1049 | 0 | 9999
codet to veat | Glass-Warehouse-GasHt-codet to veat-New | 30 | 3e-05 | 1.5 | -4.5148e-05 | 0 | SmComCAC | 0.17 | 0 | 3.2287e-05 | 0 | 2.1681e-08 |  |  | 1.1789 | 0 | 0 | -0.00061357 | 0 | 0 | 1.1789 | -0.00061357 | 1.1783 | 0 | 0 | 2686646 | -1398.3066 | 2685247.6555 | 2.3414e-05 | 0 | 2.8257e-06 | 2.6239e-05 | 1.1789 | 9999 | 5.8931e-06 | 0 | 0 | 3.2132e-05 | 1.1783 | 2.7271e-05
codet to veat | Glass-Supermarket-GasHt-codet to veat-New | 30 | 1.082 | 1.5 | -0.031603 | 0 | SmComCAC | 0.17 | 0 | 1.1646 | 0 | 0.000782 |  |  | 1.1789 | 0 | 0 | -0.4295 | 0 | 0 | 1.1789 | -0.4295 | 0.74939 | 0 | 0 | 74.4877 | -27.1378 | 47.3499 | 0.84449 | 0 | 0.10192 | 0.94641 | 1.1789 | 0.8028 | 0.21255 | 0 | 0 | 1.159 | 0.74939 | 1.5465
codet to veat | Glass-MIniMart-GasHt-codet to veat-New | 30 | 1.0536 | 1.5 | -0.031603 | 0 | SmComCAC | 0.17 | 0 | 1.1339 | 0 | 0.00076142 |  |  | 1.1789 | 0 | 0 | -0.4295 | 0 | 0 | 1.1789 | -0.4295 | 0.74939 | 0 | 0 | 76.5008 | -27.8712 | 48.6296 | 0.82227 | 0 | 0.099237 | 0.92151 | 1.1789 | 0.78167 | 0.20696 | 0 | 0 | 1.1285 | 0.74939 | 1.5058
codet to veat | Glass-Restaurant-GasHt-codet to veat-New | 30 | 1.5059 | 1.5 | -0.031603 | 0 | SmComCAC | 0.17 | 0 | 1.6207 | 0 | 0.0010883 |  |  | 1.1789 | 0 | 0 | -0.4295 | 0 | 0 | 1.1789 | -0.4295 | 0.74939 | 0 | 0 | 53.5224 | -19.4996 | 34.0228 | 1.1753 | 0 | 0.14184 | 1.3171 | 1.1789 | 1.1173 | 0.29581 | 0 | 0 | 1.6129 | 0.74939 | 2.1523
codet to veat | Glass-Lodging-GasHt-codet to veat-New | 30 | 1.0439 | 1.5 | -0.058053 | 0 | SmComCAC | 0.17 | 0 | 1.1235 | 0 | 0.00075442 |  |  | 1.1789 | 0 | 0 | -0.78895 | 0 | 0 | 1.1789 | -0.78895 | 0.38994 | 0 | 0 | 77.2105 | -51.6717 | 25.5388 | 0.81471 | 0 | 0.098325 | 0.91304 | 1.1789 | 0.77449 | 0.20506 | 0 | 0 | 1.1181 | 0.38994 | 2.8673
codet to veat | Glass-Hospital-GasHt-codet to veat-New | 30 | 1.3191 | 1.5 | -0.10835 | 0 | SmComCAC | 0.17 | 0 | 1.4197 | 0 | 0.0009533 |  |  | 1.1789 | 0 | 0 | -1.4726 | 0 | 0 | 1.1789 | -1.4726 | 0 | 0 | 0 | 61.103 | -76.3248 | -15.2218 | 1.0295 | 0 | 0.12425 | 1.1537 | 1.1789 | 0.97865 | 0.25911 | 0 | 0 | 1.7065 | 0 | 9999
codet to veat | Glass-OtherHealth-GasHt-codet to veat-New | 30 | 1.5019 | 1.5 | -0.10429 | 0 | SmComCAC | 0.17 | 0 | 1.6165 | 0 | 0.0010855 |  |  | 1.1789 | 0 | 0 | -1.4174 | 0 | 0 | 1.1789 | -1.4174 | 0 | 0 | 0 | 53.6632 | -64.5179 | -10.8547 | 1.1722 | 0 | 0.14147 | 1.3137 | 1.1789 | 9999 | 0.29504 | 0 | 0 | 1.8472 | 0 | 9999
codet to veat | Glass-Other-GasHt-codet to veat-New | 30 | 0.71424 | 1.5 | -0.058053 | 0 | SmComCAC | 0.17 | 0 | 0.7687 | 0 | 0.00051618 |  |  | 1.1789 | 0 | 0 | -0.78895 | 0 | 0 | 1.1789 | -0.78895 | 0.38994 | 0 | 0 | 112.8461 | -75.5202 | 37.3259 | 0.55743 | 0 | 0.067275 | 0.62471 | 1.1789 | 9999 | 0.1403 | 0 | 0 | 0.76501 | 0.38994 | 1.9619
codet to vet | Glass-Large Off-HtPmpHt-codet to vet-NR | 30 | 2.9772 | 0.5 | 0 | 0 | ExCOMM | 0.47693 | 0.46383 | 3.2042 | 0.00035573 | 0.00076694 |  |  | 0.39296 | 0 | 0 | 0 | 0 | 0 | 0.39296 | 0 | 0.39296 | 0 | 0 | 9.0241 | 0 | 9.0241 | 1.6513 | 0.014503 | 0.18346 | 1.8467 | 0.39296 | 4.6993 | 0.20846 | 0 | 0 | 2.0551 | 0.39296 | 5.2298
codet to vet | Glass-Medium Off-HtPmpHt-codet to vet-NR | 30 | 2.6884 | 0.5 | 0 | 0 | ExCOMM | 0.47693 | 0.46383 | 2.8934 | 0.00032123 | 0.00069255 |  |  | 0.39296 | 0 | 0 | 0 | 0 | 0 | 0.39296 | 0 | 0.39296 | 0 | 0 | 9.9935 | 0 | 9.9935 | 1.4911 | 0.013097 | 0.16566 | 1.6675 | 0.39296 | 4.2435 | 0.18824 | 0 | 0 | 1.8558 | 0.39296 | 4.7225
codet to vet | Glass-Small Off-HtPmpHt-codet to vet-NR | 30 | 1.6145 | 0.5 | 0 | 0 | ExCOMM | 0.47693 | 0.46383 | 1.7376 | 0.00019291 | 0.00041591 |  |  | 0.39296 | 0 | 0 | 0 | 0 | 0 | 0.39296 | 0 | 0.39296 | 0 | 0 | 16.6407 | 0 | 16.6407 | 0.89549 | 0.0078651 | 0.099487 | 1.0014 | 0.39296 | 2.5484 | 0.11305 | 0 | 0 | 1.1145 | 0.39296 | 2.8361
codet to vet | Glass-Big Box-HtPmpHt-codet to vet-NR | 30 | 1.0121 | 0.5 | 0 | 0 | ExCOMM | 0.47693 | 0.46383 | 1.0893 | 0.00012093 | 0.00026072 |  |  | 0.39296 | 0 | 0 | 0 | 0 | 0 | 0.39296 | 0 | 0.39296 | 0 | 0 | 26.5458 | 0 | 26.5458 | 0.56135 | 0.0049304 | 0.062365 | 0.62777 | 0.39296 | 1.5975 | 0.070865 | 0 | 0 | 0.69863 | 0.39296 | 1.7779
codet to vet | Glass-Small Box-HtPmpHt-codet to vet-NR | 30 | 0.25504 | 0.5 | 0 | 0 | ExCOMM | 0.47693 | 0.46383 | 0.27449 | 3.0474e-05 | 6.5701e-05 |  |  | 0.39296 | 0 | 0 | 0 | 0 | 0 | 0.39296 | 0 | 0.39296 | 0 | 0 | 105.3402 | 0 | 105.3402 | 0.14146 | 0.0012425 | 0.015716 | 0.1582 | 0.39296 | 0.40258 | 0.017858 | 0 | 0 | 0.17606 | 0.39296 | 0.44802
codet to vet | Glass-High End-HtPmpHt-codet to vet-NR | 30 | 0.22917 | 0.5 | 0 | 0 | ExCOMM | 0.47693 | 0.46383 | 0.24665 | 2.7383e-05 | 5.9036e-05 |  |  | 0.39296 | 0 | 0 | 0 | 0 | 0 | 0.39296 | 0 | 0.39296 | 0 | 0 | 117.233 | 0 | 117.233 | 0.12711 | 0.0011164 | 0.014122 | 0.14215 | 0.39296 | 0.36174 | 0.016046 | 0 | 0 | 0.1582 | 0.39296 | 0.40257
codet to vet | Glass-Anchor-HtPmpHt-codet to vet-NR | 30 | 1.0121 | 0.5 | 0 | 0 | ExCOMM | 0.47693 | 0.46383 | 1.0892 | 0.00012093 | 0.00026072 |  |  | 0.39296 | 0 | 0 | 0 | 0 | 0 | 0.39296 | 0 | 0.39296 | 0 | 0 | 26.5462 | 0 | 26.5462 | 0.56134 | 0.0049303 | 0.062364 | 0.62776 | 0.39296 | 1.5975 | 0.070864 | 0 | 0 | 0.69862 | 0.39296 | 1.7778
codet to vet | Glass-K-12-HtPmpHt-codet to vet-NR | 30 | 0.15699 | 0.5 | 0 | 0 | ExCOMM | 0.47693 | 0.46383 | 0.16896 | 1.8758e-05 | 4.0441e-05 |  |  | 0.39296 | 0 | 0 | 0 | 0 | 0 | 0.39296 | 0 | 0.39296 | 0 | 0 | 171.1364 | 0 | 171.1364 | 0.087074 | 0.00076478 | 0.0096737 | 0.097376 | 0.39296 | 0.2478 | 0.010992 | 0 | 0 | 0.10837 | 0.39296 | 0.27577
codet to vet | Glass-University-HtPmpHt-codet to vet-NR | 30 | 1.6344 | 0.5 | 0 | 0 | ExCOMM | 0.47693 | 0.46383 | 1.759 | 0.00019529 | 0.00042103 |  |  | 0.39296 | 0 | 0 | 0 | 0 | 0 | 0.39296 | 0 | 0.39296 | 0 | 0 | 16.4383 | 0 | 16.4383 | 0.90652 | 0.007962 | 0.10071 | 1.0138 | 0.39296 | 2.5798 | 0.11444 | 0 | 0 | 1.1282 | 0.39296 | 2.871
codet to vet | Glass-Warehouse-HtPmpHt-codet to vet-NR | 30 | 0.30447 | 0.5 | 0 | 0 | ExCOMM | 0.47693 | 0.46383 | 0.32769 | 3.638e-05 | 7.8435e-05 |  |  | 0.39296 | 0 | 0 | 0 | 0 | 0 | 0.39296 | 0 | 0.39296 | 0 | 0 | 88.239 | 0 | 88.239 | 0.16888 | 0.0014833 | 0.018762 | 0.18886 | 0.39296 | 0.4806 | 0.021319 | 0 | 0 | 0.21018 | 0.39296 | 0.53485
codet to vet | Glass-Supermarket-HtPmpHt-codet to vet-NR | 30 | 1.1878 | 0.5 | 0 | 0 | ExCOMM | 0.47693 | 0.46383 | 1.2784 | 0.00014192 | 0.00030598 |  |  | 0.39296 | 0 | 0 | 0 | 0 | 0 | 0.39296 | 0 | 0.39296 | 0 | 0 | 22.6188 | 0 | 22.6188 | 0.65881 | 0.0057864 | 0.073193 | 0.73676 | 0.39296 | 1.8749 | 0.083169 | 0 | 0 | 0.81993 | 0.39296 | 2.0865
codet to vet | Glass-MIniMart-HtPmpHt-codet to vet-NR | 30 | 0.77604 | 0.5 | 0 | 0 | ExCOMM | 0.47693 | 0.46383 | 0.83521 | 9.2726e-05 | 0.00019991 |  |  | 0.39296 | 0 | 0 | 0 | 0 | 0 | 0.39296 | 0 | 0.39296 | 0 | 0 | 34.6199 | 0 | 34.62 | 0.43043 | 0.0037805 | 0.04782 | 0.48136 | 0.39296 | 1.2249 | 0.054338 | 0 | 0 | 0.5357 | 0.39296 | 1.3632
codet to vet | Glass-Restaurant-HtPmpHt-codet to vet-NR | 30 | 0.63249 | 0.5 | 0 | 0 | ExCOMM | 0.47693 | 0.46383 | 0.68072 | 7.5574e-05 | 0.00016293 |  |  | 0.39296 | 0 | 0 | 0 | 0 | 0 | 0.39296 | 0 | 0.39296 | 0 | 0 | 42.4771 | 0 | 42.4771 | 0.35081 | 0.0030812 | 0.038975 | 0.39232 | 0.39296 | 0.99836 | 0.044287 | 0 | 0 | 0.43661 | 0.39296 | 1.1111
codet to vet | Glass-Lodging-HtPmpHt-codet to vet-NR | 30 | 1.1071 | 0.5 | 0 | 0 | ExCOMM | 0.47693 | 0.46383 | 1.1916 | 0.00013229 | 0.00028521 |  |  | 0.39296 | 0 | 0 | 0 | 0 | 0 | 0.39296 | 0 | 0.39296 | 0 | 0 | 24.2666 | 0 | 24.2666 | 0.61408 | 0.0053935 | 0.068223 | 0.68673 | 0.39296 | 1.7476 | 0.077521 | 0 | 0 | 0.76425 | 0.39296 | 1.9448
codet to vet | Glass-Hospital-HtPmpHt-codet to vet-NR | 30 | 2.518 | 0.5 | 0 | 0 | ExCOMM | 0.47693 | 0.46383 | 2.71 | 0.00030086 | 0.00064865 |  |  | 0.39296 | 0 | 0 | 0 | 0 | 0 | 0.39296 | 0 | 0.39296 | 0 | 0 | 10.6699 | 0 | 10.6699 | 1.3966 | 0.012266 | 0.15516 | 1.5618 | 0.39296 | 3.9745 | 0.17631 | 0 | 0 | 1.7381 | 0.39296 | 4.4231
codet to vet | Glass-OtherHealth-HtPmpHt-codet to vet-NR | 30 | 1.9311 | 0.5 | 0 | 0 | ExCOMM | 0.47693 | 0.46383 | 2.0784 | 0.00023074 | 0.00049747 |  |  | 0.39296 | 0 | 0 | 0 | 0 | 0 | 0.39296 | 0 | 0.39296 | 0 | 0 | 13.9124 | 0 | 13.9124 | 1.0711 | 0.0094076 | 0.119 | 1.1978 | 0.39296 | 3.0482 | 0.13522 | 0 | 0 | 1.333 | 0.39296 | 3.3923
codet to vet | Glass-Other-HtPmpHt-codet to vet-NR | 30 | 0.53157 | 0.5 | 0 | 0 | ExCOMM | 0.47693 | 0.46383 | 0.5721 | 6.3515e-05 | 0.00013694 |  |  | 0.39296 | 0 | 0 | 0 | 0 | 0 | 0.39296 | 0 | 0.39296 | 0 | 0 | 50.5417 | 0 | 50.5417 | 0.29484 | 0.0025896 | 0.032756 | 0.32972 | 0.39296 | 0.83906 | 0.03722 | 0 | 0 | 0.36694 | 0.39296 | 0.93378
codet to veat | Glass-Large Off-HtPmpHt-codet to veat-NR | 30 | 4.7705 | 1.5 | 0 | 0 | ExCOMM | 0.47693 | 0.46383 | 5.1343 | 0.00057001 | 0.0012289 |  |  | 1.1789 | 0 | 0 | 0 | 0 | 0 | 1.1789 | 0 | 1.1789 | 0 | 0 | 16.8953 | 0 | 16.8953 | 2.646 | 0.02324 | 0.29396 | 2.959 | 1.1789 | 2.51 | 0.33403 | 0 | 0 | 3.2931 | 1.1789 | 2.7934
codet to veat | Glass-Medium Off-HtPmpHt-codet to veat-NR | 30 | 4.471 | 1.5 | 0 | 0 | ExCOMM | 0.47693 | 0.46383 | 4.8119 | 0.00053422 | 0.0011518 |  |  | 1.1789 | 0 | 0 | 0 | 0 | 0 | 1.1789 | 0 | 1.1789 | 0 | 0 | 18.027 | 0 | 18.027 | 2.4799 | 0.021781 | 0.27551 | 2.7733 | 1.1789 | 2.3524 | 0.31306 | 0 | 0 | 3.0863 | 1.1789 | 2.618
codet to veat | Glass-Small Off-HtPmpHt-codet to veat-NR | 30 | 3.0047 | 1.5 | 0 | 0 | ExCOMM | 0.47693 | 0.46383 | 3.2338 | 0.00035902 | 0.00077404 |  |  | 1.1789 | 0 | 0 | 0 | 0 | 0 | 1.1789 | 0 | 1.1789 | 0 | 0 | 26.8241 | 0 | 26.8241 | 1.6666 | 0.014638 | 0.18515 | 1.8638 | 1.1789 | 1.5809 | 0.21039 | 0 | 0 | 2.0742 | 1.1789 | 1.7594
codet to veat | Glass-Big Box-HtPmpHt-codet to veat-NR | 30 | 2.2414 | 1.5 | 0 | 0 | ExCOMM | 0.47693 | 0.46383 | 2.4123 | 0.00026781 | 0.00057739 |  |  | 1.1789 | 0 | 0 | 0 | 0 | 0 | 1.1789 | 0 | 1.1789 | 0 | 0 | 35.96 | 0 | 35.96 | 1.2432 | 0.010919 | 0.13811 | 1.3903 | 1.1789 | 1.1793 | 0.15694 | 0 | 0 | 1.5472 | 1.1789 | 1.3124
codet to veat | Glass-Small Box-HtPmpHt-codet to veat-NR | 30 | 1.1947 | 1.5 | 0 | 0 | ExCOMM | 0.47693 | 0.46383 | 1.2858 | 0.00014275 | 0.00030777 |  |  | 1.1789 | 0 | 0 | 0 | 0 | 0 | 1.1789 | 0 | 1.1789 | 0 | 0 | 67.4628 | 0 | 67.4628 | 0.66266 | 0.0058202 | 0.07362 | 0.74106 | 1.1789 | 0.6286 | 0.083654 | 0 | 0 | 0.82471 | 1.1789 | 0.69956
codet to veat | Glass-High End-HtPmpHt-codet to veat-NR | 30 | 1.1722 | 1.5 | 0 | 0 | ExCOMM | 0.47693 | 0.46383 | 1.2615 | 0.00014006 | 0.00030196 |  |  | 1.1789 | 0 | 0 | 0 | 0 | 0 | 1.1789 | 0 | 1.1789 | 0 | 0 | 68.7617 | 0 | 68.7617 | 0.65014 | 0.0057102 | 0.072229 | 0.72706 | 1.1789 | 0.61673 | 0.082074 | 0 | 0 | 0.80913 | 1.1789 | 0.68635
codet to veat | Glass-Anchor-HtPmpHt-codet to veat-NR | 30 | 2.2413 | 1.5 | 0 | 0 | ExCOMM | 0.47693 | 0.46383 | 2.4122 | 0.00026781 | 0.00057739 |  |  | 1.1789 | 0 | 0 | 0 | 0 | 0 | 1.1789 | 0 | 1.1789 | 0 | 0 | 35.9602 | 0 | 35.9602 | 1.2432 | 0.010919 | 0.13811 | 1.3903 | 1.1789 | 1.1793 | 0.15694 | 0 | 0 | 1.5472 | 1.1789 | 1.3124
codet to veat | Glass-K-12-HtPmpHt-codet to veat-NR | 30 | 0.99006 | 1.5 | 0 | 0 | ExCOMM | 0.47693 | 0.46383 | 1.0656 | 0.0001183 | 0.00025505 |  |  | 1.1789 | 0 | 0 | 0 | 0 | 0 | 1.1789 | 0 | 1.1789 | 0 | 0 | 81.4087 | 0 | 81.4087 | 0.54914 | 0.0048231 | 0.061008 | 0.61411 | 1.1789 | 0.52092 | 0.069323 | 0 | 0 | 0.68343 | 1.1789 | 0.57972
codet to veat | Glass-University-HtPmpHt-codet to veat-NR | 30 | 3.41 | 1.5 | 0 | 0 | ExCOMM | 0.47693 | 0.46383 | 3.67 | 0.00040744 | 0.00087844 |  |  | 1.1789 | 0 | 0 | 0 | 0 | 0 | 1.1789 | 0 | 1.1789 | 0 | 0 | 23.6363 | 0 | 23.6363 | 1.8914 | 0.016612 | 0.21013 | 2.1151 | 1.1789 | 1.7942 | 0.23876 | 0 | 0 | 2.3539 | 1.1789 | 1.9967
codet to veat | Glass-Warehouse-HtPmpHt-codet to veat-NR | 30 | 0.72651 | 1.5 | 0 | 0 | ExCOMM | 0.47693 | 0.46383 | 0.78191 | 8.6808e-05 | 0.00018716 |  |  | 1.1789 | 0 | 0 | 0 | 0 | 0 | 1.1789 | 0 | 1.1789 | 0 | 0 | 110.9399 | 0 | 110.9399 | 0.40296 | 0.0035393 | 0.044768 | 0.45064 | 1.1789 | 0.38226 | 0.05087 | 0 | 0 | 0.50151 | 1.1789 | 0.42541
codet to veat | Glass-Supermarket-HtPmpHt-codet to veat-NR | 30 | 2.4155 | 1.5 | 0 | 0 | ExCOMM | 0.47693 | 0.46383 | 2.5997 | 0.00028862 | 0.00062225 |  |  | 1.1789 | 0 | 0 | 0 | 0 | 0 | 1.1789 | 0 | 1.1789 | 0 | 0 | 33.3676 | 0 | 33.3676 | 1.3398 | 0.011767 | 0.14884 | 1.4983 | 1.1789 | 1.2709 | 0.16913 | 0 | 0 | 1.6674 | 1.1789 | 1.4144
codet to veat | Glass-MIniMart-HtPmpHt-codet to veat-NR | 30 | 2.0074 | 1.5 | 0 | 0 | ExCOMM | 0.47693 | 0.46383 | 2.1605 | 0.00023986 | 0.00051713 |  |  | 1.1789 | 0 | 0 | 0 | 0 | 0 | 1.1789 | 0 | 1.1789 | 0 | 0 | 40.1502 | 0 | 40.1502 | 1.1134 | 0.0097794 | 0.1237 | 1.2452 | 1.1789 | 1.0562 | 0.14056 | 0 | 0 | 1.3857 | 1.1789 | 1.1754
codet to veat | Glass-Restaurant-HtPmpHt-codet to veat-NR | 30 | 1.3736 | 1.5 | 0 | 0 | ExCOMM | 0.47693 | 0.46383 | 1.4783 | 0.00016413 | 0.00035385 |  |  | 1.1789 | 0 | 0 | 0 | 0 | 0 | 1.1789 | 0 | 1.1789 | 0 | 0 | 58.677 | 0 | 58.677 | 0.76188 | 0.0066916 | 0.084643 | 0.85202 | 1.1789 | 0.72273 | 0.096179 | 0 | 0 | 0.9482 | 1.1789 | 0.80431
codet to veat | Glass-Lodging-HtPmpHt-codet to veat-NR | 30 | 2.3356 | 1.5 | 0 | 0 | ExCOMM | 0.47693 | 0.46383 | 2.5137 | 0.00027907 | 0.00060166 |  |  | 1.1789 | 0 | 0 | 0 | 0 | 0 | 1.1789 | 0 | 1.1789 | 0 | 0 | 34.5096 | 0 | 34.5096 | 1.2954 | 0.011378 | 0.14392 | 1.4487 | 1.1789 | 1.2289 | 0.16353 | 0 | 0 | 1.6122 | 1.1789 | 1.3676
codet to veat | Glass-Hospital-HtPmpHt-codet to veat-NR | 30 | 4.3766 | 1.5 | 0 | 0 | ExCOMM | 0.47693 | 0.46383 | 4.7103 | 0.00052294 | 0.0011274 |  |  | 1.1789 | 0 | 0 | 0 | 0 | 0 | 1.1789 | 0 | 1.1789 | 0 | 0 | 18.4161 | 0 | 18.4161 | 2.4275 | 0.021321 | 0.26969 | 2.7147 | 1.1789 | 2.3027 | 0.30644 | 0 | 0 | 3.0211 | 1.1789 | 2.5627
codet to veat | Glass-OtherHealth-HtPmpHt-codet to veat-NR | 30 | 3.8499 | 1.5 | 0 | 0 | ExCOMM | 0.47693 | 0.46383 | 4.1434 | 0.00046001 | 0.00099176 |  |  | 1.1789 | 0 | 0 | 0 | 0 | 0 | 1.1789 | 0 | 1.1789 | 0 | 0 | 20.9355 | 0 | 20.9355 | 2.1353 | 0.018755 | 0.23723 | 2.388 | 1.1789 | 2.0256 | 0.26957 | 0 | 0 | 2.6576 | 1.1789 | 2.2543
codet to veat | Glass-Other-HtPmpHt-codet to veat-NR | 30 | 1.7652 | 1.5 | 0 | 0 | ExCOMM | 0.47693 | 0.46383 | 1.8998 | 0.00021091 | 0.00045472 |  |  | 1.1789 | 0 | 0 | 0 | 0 | 0 | 1.1789 | 0 | 1.1789 | 0 | 0 | 45.6608 | 0 | 45.6608 | 0.97906 | 0.0085992 | 0.10877 | 1.0949 | 1.1789 | 0.92875 | 0.1236 | 0 | 0 | 1.2185 | 1.1789 | 1.0336
codet to vet | Glass-Large Off-HtPmpHt-codet to vet-New | 30 | 1.8237 | 0.5 | 0 | 0 | ExCOMM | 0.47693 | 0.46383 | 1.9628 | 0.00021791 | 0.0004698 |  |  | 0.39296 | 0 | 0 | 0 | 0 | 0 | 0.39296 | 0 | 0.39296 | 0 | 0 | 14.7317 | 0 | 14.7317 | 1.0115 | 0.0088844 | 0.11238 | 1.1312 | 0.39296 | 2.8787 | 0.1277 | 0 | 0 | 1.2589 | 0.39296 | 3.2036
codet to vet | Glass-Medium Off-HtPmpHt-codet to vet-New | 30 | 1.8237 | 0.5 | 0 | 0 | ExCOMM | 0.47693 | 0.46383 | 1.9628 | 0.00021791 | 0.0004698 |  |  | 0.39296 | 0 | 0 | 0 | 0 | 0 | 0.39296 | 0 | 0.39296 | 0 | 0 | 14.7317 | 0 | 14.7317 | 1.0115 | 0.0088844 | 0.11238 | 1.1312 | 0.39296 | 2.8787 | 0.1277 | 0 | 0 | 1.2589 | 0.39296 | 3.2036
codet to vet | Glass-Small Off-HtPmpHt-codet to vet-New | 30 | 1.5433 | 0.5 | 0 | 0 | ExCOMM | 0.47693 | 0.46383 | 1.661 | 0.00018441 | 0.00039758 |  |  | 0.39296 | 0 | 0 | 0 | 0 | 0 | 0.39296 | 0 | 0.39296 | 0 | 0 | 17.408 | 0 | 17.408 | 0.85602 | 0.0075185 | 0.095102 | 0.9573 | 0.39296 | 2.4361 | 0.10806 | 0 | 0 | 1.0654 | 0.39296 | 2.7111
codet to vet | Glass-Big Box-HtPmpHt-codet to vet-New | 30 | 3.463 | 0.5 | 0 | 0 | ExCOMM | 0.47693 | 0.46383 | 3.7271 | 0.00041378 | 0.0008921 |  |  | 0.39296 | 0 | 0 | 0 | 0 | 0 | 0.39296 | 0 | 0.39296 | 0 | 0 | 7.7581 | 0 | 7.7581 | 1.9208 | 0.01687 | 0.21339 | 2.148 | 0.39296 | 5.4662 | 0.24248 | 0 | 0 | 2.3905 | 0.39296 | 6.0833
codet to vet | Glass-Small Box-HtPmpHt-codet to vet-New | 30 | 0.26551 | 0.5 | 0 | 0 | ExCOMM | 0.47693 | 0.46383 | 0.28576 | 3.1725e-05 | 6.8398e-05 |  |  | 0.39296 | 0 | 0 | 0 | 0 | 0 | 0.39296 | 0 | 0.39296 | 0 | 0 | 101.1864 | 0 | 101.1864 | 0.14727 | 0.0012935 | 0.016361 | 0.16469 | 0.39296 | 0.4191 | 0.018591 | 0 | 0 | 0.18328 | 0.39296 | 0.46641
codet to vet | Glass-High End-HtPmpHt-codet to vet-New | 30 | 0.24872 | 0.5 | 0 | 0 | ExCOMM | 0.47693 | 0.46383 | 0.26769 | 2.9719e-05 | 6.4073e-05 |  |  | 0.39296 | 0 | 0 | 0 | 0 | 0 | 0.39296 | 0 | 0.39296 | 0 | 0 | 108.0174 | 0 | 108.0174 | 0.13795 | 0.0012117 | 0.015326 | 0.15428 | 0.39296 | 0.3926 | 0.017415 | 0 | 0 | 0.17169 | 0.39296 | 0.43692
codet to vet | Glass-Anchor-HtPmpHt-codet to vet-New | 30 | 3.4525 | 0.5 | 0 | 0 | ExCOMM | 0.47693 | 0.46383 | 3.7157 | 0.00041252 | 0.00088939 |  |  | 0.39296 | 0 | 0 | 0 | 0 | 0 | 0.39296 | 0 | 0.39296 | 0 | 0 | 7.7818 | 0 | 7.7818 | 1.9149 | 0.016819 | 0.21274 | 2.1415 | 0.39296 | 5.4496 | 0.24174 | 0 | 0 | 2.3832 | 0.39296 | 6.0648
codet to vet | Glass-K-12-HtPmpHt-codet to vet-New | 30 | -0.029622 | 0.5 | 0 | 0 | ExCOMM | 0.47693 | 0.46383 | -0.03188 | -3.5394e-06 | -7.6307e-06 |  |  | 0.39296 | 0 | 0 | 0 | 0 | 0 | 0.39296 | 0 | 0.39296 | 0 | 0 | -906.9879 | 0 | -906.9879 | -0.01643 | -0.0001443 | -0.0018253 | -0.018374 | 0.39296 | -0.046756 | -0.0020741 | 0 | 0 | -0.020448 | 0.39296 | -0.052034
codet to vet | Glass-University-HtPmpHt-codet to vet-New | 30 | 1.0268 | 0.5 | 0 | 0 | ExCOMM | 0.47693 | 0.46383 | 1.1051 | 0.00012269 | 0.00026451 |  |  | 0.39296 | 0 | 0 | 0 | 0 | 0 | 0.39296 | 0 | 0.39296 | 0 | 0 | 26.165 | 0 | 26.165 | 0.56952 | 0.0050021 | 0.063273 | 0.6369 | 0.39296 | 1.6208 | 0.071896 | 0 | 0 | 0.7088 | 0.39296 | 1.8037
codet to vet | Glass-Warehouse-HtPmpHt-codet to vet-New | 30 | 0.00013 | 0.5 | 0 | 0 | ExCOMM | 0.47693 | 0.46383 | 0.00013991 | 1.5533e-08 | 3.3489e-08 |  |  | 0.39296 | 0 | 0 | 0 | 0 | 0 | 0.39296 | 0 | 0.39296 | 0 | 0 | 206665.0781 | 0 | 206665.074 | 7.2105e-05 | 6.333e-07 | 8.0107e-06 | 8.0636e-05 | 0.39296 | 0.0002052 | 9.1025e-06 | 0 | 0 | 8.9738e-05 | 0.39296 | 0.00022836
codet to vet | Glass-Supermarket-HtPmpHt-codet to vet-New | 30 | 0.36167 | 0.5 | 0 | 0 | ExCOMM | 0.47693 | 0.46383 | 0.38925 | 4.3214e-05 | 9.3169e-05 |  |  | 0.39296 | 0 | 0 | 0 | 0 | 0 | 0.39296 | 0 | 0.39296 | 0 | 0 | 74.2844 | 0 | 74.2844 | 0.2006 | 0.0017619 | 0.022286 | 0.22434 | 0.39296 | 0.57088 | 0.025324 | 0 | 0 | 0.24966 | 0.39296 | 0.63532
codet to vet | Glass-MIniMart-HtPmpHt-codet to vet-New | 30 | 0.3392 | 0.5 | 0 | 0 | ExCOMM | 0.47693 | 0.46383 | 0.36506 | 4.0529e-05 | 8.7379e-05 |  |  | 0.39296 | 0 | 0 | 0 | 0 | 0 | 0.39296 | 0 | 0.39296 | 0 | 0 | 79.2065 | 0 | 79.2065 | 0.18814 | 0.0016524 | 0.020901 | 0.21039 | 0.39296 | 0.5354 | 0.02375 | 0 | 0 | 0.23414 | 0.39296 | 0.59584
codet to vet | Glass-Restaurant-HtPmpHt-codet to vet-New | 30 | 0.96976 | 0.5 | 0 | 0 | ExCOMM | 0.47693 | 0.46383 | 1.0437 | 0.00011587 | 0.00024982 |  |  | 0.39296 | 0 | 0 | 0 | 0 | 0 | 0.39296 | 0 | 0.39296 | 0 | 0 | 27.7041 | 0 | 27.7041 | 0.53788 | 0.0047243 | 0.059757 | 0.60152 | 0.39296 | 1.5307 | 0.067902 | 0 | 0 | 0.66942 | 0.39296 | 1.7035
codet to vet | Glass-Lodging-HtPmpHt-codet to vet-New | 30 | 0.85702 | 0.5 | 0 | 0 | ExCOMM | 0.47693 | 0.46383 | 0.92236 | 0.0001024 | 0.00022077 |  |  | 0.39296 | 0 | 0 | 0 | 0 | 0 | 0.39296 | 0 | 0.39296 | 0 | 0 | 31.3489 | 0 | 31.3489 | 0.47535 | 0.004175 | 0.05281 | 0.53159 | 0.39296 | 1.3528 | 0.060008 | 0 | 0 | 0.59159 | 0.39296 | 1.5055
codet to vet | Glass-Hospital-HtPmpHt-codet to vet-New | 30 | 1.7023 | 0.5 | 0 | 0 | ExCOMM | 0.47693 | 0.46383 | 1.8321 | 0.0002034 | 0.00043853 |  |  | 0.39296 | 0 | 0 | 0 | 0 | 0 | 0.39296 | 0 | 0.39296 | 0 | 0 | 15.7822 | 0 | 15.7822 | 0.9442 | 0.008293 | 0.1049 | 1.0559 | 0.39296 | 2.687 | 0.1192 | 0 | 0 | 1.1751 | 0.39296 | 2.9904
codet to vet | Glass-OtherHealth-HtPmpHt-codet to vet-New | 30 | 1.644 | 0.5 | 0 | 0 | ExCOMM | 0.47693 | 0.46383 | 1.7693 | 0.00019643 | 0.0004235 |  |  | 0.39296 | 0 | 0 | 0 | 0 | 0 | 0.39296 | 0 | 0.39296 | 0 | 0 | 16.3423 | 0 | 16.3423 | 0.91184 | 0.0080088 | 0.1013 | 1.0197 | 0.39296 | 2.595 | 0.11511 | 0 | 0 | 1.1348 | 0.39296 | 2.8879
codet to vet | Glass-Other-HtPmpHt-codet to vet-New | 30 | 0.53332 | 0.5 | 0 | 0 | ExCOMM | 0.47693 | 0.46383 | 0.57398 | 6.3724e-05 | 0.00013739 |  |  | 0.39296 | 0 | 0 | 0 | 0 | 0 | 0.39296 | 0 | 0.39296 | 0 | 0 | 50.3763 | 0 | 50.3763 | 0.2958 | 0.0025981 | 0.032863 | 0.3308 | 0.39296 | 0.84181 | 0.037342 | 0 | 0 | 0.36815 | 0.39296 | 0.93684
codet to veat | Glass-Large Off-HtPmpHt-codet to veat-New | 30 | 2.4826 | 1.5 | 0 | 0 | ExCOMM | 0.47693 | 0.46383 | 2.6719 | 0.00029664 | 0.00063954 |  |  | 1.1789 | 0 | 0 | 0 | 0 | 0 | 1.1789 | 0 | 1.1789 | 0 | 0 | 32.4653 | 0 | 32.4653 | 1.377 | 0.012094 | 0.15298 | 1.5399 | 1.1789 | 1.3062 | 0.17383 | 0 | 0 | 1.7137 | 1.1789 | 1.4537
codet to veat | Glass-Medium Off-HtPmpHt-codet to veat-New | 30 | 2.4826 | 1.5 | 0 | 0 | ExCOMM | 0.47693 | 0.46383 | 2.6719 | 0.00029664 | 0.00063954 |  |  | 1.1789 | 0 | 0 | 0 | 0 | 0 | 1.1789 | 0 | 1.1789 | 0 | 0 | 32.4653 | 0 | 32.4653 | 1.377 | 0.012094 | 0.15298 | 1.5399 | 1.1789 | 1.3062 | 0.17383 | 0 | 0 | 1.7137 | 1.1789 | 1.4537
codet to veat | Glass-Small Off-HtPmpHt-codet to veat-New | 30 | 2.1185 | 1.5 | 0 | 0 | ExCOMM | 0.47693 | 0.46383 | 2.28 | 0.00025313 | 0.00054574 |  |  | 1.1789 | 0 | 0 | 0 | 0 | 0 | 1.1789 | 0 | 1.1789 | 0 | 0 | 38.0454 | 0 | 38.0454 | 1.175 | 0.01032 | 0.13054 | 1.3141 | 1.1789 | 1.1147 | 0.14834 | 0 | 0 | 1.4624 | 1.1789 | 1.2405
codet to veat | Glass-Big Box-HtPmpHt-codet to veat-New | 30 | 3.5719 | 1.5 | 0 | 0 | ExCOMM | 0.47693 | 0.46383 | 3.8443 | 0.0004268 | 0.00092016 |  |  | 1.1789 | 0 | 0 | 0 | 0 | 0 | 1.1789 | 0 | 1.1789 | 0 | 0 | 22.5646 | 0 | 22.5646 | 1.9812 | 0.017401 | 0.22011 | 2.2156 | 1.1789 | 1.8794 | 0.2501 | 0 | 0 | 2.4657 | 1.1789 | 2.0915
codet to veat | Glass-Small Box-HtPmpHt-codet to veat-New | 30 | 0.90964 | 1.5 | 0 | 0 | ExCOMM | 0.47693 | 0.46383 | 0.979 | 0.00010869 | 0.00023433 |  |  | 1.1789 | 0 | 0 | 0 | 0 | 0 | 1.1789 | 0 | 1.1789 | 0 | 0 | 88.6059 | 0 | 88.6059 | 0.50453 | 0.0044314 | 0.056053 | 0.56423 | 1.1789 | 0.47861 | 0.063692 | 0 | 0 | 0.62792 | 1.1789 | 0.53263
codet to veat | Glass-High End-HtPmpHt-codet to veat-New | 30 | 0.89179 | 1.5 | 0 | 0 | ExCOMM | 0.47693 | 0.46383 | 0.95979 | 0.00010656 | 0.00022973 |  |  | 1.1789 | 0 | 0 | 0 | 0 | 0 | 1.1789 | 0 | 1.1789 | 0 | 0 | 90.3795 | 0 | 90.3795 | 0.49463 | 0.0043444 | 0.054953 | 0.55316 | 1.1789 | 0.46922 | 0.062442 | 0 | 0 | 0.6156 | 1.1789 | 0.52218
codet to veat | Glass-Anchor-HtPmpHt-codet to veat-New | 30 | 3.5628 | 1.5 | 0 | 0 | ExCOMM | 0.47693 | 0.46383 | 3.8345 | 0.00042571 | 0.00091781 |  |  | 1.1789 | 0 | 0 | 0 | 0 | 0 | 1.1789 | 0 | 1.1789 | 0 | 0 | 22.6223 | 0 | 22.6223 | 1.9761 | 0.017356 | 0.21954 | 2.2099 | 1.1789 | 1.8746 | 0.24947 | 0 | 0 | 2.4594 | 1.1789 | 2.0862
codet to veat | Glass-K-12-HtPmpHt-codet to veat-New | 30 | 0.36913 | 1.5 | 0 | 0 | ExCOMM | 0.47693 | 0.46383 | 0.39727 | 4.4106e-05 | 9.509e-05 |  |  | 1.1789 | 0 | 0 | 0 | 0 | 0 | 1.1789 | 0 | 1.1789 | 0 | 0 | 218.3506 | 0 | 218.3506 | 0.20474 | 0.0017982 | 0.022746 | 0.22896 | 1.1789 | 0.19422 | 0.025846 | 0 | 0 | 0.25481 | 1.1789 | 0.21614
codet to veat | Glass-University-HtPmpHt-codet to veat-New | 30 | 1.7274 | 1.5 | 0 | 0 | ExCOMM | 0.47693 | 0.46383 | 1.8592 | 0.0002064 | 0.000445 |  |  | 1.1789 | 0 | 0 | 0 | 0 | 0 | 1.1789 | 0 | 1.1789 | 0 | 0 | 46.6583 | 0 | 46.6583 | 0.95813 | 0.0084153 | 0.10645 | 1.0715 | 1.1789 | 0.90889 | 0.12095 | 0 | 0 | 1.1924 | 1.1789 | 1.0115
codet to veat | Glass-Warehouse-HtPmpHt-codet to veat-New | 30 | 0.00013 | 1.5 | 0 | 0 | ExCOMM | 0.47693 | 0.46383 | 0.00013991 | 1.5533e-08 | 3.3489e-08 |  |  | 1.1789 | 0 | 0 | 0 | 0 | 0 | 1.1789 | 0 | 1.1789 | 0 | 0 | 619995.25 | 0 | 619995.222 | 7.2105e-05 | 6.333e-07 | 8.0107e-06 | 8.0636e-05 | 1.1789 | 6.84e-05 | 9.1025e-06 | 0 | 0 | 8.9738e-05 | 1.1789 | 7.6121e-05
codet to veat | Glass-Supermarket-HtPmpHt-codet to veat-New | 30 | 0.5321 | 1.5 | 0 | 0 | ExCOMM | 0.47693 | 0.46383 | 0.57267 | 6.3578e-05 | 0.00013707 |  |  | 1.1789 | 0 | 0 | 0 | 0 | 0 | 1.1789 | 0 | 1.1789 | 0 | 0 | 151.4741 | 0 | 151.4741 | 0.29513 | 0.0025922 | 0.032788 | 0.33005 | 1.1789 | 0.27996 | 0.037257 | 0 | 0 | 0.36731 | 1.1789 | 0.31157
codet to veat | Glass-MIniMart-HtPmpHt-codet to veat-New | 30 | 0.5181 | 1.5 | 0 | 0 | ExCOMM | 0.47693 | 0.46383 | 0.55761 | 6.1906e-05 | 0.00013347 |  |  | 1.1789 | 0 | 0 | 0 | 0 | 0 | 1.1789 | 0 | 1.1789 | 0 | 0 | 155.5672 | 0 | 155.5672 | 0.28736 | 0.002524 | 0.031926 | 0.32137 | 1.1789 | 0.2726 | 0.036277 | 0 | 0 | 0.35764 | 1.1789 | 0.30337
codet to veat | Glass-Restaurant-HtPmpHt-codet to veat-New | 30 | 1.4067 | 1.5 | 0 | 0 | ExCOMM | 0.47693 | 0.46383 | 1.5139 | 0.00016808 | 0.00036237 |  |  | 1.1789 | 0 | 0 | 0 | 0 | 0 | 1.1789 | 0 | 1.1789 | 0 | 0 | 57.2983 | 0 | 57.2983 | 0.78021 | 0.0068526 | 0.086679 | 0.87252 | 1.1789 | 0.74012 | 0.098494 | 0 | 0 | 0.97101 | 1.1789 | 0.82366
codet to veat | Glass-Lodging-HtPmpHt-codet to veat-New | 30 | 1.2868 | 1.5 | 0 | 0 | ExCOMM | 0.47693 | 0.46383 | 1.3849 | 0.00015376 | 0.00033149 |  |  | 1.1789 | 0 | 0 | 0 | 0 | 0 | 1.1789 | 0 | 1.1789 | 0 | 0 | 62.6347 | 0 | 62.6347 | 0.71373 | 0.0062688 | 0.079294 | 0.79818 | 1.1789 | 0.67706 | 0.090102 | 0 | 0 | 0.88828 | 1.1789 | 0.75349
codet to veat | Glass-Hospital-HtPmpHt-codet to veat-New | 30 | 2.345 | 1.5 | 0 | 0 | ExCOMM | 0.47693 | 0.46383 | 2.5238 | 0.0002802 | 0.00060409 |  |  | 1.1789 | 0 | 0 | 0 | 0 | 0 | 1.1789 | 0 | 1.1789 | 0 | 0 | 34.3706 | 0 | 34.3706 | 1.3007 | 0.011424 | 0.1445 | 1.4546 | 1.1789 | 1.2338 | 0.1642 | 0 | 0 | 1.6187 | 1.1789 | 1.3731
codet to veat | Glass-OtherHealth-HtPmpHt-codet to veat-New | 30 | 2.2629 | 1.5 | 0 | 0 | ExCOMM | 0.47693 | 0.46383 | 2.4355 | 0.00027039 | 0.00058295 |  |  | 1.1789 | 0 | 0 | 0 | 0 | 0 | 1.1789 | 0 | 1.1789 | 0 | 0 | 35.6172 | 0 | 35.6172 | 1.2551 | 0.011024 | 0.13944 | 1.4036 | 1.1789 | 1.1906 | 0.15845 | 0 | 0 | 1.5621 | 1.1789 | 1.325
codet to veat | Glass-Other-HtPmpHt-codet to veat-New | 30 | 1.0205 | 1.5 | 0 | 0 | ExCOMM | 0.47693 | 0.46383 | 1.0983 | 0.00012194 | 0.00026289 |  |  | 1.1789 | 0 | 0 | 0 | 0 | 0 | 1.1789 | 0 | 1.1789 | 0 | 0 | 78.979 | 0 | 78.979 | 0.56603 | 0.0049715 | 0.062885 | 0.633 | 1.1789 | 0.53695 | 0.071456 | 0 | 0 | 0.70446 | 1.1789 | 0.59756
sngl to vea | Glass-Large Off-ElecHt-sngl to vea-Retro | 30 | 38.5668 | 16 | 0 | 0 | ExCOMM | 0.47693 | 0.46383 | 41.5075 | 0.0046082 | 0.0099351 |  |  | 12.5749 | 0 | 0 | 0 | 0 | 0 | 12.5749 | 0 | 12.5749 | 0 | 0 | 22.2919 | 0 | 22.2919 | 21.3911 | 0.18788 | 2.3765 | 23.9221 | 12.5749 | 1.9024 | 2.7004 | 0 | 0 | 26.6225 | 12.5749 | 2.1171
sngl to vea | Glass-Medium Off-ElecHt-sngl to vea-Retro | 30 | 37.1365 | 16 | 0 | 0 | ExCOMM | 0.47693 | 0.46383 | 39.9681 | 0.0044373 | 0.0095666 |  |  | 12.5749 | 0 | 0 | 0 | 0 | 0 | 12.5749 | 0 | 12.5749 | 0 | 0 | 23.1505 | 0 | 23.1505 | 20.5978 | 0.18091 | 2.2884 | 23.0349 | 12.5749 | 1.8318 | 2.6003 | 0 | 0 | 25.6351 | 12.5749 | 2.0386
sngl to vea | Glass-Small Off-ElecHt-sngl to vea-Retro | 30 | 24.9674 | 16 | 0 | 0 | ExCOMM | 0.47693 | 0.46383 | 26.8711 | 0.0029832 | 0.0064318 |  |  | 12.5749 | 0 | 0 | 0 | 0 | 0 | 12.5749 | 0 | 12.5749 | 0 | 0 | 34.434 | 0 | 34.434 | 13.8482 | 0.12163 | 1.5385 | 15.4867 | 12.5749 | 1.2316 | 1.7482 | 0 | 0 | 17.2349 | 12.5749 | 1.3706
sngl to vea | Glass-Big Box-ElecHt-sngl to vea-Retro | 30 | 34.947 | 16 | 0 | 0 | ExCOMM | 0.47693 | 0.46383 | 37.6117 | 0.0041757 | 0.0090026 |  |  | 12.5749 | 0 | 0 | 0 | 0 | 0 | 12.5749 | 0 | 12.5749 | 0 | 0 | 24.6009 | 0 | 24.6009 | 19.3834 | 0.17025 | 2.1535 | 21.6768 | 12.5749 | 1.7238 | 2.447 | 0 | 0 | 24.1237 | 12.5749 | 1.9184
sngl to vea | Glass-Small Box-ElecHt-sngl to vea-Retro | 30 | 12.6498 | 16 | 0 | 0 | ExCOMM | 0.47693 | 0.46383 | 13.6143 | 0.0015115 | 0.0032587 |  |  | 12.5749 | 0 | 0 | 0 | 0 | 0 | 12.5749 | 0 | 12.5749 | 0 | 0 | 67.9638 | 0 | 67.9638 | 7.0162 | 0.061624 | 0.77949 | 7.8464 | 12.5749 | 0.62397 | 0.88573 | 0 | 0 | 8.7321 | 12.5749 | 0.69441
sngl to vea | Glass-High End-ElecHt-sngl to vea-Retro | 30 | 12.5966 | 16 | 0 | 0 | ExCOMM | 0.47693 | 0.46383 | 13.5571 | 0.0015051 | 0.003245 |  |  | 12.5749 | 0 | 0 | 0 | 0 | 0 | 12.5749 | 0 | 12.5749 | 0 | 0 | 68.2505 | 0 | 68.2505 | 6.9867 | 0.061365 | 0.77621 | 7.8134 | 12.5749 | 0.62135 | 0.88201 | 0 | 0 | 8.6954 | 12.5749 | 0.69149
sngl to vea | Glass-Anchor-ElecHt-sngl to vea-Retro | 30 | 34.9582 | 16 | 0 | 0 | ExCOMM | 0.47693 | 0.46383 | 37.6238 | 0.004177 | 0.0090055 |  |  | 12.5749 | 0 | 0 | 0 | 0 | 0 | 12.5749 | 0 | 12.5749 | 0 | 0 | 24.593 | 0 | 24.593 | 19.3896 | 0.1703 | 2.1541 | 21.6837 | 12.5749 | 1.7244 | 2.4477 | 0 | 0 | 24.1315 | 12.5749 | 1.919
sngl to vea | Glass-K-12-ElecHt-sngl to vea-Retro | 30 | 15.7832 | 16 | 0 | 0 | ExCOMM | 0.47693 | 0.46383 | 16.9867 | 0.0018859 | 0.0040659 |  |  | 12.5749 | 0 | 0 | 0 | 0 | 0 | 12.5749 | 0 | 12.5749 | 0 | 0 | 54.4709 | 0 | 54.4709 | 8.7542 | 0.076889 | 0.97257 | 9.79 | 12.5749 | 0.77853 | 1.1051 | 0 | 0 | 10.8951 | 12.5749 | 0.86642
sngl to vea | Glass-University-ElecHt-sngl to vea-Retro | 30 | 36.4135 | 16 | 0 | 0 | ExCOMM | 0.47693 | 0.46383 | 39.19 | 0.0043509 | 0.0093804 |  |  | 12.5749 | 0 | 0 | 0 | 0 | 0 | 12.5749 | 0 | 12.5749 | 0 | 0 | 23.6101 | 0 | 23.6101 | 20.1968 | 0.17739 | 2.2438 | 22.5864 | 12.5749 | 1.7962 | 2.5496 | 0 | 0 | 25.1361 | 12.5749 | 1.9989
sngl to vea | Glass-Warehouse-ElecHt-sngl to vea-Retro | 30 | 11.2206 | 16 | 0 | 0 | ExCOMM | 0.47693 | 0.46383 | 12.0762 | 0.0013407 | 0.0028905 |  |  | 12.5749 | 0 | 0 | 0 | 0 | 0 | 12.5749 | 0 | 12.5749 | 0 | 0 | 76.6202 | 0 | 76.6202 | 6.2235 | 0.054662 | 0.69142 | 6.9599 | 12.5749 | 0.55348 | 0.78566 | 0 | 0 | 7.7456 | 12.5749 | 0.61595
sngl to vea | Glass-Supermarket-ElecHt-sngl to vea-Retro | 30 | 16.7281 | 16 | 0 | 0 | ExCOMM | 0.47693 | 0.46383 | 18.0036 | 0.0019988 | 0.0043093 |  |  | 12.5749 | 0 | 0 | 0 | 0 | 0 | 12.5749 | 0 | 12.5749 | 0 | 0 | 51.3943 | 0 | 51.3943 | 9.2782 | 0.081492 | 1.0308 | 10.376 | 12.5749 | 0.82514 | 1.1713 | 0 | 0 | 11.5473 | 12.5749 | 0.91828
sngl to vea | Glass-MIniMart-ElecHt-sngl to vea-Retro | 30 | 14.0661 | 16 | 0 | 0 | ExCOMM | 0.47693 | 0.46383 | 15.1386 | 0.0016807 | 0.0036235 |  |  | 12.5749 | 0 | 0 | 0 | 0 | 0 | 12.5749 | 0 | 12.5749 | 0 | 0 | 61.1206 | 0 | 61.1206 | 7.8018 | 0.068524 | 0.86676 | 8.7248 | 12.5749 | 0.69383 | 0.9849 | 0 | 0 | 9.7097 | 12.5749 | 0.77215
sngl to vea | Glass-Restaurant-ElecHt-sngl to vea-Retro | 30 | 12.1826 | 16 | 0 | 0 | ExCOMM | 0.47693 | 0.46383 | 13.1115 | 0.0014557 | 0.0031383 |  |  | 12.5749 | 0 | 0 | 0 | 0 | 0 | 12.5749 | 0 | 12.5749 | 0 | 0 | 70.5699 | 0 | 70.5699 | 6.7571 | 0.059348 | 0.7507 | 7.5566 | 12.5749 | 0.60093 | 0.85302 | 0 | 0 | 8.4096 | 12.5749 | 0.66876
sngl to vea | Glass-Lodging-ElecHt-sngl to vea-Retro | 30 | 22.5863 | 16 | 0 | 0 | ExCOMM | 0.47693 | 0.46383 | 24.3085 | 0.0026987 | 0.0058184 |  |  | 12.5749 | 0 | 0 | 0 | 0 | 0 | 12.5749 | 0 | 12.5749 | 0 | 0 | 38.0641 | 0 | 38.0641 | 12.5275 | 0.11003 | 1.3918 | 14.0097 | 12.5749 | 1.1141 | 1.5815 | 0 | 0 | 15.5912 | 12.5749 | 1.2399
sngl to vea | Glass-Hospital-ElecHt-sngl to vea-Retro | 30 | 40.9992 | 16 | 0 | 0 | ExCOMM | 0.47693 | 0.46383 | 44.1254 | 0.0048988 | 0.010562 |  |  | 12.5749 | 0 | 0 | 0 | 0 | 0 | 12.5749 | 0 | 12.5749 | 0 | 0 | 20.9693 | 0 | 20.9693 | 22.7403 | 0.19973 | 2.5264 | 25.4308 | 12.5749 | 2.0224 | 2.8707 | 0 | 0 | 28.3016 | 12.5749 | 2.2506
sngl to vea | Glass-OtherHealth-ElecHt-sngl to vea-Retro | 30 | 42.5615 | 16 | 0 | 0 | ExCOMM | 0.47693 | 0.46383 | 45.8068 | 0.0050855 | 0.010964 |  |  | 12.5749 | 0 | 0 | 0 | 0 | 0 | 12.5749 | 0 | 12.5749 | 0 | 0 | 20.1996 | 0 | 20.1996 | 23.6068 | 0.20734 | 2.6227 | 26.3999 | 12.5749 | 2.0994 | 2.9801 | 0 | 0 | 29.38 | 12.5749 | 2.3364
sngl to vea | Glass-Other-ElecHt-sngl to vea-Retro | 30 | 20.3939 | 16 | 0 | 0 | ExCOMM | 0.47693 | 0.46383 | 21.9489 | 0.0024368 | 0.0052536 |  |  | 12.5749 | 0 | 0 | 0 | 0 | 0 | 12.5749 | 0 | 12.5749 | 0 | 0 | 42.1561 | 0 | 42.1561 | 11.3115 | 0.09935 | 1.2567 | 12.6498 | 12.5749 | 1.006 | 1.428 | 0 | 0 | 14.0778 | 12.5749 | 1.1195
sngl to al36 CW | Glass-Large Off-ElecHt-sngl to al36 CW-Retro | 30 | 36.6685 | 30 | 0 | 0 | ExCOMM | 0.47693 | 0.46383 | 39.4645 | 0.0043814 | 0.0094461 |  |  | 23.5779 | 0 | 0 | 0 | 0 | 0 | 23.5779 | 0 | 23.5779 | 0 | 0 | 43.9611 | 0 | 43.9611 | 20.3382 | 0.17863 | 2.2595 | 22.7446 | 23.5779 | 0.96466 | 2.5675 | 0 | 0 | 25.3121 | 23.5779 | 1.0736
sngl to al36 CW | Glass-Medium Off-ElecHt-sngl to al36 CW-Retro | 30 | 35.2541 | 30 | 0 | 0 | ExCOMM | 0.47693 | 0.46383 | 37.9422 | 0.0042124 | 0.0090817 |  |  | 23.5779 | 0 | 0 | 0 | 0 | 0 | 23.5779 | 0 | 23.5779 | 0 | 0 | 45.7248 | 0 | 45.7248 | 19.5537 | 0.17174 | 2.1724 | 21.8673 | 23.5779 | 0.92745 | 2.4685 | 0 | 0 | 24.3358 | 23.5779 | 1.0321
sngl to al36 CW | Glass-Small Off-ElecHt-sngl to al36 CW-Retro | 30 | 23.4292 | 30 | 0 | 0 | ExCOMM | 0.47693 | 0.46383 | 25.2157 | 0.0027995 | 0.0060355 |  |  | 23.5779 | 0 | 0 | 0 | 0 | 0 | 23.5779 | 0 | 23.5779 | 0 | 0 | 68.8025 | 0 | 68.8025 | 12.995 | 0.11414 | 1.4437 | 14.5326 | 23.5779 | 0.61636 | 1.6405 | 0 | 0 | 16.1731 | 23.5779 | 0.68594
sngl to al36 CW | Glass-Big Box-ElecHt-sngl to al36 CW-Retro | 30 | 33.5803 | 30 | 0 | 0 | ExCOMM | 0.47693 | 0.46383 | 36.1408 | 0.0040124 | 0.0086505 |  |  | 23.5779 | 0 | 0 | 0 | 0 | 0 | 23.5779 | 0 | 23.5779 | 0 | 0 | 48.0039 | 0 | 48.0039 | 18.6254 | 0.16359 | 2.0692 | 20.8291 | 23.5779 | 0.88342 | 2.3513 | 0 | 0 | 23.1804 | 23.5779 | 0.98314
sngl to al36 CW | Glass-Small Box-ElecHt-sngl to al36 CW-Retro | 30 | 11.5812 | 30 | 0 | 0 | ExCOMM | 0.47693 | 0.46383 | 12.4643 | 0.0013838 | 0.0029834 |  |  | 23.5779 | 0 | 0 | 0 | 0 | 0 | 23.5779 | 0 | 23.5779 | 0 | 0 | 139.1897 | 0 | 139.1897 | 6.4235 | 0.056419 | 0.71364 | 7.1836 | 23.5779 | 0.30467 | 0.81091 | 0 | 0 | 7.9945 | 23.5779 | 0.33907
sngl to al36 CW | Glass-High End-ElecHt-sngl to al36 CW-Retro | 30 | 11.5261 | 30 | 0 | 0 | ExCOMM | 0.47693 | 0.46383 | 12.405 | 0.0013772 | 0.0029692 |  |  | 23.5779 | 0 | 0 | 0 | 0 | 0 | 23.5779 | 0 | 23.5779 | 0 | 0 | 139.8551 | 0 | 139.8551 | 6.393 | 0.05615 | 0.71025 | 7.1494 | 23.5779 | 0.30322 | 0.80705 | 0 | 0 | 7.9564 | 23.5779 | 0.33745
sngl to al36 CW | Glass-Anchor-ElecHt-sngl to al36 CW-Retro | 30 | 33.5915 | 30 | 0 | 0 | ExCOMM | 0.47693 | 0.46383 | 36.1528 | 0.0040137 | 0.0086534 |  |  | 23.5779 | 0 | 0 | 0 | 0 | 0 | 23.5779 | 0 | 23.5779 | 0 | 0 | 47.988 | 0 | 47.988 | 18.6316 | 0.16364 | 2.0699 | 20.836 | 23.5779 | 0.88371 | 2.3521 | 0 | 0 | 23.188 | 23.5779 | 0.98347
sngl to al36 CW | Glass-K-12-ElecHt-sngl to al36 CW-Retro | 30 | 14.5392 | 30 | 0 | 0 | ExCOMM | 0.47693 | 0.46383 | 15.6478 | 0.0017372 | 0.0037454 |  |  | 23.5779 | 0 | 0 | 0 | 0 | 0 | 23.5779 | 0 | 23.5779 | 0 | 0 | 110.8718 | 0 | 110.8718 | 8.0642 | 0.070829 | 0.89591 | 9.0183 | 23.5779 | 0.38249 | 1.018 | 0 | 0 | 10.0363 | 23.5779 | 0.42567
sngl to al36 CW | Glass-University-ElecHt-sngl to al36 CW-Retro | 30 | 34.1533 | 30 | 0 | 0 | ExCOMM | 0.47693 | 0.46383 | 36.7575 | 0.0040808 | 0.0087981 |  |  | 23.5779 | 0 | 0 | 0 | 0 | 0 | 23.5779 | 0 | 23.5779 | 0 | 0 | 47.1985 | 0 | 47.1985 | 18.9432 | 0.16638 | 2.1046 | 21.1845 | 23.5779 | 0.89849 | 2.3914 | 0 | 0 | 23.5759 | 23.5779 | 0.99992
sngl to al36 CW | Glass-Warehouse-ElecHt-sngl to al36 CW-Retro | 30 | 10.2828 | 30 | 0 | 0 | ExCOMM | 0.47693 | 0.46383 | 11.0668 | 0.0012286 | 0.0026489 |  |  | 23.5779 | 0 | 0 | 0 | 0 | 0 | 23.5779 | 0 | 23.5779 | 0 | 0 | 156.766 | 0 | 156.766 | 5.7034 | 0.050093 | 0.63363 | 6.3782 | 23.5779 | 0.27051 | 0.71999 | 0 | 0 | 7.0981 | 23.5779 | 0.30105
sngl to al36 CW | Glass-Supermarket-ElecHt-sngl to al36 CW-Retro | 30 | 16.0569 | 30 | 0 | 0 | ExCOMM | 0.47693 | 0.46383 | 17.2812 | 0.0019186 | 0.0041364 |  |  | 23.5779 | 0 | 0 | 0 | 0 | 0 | 23.5779 | 0 | 23.5779 | 0 | 0 | 100.3923 | 0 | 100.3923 | 8.906 | 0.078222 | 0.98944 | 9.9597 | 23.5779 | 0.42242 | 1.1243 | 0 | 0 | 11.084 | 23.5779 | 0.4701
sngl to al36 CW | Glass-MIniMart-ElecHt-sngl to al36 CW-Retro | 30 | 13.3389 | 30 | 0 | 0 | ExCOMM | 0.47693 | 0.46383 | 14.356 | 0.0015938 | 0.0034362 |  |  | 23.5779 | 0 | 0 | 0 | 0 | 0 | 23.5779 | 0 | 23.5779 | 0 | 0 | 120.8488 | 0 | 120.8488 | 7.3984 | 0.064981 | 0.82195 | 8.2738 | 23.5779 | 0.35091 | 0.93398 | 0 | 0 | 9.2078 | 23.5779 | 0.39053
sngl to al36 CW | Glass-Restaurant-ElecHt-sngl to al36 CW-Retro | 30 | 11.0173 | 30 | 0 | 0 | ExCOMM | 0.47693 | 0.46383 | 11.8573 | 0.0013164 | 0.0028381 |  |  | 23.5779 | 0 | 0 | 0 | 0 | 0 | 23.5779 | 0 | 23.5779 | 0 | 0 | 146.3148 | 0 | 146.3148 | 6.1107 | 0.053671 | 0.67889 | 6.8337 | 23.5779 | 0.28984 | 0.77142 | 0 | 0 | 7.6052 | 23.5779 | 0.32256
sngl to al36 CW | Glass-Lodging-ElecHt-sngl to al36 CW-Retro | 30 | 21.1456 | 30 | 0 | 0 | ExCOMM | 0.47693 | 0.46383 | 22.758 | 0.0025266 | 0.0054473 |  |  | 23.5779 | 0 | 0 | 0 | 0 | 0 | 23.5779 | 0 | 23.5779 | 0 | 0 | 76.2327 | 0 | 76.2327 | 11.7285 | 0.10301 | 1.303 | 13.1161 | 23.5779 | 0.55629 | 1.4806 | 0 | 0 | 14.5967 | 23.5779 | 0.61909
sngl to al36 CW | Glass-Hospital-ElecHt-sngl to al36 CW-Retro | 30 | 38.8103 | 30 | 0 | 0 | ExCOMM | 0.47693 | 0.46383 | 41.7696 | 0.0046373 | 0.0099978 |  |  | 23.5779 | 0 | 0 | 0 | 0 | 0 | 23.5779 | 0 | 23.5779 | 0 | 0 | 41.535 | 0 | 41.535 | 21.5262 | 0.18907 | 2.3915 | 24.0731 | 23.5779 | 1.021 | 2.7175 | 0 | 0 | 26.7906 | 23.5779 | 1.1363
sngl to al36 CW | Glass-OtherHealth-ElecHt-sngl to al36 CW-Retro | 30 | 40.0925 | 30 | 0 | 0 | ExCOMM | 0.47693 | 0.46383 | 43.1496 | 0.0047905 | 0.010328 |  |  | 23.5779 | 0 | 0 | 0 | 0 | 0 | 23.5779 | 0 | 23.5779 | 0 | 0 | 40.2067 | 0 | 40.2067 | 22.2374 | 0.19531 | 2.4705 | 24.8684 | 23.5779 | 1.0547 | 2.8073 | 0 | 0 | 27.6757 | 23.5779 | 1.1738
sngl to al36 CW | Glass-Other-ElecHt-sngl to al36 CW-Retro | 30 | 18.9592 | 30 | 0 | 0 | ExCOMM | 0.47693 | 0.46383 | 20.4048 | 0.0022654 | 0.004884 |  |  | 23.5779 | 0 | 0 | 0 | 0 | 0 | 23.5779 | 0 | 23.5779 | 0 | 0 | 85.0241 | 0 | 85.0241 | 10.5157 | 0.092361 | 1.1683 | 11.7599 | 23.5779 | 0.49877 | 1.3275 | 0 | 0 | 13.0874 | 23.5779 | 0.55507
sngl to al40 | Glass-Large Off-ElecHt-sngl to al40-Retro | 30 | 34.8514 | 24 | 0 | 0 | ExCOMM | 0.47693 | 0.46383 | 37.5088 | 0.0041642 | 0.008978 |  |  | 18.8623 | 0 | 0 | 0 | 0 | 0 | 18.8623 | 0 | 18.8623 | 0 | 0 | 37.0026 | 0 | 37.0026 | 19.3304 | 0.16978 | 2.1476 | 21.6175 | 18.8623 | 1.1461 | 2.4403 | 0 | 0 | 24.0577 | 18.8623 | 1.2754
sngl to al40 | Glass-Medium Off-ElecHt-sngl to al40-Retro | 30 | 33.4671 | 24 | 0 | 0 | ExCOMM | 0.47693 | 0.46383 | 36.019 | 0.0039988 | 0.0086214 |  |  | 18.8623 | 0 | 0 | 0 | 0 | 0 | 18.8623 | 0 | 18.8623 | 0 | 0 | 38.5331 | 0 | 38.5331 | 18.5626 | 0.16304 | 2.0623 | 20.7589 | 18.8623 | 1.1005 | 2.3433 | 0 | 0 | 23.1022 | 18.8623 | 1.2248
sngl to al40 | Glass-Small Off-ElecHt-sngl to al40-Retro | 30 | 22.1872 | 24 | 0 | 0 | ExCOMM | 0.47693 | 0.46383 | 23.879 | 0.0026511 | 0.0057156 |  |  | 18.8623 | 0 | 0 | 0 | 0 | 0 | 18.8623 | 0 | 18.8623 | 0 | 0 | 58.1231 | 0 | 58.1231 | 12.3062 | 0.10809 | 1.3672 | 13.7622 | 18.8623 | 0.72961 | 1.5535 | 0 | 0 | 15.3157 | 18.8623 | 0.81198
sngl to al40 | Glass-Big Box-ElecHt-sngl to al40-Retro | 30 | 32.4709 | 24 | 0 | 0 | ExCOMM | 0.47693 | 0.46383 | 34.9468 | 0.0038798 | 0.0083647 |  |  | 18.8623 | 0 | 0 | 0 | 0 | 0 | 18.8623 | 0 | 18.8623 | 0 | 0 | 39.7153 | 0 | 39.7153 | 18.01 | 0.15818 | 2.0009 | 20.1409 | 18.8623 | 1.0678 | 2.2736 | 0 | 0 | 22.4145 | 18.8623 | 1.1883
sngl to al40 | Glass-Small Box-ElecHt-sngl to al40-Retro | 30 | 10.7467 | 24 | 0 | 0 | ExCOMM | 0.47693 | 0.46383 | 11.5661 | 0.0012841 | 0.0027684 |  |  | 18.8623 | 0 | 0 | 0 | 0 | 0 | 18.8623 | 0 | 18.8623 | 0 | 0 | 119.9992 | 0 | 119.9992 | 5.9606 | 0.052353 | 0.66222 | 6.6659 | 18.8623 | 0.3534 | 0.75247 | 0 | 0 | 7.4184 | 18.8623 | 0.39329
sngl to al40 | Glass-High End-ElecHt-sngl to al40-Retro | 30 | 10.6896 | 24 | 0 | 0 | ExCOMM | 0.47693 | 0.46383 | 11.5047 | 0.0012773 | 0.0027537 |  |  | 18.8623 | 0 | 0 | 0 | 0 | 0 | 18.8623 | 0 | 18.8623 | 0 | 0 | 120.6395 | 0 | 120.6395 | 5.929 | 0.052075 | 0.6587 | 6.6305 | 18.8623 | 0.35152 | 0.74848 | 0 | 0 | 7.379 | 18.8623 | 0.3912
sngl to al40 | Glass-Anchor-ElecHt-sngl to al40-Retro | 30 | 32.4819 | 24 | 0 | 0 | ExCOMM | 0.47693 | 0.46383 | 34.9587 | 0.0038811 | 0.0083676 |  |  | 18.8623 | 0 | 0 | 0 | 0 | 0 | 18.8623 | 0 | 18.8623 | 0 | 0 | 39.7018 | 0 | 39.7018 | 18.0162 | 0.15824 | 2.0016 | 20.1478 | 18.8623 | 1.0682 | 2.2744 | 0 | 0 | 22.4221 | 18.8623 | 1.1887
sngl to al40 | Glass-K-12-ElecHt-sngl to al40-Retro | 30 | 13.6094 | 24 | 0 | 0 | ExCOMM | 0.47693 | 0.46383 | 14.6471 | 0.0016261 | 0.0035059 |  |  | 18.8623 | 0 | 0 | 0 | 0 | 0 | 18.8623 | 0 | 18.8623 | 0 | 0 | 94.7575 | 0 | 94.7575 | 7.5485 | 0.066299 | 0.83862 | 8.4416 | 18.8623 | 0.44754 | 0.95292 | 0 | 0 | 9.3945 | 18.8623 | 0.49806
sngl to al40 | Glass-University-ElecHt-sngl to al40-Retro | 30 | 32.2973 | 24 | 0 | 0 | ExCOMM | 0.47693 | 0.46383 | 34.76 | 0.0038591 | 0.00832 |  |  | 18.8623 | 0 | 0 | 0 | 0 | 0 | 18.8623 | 0 | 18.8623 | 0 | 0 | 39.9287 | 0 | 39.9287 | 17.9138 | 0.15734 | 1.9902 | 20.0333 | 18.8623 | 1.0621 | 2.2614 | 0 | 0 | 22.2947 | 18.8623 | 1.182
sngl to al40 | Glass-Warehouse-ElecHt-sngl to al40-Retro | 30 | 9.6263 | 24 | 0 | 0 | ExCOMM | 0.47693 | 0.46383 | 10.3603 | 0.0011502 | 0.0024798 |  |  | 18.8623 | 0 | 0 | 0 | 0 | 0 | 18.8623 | 0 | 18.8623 | 0 | 0 | 133.9659 | 0 | 133.9659 | 5.3392 | 0.046895 | 0.59318 | 5.9709 | 18.8623 | 0.31655 | 0.67402 | 0 | 0 | 6.645 | 18.8623 | 0.35229
sngl to al40 | Glass-Supermarket-ElecHt-sngl to al40-Retro | 30 | 15.5084 | 24 | 0 | 0 | ExCOMM | 0.47693 | 0.46383 | 16.6909 | 0.001853 | 0.0039951 |  |  | 18.8623 | 0 | 0 | 0 | 0 | 0 | 18.8623 | 0 | 18.8623 | 0 | 0 | 83.1544 | 0 | 83.1544 | 8.6017 | 0.07555 | 0.95564 | 9.6195 | 18.8623 | 0.50998 | 1.0859 | 0 | 0 | 10.7054 | 18.8623 | 0.56755
sngl to al40 | Glass-MIniMart-ElecHt-sngl to al40-Retro | 30 | 12.7424 | 24 | 0 | 0 | ExCOMM | 0.47693 | 0.46383 | 13.714 | 0.0015225 | 0.0032825 |  |  | 18.8623 | 0 | 0 | 0 | 0 | 0 | 18.8623 | 0 | 18.8623 | 0 | 0 | 101.2048 | 0 | 101.2048 | 7.0676 | 0.062075 | 0.78519 | 7.9038 | 18.8623 | 0.41903 | 0.89221 | 0 | 0 | 8.796 | 18.8623 | 0.46633
sngl to al40 | Glass-Restaurant-ElecHt-sngl to al40-Retro | 30 | 10.2904 | 24 | 0 | 0 | ExCOMM | 0.47693 | 0.46383 | 11.0751 | 0.0012296 | 0.0026509 |  |  | 18.8623 | 0 | 0 | 0 | 0 | 0 | 18.8623 | 0 | 18.8623 | 0 | 0 | 125.3196 | 0 | 125.3196 | 5.7076 | 0.05013 | 0.6341 | 6.3829 | 18.8623 | 0.33839 | 0.72053 | 0 | 0 | 7.1034 | 18.8623 | 0.37659
sngl to al40 | Glass-Lodging-ElecHt-sngl to al40-Retro | 30 | 20.013 | 24 | 0 | 0 | ExCOMM | 0.47693 | 0.46383 | 21.539 | 0.0023913 | 0.0051555 |  |  | 18.8623 | 0 | 0 | 0 | 0 | 0 | 18.8623 | 0 | 18.8623 | 0 | 0 | 64.4377 | 0 | 64.4377 | 11.1002 | 0.097494 | 1.2332 | 12.4136 | 18.8623 | 0.65812 | 1.4013 | 0 | 0 | 13.8149 | 18.8623 | 0.73241
sngl to al40 | Glass-Hospital-ElecHt-sngl to al40-Retro | 30 | 36.9366 | 24 | 0 | 0 | ExCOMM | 0.47693 | 0.46383 | 39.753 | 0.0044134 | 0.0095151 |  |  | 18.8623 | 0 | 0 | 0 | 0 | 0 | 18.8623 | 0 | 18.8623 | 0 | 0 | 34.9136 | 0 | 34.9136 | 20.487 | 0.17994 | 2.2761 | 22.9109 | 18.8623 | 1.2146 | 2.5863 | 0 | 0 | 25.4972 | 18.8623 | 1.3518
sngl to al40 | Glass-OtherHealth-ElecHt-sngl to al40-Retro | 30 | 38.1804 | 24 | 0 | 0 | ExCOMM | 0.47693 | 0.46383 | 41.0917 | 0.004562 | 0.0098355 |  |  | 18.8623 | 0 | 0 | 0 | 0 | 0 | 18.8623 | 0 | 18.8623 | 0 | 0 | 33.7762 | 0 | 33.7762 | 21.1768 | 0.186 | 2.3527 | 23.6824 | 18.8623 | 1.2555 | 2.6734 | 0 | 0 | 26.3558 | 18.8623 | 1.3973
sngl to al40 | Glass-Other-ElecHt-sngl to al40-Retro | 30 | 17.8262 | 24 | 0 | 0 | ExCOMM | 0.47693 | 0.46383 | 19.1854 | 0.00213 | 0.0045922 |  |  | 18.8623 | 0 | 0 | 0 | 0 | 0 | 18.8623 | 0 | 18.8623 | 0 | 0 | 72.3424 | 0 | 72.3424 | 9.8873 | 0.086841 | 1.0985 | 11.0572 | 18.8623 | 0.5862 | 1.2482 | 0 | 0 | 12.3053 | 18.8623 | 0.65238
sngl to vea | Glass-Large Off-GasHt-sngl to vea-Retro | 30 | 8.344 | 16 | -0.58196 | 0 | ExCOMM | 0.47693 | 0.46383 | 8.9803 | 0.00099699 | 0.0021495 |  |  | 12.5749 | 0 | 0 | -7.909 | 0 | 0 | 12.5749 | -7.909 | 4.6659 | 0 | 0 | 103.0349 | -64.8038 | 38.2311 | 4.628 | 0.040648 | 0.51416 | 5.1756 | 12.5749 | 0.41158 | 0.58424 | 0 | 0 | 5.7598 | 4.6659 | 1.2345
sngl to vea | Glass-Medium Off-GasHt-sngl to vea-Retro | 30 | 6.9137 | 16 | -0.58196 | 0 | ExCOMM | 0.47693 | 0.46383 | 7.4409 | 0.00082609 | 0.001781 |  |  | 12.5749 | 0 | 0 | -7.909 | 0 | 0 | 12.5749 | -7.909 | 4.6659 | 0 | 0 | 124.3509 | -78.2105 | 46.1404 | 3.8347 | 0.033681 | 0.42603 | 4.2884 | 12.5749 | 0.34103 | 0.48409 | 0 | 0 | 4.7725 | 4.6659 | 1.0228
sngl to vea | Glass-Small Off-GasHt-sngl to vea-Retro | 30 | 4.5219 | 16 | -0.39369 | 0 | ExCOMM | 0.47693 | 0.46383 | 4.8667 | 0.0005403 | 0.0011649 |  |  | 12.5749 | 0 | 0 | -5.3504 | 0 | 0 | 12.5749 | -5.3504 | 7.2245 | 0 | 0 | 190.1255 | -80.8947 | 109.2308 | 2.5081 | 0.022029 | 0.27864 | 2.8048 | 12.5749 | 0.22305 | 0.31662 | 0 | 0 | 3.1214 | 7.2245 | 0.43206
sngl to vea | Glass-Big Box-GasHt-sngl to vea-Retro | 30 | 7.3268 | 16 | -0.53184 | 0 | ExCOMM | 0.47693 | 0.46383 | 7.8855 | 0.00087545 | 0.0018874 |  |  | 12.5749 | 0 | 0 | -7.2279 | 0 | 0 | 12.5749 | -7.2279 | 5.347 | 0 | 0 | 117.3399 | -67.4457 | 49.8942 | 4.0638 | 0.035693 | 0.45148 | 4.5446 | 12.5749 | 0.36141 | 0.51302 | 0 | 0 | 5.0577 | 5.347 | 0.94589
sngl to vea | Glass-Small Box-GasHt-sngl to vea-Retro | 30 | 0.903 | 16 | -0.22619 | 0 | ExCOMM | 0.47693 | 0.46383 | 0.97185 | 0.0001079 | 0.00023262 |  |  | 12.5749 | 0 | 0 | -3.074 | 0 | 0 | 12.5749 | -3.074 | 9.5009 | 0 | 0 | 952.0784 | -232.7415 | 719.337 | 0.50085 | 0.004399 | 0.055643 | 0.56011 | 12.5749 | 0.044542 | 0.063227 | 0 | 0 | 0.62334 | 9.5009 | 0.065608
sngl to vea | Glass-High End-GasHt-sngl to vea-Retro | 30 | 0.84987 | 16 | -0.22619 | 0 | ExCOMM | 0.47693 | 0.46383 | 0.91467 | 0.00010155 | 0.00021893 |  |  | 12.5749 | 0 | 0 | -3.074 | 0 | 0 | 12.5749 | -3.074 | 9.5009 | 0 | 0 | 1011.6026 | -247.2925 | 764.3101 | 0.47138 | 0.0041402 | 0.052369 | 0.52715 | 12.5749 | 0.041921 | 0.059507 | 0 | 0 | 0.58666 | 9.5009 | 0.061748
sngl to vea | Glass-Anchor-GasHt-sngl to vea-Retro | 30 | 7.338 | 16 | -0.53184 | 0 | ExCOMM | 0.47693 | 0.46383 | 7.8975 | 0.00087679 | 0.0018903 |  |  | 12.5749 | 0 | 0 | -7.2279 | 0 | 0 | 12.5749 | -7.2279 | 5.347 | 0 | 0 | 117.1605 | -67.3426 | 49.8179 | 4.07 | 0.035748 | 0.45217 | 4.5516 | 12.5749 | 0.36196 | 0.5138 | 0 | 0 | 5.0654 | 5.347 | 0.94734
sngl to vea | Glass-K-12-GasHt-sngl to vea-Retro | 30 | 0.3436 | 16 | -0.2973 | 0 | ExCOMM | 0.47693 | 0.46383 | 0.3698 | 4.1055e-05 | 8.8514e-05 |  |  | 12.5749 | 0 | 0 | -4.0404 | 0 | 0 | 12.5749 | -4.0404 | 8.5345 | 0 | 0 | 2502.115 | -803.9451 | 1698.1699 | 0.19058 | 0.0016739 | 0.021173 | 0.21313 | 12.5749 | 0.016949 | 0.024059 | 0 | 0 | 0.23719 | 8.5345 | 0.027791
sngl to vea | Glass-University-GasHt-sngl to vea-Retro | 30 | 4.1415 | 16 | -0.62141 | 0 | ExCOMM | 0.47693 | 0.46383 | 4.4573 | 0.00049485 | 0.0010669 |  |  | 12.5749 | 0 | 0 | -8.4452 | 0 | 0 | 12.5749 | -8.4452 | 4.1296 | 0 | 0 | 207.5882 | -139.4154 | 68.1728 | 2.2971 | 0.020176 | 0.2552 | 2.5689 | 12.5749 | 0.20429 | 0.28999 | 0 | 0 | 2.8589 | 4.1296 | 0.69228
sngl to vea | Glass-Warehouse-GasHt-sngl to vea-Retro | 30 | 1.2558 | 16 | -0.19188 | 0 | ExCOMM | 0.47693 | 0.46383 | 1.3516 | 0.00015005 | 0.0003235 |  |  | 12.5749 | 0 | 0 | -2.6077 | 0 | 0 | 12.5749 | -2.6077 | 9.9672 | 0 | 0 | 684.6048 | -141.9686 | 542.6362 | 0.69653 | 0.0061177 | 0.077383 | 0.77894 | 12.5749 | 0.061944 | 0.08793 | 0 | 0 | 0.86687 | 9.9672 | 0.086973
sngl to vea | Glass-Supermarket-GasHt-sngl to vea-Retro | 30 | 5.9895 | 16 | -0.20678 | 0 | ExCOMM | 0.47693 | 0.46383 | 6.4462 | 0.00071566 | 0.0015429 |  |  | 12.5749 | 0 | 0 | -2.8102 | 0 | 0 | 12.5749 | -2.8102 | 9.7647 | 0 | 0 | 143.539 | -32.0774 | 111.4616 | 3.3221 | 0.029178 | 0.36908 | 3.7151 | 12.5749 | 0.29544 | 0.41938 | 0 | 0 | 4.1345 | 9.7647 | 0.42342
sngl to vea | Glass-MIniMart-GasHt-sngl to vea-Retro | 30 | 3.3275 | 16 | -0.20678 | 0 | ExCOMM | 0.47693 | 0.46383 | 3.5812 | 0.00039759 | 0.00085719 |  |  | 12.5749 | 0 | 0 | -2.8102 | 0 | 0 | 12.5749 | -2.8102 | 9.7647 | 0 | 0 | 258.3701 | -57.7393 | 200.6309 | 1.8456 | 0.01621 | 0.20504 | 2.064 | 12.5749 | 0.16413 | 0.23299 | 0 | 0 | 2.297 | 9.7647 | 0.23523
sngl to vea | Glass-Restaurant-GasHt-sngl to vea-Retro | 30 | 3.5777 | 16 | -0.16569 | 0 | ExCOMM | 0.47693 | 0.46383 | 3.8505 | 0.00042748 | 0.00092164 |  |  | 12.5749 | 0 | 0 | -2.2518 | 0 | 0 | 12.5749 | -2.2518 | 10.3231 | 0 | 0 | 240.3015 | -43.0314 | 197.2701 | 1.9844 | 0.017429 | 0.22046 | 2.2192 | 12.5749 | 0.17648 | 0.25051 | 0 | 0 | 2.4697 | 10.3231 | 0.23924
sngl to vea | Glass-Lodging-GasHt-sngl to vea-Retro | 30 | 3.825 | 16 | -0.36126 | 0 | ExCOMM | 0.47693 | 0.46383 | 4.1167 | 0.00045704 | 0.00098535 |  |  | 12.5749 | 0 | 0 | -4.9096 | 0 | 0 | 12.5749 | -4.9096 | 7.6653 | 0 | 0 | 224.7636 | -87.7546 | 137.009 | 2.1216 | 0.018634 | 0.2357 | 2.3726 | 12.5749 | 0.18868 | 0.26783 | 0 | 0 | 2.6404 | 7.6653 | 0.34446
sngl to vea | Glass-Hospital-GasHt-sngl to vea-Retro | 30 | 6.3099 | 16 | -0.66796 | 0 | ExCOMM | 0.47693 | 0.46383 | 6.791 | 0.00075394 | 0.0016255 |  |  | 12.5749 | 0 | 0 | -9.0778 | 0 | 0 | 12.5749 | -9.0778 | 3.497 | 0 | 0 | 136.2504 | -98.3595 | 37.891 | 3.4998 | 0.030739 | 0.38882 | 3.9139 | 12.5749 | 0.31125 | 0.44181 | 0 | 0 | 4.3557 | 3.497 | 1.2455
sngl to vea | Glass-OtherHealth-GasHt-sngl to vea-Retro | 30 | 3.4056 | 16 | -0.75397 | 0 | ExCOMM | 0.47693 | 0.46383 | 3.6653 | 0.00040692 | 0.00087731 |  |  | 12.5749 | 0 | 0 | -10.2467 | 0 | 0 | 12.5749 | -10.2467 | 2.3282 | 0 | 0 | 252.445 | -205.7058 | 46.7392 | 1.8889 | 0.016591 | 0.20986 | 2.1124 | 12.5749 | 0.16799 | 0.23846 | 0 | 0 | 2.3509 | 2.3282 | 1.0097
sngl to vea | Glass-Other-GasHt-sngl to vea-Retro | 30 | 1.6326 | 16 | -0.36126 | 0 | ExCOMM | 0.47693 | 0.46383 | 1.7571 | 0.00019508 | 0.00042058 |  |  | 12.5749 | 0 | 0 | -4.9096 | 0 | 0 | 12.5749 | -4.9096 | 7.6653 | 0 | 0 | 526.589 | -205.5964 | 320.9926 | 0.90554 | 0.0079535 | 0.1006 | 1.0127 | 12.5749 | 0.080532 | 0.11432 | 0 | 0 | 1.127 | 7.6653 | 0.14703
sngl to al36 CW | Glass-Large Off-GasHt-sngl to al36 CW-Retro | 30 | 8.2512 | 30 | -0.54719 | 0 | ExCOMM | 0.47693 | 0.46383 | 8.8803 | 0.0009859 | 0.0021256 |  |  | 23.5779 | 0 | 0 | -7.4365 | 0 | 0 | 23.5779 | -7.4365 | 16.1414 | 0 | 0 | 195.3651 | -61.6186 | 133.7465 | 4.5765 | 0.040196 | 0.50844 | 5.118 | 23.5779 | 0.21707 | 0.57774 | 0 | 0 | 5.6957 | 16.1414 | 0.35287
sngl to al36 CW | Glass-Medium Off-GasHt-sngl to al36 CW-Retro | 30 | 6.8368 | 30 | -0.54719 | 0 | ExCOMM | 0.47693 | 0.46383 | 7.3581 | 0.0008169 | 0.0017612 |  |  | 23.5779 | 0 | 0 | -7.4365 | 0 | 0 | 23.5779 | -7.4365 | 16.1414 | 0 | 0 | 235.7824 | -74.3663 | 161.4161 | 3.792 | 0.033306 | 0.42129 | 4.2407 | 23.5779 | 0.17986 | 0.47871 | 0 | 0 | 4.7194 | 16.1414 | 0.29238
sngl to al36 CW | Glass-Small Off-GasHt-sngl to al36 CW-Retro | 30 | 4.6484 | 30 | -0.36163 | 0 | ExCOMM | 0.47693 | 0.46383 | 5.0029 | 0.00055542 | 0.0011975 |  |  | 23.5779 | 0 | 0 | -4.9147 | 0 | 0 | 23.5779 | -4.9147 | 18.6632 | 0 | 0 | 346.7824 | -72.2856 | 274.4969 | 2.5782 | 0.022645 | 0.28644 | 2.8833 | 23.5779 | 0.12229 | 0.32548 | 0 | 0 | 3.2088 | 18.6632 | 0.17193
sngl to al36 CW | Glass-Big Box-GasHt-sngl to al36 CW-Retro | 30 | 7.2732 | 30 | -0.50656 | 0 | ExCOMM | 0.47693 | 0.46383 | 7.8278 | 0.00086904 | 0.0018736 |  |  | 23.5779 | 0 | 0 | -6.8843 | 0 | 0 | 23.5779 | -6.8843 | 16.6936 | 0 | 0 | 221.6341 | -64.713 | 156.9211 | 4.0341 | 0.035432 | 0.44818 | 4.5114 | 23.5779 | 0.19134 | 0.50926 | 0 | 0 | 5.0207 | 16.6936 | 0.30075
sngl to al36 CW | Glass-Small Box-GasHt-sngl to al36 CW-Retro | 30 | 0.93644 | 30 | -0.20497 | 0 | ExCOMM | 0.47693 | 0.46383 | 1.0078 | 0.00011189 | 0.00024123 |  |  | 23.5779 | 0 | 0 | -2.7856 | 0 | 0 | 23.5779 | -2.7856 | 20.7923 | 0 | 0 | 1721.3918 | -203.375 | 1518.0168 | 0.5194 | 0.0045619 | 0.057704 | 0.58085 | 23.5779 | 0.024636 | 0.065569 | 0 | 0 | 0.64642 | 20.7923 | 0.03109
sngl to al36 CW | Glass-High End-GasHt-sngl to al36 CW-Retro | 30 | 0.88134 | 30 | -0.20497 | 0 | ExCOMM | 0.47693 | 0.46383 | 0.94854 | 0.00010531 | 0.00022704 |  |  | 23.5779 | 0 | 0 | -2.7856 | 0 | 0 | 23.5779 | -2.7856 | 20.7923 | 0 | 0 | 1829.0137 | -216.0901 | 1612.9236 | 0.48884 | 0.0042935 | 0.054309 | 0.54668 | 23.5779 | 0.023186 | 0.061711 | 0 | 0 | 0.60839 | 20.7923 | 0.02926
sngl to al36 CW | Glass-Anchor-GasHt-sngl to al36 CW-Retro | 30 | 7.2843 | 30 | -0.50656 | 0 | ExCOMM | 0.47693 | 0.46383 | 7.8398 | 0.00087037 | 0.0018765 |  |  | 23.5779 | 0 | 0 | -6.8843 | 0 | 0 | 23.5779 | -6.8843 | 16.6936 | 0 | 0 | 221.2953 | -64.6141 | 156.6813 | 4.0403 | 0.035486 | 0.44886 | 4.5183 | 23.5779 | 0.19163 | 0.51004 | 0 | 0 | 5.0283 | 16.6936 | 0.30121
sngl to al36 CW | Glass-K-12-GasHt-sngl to al36 CW-Retro | 30 | 0.3188 | 30 | -0.27382 | 0 | ExCOMM | 0.47693 | 0.46383 | 0.34311 | 3.8092e-05 | 8.2125e-05 |  |  | 23.5779 | 0 | 0 | -3.7213 | 0 | 0 | 23.5779 | -3.7213 | 19.8566 | 0 | 0 | 5056.4229 | -798.0612 | 4258.3616 | 0.17682 | 0.0015531 | 0.019645 | 0.19774 | 23.5779 | 0.0083868 | 0.022322 | 0 | 0 | 0.22007 | 19.8566 | 0.011083
sngl to al36 CW | Glass-University-GasHt-sngl to al36 CW-Retro | 30 | 4.0572 | 30 | -0.57952 | 0 | ExCOMM | 0.47693 | 0.46383 | 4.3666 | 0.00048478 | 0.0010452 |  |  | 23.5779 | 0 | 0 | -7.8758 | 0 | 0 | 23.5779 | -7.8758 | 15.702 | 0 | 0 | 397.3153 | -132.7171 | 264.5982 | 2.2503 | 0.019765 | 0.25001 | 2.5166 | 23.5779 | 0.10673 | 0.28408 | 0 | 0 | 2.8007 | 15.702 | 0.17836
sngl to al36 CW | Glass-Warehouse-GasHt-sngl to al36 CW-Retro | 30 | 1.2558 | 30 | -0.17382 | 0 | ExCOMM | 0.47693 | 0.46383 | 1.3516 | 0.00015005 | 0.0003235 |  |  | 23.5779 | 0 | 0 | -2.3623 | 0 | 0 | 23.5779 | -2.3623 | 21.2156 | 0 | 0 | 1283.634 | -128.6068 | 1155.0272 | 0.69653 | 0.0061177 | 0.077383 | 0.77894 | 23.5779 | 0.033037 | 0.08793 | 0 | 0 | 0.86687 | 21.2156 | 0.04086
sngl to al36 CW | Glass-Supermarket-GasHt-sngl to al36 CW-Retro | 30 | 6.1155 | 30 | -0.19143 | 0 | ExCOMM | 0.47693 | 0.46383 | 6.5818 | 0.00073072 | 0.0015754 |  |  | 23.5779 | 0 | 0 | -2.6016 | 0 | 0 | 23.5779 | -2.6016 | 20.9763 | 0 | 0 | 263.5905 | -29.0842 | 234.5062 | 3.392 | 0.029792 | 0.37684 | 3.7933 | 23.5779 | 0.16088 | 0.4282 | 0 | 0 | 4.2215 | 20.9763 | 0.20125
sngl to al36 CW | Glass-MIniMart-GasHt-sngl to al36 CW-Retro | 30 | 3.3975 | 30 | -0.19143 | 0 | ExCOMM | 0.47693 | 0.46383 | 3.6566 | 0.00040595 | 0.00087522 |  |  | 23.5779 | 0 | 0 | -2.6016 | 0 | 0 | 23.5779 | -2.6016 | 20.9763 | 0 | 0 | 474.4629 | -52.3516 | 422.1112 | 1.8844 | 0.016551 | 0.20936 | 2.1074 | 23.5779 | 0.08938 | 0.23789 | 0 | 0 | 2.3453 | 20.9763 | 0.11181
sngl to al36 CW | Glass-Restaurant-GasHt-sngl to al36 CW-Retro | 30 | 3.3502 | 30 | -0.14763 | 0 | ExCOMM | 0.47693 | 0.46383 | 3.6057 | 0.0004003 | 0.00086304 |  |  | 23.5779 | 0 | 0 | -2.0064 | 0 | 0 | 23.5779 | -2.0064 | 21.5715 | 0 | 0 | 481.1616 | -40.945 | 440.2166 | 1.8582 | 0.016321 | 0.20644 | 2.078 | 23.5779 | 0.088136 | 0.23458 | 0 | 0 | 2.3126 | 21.5715 | 0.10721
sngl to al36 CW | Glass-Lodging-GasHt-sngl to al36 CW-Retro | 30 | 3.8146 | 30 | -0.33372 | 0 | ExCOMM | 0.47693 | 0.46383 | 4.1055 | 0.0004558 | 0.00098268 |  |  | 23.5779 | 0 | 0 | -4.5353 | 0 | 0 | 23.5779 | -4.5353 | 19.0425 | 0 | 0 | 422.5792 | -81.2854 | 341.2938 | 2.1158 | 0.018583 | 0.23506 | 2.3661 | 23.5779 | 0.10035 | 0.2671 | 0 | 0 | 2.6332 | 19.0425 | 0.13828
sngl to al36 CW | Glass-Hospital-GasHt-sngl to al36 CW-Retro | 30 | 6.2195 | 30 | -0.62755 | 0 | ExCOMM | 0.47693 | 0.46383 | 6.6937 | 0.00074314 | 0.0016022 |  |  | 23.5779 | 0 | 0 | -8.5287 | 0 | 0 | 23.5779 | -8.5287 | 15.0492 | 0 | 0 | 259.1849 | -93.7533 | 165.4316 | 3.4496 | 0.030298 | 0.38325 | 3.8578 | 23.5779 | 0.16362 | 0.43548 | 0 | 0 | 4.2933 | 15.0492 | 0.28528
sngl to al36 CW | Glass-OtherHealth-GasHt-sngl to al36 CW-Retro | 30 | 3.3282 | 30 | -0.70792 | 0 | ExCOMM | 0.47693 | 0.46383 | 3.5819 | 0.00039767 | 0.00085736 |  |  | 23.5779 | 0 | 0 | -9.6208 | 0 | 0 | 23.5779 | -9.6208 | 13.957 | 0 | 0 | 484.348 | -197.6358 | 286.7122 | 1.846 | 0.016213 | 0.20508 | 2.0644 | 23.5779 | 0.087556 | 0.23304 | 0 | 0 | 2.2974 | 13.957 | 0.16461
sngl to al36 CW | Glass-Other-GasHt-sngl to al36 CW-Retro | 30 | 1.6282 | 30 | -0.33372 | 0 | ExCOMM | 0.47693 | 0.46383 | 1.7524 | 0.00019455 | 0.00041944 |  |  | 23.5779 | 0 | 0 | -4.5353 | 0 | 0 | 23.5779 | -4.5353 | 19.0425 | 0 | 0 | 990.0427 | -190.4401 | 799.6027 | 0.90308 | 0.0079319 | 0.10033 | 1.0099 | 23.5779 | 0.042834 | 0.11401 | 0 | 0 | 1.1239 | 19.0425 | 0.059023
sngl to al40 | Glass-Large Off-GasHt-sngl to al40-Retro | 30 | 8.0753 | 24 | -0.51559 | 0 | ExCOMM | 0.47693 | 0.46383 | 8.691 | 0.00096488 | 0.0020802 |  |  | 18.8623 | 0 | 0 | -7.007 | 0 | 0 | 18.8623 | -7.007 | 11.8553 | 0 | 0 | 159.6963 | -59.3243 | 100.372 | 4.479 | 0.039339 | 0.4976 | 5.0089 | 18.8623 | 0.26555 | 0.56542 | 0 | 0 | 5.5743 | 11.8553 | 0.4702
sngl to al40 | Glass-Medium Off-GasHt-sngl to al40-Retro | 30 | 6.691 | 24 | -0.51559 | 0 | ExCOMM | 0.47693 | 0.46383 | 7.2012 | 0.00079948 | 0.0017237 |  |  | 18.8623 | 0 | 0 | -7.007 | 0 | 0 | 18.8623 | -7.007 | 11.8553 | 0 | 0 | 192.7344 | -71.5974 | 121.137 | 3.7112 | 0.032596 | 0.41231 | 4.1503 | 18.8623 | 0.22003 | 0.4685 | 0 | 0 | 4.6188 | 11.8553 | 0.3896
sngl to al40 | Glass-Small Off-GasHt-sngl to al40-Retro | 30 | 4.7429 | 24 | -0.3359 | 0 | ExCOMM | 0.47693 | 0.46383 | 5.1045 | 0.00056671 | 0.0012218 |  |  | 18.8623 | 0 | 0 | -4.565 | 0 | 0 | 18.8623 | -4.565 | 14.2973 | 0 | 0 | 271.899 | -65.804 | 206.0949 | 2.6307 | 0.023105 | 0.29226 | 2.9419 | 18.8623 | 0.15597 | 0.33209 | 0 | 0 | 3.274 | 14.2973 | 0.22899
sngl to al40 | Glass-Big Box-GasHt-sngl to al40-Retro | 30 | 7.2188 | 24 | -0.48624 | 0 | ExCOMM | 0.47693 | 0.46383 | 7.7693 | 0.00086255 | 0.0018596 |  |  | 18.8623 | 0 | 0 | -6.6082 | 0 | 0 | 18.8623 | -6.6082 | 12.2541 | 0 | 0 | 178.6425 | -62.5853 | 116.0572 | 4.0039 | 0.035167 | 0.44483 | 4.4777 | 18.8623 | 0.23739 | 0.50546 | 0 | 0 | 4.9831 | 12.2541 | 0.40665
sngl to al40 | Glass-Small Box-GasHt-sngl to al40-Retro | 30 | 0.9694 | 24 | -0.18827 | 0 | ExCOMM | 0.47693 | 0.46383 | 1.0433 | 0.00011583 | 0.00024972 |  |  | 18.8623 | 0 | 0 | -2.5586 | 0 | 0 | 18.8623 | -2.5586 | 16.3037 | 0 | 0 | 1330.3014 | -180.4505 | 1149.8508 | 0.53768 | 0.0047225 | 0.059735 | 0.60129 | 18.8623 | 0.031878 | 0.067877 | 0 | 0 | 0.66917 | 16.3037 | 0.041044
sngl to al40 | Glass-High End-GasHt-sngl to al40-Retro | 30 | 0.91236 | 24 | -0.18827 | 0 | ExCOMM | 0.47693 | 0.46383 | 0.98192 | 0.00010901 | 0.00023503 |  |  | 18.8623 | 0 | 0 | -2.5586 | 0 | 0 | 18.8623 | -2.5586 | 16.3037 | 0 | 0 | 1413.4722 | -191.7323 | 1221.7398 | 0.50604 | 0.0044446 | 0.05622 | 0.56591 | 18.8623 | 0.030002 | 0.063883 | 0 | 0 | 0.6298 | 16.3037 | 0.038629
sngl to al40 | Glass-Anchor-GasHt-sngl to al40-Retro | 30 | 7.2299 | 24 | -0.48624 | 0 | ExCOMM | 0.47693 | 0.46383 | 7.7812 | 0.00086387 | 0.0018625 |  |  | 18.8623 | 0 | 0 | -6.6082 | 0 | 0 | 18.8623 | -6.6082 | 12.2541 | 0 | 0 | 178.3694 | -62.4897 | 115.8798 | 4.0101 | 0.035221 | 0.44551 | 4.4845 | 18.8623 | 0.23775 | 0.50623 | 0 | 0 | 4.9908 | 12.2541 | 0.40727
sngl to al40 | Glass-K-12-GasHt-sngl to al40-Retro | 30 | 0.3034 | 24 | -0.25621 | 0 | ExCOMM | 0.47693 | 0.46383 | 0.32653 | 3.6252e-05 | 7.8158e-05 |  |  | 18.8623 | 0 | 0 | -3.482 | 0 | 0 | 18.8623 | -3.482 | 15.3803 | 0 | 0 | 4250.4614 | -784.6464 | 3465.8152 | 0.16828 | 0.001478 | 0.018696 | 0.18819 | 18.8623 | 0.0099771 | 0.021244 | 0 | 0 | 0.20944 | 15.3803 | 0.013617
sngl to al40 | Glass-University-GasHt-sngl to al40-Retro | 30 | 3.9597 | 24 | -0.54566 | 0 | ExCOMM | 0.47693 | 0.46383 | 4.2616 | 0.00047313 | 0.00102 |  |  | 18.8623 | 0 | 0 | -7.4157 | 0 | 0 | 18.8623 | -7.4157 | 11.4467 | 0 | 0 | 325.6787 | -128.0395 | 197.6392 | 2.1963 | 0.01929 | 0.244 | 2.4561 | 18.8623 | 0.13021 | 0.27726 | 0 | 0 | 2.7334 | 11.4467 | 0.23879
sngl to al40 | Glass-Warehouse-GasHt-sngl to al40-Retro | 30 | 1.2558 | 24 | -0.16118 | 0 | ExCOMM | 0.47693 | 0.46383 | 1.3516 | 0.00015005 | 0.0003235 |  |  | 18.8623 | 0 | 0 | -2.1905 | 0 | 0 | 18.8623 | -2.1905 | 16.6718 | 0 | 0 | 1026.9072 | -119.2536 | 907.6536 | 0.69653 | 0.0061177 | 0.077383 | 0.77894 | 18.8623 | 0.041296 | 0.08793 | 0 | 0 | 0.86687 | 16.6718 | 0.051996
sngl to al40 | Glass-Supermarket-GasHt-sngl to al40-Retro | 30 | 6.2235 | 24 | -0.17879 | 0 | ExCOMM | 0.47693 | 0.46383 | 6.698 | 0.00074362 | 0.0016032 |  |  | 18.8623 | 0 | 0 | -2.4298 | 0 | 0 | 18.8623 | -2.4298 | 16.4326 | 0 | 0 | 207.213 | -26.6922 | 180.5208 | 3.4519 | 0.030318 | 0.3835 | 3.8603 | 18.8623 | 0.20466 | 0.43577 | 0 | 0 | 4.2961 | 16.4326 | 0.26144
sngl to al40 | Glass-MIniMart-GasHt-sngl to al40-Retro | 30 | 3.4575 | 24 | -0.17879 | 0 | ExCOMM | 0.47693 | 0.46383 | 3.7211 | 0.00041312 | 0.00089068 |  |  | 18.8623 | 0 | 0 | -2.4298 | 0 | 0 | 18.8623 | -2.4298 | 16.4326 | 0 | 0 | 372.9834 | -48.0459 | 324.9374 | 1.9177 | 0.016843 | 0.21305 | 2.1446 | 18.8623 | 0.1137 | 0.24209 | 0 | 0 | 2.3867 | 16.4326 | 0.14524
sngl to al40 | Glass-Restaurant-GasHt-sngl to al40-Retro | 30 | 3.3502 | 24 | -0.13364 | 0 | ExCOMM | 0.47693 | 0.46383 | 3.6057 | 0.0004003 | 0.00086304 |  |  | 18.8623 | 0 | 0 | -1.8162 | 0 | 0 | 18.8623 | -1.8162 | 17.0461 | 0 | 0 | 384.9293 | -37.0634 | 347.8659 | 1.8582 | 0.016321 | 0.20644 | 2.078 | 18.8623 | 0.11017 | 0.23458 | 0 | 0 | 2.3126 | 17.0461 | 0.13567
sngl to al40 | Glass-Lodging-GasHt-sngl to al40-Retro | 30 | 3.8153 | 24 | -0.3119 | 0 | ExCOMM | 0.47693 | 0.46383 | 4.1062 | 0.00045587 | 0.00098284 |  |  | 18.8623 | 0 | 0 | -4.2388 | 0 | 0 | 18.8623 | -4.2388 | 14.6235 | 0 | 0 | 338.0089 | -75.958 | 262.0509 | 2.1161 | 0.018586 | 0.2351 | 2.3665 | 18.8623 | 0.12546 | 0.26714 | 0 | 0 | 2.6337 | 14.6235 | 0.1801
sngl to al40 | Glass-Hospital-GasHt-sngl to al40-Retro | 30 | 6.0926 | 24 | -0.59392 | 0 | ExCOMM | 0.47693 | 0.46383 | 6.5571 | 0.00072797 | 0.0015695 |  |  | 18.8623 | 0 | 0 | -8.0716 | 0 | 0 | 18.8623 | -8.0716 | 10.7907 | 0 | 0 | 211.6667 | -90.5765 | 121.0902 | 3.3792 | 0.02968 | 0.37543 | 3.7791 | 18.8623 | 0.20035 | 0.4266 | 0 | 0 | 4.2057 | 10.7907 | 0.38975
sngl to al40 | Glass-OtherHealth-GasHt-sngl to al40-Retro | 30 | 3.2683 | 24 | -0.67225 | 0 | ExCOMM | 0.47693 | 0.46383 | 3.5175 | 0.00039052 | 0.00084194 |  |  | 18.8623 | 0 | 0 | -9.1361 | 0 | 0 | 18.8623 | -9.1361 | 9.7262 | 0 | 0 | 394.5728 | -191.1146 | 203.4582 | 1.8128 | 0.015922 | 0.2014 | 2.0273 | 18.8623 | 0.10748 | 0.22885 | 0 | 0 | 2.2561 | 9.7262 | 0.23196
sngl to al40 | Glass-Other-GasHt-sngl to al40-Retro | 30 | 1.6285 | 24 | -0.3119 | 0 | ExCOMM | 0.47693 | 0.46383 | 1.7526 | 0.00019458 | 0.0004195 |  |  | 18.8623 | 0 | 0 | -4.2388 | 0 | 0 | 18.8623 | -4.2388 | 14.6235 | 0 | 0 | 791.9065 | -177.9587 | 613.9478 | 0.90323 | 0.0079331 | 0.10035 | 1.0101 | 18.8623 | 0.053551 | 0.11402 | 0 | 0 | 1.1241 | 14.6235 | 0.076871
sngl to vea | Glass-Large Off-HtPmpHt-sngl to vea-Retro | 30 | 23.4554 | 16 | 0 | 0 | ExCOMM | 0.47693 | 0.46383 | 25.2439 | 0.0028026 | 0.0060423 |  |  | 12.5749 | 0 | 0 | 0 | 0 | 0 | 12.5749 | 0 | 12.5749 | 0 | 0 | 36.6537 | 0 | 36.6537 | 13.0096 | 0.11426 | 1.4453 | 14.5488 | 12.5749 | 1.157 | 1.6423 | 0 | 0 | 16.1912 | 12.5749 | 1.2876
sngl to vea | Glass-Medium Off-HtPmpHt-sngl to vea-Retro | 30 | 22.0251 | 16 | 0 | 0 | ExCOMM | 0.47693 | 0.46383 | 23.7045 | 0.0026317 | 0.0056738 |  |  | 12.5749 | 0 | 0 | 0 | 0 | 0 | 12.5749 | 0 | 12.5749 | 0 | 0 | 39.034 | 0 | 39.034 | 12.2162 | 0.1073 | 1.3572 | 13.6616 | 12.5749 | 1.0864 | 1.5422 | 0 | 0 | 15.2038 | 12.5749 | 1.2091
sngl to vea | Glass-Small Off-HtPmpHt-sngl to vea-Retro | 30 | 14.7446 | 16 | 0 | 0 | ExCOMM | 0.47693 | 0.46383 | 15.8689 | 0.0017618 | 0.0037983 |  |  | 12.5749 | 0 | 0 | 0 | 0 | 0 | 12.5749 | 0 | 12.5749 | 0 | 0 | 58.3078 | 0 | 58.3078 | 8.1781 | 0.071829 | 0.90857 | 9.1457 | 12.5749 | 0.7273 | 1.0324 | 0 | 0 | 10.1782 | 12.5749 | 0.8094
sngl to vea | Glass-Big Box-HtPmpHt-sngl to vea-Retro | 30 | 21.1369 | 16 | 0 | 0 | ExCOMM | 0.47693 | 0.46383 | 22.7486 | 0.0025256 | 0.005445 |  |  | 12.5749 | 0 | 0 | 0 | 0 | 0 | 12.5749 | 0 | 12.5749 | 0 | 0 | 40.6742 | 0 | 40.6742 | 11.7236 | 0.10297 | 1.3025 | 13.1107 | 12.5749 | 1.0426 | 1.48 | 0 | 0 | 14.5907 | 12.5749 | 1.1603
sngl to vea | Glass-Small Box-HtPmpHt-sngl to vea-Retro | 30 | 6.7764 | 16 | 0 | 0 | ExCOMM | 0.47693 | 0.46383 | 7.2931 | 0.00080968 | 0.0017456 |  |  | 12.5749 | 0 | 0 | 0 | 0 | 0 | 12.5749 | 0 | 12.5749 | 0 | 0 | 126.8709 | 0 | 126.8709 | 3.7585 | 0.033012 | 0.41757 | 4.2032 | 12.5749 | 0.33426 | 0.47448 | 0 | 0 | 4.6777 | 12.5749 | 0.37199
sngl to vea | Glass-High End-HtPmpHt-sngl to vea-Retro | 30 | 6.7233 | 16 | 0 | 0 | ExCOMM | 0.47693 | 0.46383 | 7.2359 | 0.00080333 | 0.001732 |  |  | 12.5749 | 0 | 0 | 0 | 0 | 0 | 12.5749 | 0 | 12.5749 | 0 | 0 | 127.8736 | 0 | 127.8736 | 3.7291 | 0.032753 | 0.41429 | 4.1703 | 12.5749 | 0.33164 | 0.47076 | 0 | 0 | 4.641 | 12.5749 | 0.36907
sngl to vea | Glass-Anchor-HtPmpHt-sngl to vea-Retro | 30 | 21.1481 | 16 | 0 | 0 | ExCOMM | 0.47693 | 0.46383 | 22.7606 | 0.0025269 | 0.0054479 |  |  | 12.5749 | 0 | 0 | 0 | 0 | 0 | 12.5749 | 0 | 12.5749 | 0 | 0 | 40.6527 | 0 | 40.6527 | 11.7298 | 0.10302 | 1.3032 | 13.1177 | 12.5749 | 1.0432 | 1.4808 | 0 | 0 | 14.5984 | 12.5749 | 1.1609
sngl to vea | Glass-K-12-HtPmpHt-sngl to vea-Retro | 30 | 8.0634 | 16 | 0 | 0 | ExCOMM | 0.47693 | 0.46383 | 8.6782 | 0.00096346 | 0.0020772 |  |  | 12.5749 | 0 | 0 | 0 | 0 | 0 | 12.5749 | 0 | 12.5749 | 0 | 0 | 106.6207 | 0 | 106.6207 | 4.4724 | 0.039281 | 0.49687 | 5.0015 | 12.5749 | 0.39774 | 0.56459 | 0 | 0 | 5.5661 | 12.5749 | 0.44264
sngl to vea | Glass-University-HtPmpHt-sngl to vea-Retro | 30 | 20.2775 | 16 | 0 | 0 | ExCOMM | 0.47693 | 0.46383 | 21.8236 | 0.0024229 | 0.0052236 |  |  | 12.5749 | 0 | 0 | 0 | 0 | 0 | 12.5749 | 0 | 12.5749 | 0 | 0 | 42.3981 | 0 | 42.3981 | 11.2469 | 0.098783 | 1.2495 | 12.5776 | 12.5749 | 1.0002 | 1.4198 | 0 | 0 | 13.9975 | 12.5749 | 1.1131
sngl to vea | Glass-Warehouse-HtPmpHt-sngl to vea-Retro | 30 | 6.2382 | 16 | 0 | 0 | ExCOMM | 0.47693 | 0.46383 | 6.7139 | 0.00074538 | 0.001607 |  |  | 12.5749 | 0 | 0 | 0 | 0 | 0 | 12.5749 | 0 | 12.5749 | 0 | 0 | 137.8161 | 0 | 137.8161 | 3.46 | 0.03039 | 0.3844 | 3.8694 | 12.5749 | 0.30771 | 0.4368 | 0 | 0 | 4.3062 | 12.5749 | 0.34245
sngl to vea | Glass-Supermarket-HtPmpHt-sngl to vea-Retro | 30 | 11.3588 | 16 | 0 | 0 | ExCOMM | 0.47693 | 0.46383 | 12.2249 | 0.0013572 | 0.0029261 |  |  | 12.5749 | 0 | 0 | 0 | 0 | 0 | 12.5749 | 0 | 12.5749 | 0 | 0 | 75.6883 | 0 | 75.6883 | 6.3002 | 0.055335 | 0.69994 | 7.0456 | 12.5749 | 0.56029 | 0.79533 | 0 | 0 | 7.8409 | 12.5749 | 0.62354
sngl to vea | Glass-MIniMart-HtPmpHt-sngl to vea-Retro | 30 | 8.6968 | 16 | 0 | 0 | ExCOMM | 0.47693 | 0.46383 | 9.3599 | 0.0010391 | 0.0022404 |  |  | 12.5749 | 0 | 0 | 0 | 0 | 0 | 12.5749 | 0 | 12.5749 | 0 | 0 | 98.8557 | 0 | 98.8557 | 4.8237 | 0.042367 | 0.5359 | 5.3944 | 12.5749 | 0.42898 | 0.60894 | 0 | 0 | 6.0034 | 12.5749 | 0.47741
sngl to vea | Glass-Restaurant-HtPmpHt-sngl to vea-Retro | 30 | 7.8802 | 16 | 0 | 0 | ExCOMM | 0.47693 | 0.46383 | 8.481 | 0.00094157 | 0.00203 |  |  | 12.5749 | 0 | 0 | 0 | 0 | 0 | 12.5749 | 0 | 12.5749 | 0 | 0 | 109.1001 | 0 | 109.1001 | 4.3707 | 0.038389 | 0.48558 | 4.8879 | 12.5749 | 0.3887 | 0.55176 | 0 | 0 | 5.4396 | 12.5749 | 0.43258
sngl to vea | Glass-Lodging-HtPmpHt-sngl to vea-Retro | 30 | 13.2056 | 16 | 0 | 0 | ExCOMM | 0.47693 | 0.46383 | 14.2126 | 0.0015779 | 0.0034019 |  |  | 12.5749 | 0 | 0 | 0 | 0 | 0 | 12.5749 | 0 | 12.5749 | 0 | 0 | 65.103 | 0 | 65.103 | 7.3245 | 0.064332 | 0.81374 | 8.1911 | 12.5749 | 0.65139 | 0.92465 | 0 | 0 | 9.1158 | 12.5749 | 0.72492
sngl to vea | Glass-Hospital-HtPmpHt-sngl to vea-Retro | 30 | 23.6546 | 16 | 0 | 0 | ExCOMM | 0.47693 | 0.46383 | 25.4582 | 0.0028264 | 0.0060936 |  |  | 12.5749 | 0 | 0 | 0 | 0 | 0 | 12.5749 | 0 | 12.5749 | 0 | 0 | 36.3451 | 0 | 36.3451 | 13.12 | 0.11523 | 1.4576 | 14.6724 | 12.5749 | 1.1668 | 1.6563 | 0 | 0 | 16.3286 | 12.5749 | 1.2985
sngl to vea | Glass-OtherHealth-HtPmpHt-sngl to vea-Retro | 30 | 22.9836 | 16 | 0 | 0 | ExCOMM | 0.47693 | 0.46383 | 24.7361 | 0.0027462 | 0.0059207 |  |  | 12.5749 | 0 | 0 | 0 | 0 | 0 | 12.5749 | 0 | 12.5749 | 0 | 0 | 37.4062 | 0 | 37.4062 | 12.7479 | 0.11197 | 1.4163 | 14.2562 | 12.5749 | 1.1337 | 1.6093 | 0 | 0 | 15.8654 | 12.5749 | 1.2617
sngl to vea | Glass-Other-HtPmpHt-sngl to vea-Retro | 30 | 11.0133 | 16 | 0 | 0 | ExCOMM | 0.47693 | 0.46383 | 11.853 | 0.0013159 | 0.0028371 |  |  | 12.5749 | 0 | 0 | 0 | 0 | 0 | 12.5749 | 0 | 12.5749 | 0 | 0 | 78.0629 | 0 | 78.0629 | 6.1085 | 0.053652 | 0.67864 | 6.8313 | 12.5749 | 0.54325 | 0.77114 | 0 | 0 | 7.6024 | 12.5749 | 0.60457
sngl to al36 CW | Glass-Large Off-HtPmpHt-sngl to al36 CW-Retro | 30 | 22.4598 | 30 | 0 | 0 | ExCOMM | 0.47693 | 0.46383 | 24.1724 | 0.0026836 | 0.0057858 |  |  | 23.5779 | 0 | 0 | 0 | 0 | 0 | 23.5779 | 0 | 23.5779 | 0 | 0 | 71.772 | 0 | 71.772 | 12.4574 | 0.10941 | 1.384 | 13.9313 | 23.5779 | 0.59086 | 1.5726 | 0 | 0 | 15.5039 | 23.5779 | 0.65756
sngl to al36 CW | Glass-Medium Off-HtPmpHt-sngl to al36 CW-Retro | 30 | 21.0454 | 30 | 0 | 0 | ExCOMM | 0.47693 | 0.46383 | 22.6501 | 0.0025146 | 0.0054215 |  |  | 23.5779 | 0 | 0 | 0 | 0 | 0 | 23.5779 | 0 | 23.5779 | 0 | 0 | 76.5956 | 0 | 76.5956 | 11.6729 | 0.10252 | 1.2968 | 13.054 | 23.5779 | 0.55365 | 1.4736 | 0 | 0 | 14.5276 | 23.5779 | 0.61615
sngl to al36 CW | Glass-Small Off-HtPmpHt-sngl to al36 CW-Retro | 30 | 14.0388 | 30 | 0 | 0 | ExCOMM | 0.47693 | 0.46383 | 15.1093 | 0.0016774 | 0.0036165 |  |  | 23.5779 | 0 | 0 | 0 | 0 | 0 | 23.5779 | 0 | 23.5779 | 0 | 0 | 114.8238 | 0 | 114.8238 | 7.7866 | 0.068391 | 0.86508 | 8.7079 | 23.5779 | 0.36933 | 0.98299 | 0 | 0 | 9.6909 | 23.5779 | 0.41102
sngl to al36 CW | Glass-Big Box-HtPmpHt-sngl to al36 CW-Retro | 30 | 20.4268 | 30 | 0 | 0 | ExCOMM | 0.47693 | 0.46383 | 21.9843 | 0.0024407 | 0.0052621 |  |  | 23.5779 | 0 | 0 | 0 | 0 | 0 | 23.5779 | 0 | 23.5779 | 0 | 0 | 78.9155 | 0 | 78.9155 | 11.3297 | 0.09951 | 1.2587 | 12.6702 | 23.5779 | 0.53738 | 1.4303 | 0 | 0 | 14.1005 | 23.5779 | 0.59804
sngl to al36 CW | Glass-Small Box-HtPmpHt-sngl to al36 CW-Retro | 30 | 6.2588 | 30 | 0 | 0 | ExCOMM | 0.47693 | 0.46383 | 6.7361 | 0.00074784 | 0.0016123 |  |  | 23.5779 | 0 | 0 | 0 | 0 | 0 | 23.5779 | 0 | 23.5779 | 0 | 0 | 257.5539 | 0 | 257.5539 | 3.4715 | 0.03049 | 0.38567 | 3.8822 | 23.5779 | 0.16465 | 0.43824 | 0 | 0 | 4.3204 | 23.5779 | 0.18324
sngl to al36 CW | Glass-High End-HtPmpHt-sngl to al36 CW-Retro | 30 | 6.2037 | 30 | 0 | 0 | ExCOMM | 0.47693 | 0.46383 | 6.6768 | 0.00074126 | 0.0015981 |  |  | 23.5779 | 0 | 0 | 0 | 0 | 0 | 23.5779 | 0 | 23.5779 | 0 | 0 | 259.8415 | 0 | 259.8415 | 3.4409 | 0.030222 | 0.38228 | 3.848 | 23.5779 | 0.16321 | 0.43438 | 0 | 0 | 4.2824 | 23.5779 | 0.18163
sngl to al36 CW | Glass-Anchor-HtPmpHt-sngl to al36 CW-Retro | 30 | 20.4379 | 30 | 0 | 0 | ExCOMM | 0.47693 | 0.46383 | 21.9963 | 0.002442 | 0.005265 |  |  | 23.5779 | 0 | 0 | 0 | 0 | 0 | 23.5779 | 0 | 23.5779 | 0 | 0 | 78.8725 | 0 | 78.8725 | 11.3359 | 0.099564 | 1.2594 | 12.6771 | 23.5779 | 0.53767 | 1.431 | 0 | 0 | 14.1082 | 23.5779 | 0.59837
sngl to al36 CW | Glass-K-12-HtPmpHt-sngl to al36 CW-Retro | 30 | 7.429 | 30 | 0 | 0 | ExCOMM | 0.47693 | 0.46383 | 7.9955 | 0.00088766 | 0.0019138 |  |  | 23.5779 | 0 | 0 | 0 | 0 | 0 | 23.5779 | 0 | 23.5779 | 0 | 0 | 216.9858 | 0 | 216.9858 | 4.1205 | 0.036191 | 0.45778 | 4.608 | 23.5779 | 0.19544 | 0.52017 | 0 | 0 | 5.1282 | 23.5779 | 0.2175
sngl to al36 CW | Glass-University-HtPmpHt-sngl to al36 CW-Retro | 30 | 19.1053 | 30 | 0 | 0 | ExCOMM | 0.47693 | 0.46383 | 20.562 | 0.0022828 | 0.0049217 |  |  | 23.5779 | 0 | 0 | 0 | 0 | 0 | 23.5779 | 0 | 23.5779 | 0 | 0 | 84.374 | 0 | 84.374 | 10.5968 | 0.093072 | 1.1773 | 11.8505 | 23.5779 | 0.50261 | 1.3377 | 0 | 0 | 13.1883 | 23.5779 | 0.55935
sngl to al36 CW | Glass-Warehouse-HtPmpHt-sngl to al36 CW-Retro | 30 | 5.7693 | 30 | 0 | 0 | ExCOMM | 0.47693 | 0.46383 | 6.2092 | 0.00068935 | 0.0014862 |  |  | 23.5779 | 0 | 0 | 0 | 0 | 0 | 23.5779 | 0 | 23.5779 | 0 | 0 | 279.4087 | 0 | 279.4087 | 3.1999 | 0.028105 | 0.35551 | 3.5785 | 23.5779 | 0.15178 | 0.40396 | 0 | 0 | 3.9825 | 23.5779 | 0.16891
sngl to al36 CW | Glass-Supermarket-HtPmpHt-sngl to al36 CW-Retro | 30 | 11.0862 | 30 | 0 | 0 | ExCOMM | 0.47693 | 0.46383 | 11.9315 | 0.0013246 | 0.0028559 |  |  | 23.5779 | 0 | 0 | 0 | 0 | 0 | 23.5779 | 0 | 23.5779 | 0 | 0 | 145.405 | 0 | 145.405 | 6.149 | 0.054007 | 0.68314 | 6.8765 | 23.5779 | 0.29165 | 0.77625 | 0 | 0 | 7.6527 | 23.5779 | 0.32457
sngl to al36 CW | Glass-MIniMart-HtPmpHt-sngl to al36 CW-Retro | 30 | 8.3682 | 30 | 0 | 0 | ExCOMM | 0.47693 | 0.46383 | 9.0063 | 0.00099988 | 0.0021557 |  |  | 23.5779 | 0 | 0 | 0 | 0 | 0 | 23.5779 | 0 | 23.5779 | 0 | 0 | 192.6327 | 0 | 192.6327 | 4.6414 | 0.040766 | 0.51565 | 5.1906 | 23.5779 | 0.22015 | 0.58594 | 0 | 0 | 5.7765 | 23.5779 | 0.245
sngl to al36 CW | Glass-Restaurant-HtPmpHt-sngl to al36 CW-Retro | 30 | 7.1837 | 30 | 0 | 0 | ExCOMM | 0.47693 | 0.46383 | 7.7315 | 0.00085835 | 0.0018506 |  |  | 23.5779 | 0 | 0 | 0 | 0 | 0 | 23.5779 | 0 | 23.5779 | 0 | 0 | 224.3943 | 0 | 224.3943 | 3.9845 | 0.034996 | 0.44267 | 4.4559 | 23.5779 | 0.18899 | 0.503 | 0 | 0 | 4.9589 | 23.5779 | 0.21032
sngl to al36 CW | Glass-Lodging-HtPmpHt-sngl to al36 CW-Retro | 30 | 12.4801 | 30 | 0 | 0 | ExCOMM | 0.47693 | 0.46383 | 13.4317 | 0.0014912 | 0.003215 |  |  | 23.5779 | 0 | 0 | 0 | 0 | 0 | 23.5779 | 0 | 23.5779 | 0 | 0 | 129.1643 | 0 | 129.1643 | 6.9221 | 0.060798 | 0.76903 | 7.7411 | 23.5779 | 0.32832 | 0.87385 | 0 | 0 | 8.615 | 23.5779 | 0.36538
sngl to al36 CW | Glass-Hospital-HtPmpHt-sngl to al36 CW-Retro | 30 | 22.5149 | 30 | 0 | 0 | ExCOMM | 0.47693 | 0.46383 | 24.2316 | 0.0026902 | 0.0058 |  |  | 23.5779 | 0 | 0 | 0 | 0 | 0 | 23.5779 | 0 | 23.5779 | 0 | 0 | 71.5965 | 0 | 71.5965 | 12.4879 | 0.10968 | 1.3874 | 13.9654 | 23.5779 | 0.59231 | 1.5765 | 0 | 0 | 15.5419 | 23.5779 | 0.65917
sngl to al36 CW | Glass-OtherHealth-HtPmpHt-sngl to al36 CW-Retro | 30 | 21.7103 | 30 | 0 | 0 | ExCOMM | 0.47693 | 0.46383 | 23.3658 | 0.0025941 | 0.0055927 |  |  | 23.5779 | 0 | 0 | 0 | 0 | 0 | 23.5779 | 0 | 23.5779 | 0 | 0 | 74.2498 | 0 | 74.2498 | 12.0417 | 0.10576 | 1.3378 | 13.4664 | 23.5779 | 0.57115 | 1.5201 | 0 | 0 | 14.9866 | 23.5779 | 0.63562
sngl to al36 CW | Glass-Other-HtPmpHt-sngl to al36 CW-Retro | 30 | 10.2937 | 30 | 0 | 0 | ExCOMM | 0.47693 | 0.46383 | 11.0786 | 0.00123 | 0.0026517 |  |  | 23.5779 | 0 | 0 | 0 | 0 | 0 | 23.5779 | 0 | 23.5779 | 0 | 0 | 156.5995 | 0 | 156.5995 | 5.7094 | 0.050146 | 0.6343 | 6.3849 | 23.5779 | 0.2708 | 0.72076 | 0 | 0 | 7.1057 | 23.5779 | 0.30137
sngl to al40 | Glass-Large Off-HtPmpHt-sngl to al40-Retro | 30 | 21.4633 | 24 | 0 | 0 | ExCOMM | 0.47693 | 0.46383 | 23.0999 | 0.0025646 | 0.0055291 |  |  | 18.8623 | 0 | 0 | 0 | 0 | 0 | 18.8623 | 0 | 18.8623 | 0 | 0 | 60.0835 | 0 | 60.0835 | 11.9047 | 0.10456 | 1.3226 | 13.3132 | 18.8623 | 0.70581 | 1.5028 | 0 | 0 | 14.816 | 18.8623 | 0.78548
sngl to al40 | Glass-Medium Off-HtPmpHt-sngl to al40-Retro | 30 | 20.0791 | 24 | 0 | 0 | ExCOMM | 0.47693 | 0.46383 | 21.6101 | 0.0023992 | 0.0051725 |  |  | 18.8623 | 0 | 0 | 0 | 0 | 0 | 18.8623 | 0 | 18.8623 | 0 | 0 | 64.2256 | 0 | 64.2256 | 11.1369 | 0.097816 | 1.2373 | 12.4546 | 18.8623 | 0.66029 | 1.4059 | 0 | 0 | 13.8605 | 18.8623 | 0.73482
sngl to al40 | Glass-Small Off-HtPmpHt-sngl to al40-Retro | 30 | 13.4651 | 24 | 0 | 0 | ExCOMM | 0.47693 | 0.46383 | 14.4918 | 0.0016089 | 0.0034687 |  |  | 18.8623 | 0 | 0 | 0 | 0 | 0 | 18.8623 | 0 | 18.8623 | 0 | 0 | 95.7731 | 0 | 95.7731 | 7.4684 | 0.065596 | 0.82973 | 8.3521 | 18.8623 | 0.44279 | 0.94281 | 0 | 0 | 9.2949 | 18.8623 | 0.49277
sngl to al40 | Glass-Big Box-HtPmpHt-sngl to al40-Retro | 30 | 19.8449 | 24 | 0 | 0 | ExCOMM | 0.47693 | 0.46383 | 21.358 | 0.0023712 | 0.0051122 |  |  | 18.8623 | 0 | 0 | 0 | 0 | 0 | 18.8623 | 0 | 18.8623 | 0 | 0 | 64.9836 | 0 | 64.9836 | 11.007 | 0.096675 | 1.2229 | 12.3093 | 18.8623 | 0.65259 | 1.3895 | 0 | 0 | 13.6988 | 18.8623 | 0.72625
sngl to al40 | Glass-Small Box-HtPmpHt-sngl to al40-Retro | 30 | 5.858 | 24 | 0 | 0 | ExCOMM | 0.47693 | 0.46383 | 6.3047 | 0.00069995 | 0.0015091 |  |  | 18.8623 | 0 | 0 | 0 | 0 | 0 | 18.8623 | 0 | 18.8623 | 0 | 0 | 220.1407 | 0 | 220.1407 | 3.2492 | 0.028538 | 0.36098 | 3.6336 | 18.8623 | 0.19264 | 0.41017 | 0 | 0 | 4.0438 | 18.8623 | 0.21438
sngl to al40 | Glass-High End-HtPmpHt-sngl to al40-Retro | 30 | 5.801 | 24 | 0 | 0 | ExCOMM | 0.47693 | 0.46383 | 6.2433 | 0.00069314 | 0.0014944 |  |  | 18.8623 | 0 | 0 | 0 | 0 | 0 | 18.8623 | 0 | 18.8623 | 0 | 0 | 222.3054 | 0 | 222.3054 | 3.2175 | 0.02826 | 0.35746 | 3.5982 | 18.8623 | 0.19076 | 0.40618 | 0 | 0 | 4.0044 | 18.8623 | 0.2123
sngl to al40 | Glass-Anchor-HtPmpHt-sngl to al40-Retro | 30 | 19.8559 | 24 | 0 | 0 | ExCOMM | 0.47693 | 0.46383 | 21.3699 | 0.0023725 | 0.005115 |  |  | 18.8623 | 0 | 0 | 0 | 0 | 0 | 18.8623 | 0 | 18.8623 | 0 | 0 | 64.9474 | 0 | 64.9474 | 11.0131 | 0.096729 | 1.2235 | 12.3161 | 18.8623 | 0.65295 | 1.3903 | 0 | 0 | 13.7064 | 18.8623 | 0.72666
sngl to al40 | Glass-K-12-HtPmpHt-sngl to al40-Retro | 30 | 6.9564 | 24 | 0 | 0 | ExCOMM | 0.47693 | 0.46383 | 7.4868 | 0.00083119 | 0.001792 |  |  | 18.8623 | 0 | 0 | 0 | 0 | 0 | 18.8623 | 0 | 18.8623 | 0 | 0 | 185.3821 | 0 | 185.3821 | 3.8584 | 0.033888 | 0.42866 | 4.3149 | 18.8623 | 0.22876 | 0.48708 | 0 | 0 | 4.802 | 18.8623 | 0.25458
sngl to al40 | Glass-University-HtPmpHt-sngl to al40-Retro | 30 | 18.1285 | 24 | 0 | 0 | ExCOMM | 0.47693 | 0.46383 | 19.5108 | 0.0021661 | 0.00467 |  |  | 18.8623 | 0 | 0 | 0 | 0 | 0 | 18.8623 | 0 | 18.8623 | 0 | 0 | 71.136 | 0 | 71.136 | 10.055 | 0.088314 | 1.1171 | 11.2447 | 18.8623 | 0.59615 | 1.2693 | 0 | 0 | 12.514 | 18.8623 | 0.66344
sngl to al40 | Glass-Warehouse-HtPmpHt-sngl to al40-Retro | 30 | 5.441 | 24 | 0 | 0 | ExCOMM | 0.47693 | 0.46383 | 5.8559 | 0.00065013 | 0.0014016 |  |  | 18.8623 | 0 | 0 | 0 | 0 | 0 | 18.8623 | 0 | 18.8623 | 0 | 0 | 237.0122 | 0 | 237.0122 | 3.0179 | 0.026506 | 0.33528 | 3.3749 | 18.8623 | 0.17893 | 0.38098 | 0 | 0 | 3.7559 | 18.8623 | 0.19912
sngl to al40 | Glass-Supermarket-HtPmpHt-sngl to al40-Retro | 30 | 10.8659 | 24 | 0 | 0 | ExCOMM | 0.47693 | 0.46383 | 11.6945 | 0.0012983 | 0.0027991 |  |  | 18.8623 | 0 | 0 | 0 | 0 | 0 | 18.8623 | 0 | 18.8623 | 0 | 0 | 118.6819 | 0 | 118.6819 | 6.0268 | 0.052934 | 0.66957 | 6.7399 | 18.8623 | 0.35732 | 0.76083 | 0 | 0 | 7.5007 | 18.8623 | 0.39766
sngl to al40 | Glass-MIniMart-HtPmpHt-sngl to al40-Retro | 30 | 8.0999 | 24 | 0 | 0 | ExCOMM | 0.47693 | 0.46383 | 8.7176 | 0.00096783 | 0.0020866 |  |  | 18.8623 | 0 | 0 | 0 | 0 | 0 | 18.8623 | 0 | 18.8623 | 0 | 0 | 159.2099 | 0 | 159.2099 | 4.4926 | 0.039459 | 0.49912 | 5.0242 | 18.8623 | 0.26636 | 0.56715 | 0 | 0 | 5.5914 | 18.8623 | 0.29643
sngl to al40 | Glass-Restaurant-HtPmpHt-sngl to al40-Retro | 30 | 6.8203 | 24 | 0 | 0 | ExCOMM | 0.47693 | 0.46383 | 7.3404 | 0.00081493 | 0.001757 |  |  | 18.8623 | 0 | 0 | 0 | 0 | 0 | 18.8623 | 0 | 18.8623 | 0 | 0 | 189.081 | 0 | 189.081 | 3.7829 | 0.033225 | 0.42027 | 4.2305 | 18.8623 | 0.22428 | 0.47755 | 0 | 0 | 4.708 | 18.8623 | 0.2496
sngl to al40 | Glass-Lodging-HtPmpHt-sngl to al40-Retro | 30 | 11.9141 | 24 | 0 | 0 | ExCOMM | 0.47693 | 0.46383 | 12.8226 | 0.0014236 | 0.0030692 |  |  | 18.8623 | 0 | 0 | 0 | 0 | 0 | 18.8623 | 0 | 18.8623 | 0 | 0 | 108.2405 | 0 | 108.2405 | 6.6082 | 0.05804 | 0.73416 | 7.39 | 18.8623 | 0.39179 | 0.83422 | 0 | 0 | 8.2243 | 18.8623 | 0.43602
sngl to al40 | Glass-Hospital-HtPmpHt-sngl to al40-Retro | 30 | 21.5146 | 24 | 0 | 0 | ExCOMM | 0.47693 | 0.46383 | 23.1551 | 0.0025707 | 0.0055423 |  |  | 18.8623 | 0 | 0 | 0 | 0 | 0 | 18.8623 | 0 | 18.8623 | 0 | 0 | 59.9403 | 0 | 59.9403 | 11.9331 | 0.10481 | 1.3257 | 13.345 | 18.8623 | 0.7075 | 1.5064 | 0 | 0 | 14.8514 | 18.8623 | 0.78736
sngl to al40 | Glass-OtherHealth-HtPmpHt-sngl to al40-Retro | 30 | 20.7244 | 24 | 0 | 0 | ExCOMM | 0.47693 | 0.46383 | 22.3046 | 0.0024763 | 0.0053387 |  |  | 18.8623 | 0 | 0 | 0 | 0 | 0 | 18.8623 | 0 | 18.8623 | 0 | 0 | 62.2258 | 0 | 62.2258 | 11.4948 | 0.10096 | 1.277 | 12.8548 | 18.8623 | 0.68151 | 1.4511 | 0 | 0 | 14.3059 | 18.8623 | 0.75844
sngl to al40 | Glass-Other-HtPmpHt-sngl to al40-Retro | 30 | 9.7273 | 24 | 0 | 0 | ExCOMM | 0.47693 | 0.46383 | 10.469 | 0.0011623 | 0.0025058 |  |  | 18.8623 | 0 | 0 | 0 | 0 | 0 | 18.8623 | 0 | 18.8623 | 0 | 0 | 132.5739 | 0 | 132.5739 | 5.3953 | 0.047387 | 0.5994 | 6.0336 | 18.8623 | 0.31988 | 0.6811 | 0 | 0 | 6.7147 | 18.8623 | 0.35599
Category Totals (2000 $) |  | Savings Weighted Measure Data | [7 empty] | Savings |  |  | PV Costs |  |  |  | Lvl Cst | PV Bulk Power System Benefits | [5 empty] | PV Regional Benefits
| Category | Weighted Measure Life | Site Savings (kWh) | Capital Cost ($/unit) | Annual O&M Cost ($/unit) | Per. Repl. Cost ($/unit) | Load Shape | Weighted Load Factor | Weighted Coinc. Factor | Bulk Energy (kWh) | Bulk Demand (kw) | Local Demand (kW) | PV Capital | PV Annual O&M | PV Period. Repl. | PV Total Costs | Levelized Cost mills/kWh | Energy | Bulk T&D Def. Cap. | Act C-E Credit | Total System Benefit | Total non-Consumer Cost | Bulk System B/C Ratio | Local T&D Def.Cap. | Non-E Value | Exter-nalities | Total Regional Benefit | Total Regional Cost | Total Regional B/C Ratio
| codet to vet | 30 | 211.2852 | 51 | -1.8136 | 0 |  | 0.42135 | 0.37985 | 227.3957 | 0.020675 | 0.072221 | 40.0824 | -24.6471 | 0 | 27.9099 | 9.0312 | 125.8277 | 0.84293 | 14.2655 | 140.786 | 40.0824 | 3.5124 | 19.6301 | 0 | 0 | 172.5886 | 27.9099 | 6.1838
| codet to veat | 30 | 279.6426 | 153 | -2.5413 | 0 |  | 0.43421 | 0.39928 | 300.9653 | 0.028763 | 0.090138 | 120.2472 | -34.5369 | 0 | 89.9037 | 21.9802 | 163.8917 | 1.1727 | 18.4993 | 183.3549 | 120.2472 | 1.5248 | 24.5001 | 0 | 0 | 238.1984 | 89.9037 | 2.6495
| codet to al45tint | 30 | 103.1488 | 51 | -0.090115 | 0 |  | 0.38158 | 0.31974 | 111.0139 | 0.008496 | 0.041475 | 40.0824 | -1.2247 | 0 | 39.0108 | 25.857 | 64.4473 | 0.34639 | 7.3998 | 72.1318 | 40.0824 | 1.7996 | 11.2733 | 0 | 0 | 84.4767 | 39.0108 | 2.1655
| code to al40 | 30 | 119.2545 | 102 | -1.2751 | 0 |  | 0.47202 | 0.45641 | 128.3477 | 0.014021 | 0.031608 | 80.1648 | -17.329 | 0 | 62.909 | 36.0657 | 66.5754 | 0.57166 | 7.4107 | 74.4559 | 80.1648 | 0.92879 | 8.5912 | 0 | 0 | 100.3029 | 62.909 | 1.5944
| codet to al40tint | 30 | 171.6719 | 153 | -0.92664 | 0 |  | 0.41763 | 0.37422 | 184.7619 | 0.01655 | 0.059649 | 120.2472 | -12.5934 | 0 | 107.6538 | 42.8733 | 102.707 | 0.67474 | 11.6588 | 114.9204 | 120.2472 | 0.9557 | 16.213 | 0 | 0 | 143.7268 | 107.6538 | 1.3351
| sngl to vea | 30 | 748.1449 | 816 | -6.9079 | 0 |  | 0.47693 | 0.46383 | 805.1909 | 0.089393 | 0.19273 | 641.3183 | -93.8813 | 0 | 547.437 | 50.0271 | 414.9597 | 3.6446 | 46.1012 | 464.0565 | 641.3183 | 0.7236 | 52.3846 | 0 | 0 | 610.3224 | 547.437 | 1.1149
| code to al45 | 30 | 31.0807 | 51 | -0.46776 | 0 |  | 0.47208 | 0.45651 | 33.4506 | 0.0036551 | 0.0082348 | 40.0824 | -6.357 | 0 | 33.7254 | 74.1861 | 17.3497 | 0.14902 | 1.9312 | 19.4034 | 40.0824 | 0.48409 | 2.2383 | 0 | 0 | 27.9987 | 33.7254 | 0.8302
| sngl to al40 | 30 | 679.6792 | 1224 | -6.0603 | 0 |  | 0.47693 | 0.46383 | 731.5047 | 0.081212 | 0.17509 | 961.9775 | -82.3616 | 0 | 879.6159 | 88.4802 | 376.9851 | 3.3111 | 41.8823 | 421.5888 | 961.9775 | 0.43825 | 47.5907 | 0 | 0 | 551.5411 | 879.6159 | 0.62702
| codet to al36tint | 30 | 222.8018 | 459 | -1.6531 | 0 |  | 0.42937 | 0.39197 | 239.7905 | 0.022497 | 0.073451 | 360.7416 | -22.4668 | 0 | 338.2747 | 103.8025 | 131.3722 | 0.91722 | 14.8535 | 146.9796 | 360.7416 | 0.40744 | 19.9644 | 0 | 0 | 189.4108 | 338.2747 | 0.55993
| sngl to al36 CW | 30 | 710.436 | 1530 | -6.4396 | 0 |  | 0.47693 | 0.46383 | 764.6068 | 0.084887 | 0.18301 | 1202.4719 | -87.5167 | 0 | 1114.9551 | 107.2974 | 394.0444 | 3.4609 | 43.7775 | 440.6666 | 1202.4719 | 0.36647 | 49.7442 | 0 | 0 | 577.9276 | 1114.9551 | 0.51834
| code to al36 | 30 | 171.6079 | 408 | -1.9516 | 0 |  | 0.47151 | 0.45565 | 184.693 | 0.020143 | 0.045615 | 320.6592 | -26.5227 | 0 | 294.1363 | 117.184 | 95.8661 | 0.82125 | 10.6732 | 107.2143 | 320.6592 | 0.33436 | 12.3986 | 0 | 0 | 146.1357 | 294.1363 | 0.49683
| code to vea | 30 | 42.2571 | 153 | -0.72217 | 0 |  | 0.47108 | 0.45499 | 45.4792 | 0.0049529 | 0.01126 | 120.2472 | -9.8145 | 0 | 110.4327 | 178.6712 | 23.6198 | 0.20193 | 2.6301 | 26.416 | 120.2472 | 0.21968 | 3.0606 | 0 | 0 | 39.2911 | 110.4327 | 0.35579
Totals for Measures/Categories with Benefits Exceeding Costs
| Totals Basis | Busbar Savings | PV Cost | First Cost | Admin Cost | Program Cost | Program $/KWa | Levelized Cost | PV Benefits | B/C Ratio
| Measures with B/C>1.00 | 1401.4565 | 402.1525 | 591 | 118.2 | 520.3525 | 3252.5361 | 27.3205 | 750.4344 | 1.4422
| Categories with B/C>1.00 | 0 | 0 | 0 | 0 | 0 | 0 | 0 | 1977.6463 | 0
| % of Measures with B/C >1.00 | 1555.4456 | 7643232256 | 1274.5391 | 254.9078 | 7643232510.9078 | 43045359616 | 361569976.0841 | 830.3689 | 1.0864e-07
| Block 1: x <=10 m/kWh | 167.4788 | 90.7074 | 161.5 | 32.3 | 123.0074 | 6433.9209 | 54.0433 | 97.0444 | 0.78893
| Block 2: 10< x <=20 m/kWh | 243.5013 | 36.9741 | 61.5 | 12.3 | 49.2741 | 1772.6436 | 14.8898 | 129.8375 | 2.635
| Block 3: 20< x <=30 m/kWh | 440.2016 | 121.4239 | 169 | 33.8 | 155.2239 | 3088.9512 | 25.9464 | 232.582 | 1.4984
| Block 4: 30< x <=40 m/kWh | 189.3783 | 67.1174 | 89 | 17.8 | 84.9174 | 3927.9929 | 32.9941 | 99.3944 | 1.1705
| Block 5: 40< x <=50 m/kWh | 501.8923 | 249.9318 | 321.5 | 64.3 | 314.2318 | 5484.5845 | 46.0691 | 260.8405 | 0.83009
| Block 6: 50< x <=60 m/kWh | 427.2314 | 248.9083 | 321 | 64.2 | 313.1083 | 6420.0078 | 53.9264 | 221.5018 | 0.70743
| Block 7: 60m/kWh < x | 1787.5166 | 2830.9014 | 4027.5 | 805.5 | 3636.4014 | 17820.7441 | 149.6897 | 936.4456 | 0.25752
Note on H7: Tom Eckman: Annual avoided cost of end user's water and waste water treatment costs and detergent savings.

## MMap (2)
'file:///tmp/in/input.xls'#$MMap (2)
Measure Map | [15 empty] | 0% | Interaction Factor with other measures that reduce cooling loads
[16 empty] | 0% | New building factor to account for lower loads in new buildings
[16 empty] | kWh/sf | $/sf
[10 empty] | weighted by %of regional floor space | weighted by %of regional floor space |  |  |  |  | raw | raw | FloorA%REG |  | Integrated Building Design-New | ElecHt%TYP | HtPmpHt%TYP | GasHt%TYP | CoolSat%TYP | [8 empty] | 0.45148 |  | Regional weighted
Measure Name | Base Measure Name | Category | Measure Index Name | Spce Heat | Base Window Tint Type | Glass Type | BType | MOPP | SHAPE | Savings (kWh/sf-floor-yr.) | Capital Cost ($/sf-floor/yr) | REGIONAL WEIGHTING | IntDesign Savings (kWh/sf-floor-yr.) | IntDesign Capital Cost ($/sf-floor/yr) | IntDesign REGIONAL WEIGHT | Measure Savings (kWh/sf-glass-yr.) | Measure Capital Cost ($/sf-glass-yr) | REGIONAL WEIGHT (%of NR or New) | MEASURE APPLIC | Int Design MEASURE APPLIC | ELEC HEAT | HEAT PUMP HEAT | GAS HEAT | FRACTION WITH AC | Window to Floor Ratio | Glass Column Lookup | MEASURE OVERLAP | AC-ONLY SAVINGS per SF GLASS | AC-ONLY SAVINGS per SF Floor (kWh/sf-floor) | ELEC HEAT ONLY SAVINGS per SF GLASS | Elec Heat Savings per SF Floor (kWh/sf-floor) | Gas Savings per SF Glass (therms/sf-glass) | RAW ANNUAL GAS SAVINGS $ per SF GLASS | RAW ANNUAL GAS SAVINGS $ per SF FLOOR | Annual O&M ($) per SF FLOOR | IntDesign Weighted Annual O&M ($) per SF FLOOR
Glass-Large Off-ElecHt-code to al45-NR | Glass | ElecHt-Large Off-NR | Glass-NR | ElecHt | low e base | code to al45 | Large Off | NR | ExCOMM | 3.1111e-06 | 2.073e-06 | 0.0004146% |  |  |  | 0.75038 | 0.5 | 9.076% | 25.32% |  | 40.09% |  |  | 87.35% | 15% | 14 | 0.3% | 0.0001 | 1.5e-05 | 0.75029 | 0.11254
Glass-Medium Off-ElecHt-code to al45-NR | Glass | ElecHt-Medium Off-NR | Glass-NR | ElecHt | low e base | code to al45 | Medium Off | NR | ExCOMM | 9.6319e-07 | 6.4181e-07 | 0.0001284% |  |  |  | 0.75037 | 0.5 | 4.089% | 28.49% |  | 24.49% |  |  | 77.34% | 15% | 14 | 0.3% | 0.0001 | 1.5e-05 | 0.75029 | 0.11254
Glass-Small Off-ElecHt-code to al45-NR | Glass | ElecHt-Small Off-NR | Glass-NR | ElecHt | low e base | code to al45 | Small Off | NR | ExCOMM | 2.6826e-06 | 1.4613e-06 | 0.0002923% |  |  |  | 0.91786 | 0.5 | 4.798% | 63.74% |  | 21.24% |  |  | 84.69% | 15% | 14 | 0.3% | -0.079 | -0.01185 | 0.98476 | 0.14771
Glass-Big Box-ElecHt-code to al45-NR | Glass | ElecHt-Big Box-NR | Glass-NR | ElecHt | low e base | code to al45 | Big Box | NR | ExCOMM | 8.5937e-09 | 6.7872e-09 | 1.357e-06% |  |  |  | 0.63308 | 0.5 | 4.715% | 49.37% |  | 1.944% |  |  | 78.22% | 1% | 14 | 0.3% | 0.03 | 0.0003 | 0.60961 | 0.0060961
Glass-Small Box-ElecHt-code to al45-NR | Glass | ElecHt-Small Box-NR | Glass-NR | ElecHt | low e base | code to al45 | Small Box | NR | ExCOMM | 7.1959e-07 | 6.0086e-07 | 0.0001202% |  |  |  | 0.5988 | 0.5 | 8.709% | 48.87% |  | 18.82% |  |  | 59.08% | 5% | 14 | 0.3% | -0.058 | -0.0029 | 0.63306 | 0.031653
Glass-High End-ElecHt-code to al45-NR | Glass | ElecHt-High End-NR | Glass-NR | ElecHt | low e base | code to al45 | High End | NR | ExCOMM | 6.1046e-07 | 5.0834e-07 | 0.0001017% |  |  |  | 0.60045 | 0.5 | 2.177% | 62.3% |  | 16.66% |  |  | 56.23% | 15% | 14 | 0.3% | -0.058 | -0.0087 | 0.63306 | 0.094959
Glass-Anchor-ElecHt-code to al45-NR | Glass | ElecHt-Anchor-NR | Glass-NR | ElecHt | low e base | code to al45 | Anchor | NR | ExCOMM | 1.3597e-07 | 1.0739e-07 | 2.148e-05% |  |  |  | 0.63308 | 0.5 | 4.204% | 27.57% |  | 20.59% |  |  | 78.21% | 3% | 14 | 0.3% | 0.03 | 0.0009 | 0.60961 | 0.018288
Glass-K-12-ElecHt-code to al45-NR | Glass | ElecHt-K-12-NR | Glass-NR | ElecHt | low e base | code to al45 | K-12 | NR | ExCOMM | 2.3899e-07 | 2.199e-07 | 4.398e-05% |  |  |  | 0.54341 | 0.5 | 8.293% | 67.24% |  | 5.258% |  |  | 48.81% | 5% | 14 | 0.3% | 0.0325 | 0.001625 | 0.52755 | 0.026377
Glass-University-ElecHt-code to al45-NR | Glass | ElecHt-University-NR | Glass-NR | ElecHt | low e base | code to al45 | University | NR | ExCOMM | 3.4551e-07 | 1.7385e-07 | 3.477e-05% |  |  |  | 0.99369 | 0.5 | 4.272% | 41.73% |  | 9.288% |  |  | 80.03% | 7% | 14 | 0.3% | 0.0346 | 0.002422 | 0.966 | 0.06762
Glass-Warehouse-ElecHt-code to al45-NR | Glass | ElecHt-Warehouse-NR | Glass-NR | ElecHt | low e base | code to al45 | Warehouse | NR | ExCOMM | 2.6982e-07 | 2.3973e-07 | 4.795e-05% |  |  |  | 0.56274 | 0.5 | 11.58% | 42.27% |  | 10.88% |  |  | 22.52% | 3% | 14 | 0.3% | 0.0001 | 3e-06 | 0.56272 | 0.016882
Glass-Supermarket-ElecHt-code to al45-NR | Glass | ElecHt-Supermarket-NR | Glass-NR | ElecHt | low e base | code to al45 | Supermarket | NR | ExCOMM | 5.1244e-08 | 4.1149e-08 | 8.23e-06% |  |  |  | 0.62267 | 0.5 | 1.652% | 39.15% |  | 14.13% |  |  | 91.26% | 3% | 14 | 0.3% | 0.04 | 0.0012 | 0.58617 | 0.017585
Glass-MIniMart-ElecHt-code to al45-NR | Glass | ElecHt-MIniMart-NR | Glass-NR | ElecHt | low e base | code to al45 | MIniMart | NR | ExCOMM | 1.0166e-07 | 8.3267e-08 | 1.665e-05% |  |  |  | 0.61044 | 0.5 | 0.6687% | 38.91% |  | 14.23% |  |  | 60.7% | 15% | 14 | 0.3% | 0.04 | 0.006 | 0.58617 | 0.087925
Glass-Restaurant-ElecHt-code to al45-NR | Glass | ElecHt-Restaurant-NR | Glass-NR | ElecHt | low e base | code to al45 | Restaurant | NR | ExCOMM | 2.3034e-07 | 2.283e-07 | 4.566e-05% |  |  |  | 0.50449 | 0.5 | 1.6% | 61.7% |  | 8.568% |  |  | 75.66% | 18% | 14 | 0.3% | 0.016 | 0.00288 | 0.49238 | 0.088628
Glass-Lodging-ElecHt-code to al45-NR | Glass | ElecHt-Lodging-NR | Glass-NR | ElecHt | low e base | code to al45 | Lodging | NR | ExCOMM | 2.2469e-06 | 1.5394e-06 | 0.0003079% |  |  |  | 0.72979 | 0.5 | 5.597% | 58.99% |  | 38.85% |  |  | 85.27% | 8% | 14 | 0.3% | -0.008 | -0.00064 | 0.73662 | 0.058929
Glass-Hospital-ElecHt-code to al45-NR | Glass | ElecHt-Hospital-NR | Glass-NR | ElecHt | low e base | code to al45 | Hospital | NR | ExCOMM | 7.3181e-08 | 3.6431e-08 | 7.286e-06% |  |  |  | 1.0044 | 0.5 | 2.478% | 40.83% |  | 3% |  |  | 91.26% | 8% | 14 | 0.3% | 0.0215 | 0.00172 | 0.98476 | 0.078781
Glass-OtherHealth-ElecHt-code to al45-NR | Glass | ElecHt-OtherHealth-NR | Glass-NR | ElecHt | low e base | code to al45 | OtherHealth | NR | ExCOMM | 2.9115e-06 | 1.1574e-06 | 0.0002315% |  |  |  | 1.2578 | 0.5 | 4.603% | 65.22% |  | 32.13% |  |  | 89.76% | 8% | 14 | 0.3% | 0.043 | 0.00344 | 1.2192 | 0.097538
Glass-Other-ElecHt-code to al45-NR | Glass | ElecHt-Other-NR | Glass-NR | ElecHt | low e base | code to al45 | Other | NR | ExCOMM | 1.3106e-06 | 8.9371e-07 | 0.0001787% |  |  |  | 0.73321 | 0.5 | 20.26% | 38.83% |  | 12.62% |  |  | 42.55% | 6% | 14 | 0.3% | -0.008 | -0.00048 | 0.73662 | 0.044197
Glass-Large Off-ElecHt-code to al40-NR | Glass | ElecHt-Large Off-NR | Glass-NR | ElecHt | low e base | code to al40 | Large Off | NR | ExCOMM | 0.0015862 | 0.00060808 | 0.06081% |  |  |  | 2.6085 | 1 | 9.076% | 25.32% |  | 40.09% |  |  | 87.35% | 15% | 13 | 44% | 0.141 | 0.02115 | 2.4853 | 0.3728
Glass-Medium Off-ElecHt-code to al40-NR | Glass | ElecHt-Medium Off-NR | Glass-NR | ElecHt | low e base | code to al40 | Medium Off | NR | ExCOMM | 0.00048843 | 0.00018826 | 0.01883% |  |  |  | 2.5944 | 1 | 4.089% | 28.49% |  | 24.49% |  |  | 77.34% | 15% | 13 | 44% | 0.141 | 0.02115 | 2.4853 | 0.3728
Glass-Small Off-ElecHt-code to al40-NR | Glass | ElecHt-Small Off-NR | Glass-NR | ElecHt | low e base | code to al40 | Small Off | NR | ExCOMM | 0.00071188 | 0.00029226 | 0.02923% |  |  |  | 2.4357 | 1 | 4.798% | 63.74% |  | 21.24% |  |  | 84.69% | 15% | 13 | 30% | -0.197 | -0.02955 | 2.6026 | 0.39039
Glass-Big Box-ElecHt-code to al40-NR | Glass | ElecHt-Big Box-NR | Glass-NR | ElecHt | low e base | code to al40 | Big Box | NR | ExCOMM | 2.8513e-06 | 1.6742e-06 | 0.0001674% |  |  |  | 1.7031 | 1 | 4.715% | 49.37% |  | 1.944% |  |  | 78.22% | 1% | 13 | 37% | 0.109 | 0.00109 | 1.6178 | 0.016178
Glass-Small Box-ElecHt-code to al40-NR | Glass | ElecHt-Small Box-NR | Glass-NR | ElecHt | low e base | code to al40 | Small Box | NR | ExCOMM | 0.00019506 | 0.00012017 | 0.01202% |  |  |  | 1.6232 | 1 | 8.709% | 48.87% |  | 18.82% |  |  | 59.08% | 5% | 13 | 30% | -0.11 | -0.0055 | 1.6882 | 0.084408
Glass-High End-ElecHt-code to al40-NR | Glass | ElecHt-High End-NR | Glass-NR | ElecHt | low e base | code to al40 | High End | NR | ExCOMM | 0.00016534 | 0.00010167 | 0.01017% |  |  |  | 1.6263 | 1 | 2.177% | 62.3% |  | 16.66% |  |  | 56.23% | 15% | 13 | 30% | -0.11 | -0.0165 | 1.6882 | 0.25322
Glass-Anchor-ElecHt-code to al40-NR | Glass | ElecHt-Anchor-NR | Glass-NR | ElecHt | low e base | code to al40 | Anchor | NR | ExCOMM | 5.3648e-05 | 3.1501e-05 | 0.00315% |  |  |  | 1.7031 | 1 | 4.204% | 27.57% |  | 20.59% |  |  | 78.21% | 3% | 13 | 44% | 0.109 | 0.00327 | 1.6178 | 0.048535
Glass-K-12-ElecHt-code to al40-NR | Glass | ElecHt-K-12-NR | Glass-NR | ElecHt | low e base | code to al40 | K-12 | NR | ExCOMM | 6.549e-05 | 4.398e-05 | 0.004398% |  |  |  | 1.4891 | 1 | 8.293% | 67.24% |  | 5.258% |  |  | 48.81% | 5% | 13 | 30% | 0.0965 | 0.004825 | 1.442 | 0.072098
Glass-University-ElecHt-code to al40-NR | Glass | ElecHt-University-NR | Glass-NR | ElecHt | low e base | code to al40 | University | NR | ExCOMM | 0.00014931 | 5.0996e-05 | 0.0051% |  |  |  | 2.9278 | 1 | 4.272% | 41.73% |  | 9.288% |  |  | 80.03% | 7% | 13 | 44% | 0.1544 | 0.010808 | 2.8042 | 0.1963
Glass-Warehouse-ElecHt-code to al40-NR | Glass | ElecHt-Warehouse-NR | Glass-NR | ElecHt | low e base | code to al40 | Warehouse | NR | ExCOMM | 3.4722e-05 | 4.7947e-05 | 0.004795% |  |  |  | 0.72417 | 1 | 11.58% | 42.27% |  | 10.88% |  |  | 22.52% | 3% | 13 | 30% | -0.116 | -0.00348 | 0.75029 | 0.022509
Glass-Supermarket-ElecHt-code to al40-NR | Glass | ElecHt-Supermarket-NR | Glass-NR | ElecHt | low e base | code to al40 | Supermarket | NR | ExCOMM | 1.3765e-05 | 8.2297e-06 | 0.000823% |  |  |  | 1.6726 | 1 | 1.652% | 39.15% |  | 14.13% |  |  | 91.26% | 3% | 13 | 30% | 0.06 | 0.0018 | 1.6178 | 0.048535
Glass-MIniMart-ElecHt-code to al40-NR | Glass | ElecHt-MIniMart-NR | Glass-NR | ElecHt | low e base | code to al40 | MIniMart | NR | ExCOMM | 2.7549e-05 | 1.6653e-05 | 0.001665% |  |  |  | 1.6542 | 1 | 0.6687% | 38.91% |  | 14.23% |  |  | 60.7% | 15% | 13 | 30% | 0.06 | 0.009 | 1.6178 | 0.24267
Glass-Restaurant-ElecHt-code to al40-NR | Glass | ElecHt-Restaurant-NR | Glass-NR | ElecHt | low e base | code to al40 | Restaurant | NR | ExCOMM | 6.4303e-05 | 4.5659e-05 | 0.004566% |  |  |  | 1.4083 | 1 | 1.6% | 61.7% |  | 8.568% |  |  | 75.66% | 18% | 13 | 30% | 0.033 | 0.00594 | 1.3834 | 0.249
Glass-Lodging-ElecHt-code to al40-NR | Glass | ElecHt-Lodging-NR | Glass-NR | ElecHt | low e base | code to al40 | Lodging | NR | ExCOMM | 0.00060728 | 0.00030788 | 0.03079% |  |  |  | 1.9725 | 1 | 5.597% | 58.99% |  | 38.85% |  |  | 85.27% | 8% | 13 | 30% | -0.012583 | -0.0010067 | 1.9832 | 0.15866
Glass-Hospital-ElecHt-code to al40-NR | Glass | ElecHt-Hospital-NR | Glass-NR | ElecHt | low e base | code to al40 | Hospital | NR | ExCOMM | 3.2014e-05 | 1.0686e-05 | 0.001069% |  |  |  | 2.9957 | 1 | 2.478% | 40.83% |  | 3% |  |  | 91.26% | 8% | 13 | 44% | 0.1225 | 0.0098 | 2.8839 | 0.23072
Glass-OtherHealth-ElecHt-code to al40-NR | Glass | ElecHt-OtherHealth-NR | Glass-NR | ElecHt | low e base | code to al40 | OtherHealth | NR | ExCOMM | 0.00078143 | 0.00023147 | 0.02315% |  |  |  | 3.3759 | 1 | 4.603% | 65.22% |  | 32.13% |  |  | 89.76% | 8% | 13 | 30% | 0.104 | 0.00832 | 3.2825 | 0.2626
Glass-Other-ElecHt-code to al40-NR | Glass | ElecHt-Other-NR | Glass-NR | ElecHt | low e base | code to al40 | Other | NR | ExCOMM | 0.00043601 | 0.00022045 | 0.02204% |  |  |  | 1.9778 | 1 | 20.26% | 38.83% |  | 12.62% |  |  | 42.55% | 6% | 13 | 37% | -0.012583 | -0.000755 | 1.9832 | 0.11899
Glass-Large Off-ElecHt-code to al36-NR | Glass | ElecHt-Large Off-NR | Glass-NR | ElecHt | low e base | code to al36 | Large Off | NR | ExCOMM | 1.7908e-05 | 1.6584e-05 | 0.0004146% |  |  |  | 4.3195 | 4 | 9.076% | 25.32% |  | 40.09% |  |  | 87.35% | 15% | 12 | 0.3% | 0.355 | 0.05325 | 4.0094 | 0.60141
Glass-Medium Off-ElecHt-code to al36-NR | Glass | ElecHt-Medium Off-NR | Glass-NR | ElecHt | low e base | code to al36 | Medium Off | NR | ExCOMM | 5.4989e-06 | 5.1345e-06 | 0.0001284% |  |  |  | 4.2839 | 4 | 4.089% | 28.49% |  | 24.49% |  |  | 77.34% | 15% | 12 | 0.3% | 0.355 | 0.05325 | 4.0094 | 0.60141
Glass-Small Off-ElecHt-code to al36-NR | Glass | ElecHt-Small Off-NR | Glass-NR | ElecHt | low e base | code to al36 | Small Off | NR | ExCOMM | 1.0497e-05 | 1.1691e-05 | 0.0002923% |  |  |  | 3.5915 | 4 | 4.798% | 63.74% |  | 21.24% |  |  | 84.69% | 15% | 12 | 0.3% | -0.355 | -0.05325 | 3.8921 | 0.58382
Glass-Big Box-ElecHt-code to al36-NR | Glass | ElecHt-Big Box-NR | Glass-NR | ElecHt | low e base | code to al36 | Big Box | NR | ExCOMM | 3.5277e-08 | 5.4298e-08 | 1.357e-06% |  |  |  | 2.5988 | 4 | 4.715% | 49.37% |  | 1.944% |  |  | 78.22% | 1% | 12 | 0.3% | 0.175 | 0.00175 | 2.4619 | 0.024619
Glass-Small Box-ElecHt-code to al36-NR | Glass | ElecHt-Small Box-NR | Glass-NR | ElecHt | low e base | code to al36 | Small Box | NR | ExCOMM | 2.9482e-06 | 4.8069e-06 | 0.0001202% |  |  |  | 2.4533 | 4 | 8.709% | 48.87% |  | 18.82% |  |  | 59.08% | 5% | 12 | 0.3% | -0.213 | -0.01065 | 2.5791 | 0.12896
Glass-High End-ElecHt-code to al36-NR | Glass | ElecHt-High End-NR | Glass-NR | ElecHt | low e base | code to al36 | High End | NR | ExCOMM | 2.5004e-06 | 4.0667e-06 | 0.0001017% |  |  |  | 2.4594 | 4 | 2.177% | 62.3% |  | 16.66% |  |  | 56.23% | 15% | 12 | 0.3% | -0.213 | -0.03195 | 2.5791 | 0.38687
Glass-Anchor-ElecHt-code to al36-NR | Glass | ElecHt-Anchor-NR | Glass-NR | ElecHt | low e base | code to al36 | Anchor | NR | ExCOMM | 5.5816e-07 | 8.5911e-07 | 2.148e-05% |  |  |  | 2.5988 | 4 | 4.204% | 27.57% |  | 20.59% |  |  | 78.21% | 3% | 12 | 0.3% | 0.175 | 0.00525 | 2.4619 | 0.073857
Glass-K-12-ElecHt-code to al36-NR | Glass | ElecHt-K-12-NR | Glass-NR | ElecHt | low e base | code to al36 | K-12 | NR | ExCOMM | 9.7284e-07 | 1.7592e-06 | 4.398e-05% |  |  |  | 2.212 | 4 | 8.293% | 67.24% |  | 5.258% |  |  | 48.81% | 5% | 12 | 0.3% | 0.1365 | 0.006825 | 2.1454 | 0.10727
Glass-University-ElecHt-code to al36-NR | Glass | ElecHt-University-NR | Glass-NR | ElecHt | low e base | code to al36 | University | NR | ExCOMM | 1.5772e-06 | 1.3908e-06 | 3.477e-05% |  |  |  | 4.536 | 4 | 4.272% | 41.73% |  | 9.288% |  |  | 80.03% | 7% | 12 | 0.3% | 0.283 | 0.01981 | 4.3095 | 0.30166
Glass-Warehouse-ElecHt-code to al36-NR | Glass | ElecHt-Warehouse-NR | Glass-NR | ElecHt | low e base | code to al36 | Warehouse | NR | ExCOMM | 6.1702e-07 | 1.9179e-06 | 4.795e-05% |  |  |  | 1.2869 | 4 | 11.58% | 42.27% |  | 10.88% |  |  | 22.52% | 3% | 12 | 0.3% | -0.116 | -0.00348 | 1.313 | 0.03939
Glass-Supermarket-ElecHt-code to al36-NR | Glass | ElecHt-Supermarket-NR | Glass-NR | ElecHt | low e base | code to al36 | Supermarket | NR | ExCOMM | 2.0669e-07 | 3.2919e-07 | 8.23e-06% |  |  |  | 2.5115 | 4 | 1.652% | 39.15% |  | 14.13% |  |  | 91.26% | 3% | 12 | 0.3% | 0.08 | 0.0024 | 2.4385 | 0.073154
Glass-MIniMart-ElecHt-code to al36-NR | Glass | ElecHt-MIniMart-NR | Glass-NR | ElecHt | low e base | code to al36 | MIniMart | NR | ExCOMM | 4.1417e-07 | 6.6614e-07 | 1.665e-05% |  |  |  | 2.487 | 4 | 0.6687% | 38.91% |  | 14.23% |  |  | 60.7% | 15% | 12 | 0.3% | 0.08 | 0.012 | 2.4385 | 0.36577
Glass-Restaurant-ElecHt-code to al36-NR | Glass | ElecHt-Restaurant-NR | Glass-NR | ElecHt | low e base | code to al36 | Restaurant | NR | ExCOMM | 9.749e-07 | 1.8264e-06 | 4.566e-05% |  |  |  | 2.1352 | 4 | 1.6% | 61.7% |  | 8.568% |  |  | 75.66% | 18% | 12 | 0.3% | 0.033 | 0.00594 | 2.1102 | 0.37984
Glass-Lodging-ElecHt-code to al36-NR | Glass | ElecHt-Lodging-NR | Glass-NR | ElecHt | low e base | code to al36 | Lodging | NR | ExCOMM | 9.3642e-06 | 1.2315e-05 | 0.0003079% |  |  |  | 3.0415 | 4 | 5.597% | 58.99% |  | 38.85% |  |  | 85.27% | 8% | 12 | 0.3% | -0.01225 | -0.00098 | 3.052 | 0.24416
Glass-Hospital-ElecHt-code to al36-NR | Glass | ElecHt-Hospital-NR | Glass-NR | ElecHt | low e base | code to al36 | Hospital | NR | ExCOMM | 3.4339e-07 | 2.9145e-07 | 7.286e-06% |  |  |  | 4.7128 | 4 | 2.478% | 40.83% |  | 3% |  |  | 91.26% | 8% | 12 | 0.3% | 0.257 | 0.02056 | 4.4783 | 0.35826
Glass-OtherHealth-ElecHt-code to al36-NR | Glass | ElecHt-OtherHealth-NR | Glass-NR | ElecHt | low e base | code to al36 | OtherHealth | NR | ExCOMM | 1.1782e-05 | 9.259e-06 | 0.0002315% |  |  |  | 5.09 | 4 | 4.603% | 65.22% |  | 32.13% |  |  | 89.76% | 8% | 12 | 0.3% | 0.159 | 0.01272 | 4.9472 | 0.39578
Glass-Other-ElecHt-code to al36-NR | Glass | ElecHt-Other-NR | Glass-NR | ElecHt | low e base | code to al36 | Other | NR | ExCOMM | 5.4459e-06 | 7.1497e-06 | 0.0001787% |  |  |  | 3.0468 | 4 | 20.26% | 38.83% |  | 12.62% |  |  | 42.55% | 6% | 12 | 0.3% | -0.01225 | -0.000735 | 3.052 | 0.18312
Glass-Large Off-ElecHt-code to al45-New | Glass | ElecHt-Large Off-New | Glass-New | ElecHt | low e base | code to al45 | Large Off | New | ExCOMM | 7.0596e-06 | 3.439e-06 | 0.0006878% | 1.009e-05 | 4.9154e-06 | 0.0009831% | 1.0264 | 0.5 | 7.999% | 33.23% | 47.5% | 57.5% |  |  | 100% | 15% | 4 | 0.3% | -0.058 | -0.0087 | 1.0844 | 0.16266
Glass-Medium Off-ElecHt-code to al45-New | Glass | ElecHt-Medium Off-New | Glass-New | ElecHt | low e base | code to al45 | Medium Off | New | ExCOMM | 3.7363e-06 | 1.8201e-06 | 0.000364% | 4.7465e-06 | 2.3122e-06 | 0.0004624% | 1.0264 | 0.5 | 6.094% | 37.39% | 47.5% | 35.5% |  |  | 100% | 15% | 4 | 0.3% | -0.058 | -0.0087 | 1.0844 | 0.16266
Glass-Small Off-ElecHt-code to al45-New | Glass | ElecHt-Small Off-New | Glass-New | ElecHt | low e base | code to al45 | Small Off | New | ExCOMM | 1.5677e-06 | 7.5526e-07 | 0.0001511% | 8.0755e-07 | 3.8904e-07 | 7.781e-05% | 1.0379 | 0.5 | 4.952% | 56.49% | 29.1% | 12% |  |  | 96% | 15% | 4 | 0.3% | -0.079 | -0.01185 | 1.1137 | 0.16706
Glass-Big Box-ElecHt-code to al45-New | Glass | ElecHt-Big Box-New | Glass-New | ElecHt | low e base | code to al45 | Big Box | New | ExCOMM | 4.0468e-08 | 2.5909e-08 | 5.182e-06% | 1.5987e-08 | 1.0235e-08 | 2.047e-06% | 0.78096 | 0.5 | 7.329% | 49.62% | 19.6% | 4.75% |  |  | 89.36% | 1% | 4 | 0.3% | 0.054 | 0.00054 | 0.73271 | 0.0073271
Glass-Small Box-ElecHt-code to al45-New | Glass | ElecHt-Small Box-New | Glass-New | ElecHt | low e base | code to al45 | Small Box | New | ExCOMM | 4.3786e-07 | 2.5917e-07 | 5.183e-05% | 1.7474e-07 | 1.0343e-07 | 2.069e-05% | 0.84474 | 0.5 | 4.691% | 49.11% | 19.6% | 15% |  |  | 88.49% | 5% | 4 | 0.3% | -0.039 | -0.00195 | 0.87925 | 0.043962
Glass-High End-ElecHt-code to al45-New | Glass | ElecHt-High End-New | Glass-New | ElecHt | low e base | code to al45 | High End | New | ExCOMM | 2.8644e-07 | 1.6933e-07 | 3.387e-05% | 8.9668e-08 | 5.3008e-08 | 1.06e-05% | 0.8458 | 0.5 | 1.173% | 62.61% | 19.6% | 10.25% |  |  | 85.77% | 15% | 4 | 0.3% | -0.039 | -0.00585 | 0.87925 | 0.13189
Glass-Anchor-ElecHt-code to al45-New | Glass | ElecHt-Anchor-New | Glass-New | ElecHt | low e base | code to al45 | Anchor | New | ExCOMM | 1.0274e-07 | 6.5794e-08 | 1.316e-05% | 4.5425e-08 | 2.909e-08 | 5.818e-06% | 0.78078 | 0.5 | 1.466% | 44.33% | 19.6% | 22.5% |  |  | 89.02% | 3% | 4 | 0.3% | 0.054 | 0.00162 | 0.73271 | 0.021981
Glass-K-12-ElecHt-code to al45-New | Glass | ElecHt-K-12-New | Glass-New | ElecHt | low e base | code to al45 | K-12 | New | ExCOMM | 8.2519e-08 | 5.9975e-08 | 1.2e-05% | 2.737e-07 | 1.9893e-07 | 3.979e-05% | 0.68794 | 0.5 | 6.289% | 22.19% | 73.6% | 5.73% |  |  | 75% | 5% | 4 | 0.3% | 0.038 | 0.0019 | 0.65944 | 0.032972
Glass-University-ElecHt-code to al45-New | Glass | ElecHt-University-New | Glass-New | ElecHt | low e base | code to al45 | University | New | ExCOMM | 1.4006e-07 | 5.6211e-08 | 1.124e-05% | 4.679e-07 | 1.8779e-07 | 3.756e-05% | 1.2458 | 0.5 | 3.24% | 22.03% | 73.6% | 7.5% |  |  | 95% | 7% | 4 | 0.3% | 0.028 | 0.00196 | 1.2192 | 0.085346
Glass-Warehouse-ElecHt-code to al45-New | Glass | ElecHt-Warehouse-New | Glass-New | ElecHt | low e base | code to al45 | Warehouse | New | ExCOMM | 2.7742e-11 | 1.067e-07 | 2.134e-05% | 1.28e-11 | 4.9232e-08 | 9.846e-06% | 0.00013 | 0.5 | 16.51% | 42.48% | 19.6% | 3.38% |  |  | 30% | 3% | 4 | 0.3% | 0.0001 | 3e-06 | 0.0001 | 3e-06
Glass-Supermarket-ElecHt-code to al45-New | Glass | ElecHt-Supermarket-New | Glass-New | ElecHt | low e base | code to al45 | Supermarket | New | ExCOMM | 1.2728e-08 | 6.8968e-09 | 1.379e-06% | 1.4707e-08 | 7.9693e-09 | 1.594e-06% | 0.92271 | 0.5 | 0.421% | 41.11% | 47.5% | 8.855% |  |  | 95% | 3% | 4 | 0.3% | 0.2 | 0.006 | 0.73271 | 0.021981
Glass-MIniMart-ElecHt-code to al45-New | Glass | ElecHt-MIniMart-New | Glass-New | ElecHt | low e base | code to al45 | MIniMart | New | ExCOMM | 3.9886e-08 | 2.1732e-08 | 4.346e-06% | 1.2496e-08 | 6.8082e-09 | 1.362e-06% | 0.91771 | 0.5 | 0.5146% | 62.56% | 19.6% | 3% |  |  | 92.5% | 15% | 4 | 0.3% | 0.2 | 0.03 | 0.73271 | 0.10991
Glass-Restaurant-ElecHt-code to al45-New | Glass | ElecHt-Restaurant-New | Glass-New | ElecHt | low e base | code to al45 | Restaurant | New | ExCOMM | 1.5682e-07 | 9.9077e-08 | 1.982e-05% | 4.9572e-08 | 3.1319e-08 | 6.264e-06% | 0.79142 | 0.5 | 0.8735% | 62% | 19.6% | 6.775% |  |  | 92.5% | 18% | 4 | 0.3% | 0.0001 | 1.8e-05 | 0.79132 | 0.14244
Glass-Lodging-ElecHt-code to al45-New | Glass | ElecHt-Lodging-New | Glass-New | ElecHt | low e base | code to al45 | Lodging | New | ExCOMM | 3.179e-06 | 1.7534e-06 | 0.0003507% | 1.051e-06 | 5.7972e-07 | 0.0001159% | 0.9065 | 0.5 | 5.332% | 59.28% | 19.6% | 46.23% |  |  | 95% | 8% | 4 | 0.3% | 0.015833 | 0.0012667 | 0.89146 | 0.071317
Glass-Hospital-ElecHt-code to al45-New | Glass | ElecHt-Hospital-New | Glass-New | ElecHt | low e base | code to al45 | Hospital | New | ExCOMM | 4.6814e-08 | 1.9363e-08 | 3.873e-06% | 1.5982e-07 | 6.6106e-08 | 1.322e-05% | 1.2088 | 0.5 | 2.495% | 21.56% | 73.6% | 3% |  |  | 95% | 8% | 4 | 0.3% | 0.023 | 0.00184 | 1.187 | 0.094959
Glass-OtherHealth-ElecHt-code to al45-New | Glass | ElecHt-OtherHealth-New | Glass-New | ElecHt | low e base | code to al45 | OtherHealth | New | ExCOMM | 1.6614e-07 | 5.9835e-08 | 1.197e-05% | 5.6816e-07 | 2.0461e-07 | 4.092e-05% | 1.3884 | 0.5 | 4.633% | 21.52% | 73.6% | 5% |  |  | 95% | 8% | 4 | 0.3% | 0.104 | 0.00832 | 1.2896 | 0.10317
Glass-Other-ElecHt-code to al45-New | Glass | ElecHt-Other-New | Glass-New | ElecHt | low e base | code to al45 | Other | New | ExCOMM | 1.9074e-06 | 1.0576e-06 | 0.0002115% | 9.7907e-07 | 5.4287e-07 | 0.0001086% | 0.90175 | 0.5 | 25.98% | 55.52% | 28.5% | 8.145% |  |  | 65% | 6% | 4 | 0.3% | 0.015833 | 0.00095 | 0.89146 | 0.053488
Glass-Large Off-ElecHt-code to al40-New | Glass | ElecHt-Large Off-New | Glass-New | ElecHt | low e base | code to al40 | Large Off | New | ExCOMM | 0.003035 | 0.0010088 | 0.1009% | 0.0043381 | 0.0014418 | 0.1442% | 3.0087 | 1 | 7.999% | 33.23% | 47.5% | 57.5% |  |  | 100% | 15% | 3 | 44% | -0.098 | -0.0147 | 3.1067 | 0.466
Glass-Medium Off-ElecHt-code to al40-New | Glass | ElecHt-Medium Off-New | Glass-New | ElecHt | low e base | code to al40 | Medium Off | New | ExCOMM | 0.0016063 | 0.00053389 | 0.05339% | 0.0020406 | 0.00067824 | 0.06782% | 3.0087 | 1 | 6.094% | 37.39% | 47.5% | 35.5% |  |  | 100% | 15% | 3 | 44% | -0.098 | -0.0147 | 3.1067 | 0.466
Glass-Small Off-ElecHt-code to al40-New | Glass | ElecHt-Small Off-New | Glass-New | ElecHt | low e base | code to al40 | Small Off | New | ExCOMM | 0.0004198 | 0.00015105 | 0.01511% | 0.00021624 | 7.7808e-05 | 0.007781% | 2.7792 | 1 | 4.952% | 56.49% | 29.1% | 12% |  |  | 96% | 15% | 3 | 30% | -0.158 | -0.0237 | 2.9308 | 0.43962
Glass-Big Box-ElecHt-code to al40-New | Glass | ElecHt-Big Box-New | Glass-New | ElecHt | low e base | code to al40 | Big Box | New | ExCOMM | 1.3481e-05 | 6.391e-06 | 0.0006391% | 5.3254e-06 | 2.5247e-06 | 0.0002525% | 2.1093 | 1 | 7.329% | 49.62% | 19.6% | 4.75% |  |  | 89.36% | 1% | 3 | 37% | 0.163 | 0.00163 | 1.9637 | 0.019637
Glass-Small Box-ElecHt-code to al40-New | Glass | ElecHt-Small Box-New | Glass-New | ElecHt | low e base | code to al40 | Small Box | New | ExCOMM | 0.00011442 | 5.1833e-05 | 0.005183% | 4.5664e-05 | 2.0686e-05 | 0.002069% | 2.2075 | 1 | 4.691% | 49.11% | 19.6% | 15% |  |  | 88.49% | 5% | 3 | 30% | -0.155 | -0.00775 | 2.3447 | 0.11723
Glass-High End-ElecHt-code to al40-New | Glass | ElecHt-High End-New | Glass-New | ElecHt | low e base | code to al40 | High End | New | ExCOMM | 7.4902e-05 | 3.3866e-05 | 0.003387% | 2.3448e-05 | 1.0602e-05 | 0.00106% | 2.2117 | 1 | 1.173% | 62.61% | 19.6% | 10.25% |  |  | 85.77% | 15% | 3 | 30% | -0.155 | -0.02325 | 2.3447 | 0.3517
Glass-Anchor-ElecHt-code to al40-New | Glass | ElecHt-Anchor-New | Glass-New | ElecHt | low e base | code to al40 | Anchor | New | ExCOMM | 4.0698e-05 | 1.93e-05 | 0.00193% | 1.7994e-05 | 8.533e-06 | 0.0008533% | 2.1088 | 1 | 1.466% | 44.33% | 19.6% | 22.5% |  |  | 89.02% | 3% | 3 | 44% | 0.163 | 0.00489 | 1.9637 | 0.05891
Glass-K-12-ElecHt-code to al40-New | Glass | ElecHt-K-12-New | Glass-New | ElecHt | low e base | code to al40 | K-12 | New | ExCOMM | 2.2101e-05 | 1.1995e-05 | 0.0012% | 7.3307e-05 | 3.9786e-05 | 0.003979% | 1.8425 | 1 | 6.289% | 22.19% | 73.6% | 5.73% |  |  | 75% | 5% | 3 | 30% | 0.0925 | 0.004625 | 1.7732 | 0.088658
Glass-University-ElecHt-code to al40-New | Glass | ElecHt-University-New | Glass-New | ElecHt | low e base | code to al40 | University | New | ExCOMM | 5.6728e-05 | 1.6489e-05 | 0.001649% | 0.00018952 | 5.5085e-05 | 0.005508% | 3.4405 | 1 | 3.24% | 22.03% | 73.6% | 7.5% |  |  | 95% | 7% | 3 | 44% | 0.0922 | 0.006454 | 3.3529 | 0.2347
Glass-Warehouse-ElecHt-code to al40-New | Glass | ElecHt-Warehouse-New | Glass-New | ElecHt | low e base | code to al40 | Warehouse | New | ExCOMM | 2.7742e-09 | 2.134e-05 | 0.002134% | 1.28e-09 | 9.8463e-06 | 0.0009846% | 0.00013 | 1 | 16.51% | 42.48% | 19.6% | 3.38% |  |  | 30% | 3% | 3 | 30% | 0.0001 | 3e-06 | 0.0001 | 3e-06
Glass-Supermarket-ElecHt-code to al40-New | Glass | ElecHt-Supermarket-New | Glass-New | ElecHt | low e base | code to al40 | Supermarket | New | ExCOMM | 3.3758e-06 | 1.3794e-06 | 0.0001379% | 3.9007e-06 | 1.5939e-06 | 0.0001594% | 2.4473 | 1 | 0.421% | 41.11% | 47.5% | 8.855% |  |  | 95% | 3% | 3 | 30% | 0.54 | 0.0162 | 1.9343 | 0.05803
Glass-MIniMart-ElecHt-code to al40-New | Glass | ElecHt-MIniMart-New | Glass-New | ElecHt | low e base | code to al40 | MIniMart | New | ExCOMM | 1.0578e-05 | 4.3463e-06 | 0.0004346% | 3.314e-06 | 1.3616e-06 | 0.0001362% | 2.4338 | 1 | 0.5146% | 62.56% | 19.6% | 3% |  |  | 92.5% | 15% | 3 | 30% | 0.54 | 0.081 | 1.9343 | 0.29015
Glass-Restaurant-ElecHt-code to al40-New | Glass | ElecHt-Restaurant-New | Glass-New | ElecHt | low e base | code to al40 | Restaurant | New | ExCOMM | 4.1844e-05 | 1.9815e-05 | 0.001982% | 1.3227e-05 | 6.2637e-06 | 0.0006264% | 2.1117 | 1 | 0.8735% | 62% | 19.6% | 6.775% |  |  | 92.5% | 18% | 3 | 30% | 0.065 | 0.0117 | 2.0516 | 0.36928
Glass-Lodging-ElecHt-code to al40-New | Glass | ElecHt-Lodging-New | Glass-New | ElecHt | low e base | code to al40 | Lodging | New | ExCOMM | 0.00086015 | 0.00035069 | 0.03507% | 0.00028438 | 0.00011594 | 0.01159% | 2.4528 | 1 | 5.332% | 59.28% | 19.6% | 46.23% |  |  | 95% | 8% | 3 | 30% | 0.052083 | 0.0041667 | 2.4033 | 0.19226
Glass-Hospital-ElecHt-code to al40-New | Glass | ElecHt-Hospital-New | Glass-New | ElecHt | low e base | code to al40 | Hospital | New | ExCOMM | 1.9154e-05 | 5.6799e-06 | 0.000568% | 6.5393e-05 | 1.9391e-05 | 0.001939% | 3.3723 | 1 | 2.495% | 21.56% | 73.6% | 3% |  |  | 95% | 8% | 3 | 44% | 0.0945 | 0.00756 | 3.2825 | 0.2626
Glass-OtherHealth-ElecHt-code to al40-New | Glass | ElecHt-OtherHealth-New | Glass-New | ElecHt | low e base | code to al40 | OtherHealth | New | ExCOMM | 4.4649e-05 | 1.1967e-05 | 0.001197% | 0.00015268 | 4.0923e-05 | 0.004092% | 3.731 | 1 | 4.633% | 21.52% | 73.6% | 5% |  |  | 95% | 8% | 3 | 30% | 0.287 | 0.02296 | 3.4584 | 0.27667
Glass-Other-ElecHt-code to al40-New | Glass | ElecHt-Other-New | Glass-New | ElecHt | low e base | code to al40 | Other | New | ExCOMM | 0.00063579 | 0.00026087 | 0.02609% | 0.00032635 | 0.00013391 | 0.01339% | 2.4371 | 1 | 25.98% | 55.52% | 28.5% | 8.145% |  |  | 65% | 6% | 3 | 37% | 0.052083 | 0.003125 | 2.4033 | 0.1442
Glass-Large Off-ElecHt-code to al36-New | Glass | ElecHt-Large Off-New | Glass-New | ElecHt | low e base | code to al36 | Large Off | New | ExCOMM | 3.2463e-05 | 2.7512e-05 | 0.0006878% | 4.64e-05 | 3.9323e-05 | 0.0009831% | 4.7199 | 4 | 7.999% | 33.23% | 47.5% | 57.5% |  |  | 100% | 15% | 2 | 0.3% | -0.116 | -0.0174 | 4.8359 | 0.72538
Glass-Medium Off-ElecHt-code to al36-New | Glass | ElecHt-Medium Off-New | Glass-New | ElecHt | low e base | code to al36 | Medium Off | New | ExCOMM | 1.7181e-05 | 1.4561e-05 | 0.000364% | 2.1826e-05 | 1.8497e-05 | 0.0004624% | 4.7199 | 4 | 6.094% | 37.39% | 47.5% | 35.5% |  |  | 100% | 15% | 2 | 0.3% | -0.116 | -0.0174 | 4.8359 | 0.72538
Glass-Small Off-ElecHt-code to al36-New | Glass | ElecHt-Small Off-New | Glass-New | ElecHt | low e base | code to al36 | Small Off | New | ExCOMM | 6.2267e-06 | 6.0421e-06 | 0.0001511% | 3.2074e-06 | 3.1123e-06 | 7.781e-05% | 4.1222 | 4 | 4.952% | 56.49% | 29.1% | 12% |  |  | 96% | 15% | 2 | 0.3% | -0.316 | -0.0474 | 4.4256 | 0.66383
Glass-Big Box-ElecHt-code to al36-New | Glass | ElecHt-Big Box-New | Glass-New | ElecHt | low e base | code to al36 | Big Box | New | ExCOMM | 1.6192e-07 | 2.0727e-07 | 5.182e-06% | 6.3965e-08 | 8.1882e-08 | 2.047e-06% | 3.1248 | 4 | 7.329% | 49.62% | 19.6% | 4.75% |  |  | 89.36% | 1% | 2 | 0.3% | 0.217 | 0.00217 | 2.9308 | 0.029308
Glass-Small Box-ElecHt-code to al36-New | Glass | ElecHt-Small Box-New | Glass-New | ElecHt | low e base | code to al36 | Small Box | New | ExCOMM | 1.7405e-06 | 2.0733e-06 | 5.183e-05% | 6.946e-07 | 8.2744e-07 | 2.069e-05% | 3.3578 | 4 | 4.691% | 49.11% | 19.6% | 15% |  |  | 88.49% | 5% | 2 | 0.3% | -0.213 | -0.01065 | 3.5463 | 0.17732
Glass-High End-ElecHt-code to al36-New | Glass | ElecHt-High End-New | Glass-New | ElecHt | low e base | code to al36 | High End | New | ExCOMM | 1.1391e-06 | 1.3546e-06 | 3.387e-05% | 3.5659e-07 | 4.2406e-07 | 1.06e-05% | 3.3636 | 4 | 1.173% | 62.61% | 19.6% | 10.25% |  |  | 85.77% | 15% | 2 | 0.3% | -0.213 | -0.03195 | 3.5463 | 0.53195
Glass-Anchor-ElecHt-code to al36-New | Glass | ElecHt-Anchor-New | Glass-New | ElecHt | low e base | code to al36 | Anchor | New | ExCOMM | 4.1108e-07 | 5.2635e-07 | 1.316e-05% | 1.8175e-07 | 2.3272e-07 | 5.818e-06% | 3.124 | 4 | 1.466% | 44.33% | 19.6% | 22.5% |  |  | 89.02% | 3% | 2 | 0.3% | 0.217 | 0.00651 | 2.9308 | 0.087925
Glass-K-12-ElecHt-code to al36-New | Glass | ElecHt-K-12-New | Glass-New | ElecHt | low e base | code to al36 | K-12 | New | ExCOMM | 3.344e-07 | 4.798e-07 | 1.2e-05% | 1.1092e-06 | 1.5914e-06 | 3.979e-05% | 2.7878 | 4 | 6.289% | 22.19% | 73.6% | 5.73% |  |  | 75% | 5% | 2 | 0.3% | 0.1415 | 0.007075 | 2.6817 | 0.13409
Glass-University-ElecHt-code to al36-New | Glass | ElecHt-University-New | Glass-New | ElecHt | low e base | code to al36 | University | New | ExCOMM | 5.9142e-07 | 4.4969e-07 | 1.124e-05% | 1.9758e-06 | 1.5023e-06 | 3.756e-05% | 5.2607 | 4 | 3.24% | 22.03% | 73.6% | 7.5% |  |  | 95% | 7% | 2 | 0.3% | 0.151 | 0.01057 | 5.1172 | 0.35821
Glass-Warehouse-ElecHt-code to al36-New | Glass | ElecHt-Warehouse-New | Glass-New | ElecHt | low e base | code to al36 | Warehouse | New | ExCOMM | 2.7742e-11 | 8.5359e-07 | 2.134e-05% | 1.28e-11 | 3.9385e-07 | 9.846e-06% | 0.00013 | 4 | 16.51% | 42.48% | 19.6% | 3.38% |  |  | 30% | 3% | 2 | 0.3% | 0.0001 | 3e-06 | 0.0001 | 3e-06
Glass-Supermarket-ElecHt-code to al36-New | Glass | ElecHt-Supermarket-New | Glass-New | ElecHt | low e base | code to al36 | Supermarket | New | ExCOMM | 5.1301e-08 | 5.5175e-08 | 1.379e-06% | 5.9278e-08 | 6.3754e-08 | 1.594e-06% | 3.7192 | 4 | 0.421% | 41.11% | 47.5% | 8.855% |  |  | 95% | 3% | 2 | 0.3% | 0.799 | 0.02397 | 2.9601 | 0.088804
Glass-MIniMart-ElecHt-code to al36-New | Glass | ElecHt-MIniMart-New | Glass-New | ElecHt | low e base | code to al36 | MIniMart | New | ExCOMM | 1.6078e-07 | 1.7385e-07 | 4.346e-06% | 5.037e-08 | 5.4466e-08 | 1.362e-06% | 3.6992 | 4 | 0.5146% | 62.56% | 19.6% | 3% |  |  | 92.5% | 15% | 2 | 0.3% | 0.799 | 0.11985 | 2.9601 | 0.44402
Glass-Restaurant-ElecHt-code to al36-New | Glass | ElecHt-Restaurant-New | Glass-New | ElecHt | low e base | code to al36 | Restaurant | New | ExCOMM | 6.3332e-07 | 7.9261e-07 | 1.982e-05% | 2.002e-07 | 2.5055e-07 | 6.264e-06% | 3.1961 | 4 | 0.8735% | 62% | 19.6% | 6.775% |  |  | 92.5% | 18% | 2 | 0.3% | 0.065 | 0.0117 | 3.136 | 0.56448
Glass-Lodging-ElecHt-code to al36-New | Glass | ElecHt-Lodging-New | Glass-New | ElecHt | low e base | code to al36 | Lodging | New | ExCOMM | 1.2907e-05 | 1.4027e-05 | 0.0003507% | 4.2673e-06 | 4.6377e-06 | 0.0001159% | 3.6805 | 4 | 5.332% | 59.28% | 19.6% | 46.23% |  |  | 95% | 8% | 2 | 0.3% | 0.066667 | 0.0053333 | 3.6171 | 0.28937
Glass-Hospital-ElecHt-code to al36-New | Glass | ElecHt-Hospital-New | Glass-New | ElecHt | low e base | code to al36 | Hospital | New | ExCOMM | 1.997e-07 | 1.5491e-07 | 3.873e-06% | 6.8177e-07 | 5.2885e-07 | 1.322e-05% | 5.1566 | 4 | 2.495% | 21.56% | 73.6% | 3% |  |  | 95% | 8% | 2 | 0.3% | 0.1525 | 0.0122 | 5.0117 | 0.40094
Glass-OtherHealth-ElecHt-code to al36-New | Glass | ElecHt-OtherHealth-New | Glass-New | ElecHt | low e base | code to al36 | OtherHealth | New | ExCOMM | 6.6866e-07 | 4.7868e-07 | 1.197e-05% | 2.2866e-06 | 1.6369e-06 | 4.092e-05% | 5.5875 | 4 | 4.633% | 21.52% | 73.6% | 5% |  |  | 95% | 8% | 2 | 0.3% | 0.421 | 0.03368 | 5.1876 | 0.41501
Glass-Other-ElecHt-code to al36-New | Glass | ElecHt-Other-New | Glass-New | ElecHt | low e base | code to al36 | Other | New | ExCOMM | 7.7426e-06 | 8.4608e-06 | 0.0002115% | 3.9743e-06 | 4.3429e-06 | 0.0001086% | 3.6605 | 4 | 25.98% | 55.52% | 28.5% | 8.145% |  |  | 65% | 6% | 2 | 0.3% | 0.066667 | 0.004 | 3.6171 | 0.21703
Glass-Large Off-GasHt-code to al45-NR | Glass | GasHt-Large Off-NR | Glass-NR | GasHt | low e base | code to al45 | Large Off | NR | SmComCAC | 3.0574e-10 | 1.7502e-06 | 0.00035% | 5.736e-08% | 0.0003283% | 0.0006567% | 8.7347e-05 | 0.5 | 7.999% | 25.32% | 47.5% |  |  | 38.41% | 87.35% | 15% | 14 | 0.3% | 0.0001 | 1.5e-05 |  | 0 | 0.032 | -0.014447 | -0.0021671 | -5.057e-08
Glass-Medium Off-GasHt-code to al45-NR | Glass | GasHt-Medium Off-NR | Glass-NR | GasHt | low e base | code to al45 | Medium Off | NR | SmComCAC | 2.9701e-10 | 1.9202e-06 | 0.000384% | 4.952e-08% | 0.0003202% | 0.0006403% | 7.7337e-05 | 0.5 | 6.094% | 28.49% | 47.5% |  |  | 49.16% | 77.34% | 15% | 14 | 0.3% | 0.0001 | 1.5e-05 |  | 0 | 0.032 | -0.014447 | -0.0021671 | -5.5484e-08
Glass-Small Off-GasHt-code to al45-NR | Glass | GasHt-Small Off-NR | Glass-NR | GasHt | low e base | code to al45 | Small Off | NR | SmComCAC | -5.304e-07 | 3.964e-06 | 0.0007928% | -2.421e-05% | 0.000181% | 0.0003619% | -0.066902 | 0.5 | 4.952% | 63.74% | 29.1% |  |  | 55.82% | 84.69% | 15% | 14 | 0.3% | -0.079 | -0.01185 |  | 0 | 0.042 | -0.018962 | -0.0028443 | -1.5033e-07
Glass-Big Box-GasHt-code to al45-NR | Glass | GasHt-Big Box-NR | Glass-NR | GasHt | low e base | code to al45 | Big Box | NR | SmComCAC | 1.9651e-08 | 4.1873e-07 | 8.375e-05% | 7.802e-07% | 1.662e-05% | 3.325e-05% | 0.023465 | 0.5 | 7.329% | 49.37% | 19.6% |  |  | 77.15% | 78.22% | 1% | 14 | 0.3% | 0.03 | 0.0003 |  | 0 | 0.026 | -0.011738 | -0.00011738 | -9.8304e-09
Glass-Small Box-GasHt-code to al45-NR | Glass | GasHt-Small Box-NR | Glass-NR | GasHt | low e base | code to al45 | Small Box | NR | SmComCAC | -7.9367e-08 | 1.1582e-06 | 0.0002316% | -3.183e-06% | 4.645e-05% | 9.29e-05% | -0.034264 | 0.5 | 4.691% | 48.87% | 19.6% |  |  | 67.37% | 59.08% | 5% | 14 | 0.3% | -0.058 | -0.0029 |  | 0 | 0.027 | -0.01219 | -0.0006095 | -2.8236e-08
Glass-High End-GasHt-code to al45-NR | Glass | GasHt-High End-NR | Glass-NR | GasHt | low e base | code to al45 | High End | NR | SmComCAC | -7.9385e-08 | 1.2172e-06 | 0.0002434% | -2.498e-06% | 3.829e-05% | 7.659e-05% | -0.032611 | 0.5 | 1.173% | 62.3% | 19.6% |  |  | 74.05% | 56.23% | 15% | 14 | 0.3% | -0.058 | -0.0087 |  | 0 | 0.027 | -0.01219 | -0.0018285 | -2.9674e-08
Glass-Anchor-GasHt-code to al45-NR | Glass | GasHt-Anchor-NR | Glass-NR | GasHt | low e base | code to al45 | Anchor | NR | SmComCAC | 4.3191e-09 | 9.2034e-08 | 1.841e-05% | 3.071e-07% | 6.543e-06% | 1.309e-05% | 0.023464 | 0.5 | 1.466% | 27.57% | 19.6% |  |  | 50.61% | 78.21% | 3% | 14 | 0.3% | 0.03 | 0.0009 |  | 0 | 0.026 | -0.011738 | -0.00035215 | -2.1607e-09
Glass-K-12-GasHt-code to al45-NR | Glass | GasHt-K-12-NR | Glass-NR | GasHt | low e base | code to al45 | K-12 | NR | SmComCAC | 8.4208e-08 | 2.6543e-06 | 0.0005309% | 9.217e-06% | 0.0002905% | 0.0005811% | 0.015863 | 0.5 | 6.289% | 67.24% | 73.6% |  |  | 83.68% | 48.81% | 5% | 14 | 0.3% | 0.0325 | 0.001625 |  | 0 | 0.0225 | -0.010158 | -0.00050791 | -5.3926e-08
Glass-University-GasHt-code to al45-NR | Glass | GasHt-University-NR | Glass-NR | GasHt | low e base | code to al45 | University | NR | SmComCAC | 6.4011e-08 | 1.1558e-06 | 0.0002312% | 1.129e-05% | 0.0002039% | 0.0004077% | 0.027692 | 0.5 | 3.24% | 41.73% | 73.6% |  |  | 81.42% | 80.03% | 7% | 14 | 0.3% | 0.0346 | 0.002422 |  | 0 | 0.0412 | -0.018601 | -0.0013021 | -4.2997e-08
Glass-Warehouse-GasHt-code to al45-NR | Glass | GasHt-Warehouse-NR | Glass-NR | GasHt | low e base | code to al45 | Warehouse | NR | SmComCAC | 1.1347e-10 | 2.5197e-06 | 0.0005039% | 5.262e-09% | 0.0001168% | 0.0002337% | 2.2517e-05 | 0.5 | 16.51% | 42.27% | 19.6% |  |  | 80.22% | 22.52% | 3% | 14 | 0.3% | 0.0001 | 3e-06 |  | 0 | 0.024 | -0.010835 | -0.00032506 | -5.4605e-08
Glass-Supermarket-GasHt-code to al45-NR | Glass | GasHt-Supermarket-NR | Glass-NR | GasHt | low e base | code to al45 | Supermarket | NR | SmComCAC | 3.6994e-09 | 5.0672e-08 | 1.013e-05% | 4.488e-07% | 6.148e-06% | 1.23e-05% | 0.036503 | 0.5 | 0.421% | 39.15% | 47.5% |  |  | 68.31% | 91.26% | 3% | 14 | 0.3% | 0.04 | 0.0012 |  | 0 | 0.025 | -0.011287 | -0.00033861 | -1.1439e-09
Glass-MIniMart-GasHt-code to al45-NR | Glass | GasHt-MIniMart-NR | Glass-NR | GasHt | low e base | code to al45 | MIniMart | NR | SmComCAC | 1.7729e-08 | 3.6512e-07 | 7.302e-05% | 8.931e-07% | 1.839e-05% | 3.679e-05% | 0.024278 | 0.5 | 0.5146% | 38.91% | 19.6% |  |  | 81.05% | 60.7% | 15% | 14 | 0.3% | 0.04 | 0.006 |  | 0 | 0.025 | -0.011287 | -0.001693 | -8.2422e-09
Glass-Restaurant-GasHt-code to al45-NR | Glass | GasHt-Restaurant-NR | Glass-NR | GasHt | low e base | code to al45 | Restaurant | NR | SmComCAC | 2.853e-08 | 1.1783e-06 | 0.0002357% | 9.063e-07% | 3.743e-05% | 7.487e-05% | 0.012106 | 0.5 | 0.8735% | 61.7% | 19.6% |  |  | 80.98% | 75.66% | 18% | 14 | 0.3% | 0.016 | 0.00288 |  | 0 | 0.021 | -0.009481 | -0.0017066 | -2.2344e-08
Glass-Lodging-GasHt-code to al45-NR | Glass | GasHt-Lodging-NR | Glass-NR | GasHt | low e base | code to al45 | Lodging | NR | SmComCAC | -1.9019e-08 | 1.394e-06 | 0.0002788% | -6.32e-07% | 4.632e-05% | 9.264e-05% | -0.0068217 | 0.5 | 5.332% | 58.99% | 19.6% |  |  | 36.94% | 85.27% | 8% | 14 | 0.3% | -0.008 | -0.00064 |  | 0 | 0.031417 | -0.014184 | -0.0011347 | -3.9546e-08
Glass-Hospital-GasHt-code to al45-NR | Glass | GasHt-Hospital-NR | Glass-NR | GasHt | low e base | code to al45 | Hospital | NR | SmComCAC | 4.6051e-08 | 1.1735e-06 | 0.0002347% | 8.301e-06% | 0.0002115% | 0.0004231% | 0.019621 | 0.5 | 2.495% | 40.83% | 73.6% |  |  | 96% | 91.26% | 8% | 14 | 0.3% | 0.0215 | 0.00172 |  | 0 | 0.042 | -0.018962 | -0.001517 | -4.4505e-08
Glass-OtherHealth-GasHt-code to al45-NR | Glass | GasHt-OtherHealth-NR | Glass-NR | GasHt | low e base | code to al45 | OtherHealth | NR | SmComCAC | 1.6892e-07 | 2.1882e-06 | 0.0004376% | 1.906e-05% | 0.0002469% | 0.0004939% | 0.038598 | 0.5 | 4.633% | 65.22% | 73.6% |  |  | 60.34% | 89.76% | 8% | 14 | 0.3% | 0.043 | 0.00344 |  | 0 | 0.052 | -0.023477 | -0.0018781 | -1.0274e-07
Glass-Other-GasHt-code to al45-NR | Glass | GasHt-Other-NR | Glass-NR | GasHt | low e base | code to al45 | Other | NR | SmComCAC | -4.6061e-08 | 6.7657e-06 | 0.001353% | -3.381e-06% | 0.0004966% | 0.0009932% | -0.003404 | 0.5 | 25.98% | 38.83% | 28.5% |  |  | 74.51% | 42.55% | 6% | 14 | 0.3% | -0.008 | -0.00048 |  | 0 | 0.031417 | -0.014184 | -0.00085104 | -1.9193e-07
Glass-Large Off-GasHt-code to al40-NR | Glass | GasHt-Large Off-NR | Glass-NR | GasHt | low e base | code to al40 | Large Off | NR | SmComCAC | 6.3228e-05 | 0.00051338 | 0.05134% | 0.01186% | 0.09631% | 0.09631% | 0.12316 | 1 | 7.999% | 25.32% | 47.5% |  |  | 38.41% | 87.35% | 15% | 13 | 44% | 0.141 | 0.02115 |  | 0 | 0.106 | -0.047857 | -0.0071785 | -2.4569e-05
Glass-Medium Off-GasHt-code to al40-NR | Glass | GasHt-Medium Off-NR | Glass-NR | GasHt | low e base | code to al40 | Medium Off | NR | SmComCAC | 6.1422e-05 | 0.00056327 | 0.05633% | 0.01024% | 0.09392% | 0.09392% | 0.10905 | 1 | 6.094% | 28.49% | 47.5% |  |  | 49.16% | 77.34% | 15% | 13 | 44% | 0.141 | 0.02115 |  | 0 | 0.106 | -0.047857 | -0.0071785 | -2.6956e-05
Glass-Small Off-GasHt-code to al40-NR | Glass | GasHt-Small Off-NR | Glass-NR | GasHt | low e base | code to al40 | Small Off | NR | SmComCAC | -0.00013226 | 0.00079279 | 0.07928% | -0.006038% | 0.03619% | 0.03619% | -0.16683 | 1 | 4.952% | 63.74% | 29.1% |  |  | 55.82% | 84.69% | 15% | 13 | 30% | -0.197 | -0.02955 |  | 0 | 0.111 | -0.050114 | -0.0075171 | -3.973e-05
Glass-Big Box-GasHt-code to al40-NR | Glass | GasHt-Big Box-NR | Glass-NR | GasHt | low e base | code to al40 | Big Box | NR | SmComCAC | 8.8057e-06 | 0.00010329 | 0.01033% | 0.0003496% | 0.004101% | 0.004101% | 0.085255 | 1 | 7.329% | 49.37% | 19.6% |  |  | 77.15% | 78.22% | 1% | 13 | 37% | 0.109 | 0.00109 |  | 0 | 0.069 | -0.031152 | -0.00031152 | -3.2176e-06
Glass-Small Box-GasHt-code to al40-NR | Glass | GasHt-Small Box-NR | Glass-NR | GasHt | low e base | code to al40 | Small Box | NR | SmComCAC | -1.5052e-05 | 0.00023163 | 0.02316% | -0.0006037% | 0.00929% | 0.00929% | -0.064983 | 1 | 4.691% | 48.87% | 19.6% |  |  | 67.37% | 59.08% | 5% | 13 | 30% | -0.11 | -0.0055 |  | 0 | 0.072 | -0.032506 | -0.0016253 | -7.5296e-06
Glass-High End-GasHt-code to al40-NR | Glass | GasHt-High End-NR | Glass-NR | GasHt | low e base | code to al40 | High End | NR | SmComCAC | -1.5056e-05 | 0.00024343 | 0.02434% | -0.0004737% | 0.007659% | 0.007659% | -0.061849 | 1 | 1.173% | 62.3% | 19.6% |  |  | 74.05% | 56.23% | 15% | 13 | 30% | -0.11 | -0.0165 |  | 0 | 0.072 | -0.032506 | -0.004876 | -7.9131e-06
Glass-Anchor-GasHt-code to al40-NR | Glass | GasHt-Anchor-NR | Glass-NR | GasHt | low e base | code to al40 | Anchor | NR | SmComCAC | 2.3016e-06 | 2.6997e-05 | 0.0027% | 0.0001636% | 0.001919% | 0.001919% | 0.085254 | 1 | 1.466% | 27.57% | 19.6% |  |  | 50.61% | 78.21% | 3% | 13 | 44% | 0.109 | 0.00327 |  | 0 | 0.069 | -0.031152 | -0.00093456 | -8.41e-07
Glass-K-12-GasHt-code to al40-NR | Glass | GasHt-K-12-NR | Glass-NR | GasHt | low e base | code to al40 | K-12 | NR | SmComCAC | 2.5003e-05 | 0.00053086 | 0.05309% | 0.002737% | 0.05811% | 0.05811% | 0.0471 | 1 | 6.289% | 67.24% | 73.6% |  |  | 83.68% | 48.81% | 5% | 13 | 30% | 0.0965 | 0.004825 |  | 0 | 0.0615 | -0.027766 | -0.0013883 | -1.474e-05
Glass-University-GasHt-code to al40-NR | Glass | GasHt-University-NR | Glass-NR | GasHt | low e base | code to al40 | University | NR | SmComCAC | 4.1894e-05 | 0.00033903 | 0.0339% | 0.00739% | 0.0598% | 0.0598% | 0.12357 | 1 | 3.24% | 41.73% | 73.6% |  |  | 81.42% | 80.03% | 7% | 13 | 44% | 0.1544 | 0.010808 |  | 0 | 0.1196 | -0.053997 | -0.0037798 | -1.8307e-05
Glass-Warehouse-GasHt-code to al40-NR | Glass | GasHt-Warehouse-NR | Glass-NR | GasHt | low e base | code to al40 | Warehouse | NR | SmComCAC | -1.3163e-05 | 0.00050395 | 0.05039% | -0.0006104% | 0.02337% | 0.02337% | -0.026119 | 1 | 16.51% | 42.27% | 19.6% |  |  | 80.22% | 22.52% | 3% | 13 | 30% | -0.116 | -0.00348 |  | 0 | 0.032 | -0.014447 | -0.00043342 | -7.2807e-06
Glass-Supermarket-GasHt-code to al40-NR | Glass | GasHt-Supermarket-NR | Glass-NR | GasHt | low e base | code to al40 | Supermarket | NR | SmComCAC | 5.5491e-07 | 1.0134e-05 | 0.001013% | 6.733e-05% | 0.00123% | 0.00123% | 0.054755 | 1 | 0.421% | 39.15% | 47.5% |  |  | 68.31% | 91.26% | 3% | 13 | 30% | 0.06 | 0.0018 |  | 0 | 0.069 | -0.031152 | -0.00093456 | -3.1571e-07
Glass-MIniMart-GasHt-code to al40-NR | Glass | GasHt-MIniMart-NR | Glass-NR | GasHt | low e base | code to al40 | MIniMart | NR | SmComCAC | 2.6593e-06 | 7.3024e-05 | 0.007302% | 0.000134% | 0.003679% | 0.003679% | 0.036417 | 1 | 0.5146% | 38.91% | 19.6% |  |  | 81.05% | 60.7% | 15% | 13 | 30% | 0.06 | 0.009 |  | 0 | 0.069 | -0.031152 | -0.0046728 | -2.2748e-06
Glass-Restaurant-GasHt-code to al40-NR | Glass | GasHt-Restaurant-NR | Glass-NR | GasHt | low e base | code to al40 | Restaurant | NR | SmComCAC | 5.8843e-06 | 0.00023567 | 0.02357% | 0.0001869% | 0.007487% | 0.007487% | 0.024969 | 1 | 0.8735% | 61.7% | 19.6% |  |  | 80.98% | 75.66% | 18% | 13 | 30% | 0.033 | 0.00594 |  | 0 | 0.059 | -0.026637 | -0.0047947 | -6.2775e-06
Glass-Lodging-GasHt-code to al40-NR | Glass | GasHt-Lodging-NR | Glass-NR | GasHt | low e base | code to al40 | Lodging | NR | SmComCAC | -2.9916e-06 | 0.00027881 | 0.02788% | -9.94e-05% | 0.009264% | 0.009264% | -0.01073 | 1 | 5.332% | 58.99% | 19.6% |  |  | 36.94% | 85.27% | 8% | 13 | 30% | -0.012583 | -0.0010067 |  | 0 | 0.084583 | -0.038188 | -0.003055 | -1.0647e-05
Glass-Hospital-GasHt-code to al40-NR | Glass | GasHt-Hospital-NR | Glass-NR | GasHt | low e base | code to al40 | Hospital | NR | SmComCAC | 3.8483e-05 | 0.00034423 | 0.03442% | 0.006937% | 0.06205% | 0.06205% | 0.11179 | 1 | 2.495% | 40.83% | 73.6% |  |  | 96% | 91.26% | 8% | 13 | 44% | 0.1225 | 0.0098 |  | 0 | 0.123 | -0.055532 | -0.0044425 | -1.9116e-05
Glass-OtherHealth-GasHt-code to al40-NR | Glass | GasHt-OtherHealth-NR | Glass-NR | GasHt | low e base | code to al40 | OtherHealth | NR | SmComCAC | 4.0854e-05 | 0.00043763 | 0.04376% | 0.00461% | 0.04939% | 0.04939% | 0.093352 | 1 | 4.633% | 65.22% | 73.6% |  |  | 60.34% | 89.76% | 8% | 13 | 30% | 0.104 | 0.00832 |  | 0 | 0.14 | -0.063207 | -0.0050566 | -2.7661e-05
Glass-Other-GasHt-code to al40-NR | Glass | GasHt-Other-NR | Glass-NR | GasHt | low e base | code to al40 | Other | NR | SmComCAC | -8.9355e-06 | 0.0016689 | 0.1669% | -0.0006559% | 0.1225% | 0.1225% | -0.0053542 | 1 | 25.98% | 38.83% | 28.5% |  |  | 74.51% | 42.55% | 6% | 13 | 37% | -0.012583 | -0.000755 |  | 0 | 0.084583 | -0.038188 | -0.0022913 | -6.3731e-05
Glass-Large Off-GasHt-code to al36-NR | Glass | GasHt-Large Off-NR | Glass-NR | GasHt | low e base | code to al36 | Large Off | NR | SmComCAC | 1.0854e-06 | 1.4001e-05 | 0.00035% | 0.0002036% | 0.002627% | 0.0006567% | 0.31008 | 4 | 7.999% | 25.32% | 47.5% |  |  | 38.41% | 87.35% | 15% | 12 | 0.3% | 0.355 | 0.05325 |  | 0 | 0.171 | -0.077203 | -0.01158 | -2.7023e-07
Glass-Medium Off-GasHt-code to al36-NR | Glass | GasHt-Medium Off-NR | Glass-NR | GasHt | low e base | code to al36 | Medium Off | NR | SmComCAC | 1.0544e-06 | 1.5362e-05 | 0.000384% | 0.0001758% | 0.002561% | 0.0006403% | 0.27455 | 4 | 6.094% | 28.49% | 47.5% |  |  | 49.16% | 77.34% | 15% | 12 | 0.3% | 0.355 | 0.05325 |  | 0 | 0.171 | -0.077203 | -0.01158 | -2.9649e-07
Glass-Small Off-GasHt-code to al36-NR | Glass | GasHt-Small Off-NR | Glass-NR | GasHt | low e base | code to al36 | Small Off | NR | SmComCAC | -2.3834e-06 | 3.1712e-05 | 0.0007928% | -0.0001088% | 0.001448% | 0.0003619% | -0.30064 | 4 | 4.952% | 63.74% | 29.1% |  |  | 55.82% | 84.69% | 15% | 12 | 0.3% | -0.355 | -0.05325 |  | 0 | 0.166 | -0.074945 | -0.011242 | -5.9416e-07
Glass-Big Box-GasHt-code to al36-NR | Glass | GasHt-Big Box-NR | Glass-NR | GasHt | low e base | code to al36 | Big Box | NR | SmComCAC | 1.1463e-07 | 3.3498e-06 | 8.375e-05% | 4.551e-06% | 0.000133% | 3.325e-05% | 0.13688 | 4 | 7.329% | 49.37% | 19.6% |  |  | 77.15% | 78.22% | 1% | 12 | 0.3% | 0.175 | 0.00175 |  | 0 | 0.105 | -0.047405 | -0.00047405 | -3.97e-08
Glass-Small Box-GasHt-code to al36-NR | Glass | GasHt-Small Box-NR | Glass-NR | GasHt | low e base | code to al36 | Small Box | NR | SmComCAC | -2.9147e-07 | 9.2654e-06 | 0.0002316% | -1.169e-05% | 0.0003716% | 9.29e-05% | -0.12583 | 4 | 4.691% | 48.87% | 19.6% |  |  | 67.37% | 59.08% | 5% | 12 | 0.3% | -0.213 | -0.01065 |  | 0 | 0.11 | -0.049663 | -0.0024831 | -1.1504e-07
Glass-High End-GasHt-code to al36-NR | Glass | GasHt-High End-NR | Glass-NR | GasHt | low e base | code to al36 | High End | NR | SmComCAC | -2.9154e-07 | 9.7373e-06 | 0.0002434% | -9.172e-06% | 0.0003063% | 7.659e-05% | -0.11976 | 4 | 1.173% | 62.3% | 19.6% |  |  | 74.05% | 56.23% | 15% | 12 | 0.3% | -0.213 | -0.03195 |  | 0 | 0.11 | -0.049663 | -0.0074494 | -1.2089e-07
Glass-Anchor-GasHt-code to al36-NR | Glass | GasHt-Anchor-NR | Glass-NR | GasHt | low e base | code to al36 | Anchor | NR | SmComCAC | 2.5194e-08 | 7.3627e-07 | 1.841e-05% | 1.791e-06% | 5.235e-05% | 1.309e-05% | 0.13688 | 4 | 1.466% | 27.57% | 19.6% |  |  | 50.61% | 78.21% | 3% | 12 | 0.3% | 0.175 | 0.00525 |  | 0 | 0.105 | -0.047405 | -0.0014222 | -8.7258e-09
Glass-K-12-GasHt-code to al36-NR | Glass | GasHt-K-12-NR | Glass-NR | GasHt | low e base | code to al36 | K-12 | NR | SmComCAC | 3.5368e-07 | 2.1234e-05 | 0.0005309% | 3.871e-05% | 0.002324% | 0.0005811% | 0.066623 | 4 | 6.289% | 67.24% | 73.6% |  |  | 83.68% | 48.81% | 5% | 12 | 0.3% | 0.1365 | 0.006825 |  | 0 | 0.0915 | -0.04131 | -0.0020655 | -2.193e-07
Glass-University-GasHt-code to al36-NR | Glass | GasHt-University-NR | Glass-NR | GasHt | low e base | code to al36 | University | NR | SmComCAC | 5.2356e-07 | 9.2463e-06 | 0.0002312% | 9.235e-05% | 0.001631% | 0.0004077% | 0.22649 | 4 | 3.24% | 41.73% | 73.6% |  |  | 81.42% | 80.03% | 7% | 12 | 0.3% | 0.283 | 0.01981 |  | 0 | 0.1838 | -0.082982 | -0.0058087 | -1.9182e-07
Glass-Warehouse-GasHt-code to al36-NR | Glass | GasHt-Warehouse-NR | Glass-NR | GasHt | low e base | code to al36 | Warehouse | NR | SmComCAC | -1.3163e-07 | 2.0158e-05 | 0.0005039% | -6.104e-06% | 0.0009347% | 0.0002337% | -0.026119 | 4 | 16.51% | 42.27% | 19.6% |  |  | 80.22% | 22.52% | 3% | 12 | 0.3% | -0.116 | -0.00348 |  | 0 | 0.056 | -0.025283 | -0.00075848 | -1.2741e-07
Glass-Supermarket-GasHt-code to al36-NR | Glass | GasHt-Supermarket-NR | Glass-NR | GasHt | low e base | code to al36 | Supermarket | NR | SmComCAC | 7.3988e-09 | 4.0538e-07 | 1.013e-05% | 8.977e-07% | 4.918e-05% | 1.23e-05% | 0.073007 | 4 | 0.421% | 39.15% | 47.5% |  |  | 68.31% | 91.26% | 3% | 12 | 0.3% | 0.08 | 0.0024 |  | 0 | 0.104 | -0.046954 | -0.0014086 | -4.7585e-09
Glass-MIniMart-GasHt-code to al36-NR | Glass | GasHt-MIniMart-NR | Glass-NR | GasHt | low e base | code to al36 | MIniMart | NR | SmComCAC | 3.5458e-08 | 2.921e-06 | 7.302e-05% | 1.786e-06% | 0.0001471% | 3.679e-05% | 0.048557 | 4 | 0.5146% | 38.91% | 19.6% |  |  | 81.05% | 60.7% | 15% | 12 | 0.3% | 0.08 | 0.012 |  | 0 | 0.104 | -0.046954 | -0.0070431 | -3.4287e-08
Glass-Restaurant-GasHt-code to al36-NR | Glass | GasHt-Restaurant-NR | Glass-NR | GasHt | low e base | code to al36 | Restaurant | NR | SmComCAC | 5.8843e-08 | 9.4267e-06 | 0.0002357% | 1.869e-06% | 0.0002995% | 7.487e-05% | 0.024969 | 4 | 0.8735% | 61.7% | 19.6% |  |  | 80.98% | 75.66% | 18% | 12 | 0.3% | 0.033 | 0.00594 |  | 0 | 0.09 | -0.040633 | -0.0073139 | -9.5759e-08
Glass-Lodging-GasHt-code to al36-NR | Glass | GasHt-Lodging-NR | Glass-NR | GasHt | low e base | code to al36 | Lodging | NR | SmComCAC | -2.9124e-08 | 1.1152e-05 | 0.0002788% | -9.677e-07% | 0.0003706% | 9.264e-05% | -0.010446 | 4 | 5.332% | 58.99% | 19.6% |  |  | 36.94% | 85.27% | 8% | 12 | 0.3% | -0.01225 | -0.00098 |  | 0 | 0.13017 | -0.058767 | -0.0047014 | -1.6385e-07
Glass-Hospital-GasHt-code to al36-NR | Glass | GasHt-Hospital-NR | Glass-NR | GasHt | low e base | code to al36 | Hospital | NR | SmComCAC | 5.5046e-07 | 9.3882e-06 | 0.0002347% | 9.923e-05% | 0.001692% | 0.0004231% | 0.23453 | 4 | 2.495% | 40.83% | 73.6% |  |  | 96% | 91.26% | 8% | 12 | 0.3% | 0.257 | 0.02056 |  | 0 | 0.191 | -0.086232 | -0.0068986 | -2.0239e-07
Glass-OtherHealth-GasHt-code to al36-NR | Glass | GasHt-OtherHealth-NR | Glass-NR | GasHt | low e base | code to al36 | OtherHealth | NR | SmComCAC | 6.2459e-07 | 1.7505e-05 | 0.0004376% | 7.048e-05% | 0.001975% | 0.0004939% | 0.14272 | 4 | 4.633% | 65.22% | 73.6% |  |  | 60.34% | 89.76% | 8% | 12 | 0.3% | 0.159 | 0.01272 |  | 0 | 0.211 | -0.095262 | -0.007621 | -4.169e-07
Glass-Other-GasHt-code to al36-NR | Glass | GasHt-Other-NR | Glass-NR | GasHt | low e base | code to al36 | Other | NR | SmComCAC | -7.0531e-08 | 5.4126e-05 | 0.001353% | -5.177e-06% | 0.003973% | 0.0009932% | -0.0052124 | 4 | 25.98% | 38.83% | 28.5% |  |  | 74.51% | 42.55% | 6% | 12 | 0.3% | -0.01225 | -0.000735 |  | 0 | 0.13017 | -0.058767 | -0.003526 | -7.9521e-07
Glass-Large Off-GasHt-code to al45-New | Glass | GasHt-Large Off-New | Glass-New | GasHt | low e base | code to al45 | Large Off | New | SmComCAC | -2.6646e-07 | 2.2971e-06 | 0.0004594% | -3.8086e-07 | 3.2833e-06 | 0.0006567% | -0.058 | 0.5 | 7.999% | 33.23% | 47.5% |  |  | 38.41% | 100% | 15% | 4 | 0.3% | -0.058 | -0.0087 |  | 0 | 0.037 | -0.016705 | -0.0025057 | -7.6744e-08 | -1.0969e-07
Glass-Medium Off-GasHt-code to al45-New | Glass | GasHt-Medium Off-New | Glass-New | GasHt | low e base | code to al45 | Medium Off | New | SmComCAC | -2.9236e-07 | 2.5203e-06 | 0.0005041% | -3.714e-07 | 3.2017e-06 | 0.0006403% | -0.058 | 0.5 | 6.094% | 37.39% | 47.5% |  |  | 49.16% | 100% | 15% | 4 | 0.3% | -0.058 | -0.0087 |  | 0 | 0.037 | -0.016705 | -0.0025057 | -8.4202e-08 | -1.0697e-07
Glass-Small Off-GasHt-code to al45-New | Glass | GasHt-Small Off-New | Glass-New | GasHt | low e base | code to al45 | Small Off | New | SmComCAC | -5.3286e-07 | 3.5131e-06 | 0.0007026% | -2.7448e-07 | 1.8096e-06 | 0.0003619% | -0.07584 | 0.5 | 4.952% | 56.49% | 29.1% |  |  | 55.82% | 96% | 15% | 4 | 0.3% | -0.079 | -0.01185 |  | 0 | 0.038 | -0.017156 | -0.0025734 | -1.2054e-07 | -6.2092e-08
Glass-Big Box-GasHt-code to al45-New | Glass | GasHt-Big Box-New | Glass-New | GasHt | low e base | code to al45 | Big Box | New | SmComCAC | 4.0614e-08 | 4.2082e-07 | 8.416e-05% | 1.6044e-08 | 1.6624e-07 | 3.325e-05% | 0.048256 | 0.5 | 7.329% | 49.62% | 19.6% |  |  | 77.15% | 89.36% | 1% | 4 | 0.3% | 0.054 | 0.00054 |  | 0 | 0.025 | -0.011287 | -0.00011287 | -9.4996e-09 | -3.7527e-09
Glass-Small Box-GasHt-code to al45-New | Glass | GasHt-Small Box-New | Glass-New | GasHt | low e base | code to al45 | Small Box | New | SmComCAC | -8.034e-08 | 1.164e-06 | 0.0002328% | -3.2063e-08 | 4.6452e-07 | 9.29e-05% | -0.034511 | 0.5 | 4.691% | 49.11% | 19.6% |  |  | 67.37% | 88.49% | 5% | 4 | 0.3% | -0.039 | -0.00195 |  | 0 | 0.03 | -0.013544 | -0.00067722 | -3.153e-08 | -1.2583e-08
Glass-High End-GasHt-code to al45-New | Glass | GasHt-High End-New | Glass-New | GasHt | low e base | code to al45 | High End | New | SmComCAC | -8.1839e-08 | 1.2232e-06 | 0.0002446% | -2.5619e-08 | 3.8293e-07 | 7.659e-05% | -0.033452 | 0.5 | 1.173% | 62.61% | 19.6% |  |  | 74.05% | 85.77% | 15% | 4 | 0.3% | -0.039 | -0.00585 |  | 0 | 0.03 | -0.013544 | -0.0020317 | -3.3136e-08 | -1.0373e-08
Glass-Anchor-GasHt-code to al45-New | Glass | GasHt-Anchor-New | Glass-New | GasHt | low e base | code to al45 | Anchor | New | SmComCAC | 1.4228e-08 | 1.4799e-07 | 2.96e-05% | 6.2907e-09 | 6.5432e-08 | 1.309e-05% | 0.048071 | 0.5 | 1.466% | 44.33% | 19.6% |  |  | 50.61% | 89.02% | 3% | 4 | 0.3% | 0.054 | 0.00162 |  | 0 | 0.025 | -0.011287 | -0.00033861 | -3.3407e-09 | -1.477e-09
Glass-K-12-GasHt-code to al45-New | Glass | GasHt-K-12-New | Glass-New | GasHt | low e base | code to al45 | K-12 | New | SmComCAC | 4.9927e-08 | 8.7592e-07 | 0.0001752% | 1.656e-07 | 2.9053e-06 | 0.0005811% | 0.0285 | 0.5 | 6.289% | 22.19% | 73.6% |  |  | 83.68% | 75% | 5% | 4 | 0.3% | 0.038 | 0.0019 |  | 0 | 0.0225 | -0.010158 | -0.00050791 | -1.7796e-08 | -5.9025e-08
Glass-University-GasHt-code to al45-New | Glass | GasHt-University-New | Glass-New | GasHt | low e base | code to al45 | University | New | SmComCAC | 3.2465e-08 | 6.1025e-07 | 0.0001221% | 1.0846e-07 | 2.0387e-06 | 0.0004077% | 0.0266 | 0.5 | 3.24% | 22.03% | 73.6% |  |  | 81.42% | 95% | 7% | 4 | 0.3% | 0.028 | 0.00196 |  | 0 | 0.0416 | -0.018781 | -0.0013147 | -2.2923e-08 | -7.658e-08
Glass-Warehouse-GasHt-code to al45-New | Glass | GasHt-Warehouse-New | Glass-New | GasHt | low e base | code to al45 | Warehouse | New | SmComCAC | 1.5194e-10 | 2.5323e-06 | 0.0005065% | 7.0106e-11 | 1.1684e-06 | 0.0002337% | 3e-05 | 0.5 | 16.51% | 42.48% | 19.6% |  |  | 80.22% | 30% | 3% | 4 | 0.3% | 0.0001 | 3e-06 |  | 0 | 0.0001 | -4.5148e-05 | -1.3544e-06 | -2.2866e-10 | -1.055e-10
Glass-Supermarket-GasHt-code to al45-New | Glass | GasHt-Supermarket-New | Glass-New | GasHt | low e base | code to al45 | Supermarket | New | SmComCAC | 2.0218e-08 | 5.3206e-08 | 1.064e-05% | 2.3362e-08 | 6.1479e-08 | 1.23e-05% | 0.19 | 0.5 | 0.421% | 41.11% | 47.5% |  |  | 68.31% | 95% | 3% | 4 | 0.3% | 0.2 | 0.006 |  | 0 | 0.025 | -0.011287 | -0.00033861 | -1.2011e-09 | -1.3878e-09
Glass-MIniMart-GasHt-code to al45-New | Glass | GasHt-MIniMart-New | Glass-New | GasHt | low e base | code to al45 | MIniMart | New | SmComCAC | 2.1723e-07 | 5.8711e-07 | 0.0001174% | 6.8056e-08 | 1.8393e-07 | 3.679e-05% | 0.185 | 0.5 | 0.5146% | 62.56% | 19.6% |  |  | 81.05% | 92.5% | 15% | 4 | 0.3% | 0.2 | 0.03 |  | 0 | 0.025 | -0.011287 | -0.001693 | -1.3253e-08 | -4.1521e-09
Glass-Restaurant-GasHt-code to al45-New | Glass | GasHt-Restaurant-New | Glass-New | GasHt | low e base | code to al45 | Restaurant | New | SmComCAC | 2.1908e-10 | 1.1842e-06 | 0.0002368% | 6.9253e-11 | 3.7434e-07 | 7.487e-05% | 9.25e-05 | 0.5 | 0.8735% | 62% | 19.6% |  |  | 80.98% | 92.5% | 18% | 4 | 0.3% | 0.0001 | 1.8e-05 |  | 0 | 0.027 | -0.01219 | -0.0021942 | -2.8871e-08 | -9.1263e-09
Glass-Lodging-GasHt-code to al45-New | Glass | GasHt-Lodging-New | Glass-New | GasHt | low e base | code to al45 | Lodging | New | SmComCAC | 4.2147e-08 | 1.401e-06 | 0.0002802% | 1.3935e-08 | 4.632e-07 | 9.264e-05% | 0.015042 | 0.5 | 5.332% | 59.28% | 19.6% |  |  | 36.94% | 95% | 8% | 4 | 0.3% | 0.015833 | 0.0012667 |  | 0 | 0.030417 | -0.013732 | -0.0010986 | -3.8479e-08 | -1.2722e-08
Glass-Hospital-GasHt-code to al45-New | Glass | GasHt-Hospital-New | Glass-New | GasHt | low e base | code to al45 | Hospital | New | SmComCAC | 2.7078e-08 | 6.1962e-07 | 0.0001239% | 9.2443e-08 | 2.1154e-06 | 0.0004231% | 0.02185 | 0.5 | 2.495% | 21.56% | 73.6% |  |  | 96% | 95% | 8% | 4 | 0.3% | 0.023 | 0.00184 |  | 0 | 0.0405 | -0.018285 | -0.0014628 | -2.2659e-08 | -7.736e-08
Glass-OtherHealth-GasHt-code to al45-New | Glass | GasHt-OtherHealth-New | Glass-New | GasHt | low e base | code to al45 | OtherHealth | New | SmComCAC | 1.4269e-07 | 7.2209e-07 | 0.0001444% | 4.8794e-07 | 2.4693e-06 | 0.0004939% | 0.0988 | 0.5 | 4.633% | 21.52% | 73.6% |  |  | 60.34% | 95% | 8% | 4 | 0.3% | 0.104 | 0.00832 |  | 0 | 0.044 | -0.019865 | -0.0015892 | -2.8689e-08 | -9.8106e-08
Glass-Other-GasHt-code to al45-New | Glass | GasHt-Other-New | Glass-New | GasHt | low e base | code to al45 | Other | New | SmComCAC | 1.9914e-07 | 9.675e-06 | 0.001935% | 1.0222e-07 | 4.9662e-06 | 0.0009932% | 0.010292 | 0.5 | 25.98% | 55.52% | 28.5% |  |  | 74.51% | 65% | 6% | 4 | 0.3% | 0.015833 | 0.00095 |  | 0 | 0.030417 | -0.013732 | -0.00082395 | -2.6572e-07 | -1.364e-07
Glass-Large Off-GasHt-code to al40-New | Glass | GasHt-Large Off-New | Glass-New | GasHt | low e base | code to al40 | Large Off | New | SmComCAC | -6.6033e-05 | 0.00067381 | 0.06738% | -9.4383e-05 | 0.00096309 | 0.09631% | -0.098 | 1 | 7.999% | 33.23% | 47.5% |  |  | 38.41% | 100% | 15% | 3 | 44% | -0.098 | -0.0147 |  | 0 | 0.106 | -0.047857 | -0.0071785 | -3.2246e-05 | -4.609e-05
Glass-Medium Off-GasHt-code to al40-New | Glass | GasHt-Medium Off-New | Glass-New | GasHt | low e base | code to al40 | Medium Off | New | SmComCAC | -7.245e-05 | 0.00073929 | 0.07393% | -9.2039e-05 | 0.00093918 | 0.09392% | -0.098 | 1 | 6.094% | 37.39% | 47.5% |  |  | 49.16% | 100% | 15% | 3 | 44% | -0.098 | -0.0147 |  | 0 | 0.106 | -0.047857 | -0.0071785 | -3.538e-05 | -4.4946e-05
Glass-Small Off-GasHt-code to al40-New | Glass | GasHt-Small Off-New | Glass-New | GasHt | low e base | code to al40 | Small Off | New | SmComCAC | -0.00010657 | 0.00070261 | 0.07026% | -5.4896e-05 | 0.00036192 | 0.03619% | -0.15168 | 1 | 4.952% | 56.49% | 29.1% |  |  | 55.82% | 96% | 15% | 3 | 30% | -0.158 | -0.0237 |  | 0 | 0.1 | -0.045148 | -0.0067722 | -3.1721e-05 | -1.634e-05
Glass-Big Box-GasHt-code to al40-New | Glass | GasHt-Big Box-New | Glass-New | GasHt | low e base | code to al40 | Big Box | New | SmComCAC | 1.512e-05 | 0.0001038 | 0.01038% | 5.9731e-06 | 4.1006e-05 | 0.004101% | 0.14566 | 1 | 7.329% | 49.62% | 19.6% |  |  | 77.15% | 89.36% | 1% | 3 | 37% | 0.163 | 0.00163 |  | 0 | 0.067 | -0.030249 | -0.00030249 | -3.1399e-06 | -1.2404e-06
Glass-Small Box-GasHt-code to al40-New | Glass | GasHt-Small Box-New | Glass-New | GasHt | low e base | code to al40 | Small Box | New | SmComCAC | -3.193e-05 | 0.00023279 | 0.02328% | -1.2743e-05 | 9.2904e-05 | 0.00929% | -0.13716 | 1 | 4.691% | 49.11% | 19.6% |  |  | 67.37% | 88.49% | 5% | 3 | 30% | -0.155 | -0.00775 |  | 0 | 0.08 | -0.036118 | -0.0018059 | -8.4081e-06 | -3.3555e-06
Glass-High End-GasHt-code to al40-New | Glass | GasHt-High End-New | Glass-New | GasHt | low e base | code to al40 | High End | New | SmComCAC | -3.2526e-05 | 0.00024465 | 0.02446% | -1.0182e-05 | 7.6585e-05 | 0.007659% | -0.13295 | 1 | 1.173% | 62.61% | 19.6% |  |  | 74.05% | 85.77% | 15% | 3 | 30% | -0.155 | -0.02325 |  | 0 | 0.08 | -0.036118 | -0.0054177 | -8.8363e-06 | -2.7661e-06
Glass-Anchor-GasHt-code to al40-New | Glass | GasHt-Anchor-New | Glass-New | GasHt | low e base | code to al40 | Anchor | New | SmComCAC | 6.299e-06 | 4.3411e-05 | 0.004341% | 2.785e-06 | 1.9193e-05 | 0.001919% | 0.1451 | 1 | 1.466% | 44.33% | 19.6% |  |  | 50.61% | 89.02% | 3% | 3 | 44% | 0.163 | 0.00489 |  | 0 | 0.067 | -0.030249 | -0.00090747 | -1.3131e-06 | -5.8058e-07
Glass-K-12-GasHt-code to al40-New | Glass | GasHt-K-12-New | Glass-New | GasHt | low e base | code to al40 | K-12 | New | SmComCAC | 1.2153e-05 | 0.00017518 | 0.01752% | 4.0311e-05 | 0.00058106 | 0.05811% | 0.069375 | 1 | 6.289% | 22.19% | 73.6% |  |  | 83.68% | 75% | 5% | 3 | 30% | 0.0925 | 0.004625 |  | 0 | 0.0605 | -0.027314 | -0.0013657 | -4.785e-06 | -1.5871e-05
Glass-University-GasHt-code to al40-New | Glass | GasHt-University-New | Glass-New | GasHt | low e base | code to al40 | University | New | SmComCAC | 1.5679e-05 | 0.00017901 | 0.0179% | 5.2381e-05 | 0.00059802 | 0.0598% | 0.08759 | 1 | 3.24% | 22.03% | 73.6% |  |  | 81.42% | 95% | 7% | 3 | 44% | 0.0922 | 0.006454 |  | 0 | 0.1144 | -0.051649 | -0.0036154 | -9.2456e-06 | -3.0887e-05
Glass-Warehouse-GasHt-code to al40-New | Glass | GasHt-Warehouse-New | Glass-New | GasHt | low e base | code to al40 | Warehouse | New | SmComCAC | 1.5194e-08 | 0.00050647 | 0.05065% | 7.0106e-09 | 0.00023369 | 0.02337% | 3e-05 | 1 | 16.51% | 42.48% | 19.6% |  |  | 80.22% | 30% | 3% | 3 | 30% | 0.0001 | 3e-06 |  | 0 | 0.0001 | -4.5148e-05 | -1.3544e-06 | -2.2866e-08 | -1.055e-08
Glass-Supermarket-GasHt-code to al40-New | Glass | GasHt-Supermarket-New | Glass-New | GasHt | low e base | code to al40 | Supermarket | New | SmComCAC | 5.4589e-06 | 1.0641e-05 | 0.001064% | 6.3078e-06 | 1.2296e-05 | 0.00123% | 0.513 | 1 | 0.421% | 41.11% | 47.5% |  |  | 68.31% | 95% | 3% | 3 | 30% | 0.54 | 0.0162 |  | 0 | 0.066 | -0.029798 | -0.00089393 | -3.1708e-07 | -3.6639e-07
Glass-MIniMart-GasHt-code to al40-New | Glass | GasHt-MIniMart-New | Glass-New | GasHt | low e base | code to al40 | MIniMart | New | SmComCAC | 5.8653e-05 | 0.00011742 | 0.01174% | 1.8375e-05 | 3.6787e-05 | 0.003679% | 0.4995 | 1 | 0.5146% | 62.56% | 19.6% |  |  | 81.05% | 92.5% | 15% | 3 | 30% | 0.54 | 0.081 |  | 0 | 0.066 | -0.029798 | -0.0044696 | -3.4989e-06 | -1.0962e-06
Glass-Restaurant-GasHt-code to al40-New | Glass | GasHt-Restaurant-New | Glass-New | GasHt | low e base | code to al40 | Restaurant | New | SmComCAC | 1.424e-05 | 0.00023685 | 0.02368% | 4.5014e-06 | 7.4868e-05 | 0.007487% | 0.060125 | 1 | 0.8735% | 62% | 19.6% |  |  | 80.98% | 92.5% | 18% | 3 | 30% | 0.065 | 0.0117 |  | 0 | 0.07 | -0.031603 | -0.0056886 | -7.4851e-06 | -2.3661e-06
Glass-Lodging-GasHt-code to al40-New | Glass | GasHt-Lodging-New | Glass-New | GasHt | low e base | code to al40 | Lodging | New | SmComCAC | 1.3864e-05 | 0.0002802 | 0.02802% | 4.5837e-06 | 9.264e-05 | 0.009264% | 0.049479 | 1 | 5.332% | 59.28% | 19.6% |  |  | 36.94% | 95% | 8% | 3 | 30% | 0.052083 | 0.0041667 |  | 0 | 0.082 | -0.037021 | -0.0029617 | -1.0373e-05 | -3.4296e-06
Glass-Hospital-GasHt-code to al40-New | Glass | GasHt-Hospital-New | Glass-New | GasHt | low e base | code to al40 | Hospital | New | SmComCAC | 1.6317e-05 | 0.00018176 | 0.01818% | 5.5707e-05 | 0.00062052 | 0.06205% | 0.089775 | 1 | 2.495% | 21.56% | 73.6% |  |  | 96% | 95% | 8% | 3 | 44% | 0.0945 | 0.00756 |  | 0 | 0.112 | -0.050566 | -0.0040452 | -9.1906e-06 | -3.1377e-05
Glass-OtherHealth-GasHt-code to al40-New | Glass | GasHt-OtherHealth-New | Glass-New | GasHt | low e base | code to al40 | OtherHealth | New | SmComCAC | 3.9376e-05 | 0.00014442 | 0.01444% | 0.00013465 | 0.00049386 | 0.04939% | 0.27265 | 1 | 4.633% | 21.52% | 73.6% |  |  | 60.34% | 95% | 8% | 3 | 30% | 0.287 | 0.02296 |  | 0 | 0.118 | -0.053274 | -0.004262 | -7.6938e-06 | -2.631e-05
Glass-Other-GasHt-code to al40-New | Glass | GasHt-Other-New | Glass-New | GasHt | low e base | code to al40 | Other | New | SmComCAC | 8.0793e-05 | 0.0023865 | 0.2387% | 4.1471e-05 | 0.001225 | 0.1225% | 0.033854 | 1 | 25.98% | 55.52% | 28.5% |  |  | 74.51% | 65% | 6% | 3 | 37% | 0.052083 | 0.003125 |  | 0 | 0.082 | -0.037021 | -0.0022213 | -8.8351e-05 | -4.5351e-05
Glass-Large Off-GasHt-code to al36-New | Glass | GasHt-Large Off-New | Glass-New | GasHt | low e base | code to al36 | Large Off | New | SmComCAC | -5.3292e-07 | 1.8377e-05 | 0.0004594% | -7.6172e-07 | 2.6266e-05 | 0.0006567% | -0.116 | 4 | 7.999% | 33.23% | 47.5% |  |  | 38.41% | 100% | 15% | 2 | 0.3% | -0.116 | -0.0174 |  | 0 | 0.165 | -0.074494 | -0.011174 | -3.4224e-07 | -4.8917e-07
Glass-Medium Off-GasHt-code to al36-New | Glass | GasHt-Medium Off-New | Glass-New | GasHt | low e base | code to al36 | Medium Off | New | SmComCAC | -5.8471e-07 | 2.0162e-05 | 0.0005041% | -7.428e-07 | 2.5614e-05 | 0.0006403% | -0.116 | 4 | 6.094% | 37.39% | 47.5% |  |  | 49.16% | 100% | 15% | 2 | 0.3% | -0.116 | -0.0174 |  | 0 | 0.165 | -0.074494 | -0.011174 | -3.755e-07 | -4.7702e-07
Glass-Small Off-GasHt-code to al36-New | Glass | GasHt-Small Off-New | Glass-New | GasHt | low e base | code to al36 | Small Off | New | SmComCAC | -2.1314e-06 | 2.8104e-05 | 0.0007026% | -1.0979e-06 | 1.4477e-05 | 0.0003619% | -0.30336 | 4 | 4.952% | 56.49% | 29.1% |  |  | 55.82% | 96% | 15% | 2 | 0.3% | -0.316 | -0.0474 |  | 0 | 0.151 | -0.068173 | -0.010226 | -4.7899e-07 | -2.4673e-07
Glass-Big Box-GasHt-code to al36-New | Glass | GasHt-Big Box-New | Glass-New | GasHt | low e base | code to al36 | Big Box | New | SmComCAC | 1.6321e-07 | 3.3666e-06 | 8.416e-05% | 6.4475e-08 | 1.3299e-06 | 3.325e-05% | 0.19392 | 4 | 7.329% | 49.62% | 19.6% |  |  | 77.15% | 89.36% | 1% | 2 | 0.3% | 0.217 | 0.00217 |  | 0 | 0.1 | -0.045148 | -0.00045148 | -3.7998e-08 | -1.5011e-08
Glass-Small Box-GasHt-code to al36-New | Glass | GasHt-Small Box-New | Glass-New | GasHt | low e base | code to al36 | Small Box | New | SmComCAC | -4.3878e-07 | 9.3117e-06 | 0.0002328% | -1.7511e-07 | 3.7162e-06 | 9.29e-05% | -0.18849 | 4 | 4.691% | 49.11% | 19.6% |  |  | 67.37% | 88.49% | 5% | 2 | 0.3% | -0.213 | -0.01065 |  | 0 | 0.121 | -0.054629 | -0.0027314 | -1.2717e-07 | -5.0752e-08
Glass-High End-GasHt-code to al36-New | Glass | GasHt-High End-New | Glass-New | GasHt | low e base | code to al36 | High End | New | SmComCAC | -4.4697e-07 | 9.7859e-06 | 0.0002446% | -1.3992e-07 | 3.0634e-06 | 7.659e-05% | -0.1827 | 4 | 1.173% | 62.61% | 19.6% |  |  | 74.05% | 85.77% | 15% | 2 | 0.3% | -0.213 | -0.03195 |  | 0 | 0.121 | -0.054629 | -0.0081943 | -1.3365e-07 | -4.1838e-08
Glass-Anchor-GasHt-code to al36-New | Glass | GasHt-Anchor-New | Glass-New | GasHt | low e base | code to al36 | Anchor | New | SmComCAC | 5.7176e-08 | 1.1839e-06 | 2.96e-05% | 2.5279e-08 | 5.2345e-07 | 1.309e-05% | 0.19317 | 4 | 1.466% | 44.33% | 19.6% |  |  | 50.61% | 89.02% | 3% | 2 | 0.3% | 0.217 | 0.00651 |  | 0 | 0.1 | -0.045148 | -0.0013544 | -1.3363e-08 | -5.9082e-09
Glass-K-12-GasHt-code to al36-New | Glass | GasHt-K-12-New | Glass-New | GasHt | low e base | code to al36 | K-12 | New | SmComCAC | 1.8591e-07 | 7.0073e-06 | 0.0001752% | 6.1665e-07 | 2.3242e-05 | 0.0005811% | 0.10612 | 4 | 6.289% | 22.19% | 73.6% |  |  | 83.68% | 75% | 5% | 2 | 0.3% | 0.1415 | 0.007075 |  | 0 | 0.0915 | -0.04131 | -0.0020655 | -7.2369e-08 | -2.4004e-07
Glass-University-GasHt-code to al36-New | Glass | GasHt-University-New | Glass-New | GasHt | low e base | code to al36 | University | New | SmComCAC | 1.7508e-07 | 4.882e-06 | 0.0001221% | 5.8491e-07 | 1.631e-05 | 0.0004077% | 0.14345 | 4 | 3.24% | 22.03% | 73.6% |  |  | 81.42% | 95% | 7% | 2 | 0.3% | 0.151 | 0.01057 |  | 0 | 0.1746 | -0.078828 | -0.005518 | -9.621e-08 | -3.2142e-07
Glass-Warehouse-GasHt-code to al36-New | Glass | GasHt-Warehouse-New | Glass-New | GasHt | low e base | code to al36 | Warehouse | New | SmComCAC | 1.5194e-10 | 2.0259e-05 | 0.0005065% | 7.0106e-11 | 9.3475e-06 | 0.0002337% | 3e-05 | 4 | 16.51% | 42.48% | 19.6% |  |  | 80.22% | 30% | 3% | 2 | 0.3% | 0.0001 | 3e-06 |  | 0 | 0.0001 | -4.5148e-05 | -1.3544e-06 | -2.2866e-10 | -1.055e-10
Glass-Supermarket-GasHt-code to al36-New | Glass | GasHt-Supermarket-New | Glass-New | GasHt | low e base | code to al36 | Supermarket | New | SmComCAC | 8.0772e-08 | 4.2565e-07 | 1.064e-05% | 9.3331e-08 | 4.9183e-07 | 1.23e-05% | 0.75905 | 4 | 0.421% | 41.11% | 47.5% |  |  | 68.31% | 95% | 3% | 2 | 0.3% | 0.799 | 0.02397 |  | 0 | 0.101 | -0.045599 | -0.001368 | -4.8523e-09 | -5.6068e-09
Glass-MIniMart-GasHt-code to al36-New | Glass | GasHt-MIniMart-New | Glass-New | GasHt | low e base | code to al36 | MIniMart | New | SmComCAC | 8.6784e-07 | 4.6969e-06 | 0.0001174% | 2.7188e-07 | 1.4715e-06 | 3.679e-05% | 0.73908 | 4 | 0.5146% | 62.56% | 19.6% |  |  | 81.05% | 92.5% | 15% | 2 | 0.3% | 0.799 | 0.11985 |  | 0 | 0.101 | -0.045599 | -0.0068399 | -5.3544e-08 | -1.6775e-08
Glass-Restaurant-GasHt-code to al36-New | Glass | GasHt-Restaurant-New | Glass-New | GasHt | low e base | code to al36 | Restaurant | New | SmComCAC | 1.424e-07 | 9.4738e-06 | 0.0002368% | 4.5014e-08 | 2.9947e-06 | 7.487e-05% | 0.060125 | 4 | 0.8735% | 62% | 19.6% |  |  | 80.98% | 92.5% | 18% | 2 | 0.3% | 0.065 | 0.0117 |  | 0 | 0.107 | -0.048308 | -0.0086955 | -1.1442e-07 | -3.6167e-08
Glass-Lodging-GasHt-code to al36-New | Glass | GasHt-Lodging-New | Glass-New | GasHt | low e base | code to al36 | Lodging | New | SmComCAC | 1.7746e-07 | 1.1208e-05 | 0.0002802% | 5.8672e-08 | 3.7056e-06 | 9.264e-05% | 0.063333 | 4 | 5.332% | 59.28% | 19.6% |  |  | 36.94% | 95% | 8% | 2 | 0.3% | 0.066667 | 0.0053333 |  | 0 | 0.12342 | -0.05572 | -0.0044576 | -1.5613e-07 | -5.1619e-08
Glass-Hospital-GasHt-code to al36-New | Glass | GasHt-Hospital-New | Glass-New | GasHt | low e base | code to al36 | Hospital | New | SmComCAC | 1.7954e-07 | 4.957e-06 | 0.0001239% | 6.1294e-07 | 1.6923e-05 | 0.0004231% | 0.14488 | 4 | 2.495% | 21.56% | 73.6% |  |  | 96% | 95% | 8% | 2 | 0.3% | 0.1525 | 0.0122 |  | 0 | 0.171 | -0.077203 | -0.0061762 | -9.5673e-08 | -3.2663e-07
Glass-OtherHealth-GasHt-code to al36-New | Glass | GasHt-OtherHealth-New | Glass-New | GasHt | low e base | code to al36 | OtherHealth | New | SmComCAC | 5.776e-07 | 5.7767e-06 | 0.0001444% | 1.9752e-06 | 1.9755e-05 | 0.0004939% | 0.39995 | 4 | 4.633% | 21.52% | 73.6% |  |  | 60.34% | 95% | 8% | 2 | 0.3% | 0.421 | 0.03368 |  | 0 | 0.177 | -0.079912 | -0.0063929 | -1.1541e-07 | -3.9465e-07
Glass-Other-GasHt-code to al36-New | Glass | GasHt-Other-New | Glass-New | GasHt | low e base | code to al36 | Other | New | SmComCAC | 8.385e-07 | 7.74e-05 | 0.001935% | 4.304e-07 | 3.973e-05 | 0.0009932% | 0.043333 | 4 | 25.98% | 55.52% | 28.5% |  |  | 74.51% | 65% | 6% | 2 | 0.3% | 0.066667 | 0.004 |  | 0 | 0.12342 | -0.05572 | -0.0033432 | -1.0782e-06 | -5.5343e-07
Glass-Large Off-HtPmpHt-code to al45-NR | Glass | HtPmpHt-Large Off-NR | Glass-NR | HtPmpHt | low e base | code to al45 | Large Off | NR | ExCOMM | 8.6639e-07 | 9.4729e-07 | 0.0001895% | 0.0001625% | 0.0001777% | 0.0003554% | 0.4573 | 0.5 | 7.999% | 25.32% | 47.5% |  | 20.79% |  | 87.35% | 15% | 14 | 0.3% | 0.0001 | 1.5e-05 | 0.45721 | 0.068581
Glass-Medium Off-HtPmpHt-code to al45-NR | Glass | HtPmpHt-Medium Off-NR | Glass-NR | HtPmpHt | low e base | code to al45 | Medium Off | NR | ExCOMM | 9.1566e-07 | 1.0012e-06 | 0.0002002% | 0.0001527% | 0.0001669% | 0.0003339% | 0.45729 | 0.5 | 6.094% | 28.49% | 47.5% |  | 25.63% |  | 77.34% | 15% | 14 | 0.3% | 0.0001 | 1.5e-05 | 0.45721 | 0.068581
Glass-Small Off-HtPmpHt-code to al45-NR | Glass | HtPmpHt-Small Off-NR | Glass-NR | HtPmpHt | low e base | code to al45 | Small Off | NR | ExCOMM | -1.0586e-06 | 1.6296e-06 | 0.0003259% | -4.833e-05% | 7.439e-05% | 0.0001488% | -0.32482 | 0.5 | 4.952% | 63.74% | 29.1% |  | 22.95% |  | 84.69% | 15% | 14 | 0.3% | -0.079 | -0.01185 | -0.25791 | -0.038687
Glass-Big Box-HtPmpHt-code to al45-NR | Glass | HtPmpHt-Big Box-NR | Glass-NR | HtPmpHt | low e base | code to al45 | Big Box | NR | ExCOMM | -4.1077e-09 | 1.1274e-07 | 2.255e-05% | -1.631e-07% | 4.476e-06% | 8.952e-06% | -0.018218 | 0.5 | 7.329% | 49.37% | 19.6% |  | 20.77% |  | 78.22% | 1% | 14 | 0.3% | 0.03 | 0.0003 | -0.041683 | -0.00041683
Glass-Small Box-HtPmpHt-code to al45-NR | Glass | HtPmpHt-Small Box-NR | Glass-NR | HtPmpHt | low e base | code to al45 | Small Box | NR | ExCOMM | -1.4985e-07 | 2.3739e-07 | 4.748e-05% | -6.01e-06% | 9.521e-06% | 1.904e-05% | -0.31562 | 0.5 | 4.691% | 48.87% | 19.6% |  | 13.81% |  | 59.08% | 5% | 14 | 0.3% | -0.058 | -0.0029 | -0.28136 | -0.014068
Glass-High End-HtPmpHt-code to al45-NR | Glass | HtPmpHt-High End-NR | Glass-NR | HtPmpHt | low e base | code to al45 | High End | NR | ExCOMM | -9.5902e-08 | 1.5272e-07 | 3.054e-05% | -3.017e-06% | 4.805e-06% | 9.61e-06% | -0.31397 | 0.5 | 1.173% | 62.3% | 19.6% |  | 9.291% |  | 56.23% | 15% | 14 | 0.3% | -0.058 | -0.0087 | -0.28136 | -0.042204
Glass-Anchor-HtPmpHt-code to al45-NR | Glass | HtPmpHt-Anchor-NR | Glass-NR | HtPmpHt | low e base | code to al45 | Anchor | NR | ExCOMM | -1.9082e-09 | 5.2371e-08 | 1.047e-05% | -1.357e-07% | 3.723e-06% | 7.447e-06% | -0.018219 | 0.5 | 1.466% | 27.57% | 19.6% |  | 28.8% |  | 78.21% | 3% | 14 | 0.3% | 0.03 | 0.0009 | -0.041683 | -0.0012505
Glass-K-12-HtPmpHt-code to al45-NR | Glass | HtPmpHt-K-12-NR | Glass-NR | HtPmpHt | low e base | code to al45 | K-12 | NR | ExCOMM | 7.2802e-08 | 3.5073e-07 | 7.015e-05% | 7.969e-06% | 3.839e-05% | 7.678e-05% | 0.10379 | 0.5 | 6.289% | 67.24% | 73.6% |  | 11.06% |  | 48.81% | 5% | 14 | 0.3% | 0.0325 | 0.001625 | 0.087925 | 0.0043962
Glass-University-HtPmpHt-code to al45-NR | Glass | HtPmpHt-University-NR | Glass-NR | HtPmpHt | low e base | code to al45 | University | NR | ExCOMM | 1.291e-07 | 1.3184e-07 | 2.637e-05% | 2.277e-05% | 2.326e-05% | 4.651e-05% | 0.48959 | 0.5 | 3.24% | 41.73% | 73.6% |  | 9.288% |  | 80.03% | 7% | 14 | 0.3% | 0.0346 | 0.002422 | 0.4619 | 0.032333
Glass-Warehouse-HtPmpHt-code to al45-NR | Glass | HtPmpHt-Warehouse-NR | Glass-NR | HtPmpHt | low e base | code to al45 | Warehouse | NR | ExCOMM | -7.8607e-08 | 2.7943e-07 | 5.589e-05% | -3.645e-06% | 1.296e-05% | 2.591e-05% | -0.14066 | 0.5 | 16.51% | 42.27% | 19.6% |  | 8.896% |  | 22.52% | 3% | 14 | 0.3% | 0.0001 | 3e-06 | -0.14068 | -0.0042204
Glass-Supermarket-HtPmpHt-code to al45-NR | Glass | HtPmpHt-Supermarket-NR | Glass-NR | HtPmpHt | low e base | code to al45 | Supermarket | NR | ExCOMM | -1.3511e-10 | 1.3042e-08 | 2.608e-06% | -1.639e-08% | 1.582e-06% | 3.165e-06% | -0.0051796 | 0.5 | 0.421% | 39.15% | 47.5% |  | 17.58% |  | 91.26% | 3% | 14 | 0.3% | 0.04 | 0.0012 | -0.041683 | -0.0012505
Glass-MIniMart-HtPmpHt-code to al45-NR | Glass | HtPmpHt-MIniMart-NR | Glass-NR | HtPmpHt | low e base | code to al45 | MIniMart | NR | ExCOMM | -7.4668e-10 | 2.1451e-08 | 4.29e-06% | -3.762e-08% | 1.081e-06% | 2.161e-06% | -0.017405 | 0.5 | 0.5146% | 38.91% | 19.6% |  | 4.762% |  | 60.7% | 15% | 14 | 0.3% | 0.04 | 0.006 | -0.041683 | -0.0062524
Glass-Restaurant-HtPmpHt-code to al45-NR | Glass | HtPmpHt-Restaurant-NR | Glass-NR | HtPmpHt | low e base | code to al45 | Restaurant | NR | ExCOMM | -1.1411e-07 | 1.5224e-07 | 3.045e-05% | -3.625e-06% | 4.836e-06% | 9.673e-06% | -0.37476 | 0.5 | 0.8735% | 61.7% | 19.6% |  | 10.46% |  | 75.66% | 18% | 14 | 0.3% | 0.016 | 0.00288 | -0.38687 | -0.069637
Glass-Lodging-HtPmpHt-code to al45-NR | Glass | HtPmpHt-Lodging-NR | Glass-NR | HtPmpHt | low e base | code to al45 | Lodging | NR | ExCOMM | -8.8665e-08 | 9.1398e-07 | 0.0001828% | -2.946e-06% | 3.037e-05% | 6.074e-05% | -0.048505 | 0.5 | 5.332% | 58.99% | 19.6% |  | 24.22% |  | 85.27% | 8% | 14 | 0.3% | -0.008 | -0.00064 | -0.041683 | -0.0033346
Glass-Hospital-HtPmpHt-code to al45-NR | Glass | HtPmpHt-Hospital-NR | Glass-NR | HtPmpHt | low e base | code to al45 | Hospital | NR | ExCOMM | 1.8823e-08 | 1.2224e-08 | 2.445e-06% | 3.393e-06% | 2.204e-06% | 4.407e-06% | 0.76991 | 0.5 | 2.495% | 40.83% | 73.6% |  | 1% |  | 91.26% | 8% | 14 | 0.3% | 0.0215 | 0.00172 | 0.75029 | 0.060023
Glass-OtherHealth-HtPmpHt-code to al45-NR | Glass | HtPmpHt-OtherHealth-NR | Glass-NR | HtPmpHt | low e base | code to al45 | OtherHealth | NR | ExCOMM | 5.9234e-07 | 2.7373e-07 | 5.475e-05% | 6.684e-05% | 3.089e-05% | 6.178e-05% | 1.082 | 0.5 | 4.633% | 65.22% | 73.6% |  | 7.548% |  | 89.76% | 8% | 14 | 0.3% | 0.043 | 0.00344 | 1.0434 | 0.08347
Glass-Other-HtPmpHt-code to al45-NR | Glass | HtPmpHt-Other-NR | Glass-NR | HtPmpHt | low e base | code to al45 | Other | NR | ExCOMM | -1.0577e-07 | 1.173e-06 | 0.0002346% | -7.764e-06% | 8.61e-05% | 0.0001722% | -0.045087 | 0.5 | 25.98% | 38.83% | 28.5% |  | 12.92% |  | 42.55% | 6% | 14 | 0.3% | -0.008 | -0.00048 | -0.041683 | -0.002501
Glass-Large Off-HtPmpHt-code to al40-NR | Glass | HtPmpHt-Large Off-NR | Glass-NR | HtPmpHt | low e base | code to al40 | Large Off | NR | ExCOMM | 0.00040559 | 0.00027787 | 0.02779% | 0.07609% | 0.05213% | 0.05213% | 1.4596 | 1 | 7.999% | 25.32% | 47.5% |  | 20.79% |  | 87.35% | 15% | 13 | 44% | 0.141 | 0.02115 | 1.3365 | 0.20047
Glass-Medium Off-HtPmpHt-code to al40-NR | Glass | HtPmpHt-Medium Off-NR | Glass-NR | HtPmpHt | low e base | code to al40 | Medium Off | NR | ExCOMM | 0.00042452 | 0.00029368 | 0.02937% | 0.07078% | 0.04897% | 0.04897% | 1.4455 | 1 | 6.094% | 28.49% | 47.5% |  | 25.63% |  | 77.34% | 15% | 13 | 44% | 0.141 | 0.02115 | 1.3365 | 0.20047
Glass-Small Off-HtPmpHt-code to al40-NR | Glass | HtPmpHt-Small Off-NR | Glass-NR | HtPmpHt | low e base | code to al40 | Small Off | NR | ExCOMM | 0.00013285 | 0.00032592 | 0.03259% | 0.006065% | 0.01488% | 0.01488% | 0.40761 | 1 | 4.952% | 63.74% | 29.1% |  | 22.95% |  | 84.69% | 15% | 13 | 30% | -0.197 | -0.02955 | 0.57444 | 0.086166
Glass-Big Box-HtPmpHt-code to al40-NR | Glass | HtPmpHt-Big Box-NR | Glass-NR | HtPmpHt | low e base | code to al40 | Big Box | NR | ExCOMM | 1.9432e-05 | 2.7808e-05 | 0.002781% | 0.0007715% | 0.001104% | 0.001104% | 0.69878 | 1 | 7.329% | 49.37% | 19.6% |  | 20.77% |  | 78.22% | 1% | 13 | 37% | 0.109 | 0.00109 | 0.61352 | 0.0061352
Glass-Small Box-HtPmpHt-code to al40-NR | Glass | HtPmpHt-Small Box-NR | Glass-NR | HtPmpHt | low e base | code to al40 | Small Box | NR | ExCOMM | 9.7167e-06 | 4.7479e-05 | 0.004748% | 0.0003897% | 0.001904% | 0.001904% | 0.20465 | 1 | 4.691% | 48.87% | 19.6% |  | 13.81% |  | 59.08% | 5% | 13 | 30% | -0.11 | -0.0055 | 0.26964 | 0.013482
Glass-High End-HtPmpHt-code to al40-NR | Glass | HtPmpHt-High End-NR | Glass-NR | HtPmpHt | low e base | code to al40 | High End | NR | ExCOMM | 6.3469e-06 | 3.0545e-05 | 0.003054% | 0.0001997% | 0.000961% | 0.000961% | 0.20779 | 1 | 1.173% | 62.3% | 19.6% |  | 9.291% |  | 56.23% | 15% | 13 | 30% | -0.11 | -0.0165 | 0.26964 | 0.040445
Glass-Anchor-HtPmpHt-code to al40-NR | Glass | HtPmpHt-Anchor-NR | Glass-NR | HtPmpHt | low e base | code to al40 | Anchor | NR | ExCOMM | 1.0735e-05 | 1.5362e-05 | 0.001536% | 0.0007632% | 0.001092% | 0.001092% | 0.69878 | 1 | 1.466% | 27.57% | 19.6% |  | 28.8% |  | 78.21% | 3% | 13 | 44% | 0.109 | 0.00327 | 0.61352 | 0.018406
Glass-K-12-HtPmpHt-code to al40-NR | Glass | HtPmpHt-K-12-NR | Glass-NR | HtPmpHt | low e base | code to al40 | K-12 | NR | ExCOMM | 4.0309e-05 | 7.0145e-05 | 0.007015% | 0.004412% | 0.007678% | 0.007678% | 0.57465 | 1 | 6.289% | 67.24% | 73.6% |  | 11.06% |  | 48.81% | 5% | 13 | 30% | 0.0965 | 0.004825 | 0.52755 | 0.026377
Glass-University-HtPmpHt-code to al40-NR | Glass | HtPmpHt-University-NR | Glass-NR | HtPmpHt | low e base | code to al40 | University | NR | ExCOMM | 5.7735e-05 | 3.8674e-05 | 0.003867% | 0.01018% | 0.006822% | 0.006822% | 1.4929 | 1 | 3.24% | 41.73% | 73.6% |  | 9.288% |  | 80.03% | 7% | 13 | 44% | 0.1544 | 0.010808 | 1.3693 | 0.09585
Glass-Warehouse-HtPmpHt-code to al40-NR | Glass | HtPmpHt-Warehouse-NR | Glass-NR | HtPmpHt | low e base | code to al40 | Warehouse | NR | ExCOMM | -4.0803e-06 | 5.5885e-05 | 0.005589% | -0.0001892% | 0.002591% | 0.002591% | -0.073013 | 1 | 16.51% | 42.27% | 19.6% |  | 8.896% |  | 22.52% | 3% | 13 | 30% | -0.116 | -0.00348 | -0.046893 | -0.0014068
Glass-Supermarket-HtPmpHt-code to al40-NR | Glass | HtPmpHt-Supermarket-NR | Glass-NR | HtPmpHt | low e base | code to al40 | Supermarket | NR | ExCOMM | 1.7432e-06 | 2.6084e-06 | 0.0002608% | 0.0002115% | 0.0003165% | 0.0003165% | 0.66828 | 1 | 0.421% | 39.15% | 47.5% |  | 17.58% |  | 91.26% | 3% | 13 | 30% | 0.06 | 0.0018 | 0.61352 | 0.018406
Glass-MIniMart-HtPmpHt-code to al40-NR | Glass | HtPmpHt-MIniMart-NR | Glass-NR | HtPmpHt | low e base | code to al40 | MIniMart | NR | ExCOMM | 2.7883e-06 | 4.2901e-06 | 0.000429% | 0.0001405% | 0.0002161% | 0.0002161% | 0.64994 | 1 | 0.5146% | 38.91% | 19.6% |  | 4.762% |  | 60.7% | 15% | 13 | 30% | 0.06 | 0.009 | 0.61352 | 0.092028
Glass-Restaurant-HtPmpHt-code to al40-NR | Glass | HtPmpHt-Restaurant-NR | Glass-NR | HtPmpHt | low e base | code to al40 | Restaurant | NR | ExCOMM | 1.4741e-06 | 3.0448e-05 | 0.003045% | 4.683e-05% | 0.0009673% | 0.0009673% | 0.048415 | 1 | 0.8735% | 61.7% | 19.6% |  | 10.46% |  | 75.66% | 18% | 13 | 30% | 0.033 | 0.00594 | 0.023447 | 0.0042204
Glass-Lodging-HtPmpHt-code to al40-NR | Glass | HtPmpHt-Lodging-NR | Glass-NR | HtPmpHt | low e base | code to al40 | Lodging | NR | ExCOMM | 0.00011019 | 0.0001828 | 0.01828% | 0.003661% | 0.006074% | 0.006074% | 0.60279 | 1 | 5.332% | 58.99% | 19.6% |  | 24.22% |  | 85.27% | 8% | 13 | 30% | -0.012583 | -0.0010067 | 0.61352 | 0.049082
Glass-Hospital-HtPmpHt-code to al40-NR | Glass | HtPmpHt-Hospital-NR | Glass-NR | HtPmpHt | low e base | code to al40 | Hospital | NR | ExCOMM | 6.4963e-06 | 3.5858e-06 | 0.0003586% | 0.001171% | 0.0006464% | 0.0006464% | 1.8117 | 1 | 2.495% | 40.83% | 73.6% |  | 1% |  | 91.26% | 8% | 13 | 44% | 0.1225 | 0.0098 | 1.6999 | 0.13599
Glass-OtherHealth-HtPmpHt-code to al40-NR | Glass | HtPmpHt-OtherHealth-NR | Glass-NR | HtPmpHt | low e base | code to al40 | OtherHealth | NR | ExCOMM | 0.00011807 | 5.4746e-05 | 0.005475% | 0.01332% | 0.006178% | 0.006178% | 2.1567 | 1 | 4.633% | 65.22% | 73.6% |  | 7.548% |  | 89.76% | 8% | 13 | 30% | 0.104 | 0.00832 | 2.0633 | 0.16506
Glass-Other-HtPmpHt-code to al40-NR | Glass | HtPmpHt-Other-NR | Glass-NR | HtPmpHt | low e base | code to al40 | Other | NR | ExCOMM | 0.00017596 | 0.00028933 | 0.02893% | 0.01292% | 0.02124% | 0.02124% | 0.60817 | 1 | 25.98% | 38.83% | 28.5% |  | 12.92% |  | 42.55% | 6% | 13 | 37% | -0.012583 | -0.000755 | 0.61352 | 0.036811
Glass-Large Off-HtPmpHt-code to al36-NR | Glass | HtPmpHt-Large Off-NR | Glass-NR | HtPmpHt | low e base | code to al36 | Large Off | NR | ExCOMM | 4.6743e-06 | 7.5783e-06 | 0.0001895% | 0.0008769% | 0.001422% | 0.0003554% | 2.4672 | 4 | 7.999% | 25.32% | 47.5% |  | 20.79% |  | 87.35% | 15% | 12 | 0.3% | 0.355 | 0.05325 | 2.1571 | 0.32356
Glass-Medium Off-HtPmpHt-code to al36-NR | Glass | HtPmpHt-Medium Off-NR | Glass-NR | HtPmpHt | low e base | code to al36 | Medium Off | NR | ExCOMM | 4.869e-06 | 8.0095e-06 | 0.0002002% | 0.0008118% | 0.001335% | 0.0003339% | 2.4316 | 4 | 6.094% | 28.49% | 47.5% |  | 25.63% |  | 77.34% | 15% | 12 | 0.3% | 0.355 | 0.05325 | 2.1571 | 0.32356
Glass-Small Off-HtPmpHt-code to al36-NR | Glass | HtPmpHt-Small Off-NR | Glass-NR | HtPmpHt | low e base | code to al36 | Small Off | NR | ExCOMM | 3.1467e-06 | 1.3037e-05 | 0.0003259% | 0.0001437% | 0.0005951% | 0.0001488% | 0.96548 | 4 | 4.952% | 63.74% | 29.1% |  | 22.95% |  | 84.69% | 15% | 12 | 0.3% | -0.355 | -0.05325 | 1.2661 | 0.18992
Glass-Big Box-HtPmpHt-code to al36-NR | Glass | HtPmpHt-Big Box-NR | Glass-NR | HtPmpHt | low e base | code to al36 | Big Box | NR | ExCOMM | 3.0077e-07 | 9.0188e-07 | 2.255e-05% | 1.194e-05% | 3.581e-05% | 8.952e-06% | 1.334 | 4 | 7.329% | 49.37% | 19.6% |  | 20.77% |  | 78.22% | 1% | 12 | 0.3% | 0.175 | 0.00175 | 1.1971 | 0.011971
Glass-Small Box-HtPmpHt-code to al36-NR | Glass | HtPmpHt-Small Box-NR | Glass-NR | HtPmpHt | low e base | code to al36 | Small Box | NR | ExCOMM | 2.8535e-07 | 1.8991e-06 | 4.748e-05% | 1.145e-05% | 7.617e-05% | 1.904e-05% | 0.60102 | 4 | 4.691% | 48.87% | 19.6% |  | 13.81% |  | 59.08% | 5% | 12 | 0.3% | -0.213 | -0.01065 | 0.72685 | 0.036342
Glass-High End-HtPmpHt-code to al36-NR | Glass | HtPmpHt-High End-NR | Glass-NR | HtPmpHt | low e base | code to al36 | High End | NR | ExCOMM | 1.8543e-07 | 1.2218e-06 | 3.054e-05% | 5.834e-06% | 3.844e-05% | 9.61e-06% | 0.60709 | 4 | 1.173% | 62.3% | 19.6% |  | 9.291% |  | 56.23% | 15% | 12 | 0.3% | -0.213 | -0.03195 | 0.72685 | 0.10903
Glass-Anchor-HtPmpHt-code to al36-NR | Glass | HtPmpHt-Anchor-NR | Glass-NR | HtPmpHt | low e base | code to al36 | Anchor | NR | ExCOMM | 1.3972e-07 | 4.1897e-07 | 1.047e-05% | 9.933e-06% | 2.979e-05% | 7.447e-06% | 1.334 | 4 | 1.466% | 27.57% | 19.6% |  | 28.8% |  | 78.21% | 3% | 12 | 0.3% | 0.175 | 0.00525 | 1.1971 | 0.035912
Glass-K-12-HtPmpHt-code to al36-NR | Glass | HtPmpHt-K-12-NR | Glass-NR | HtPmpHt | low e base | code to al36 | K-12 | NR | ExCOMM | 6.7582e-07 | 2.8058e-06 | 7.015e-05% | 7.397e-05% | 0.0003071% | 7.678e-05% | 0.96346 | 4 | 6.289% | 67.24% | 73.6% |  | 11.06% |  | 48.81% | 5% | 12 | 0.3% | 0.1365 | 0.006825 | 0.89683 | 0.044842
Glass-University-HtPmpHt-code to al36-NR | Glass | HtPmpHt-University-NR | Glass-NR | HtPmpHt | low e base | code to al36 | University | NR | ExCOMM | 6.2976e-07 | 1.0548e-06 | 2.637e-05% | 0.0001111% | 0.0001861% | 4.651e-05% | 2.3883 | 4 | 3.24% | 41.73% | 73.6% |  | 9.288% |  | 80.03% | 7% | 12 | 0.3% | 0.283 | 0.01981 | 2.1618 | 0.15132
Glass-Warehouse-HtPmpHt-code to al36-NR | Glass | HtPmpHt-Warehouse-NR | Glass-NR | HtPmpHt | low e base | code to al36 | Warehouse | NR | ExCOMM | 1.4264e-07 | 2.2354e-06 | 5.589e-05% | 6.614e-06% | 0.0001037% | 2.591e-05% | 0.25524 | 4 | 16.51% | 42.27% | 19.6% |  | 8.896% |  | 22.52% | 3% | 12 | 0.3% | -0.116 | -0.00348 | 0.28136 | 0.0084408
Glass-Supermarket-HtPmpHt-code to al36-NR | Glass | HtPmpHt-Supermarket-NR | Glass-NR | HtPmpHt | low e base | code to al36 | Supermarket | NR | ExCOMM | 3.3129e-08 | 1.0434e-07 | 2.608e-06% | 4.019e-06% | 1.266e-05% | 3.165e-06% | 1.2701 | 4 | 0.421% | 39.15% | 47.5% |  | 17.58% |  | 91.26% | 3% | 12 | 0.3% | 0.08 | 0.0024 | 1.1971 | 0.035912
Glass-MIniMart-HtPmpHt-code to al36-NR | Glass | HtPmpHt-MIniMart-NR | Glass-NR | HtPmpHt | low e base | code to al36 | MIniMart | NR | ExCOMM | 5.344e-08 | 1.7161e-07 | 4.29e-06% | 2.692e-06% | 8.645e-06% | 2.161e-06% | 1.2456 | 4 | 0.5146% | 38.91% | 19.6% |  | 4.762% |  | 60.7% | 15% | 12 | 0.3% | 0.08 | 0.012 | 1.1971 | 0.17956
Glass-Restaurant-HtPmpHt-code to al36-NR | Glass | HtPmpHt-Restaurant-NR | Glass-NR | HtPmpHt | low e base | code to al36 | Restaurant | NR | ExCOMM | 1.1826e-07 | 1.2179e-06 | 3.045e-05% | 3.757e-06% | 3.869e-05% | 9.673e-06% | 0.38839 | 4 | 0.8735% | 61.7% | 19.6% |  | 10.46% |  | 75.66% | 18% | 12 | 0.3% | 0.033 | 0.00594 | 0.36342 | 0.065416
Glass-Lodging-HtPmpHt-code to al36-NR | Glass | HtPmpHt-Lodging-NR | Glass-NR | HtPmpHt | low e base | code to al36 | Lodging | NR | ExCOMM | 2.1691e-06 | 7.3119e-06 | 0.0001828% | 7.207e-05% | 0.000243% | 6.074e-05% | 1.1866 | 4 | 5.332% | 58.99% | 19.6% |  | 24.22% |  | 85.27% | 8% | 12 | 0.3% | -0.01225 | -0.00098 | 1.1971 | 0.095767
Glass-Hospital-HtPmpHt-code to al36-NR | Glass | HtPmpHt-Hospital-NR | Glass-NR | HtPmpHt | low e base | code to al36 | Hospital | NR | ExCOMM | 6.7643e-08 | 9.7794e-08 | 2.445e-06% | 1.219e-05% | 1.763e-05% | 4.407e-06% | 2.7668 | 4 | 2.495% | 40.83% | 73.6% |  | 1% |  | 91.26% | 8% | 12 | 0.3% | 0.257 | 0.02056 | 2.5322 | 0.20258
Glass-OtherHealth-HtPmpHt-code to al36-NR | Glass | HtPmpHt-OtherHealth-NR | Glass-NR | HtPmpHt | low e base | code to al36 | OtherHealth | NR | ExCOMM | 1.6698e-06 | 2.1898e-06 | 5.475e-05% | 0.0001884% | 0.0002471% | 6.178e-05% | 3.0501 | 4 | 4.633% | 65.22% | 73.6% |  | 7.548% |  | 89.76% | 8% | 12 | 0.3% | 0.159 | 0.01272 | 2.9074 | 0.23259
Glass-Other-HtPmpHt-code to al36-NR | Glass | HtPmpHt-Other-NR | Glass-NR | HtPmpHt | low e base | code to al36 | Other | NR | ExCOMM | 2.796e-06 | 9.3837e-06 | 0.0002346% | 0.0002052% | 0.0006888% | 0.0001722% | 1.1919 | 4 | 25.98% | 38.83% | 28.5% |  | 12.92% |  | 42.55% | 6% | 12 | 0.3% | -0.01225 | -0.000735 | 1.1971 | 0.071825
Glass-Large Off-HtPmpHt-code to al45-New | Glass | HtPmpHt-Large Off-New | Glass-New | HtPmpHt | low e base | code to al45 | Large Off | New | ExCOMM | 1.2551e-06 | 1.2433e-06 | 0.0002487% | 1.7939e-06 | 1.7771e-06 | 0.0003554% | 0.50472 | 0.5 | 7.999% | 33.23% | 47.5% |  | 20.79% |  | 100% | 15% | 4 | 0.3% | -0.058 | -0.0087 | 0.56272 | 0.084408
Glass-Medium Off-HtPmpHt-code to al45-New | Glass | HtPmpHt-Medium Off-New | Glass-New | HtPmpHt | low e base | code to al45 | Medium Off | New | ExCOMM | 1.3265e-06 | 1.3141e-06 | 0.0002628% | 1.6851e-06 | 1.6693e-06 | 0.0003339% | 0.50472 | 0.5 | 6.094% | 37.39% | 47.5% |  | 25.63% |  | 100% | 15% | 4 | 0.3% | -0.058 | -0.0087 | 0.56272 | 0.084408
Glass-Small Off-HtPmpHt-code to al45-New | Glass | HtPmpHt-Small Off-New | Glass-New | HtPmpHt | low e base | code to al45 | Small Off | New | ExCOMM | -1.2349e-06 | 1.4442e-06 | 0.0002888% | -6.3612e-07 | 7.4393e-07 | 0.0001488% | -0.42754 | 0.5 | 4.952% | 56.49% | 29.1% |  | 22.95% |  | 96% | 15% | 4 | 0.3% | -0.079 | -0.01185 | -0.3517 | -0.052755
Glass-Big Box-HtPmpHt-code to al45-New | Glass | HtPmpHt-Big Box-New | Glass-New | HtPmpHt | low e base | code to al45 | Big Box | New | ExCOMM | 1.7298e-07 | 1.133e-07 | 2.266e-05% | 6.8334e-08 | 4.4758e-08 | 8.952e-06% | 0.76338 | 0.5 | 7.329% | 49.62% | 19.6% |  | 20.77% |  | 89.36% | 1% | 4 | 0.3% | 0.054 | 0.00054 | 0.71512 | 0.0071512
Glass-Small Box-HtPmpHt-code to al45-New | Glass | HtPmpHt-Small Box-New | Glass-New | HtPmpHt | low e base | code to al45 | Small Box | New | ExCOMM | -1.5072e-07 | 2.3858e-07 | 4.772e-05% | -6.0151e-08 | 9.5214e-08 | 1.904e-05% | -0.31587 | 0.5 | 4.691% | 49.11% | 19.6% |  | 13.81% |  | 88.49% | 5% | 4 | 0.3% | -0.039 | -0.00195 | -0.28136 | -0.014068
Glass-High End-HtPmpHt-code to al45-New | Glass | HtPmpHt-High End-New | Glass-New | HtPmpHt | low e base | code to al45 | High End | New | ExCOMM | -9.664e-08 | 1.5349e-07 | 3.07e-05% | -3.0252e-08 | 4.8048e-08 | 9.61e-06% | -0.31481 | 0.5 | 1.173% | 62.61% | 19.6% |  | 9.291% |  | 85.77% | 15% | 4 | 0.3% | -0.039 | -0.00585 | -0.28136 | -0.042204
Glass-Anchor-HtPmpHt-code to al45-New | Glass | HtPmpHt-Anchor-New | Glass-New | HtPmpHt | low e base | code to al45 | Anchor | New | ExCOMM | 1.2854e-07 | 8.4213e-08 | 1.684e-05% | 5.6832e-08 | 3.7233e-08 | 7.447e-06% | 0.76319 | 0.5 | 1.466% | 44.33% | 19.6% |  | 28.8% |  | 89.02% | 3% | 4 | 0.3% | 0.054 | 0.00162 | 0.71512 | 0.021454
Glass-K-12-HtPmpHt-code to al45-New | Glass | HtPmpHt-K-12-New | Glass-New | HtPmpHt | low e base | code to al45 | K-12 | New | ExCOMM | -1.9183e-08 | 1.1574e-07 | 2.315e-05% | -6.3627e-08 | 3.8389e-07 | 7.678e-05% | -0.082872 | 0.5 | 6.289% | 22.19% | 73.6% |  | 11.06% |  | 75% | 5% | 4 | 0.3% | 0.038 | 0.0019 | -0.11137 | -0.0055686
Glass-University-HtPmpHt-code to al45-New | Glass | HtPmpHt-University-New | Glass-New | HtPmpHt | low e base | code to al45 | University | New | ExCOMM | 3.0798e-08 | 6.9614e-08 | 1.392e-05% | 1.0289e-07 | 2.3256e-07 | 4.651e-05% | 0.22121 | 0.5 | 3.24% | 22.03% | 73.6% |  | 9.288% |  | 95% | 7% | 4 | 0.3% | 0.028 | 0.00196 | 0.19461 | 0.013623
Glass-Warehouse-HtPmpHt-code to al45-New | Glass | HtPmpHt-Warehouse-New | Glass-New | HtPmpHt | low e base | code to al45 | Warehouse | New | ExCOMM | 7.3014e-11 | 2.8082e-07 | 5.616e-05% | 3.3689e-11 | 1.2957e-07 | 2.591e-05% | 0.00013 | 0.5 | 16.51% | 42.48% | 19.6% |  | 8.896% |  | 30% | 3% | 4 | 0.3% | 0.0001 | 3e-06 | 0.0001 | 3e-06
Glass-Supermarket-HtPmpHt-code to al45-New | Glass | HtPmpHt-Supermarket-New | Glass-New | HtPmpHt | low e base | code to al45 | Supermarket | New | ExCOMM | -8.2817e-09 | 1.3694e-08 | 2.739e-06% | -9.5695e-09 | 1.5824e-08 | 3.165e-06% | -0.30238 | 0.5 | 0.421% | 41.11% | 47.5% |  | 17.58% |  | 95% | 3% | 4 | 0.3% | 0.2 | 0.006 | -0.49238 | -0.014771
Glass-MIniMart-HtPmpHt-code to al45-New | Glass | HtPmpHt-MIniMart-New | Glass-New | HtPmpHt | low e base | code to al45 | MIniMart | New | ExCOMM | -2.1205e-08 | 3.4493e-08 | 6.899e-06% | -6.6432e-09 | 1.0806e-08 | 2.161e-06% | -0.30738 | 0.5 | 0.5146% | 62.56% | 19.6% |  | 4.762% |  | 92.5% | 15% | 4 | 0.3% | 0.2 | 0.03 | -0.49238 | -0.073857
Glass-Restaurant-HtPmpHt-code to al45-New | Glass | HtPmpHt-Restaurant-New | Glass-New | HtPmpHt | low e base | code to al45 | Restaurant | New | ExCOMM | -1.3629e-07 | 1.53e-07 | 3.06e-05% | -4.3082e-08 | 4.8364e-08 | 9.673e-06% | -0.44539 | 0.5 | 0.8735% | 62% | 19.6% |  | 10.46% |  | 92.5% | 18% | 4 | 0.3% | 0.0001 | 1.8e-05 | -0.44549 | -0.080188
Glass-Lodging-HtPmpHt-code to al45-New | Glass | HtPmpHt-Lodging-New | Glass-New | HtPmpHt | low e base | code to al45 | Lodging | New | ExCOMM | -2.8106e-07 | 9.1855e-07 | 0.0001837% | -9.2925e-08 | 3.0369e-07 | 6.074e-05% | -0.15299 | 0.5 | 5.332% | 59.28% | 19.6% |  | 24.22% |  | 95% | 8% | 4 | 0.3% | 0.015833 | 0.0012667 | -0.16803 | -0.013443
Glass-Hospital-HtPmpHt-code to al45-New | Glass | HtPmpHt-Hospital-New | Glass-New | HtPmpHt | low e base | code to al45 | Hospital | New | ExCOMM | 5.8058e-09 | 6.4544e-09 | 1.291e-06% | 1.9821e-08 | 2.2035e-08 | 4.407e-06% | 0.44975 | 0.5 | 2.495% | 21.56% | 73.6% |  | 1% |  | 95% | 8% | 4 | 0.3% | 0.023 | 0.00184 | 0.4279 | 0.034232
Glass-OtherHealth-HtPmpHt-code to al45-New | Glass | HtPmpHt-OtherHealth-New | Glass-New | HtPmpHt | low e base | code to al45 | OtherHealth | New | ExCOMM | 7.0798e-08 | 9.0331e-08 | 1.807e-05% | 2.4211e-07 | 3.089e-07 | 6.178e-05% | 0.39188 | 0.5 | 4.633% | 21.52% | 73.6% |  | 7.548% |  | 95% | 8% | 4 | 0.3% | 0.104 | 0.00832 | 0.29308 | 0.023447
Glass-Other-HtPmpHt-code to al45-New | Glass | HtPmpHt-Other-New | Glass-New | HtPmpHt | low e base | code to al45 | Other | New | ExCOMM | -5.2918e-07 | 1.6773e-06 | 0.0003355% | -2.7163e-07 | 8.6098e-07 | 0.0001722% | -0.15774 | 0.5 | 25.98% | 55.52% | 28.5% |  | 12.92% |  | 65% | 6% | 4 | 0.3% | 0.015833 | 0.00095 | -0.16803 | -0.010082
Glass-Large Off-HtPmpHt-code to al40-New | Glass | HtPmpHt-Large Off-New | Glass-New | HtPmpHt | low e base | code to al40 | Large Off | New | ExCOMM | 0.00090543 | 0.00036471 | 0.03647% | 0.0012942 | 0.00052128 | 0.05213% | 2.4826 | 1 | 7.999% | 33.23% | 47.5% |  | 20.79% |  | 100% | 15% | 3 | 44% | 1.111 | 0.16665 | 1.3716 | 0.20574
Glass-Medium Off-HtPmpHt-code to al40-New | Glass | HtPmpHt-Medium Off-New | Glass-New | HtPmpHt | low e base | code to al40 | Medium Off | New | ExCOMM | 0.00095694 | 0.00038546 | 0.03855% | 0.0012157 | 0.00048967 | 0.04897% | 2.4826 | 1 | 6.094% | 37.39% | 47.5% |  | 25.63% |  | 100% | 15% | 3 | 44% | 1.111 | 0.16665 | 1.3716 | 0.20574
Glass-Small Off-HtPmpHt-code to al40-New | Glass | HtPmpHt-Small Off-New | Glass-New | HtPmpHt | low e base | code to al40 | Small Off | New | ExCOMM | 0.00061192 | 0.00028884 | 0.02888% | 0.0003152 | 0.00014879 | 0.01488% | 2.1185 | 1 | 4.952% | 56.49% | 29.1% |  | 22.95% |  | 96% | 15% | 3 | 30% | 1.816 | 0.2724 | 0.37515 | 0.056272
Glass-Big Box-HtPmpHt-code to al40-New | Glass | HtPmpHt-Big Box-New | Glass-New | HtPmpHt | low e base | code to al40 | Big Box | New | ExCOMM | 9.9825e-05 | 2.7947e-05 | 0.002795% | 3.9435e-05 | 1.104e-05 | 0.001104% | 3.5719 | 1 | 7.329% | 49.62% | 19.6% |  | 20.77% |  | 89.36% | 1% | 3 | 37% | 2.659 | 0.02659 | 1.1958 | 0.011958
Glass-Small Box-HtPmpHt-code to al40-New | Glass | HtPmpHt-Small Box-New | Glass-New | HtPmpHt | low e base | code to al40 | Small Box | New | ExCOMM | 4.3404e-05 | 4.7716e-05 | 0.004772% | 1.7322e-05 | 1.9043e-05 | 0.001904% | 0.90964 | 1 | 4.691% | 49.11% | 19.6% |  | 13.81% |  | 88.49% | 5% | 3 | 30% | 0.657 | 0.03285 | 0.32825 | 0.016413
Glass-High End-HtPmpHt-code to al40-New | Glass | HtPmpHt-High End-New | Glass-New | HtPmpHt | low e base | code to al40 | High End | New | ExCOMM | 2.7376e-05 | 3.0698e-05 | 0.00307% | 8.5698e-06 | 9.6097e-06 | 0.000961% | 0.89179 | 1 | 1.173% | 62.61% | 19.6% |  | 9.291% |  | 85.77% | 15% | 3 | 30% | 0.657 | 0.09855 | 0.32825 | 0.049238
Glass-Anchor-HtPmpHt-code to al40-New | Glass | HtPmpHt-Anchor-New | Glass-New | HtPmpHt | low e base | code to al40 | Anchor | New | ExCOMM | 8.801e-05 | 2.4702e-05 | 0.00247% | 3.8912e-05 | 1.0922e-05 | 0.001092% | 3.5628 | 1 | 1.466% | 44.33% | 19.6% |  | 28.8% |  | 89.02% | 3% | 3 | 44% | 2.659 | 0.07977 | 1.1958 | 0.035873
Glass-K-12-HtPmpHt-code to al40-New | Glass | HtPmpHt-K-12-New | Glass-New | HtPmpHt | low e base | code to al40 | K-12 | New | ExCOMM | 8.5445e-06 | 2.3148e-05 | 0.002315% | 2.8341e-05 | 7.6778e-05 | 0.007678% | 0.36913 | 1 | 6.289% | 22.19% | 73.6% |  | 11.06% |  | 75% | 5% | 3 | 30% | 0.0545 | 0.002725 | 0.32825 | 0.016413
Glass-University-HtPmpHt-code to al40-New | Glass | HtPmpHt-University-New | Glass-New | HtPmpHt | low e base | code to al40 | University | New | ExCOMM | 3.5274e-05 | 2.042e-05 | 0.002042% | 0.00011784 | 6.8219e-05 | 0.006822% | 1.7274 | 1 | 3.24% | 22.03% | 73.6% |  | 9.288% |  | 95% | 7% | 3 | 44% | 0.7176 | 0.050232 | 1.0457 | 0.0732
Glass-Warehouse-HtPmpHt-code to al40-New | Glass | HtPmpHt-Warehouse-New | Glass-New | HtPmpHt | low e base | code to al40 | Warehouse | New | ExCOMM | 7.3014e-09 | 5.6164e-05 | 0.005616% | 3.3689e-09 | 2.5915e-05 | 0.002591% | 0.00013 | 1 | 16.51% | 42.48% | 19.6% |  | 8.896% |  | 30% | 3% | 3 | 30% | 0.0001 | 3e-06 | 0.0001 | 3e-06
Glass-Supermarket-HtPmpHt-code to al40-New | Glass | HtPmpHt-Supermarket-New | Glass-New | HtPmpHt | low e base | code to al40 | Supermarket | New | ExCOMM | 1.4573e-06 | 2.7389e-06 | 0.0002739% | 1.6839e-06 | 3.1647e-06 | 0.0003165% | 0.5321 | 1 | 0.421% | 41.11% | 47.5% |  | 17.58% |  | 95% | 3% | 3 | 30% | 0.56 | 0.0168 | 0.0001 | 3e-06
Glass-MIniMart-HtPmpHt-code to al40-New | Glass | HtPmpHt-MIniMart-New | Glass-New | HtPmpHt | low e base | code to al40 | MIniMart | New | ExCOMM | 3.5741e-06 | 6.8985e-06 | 0.0006899% | 1.1197e-06 | 2.1612e-06 | 0.0002161% | 0.5181 | 1 | 0.5146% | 62.56% | 19.6% |  | 4.762% |  | 92.5% | 15% | 3 | 30% | 0.56 | 0.084 | 0.0001 | 1.5e-05
Glass-Restaurant-HtPmpHt-code to al40-New | Glass | HtPmpHt-Restaurant-New | Glass-New | HtPmpHt | low e base | code to al40 | Restaurant | New | ExCOMM | 4.3044e-05 | 3.06e-05 | 0.00306% | 1.3606e-05 | 9.6727e-06 | 0.0009673% | 1.4067 | 1 | 0.8735% | 62% | 19.6% |  | 10.46% |  | 92.5% | 18% | 3 | 30% | 1.432 | 0.25776 | 0.082063 | 0.014771
Glass-Lodging-HtPmpHt-code to al40-New | Glass | HtPmpHt-Lodging-New | Glass-New | HtPmpHt | low e base | code to al40 | Lodging | New | ExCOMM | 0.0002364 | 0.00018371 | 0.01837% | 7.8159e-05 | 6.0738e-05 | 0.006074% | 1.2868 | 1 | 5.332% | 59.28% | 19.6% |  | 24.22% |  | 95% | 8% | 3 | 30% | 0.88767 | 0.071013 | 0.44353 | 0.035483
Glass-Hospital-HtPmpHt-code to al40-New | Glass | HtPmpHt-Hospital-New | Glass-New | HtPmpHt | low e base | code to al40 | Hospital | New | ExCOMM | 4.4398e-06 | 1.8933e-06 | 0.0001893% | 1.5157e-05 | 6.4637e-06 | 0.0006464% | 2.345 | 1 | 2.495% | 21.56% | 73.6% |  | 1% |  | 95% | 8% | 3 | 44% | 1.1295 | 0.09036 | 1.272 | 0.10176
Glass-OtherHealth-HtPmpHt-code to al40-New | Glass | HtPmpHt-OtherHealth-New | Glass-New | HtPmpHt | low e base | code to al40 | OtherHealth | New | ExCOMM | 4.0883e-05 | 1.8066e-05 | 0.001807% | 0.0001398 | 6.178e-05 | 0.006178% | 2.2629 | 1 | 4.633% | 21.52% | 73.6% |  | 7.548% |  | 95% | 8% | 3 | 30% | 1.148 | 0.09184 | 1.1723 | 0.093787
Glass-Other-HtPmpHt-code to al40-New | Glass | HtPmpHt-Other-New | Glass-New | HtPmpHt | low e base | code to al40 | Other | New | ExCOMM | 0.00042223 | 0.00041374 | 0.04137% | 0.00021673 | 0.00021238 | 0.02124% | 1.0205 | 1 | 25.98% | 55.52% | 28.5% |  | 12.92% |  | 65% | 6% | 3 | 37% | 0.88767 | 0.05326 | 0.44353 | 0.026612
Glass-Large Off-HtPmpHt-code to al36-New | Glass | HtPmpHt-Large Off-New | Glass-New | HtPmpHt | low e base | code to al36 | Large Off | New | ExCOMM | 6.1734e-06 | 9.9465e-06 | 0.0002487% | 8.8238e-06 | 1.4217e-05 | 0.0003554% | 2.4826 | 4 | 7.999% | 33.23% | 47.5% |  | 20.79% |  | 100% | 15% | 2 | 0.3% | 1.111 | 0.16665 | 1.3716 | 0.20574
Glass-Medium Off-HtPmpHt-code to al36-New | Glass | HtPmpHt-Medium Off-New | Glass-New | HtPmpHt | low e base | code to al36 | Medium Off | New | ExCOMM | 6.5246e-06 | 1.0512e-05 | 0.0002628% | 8.2887e-06 | 1.3355e-05 | 0.0003339% | 2.4826 | 4 | 6.094% | 37.39% | 47.5% |  | 25.63% |  | 100% | 15% | 2 | 0.3% | 1.111 | 0.16665 | 1.3716 | 0.20574
Glass-Small Off-HtPmpHt-code to al36-New | Glass | HtPmpHt-Small Off-New | Glass-New | HtPmpHt | low e base | code to al36 | Small Off | New | ExCOMM | 6.1192e-06 | 1.1554e-05 | 0.0002888% | 3.152e-06 | 5.9514e-06 | 0.0001488% | 2.1185 | 4 | 4.952% | 56.49% | 29.1% |  | 22.95% |  | 96% | 15% | 2 | 0.3% | 1.816 | 0.2724 | 0.37515 | 0.056272
Glass-Big Box-HtPmpHt-code to al36-New | Glass | HtPmpHt-Big Box-New | Glass-New | HtPmpHt | low e base | code to al36 | Big Box | New | ExCOMM | 8.0939e-07 | 9.0639e-07 | 2.266e-05% | 3.1974e-07 | 3.5806e-07 | 8.952e-06% | 3.5719 | 4 | 7.329% | 49.62% | 19.6% |  | 20.77% |  | 89.36% | 1% | 2 | 0.3% | 2.659 | 0.02659 | 1.1958 | 0.011958
Glass-Small Box-HtPmpHt-code to al36-New | Glass | HtPmpHt-Small Box-New | Glass-New | HtPmpHt | low e base | code to al36 | Small Box | New | ExCOMM | 4.3404e-07 | 1.9086e-06 | 4.772e-05% | 1.7322e-07 | 7.6171e-07 | 1.904e-05% | 0.90964 | 4 | 4.691% | 49.11% | 19.6% |  | 13.81% |  | 88.49% | 5% | 2 | 0.3% | 0.657 | 0.03285 | 0.32825 | 0.016413
Glass-High End-HtPmpHt-code to al36-New | Glass | HtPmpHt-High End-New | Glass-New | HtPmpHt | low e base | code to al36 | High End | New | ExCOMM | 2.7376e-07 | 1.2279e-06 | 3.07e-05% | 8.5698e-08 | 3.8439e-07 | 9.61e-06% | 0.89179 | 4 | 1.173% | 62.61% | 19.6% |  | 9.291% |  | 85.77% | 15% | 2 | 0.3% | 0.657 | 0.09855 | 0.32825 | 0.049238
Glass-Anchor-HtPmpHt-code to al36-New | Glass | HtPmpHt-Anchor-New | Glass-New | HtPmpHt | low e base | code to al36 | Anchor | New | ExCOMM | 6.0007e-07 | 6.737e-07 | 1.684e-05% | 2.6531e-07 | 2.9787e-07 | 7.447e-06% | 3.5628 | 4 | 1.466% | 44.33% | 19.6% |  | 28.8% |  | 89.02% | 3% | 2 | 0.3% | 2.659 | 0.07977 | 1.1958 | 0.035873
Glass-K-12-HtPmpHt-code to al36-New | Glass | HtPmpHt-K-12-New | Glass-New | HtPmpHt | low e base | code to al36 | K-12 | New | ExCOMM | 8.5445e-08 | 9.2592e-07 | 2.315e-05% | 2.8341e-07 | 3.0711e-06 | 7.678e-05% | 0.36913 | 4 | 6.289% | 22.19% | 73.6% |  | 11.06% |  | 75% | 5% | 2 | 0.3% | 0.0545 | 0.002725 | 0.32825 | 0.016413
Glass-University-HtPmpHt-code to al36-New | Glass | HtPmpHt-University-New | Glass-New | HtPmpHt | low e base | code to al36 | University | New | ExCOMM | 2.4051e-07 | 5.5691e-07 | 1.392e-05% | 8.0348e-07 | 1.8605e-06 | 4.651e-05% | 1.7274 | 4 | 3.24% | 22.03% | 73.6% |  | 9.288% |  | 95% | 7% | 2 | 0.3% | 0.7176 | 0.050232 | 1.0457 | 0.0732
Glass-Warehouse-HtPmpHt-code to al36-New | Glass | HtPmpHt-Warehouse-New | Glass-New | HtPmpHt | low e base | code to al36 | Warehouse | New | ExCOMM | 7.3014e-11 | 2.2466e-06 | 5.616e-05% | 3.3689e-11 | 1.0366e-06 | 2.591e-05% | 0.00013 | 4 | 16.51% | 42.48% | 19.6% |  | 8.896% |  | 30% | 3% | 2 | 0.3% | 0.0001 | 3e-06 | 0.0001 | 3e-06
Glass-Supermarket-HtPmpHt-code to al36-New | Glass | HtPmpHt-Supermarket-New | Glass-New | HtPmpHt | low e base | code to al36 | Supermarket | New | ExCOMM | 1.4573e-08 | 1.0955e-07 | 2.739e-06% | 1.6839e-08 | 1.2659e-07 | 3.165e-06% | 0.5321 | 4 | 0.421% | 41.11% | 47.5% |  | 17.58% |  | 95% | 3% | 2 | 0.3% | 0.56 | 0.0168 | 0.0001 | 3e-06
Glass-MIniMart-HtPmpHt-code to al36-New | Glass | HtPmpHt-MIniMart-New | Glass-New | HtPmpHt | low e base | code to al36 | MIniMart | New | ExCOMM | 3.5741e-08 | 2.7594e-07 | 6.899e-06% | 1.1197e-08 | 8.6449e-08 | 2.161e-06% | 0.5181 | 4 | 0.5146% | 62.56% | 19.6% |  | 4.762% |  | 92.5% | 15% | 2 | 0.3% | 0.56 | 0.084 | 0.0001 | 1.5e-05
Glass-Restaurant-HtPmpHt-code to al36-New | Glass | HtPmpHt-Restaurant-New | Glass-New | HtPmpHt | low e base | code to al36 | Restaurant | New | ExCOMM | 4.3044e-07 | 1.224e-06 | 3.06e-05% | 1.3606e-07 | 3.8691e-07 | 9.673e-06% | 1.4067 | 4 | 0.8735% | 62% | 19.6% |  | 10.46% |  | 92.5% | 18% | 2 | 0.3% | 1.432 | 0.25776 | 0.082063 | 0.014771
Glass-Lodging-HtPmpHt-code to al36-New | Glass | HtPmpHt-Lodging-New | Glass-New | HtPmpHt | low e base | code to al36 | Lodging | New | ExCOMM | 2.364e-06 | 7.3484e-06 | 0.0001837% | 7.8159e-07 | 2.4295e-06 | 6.074e-05% | 1.2868 | 4 | 5.332% | 59.28% | 19.6% |  | 24.22% |  | 95% | 8% | 2 | 0.3% | 0.88767 | 0.071013 | 0.44353 | 0.035483
Glass-Hospital-HtPmpHt-code to al36-New | Glass | HtPmpHt-Hospital-New | Glass-New | HtPmpHt | low e base | code to al36 | Hospital | New | ExCOMM | 3.0271e-08 | 5.1635e-08 | 1.291e-06% | 1.0335e-07 | 1.7628e-07 | 4.407e-06% | 2.345 | 4 | 2.495% | 21.56% | 73.6% |  | 1% |  | 95% | 8% | 2 | 0.3% | 1.1295 | 0.09036 | 1.272 | 0.10176
Glass-OtherHealth-HtPmpHt-code to al36-New | Glass | HtPmpHt-OtherHealth-New | Glass-New | HtPmpHt | low e base | code to al36 | OtherHealth | New | ExCOMM | 4.0883e-07 | 7.2265e-07 | 1.807e-05% | 1.398e-06 | 2.4712e-06 | 6.178e-05% | 2.2629 | 4 | 4.633% | 21.52% | 73.6% |  | 7.548% |  | 95% | 8% | 2 | 0.3% | 1.148 | 0.09184 | 1.1723 | 0.093787
Glass-Other-HtPmpHt-code to al36-New | Glass | HtPmpHt-Other-New | Glass-New | HtPmpHt | low e base | code to al36 | Other | New | ExCOMM | 3.4235e-06 | 1.3419e-05 | 0.0003355% | 1.7573e-06 | 6.8879e-06 | 0.0001722% | 1.0205 | 4 | 25.98% | 55.52% | 28.5% |  | 12.92% |  | 65% | 6% | 2 | 0.3% | 0.88767 | 0.05326 | 0.44353 | 0.026612
Glass-Large Off-ElecHt-codet to al45tint-NR | Glass | ElecHt-Large Off-NR | Glass-NR | ElecHt | tint base | codet to al45tint | Large Off | NR | ExCOMM | 1.0382e-05 | 1.827e-06 | 0.0003654% | 0.001948% | 0.0003427% | 0.0006855% | 2.8413 | 0.5 | 7.999% | 25.32% | 47.5% | 40.09% |  |  | 87.35% | 15% | 18 | 0.3% | 2.206 | 0.3309 | 0.91442 | 0.13716
Glass-Medium Off-ElecHt-codet to al45tint-NR | Glass | ElecHt-Medium Off-NR | Glass-NR | ElecHt | tint base | codet to al45tint | Medium Off | NR | ExCOMM | 5.0132e-06 | 9.5655e-07 | 0.0001913% | 0.0008359% | 0.0001595% | 0.000319% | 2.6205 | 0.5 | 6.094% | 28.49% | 47.5% | 24.49% |  |  | 77.34% | 15% | 18 | 0.3% | 2.206 | 0.3309 | 0.91442 | 0.13716
Glass-Small Off-ElecHt-codet to al45tint-NR | Glass | ElecHt-Small Off-NR | Glass-NR | ElecHt | tint base | codet to al45tint | Small Off | NR | ExCOMM | 4.0918e-06 | 1.5081e-06 | 0.0003016% | 0.0001868% | 6.885e-05% | 0.0001377% | 1.3566 | 0.5 | 4.952% | 63.74% | 29.1% | 21.24% |  |  | 84.69% | 15% | 18 | 0.3% | 2.211 | 0.33165 | -0.51583 | -0.077374
Glass-Big Box-ElecHt-codet to al45tint-NR | Glass | ElecHt-Big Box-NR | Glass-NR | ElecHt | tint base | codet to al45tint | Big Box | NR | ExCOMM | 1.8356e-08 | 1.055e-08 | 2.11e-06% | 7.288e-07% | 4.188e-07% | 8.377e-07% | 0.87 | 0.5 | 7.329% | 49.37% | 19.6% | 1.944% |  |  | 78.22% | 1% | 18 | 0.3% | 1.2189 | 0.012189 | -0.083366 | -0.00083366
Glass-Small Box-ElecHt-codet to al45tint-NR | Glass | ElecHt-Small Box-NR | Glass-NR | ElecHt | tint base | codet to al45tint | Small Box | NR | ExCOMM | -6.1386e-08 | 3.2362e-07 | 6.472e-05% | -2.462e-06% | 1.298e-05% | 2.596e-05% | -0.094843 | 0.5 | 4.691% | 48.87% | 19.6% | 18.82% |  |  | 59.08% | 5% | 18 | 0.3% | 0.792 | 0.0396 | -0.56272 | -0.028136
Glass-High End-ElecHt-codet to al45tint-NR | Glass | ElecHt-High End-NR | Glass-NR | ElecHt | tint base | codet to al45tint | High End | NR | ExCOMM | -6.4291e-08 | 2.7379e-07 | 5.476e-05% | -2.023e-06% | 8.614e-06% | 1.723e-05% | -0.11741 | 0.5 | 1.173% | 62.3% | 19.6% | 16.66% |  |  | 56.23% | 15% | 18 | 0.3% | 0.792 | 0.1188 | -0.56272 | -0.084408
Glass-Anchor-ElecHt-codet to al45tint-NR | Glass | ElecHt-Anchor-NR | Glass-NR | ElecHt | tint base | codet to al45tint | Anchor | NR | ExCOMM | 6.5156e-08 | 3.7446e-08 | 7.489e-06% | 4.632e-06% | 2.662e-06% | 5.325e-06% | 0.86999 | 0.5 | 1.466% | 27.57% | 19.6% | 20.59% |  |  | 78.21% | 3% | 18 | 0.3% | 1.2189 | 0.036567 | -0.083366 | -0.002501
Glass-K-12-ElecHt-codet to al45tint-NR | Glass | ElecHt-K-12-NR | Glass-NR | ElecHt | tint base | codet to al45tint | K-12 | NR | ExCOMM | 6.4839e-08 | 1.6677e-07 | 3.335e-05% | 7.097e-06% | 1.825e-05% | 3.651e-05% | 0.1944 | 0.5 | 6.289% | 67.24% | 73.6% | 5.258% |  |  | 48.81% | 5% | 18 | 0.3% | 0.038 | 0.0019 | 0.17585 | 0.0087925
Glass-University-ElecHt-codet to al45tint-NR | Glass | ElecHt-University-NR | Glass-NR | ElecHt | tint base | codet to al45tint | University | NR | ExCOMM | 4.6869e-07 | 1.3184e-07 | 2.637e-05% | 8.267e-05% | 2.326e-05% | 4.651e-05% | 1.7774 | 0.5 | 3.24% | 41.73% | 73.6% | 9.288% |  |  | 80.03% | 7% | 18 | 0.3% | 1.0666 | 0.074662 | 0.9238 | 0.064666
Glass-Warehouse-ElecHt-codet to al45tint-NR | Glass | ElecHt-Warehouse-NR | Glass-NR | ElecHt | tint base | codet to al45tint | Warehouse | NR | ExCOMM | 1.1199e-07 | 3.4186e-07 | 6.837e-05% | 5.193e-06% | 1.585e-05% | 3.171e-05% | 0.16379 | 0.5 | 16.51% | 42.27% | 19.6% | 10.88% |  |  | 22.52% | 3% | 18 | 0.3% | 1.977 | 0.05931 | -0.28136 | -0.0084408
Glass-Supermarket-ElecHt-codet to al45tint-NR | Glass | ElecHt-Supermarket-NR | Glass-NR | ElecHt | tint base | codet to al45tint | Supermarket | NR | ExCOMM | 2.1577e-08 | 1.0485e-08 | 2.097e-06% | 2.618e-06% | 1.272e-06% | 2.544e-06% | 1.029 | 0.5 | 0.421% | 39.15% | 47.5% | 14.13% |  |  | 91.26% | 3% | 18 | 0.3% | 1.2189 | 0.036567 | -0.083366 | -0.002501
Glass-MIniMart-ElecHt-codet to al45tint-NR | Glass | ElecHt-MIniMart-NR | Glass-NR | ElecHt | tint base | codet to al45tint | MIniMart | NR | ExCOMM | 8.4133e-08 | 6.4082e-08 | 1.282e-05% | 4.238e-06% | 3.228e-06% | 6.456e-06% | 0.65645 | 0.5 | 0.5146% | 38.91% | 19.6% | 14.23% |  |  | 60.7% | 15% | 18 | 0.3% | 1.2189 | 0.18283 | -0.083366 | -0.012505
Glass-Restaurant-ElecHt-codet to al45tint-NR | Glass | ElecHt-Restaurant-NR | Glass-NR | ElecHt | tint base | codet to al45tint | Restaurant | NR | ExCOMM | 5.2708e-08 | 1.2467e-07 | 2.493e-05% | 1.674e-06% | 3.961e-06% | 7.921e-06% | 0.21139 | 0.5 | 0.8735% | 61.7% | 19.6% | 8.568% |  |  | 75.66% | 18% | 18 | 0.3% | 1.302 | 0.23436 | -0.77374 | -0.13927
Glass-Lodging-ElecHt-codet to al45tint-NR | Glass | ElecHt-Lodging-NR | Glass-NR | ElecHt | tint base | codet to al45tint | Lodging | NR | ExCOMM | 2.8035e-06 | 1.4663e-06 | 0.0002933% | 9.315e-05% | 4.872e-05% | 9.744e-05% | 0.956 | 0.5 | 5.332% | 58.99% | 19.6% | 38.85% |  |  | 85.27% | 8% | 18 | 0.3% | 1.2189 | 0.097511 | -0.083366 | -0.0066693
Glass-Hospital-ElecHt-codet to al45tint-NR | Glass | ElecHt-Hospital-NR | Glass-NR | ElecHt | tint base | codet to al45tint | Hospital | NR | ExCOMM | 2.0963e-07 | 3.6673e-08 | 7.335e-06% | 3.779e-05% | 6.611e-06% | 1.322e-05% | 2.8581 | 0.5 | 2.495% | 40.83% | 73.6% | 3% |  |  | 91.26% | 8% | 18 | 0.3% | 1.4875 | 0.119 | 1.5006 | 0.12005
Glass-OtherHealth-ElecHt-codet to al45tint-NR | Glass | ElecHt-OtherHealth-NR | Glass-NR | ElecHt | tint base | codet to al45tint | OtherHealth | NR | ExCOMM | 6.4707e-06 | 1.1651e-06 | 0.000233% | 0.0007302% | 0.0001315% | 0.0002629% | 2.777 | 0.5 | 4.633% | 65.22% | 73.6% | 32.13% |  |  | 89.76% | 8% | 18 | 0.3% | 0.769 | 0.06152 | 2.0868 | 0.16694
Glass-Other-ElecHt-codet to al45tint-NR | Glass | ElecHt-Other-NR | Glass-NR | ElecHt | tint base | codet to al45tint | Other | NR | ExCOMM | 9.9766e-07 | 1.146e-06 | 0.0002292% | 7.323e-05% | 8.412e-05% | 0.0001682% | 0.43527 | 0.5 | 25.98% | 38.83% | 28.5% | 12.62% |  |  | 42.55% | 6% | 18 | 0.3% | 1.2189 | 0.073133 | -0.083366 | -0.005002
Glass-Large Off-ElecHt-codet to al40tint-NR | Glass | ElecHt-Large Off-NR | Glass-NR | ElecHt | tint base | codet to al40tint | Large Off | NR | ExCOMM | 0.0025409 | 0.00080387 | 0.05359% | 0.4767% | 0.1508% | 0.1005% | 4.7413 | 1.5 | 7.999% | 25.32% | 47.5% | 40.09% |  |  | 87.35% | 15% | 17 | 44% | 2.368 | 0.3552 | 2.6729 | 0.40094
Glass-Medium Off-ElecHt-codet to al40tint-NR | Glass | ElecHt-Medium Off-NR | Glass-NR | ElecHt | tint base | codet to al40tint | Medium Off | NR | ExCOMM | 0.0012638 | 0.00042088 | 0.02806% | 0.2107% | 0.07018% | 0.04678% | 4.5043 | 1.5 | 6.094% | 28.49% | 47.5% | 24.49% |  |  | 77.34% | 15% | 17 | 44% | 2.368 | 0.3552 | 2.6729 | 0.40094
Glass-Small Off-ElecHt-codet to al40tint-NR | Glass | ElecHt-Small Off-NR | Glass-NR | ElecHt | tint base | codet to al40tint | Small Off | NR | ExCOMM | 0.00087094 | 0.00045244 | 0.03016% | 0.03976% | 0.02065% | 0.01377% | 2.8875 | 1.5 | 4.952% | 63.74% | 29.1% | 21.24% |  |  | 84.69% | 15% | 17 | 30% | 2.053 | 0.30795 | 1.1489 | 0.17233
Glass-Big Box-ElecHt-codet to al40tint-NR | Glass | ElecHt-Big Box-NR | Glass-NR | ElecHt | tint base | codet to al40tint | Big Box | NR | ExCOMM | 5.6678e-06 | 3.9033e-06 | 0.0002602% | 0.000225% | 0.000155% | 0.0001033% | 2.1781 | 1.5 | 7.329% | 49.37% | 19.6% | 1.944% |  |  | 78.22% | 1% | 17 | 37% | 1.2159 | 0.012159 | 1.227 | 0.01227
Glass-Small Box-ElecHt-codet to al40tint-NR | Glass | ElecHt-Small Box-NR | Glass-NR | ElecHt | tint base | codet to al40tint | Small Box | NR | ExCOMM | 7.0387e-05 | 9.7086e-05 | 0.006472% | 0.002823% | 0.003894% | 0.002596% | 1.0875 | 1.5 | 4.691% | 48.87% | 19.6% | 18.82% |  |  | 59.08% | 5% | 17 | 30% | 0.928 | 0.0464 | 0.53927 | 0.026964
Glass-High End-ElecHt-codet to al40tint-NR | Glass | ElecHt-High End-NR | Glass-NR | ElecHt | tint base | codet to al40tint | High End | NR | ExCOMM | 5.81e-05 | 8.2136e-05 | 0.005476% | 0.001828% | 0.002584% | 0.001723% | 1.061 | 1.5 | 1.173% | 62.3% | 19.6% | 16.66% |  |  | 56.23% | 15% | 17 | 30% | 0.928 | 0.1392 | 0.53927 | 0.080891
Glass-Anchor-ElecHt-codet to al40tint-NR | Glass | ElecHt-Anchor-NR | Glass-NR | ElecHt | tint base | codet to al40tint | Anchor | NR | ExCOMM | 2.3924e-05 | 1.6476e-05 | 0.001098% | 0.001701% | 0.001171% | 0.0007809% | 2.178 | 1.5 | 1.466% | 27.57% | 19.6% | 20.59% |  |  | 78.21% | 3% | 17 | 44% | 1.2159 | 0.036477 | 1.227 | 0.036811
Glass-K-12-ElecHt-codet to al40tint-NR | Glass | ElecHt-K-12-NR | Glass-NR | ElecHt | tint base | codet to al40tint | K-12 | NR | ExCOMM | 3.6657e-05 | 5.0031e-05 | 0.003335% | 0.004012% | 0.005476% | 0.003651% | 1.099 | 1.5 | 6.289% | 67.24% | 73.6% | 5.258% |  |  | 48.81% | 5% | 17 | 30% | 0.09 | 0.0045 | 1.0551 | 0.052755
Glass-University-ElecHt-codet to al40tint-NR | Glass | ElecHt-University-NR | Glass-NR | ElecHt | tint base | codet to al40tint | University | NR | ExCOMM | 0.00014267 | 5.8011e-05 | 0.003867% | 0.02517% | 0.01023% | 0.006822% | 3.689 | 1.5 | 3.24% | 41.73% | 73.6% | 9.288% |  |  | 80.03% | 7% | 17 | 44% | 1.1876 | 0.083132 | 2.7386 | 0.1917
Glass-Warehouse-ElecHt-codet to al40tint-NR | Glass | ElecHt-Warehouse-NR | Glass-NR | ElecHt | tint base | codet to al40tint | Warehouse | NR | ExCOMM | 2.2223e-05 | 0.00010256 | 0.006837% | 0.00103% | 0.004756% | 0.003171% | 0.32502 | 1.5 | 16.51% | 42.27% | 19.6% | 10.88% |  |  | 22.52% | 3% | 17 | 30% | 1.86 | 0.0558 | -0.093787 | -0.0028136
Glass-Supermarket-ElecHt-codet to al40tint-NR | Glass | ElecHt-Supermarket-NR | Glass-NR | ElecHt | tint base | codet to al40tint | Supermarket | NR | ExCOMM | 4.8998e-06 | 3.1454e-06 | 0.0002097% | 0.0005945% | 0.0003816% | 0.0002544% | 2.3366 | 1.5 | 0.421% | 39.15% | 47.5% | 14.13% |  |  | 91.26% | 3% | 17 | 30% | 1.2159 | 0.036477 | 1.227 | 0.036811
Glass-MIniMart-ElecHt-codet to al40tint-NR | Glass | ElecHt-MIniMart-NR | Glass-NR | ElecHt | tint base | codet to al40tint | MIniMart | NR | ExCOMM | 2.5185e-05 | 1.9225e-05 | 0.001282% | 0.001269% | 0.0009685% | 0.0006456% | 1.965 | 1.5 | 0.5146% | 38.91% | 19.6% | 14.23% |  |  | 60.7% | 15% | 17 | 30% | 1.2159 | 0.18238 | 1.227 | 0.18406
Glass-Restaurant-ElecHt-codet to al40tint-NR | Glass | ElecHt-Restaurant-NR | Glass-NR | ElecHt | tint base | codet to al40tint | Restaurant | NR | ExCOMM | 2.5733e-05 | 3.7402e-05 | 0.002493% | 0.0008175% | 0.001188% | 0.0007921% | 1.032 | 1.5 | 0.8735% | 61.7% | 19.6% | 8.568% |  |  | 75.66% | 18% | 17 | 30% | 1.302 | 0.23436 | 0.046893 | 0.0084408
Glass-Lodging-ElecHt-codet to al40tint-NR | Glass | ElecHt-Lodging-NR | Glass-NR | ElecHt | tint base | codet to al40tint | Lodging | NR | ExCOMM | 0.00066388 | 0.00043988 | 0.02933% | 0.02206% | 0.01462% | 0.009744% | 2.2639 | 1.5 | 5.332% | 58.99% | 19.6% | 38.85% |  |  | 85.27% | 8% | 17 | 30% | 1.2159 | 0.097271 | 1.227 | 0.098163
Glass-Hospital-ElecHt-codet to al40tint-NR | Glass | ElecHt-Hospital-NR | Glass-NR | ElecHt | tint base | codet to al40tint | Hospital | NR | ExCOMM | 5.2329e-05 | 1.6136e-05 | 0.001076% | 0.009433% | 0.002909% | 0.001939% | 4.8645 | 1.5 | 2.495% | 40.83% | 73.6% | 3% |  |  | 91.26% | 8% | 17 | 44% | 1.605 | 0.1284 | 3.3998 | 0.27198
Glass-OtherHealth-ElecHt-codet to al40tint-NR | Glass | ElecHt-OtherHealth-NR | Glass-NR | ElecHt | tint base | codet to al40tint | OtherHealth | NR | ExCOMM | 0.0011377 | 0.00034952 | 0.0233% | 0.1284% | 0.03944% | 0.02629% | 4.8824 | 1.5 | 4.633% | 65.22% | 73.6% | 32.13% |  |  | 89.76% | 8% | 17 | 30% | 0.842 | 0.06736 | 4.1266 | 0.33013
Glass-Other-ElecHt-codet to al40tint-NR | Glass | ElecHt-Other-NR | Glass-NR | ElecHt | tint base | codet to al40tint | Other | NR | ExCOMM | 0.00049312 | 0.00042403 | 0.02827% | 0.0362% | 0.03112% | 0.02075% | 1.7444 | 1.5 | 25.98% | 38.83% | 28.5% | 12.62% |  |  | 42.55% | 6% | 17 | 37% | 1.2159 | 0.072953 | 1.227 | 0.073623
Glass-Large Off-ElecHt-codet to al36tint-NR | Glass | ElecHt-Large Off-NR | Glass-NR | ElecHt | tint base | codet to al36tint | Large Off | NR | ExCOMM | 2.3957e-05 | 1.6443e-05 | 0.0003654% | 0.004494% | 0.003085% | 0.0006855% | 6.5564 | 4.5 | 7.999% | 25.32% | 47.5% | 40.09% |  |  | 87.35% | 15% | 16 | 0.3% | 2.567 | 0.38505 | 4.3142 | 0.64713
Glass-Medium Off-ElecHt-codet to al36tint-NR | Glass | ElecHt-Medium Off-NR | Glass-NR | ElecHt | tint base | codet to al36tint | Medium Off | NR | ExCOMM | 1.2051e-05 | 8.6089e-06 | 0.0001913% | 0.002009% | 0.001435% | 0.000319% | 6.2994 | 4.5 | 6.094% | 28.49% | 47.5% | 24.49% |  |  | 77.34% | 15% | 16 | 0.3% | 2.567 | 0.38505 | 4.3142 | 0.64713
Glass-Small Off-ElecHt-codet to al36tint-NR | Glass | ElecHt-Small Off-NR | Glass-NR | ElecHt | tint base | codet to al36tint | Small Off | NR | ExCOMM | 1.268e-05 | 1.3573e-05 | 0.0003016% | 0.0005789% | 0.0006196% | 0.0001377% | 4.2039 | 4.5 | 4.952% | 63.74% | 29.1% | 21.24% |  |  | 84.69% | 15% | 16 | 0.3% | 1.974 | 0.2961 | 2.5322 | 0.37984
Glass-Big Box-ElecHt-codet to al36tint-NR | Glass | ElecHt-Big Box-NR | Glass-NR | ElecHt | tint base | codet to al36tint | Big Box | NR | ExCOMM | 7.0676e-08 | 9.4946e-08 | 2.11e-06% | 2.806e-06% | 3.77e-06% | 8.377e-07% | 3.3497 | 4.5 | 7.329% | 49.37% | 19.6% | 1.944% |  |  | 78.22% | 1% | 16 | 0.3% | 1.2217 | 0.012217 | 2.3942 | 0.023942
Glass-Small Box-ElecHt-codet to al36tint-NR | Glass | ElecHt-Small Box-NR | Glass-NR | ElecHt | tint base | codet to al36tint | Small Box | NR | ExCOMM | 1.2514e-06 | 2.9126e-06 | 6.472e-05% | 5.019e-05% | 0.0001168% | 2.596e-05% | 1.9334 | 4.5 | 4.691% | 48.87% | 19.6% | 18.82% |  |  | 59.08% | 5% | 16 | 0.3% | 0.812 | 0.0406 | 1.4537 | 0.072685
Glass-High End-ElecHt-codet to al36tint-NR | Glass | ElecHt-High End-NR | Glass-NR | ElecHt | tint base | codet to al36tint | High End | NR | ExCOMM | 1.046e-06 | 2.4641e-06 | 5.476e-05% | 3.291e-05% | 7.752e-05% | 1.723e-05% | 1.9102 | 4.5 | 1.173% | 62.3% | 19.6% | 16.66% |  |  | 56.23% | 15% | 16 | 0.3% | 0.812 | 0.1218 | 1.4537 | 0.21805
Glass-Anchor-ElecHt-codet to al36tint-NR | Glass | ElecHt-Anchor-NR | Glass-NR | ElecHt | tint base | codet to al36tint | Anchor | NR | ExCOMM | 2.5087e-07 | 3.3702e-07 | 7.489e-06% | 1.784e-05% | 2.396e-05% | 5.325e-06% | 3.3497 | 4.5 | 1.466% | 27.57% | 19.6% | 20.59% |  |  | 78.21% | 3% | 16 | 0.3% | 1.2217 | 0.03665 | 2.3942 | 0.071825
Glass-K-12-ElecHt-codet to al36tint-NR | Glass | ElecHt-K-12-NR | Glass-NR | ElecHt | tint base | codet to al36tint | K-12 | NR | ExCOMM | 6.2129e-07 | 1.5009e-06 | 3.335e-05% | 6.8e-05% | 0.0001643% | 3.651e-05% | 1.8627 | 4.5 | 6.289% | 67.24% | 73.6% | 5.258% |  |  | 48.81% | 5% | 16 | 0.3% | 0.1415 | 0.007075 | 1.7937 | 0.089683
Glass-University-ElecHt-codet to al36tint-NR | Glass | ElecHt-University-NR | Glass-NR | ElecHt | tint base | codet to al36tint | University | NR | ExCOMM | 1.4188e-06 | 1.1866e-06 | 2.637e-05% | 0.0002503% | 0.0002093% | 4.651e-05% | 5.3805 | 4.5 | 3.24% | 41.73% | 73.6% | 9.288% |  |  | 80.03% | 7% | 16 | 0.3% | 1.3206 | 0.092442 | 4.3236 | 0.30265
Glass-Warehouse-ElecHt-codet to al36tint-NR | Glass | ElecHt-Warehouse-NR | Glass-NR | ElecHt | tint base | codet to al36tint | Warehouse | NR | ExCOMM | 6.5323e-07 | 3.0767e-06 | 6.837e-05% | 3.029e-05% | 0.0001427% | 3.171e-05% | 0.95541 | 4.5 | 16.51% | 42.27% | 19.6% | 10.88% |  |  | 22.52% | 3% | 16 | 0.3% | 1.744 | 0.05232 | 0.56272 | 0.016882
Glass-Supermarket-ElecHt-codet to al36tint-NR | Glass | ElecHt-Supermarket-NR | Glass-NR | ElecHt | tint base | codet to al36tint | Supermarket | NR | ExCOMM | 7.3582e-08 | 9.4362e-08 | 2.097e-06% | 8.927e-06% | 1.145e-05% | 2.544e-06% | 3.509 | 4.5 | 0.421% | 39.15% | 47.5% | 14.13% |  |  | 91.26% | 3% | 16 | 0.3% | 1.2217 | 0.03665 | 2.3942 | 0.071825
Glass-MIniMart-ElecHt-codet to al36tint-NR | Glass | ElecHt-MIniMart-NR | Glass-NR | ElecHt | tint base | codet to al36tint | MIniMart | NR | ExCOMM | 4.0188e-07 | 5.7674e-07 | 1.282e-05% | 2.025e-05% | 2.905e-05% | 6.456e-06% | 3.1357 | 4.5 | 0.5146% | 38.91% | 19.6% | 14.23% |  |  | 60.7% | 15% | 16 | 0.3% | 1.2217 | 0.18325 | 2.3942 | 0.35912
Glass-Restaurant-ElecHt-codet to al36tint-NR | Glass | ElecHt-Restaurant-NR | Glass-NR | ElecHt | tint base | codet to al36tint | Restaurant | NR | ExCOMM | 4.2687e-07 | 1.1221e-06 | 2.493e-05% | 1.356e-05% | 3.565e-05% | 7.921e-06% | 1.712 | 4.5 | 0.8735% | 61.7% | 19.6% | 8.568% |  |  | 75.66% | 18% | 16 | 0.3% | 1.302 | 0.23436 | 0.72685 | 0.13083
Glass-Lodging-ElecHt-codet to al36tint-NR | Glass | ElecHt-Lodging-NR | Glass-NR | ElecHt | tint base | codet to al36tint | Lodging | NR | ExCOMM | 1.0076e-05 | 1.3196e-05 | 0.0002933% | 0.0003348% | 0.0004385% | 9.744e-05% | 3.4359 | 4.5 | 5.332% | 58.99% | 19.6% | 38.85% |  |  | 85.27% | 8% | 16 | 0.3% | 1.2217 | 0.097733 | 2.3942 | 0.19153
Glass-Hospital-ElecHt-codet to al36tint-NR | Glass | ElecHt-Hospital-NR | Glass-NR | ElecHt | tint base | codet to al36tint | Hospital | NR | ExCOMM | 4.8759e-07 | 3.3005e-07 | 7.335e-06% | 8.789e-05% | 5.95e-05% | 1.322e-05% | 6.6478 | 4.5 | 2.495% | 40.83% | 73.6% | 3% |  |  | 91.26% | 8% | 16 | 0.3% | 1.735 | 0.1388 | 5.0645 | 0.40516
Glass-OtherHealth-ElecHt-codet to al36tint-NR | Glass | ElecHt-OtherHealth-NR | Glass-NR | ElecHt | tint base | codet to al36tint | OtherHealth | NR | ExCOMM | 1.5438e-05 | 1.0485e-05 | 0.000233% | 0.001742% | 0.001183% | 0.0002629% | 6.6253 | 4.5 | 4.633% | 65.22% | 73.6% | 32.13% |  |  | 89.76% | 8% | 16 | 0.3% | 0.903 | 0.07224 | 5.8148 | 0.46518
Glass-Other-ElecHt-codet to al36tint-NR | Glass | ElecHt-Other-NR | Glass-NR | ElecHt | tint base | codet to al36tint | Other | NR | ExCOMM | 6.679e-06 | 1.0314e-05 | 0.0002292% | 0.0004903% | 0.0007571% | 0.0001682% | 2.914 | 4.5 | 25.98% | 38.83% | 28.5% | 12.62% |  |  | 42.55% | 6% | 16 | 0.3% | 1.2217 | 0.0733 | 2.3942 | 0.14365
Glass-Large Off-ElecHt-codet to al45tint-New | Glass | ElecHt-Large Off-New | Glass-New | ElecHt | tint base | codet to al45tint | Large Off | New | ExCOMM | 1.5884e-05 | 3.439e-06 | 0.0006878% | 2.2704e-05 | 4.9154e-06 | 0.0009831% | 2.3094 | 0.5 | 7.999% | 33.23% | 47.5% | 57.5% |  |  | 100% | 15% | 8 | 0.3% | 1.184 | 0.1776 | 1.1254 | 0.16882
Glass-Medium Off-ElecHt-codet to al45tint-New | Glass | ElecHt-Medium Off-New | Glass-New | ElecHt | tint base | codet to al45tint | Medium Off | New | ExCOMM | 8.4067e-06 | 1.8201e-06 | 0.000364% | 1.068e-05 | 2.3122e-06 | 0.0004624% | 2.3094 | 0.5 | 6.094% | 37.39% | 47.5% | 35.5% |  |  | 100% | 15% | 8 | 0.3% | 1.184 | 0.1776 | 1.1254 | 0.16882
Glass-Small Off-ElecHt-codet to al45tint-New | Glass | ElecHt-Small Off-New | Glass-New | ElecHt | tint base | codet to al45tint | Small Off | New | ExCOMM | 1.8e-06 | 7.5526e-07 | 0.0001511% | 9.2719e-07 | 3.8904e-07 | 7.781e-05% | 1.1916 | 0.5 | 4.952% | 56.49% | 29.1% | 12% |  |  | 96% | 15% | 8 | 0.3% | 1.974 | 0.2961 | -0.7034 | -0.10551
Glass-Big Box-ElecHt-codet to al45tint-New | Glass | ElecHt-Big Box-New | Glass-New | ElecHt | tint base | codet to al45tint | Big Box | New | ExCOMM | 1.9303e-07 | 2.5909e-08 | 5.182e-06% | 7.6254e-08 | 1.0235e-08 | 2.047e-06% | 3.7251 | 0.5 | 7.329% | 49.62% | 19.6% | 4.75% |  |  | 89.36% | 1% | 8 | 0.3% | 2.568 | 0.02568 | 1.4302 | 0.014302
Glass-Small Box-ElecHt-codet to al45tint-New | Glass | ElecHt-Small Box-New | Glass-New | ElecHt | tint base | codet to al45tint | Small Box | New | ExCOMM | 6.2882e-08 | 2.5917e-07 | 5.183e-05% | 2.5095e-08 | 1.0343e-07 | 2.069e-05% | 0.12132 | 0.5 | 4.691% | 49.11% | 19.6% | 15% |  |  | 88.49% | 5% | 8 | 0.3% | 0.773 | 0.03865 | -0.56272 | -0.028136
Glass-High End-ElecHt-codet to al45tint-New | Glass | ElecHt-High End-New | Glass-New | ElecHt | tint base | codet to al45tint | High End | New | ExCOMM | 3.3972e-08 | 1.6933e-07 | 3.387e-05% | 1.0635e-08 | 5.3008e-08 | 1.06e-05% | 0.10031 | 0.5 | 1.173% | 62.61% | 19.6% | 10.25% |  |  | 85.77% | 15% | 8 | 0.3% | 0.773 | 0.11595 | -0.56272 | -0.084408
Glass-Anchor-ElecHt-codet to al45tint-New | Glass | ElecHt-Anchor-New | Glass-New | ElecHt | tint base | codet to al45tint | Anchor | New | ExCOMM | 4.8902e-07 | 6.5794e-08 | 1.316e-05% | 2.1621e-07 | 2.909e-08 | 5.818e-06% | 3.7163 | 0.5 | 1.466% | 44.33% | 19.6% | 22.5% |  |  | 89.02% | 3% | 8 | 0.3% | 2.568 | 0.07704 | 1.4302 | 0.042907
Glass-K-12-ElecHt-codet to al45tint-New | Glass | ElecHt-K-12-New | Glass-New | ElecHt | tint base | codet to al45tint | K-12 | New | ExCOMM | -2.7708e-08 | 5.9975e-08 | 1.2e-05% | -9.1903e-08 | 1.9893e-07 | 3.979e-05% | -0.23099 | 0.5 | 6.289% | 22.19% | 73.6% | 5.73% |  |  | 75% | 5% | 8 | 0.3% | -0.011 | -0.00055 | -0.22274 | -0.011137
Glass-University-ElecHt-codet to al45tint-New | Glass | ElecHt-University-New | Glass-New | ElecHt | tint base | codet to al45tint | University | New | ExCOMM | 1.1414e-07 | 5.6211e-08 | 1.124e-05% | 3.8131e-07 | 1.8779e-07 | 3.756e-05% | 1.0153 | 0.5 | 3.24% | 22.03% | 73.6% | 7.5% |  |  | 95% | 7% | 8 | 0.3% | 0.659 | 0.04613 | 0.38921 | 0.027245
Glass-Warehouse-ElecHt-codet to al45tint-New | Glass | ElecHt-Warehouse-New | Glass-New | ElecHt | tint base | codet to al45tint | Warehouse | New | ExCOMM | 2.7742e-11 | 1.067e-07 | 2.134e-05% | 1.28e-11 | 4.9232e-08 | 9.846e-06% | 0.00013 | 0.5 | 16.51% | 42.48% | 19.6% | 3.38% |  |  | 30% | 3% | 8 | 0.3% | 0.0001 | 3e-06 | 0.0001 | 3e-06
Glass-Supermarket-ElecHt-codet to al45tint-New | Glass | ElecHt-Supermarket-New | Glass-New | ElecHt | tint base | codet to al45tint | Supermarket | New | ExCOMM | -1.0176e-08 | 6.8968e-09 | 1.379e-06% | -1.1759e-08 | 7.9693e-09 | 1.594e-06% | -0.73776 | 0.5 | 0.421% | 41.11% | 47.5% | 8.855% |  |  | 95% | 3% | 8 | 0.3% | 0.26 | 0.0078 | -0.98476 | -0.029543
Glass-MIniMart-ElecHt-codet to al45tint-New | Glass | ElecHt-MIniMart-New | Glass-New | ElecHt | tint base | codet to al45tint | MIniMart | New | ExCOMM | -3.2348e-08 | 2.1732e-08 | 4.346e-06% | -1.0134e-08 | 6.8082e-09 | 1.362e-06% | -0.74426 | 0.5 | 0.5146% | 62.56% | 19.6% | 3% |  |  | 92.5% | 15% | 8 | 0.3% | 0.26 | 0.039 | -0.98476 | -0.14771
Glass-Restaurant-ElecHt-codet to al45tint-New | Glass | ElecHt-Restaurant-New | Glass-New | ElecHt | tint base | codet to al45tint | Restaurant | New | ExCOMM | 8.5925e-08 | 9.9077e-08 | 1.982e-05% | 2.7161e-08 | 3.1319e-08 | 6.264e-06% | 0.43363 | 0.5 | 0.8735% | 62% | 19.6% | 6.775% |  |  | 92.5% | 18% | 8 | 0.3% | 1.432 | 0.25776 | -0.89097 | -0.16038
Glass-Lodging-ElecHt-codet to al45tint-New | Glass | ElecHt-Lodging-New | Glass-New | ElecHt | tint base | codet to al45tint | Lodging | New | ExCOMM | 1.7188e-06 | 1.7534e-06 | 0.0003507% | 5.6826e-07 | 5.7972e-07 | 0.0001159% | 0.49011 | 0.5 | 5.332% | 59.28% | 19.6% | 46.23% |  |  | 95% | 8% | 8 | 0.3% | 0.86967 | 0.069573 | -0.33607 | -0.026886
Glass-Hospital-ElecHt-codet to al45tint-New | Glass | ElecHt-Hospital-New | Glass-New | ElecHt | tint base | codet to al45tint | Hospital | New | ExCOMM | 7.2784e-08 | 1.9363e-08 | 3.873e-06% | 2.4848e-07 | 6.6106e-08 | 1.322e-05% | 1.8794 | 0.5 | 2.495% | 21.56% | 73.6% | 3% |  |  | 95% | 8% | 8 | 0.3% | 1.0775 | 0.0862 | 0.8558 | 0.068464
Glass-OtherHealth-ElecHt-codet to al45tint-New | Glass | ElecHt-OtherHealth-New | Glass-New | ElecHt | tint base | codet to al45tint | OtherHealth | New | ExCOMM | 1.8054e-07 | 5.9835e-08 | 1.197e-05% | 6.1737e-07 | 2.0461e-07 | 4.092e-05% | 1.5086 | 0.5 | 4.633% | 21.52% | 73.6% | 5% |  |  | 95% | 8% | 8 | 0.3% | 0.971 | 0.07768 | 0.58617 | 0.046893
Glass-Other-ElecHt-codet to al45tint-New | Glass | ElecHt-Other-New | Glass-New | ElecHt | tint base | codet to al45tint | Other | New | ExCOMM | 4.8483e-07 | 1.0576e-06 | 0.0002115% | 2.4887e-07 | 5.4287e-07 | 0.0001086% | 0.22921 | 0.5 | 25.98% | 55.52% | 28.5% | 8.145% |  |  | 65% | 6% | 8 | 0.3% | 0.86967 | 0.05218 | -0.33607 | -0.020164
Glass-Large Off-ElecHt-codet to al40tint-New | Glass | ElecHt-Large Off-New | Glass-New | ElecHt | tint base | codet to al40tint | Large Off | New | ExCOMM | 0.003888 | 0.0015131 | 0.1009% | 0.0055573 | 0.0021628 | 0.1442% | 3.8543 | 1.5 | 7.999% | 33.23% | 47.5% | 57.5% |  |  | 100% | 15% | 7 | 44% | 1.111 | 0.16665 | 2.7433 | 0.41149
Glass-Medium Off-ElecHt-codet to al40tint-New | Glass | ElecHt-Medium Off-New | Glass-New | ElecHt | tint base | codet to al40tint | Medium Off | New | ExCOMM | 0.0020577 | 0.00080083 | 0.05339% | 0.0026141 | 0.0010174 | 0.06782% | 3.8543 | 1.5 | 6.094% | 37.39% | 47.5% | 35.5% |  |  | 100% | 15% | 7 | 44% | 1.111 | 0.16665 | 2.7433 | 0.41149
Glass-Small Off-ElecHt-codet to al40tint-New | Glass | ElecHt-Small Off-New | Glass-New | ElecHt | tint base | codet to al40tint | Small Off | New | ExCOMM | 0.00037667 | 0.00022658 | 0.01511% | 0.00019403 | 0.00011671 | 0.007781% | 2.4937 | 1.5 | 4.952% | 56.49% | 29.1% | 12% |  |  | 96% | 15% | 7 | 30% | 1.816 | 0.2724 | 0.75029 | 0.11254
Glass-Big Box-ElecHt-codet to al40tint-New | Glass | ElecHt-Big Box-New | Glass-New | ElecHt | tint base | codet to al40tint | Big Box | New | ExCOMM | 3.047e-05 | 9.5864e-06 | 0.0006391% | 1.2037e-05 | 3.787e-06 | 0.0002525% | 4.7677 | 1.5 | 7.329% | 49.62% | 19.6% | 4.75% |  |  | 89.36% | 1% | 7 | 37% | 2.659 | 0.02659 | 2.3916 | 0.023916
Glass-Small Box-ElecHt-codet to al40tint-New | Glass | ElecHt-Small Box-New | Glass-New | ElecHt | tint base | codet to al40tint | Small Box | New | ExCOMM | 6.4164e-05 | 7.775e-05 | 0.005183% | 2.5607e-05 | 3.1029e-05 | 0.002069% | 1.2379 | 1.5 | 4.691% | 49.11% | 19.6% | 15% |  |  | 88.49% | 5% | 7 | 30% | 0.657 | 0.03285 | 0.65651 | 0.032825
Glass-High End-ElecHt-codet to al40tint-New | Glass | ElecHt-High End-New | Glass-New | ElecHt | tint base | codet to al40tint | High End | New | ExCOMM | 4.1318e-05 | 5.0799e-05 | 0.003387% | 1.2934e-05 | 1.5902e-05 | 0.00106% | 1.22 | 1.5 | 1.173% | 62.61% | 19.6% | 10.25% |  |  | 85.77% | 15% | 7 | 30% | 0.657 | 0.09855 | 0.65651 | 0.098476
Glass-Anchor-ElecHt-codet to al40tint-New | Glass | ElecHt-Anchor-New | Glass-New | ElecHt | tint base | codet to al40tint | Anchor | New | ExCOMM | 9.1839e-05 | 2.8949e-05 | 0.00193% | 4.0605e-05 | 1.2799e-05 | 0.0008533% | 4.7586 | 1.5 | 1.466% | 44.33% | 19.6% | 22.5% |  |  | 89.02% | 3% | 7 | 44% | 2.659 | 0.07977 | 2.3916 | 0.071747
Glass-K-12-ElecHt-codet to al40tint-New | Glass | ElecHt-K-12-New | Glass-New | ElecHt | tint base | codet to al40tint | K-12 | New | ExCOMM | 8.3651e-06 | 1.7993e-05 | 0.0012% | 2.7746e-05 | 5.9679e-05 | 0.003979% | 0.69738 | 1.5 | 6.289% | 22.19% | 73.6% | 5.73% |  |  | 75% | 5% | 7 | 30% | 0.0545 | 0.002725 | 0.65651 | 0.032825
Glass-University-ElecHt-codet to al40tint-New | Glass | ElecHt-University-New | Glass-New | ElecHt | tint base | codet to al40tint | University | New | ExCOMM | 4.5725e-05 | 2.4733e-05 | 0.001649% | 0.00015276 | 8.2627e-05 | 0.005508% | 2.7732 | 1.5 | 3.24% | 22.03% | 73.6% | 7.5% |  |  | 95% | 7% | 7 | 44% | 0.7176 | 0.050232 | 2.0914 | 0.1464
Glass-Warehouse-ElecHt-codet to al40tint-New | Glass | ElecHt-Warehouse-New | Glass-New | ElecHt | tint base | codet to al40tint | Warehouse | New | ExCOMM | 2.7742e-09 | 3.201e-05 | 0.002134% | 1.28e-09 | 1.4769e-05 | 0.0009846% | 0.00013 | 1.5 | 16.51% | 42.48% | 19.6% | 3.38% |  |  | 30% | 3% | 7 | 30% | 0.0001 | 3e-06 | 0.0001 | 3e-06
Glass-Supermarket-ElecHt-codet to al40tint-New | Glass | ElecHt-Supermarket-New | Glass-New | ElecHt | tint base | codet to al40tint | Supermarket | New | ExCOMM | 7.3396e-07 | 2.0691e-06 | 0.0001379% | 8.4809e-07 | 2.3908e-06 | 0.0001594% | 0.5321 | 1.5 | 0.421% | 41.11% | 47.5% | 8.855% |  |  | 95% | 3% | 7 | 30% | 0.56 | 0.0168 | 0.0001 | 3e-06
Glass-MIniMart-ElecHt-codet to al40tint-New | Glass | ElecHt-MIniMart-New | Glass-New | ElecHt | tint base | codet to al40tint | MIniMart | New | ExCOMM | 2.2518e-06 | 6.5195e-06 | 0.0004346% | 7.0547e-07 | 2.0425e-06 | 0.0001362% | 0.5181 | 1.5 | 0.5146% | 62.56% | 19.6% | 3% |  |  | 92.5% | 15% | 7 | 30% | 0.56 | 0.084 | 0.0001 | 1.5e-05
Glass-Restaurant-ElecHt-codet to al40tint-New | Glass | ElecHt-Restaurant-New | Glass-New | ElecHt | tint base | codet to al40tint | Restaurant | New | ExCOMM | 2.95e-05 | 2.9723e-05 | 0.001982% | 9.325e-06 | 9.3956e-06 | 0.0006264% | 1.4887 | 1.5 | 0.8735% | 62% | 19.6% | 6.775% |  |  | 92.5% | 18% | 7 | 30% | 1.432 | 0.25776 | 0.16413 | 0.029543
Glass-Lodging-ElecHt-codet to al40tint-New | Glass | ElecHt-Lodging-New | Glass-New | ElecHt | tint base | codet to al40tint | Lodging | New | ExCOMM | 0.00060681 | 0.00052603 | 0.03507% | 0.00020062 | 0.00017392 | 0.01159% | 1.7303 | 1.5 | 5.332% | 59.28% | 19.6% | 46.23% |  |  | 95% | 8% | 7 | 30% | 0.88767 | 0.071013 | 0.88707 | 0.070965
Glass-Hospital-ElecHt-codet to al40tint-New | Glass | ElecHt-Hospital-New | Glass-New | ElecHt | tint base | codet to al40tint | Hospital | New | ExCOMM | 2.0544e-05 | 8.5198e-06 | 0.000568% | 7.0138e-05 | 2.9087e-05 | 0.001939% | 3.617 | 1.5 | 2.495% | 21.56% | 73.6% | 3% |  |  | 95% | 8% | 7 | 44% | 1.1295 | 0.09036 | 2.544 | 0.20352
Glass-OtherHealth-ElecHt-codet to al40tint-New | Glass | ElecHt-OtherHealth-New | Glass-New | ElecHt | tint base | codet to al40tint | OtherHealth | New | ExCOMM | 4.111e-05 | 1.795e-05 | 0.001197% | 0.00014058 | 6.1384e-05 | 0.004092% | 3.4353 | 1.5 | 4.633% | 21.52% | 73.6% | 5% |  |  | 95% | 8% | 7 | 30% | 1.148 | 0.09184 | 2.3447 | 0.18757
Glass-Other-ElecHt-codet to al40tint-New | Glass | ElecHt-Other-New | Glass-New | ElecHt | tint base | codet to al40tint | Other | New | ExCOMM | 0.00038193 | 0.00039131 | 0.02609% | 0.00019605 | 0.00020086 | 0.01339% | 1.464 | 1.5 | 25.98% | 55.52% | 28.5% | 8.145% |  |  | 65% | 6% | 7 | 37% | 0.88767 | 0.05326 | 0.88707 | 0.053224
Glass-Large Off-ElecHt-codet to al36tint-New | Glass | ElecHt-Large Off-New | Glass-New | ElecHt | tint base | codet to al36tint | Large Off | New | ExCOMM | 3.6487e-05 | 3.0951e-05 | 0.0006878% | 5.2152e-05 | 4.4238e-05 | 0.0009831% | 5.305 | 4.5 | 7.999% | 33.23% | 47.5% | 57.5% |  |  | 100% | 15% | 6 | 0.3% | 1.108 | 0.1662 | 4.197 | 0.62954
Glass-Medium Off-ElecHt-codet to al36tint-New | Glass | ElecHt-Medium Off-New | Glass-New | ElecHt | tint base | codet to al36tint | Medium Off | New | ExCOMM | 1.9311e-05 | 1.6381e-05 | 0.000364% | 2.4532e-05 | 2.0809e-05 | 0.0004624% | 5.305 | 4.5 | 6.094% | 37.39% | 47.5% | 35.5% |  |  | 100% | 15% | 6 | 0.3% | 1.108 | 0.1662 | 4.197 | 0.62954
Glass-Small Off-ElecHt-codet to al36tint-New | Glass | ElecHt-Small Off-New | Glass-New | ElecHt | tint base | codet to al36tint | Small Off | New | ExCOMM | 5.5647e-06 | 6.7974e-06 | 0.0001511% | 2.8664e-06 | 3.5014e-06 | 7.781e-05% | 3.6839 | 4.5 | 4.952% | 56.49% | 29.1% | 12% |  |  | 96% | 15% | 6 | 0.3% | 1.737 | 0.26055 | 2.0164 | 0.30246
Glass-Big Box-ElecHt-codet to al36tint-New | Glass | ElecHt-Big Box-New | Glass-New | ElecHt | tint base | codet to al36tint | Big Box | New | ExCOMM | 2.9253e-07 | 2.3318e-07 | 5.182e-06% | 1.1556e-07 | 9.2117e-08 | 2.047e-06% | 5.6453 | 4.5 | 7.329% | 49.62% | 19.6% | 4.75% |  |  | 89.36% | 1% | 6 | 0.3% | 2.749 | 0.02749 | 3.1887 | 0.031887
Glass-Small Box-ElecHt-codet to al36tint-New | Glass | ElecHt-Small Box-New | Glass-New | ElecHt | tint base | codet to al36tint | Small Box | New | ExCOMM | 1.1168e-06 | 2.3325e-06 | 5.183e-05% | 4.4568e-07 | 9.3087e-07 | 2.069e-05% | 2.1545 | 4.5 | 4.691% | 49.11% | 19.6% | 15% |  |  | 88.49% | 5% | 6 | 0.3% | 0.58 | 0.029 | 1.6413 | 0.082063
Glass-High End-ElecHt-codet to al36tint-New | Glass | ElecHt-High End-New | Glass-New | ElecHt | tint base | codet to al36tint | High End | New | ExCOMM | 7.2431e-07 | 1.524e-06 | 3.387e-05% | 2.2674e-07 | 4.7707e-07 | 1.06e-05% | 2.1388 | 4.5 | 1.173% | 62.61% | 19.6% | 10.25% |  |  | 85.77% | 15% | 6 | 0.3% | 0.58 | 0.087 | 1.6413 | 0.24619
Glass-Anchor-ElecHt-codet to al36tint-New | Glass | ElecHt-Anchor-New | Glass-New | ElecHt | tint base | codet to al36tint | Anchor | New | ExCOMM | 7.4162e-07 | 5.9214e-07 | 1.316e-05% | 3.2789e-07 | 2.6181e-07 | 5.818e-06% | 5.6359 | 4.5 | 1.466% | 44.33% | 19.6% | 22.5% |  |  | 89.02% | 3% | 6 | 0.3% | 2.749 | 0.08247 | 3.1887 | 0.095662
Glass-K-12-ElecHt-codet to al36tint-New | Glass | ElecHt-K-12-New | Glass-New | ElecHt | tint base | codet to al36tint | K-12 | New | ExCOMM | 1.7475e-07 | 5.3978e-07 | 1.2e-05% | 5.7962e-07 | 1.7904e-06 | 3.979e-05% | 1.4569 | 4.5 | 6.289% | 22.19% | 73.6% | 5.73% |  |  | 75% | 5% | 6 | 0.3% | 0.098 | 0.0049 | 1.3834 | 0.069168
Glass-University-ElecHt-codet to al36tint-New | Glass | ElecHt-University-New | Glass-New | ElecHt | tint base | codet to al36tint | University | New | ExCOMM | 4.8084e-07 | 5.059e-07 | 1.124e-05% | 1.6064e-06 | 1.6901e-06 | 3.756e-05% | 4.2771 | 4.5 | 3.24% | 22.03% | 73.6% | 7.5% |  |  | 95% | 7% | 6 | 0.3% | 0.7804 | 0.054628 | 3.5358 | 0.2475
Glass-Warehouse-ElecHt-codet to al36tint-New | Glass | ElecHt-Warehouse-New | Glass-New | ElecHt | tint base | codet to al36tint | Warehouse | New | ExCOMM | 2.7742e-11 | 9.6029e-07 | 2.134e-05% | 1.28e-11 | 4.4308e-07 | 9.846e-06% | 0.00013 | 4.5 | 16.51% | 42.48% | 19.6% | 3.38% |  |  | 30% | 3% | 6 | 0.3% | 0.0001 | 3e-06 | 0.0001 | 3e-06
Glass-Supermarket-ElecHt-codet to al36tint-New | Glass | ElecHt-Supermarket-New | Glass-New | ElecHt | tint base | codet to al36tint | Supermarket | New | ExCOMM | 2.2252e-08 | 6.2072e-08 | 1.379e-06% | 2.5713e-08 | 7.1723e-08 | 1.594e-06% | 1.6132 | 4.5 | 0.421% | 41.11% | 47.5% | 8.855% |  |  | 95% | 3% | 6 | 0.3% | 0.859 | 0.02577 | 0.79719 | 0.023916
Glass-MIniMart-ElecHt-codet to al36tint-New | Glass | ElecHt-MIniMart-New | Glass-New | ElecHt | tint base | codet to al36tint | MIniMart | New | ExCOMM | 6.9183e-08 | 1.9558e-07 | 4.346e-06% | 2.1674e-08 | 6.1274e-08 | 1.362e-06% | 1.5918 | 4.5 | 0.5146% | 62.56% | 19.6% | 3% |  |  | 92.5% | 15% | 6 | 0.3% | 0.859 | 0.12885 | 0.79719 | 0.11958
Glass-Restaurant-ElecHt-codet to al36tint-New | Glass | ElecHt-Restaurant-New | Glass-New | ElecHt | tint base | codet to al36tint | Restaurant | New | ExCOMM | 4.6971e-07 | 8.9169e-07 | 1.982e-05% | 1.4848e-07 | 2.8187e-07 | 6.264e-06% | 2.3704 | 4.5 | 0.8735% | 62% | 19.6% | 6.775% |  |  | 92.5% | 18% | 6 | 0.3% | 1.498 | 0.26964 | 0.98476 | 0.17726
Glass-Lodging-ElecHt-codet to al36tint-New | Glass | ElecHt-Lodging-New | Glass-New | ElecHt | tint base | codet to al36tint | Lodging | New | ExCOMM | 9.8078e-06 | 1.5781e-05 | 0.0003507% | 3.2427e-06 | 5.2175e-06 | 0.0001159% | 2.7968 | 4.5 | 5.332% | 59.28% | 19.6% | 46.23% |  |  | 95% | 8% | 6 | 0.3% | 0.92425 | 0.07394 | 1.9187 | 0.1535
Glass-Hospital-ElecHt-codet to al36tint-New | Glass | ElecHt-Hospital-New | Glass-New | ElecHt | tint base | codet to al36tint | Hospital | New | ExCOMM | 1.9809e-07 | 1.7427e-07 | 3.873e-06% | 6.7629e-07 | 5.9496e-07 | 1.322e-05% | 5.1152 | 4.5 | 2.495% | 21.56% | 73.6% | 3% |  |  | 95% | 8% | 6 | 0.3% | 1.201 | 0.09608 | 3.9742 | 0.31794
Glass-OtherHealth-ElecHt-codet to al36tint-New | Glass | ElecHt-OtherHealth-New | Glass-New | ElecHt | tint base | codet to al36tint | OtherHealth | New | ExCOMM | 5.9604e-07 | 5.3851e-07 | 1.197e-05% | 2.0383e-06 | 1.8415e-06 | 4.092e-05% | 4.9808 | 4.5 | 4.633% | 21.52% | 73.6% | 5% |  |  | 95% | 8% | 6 | 0.3% | 1.294 | 0.10352 | 3.7515 | 0.30012
Glass-Other-ElecHt-codet to al36tint-New | Glass | ElecHt-Other-New | Glass-New | ElecHt | tint base | codet to al36tint | Other | New | ExCOMM | 5.3292e-06 | 9.5184e-06 | 0.0002115% | 2.7355e-06 | 4.8858e-06 | 0.0001086% | 2.5195 | 4.5 | 25.98% | 55.52% | 28.5% | 8.145% |  |  | 65% | 6% | 6 | 0.3% | 0.92425 | 0.055455 | 1.9187 | 0.11512
Glass-Large Off-GasHt-codet to al45tint-NR | Glass | GasHt-Large Off-NR | Glass-NR | GasHt | tint base | codet to al45tint | Large Off | NR | SmComCAC | 6.7447e-06 | 1.7502e-06 | 0.00035% | 0.001265% | 0.0003283% | 0.0006567% | 1.9269 | 0.5 | 7.999% | 25.32% | 47.5% |  |  | 38.41% | 87.35% | 15% | 18 | 0.3% | 2.206 | 0.3309 |  |  | 0.039 | -0.017608 | -0.0026411 | -6.1632e-08
Glass-Medium Off-GasHt-codet to al45tint-NR | Glass | GasHt-Medium Off-NR | Glass-NR | GasHt | tint base | codet to al45tint | Medium Off | NR | SmComCAC | 6.5521e-06 | 1.9202e-06 | 0.000384% | 0.001092% | 0.0003202% | 0.0006403% | 1.7061 | 0.5 | 6.094% | 28.49% | 47.5% |  |  | 49.16% | 77.34% | 15% | 18 | 0.3% | 2.206 | 0.3309 |  |  | 0.039 | -0.017608 | -0.0026411 | -6.7622e-08
Glass-Small Off-GasHt-codet to al45tint-NR | Glass | GasHt-Small Off-NR | Glass-NR | GasHt | tint base | codet to al45tint | Small Off | NR | SmComCAC | 1.4844e-05 | 3.964e-06 | 0.0007928% | 0.0006777% | 0.000181% | 0.0003619% | 1.8724 | 0.5 | 4.952% | 63.74% | 29.1% |  |  | 55.82% | 84.69% | 15% | 18 | 0.3% | 2.211 | 0.33165 |  |  | -0.022 | 0.0099325 | 0.0014899 | 7.8744e-08
Glass-Big Box-GasHt-codet to al45tint-NR | Glass | GasHt-Big Box-NR | Glass-NR | GasHt | tint base | codet to al45tint | Big Box | NR | SmComCAC | 7.984e-07 | 4.1873e-07 | 8.375e-05% | 3.17e-05% | 1.662e-05% | 3.325e-05% | 0.95336 | 0.5 | 7.329% | 49.37% | 19.6% |  |  | 77.15% | 78.22% | 1% | 18 | 0.3% | 1.2189 | 0.012189 |  |  | -0.0035556 | 0.0016053 | 1.6053e-05 | 1.3443e-09
Glass-Small Box-GasHt-codet to al45tint-NR | Glass | GasHt-Small Box-NR | Glass-NR | GasHt | tint base | codet to al45tint | Small Box | NR | SmComCAC | 1.0838e-06 | 1.1582e-06 | 0.0002316% | 4.347e-05% | 4.645e-05% | 9.29e-05% | 0.46788 | 0.5 | 4.691% | 48.87% | 19.6% |  |  | 67.37% | 59.08% | 5% | 18 | 0.3% | 0.792 | 0.0396 |  |  | -0.024 | 0.010835 | 0.00054177 | 2.5099e-08
Glass-High End-GasHt-codet to al45tint-NR | Glass | GasHt-High End-NR | Glass-NR | GasHt | tint base | codet to al45tint | High End | NR | SmComCAC | 1.084e-06 | 1.2172e-06 | 0.0002434% | 3.41e-05% | 3.829e-05% | 7.659e-05% | 0.44531 | 0.5 | 1.173% | 62.3% | 19.6% |  |  | 74.05% | 56.23% | 15% | 18 | 0.3% | 0.792 | 0.1188 |  |  | -0.024 | 0.010835 | 0.0016253 | 2.6377e-08
Glass-Anchor-GasHt-codet to al45tint-NR | Glass | GasHt-Anchor-NR | Glass-NR | GasHt | tint base | codet to al45tint | Anchor | NR | SmComCAC | 1.7548e-07 | 9.2034e-08 | 1.841e-05% | 1.248e-05% | 6.543e-06% | 1.309e-05% | 0.95335 | 0.5 | 1.466% | 27.57% | 19.6% |  |  | 50.61% | 78.21% | 3% | 18 | 0.3% | 1.2189 | 0.036567 |  |  | -0.0035556 | 0.0016053 | 4.8158e-05 | 2.9548e-10
Glass-K-12-GasHt-codet to al45tint-NR | Glass | GasHt-K-12-NR | Glass-NR | GasHt | tint base | codet to al45tint | K-12 | NR | SmComCAC | 9.8459e-08 | 2.6543e-06 | 0.0005309% | 1.078e-05% | 0.0002905% | 0.0005811% | 0.018547 | 0.5 | 6.289% | 67.24% | 73.6% |  |  | 83.68% | 48.81% | 5% | 18 | 0.3% | 0.038 | 0.0019 |  |  | 0.0075 | -0.0033861 | -0.0001693 | -1.7975e-08
Glass-University-GasHt-codet to al45tint-NR | Glass | GasHt-University-NR | Glass-NR | GasHt | tint base | codet to al45tint | University | NR | SmComCAC | 1.9732e-06 | 1.1558e-06 | 0.0002312% | 0.0003481% | 0.0002039% | 0.0004077% | 0.85363 | 0.5 | 3.24% | 41.73% | 73.6% |  |  | 81.42% | 80.03% | 7% | 18 | 0.3% | 1.0666 | 0.074662 |  |  | 0.0394 | -0.017788 | -0.0012452 | -4.1119e-08
Glass-Warehouse-GasHt-codet to al45tint-NR | Glass | GasHt-Warehouse-NR | Glass-NR | GasHt | tint base | codet to al45tint | Warehouse | NR | SmComCAC | 2.2433e-06 | 2.5197e-06 | 0.0005039% | 0.000104% | 0.0001168% | 0.0002337% | 0.44515 | 0.5 | 16.51% | 42.27% | 19.6% |  |  | 80.22% | 22.52% | 3% | 18 | 0.3% | 1.977 | 0.05931 |  |  | -0.012 | 0.0054177 | 0.00016253 | 2.7303e-08
Glass-Supermarket-GasHt-codet to al45tint-NR | Glass | GasHt-Supermarket-NR | Glass-NR | GasHt | tint base | codet to al45tint | Supermarket | NR | SmComCAC | 1.1273e-07 | 5.0672e-08 | 1.013e-05% | 1.368e-05% | 6.148e-06% | 1.23e-05% | 1.1123 | 0.5 | 0.421% | 39.15% | 47.5% |  |  | 68.31% | 91.26% | 3% | 18 | 0.3% | 1.2189 | 0.036567 |  |  | -0.0035556 | 0.0016053 | 4.8158e-05 | 1.6268e-10
Glass-MIniMart-GasHt-codet to al45tint-NR | Glass | GasHt-MIniMart-NR | Glass-NR | GasHt | tint base | codet to al45tint | MIniMart | NR | SmComCAC | 5.4024e-07 | 3.6512e-07 | 7.302e-05% | 2.722e-05% | 1.839e-05% | 3.679e-05% | 0.73981 | 0.5 | 0.5146% | 38.91% | 19.6% |  |  | 81.05% | 60.7% | 15% | 18 | 0.3% | 1.2189 | 0.18283 |  |  | -0.0035556 | 0.0016053 | 0.00024079 | 1.1722e-09
Glass-Restaurant-GasHt-codet to al45tint-NR | Glass | GasHt-Restaurant-NR | Glass-NR | GasHt | tint base | codet to al45tint | Restaurant | NR | SmComCAC | 2.3216e-06 | 1.1783e-06 | 0.0002357% | 7.375e-05% | 3.743e-05% | 7.487e-05% | 0.98512 | 0.5 | 0.8735% | 61.7% | 19.6% |  |  | 80.98% | 75.66% | 18% | 18 | 0.3% | 1.302 | 0.23436 |  |  | -0.033 | 0.014899 | 0.0026818 | 3.5111e-08
Glass-Lodging-GasHt-codet to al45tint-NR | Glass | GasHt-Lodging-NR | Glass-NR | GasHt | tint base | codet to al45tint | Lodging | NR | SmComCAC | 2.8978e-06 | 1.394e-06 | 0.0002788% | 9.629e-05% | 4.632e-05% | 9.264e-05% | 1.0394 | 0.5 | 5.332% | 58.99% | 19.6% |  |  | 36.94% | 85.27% | 8% | 18 | 0.3% | 1.2189 | 0.097511 |  |  | -0.0035556 | 0.0016053 | 0.00012842 | 4.4756e-09
Glass-Hospital-GasHt-codet to al45tint-NR | Glass | GasHt-Hospital-NR | Glass-NR | GasHt | tint base | codet to al45tint | Hospital | NR | SmComCAC | 3.1861e-06 | 1.1735e-06 | 0.0002347% | 0.0005743% | 0.0002115% | 0.0004231% | 1.3575 | 0.5 | 2.495% | 40.83% | 73.6% |  |  | 96% | 91.26% | 8% | 18 | 0.3% | 1.4875 | 0.119 |  |  | 0.064 | -0.028895 | -0.0023116 | -6.7817e-08
Glass-OtherHealth-GasHt-codet to al45tint-NR | Glass | GasHt-OtherHealth-NR | Glass-NR | GasHt | tint base | codet to al45tint | OtherHealth | NR | SmComCAC | 3.0208e-06 | 2.1882e-06 | 0.0004376% | 0.0003409% | 0.0002469% | 0.0004939% | 0.69027 | 0.5 | 4.633% | 65.22% | 73.6% |  |  | 60.34% | 89.76% | 8% | 18 | 0.3% | 0.769 | 0.06152 |  |  | 0.089 | -0.040182 | -0.0032145 | -1.7585e-07
Glass-Other-GasHt-codet to al45tint-NR | Glass | GasHt-Other-NR | Glass-NR | GasHt | tint base | codet to al45tint | Other | NR | SmComCAC | 7.0179e-06 | 6.7657e-06 | 0.001353% | 0.0005151% | 0.0004966% | 0.0009932% | 0.51864 | 0.5 | 25.98% | 38.83% | 28.5% |  |  | 74.51% | 42.55% | 6% | 18 | 0.3% | 1.2189 | 0.073133 |  |  | -0.0035556 | 0.0016053 | 9.6315e-05 | 2.1722e-08
Glass-Large Off-GasHt-codet to al40tint-NR | Glass | GasHt-Large Off-NR | Glass-NR | GasHt | tint base | codet to al40tint | Large Off | NR | SmComCAC | 0.0010619 | 0.00077007 | 0.05134% | 0.1992% | 0.1445% | 0.09631% | 2.0684 | 1.5 | 7.999% | 25.32% | 47.5% |  |  | 38.41% | 87.35% | 15% | 17 | 44% | 2.368 | 0.3552 |  |  | 0.114 | -0.051469 | -0.0077203 | -2.6423e-05
Glass-Medium Off-GasHt-codet to al40tint-NR | Glass | GasHt-Medium Off-NR | Glass-NR | GasHt | tint base | codet to al40tint | Medium Off | NR | SmComCAC | 0.0010315 | 0.0008449 | 0.05633% | 0.172% | 0.1409% | 0.09392% | 1.8313 | 1.5 | 6.094% | 28.49% | 47.5% |  |  | 49.16% | 77.34% | 15% | 17 | 44% | 2.368 | 0.3552 |  |  | 0.114 | -0.051469 | -0.0077203 | -2.8991e-05
Glass-Small Off-GasHt-codet to al40tint-NR | Glass | GasHt-Small Off-NR | Glass-NR | GasHt | tint base | codet to al40tint | Small Off | NR | SmComCAC | 0.0013784 | 0.0011892 | 0.07928% | 0.06292% | 0.05429% | 0.03619% | 1.7386 | 1.5 | 4.952% | 63.74% | 29.1% |  |  | 55.82% | 84.69% | 15% | 17 | 30% | 2.053 | 0.30795 |  |  | 0.049 | -0.022122 | -0.0033184 | -1.7538e-05
Glass-Big Box-GasHt-codet to al40tint-NR | Glass | GasHt-Big Box-NR | Glass-NR | GasHt | tint base | codet to al40tint | Big Box | NR | SmComCAC | 9.8227e-05 | 0.00015493 | 0.01033% | 0.0039% | 0.006151% | 0.004101% | 0.95102 | 1.5 | 7.329% | 49.37% | 19.6% |  |  | 77.15% | 78.22% | 1% | 17 | 37% | 1.2159 | 0.012159 |  |  | 0.052333 | -0.023627 | -0.00023627 | -2.4404e-06
Glass-Small Box-GasHt-codet to al40tint-NR | Glass | GasHt-Small Box-NR | Glass-NR | GasHt | tint base | codet to al40tint | Small Box | NR | SmComCAC | 0.00012699 | 0.00034745 | 0.02316% | 0.005093% | 0.01394% | 0.00929% | 0.54822 | 1.5 | 4.691% | 48.87% | 19.6% |  |  | 67.37% | 59.08% | 5% | 17 | 30% | 0.928 | 0.0464 |  |  | 0.023 | -0.010384 | -0.0005192 | -2.4053e-06
Glass-High End-GasHt-codet to al40tint-NR | Glass | GasHt-High End-NR | Glass-NR | GasHt | tint base | codet to al40tint | High End | NR | SmComCAC | 0.00012702 | 0.00036515 | 0.02434% | 0.003996% | 0.01149% | 0.007659% | 0.52178 | 1.5 | 1.173% | 62.3% | 19.6% |  |  | 74.05% | 56.23% | 15% | 17 | 30% | 0.928 | 0.1392 |  |  | 0.023 | -0.010384 | -0.0015576 | -2.5278e-06
Glass-Anchor-GasHt-codet to al40tint-NR | Glass | GasHt-Anchor-NR | Glass-NR | GasHt | tint base | codet to al40tint | Anchor | NR | SmComCAC | 2.5674e-05 | 4.0495e-05 | 0.0027% | 0.001825% | 0.002879% | 0.001919% | 0.951 | 1.5 | 1.466% | 27.57% | 19.6% |  |  | 50.61% | 78.21% | 3% | 17 | 44% | 1.2159 | 0.036477 |  |  | 0.052333 | -0.023627 | -0.00070882 | -6.3786e-07
Glass-K-12-GasHt-codet to al40tint-NR | Glass | GasHt-K-12-NR | Glass-NR | GasHt | tint base | codet to al40tint | K-12 | NR | SmComCAC | 2.3319e-05 | 0.00079629 | 0.05309% | 0.002552% | 0.08716% | 0.05811% | 0.043927 | 1.5 | 6.289% | 67.24% | 73.6% |  |  | 83.68% | 48.81% | 5% | 17 | 30% | 0.09 | 0.0045 |  |  | 0.045 | -0.020317 | -0.0010158 | -1.0785e-05
Glass-University-GasHt-codet to al40tint-NR | Glass | GasHt-University-NR | Glass-NR | GasHt | tint base | codet to al40tint | University | NR | SmComCAC | 0.00032224 | 0.00050854 | 0.0339% | 0.05684% | 0.0897% | 0.0598% | 0.95048 | 1.5 | 3.24% | 41.73% | 73.6% |  |  | 81.42% | 80.03% | 7% | 17 | 44% | 1.1876 | 0.083132 |  |  | 0.1168 | -0.052733 | -0.0036913 | -1.7878e-05
Glass-Warehouse-GasHt-codet to al40tint-NR | Glass | GasHt-Warehouse-NR | Glass-NR | GasHt | tint base | codet to al40tint | Warehouse | NR | SmComCAC | 0.00021106 | 0.00075592 | 0.05039% | 0.009787% | 0.03505% | 0.02337% | 0.41881 | 1.5 | 16.51% | 42.27% | 19.6% |  |  | 80.22% | 22.52% | 3% | 17 | 30% | 1.86 | 0.0558 |  |  | -0.004 | 0.0018059 | 5.4177e-05 | 9.1009e-07
Glass-Supermarket-GasHt-codet to al40tint-NR | Glass | GasHt-Supermarket-NR | Glass-NR | GasHt | tint base | codet to al40tint | Supermarket | NR | SmComCAC | 1.1245e-05 | 1.5202e-05 | 0.001013% | 0.001364% | 0.001844% | 0.00123% | 1.1096 | 1.5 | 0.421% | 39.15% | 47.5% |  |  | 68.31% | 91.26% | 3% | 17 | 30% | 1.2159 | 0.036477 |  |  | 0.052333 | -0.023627 | -0.00070882 | -2.3945e-07
Glass-MIniMart-GasHt-codet to al40tint-NR | Glass | GasHt-MIniMart-NR | Glass-NR | GasHt | tint base | codet to al40tint | MIniMart | NR | SmComCAC | 5.3891e-05 | 0.00010954 | 0.007302% | 0.002715% | 0.005518% | 0.003679% | 0.73799 | 1.5 | 0.5146% | 38.91% | 19.6% |  |  | 81.05% | 60.7% | 15% | 17 | 30% | 1.2159 | 0.18238 |  |  | 0.052333 | -0.023627 | -0.0035441 | -1.7254e-06
Glass-Restaurant-GasHt-codet to al40tint-NR | Glass | GasHt-Restaurant-NR | Glass-NR | GasHt | tint base | codet to al40tint | Restaurant | NR | SmComCAC | 0.00023216 | 0.0003535 | 0.02357% | 0.007375% | 0.01123% | 0.007487% | 0.98512 | 1.5 | 0.8735% | 61.7% | 19.6% |  |  | 80.98% | 75.66% | 18% | 17 | 30% | 1.302 | 0.23436 |  |  | 0.002 | -0.00090296 | -0.00016253 | -2.128e-07
Glass-Lodging-GasHt-codet to al40tint-NR | Glass | GasHt-Lodging-NR | Glass-NR | GasHt | tint base | codet to al40tint | Lodging | NR | SmComCAC | 0.00028907 | 0.00041821 | 0.02788% | 0.009605% | 0.0139% | 0.009264% | 1.0368 | 1.5 | 5.332% | 58.99% | 19.6% |  |  | 36.94% | 85.27% | 8% | 17 | 30% | 1.2159 | 0.097271 |  |  | 0.052333 | -0.023627 | -0.0018902 | -6.5875e-06
Glass-Hospital-GasHt-codet to al40tint-NR | Glass | GasHt-Hospital-NR | Glass-NR | GasHt | tint base | codet to al40tint | Hospital | NR | SmComCAC | 0.0005042 | 0.00051635 | 0.03442% | 0.09089% | 0.09308% | 0.06205% | 1.4647 | 1.5 | 2.495% | 40.83% | 73.6% |  |  | 96% | 91.26% | 8% | 17 | 44% | 1.605 | 0.1284 |  |  | 0.145 | -0.065464 | -0.0052371 | -2.2535e-05
Glass-OtherHealth-GasHt-codet to al40tint-NR | Glass | GasHt-OtherHealth-NR | Glass-NR | GasHt | tint base | codet to al40tint | OtherHealth | NR | SmComCAC | 0.00033076 | 0.00065645 | 0.04376% | 0.03733% | 0.07408% | 0.04939% | 0.75579 | 1.5 | 4.633% | 65.22% | 73.6% |  |  | 60.34% | 89.76% | 8% | 17 | 30% | 0.842 | 0.06736 |  |  | 0.176 | -0.07946 | -0.0063568 | -3.4774e-05
Glass-Other-GasHt-codet to al40tint-NR | Glass | GasHt-Other-NR | Glass-NR | GasHt | tint base | codet to al40tint | Other | NR | SmComCAC | 0.00086341 | 0.0025033 | 0.1669% | 0.06338% | 0.1837% | 0.1225% | 0.51736 | 1.5 | 25.98% | 38.83% | 28.5% |  |  | 74.51% | 42.55% | 6% | 17 | 37% | 1.2159 | 0.072953 |  |  | 0.052333 | -0.023627 | -0.0014176 | -3.9431e-05
Glass-Large Off-GasHt-codet to al36tint-NR | Glass | GasHt-Large Off-NR | Glass-NR | GasHt | tint base | codet to al36tint | Large Off | NR | SmComCAC | 7.8484e-06 | 1.5751e-05 | 0.00035% | 0.001472% | 0.002955% | 0.0006567% | 2.2422 | 4.5 | 7.999% | 25.32% | 47.5% |  |  | 38.41% | 87.35% | 15% | 16 | 0.3% | 2.567 | 0.38505 |  |  | 0.184 | -0.083072 | -0.012461 | -2.9078e-07
Glass-Medium Off-GasHt-codet to al36tint-NR | Glass | GasHt-Medium Off-NR | Glass-NR | GasHt | tint base | codet to al36tint | Medium Off | NR | SmComCAC | 7.6243e-06 | 1.7282e-05 | 0.000384% | 0.001271% | 0.002882% | 0.0006403% | 1.9853 | 4.5 | 6.094% | 28.49% | 47.5% |  |  | 49.16% | 77.34% | 15% | 16 | 0.3% | 2.567 | 0.38505 |  |  | 0.184 | -0.083072 | -0.012461 | -3.1904e-07
Glass-Small Off-GasHt-codet to al36tint-NR | Glass | GasHt-Small Off-NR | Glass-NR | GasHt | tint base | codet to al36tint | Small Off | NR | SmComCAC | 1.3253e-05 | 3.5676e-05 | 0.0007928% | 0.000605% | 0.001629% | 0.0003619% | 1.6717 | 4.5 | 4.952% | 63.74% | 29.1% |  |  | 55.82% | 84.69% | 15% | 16 | 0.3% | 1.974 | 0.2961 |  |  | 0.108 | -0.04876 | -0.0073139 | -3.8656e-07
Glass-Big Box-GasHt-codet to al36tint-NR | Glass | GasHt-Big Box-NR | Glass-NR | GasHt | tint base | codet to al36tint | Big Box | NR | SmComCAC | 8.0022e-07 | 3.7686e-06 | 8.375e-05% | 3.177e-05% | 0.0001496% | 3.325e-05% | 0.95554 | 4.5 | 7.329% | 49.37% | 19.6% |  |  | 77.15% | 78.22% | 1% | 16 | 0.3% | 1.2217 | 0.012217 |  |  | 0.10211 | -0.046101 | -0.00046101 | -3.8608e-08
Glass-Small Box-GasHt-codet to al36tint-NR | Glass | GasHt-Small Box-NR | Glass-NR | GasHt | tint base | codet to al36tint | Small Box | NR | SmComCAC | 1.1111e-06 | 1.0424e-05 | 0.0002316% | 4.457e-05% | 0.0004181% | 9.29e-05% | 0.47969 | 4.5 | 4.691% | 48.87% | 19.6% |  |  | 67.37% | 59.08% | 5% | 16 | 0.3% | 0.812 | 0.0406 |  |  | 0.062 | -0.027992 | -0.0013996 | -6.4838e-08
Glass-High End-GasHt-codet to al36tint-NR | Glass | GasHt-High End-NR | Glass-NR | GasHt | tint base | codet to al36tint | High End | NR | SmComCAC | 1.1114e-06 | 1.0954e-05 | 0.0002434% | 3.497e-05% | 0.0003446% | 7.659e-05% | 0.45655 | 4.5 | 1.173% | 62.3% | 19.6% |  |  | 74.05% | 56.23% | 15% | 16 | 0.3% | 0.812 | 0.1218 |  |  | 0.062 | -0.027992 | -0.0041987 | -6.814e-08
Glass-Anchor-GasHt-codet to al36tint-NR | Glass | GasHt-Anchor-NR | Glass-NR | GasHt | tint base | codet to al36tint | Anchor | NR | SmComCAC | 1.7588e-07 | 8.2831e-07 | 1.841e-05% | 1.25e-05% | 5.889e-05% | 1.309e-05% | 0.95552 | 4.5 | 1.466% | 27.57% | 19.6% |  |  | 50.61% | 78.21% | 3% | 16 | 0.3% | 1.2217 | 0.03665 |  |  | 0.10211 | -0.046101 | -0.001383 | -8.4857e-09
Glass-K-12-GasHt-codet to al36tint-NR | Glass | GasHt-K-12-NR | Glass-NR | GasHt | tint base | codet to al36tint | K-12 | NR | SmComCAC | 3.6663e-07 | 2.3889e-05 | 0.0005309% | 4.013e-05% | 0.002615% | 0.0005811% | 0.069064 | 4.5 | 6.289% | 67.24% | 73.6% |  |  | 83.68% | 48.81% | 5% | 16 | 0.3% | 0.1415 | 0.007075 |  |  | 0.0765 | -0.034538 | -0.0017269 | -1.8335e-07
Glass-University-GasHt-codet to al36tint-NR | Glass | GasHt-University-NR | Glass-NR | GasHt | tint base | codet to al36tint | University | NR | SmComCAC | 2.4431e-06 | 1.0402e-05 | 0.0002312% | 0.000431% | 0.001835% | 0.0004077% | 1.0569 | 4.5 | 3.24% | 41.73% | 73.6% |  |  | 81.42% | 80.03% | 7% | 16 | 0.3% | 1.3206 | 0.092442 |  |  | 0.1844 | -0.083253 | -0.0058277 | -1.9244e-07
Glass-Warehouse-GasHt-codet to al36tint-NR | Glass | GasHt-Warehouse-NR | Glass-NR | GasHt | tint base | codet to al36tint | Warehouse | NR | SmComCAC | 1.979e-06 | 2.2678e-05 | 0.0005039% | 9.177e-05% | 0.001052% | 0.0002337% | 0.39269 | 4.5 | 16.51% | 42.27% | 19.6% |  |  | 80.22% | 22.52% | 3% | 16 | 0.3% | 1.744 | 0.05232 |  |  | 0.024 | -0.010835 | -0.00032506 | -5.4605e-08
Glass-Supermarket-GasHt-codet to al36tint-NR | Glass | GasHt-Supermarket-NR | Glass-NR | GasHt | tint base | codet to al36tint | Supermarket | NR | SmComCAC | 1.1299e-07 | 4.5605e-07 | 1.013e-05% | 1.371e-05% | 5.533e-05% | 1.23e-05% | 1.1149 | 4.5 | 0.421% | 39.15% | 47.5% |  |  | 68.31% | 91.26% | 3% | 16 | 0.3% | 1.2217 | 0.03665 |  |  | 0.10211 | -0.046101 | -0.001383 | -4.6721e-09
Glass-MIniMart-GasHt-codet to al36tint-NR | Glass | GasHt-MIniMart-NR | Glass-NR | GasHt | tint base | codet to al36tint | MIniMart | NR | SmComCAC | 5.4147e-07 | 3.2861e-06 | 7.302e-05% | 2.728e-05% | 0.0001655% | 3.679e-05% | 0.7415 | 4.5 | 0.5146% | 38.91% | 19.6% |  |  | 81.05% | 60.7% | 15% | 16 | 0.3% | 1.2217 | 0.18325 |  |  | 0.10211 | -0.046101 | -0.0069151 | -3.3665e-08
Glass-Restaurant-GasHt-codet to al36tint-NR | Glass | GasHt-Restaurant-NR | Glass-NR | GasHt | tint base | codet to al36tint | Restaurant | NR | SmComCAC | 2.3216e-06 | 1.0605e-05 | 0.0002357% | 7.375e-05% | 0.0003369% | 7.487e-05% | 0.98512 | 4.5 | 0.8735% | 61.7% | 19.6% |  |  | 80.98% | 75.66% | 18% | 16 | 0.3% | 1.302 | 0.23436 |  |  | 0.031 | -0.013996 | -0.0025192 | -3.2984e-08
Glass-Lodging-GasHt-codet to al36tint-NR | Glass | GasHt-Lodging-NR | Glass-NR | GasHt | tint base | codet to al36tint | Lodging | NR | SmComCAC | 2.9044e-06 | 1.2546e-05 | 0.0002788% | 9.651e-05% | 0.0004169% | 9.264e-05% | 1.0417 | 4.5 | 5.332% | 58.99% | 19.6% |  |  | 36.94% | 85.27% | 8% | 16 | 0.3% | 1.2217 | 0.097733 |  |  | 0.10211 | -0.046101 | -0.0036881 | -1.2853e-07
Glass-Hospital-GasHt-codet to al36tint-NR | Glass | GasHt-Hospital-NR | Glass-NR | GasHt | tint base | codet to al36tint | Hospital | NR | SmComCAC | 3.7162e-06 | 1.0562e-05 | 0.0002347% | 0.0006699% | 0.001904% | 0.0004231% | 1.5833 | 4.5 | 2.495% | 40.83% | 73.6% |  |  | 96% | 91.26% | 8% | 16 | 0.3% | 1.735 | 0.1388 |  |  | 0.216 | -0.097519 | -0.0078015 | -2.2888e-07
Glass-OtherHealth-GasHt-codet to al36tint-NR | Glass | GasHt-OtherHealth-NR | Glass-NR | GasHt | tint base | codet to al36tint | OtherHealth | NR | SmComCAC | 3.5472e-06 | 1.9693e-05 | 0.0004376% | 0.0004003% | 0.002222% | 0.0004939% | 0.81055 | 4.5 | 4.633% | 65.22% | 73.6% |  |  | 60.34% | 89.76% | 8% | 16 | 0.3% | 0.903 | 0.07224 |  |  | 0.248 | -0.11197 | -0.0089573 | -4.9e-07
Glass-Other-GasHt-codet to al36tint-NR | Glass | GasHt-Other-NR | Glass-NR | GasHt | tint base | codet to al36tint | Other | NR | SmComCAC | 7.0339e-06 | 6.0892e-05 | 0.001353% | 0.0005163% | 0.00447% | 0.0009932% | 0.51982 | 4.5 | 25.98% | 38.83% | 28.5% |  |  | 74.51% | 42.55% | 6% | 16 | 0.3% | 1.2217 | 0.0733 |  |  | 0.10211 | -0.046101 | -0.0027661 | -6.2381e-07
Glass-Large Off-GasHt-codet to al45tint-New | Glass | GasHt-Large Off-New | Glass-New | GasHt | tint base | codet to al45tint | Large Off | New | SmComCAC | 5.4395e-06 | 2.2971e-06 | 0.0004594% | 7.7748e-06 | 3.2833e-06 | 0.0006567% | 1.184 | 0.5 | 7.999% | 33.23% | 47.5% |  |  | 38.41% | 100% | 15% | 8 | 0.3% | 1.184 | 0.1776 |  |  | 0.048 | -0.021671 | -0.0032506 | -9.956e-08 | -1.423e-07
Glass-Medium Off-GasHt-codet to al45tint-New | Glass | GasHt-Medium Off-New | Glass-New | GasHt | tint base | codet to al45tint | Medium Off | New | SmComCAC | 5.9681e-06 | 2.5203e-06 | 0.0005041% | 7.5817e-06 | 3.2017e-06 | 0.0006403% | 1.184 | 0.5 | 6.094% | 37.39% | 47.5% |  |  | 49.16% | 100% | 15% | 8 | 0.3% | 1.184 | 0.1776 |  |  | 0.048 | -0.021671 | -0.0032506 | -1.0923e-07 | -1.3877e-07
Glass-Small Off-GasHt-codet to al45tint-New | Glass | GasHt-Small Off-New | Glass-New | GasHt | tint base | codet to al45tint | Small Off | New | SmComCAC | 1.3315e-05 | 3.5131e-06 | 0.0007026% | 6.8585e-06 | 1.8096e-06 | 0.0003619% | 1.895 | 0.5 | 4.952% | 56.49% | 29.1% |  |  | 55.82% | 96% | 15% | 8 | 0.3% | 1.974 | 0.2961 |  |  | -0.03 | 0.013544 | 0.0020317 | 9.5164e-08 | 4.902e-08
Glass-Big Box-GasHt-codet to al45tint-New | Glass | GasHt-Big Box-New | Glass-New | GasHt | tint base | codet to al45tint | Big Box | New | SmComCAC | 1.9314e-06 | 4.2082e-07 | 8.416e-05% | 7.63e-07 | 1.6624e-07 | 3.325e-05% | 2.2948 | 0.5 | 7.329% | 49.62% | 19.6% |  |  | 77.15% | 89.36% | 1% | 8 | 0.3% | 2.568 | 0.02568 |  |  | 0.061 | -0.02754 | -0.0002754 | -2.3179e-08 | -9.1567e-09
Glass-Small Box-GasHt-codet to al45tint-New | Glass | GasHt-Small Box-New | Glass-New | GasHt | tint base | codet to al45tint | Small Box | New | SmComCAC | 1.5924e-06 | 1.164e-06 | 0.0002328% | 6.355e-07 | 4.6452e-07 | 9.29e-05% | 0.68404 | 0.5 | 4.691% | 49.11% | 19.6% |  |  | 67.37% | 88.49% | 5% | 8 | 0.3% | 0.773 | 0.03865 |  |  | -0.024 | 0.010835 | 0.00054177 | 2.5224e-08 | 1.0067e-08
Glass-High End-GasHt-codet to al45tint-New | Glass | GasHt-High End-New | Glass-New | GasHt | tint base | codet to al45tint | High End | New | SmComCAC | 1.6221e-06 | 1.2232e-06 | 0.0002446% | 5.0779e-07 | 3.8293e-07 | 7.659e-05% | 0.66303 | 0.5 | 1.173% | 62.61% | 19.6% |  |  | 74.05% | 85.77% | 15% | 8 | 0.3% | 0.773 | 0.11595 |  |  | -0.024 | 0.010835 | 0.0016253 | 2.6509e-08 | 8.2984e-09
Glass-Anchor-GasHt-codet to al45tint-New | Glass | GasHt-Anchor-New | Glass-New | GasHt | tint base | codet to al45tint | Anchor | New | SmComCAC | 6.7662e-07 | 1.4799e-07 | 2.96e-05% | 2.9916e-07 | 6.5432e-08 | 1.309e-05% | 2.286 | 0.5 | 1.466% | 44.33% | 19.6% |  |  | 50.61% | 89.02% | 3% | 8 | 0.3% | 2.568 | 0.07704 |  |  | 0.061 | -0.02754 | -0.00082621 | -8.1514e-09 | -3.604e-09
Glass-K-12-GasHt-codet to al45tint-New | Glass | GasHt-K-12-New | Glass-New | GasHt | tint base | codet to al45tint | K-12 | New | SmComCAC | -1.4453e-08 | 8.7592e-07 | 0.0001752% | -4.7937e-08 | 2.9053e-06 | 0.0005811% | -0.00825 | 0.5 | 6.289% | 22.19% | 73.6% |  |  | 83.68% | 75% | 5% | 8 | 0.3% | -0.011 | -0.00055 |  |  | -0.0095 | 0.004289 | 0.00021445 | 7.5137e-09 | 2.4922e-08
Glass-University-GasHt-codet to al45tint-New | Glass | GasHt-University-New | Glass-New | GasHt | tint base | codet to al45tint | University | New | SmComCAC | 7.641e-07 | 6.1025e-07 | 0.0001221% | 2.5527e-06 | 2.0387e-06 | 0.0004077% | 0.62605 | 0.5 | 3.24% | 22.03% | 73.6% |  |  | 81.42% | 95% | 7% | 8 | 0.3% | 0.659 | 0.04613 |  |  | 0.0166 | -0.0074945 | -0.00052462 | -9.1471e-09 | -3.0559e-08
Glass-Warehouse-GasHt-codet to al45tint-New | Glass | GasHt-Warehouse-New | Glass-New | GasHt | tint base | codet to al45tint | Warehouse | New | SmComCAC | 1.5194e-10 | 2.5323e-06 | 0.0005065% | 7.0106e-11 | 1.1684e-06 | 0.0002337% | 3e-05 | 0.5 | 16.51% | 42.48% | 19.6% |  |  | 80.22% | 30% | 3% | 8 | 0.3% | 0.0001 | 3e-06 |  |  | 0.0001 | -4.5148e-05 | -1.3544e-06 | -2.2866e-10 | -1.055e-10
Glass-Supermarket-GasHt-codet to al45tint-New | Glass | GasHt-Supermarket-New | Glass-New | GasHt | tint base | codet to al45tint | Supermarket | New | SmComCAC | 2.6284e-08 | 5.3206e-08 | 1.064e-05% | 3.0371e-08 | 6.1479e-08 | 1.23e-05% | 0.247 | 0.5 | 0.421% | 41.11% | 47.5% |  |  | 68.31% | 95% | 3% | 8 | 0.3% | 0.26 | 0.0078 |  |  | -0.042 | 0.018962 | 0.00056886 | 2.0178e-09 | 2.3315e-09
Glass-MIniMart-GasHt-codet to al45tint-New | Glass | GasHt-MIniMart-New | Glass-New | GasHt | tint base | codet to al45tint | MIniMart | New | SmComCAC | 2.824e-07 | 5.8711e-07 | 0.0001174% | 8.8473e-08 | 1.8393e-07 | 3.679e-05% | 0.2405 | 0.5 | 0.5146% | 62.56% | 19.6% |  |  | 81.05% | 92.5% | 15% | 8 | 0.3% | 0.26 | 0.039 |  |  | -0.042 | 0.018962 | 0.0028443 | 2.2266e-08 | 6.9756e-09
Glass-Restaurant-GasHt-codet to al45tint-New | Glass | GasHt-Restaurant-New | Glass-New | GasHt | tint base | codet to al45tint | Restaurant | New | SmComCAC | 3.1373e-06 | 1.1842e-06 | 0.0002368% | 9.917e-07 | 3.7434e-07 | 7.487e-05% | 1.3246 | 0.5 | 0.8735% | 62% | 19.6% |  |  | 80.98% | 92.5% | 18% | 8 | 0.3% | 1.432 | 0.25776 |  |  | -0.038 | 0.017156 | 0.0030881 | 4.0634e-08 | 1.2844e-08
Glass-Lodging-GasHt-codet to al45tint-New | Glass | GasHt-Lodging-New | Glass-New | GasHt | tint base | codet to al45tint | Lodging | New | SmComCAC | 2.315e-06 | 1.401e-06 | 0.0002802% | 7.6538e-07 | 4.632e-07 | 9.264e-05% | 0.82618 | 0.5 | 5.332% | 59.28% | 19.6% |  |  | 36.94% | 95% | 8% | 8 | 0.3% | 0.86967 | 0.069573 |  |  | -0.014333 | 0.0064712 | 0.0005177 | 1.8132e-08 | 5.9949e-09
Glass-Hospital-GasHt-codet to al45tint-New | Glass | GasHt-Hospital-New | Glass-New | GasHt | tint base | codet to al45tint | Hospital | New | SmComCAC | 1.2685e-06 | 6.1962e-07 | 0.0001239% | 4.3307e-06 | 2.1154e-06 | 0.0004231% | 1.0236 | 0.5 | 2.495% | 21.56% | 73.6% |  |  | 96% | 95% | 8% | 8 | 0.3% | 1.0775 | 0.0862 |  |  | 0.0365 | -0.016479 | -0.0013183 | -2.0421e-08 | -6.9719e-08
Glass-OtherHealth-GasHt-codet to al45tint-New | Glass | GasHt-OtherHealth-New | Glass-New | GasHt | tint base | codet to al45tint | OtherHealth | New | SmComCAC | 1.3322e-06 | 7.2209e-07 | 0.0001444% | 4.5556e-06 | 2.4693e-06 | 0.0004939% | 0.92245 | 0.5 | 4.633% | 21.52% | 73.6% |  |  | 60.34% | 95% | 8% | 8 | 0.3% | 0.971 | 0.07768 |  |  | 0.025 | -0.011287 | -0.00090296 | -1.63e-08 | -5.5742e-08
Glass-Other-GasHt-codet to al45tint-New | Glass | GasHt-Other-New | Glass-New | GasHt | tint base | codet to al45tint | Other | New | SmComCAC | 1.0938e-05 | 9.675e-06 | 0.001935% | 5.6146e-06 | 4.9662e-06 | 0.0009932% | 0.56528 | 0.5 | 25.98% | 55.52% | 28.5% |  |  | 74.51% | 65% | 6% | 8 | 0.3% | 0.86967 | 0.05218 |  |  | -0.014333 | 0.0064712 | 0.00038827 | 1.2522e-07 | 6.4275e-08
Glass-Large Off-GasHt-codet to al40tint-New | Glass | GasHt-Large Off-New | Glass-New | GasHt | tint base | codet to al40tint | Large Off | New | SmComCAC | 0.0007486 | 0.0010107 | 0.06738% | 0.00107 | 0.0014446 | 0.09631% | 1.111 | 1.5 | 7.999% | 33.23% | 47.5% |  |  | 38.41% | 100% | 15% | 7 | 44% | 1.111 | 0.16665 |  |  | 0.117 | -0.052823 | -0.0079234 | -3.5593e-05 | -5.0873e-05
Glass-Medium Off-GasHt-codet to al40tint-New | Glass | GasHt-Medium Off-New | Glass-New | GasHt | tint base | codet to al40tint | Medium Off | New | SmComCAC | 0.00082135 | 0.0011089 | 0.07393% | 0.0010434 | 0.0014088 | 0.09392% | 1.111 | 1.5 | 6.094% | 37.39% | 47.5% |  |  | 49.16% | 100% | 15% | 7 | 44% | 1.111 | 0.16665 |  |  | 0.117 | -0.052823 | -0.0079234 | -3.9052e-05 | -4.961e-05
Glass-Small Off-GasHt-codet to al40tint-New | Glass | GasHt-Small Off-New | Glass-New | GasHt | tint base | codet to al40tint | Small Off | New | SmComCAC | 0.0012249 | 0.0010539 | 0.07026% | 0.00063096 | 0.00054288 | 0.03619% | 1.7434 | 1.5 | 4.952% | 56.49% | 29.1% |  |  | 55.82% | 96% | 15% | 7 | 30% | 1.816 | 0.2724 |  |  | 0.032 | -0.014447 | -0.0021671 | -1.0151e-05 | -5.2288e-06
Glass-Big Box-GasHt-codet to al40tint-New | Glass | GasHt-Big Box-New | Glass-New | GasHt | tint base | codet to al40tint | Big Box | New | SmComCAC | 0.00024665 | 0.0001557 | 0.01038% | 9.7438e-05 | 6.151e-05 | 0.004101% | 2.3762 | 1.5 | 7.329% | 49.62% | 19.6% |  |  | 77.15% | 89.36% | 1% | 7 | 37% | 2.659 | 0.02659 |  |  | 0.102 | -0.046051 | -0.00046051 | -4.7802e-06 | -1.8884e-06
Glass-Small Box-GasHt-codet to al40tint-New | Glass | GasHt-Small Box-New | Glass-New | GasHt | tint base | codet to al40tint | Small Box | New | SmComCAC | 0.00013534 | 0.00034919 | 0.02328% | 5.4013e-05 | 0.00013936 | 0.00929% | 0.58139 | 1.5 | 4.691% | 49.11% | 19.6% |  |  | 67.37% | 88.49% | 5% | 7 | 30% | 0.657 | 0.03285 |  |  | 0.028 | -0.012641 | -0.00063207 | -2.9428e-06 | -1.1744e-06
Glass-High End-GasHt-codet to al40tint-New | Glass | GasHt-High End-New | Glass-New | GasHt | tint base | codet to al40tint | High End | New | SmComCAC | 0.00013787 | 0.00036697 | 0.02446% | 4.3159e-05 | 0.00011488 | 0.007659% | 0.56354 | 1.5 | 1.173% | 62.61% | 19.6% |  |  | 74.05% | 85.77% | 15% | 7 | 30% | 0.657 | 0.09855 |  |  | 0.028 | -0.012641 | -0.0018962 | -3.0927e-06 | -9.6815e-07
Glass-Anchor-GasHt-codet to al40tint-New | Glass | GasHt-Anchor-New | Glass-New | GasHt | tint base | codet to al40tint | Anchor | New | SmComCAC | 0.00010275 | 6.5116e-05 | 0.004341% | 4.5431e-05 | 2.879e-05 | 0.001919% | 2.367 | 1.5 | 1.466% | 44.33% | 19.6% |  |  | 50.61% | 89.02% | 3% | 7 | 44% | 2.659 | 0.07977 |  |  | 0.102 | -0.046051 | -0.0013815 | -1.9991e-06 | -8.8387e-07
Glass-K-12-GasHt-codet to al40tint-New | Glass | GasHt-K-12-New | Glass-New | GasHt | tint base | codet to al40tint | K-12 | New | SmComCAC | 7.1606e-06 | 0.00026278 | 0.01752% | 2.3751e-05 | 0.00087159 | 0.05811% | 0.040875 | 1.5 | 6.289% | 22.19% | 73.6% |  |  | 83.68% | 75% | 5% | 7 | 30% | 0.0545 | 0.002725 |  |  | 0.028 | -0.012641 | -0.00063207 | -2.2146e-06 | -7.3454e-06
Glass-University-GasHt-codet to al40tint-New | Glass | GasHt-University-New | Glass-New | GasHt | tint base | codet to al40tint | University | New | SmComCAC | 0.00012203 | 0.00026851 | 0.0179% | 0.00040769 | 0.00089704 | 0.0598% | 0.68172 | 1.5 | 3.24% | 22.03% | 73.6% |  |  | 81.42% | 95% | 7% | 7 | 44% | 0.7176 | 0.050232 |  |  | 0.0892 | -0.040272 | -0.002819 | -7.209e-06 | -2.4084e-05
Glass-Warehouse-GasHt-codet to al40tint-New | Glass | GasHt-Warehouse-New | Glass-New | GasHt | tint base | codet to al40tint | Warehouse | New | SmComCAC | 1.5194e-08 | 0.0007597 | 0.05065% | 7.0106e-09 | 0.00035053 | 0.02337% | 3e-05 | 1.5 | 16.51% | 42.48% | 19.6% |  |  | 80.22% | 30% | 3% | 7 | 30% | 0.0001 | 3e-06 |  |  | 0.0001 | -4.5148e-05 | -1.3544e-06 | -2.2866e-08 | -1.055e-08
Glass-Supermarket-GasHt-codet to al40tint-New | Glass | GasHt-Supermarket-New | Glass-New | GasHt | tint base | codet to al40tint | Supermarket | New | SmComCAC | 5.6611e-06 | 1.5962e-05 | 0.001064% | 6.5414e-06 | 1.8444e-05 | 0.00123% | 0.532 | 1.5 | 0.421% | 41.11% | 47.5% |  |  | 68.31% | 95% | 3% | 7 | 30% | 0.56 | 0.0168 |  |  | 0.0001 | -4.5148e-05 | -1.3544e-06 | -4.8043e-10 | -5.5513e-10
Glass-MIniMart-GasHt-codet to al40tint-New | Glass | GasHt-MIniMart-New | Glass-New | GasHt | tint base | codet to al40tint | MIniMart | New | SmComCAC | 6.0825e-05 | 0.00017613 | 0.01174% | 1.9056e-05 | 5.518e-05 | 0.003679% | 0.518 | 1.5 | 0.5146% | 62.56% | 19.6% |  |  | 81.05% | 92.5% | 15% | 7 | 30% | 0.56 | 0.084 |  |  | 0.0001 | -4.5148e-05 | -6.7722e-06 | -5.3014e-09 | -1.6609e-09
Glass-Restaurant-GasHt-codet to al40tint-New | Glass | GasHt-Restaurant-New | Glass-New | GasHt | tint base | codet to al40tint | Restaurant | New | SmComCAC | 0.00031373 | 0.00035527 | 0.02368% | 9.917e-05 | 0.0001123 | 0.007487% | 1.3246 | 1.5 | 0.8735% | 62% | 19.6% |  |  | 80.98% | 92.5% | 18% | 7 | 30% | 1.432 | 0.25776 |  |  | 0.007 | -0.0031603 | -0.00056886 | -7.4851e-07 | -2.3661e-07
Glass-Lodging-GasHt-codet to al40tint-New | Glass | GasHt-Lodging-New | Glass-New | GasHt | tint base | codet to al40tint | Lodging | New | SmComCAC | 0.00023629 | 0.0004203 | 0.02802% | 7.8122e-05 | 0.00013896 | 0.009264% | 0.84328 | 1.5 | 5.332% | 59.28% | 19.6% |  |  | 36.94% | 95% | 8% | 7 | 30% | 0.88767 | 0.071013 |  |  | 0.037833 | -0.017081 | -0.0013665 | -4.7861e-06 | -1.5824e-06
Glass-Hospital-GasHt-codet to al40tint-New | Glass | GasHt-Hospital-New | Glass-New | GasHt | tint base | codet to al40tint | Hospital | New | SmComCAC | 0.00019503 | 0.00027263 | 0.01818% | 0.00066583 | 0.00093077 | 0.06205% | 1.073 | 1.5 | 2.495% | 21.56% | 73.6% |  |  | 96% | 95% | 8% | 7 | 44% | 1.1295 | 0.09036 |  |  | 0.1085 | -0.048985 | -0.0039188 | -8.9034e-06 | -3.0396e-05
Glass-OtherHealth-GasHt-codet to al40tint-New | Glass | GasHt-OtherHealth-New | Glass-New | GasHt | tint base | codet to al40tint | OtherHealth | New | SmComCAC | 0.0001575 | 0.00021663 | 0.01444% | 0.00053861 | 0.00074079 | 0.04939% | 1.0906 | 1.5 | 4.633% | 21.52% | 73.6% |  |  | 60.34% | 95% | 8% | 7 | 30% | 1.148 | 0.09184 |  |  | 0.1 | -0.045148 | -0.0036118 | -6.5202e-06 | -2.2297e-05
Glass-Other-GasHt-codet to al40tint-New | Glass | GasHt-Other-New | Glass-New | GasHt | tint base | codet to al40tint | Other | New | SmComCAC | 0.001377 | 0.0035798 | 0.2387% | 0.0007068 | 0.0018375 | 0.1225% | 0.57698 | 1.5 | 25.98% | 55.52% | 28.5% |  |  | 74.51% | 65% | 6% | 7 | 37% | 0.88767 | 0.05326 |  |  | 0.037833 | -0.017081 | -0.0010249 | -4.0764e-05 | -2.0924e-05
Glass-Large Off-GasHt-codet to al36tint-New | Glass | GasHt-Large Off-New | Glass-New | GasHt | tint base | codet to al36tint | Large Off | New | SmComCAC | 5.0903e-06 | 2.0674e-05 | 0.0004594% | 7.2757e-06 | 2.9549e-05 | 0.0006567% | 1.108 | 4.5 | 7.999% | 33.23% | 47.5% |  |  | 38.41% | 100% | 15% | 6 | 0.3% | 1.108 | 0.1662 |  |  | 0.179 | -0.080815 | -0.012122 | -3.7128e-07 | -5.3067e-07
Glass-Medium Off-GasHt-codet to al36tint-New | Glass | GasHt-Medium Off-New | Glass-New | GasHt | tint base | codet to al36tint | Medium Off | New | SmComCAC | 5.585e-06 | 2.2683e-05 | 0.0005041% | 7.0951e-06 | 2.8816e-05 | 0.0006403% | 1.108 | 4.5 | 6.094% | 37.39% | 47.5% |  |  | 49.16% | 100% | 15% | 6 | 0.3% | 1.108 | 0.1662 |  |  | 0.179 | -0.080815 | -0.012122 | -4.0736e-07 | -5.1749e-07
Glass-Small Off-GasHt-codet to al36tint-New | Glass | GasHt-Small Off-New | Glass-New | GasHt | tint base | codet to al36tint | Small Off | New | SmComCAC | 1.1716e-05 | 3.1617e-05 | 0.0007026% | 6.0351e-06 | 1.6286e-05 | 0.0003619% | 1.6675 | 4.5 | 4.952% | 56.49% | 29.1% |  |  | 55.82% | 96% | 15% | 6 | 0.3% | 1.737 | 0.26055 |  |  | 0.086 | -0.038827 | -0.0058241 | -2.728e-07 | -1.4052e-07
Glass-Big Box-GasHt-codet to al36tint-New | Glass | GasHt-Big Box-New | Glass-New | GasHt | tint base | codet to al36tint | Big Box | New | SmComCAC | 2.0676e-06 | 3.7874e-06 | 8.416e-05% | 8.1678e-07 | 1.4962e-06 | 3.325e-05% | 2.4566 | 4.5 | 7.329% | 49.62% | 19.6% |  |  | 77.15% | 89.36% | 1% | 6 | 0.3% | 2.749 | 0.02749 |  |  | 0.136 | -0.061401 | -0.00061401 | -5.1678e-08 | -2.0415e-08
Glass-Small Box-GasHt-codet to al36tint-New | Glass | GasHt-Small Box-New | Glass-New | GasHt | tint base | codet to al36tint | Small Box | New | SmComCAC | 1.1948e-06 | 1.0476e-05 | 0.0002328% | 4.7683e-07 | 4.1807e-06 | 9.29e-05% | 0.51325 | 4.5 | 4.691% | 49.11% | 19.6% |  |  | 67.37% | 88.49% | 5% | 6 | 0.3% | 0.58 | 0.029 |  |  | 0.07 | -0.031603 | -0.0015802 | -7.3571e-08 | -2.9361e-08
Glass-High End-GasHt-codet to al36tint-New | Glass | GasHt-High End-New | Glass-New | GasHt | tint base | codet to al36tint | High End | New | SmComCAC | 1.2171e-06 | 1.1009e-05 | 0.0002446% | 3.81e-07 | 3.4463e-06 | 7.659e-05% | 0.49749 | 4.5 | 1.173% | 62.61% | 19.6% |  |  | 74.05% | 85.77% | 15% | 6 | 0.3% | 0.58 | 0.087 |  |  | 0.07 | -0.031603 | -0.0047405 | -7.7317e-08 | -2.4204e-08
Glass-Anchor-GasHt-codet to al36tint-New | Glass | GasHt-Anchor-New | Glass-New | GasHt | tint base | codet to al36tint | Anchor | New | SmComCAC | 7.2431e-07 | 1.3319e-06 | 2.96e-05% | 3.2024e-07 | 5.8888e-07 | 1.309e-05% | 2.4472 | 4.5 | 1.466% | 44.33% | 19.6% |  |  | 50.61% | 89.02% | 3% | 6 | 0.3% | 2.749 | 0.08247 |  |  | 0.136 | -0.061401 | -0.001842 | -1.8174e-08 | -8.0351e-09
Glass-K-12-GasHt-codet to al36tint-New | Glass | GasHt-K-12-New | Glass-New | GasHt | tint base | codet to al36tint | K-12 | New | SmComCAC | 1.2876e-07 | 7.8833e-06 | 0.0001752% | 4.2708e-07 | 2.6148e-05 | 0.0005811% | 0.0735 | 4.5 | 6.289% | 22.19% | 73.6% |  |  | 83.68% | 75% | 5% | 6 | 0.3% | 0.098 | 0.0049 |  |  | 0.059 | -0.026637 | -0.0013319 | -4.6664e-08 | -1.5478e-07
Glass-University-GasHt-codet to al36tint-New | Glass | GasHt-University-New | Glass-New | GasHt | tint base | codet to al36tint | University | New | SmComCAC | 9.0486e-07 | 5.4923e-06 | 0.0001221% | 3.0229e-06 | 1.8348e-05 | 0.0004077% | 0.74138 | 4.5 | 3.24% | 22.03% | 73.6% |  |  | 81.42% | 95% | 7% | 6 | 0.3% | 0.7804 | 0.054628 |  |  | 0.1508 | -0.068083 | -0.0047658 | -8.3096e-08 | -2.776e-07
Glass-Warehouse-GasHt-codet to al36tint-New | Glass | GasHt-Warehouse-New | Glass-New | GasHt | tint base | codet to al36tint | Warehouse | New | SmComCAC | 1.5194e-10 | 2.2791e-05 | 0.0005065% | 7.0106e-11 | 1.0516e-05 | 0.0002337% | 3e-05 | 4.5 | 16.51% | 42.48% | 19.6% |  |  | 80.22% | 30% | 3% | 6 | 0.3% | 0.0001 | 3e-06 |  |  | 0.0001 | -4.5148e-05 | -1.3544e-06 | -2.2866e-10 | -1.055e-10
Glass-Supermarket-GasHt-codet to al36tint-New | Glass | GasHt-Supermarket-New | Glass-New | GasHt | tint base | codet to al36tint | Supermarket | New | SmComCAC | 8.6837e-08 | 4.7885e-07 | 1.064e-05% | 1.0034e-07 | 5.5331e-07 | 1.23e-05% | 0.81605 | 4.5 | 0.421% | 41.11% | 47.5% |  |  | 68.31% | 95% | 3% | 6 | 0.3% | 0.859 | 0.02577 |  |  | 0.034 | -0.01535 | -0.00046051 | -1.6335e-09 | -1.8874e-09
Glass-MIniMart-GasHt-codet to al36tint-New | Glass | GasHt-MIniMart-New | Glass-New | GasHt | tint base | codet to al36tint | MIniMart | New | SmComCAC | 9.3301e-07 | 5.284e-06 | 0.0001174% | 2.923e-07 | 1.6554e-06 | 3.679e-05% | 0.79458 | 4.5 | 0.5146% | 62.56% | 19.6% |  |  | 81.05% | 92.5% | 15% | 6 | 0.3% | 0.859 | 0.12885 |  |  | 0.034 | -0.01535 | -0.0023025 | -1.8025e-08 | -5.6469e-09
Glass-Restaurant-GasHt-codet to al36tint-New | Glass | GasHt-Restaurant-New | Glass-New | GasHt | tint base | codet to al36tint | Restaurant | New | SmComCAC | 3.2818e-06 | 1.0658e-05 | 0.0002368% | 1.0374e-06 | 3.369e-06 | 7.487e-05% | 1.3857 | 4.5 | 0.8735% | 62% | 19.6% |  |  | 80.98% | 92.5% | 18% | 6 | 0.3% | 1.498 | 0.26964 |  |  | 0.042 | -0.018962 | -0.0034132 | -4.4911e-08 | -1.4196e-08
Glass-Lodging-GasHt-codet to al36tint-New | Glass | GasHt-Lodging-New | Glass-New | GasHt | tint base | codet to al36tint | Lodging | New | SmComCAC | 2.4603e-06 | 1.2609e-05 | 0.0002802% | 8.1341e-07 | 4.1688e-06 | 9.264e-05% | 0.87804 | 4.5 | 5.332% | 59.28% | 19.6% |  |  | 36.94% | 95% | 8% | 6 | 0.3% | 0.92425 | 0.07394 |  |  | 0.081833 | -0.036946 | -0.0029557 | -1.0352e-07 | -3.4227e-08
Glass-Hospital-GasHt-codet to al36tint-New | Glass | GasHt-Hospital-New | Glass-New | GasHt | tint base | codet to al36tint | Hospital | New | SmComCAC | 1.4139e-06 | 5.5766e-06 | 0.0001239% | 4.8271e-06 | 1.9039e-05 | 0.0004231% | 1.1409 | 4.5 | 2.495% | 21.56% | 73.6% |  |  | 96% | 95% | 8% | 6 | 0.3% | 1.201 | 0.09608 |  |  | 0.1695 | -0.076526 | -0.006122 | -9.4834e-08 | -3.2376e-07
Glass-OtherHealth-GasHt-codet to al36tint-New | Glass | GasHt-OtherHealth-New | Glass-New | GasHt | tint base | codet to al36tint | OtherHealth | New | SmComCAC | 1.7753e-06 | 6.4988e-06 | 0.0001444% | 6.0711e-06 | 2.2224e-05 | 0.0004939% | 1.2293 | 4.5 | 4.633% | 21.52% | 73.6% |  |  | 60.34% | 95% | 8% | 6 | 0.3% | 1.294 | 0.10352 |  |  | 0.16 | -0.072237 | -0.0057789 | -1.0432e-07 | -3.5675e-07
Glass-Other-GasHt-codet to al36tint-New | Glass | GasHt-Other-New | Glass-New | GasHt | tint base | codet to al36tint | Other | New | SmComCAC | 1.1625e-05 | 8.7075e-05 | 0.001935% | 5.967e-06 | 4.4696e-05 | 0.0009932% | 0.60076 | 4.5 | 25.98% | 55.52% | 28.5% |  |  | 74.51% | 65% | 6% | 6 | 0.3% | 0.92425 | 0.055455 |  |  | 0.081833 | -0.036946 | -0.0022168 | -7.1491e-07 | -3.6696e-07
Glass-Large Off-HtPmpHt-codet to al45tint-NR | Glass | HtPmpHt-Large Off-NR | Glass-NR | HtPmpHt | tint base | codet to al45tint | Large Off | NR | ExCOMM | 4.5168e-06 | 9.4729e-07 | 0.0001895% | 0.0008474% | 0.0001777% | 0.0003554% | 2.3841 | 0.5 | 7.999% | 25.32% | 47.5% |  | 20.79% |  | 87.35% | 15% | 18 | 0.3% | 2.206 | 0.3309 | 0.45721 | 0.068581
Glass-Medium Off-HtPmpHt-codet to al45tint-NR | Glass | HtPmpHt-Medium Off-NR | Glass-NR | HtPmpHt | tint base | codet to al45tint | Medium Off | NR | ExCOMM | 4.3317e-06 | 1.0012e-06 | 0.0002002% | 0.0007222% | 0.0001669% | 0.0003339% | 2.1633 | 0.5 | 6.094% | 28.49% | 47.5% |  | 25.63% |  | 77.34% | 15% | 18 | 0.3% | 2.206 | 0.3309 | 0.45721 | 0.068581
Glass-Small Off-HtPmpHt-codet to al45tint-NR | Glass | HtPmpHt-Small Off-NR | Glass-NR | HtPmpHt | tint base | codet to al45tint | Small Off | NR | ExCOMM | 5.262e-06 | 1.6296e-06 | 0.0003259% | 0.0002402% | 7.439e-05% | 0.0001488% | 1.6145 | 0.5 | 4.952% | 63.74% | 29.1% |  | 22.95% |  | 84.69% | 15% | 18 | 0.3% | 2.211 | 0.33165 | -0.25791 | -0.038687
Glass-Big Box-HtPmpHt-codet to al45tint-NR | Glass | HtPmpHt-Big Box-NR | Glass-NR | HtPmpHt | tint base | codet to al45tint | Big Box | NR | ExCOMM | 2.0556e-07 | 1.1274e-07 | 2.255e-05% | 8.161e-06% | 4.476e-06% | 8.952e-06% | 0.91168 | 0.5 | 7.329% | 49.37% | 19.6% |  | 20.77% |  | 78.22% | 1% | 18 | 0.3% | 1.2189 | 0.012189 | -0.041683 | -0.00041683
Glass-Small Box-HtPmpHt-codet to al45tint-NR | Glass | HtPmpHt-Small Box-NR | Glass-NR | HtPmpHt | tint base | codet to al45tint | Small Box | NR | ExCOMM | 8.8556e-08 | 2.3739e-07 | 4.748e-05% | 3.552e-06% | 9.521e-06% | 1.904e-05% | 0.18652 | 0.5 | 4.691% | 48.87% | 19.6% |  | 13.81% |  | 59.08% | 5% | 18 | 0.3% | 0.792 | 0.0396 | -0.28136 | -0.014068
Glass-High End-HtPmpHt-codet to al45tint-NR | Glass | HtPmpHt-High End-NR | Glass-NR | HtPmpHt | tint base | codet to al45tint | High End | NR | ExCOMM | 5.0078e-08 | 1.5272e-07 | 3.054e-05% | 1.576e-06% | 4.805e-06% | 9.61e-06% | 0.16395 | 0.5 | 1.173% | 62.3% | 19.6% |  | 9.291% |  | 56.23% | 15% | 18 | 0.3% | 0.792 | 0.1188 | -0.28136 | -0.042204
Glass-Anchor-HtPmpHt-codet to al45tint-NR | Glass | HtPmpHt-Anchor-NR | Glass-NR | HtPmpHt | tint base | codet to al45tint | Anchor | NR | ExCOMM | 9.549e-08 | 5.2371e-08 | 1.047e-05% | 6.789e-06% | 3.723e-06% | 7.447e-06% | 0.91167 | 0.5 | 1.466% | 27.57% | 19.6% |  | 28.8% |  | 78.21% | 3% | 18 | 0.3% | 1.2189 | 0.036567 | -0.041683 | -0.0012505
Glass-K-12-HtPmpHt-codet to al45tint-NR | Glass | HtPmpHt-K-12-NR | Glass-NR | HtPmpHt | tint base | codet to al45tint | K-12 | NR | ExCOMM | 7.4685e-08 | 3.5073e-07 | 7.015e-05% | 8.175e-06% | 3.839e-05% | 7.678e-05% | 0.10647 | 0.5 | 6.289% | 67.24% | 73.6% |  | 11.06% |  | 48.81% | 5% | 18 | 0.3% | 0.038 | 0.0019 | 0.087925 | 0.0043962
Glass-University-HtPmpHt-codet to al45tint-NR | Glass | HtPmpHt-University-NR | Glass-NR | HtPmpHt | tint base | codet to al45tint | University | NR | ExCOMM | 3.4689e-07 | 1.3184e-07 | 2.637e-05% | 6.119e-05% | 2.326e-05% | 4.651e-05% | 1.3155 | 0.5 | 3.24% | 41.73% | 73.6% |  | 9.288% |  | 80.03% | 7% | 18 | 0.3% | 1.0666 | 0.074662 | 0.4619 | 0.032333
Glass-Warehouse-HtPmpHt-codet to al45tint-NR | Glass | HtPmpHt-Warehouse-NR | Glass-NR | HtPmpHt | tint base | codet to al45tint | Warehouse | NR | ExCOMM | 1.7016e-07 | 2.7943e-07 | 5.589e-05% | 7.89e-06% | 1.296e-05% | 2.591e-05% | 0.30447 | 0.5 | 16.51% | 42.27% | 19.6% |  | 8.896% |  | 22.52% | 3% | 18 | 0.3% | 1.977 | 0.05931 | -0.14068 | -0.0042204
Glass-Supermarket-HtPmpHt-codet to al45tint-NR | Glass | HtPmpHt-Supermarket-NR | Glass-NR | HtPmpHt | tint base | codet to al45tint | Supermarket | NR | ExCOMM | 2.7927e-08 | 1.3042e-08 | 2.608e-06% | 3.388e-06% | 1.582e-06% | 3.165e-06% | 1.0707 | 0.5 | 0.421% | 39.15% | 47.5% |  | 17.58% |  | 91.26% | 3% | 18 | 0.3% | 1.2189 | 0.036567 | -0.041683 | -0.0012505
Glass-MIniMart-HtPmpHt-codet to al45tint-NR | Glass | HtPmpHt-MIniMart-NR | Glass-NR | HtPmpHt | tint base | codet to al45tint | MIniMart | NR | ExCOMM | 2.9951e-08 | 2.1451e-08 | 4.29e-06% | 1.509e-06% | 1.081e-06% | 2.161e-06% | 0.69813 | 0.5 | 0.5146% | 38.91% | 19.6% |  | 4.762% |  | 60.7% | 15% | 18 | 0.3% | 1.2189 | 0.18283 | -0.041683 | -0.0062524
Glass-Restaurant-HtPmpHt-codet to al45tint-NR | Glass | HtPmpHt-Restaurant-NR | Glass-NR | HtPmpHt | tint base | codet to al45tint | Restaurant | NR | ExCOMM | 1.8215e-07 | 1.5224e-07 | 3.045e-05% | 5.787e-06% | 4.836e-06% | 9.673e-06% | 0.59825 | 0.5 | 0.8735% | 61.7% | 19.6% |  | 10.46% |  | 75.66% | 18% | 18 | 0.3% | 1.302 | 0.23436 | -0.38687 | -0.069637
Glass-Lodging-HtPmpHt-codet to al45tint-NR | Glass | HtPmpHt-Lodging-NR | Glass-NR | HtPmpHt | tint base | codet to al45tint | Lodging | NR | ExCOMM | 1.8237e-06 | 9.1398e-07 | 0.0001828% | 6.06e-05% | 3.037e-05% | 6.074e-05% | 0.99768 | 0.5 | 5.332% | 58.99% | 19.6% |  | 24.22% |  | 85.27% | 8% | 18 | 0.3% | 1.2189 | 0.097511 | -0.041683 | -0.0033346
Glass-Hospital-HtPmpHt-codet to al45tint-NR | Glass | HtPmpHt-Hospital-NR | Glass-NR | HtPmpHt | tint base | codet to al45tint | Hospital | NR | ExCOMM | 5.1532e-08 | 1.2224e-08 | 2.445e-06% | 9.289e-06% | 2.204e-06% | 4.407e-06% | 2.1078 | 0.5 | 2.495% | 40.83% | 73.6% |  | 1% |  | 91.26% | 8% | 18 | 0.3% | 1.4875 | 0.119 | 0.75029 | 0.060023
Glass-OtherHealth-HtPmpHt-codet to al45tint-NR | Glass | HtPmpHt-OtherHealth-NR | Glass-NR | HtPmpHt | tint base | codet to al45tint | OtherHealth | NR | ExCOMM | 9.491e-07 | 2.7373e-07 | 5.475e-05% | 0.0001071% | 3.089e-05% | 6.178e-05% | 1.7336 | 0.5 | 4.633% | 65.22% | 73.6% |  | 7.548% |  | 89.76% | 8% | 18 | 0.3% | 0.769 | 0.06152 | 1.0434 | 0.08347
Glass-Other-HtPmpHt-codet to al45tint-NR | Glass | HtPmpHt-Other-NR | Glass-NR | HtPmpHt | tint base | codet to al45tint | Other | NR | ExCOMM | 1.1189e-06 | 1.173e-06 | 0.0002346% | 8.213e-05% | 8.61e-05% | 0.0001722% | 0.47695 | 0.5 | 25.98% | 38.83% | 28.5% |  | 12.92% |  | 42.55% | 6% | 18 | 0.3% | 1.2189 | 0.073133 | -0.041683 | -0.002501
Glass-Large Off-HtPmpHt-codet to al40tint-NR | Glass | HtPmpHt-Large Off-NR | Glass-NR | HtPmpHt | tint base | codet to al40tint | Large Off | NR | ExCOMM | 0.00094611 | 0.00041681 | 0.02779% | 0.1775% | 0.07819% | 0.05213% | 3.4048 | 1.5 | 7.999% | 25.32% | 47.5% |  | 20.79% |  | 87.35% | 15% | 17 | 44% | 2.368 | 0.3552 | 1.3365 | 0.20047
Glass-Medium Off-HtPmpHt-codet to al40tint-NR | Glass | HtPmpHt-Medium Off-NR | Glass-NR | HtPmpHt | tint base | codet to al40tint | Medium Off | NR | ExCOMM | 0.00093032 | 0.00044052 | 0.02937% | 0.1551% | 0.07345% | 0.04897% | 3.1678 | 1.5 | 6.094% | 28.49% | 47.5% |  | 25.63% |  | 77.34% | 15% | 17 | 44% | 2.368 | 0.3552 | 1.3365 | 0.20047
Glass-Small Off-HtPmpHt-codet to al40tint-NR | Glass | HtPmpHt-Small Off-NR | Glass-NR | HtPmpHt | tint base | codet to al40tint | Small Off | NR | ExCOMM | 0.00075387 | 0.00048888 | 0.03259% | 0.03442% | 0.02232% | 0.01488% | 2.3131 | 1.5 | 4.952% | 63.74% | 29.1% |  | 22.95% |  | 84.69% | 15% | 17 | 30% | 2.053 | 0.30795 | 0.57444 | 0.086166
Glass-Big Box-HtPmpHt-codet to al40tint-NR | Glass | HtPmpHt-Big Box-NR | Glass-NR | HtPmpHt | tint base | codet to al40tint | Big Box | NR | ExCOMM | 4.3507e-05 | 4.1712e-05 | 0.002781% | 0.001727% | 0.001656% | 0.001104% | 1.5645 | 1.5 | 7.329% | 49.37% | 19.6% |  | 20.77% |  | 78.22% | 1% | 17 | 37% | 1.2159 | 0.012159 | 0.61352 | 0.0061352
Glass-Small Box-HtPmpHt-codet to al40tint-NR | Glass | HtPmpHt-Small Box-NR | Glass-NR | HtPmpHt | tint base | codet to al40tint | Small Box | NR | ExCOMM | 3.8831e-05 | 7.1218e-05 | 0.004748% | 0.001557% | 0.002856% | 0.001904% | 0.81786 | 1.5 | 4.691% | 48.87% | 19.6% |  | 13.81% |  | 59.08% | 5% | 17 | 30% | 0.928 | 0.0464 | 0.26964 | 0.013482
Glass-High End-HtPmpHt-codet to al40tint-NR | Glass | HtPmpHt-High End-NR | Glass-NR | HtPmpHt | tint base | codet to al40tint | High End | NR | ExCOMM | 2.4174e-05 | 4.5817e-05 | 0.003054% | 0.0007605% | 0.001441% | 0.000961% | 0.79141 | 1.5 | 1.173% | 62.3% | 19.6% |  | 9.291% |  | 56.23% | 15% | 17 | 30% | 0.928 | 0.1392 | 0.26964 | 0.040445
Glass-Anchor-HtPmpHt-codet to al40tint-NR | Glass | HtPmpHt-Anchor-NR | Glass-NR | HtPmpHt | tint base | codet to al40tint | Anchor | NR | ExCOMM | 2.4034e-05 | 2.3043e-05 | 0.001536% | 0.001709% | 0.001638% | 0.001092% | 1.5645 | 1.5 | 1.466% | 27.57% | 19.6% |  | 28.8% |  | 78.21% | 3% | 17 | 44% | 1.2159 | 0.036477 | 0.61352 | 0.018406
Glass-K-12-HtPmpHt-codet to al40tint-NR | Glass | HtPmpHt-K-12-NR | Glass-NR | HtPmpHt | tint base | codet to al40tint | K-12 | NR | ExCOMM | 4.0086e-05 | 0.00010522 | 0.007015% | 0.004388% | 0.01152% | 0.007678% | 0.57148 | 1.5 | 6.289% | 67.24% | 73.6% |  | 11.06% |  | 48.81% | 5% | 17 | 30% | 0.09 | 0.0045 | 0.52755 | 0.026377
Glass-University-HtPmpHt-codet to al40tint-NR | Glass | HtPmpHt-University-NR | Glass-NR | HtPmpHt | tint base | codet to al40tint | University | NR | ExCOMM | 8.9715e-05 | 5.8011e-05 | 0.003867% | 0.01583% | 0.01023% | 0.006822% | 2.3198 | 1.5 | 3.24% | 41.73% | 73.6% |  | 9.288% |  | 80.03% | 7% | 17 | 44% | 1.1876 | 0.083132 | 1.3693 | 0.09585
Glass-Warehouse-HtPmpHt-codet to al40tint-NR | Glass | HtPmpHt-Warehouse-NR | Glass-NR | HtPmpHt | tint base | codet to al40tint | Warehouse | NR | ExCOMM | 2.0785e-05 | 8.3828e-05 | 0.005589% | 0.0009638% | 0.003887% | 0.002591% | 0.37192 | 1.5 | 16.51% | 42.27% | 19.6% |  | 8.896% |  | 22.52% | 3% | 17 | 30% | 1.86 | 0.0558 | -0.046893 | -0.0014068
Glass-Supermarket-HtPmpHt-codet to al40tint-NR | Glass | HtPmpHt-Supermarket-NR | Glass-NR | HtPmpHt | tint base | codet to al40tint | Supermarket | NR | ExCOMM | 4.4946e-06 | 3.9126e-06 | 0.0002608% | 0.0005453% | 0.0004747% | 0.0003165% | 1.7231 | 1.5 | 0.421% | 39.15% | 47.5% |  | 17.58% |  | 91.26% | 3% | 17 | 30% | 1.2159 | 0.036477 | 0.61352 | 0.018406
Glass-MIniMart-HtPmpHt-codet to al40tint-NR | Glass | HtPmpHt-MIniMart-NR | Glass-NR | HtPmpHt | tint base | codet to al40tint | MIniMart | NR | ExCOMM | 5.7982e-06 | 6.4352e-06 | 0.000429% | 0.0002921% | 0.0003242% | 0.0002161% | 1.3515 | 1.5 | 0.5146% | 38.91% | 19.6% |  | 4.762% |  | 60.7% | 15% | 17 | 30% | 1.2159 | 0.18238 | 0.61352 | 0.092028
Glass-Restaurant-HtPmpHt-codet to al40tint-NR | Glass | HtPmpHt-Restaurant-NR | Glass-NR | HtPmpHt | tint base | codet to al40tint | Restaurant | NR | ExCOMM | 3.0709e-05 | 4.5671e-05 | 0.003045% | 0.0009756% | 0.001451% | 0.0009673% | 1.0086 | 1.5 | 0.8735% | 61.7% | 19.6% |  | 10.46% |  | 75.66% | 18% | 17 | 30% | 1.302 | 0.23436 | 0.023447 | 0.0042204
Glass-Lodging-HtPmpHt-codet to al40tint-NR | Glass | HtPmpHt-Lodging-NR | Glass-NR | HtPmpHt | tint base | codet to al40tint | Lodging | NR | ExCOMM | 0.00030167 | 0.00027419 | 0.01828% | 0.01002% | 0.009111% | 0.006074% | 1.6503 | 1.5 | 5.332% | 58.99% | 19.6% |  | 24.22% |  | 85.27% | 8% | 17 | 30% | 1.2159 | 0.097271 | 0.61352 | 0.049082
Glass-Hospital-HtPmpHt-codet to al40tint-NR | Glass | HtPmpHt-Hospital-NR | Glass-NR | HtPmpHt | tint base | codet to al40tint | Hospital | NR | ExCOMM | 1.1347e-05 | 5.3787e-06 | 0.0003586% | 0.002045% | 0.0009696% | 0.0006464% | 3.1646 | 1.5 | 2.495% | 40.83% | 73.6% |  | 1% |  | 91.26% | 8% | 17 | 44% | 1.605 | 0.1284 | 1.6999 | 0.13599
Glass-OtherHealth-HtPmpHt-codet to al40tint-NR | Glass | HtPmpHt-OtherHealth-NR | Glass-NR | HtPmpHt | tint base | codet to al40tint | OtherHealth | NR | ExCOMM | 0.00015433 | 8.2119e-05 | 0.005475% | 0.01742% | 0.009267% | 0.006178% | 2.8191 | 1.5 | 4.633% | 65.22% | 73.6% |  | 7.548% |  | 89.76% | 8% | 17 | 30% | 0.842 | 0.06736 | 2.0633 | 0.16506
Glass-Other-HtPmpHt-codet to al40tint-NR | Glass | HtPmpHt-Other-NR | Glass-NR | HtPmpHt | tint base | codet to al40tint | Other | NR | ExCOMM | 0.0003272 | 0.000434 | 0.02893% | 0.02402% | 0.03186% | 0.02124% | 1.1309 | 1.5 | 25.98% | 38.83% | 28.5% |  | 12.92% |  | 42.55% | 6% | 17 | 37% | 1.2159 | 0.072953 | 0.61352 | 0.036811
Glass-Large Off-HtPmpHt-codet to al36tint-NR | Glass | HtPmpHt-Large Off-NR | Glass-NR | HtPmpHt | tint base | codet to al36tint | Large Off | NR | ExCOMM | 8.3348e-06 | 8.5256e-06 | 0.0001895% | 0.001564% | 0.001599% | 0.0003554% | 4.3993 | 4.5 | 7.999% | 25.32% | 47.5% |  | 20.79% |  | 87.35% | 15% | 16 | 0.3% | 2.567 | 0.38505 | 2.1571 | 0.32356
Glass-Medium Off-HtPmpHt-codet to al36tint-NR | Glass | HtPmpHt-Medium Off-NR | Glass-NR | HtPmpHt | tint base | codet to al36tint | Medium Off | NR | ExCOMM | 8.2945e-06 | 9.0107e-06 | 0.0002002% | 0.001383% | 0.001502% | 0.0003339% | 4.1423 | 4.5 | 6.094% | 28.49% | 47.5% |  | 25.63% |  | 77.34% | 15% | 16 | 0.3% | 2.567 | 0.38505 | 2.1571 | 0.32356
Glass-Small Off-HtPmpHt-codet to al36tint-NR | Glass | HtPmpHt-Small Off-NR | Glass-NR | HtPmpHt | tint base | codet to al36tint | Small Off | NR | ExCOMM | 9.5749e-06 | 1.4666e-05 | 0.0003259% | 0.0004371% | 0.0006695% | 0.0001488% | 2.9378 | 4.5 | 4.952% | 63.74% | 29.1% |  | 22.95% |  | 84.69% | 15% | 16 | 0.3% | 1.974 | 0.2961 | 1.2661 | 0.18992
Glass-Big Box-HtPmpHt-codet to al36tint-NR | Glass | HtPmpHt-Big Box-NR | Glass-NR | HtPmpHt | tint base | codet to al36tint | Big Box | NR | ExCOMM | 4.8535e-07 | 1.0146e-06 | 2.255e-05% | 1.927e-05% | 4.028e-05% | 8.952e-06% | 2.1526 | 4.5 | 7.329% | 49.37% | 19.6% |  | 20.77% |  | 78.22% | 1% | 16 | 0.3% | 1.2217 | 0.012217 | 1.1971 | 0.011971
Glass-Small Box-HtPmpHt-codet to al36tint-NR | Glass | HtPmpHt-Small Box-NR | Glass-NR | HtPmpHt | tint base | codet to al36tint | Small Box | NR | ExCOMM | 5.7285e-07 | 2.1365e-06 | 4.748e-05% | 2.298e-05% | 8.569e-05% | 1.904e-05% | 1.2065 | 4.5 | 4.691% | 48.87% | 19.6% |  | 13.81% |  | 59.08% | 5% | 16 | 0.3% | 0.812 | 0.0406 | 0.72685 | 0.036342
Glass-High End-HtPmpHt-codet to al36tint-NR | Glass | HtPmpHt-High End-NR | Glass-NR | HtPmpHt | tint base | codet to al36tint | High End | NR | ExCOMM | 3.6147e-07 | 1.3745e-06 | 3.054e-05% | 1.137e-05% | 4.324e-05% | 9.61e-06% | 1.1834 | 4.5 | 1.173% | 62.3% | 19.6% |  | 9.291% |  | 56.23% | 15% | 16 | 0.3% | 0.812 | 0.1218 | 0.72685 | 0.10903
Glass-Anchor-HtPmpHt-codet to al36tint-NR | Glass | HtPmpHt-Anchor-NR | Glass-NR | HtPmpHt | tint base | codet to al36tint | Anchor | NR | ExCOMM | 2.2547e-07 | 4.7134e-07 | 1.047e-05% | 1.603e-05% | 3.351e-05% | 7.447e-06% | 2.1526 | 4.5 | 1.466% | 27.57% | 19.6% |  | 28.8% |  | 78.21% | 3% | 16 | 0.3% | 1.2217 | 0.03665 | 1.1971 | 0.035912
Glass-K-12-HtPmpHt-codet to al36tint-NR | Glass | HtPmpHt-K-12-NR | Glass-NR | HtPmpHt | tint base | codet to al36tint | K-12 | NR | ExCOMM | 6.7753e-07 | 3.1565e-06 | 7.015e-05% | 7.416e-05% | 0.0003455% | 7.678e-05% | 0.9659 | 4.5 | 6.289% | 67.24% | 73.6% |  | 11.06% |  | 48.81% | 5% | 16 | 0.3% | 0.1415 | 0.007075 | 0.89683 | 0.044842
Glass-University-HtPmpHt-codet to al36tint-NR | Glass | HtPmpHt-University-NR | Glass-NR | HtPmpHt | tint base | codet to al36tint | University | NR | ExCOMM | 8.4873e-07 | 1.1866e-06 | 2.637e-05% | 0.0001497% | 0.0002093% | 4.651e-05% | 3.2187 | 4.5 | 3.24% | 41.73% | 73.6% |  | 9.288% |  | 80.03% | 7% | 16 | 0.3% | 1.3206 | 0.092442 | 2.1618 | 0.15132
Glass-Warehouse-HtPmpHt-codet to al36tint-NR | Glass | HtPmpHt-Warehouse-NR | Glass-NR | HtPmpHt | tint base | codet to al36tint | Warehouse | NR | ExCOMM | 3.7669e-07 | 2.5148e-06 | 5.589e-05% | 1.747e-05% | 0.0001166% | 2.591e-05% | 0.67405 | 4.5 | 16.51% | 42.27% | 19.6% |  | 8.896% |  | 22.52% | 3% | 16 | 0.3% | 1.744 | 0.05232 | 0.28136 | 0.0084408
Glass-Supermarket-HtPmpHt-codet to al36tint-NR | Glass | HtPmpHt-Supermarket-NR | Glass-NR | HtPmpHt | tint base | codet to al36tint | Supermarket | NR | ExCOMM | 6.0306e-08 | 1.1738e-07 | 2.608e-06% | 7.317e-06% | 1.424e-05% | 3.165e-06% | 2.312 | 4.5 | 0.421% | 39.15% | 47.5% |  | 17.58% |  | 91.26% | 3% | 16 | 0.3% | 1.2217 | 0.03665 | 1.1971 | 0.035912
Glass-MIniMart-HtPmpHt-codet to al36tint-NR | Glass | HtPmpHt-MIniMart-NR | Glass-NR | HtPmpHt | tint base | codet to al36tint | MIniMart | NR | ExCOMM | 8.3168e-08 | 1.9306e-07 | 4.29e-06% | 4.19e-06% | 9.725e-06% | 2.161e-06% | 1.9386 | 4.5 | 0.5146% | 38.91% | 19.6% |  | 4.762% |  | 60.7% | 15% | 16 | 0.3% | 1.2217 | 0.18325 | 1.1971 | 0.17956
Glass-Restaurant-HtPmpHt-codet to al36tint-NR | Glass | HtPmpHt-Restaurant-NR | Glass-NR | HtPmpHt | tint base | codet to al36tint | Restaurant | NR | ExCOMM | 4.106e-07 | 1.3701e-06 | 3.045e-05% | 1.304e-05% | 4.353e-05% | 9.673e-06% | 1.3485 | 4.5 | 0.8735% | 61.7% | 19.6% |  | 10.46% |  | 75.66% | 18% | 16 | 0.3% | 1.302 | 0.23436 | 0.36342 | 0.065416
Glass-Lodging-HtPmpHt-codet to al36tint-NR | Glass | HtPmpHt-Lodging-NR | Glass-NR | HtPmpHt | tint base | codet to al36tint | Lodging | NR | ExCOMM | 4.0925e-06 | 8.2258e-06 | 0.0001828% | 0.000136% | 0.0002733% | 6.074e-05% | 2.2388 | 4.5 | 5.332% | 58.99% | 19.6% |  | 24.22% |  | 85.27% | 8% | 16 | 0.3% | 1.2217 | 0.097733 | 1.1971 | 0.095767
Glass-Hospital-HtPmpHt-codet to al36tint-NR | Glass | HtPmpHt-Hospital-NR | Glass-NR | HtPmpHt | tint base | codet to al36tint | Hospital | NR | ExCOMM | 1.0062e-07 | 1.1002e-07 | 2.445e-06% | 1.814e-05% | 1.983e-05% | 4.407e-06% | 4.1156 | 4.5 | 2.495% | 40.83% | 73.6% |  | 1% |  | 91.26% | 8% | 16 | 0.3% | 1.735 | 0.1388 | 2.5322 | 0.20258
Glass-OtherHealth-HtPmpHt-codet to al36tint-NR | Glass | HtPmpHt-OtherHealth-NR | Glass-NR | HtPmpHt | tint base | codet to al36tint | OtherHealth | NR | ExCOMM | 2.0354e-06 | 2.4636e-06 | 5.475e-05% | 0.0002297% | 0.000278% | 6.178e-05% | 3.7179 | 4.5 | 4.633% | 65.22% | 73.6% |  | 7.548% |  | 89.76% | 8% | 16 | 0.3% | 0.903 | 0.07224 | 2.9074 | 0.23259
Glass-Other-HtPmpHt-codet to al36tint-NR | Glass | HtPmpHt-Other-NR | Glass-NR | HtPmpHt | tint base | codet to al36tint | Other | NR | ExCOMM | 4.0277e-06 | 1.0557e-05 | 0.0002346% | 0.0002956% | 0.0007749% | 0.0001722% | 1.7169 | 4.5 | 25.98% | 38.83% | 28.5% |  | 12.92% |  | 42.55% | 6% | 16 | 0.3% | 1.2217 | 0.0733 | 1.1971 | 0.071825
Glass-Large Off-HtPmpHt-codet to al45tint-New | Glass | HtPmpHt-Large Off-New | Glass-New | HtPmpHt | tint base | codet to al45tint | Large Off | New | ExCOMM | 4.3435e-06 | 1.2433e-06 | 0.0002487% | 6.2082e-06 | 1.7771e-06 | 0.0003554% | 1.7467 | 0.5 | 7.999% | 33.23% | 47.5% |  | 20.79% |  | 100% | 15% | 8 | 0.3% | 1.184 | 0.1776 | 0.56272 | 0.084408
Glass-Medium Off-HtPmpHt-codet to al45tint-New | Glass | HtPmpHt-Medium Off-New | Glass-New | HtPmpHt | tint base | codet to al45tint | Medium Off | New | ExCOMM | 4.5906e-06 | 1.3141e-06 | 0.0002628% | 5.8317e-06 | 1.6693e-06 | 0.0003339% | 1.7467 | 0.5 | 6.094% | 37.39% | 47.5% |  | 25.63% |  | 100% | 15% | 8 | 0.3% | 1.184 | 0.1776 | 0.56272 | 0.084408
Glass-Small Off-HtPmpHt-codet to al45tint-New | Glass | HtPmpHt-Small Off-New | Glass-New | HtPmpHt | tint base | codet to al45tint | Small Off | New | ExCOMM | 4.4579e-06 | 1.4442e-06 | 0.0002888% | 2.2963e-06 | 7.4393e-07 | 0.0001488% | 1.5433 | 0.5 | 4.952% | 56.49% | 29.1% |  | 22.95% |  | 96% | 15% | 8 | 0.3% | 1.974 | 0.2961 | -0.3517 | -0.052755
Glass-Big Box-HtPmpHt-codet to al45tint-New | Glass | HtPmpHt-Big Box-New | Glass-New | HtPmpHt | tint base | codet to al45tint | Big Box | New | ExCOMM | 6.8205e-07 | 1.133e-07 | 2.266e-05% | 2.6944e-07 | 4.4758e-08 | 8.952e-06% | 3.01 | 0.5 | 7.329% | 49.62% | 19.6% |  | 20.77% |  | 89.36% | 1% | 8 | 0.3% | 2.568 | 0.02568 | 0.71512 | 0.0071512
Glass-Small Box-HtPmpHt-codet to al45tint-New | Glass | HtPmpHt-Small Box-New | Glass-New | HtPmpHt | tint base | codet to al45tint | Small Box | New | ExCOMM | 1.9214e-07 | 2.3858e-07 | 4.772e-05% | 7.6681e-08 | 9.5214e-08 | 1.904e-05% | 0.40268 | 0.5 | 4.691% | 49.11% | 19.6% |  | 13.81% |  | 88.49% | 5% | 8 | 0.3% | 0.773 | 0.03865 | -0.28136 | -0.014068
Glass-High End-HtPmpHt-codet to al45tint-New | Glass | HtPmpHt-High End-New | Glass-New | HtPmpHt | tint base | codet to al45tint | High End | New | ExCOMM | 1.1716e-07 | 1.5349e-07 | 3.07e-05% | 3.6678e-08 | 4.8048e-08 | 9.61e-06% | 0.38167 | 0.5 | 1.173% | 62.61% | 19.6% |  | 9.291% |  | 85.77% | 15% | 8 | 0.3% | 0.773 | 0.11595 | -0.28136 | -0.042204
Glass-Anchor-HtPmpHt-codet to al45tint-New | Glass | HtPmpHt-Anchor-New | Glass-New | HtPmpHt | tint base | codet to al45tint | Anchor | New | ExCOMM | 5.0547e-07 | 8.4213e-08 | 1.684e-05% | 2.2349e-07 | 3.7233e-08 | 7.447e-06% | 3.0012 | 0.5 | 1.466% | 44.33% | 19.6% |  | 28.8% |  | 89.02% | 3% | 8 | 0.3% | 2.568 | 0.07704 | 0.71512 | 0.021454
Glass-K-12-HtPmpHt-codet to al45tint-New | Glass | HtPmpHt-K-12-New | Glass-New | HtPmpHt | tint base | codet to al45tint | K-12 | New | ExCOMM | -2.769e-08 | 1.1574e-07 | 2.315e-05% | -9.1843e-08 | 3.8389e-07 | 7.678e-05% | -0.11962 | 0.5 | 6.289% | 22.19% | 73.6% |  | 11.06% |  | 75% | 5% | 8 | 0.3% | -0.011 | -0.00055 | -0.11137 | -0.0055686
Glass-University-HtPmpHt-codet to al45tint-New | Glass | HtPmpHt-University-New | Glass-New | HtPmpHt | tint base | codet to al45tint | University | New | ExCOMM | 1.1426e-07 | 6.9614e-08 | 1.392e-05% | 3.8171e-07 | 2.3256e-07 | 4.651e-05% | 0.82066 | 0.5 | 3.24% | 22.03% | 73.6% |  | 9.288% |  | 95% | 7% | 8 | 0.3% | 0.659 | 0.04613 | 0.19461 | 0.013623
Glass-Warehouse-HtPmpHt-codet to al45tint-New | Glass | HtPmpHt-Warehouse-New | Glass-New | HtPmpHt | tint base | codet to al45tint | Warehouse | New | ExCOMM | 7.3014e-11 | 2.8082e-07 | 5.616e-05% | 3.3689e-11 | 1.2957e-07 | 2.591e-05% | 0.00013 | 0.5 | 16.51% | 42.48% | 19.6% |  | 8.896% |  | 30% | 3% | 8 | 0.3% | 0.0001 | 3e-06 | 0.0001 | 3e-06
Glass-Supermarket-HtPmpHt-codet to al45tint-New | Glass | HtPmpHt-Supermarket-New | Glass-New | HtPmpHt | tint base | codet to al45tint | Supermarket | New | ExCOMM | -6.7206e-09 | 1.3694e-08 | 2.739e-06% | -7.7656e-09 | 1.5824e-08 | 3.165e-06% | -0.24538 | 0.5 | 0.421% | 41.11% | 47.5% |  | 17.58% |  | 95% | 3% | 8 | 0.3% | 0.26 | 0.0078 | -0.49238 | -0.014771
Glass-MIniMart-HtPmpHt-codet to al45tint-New | Glass | HtPmpHt-MIniMart-New | Glass-New | HtPmpHt | tint base | codet to al45tint | MIniMart | New | ExCOMM | -1.7376e-08 | 3.4493e-08 | 6.899e-06% | -5.4437e-09 | 1.0806e-08 | 2.161e-06% | -0.25188 | 0.5 | 0.5146% | 62.56% | 19.6% |  | 4.762% |  | 92.5% | 15% | 8 | 0.3% | 0.26 | 0.039 | -0.49238 | -0.073857
Glass-Restaurant-HtPmpHt-codet to al45tint-New | Glass | HtPmpHt-Restaurant-New | Glass-New | HtPmpHt | tint base | codet to al45tint | Restaurant | New | ExCOMM | 2.6901e-07 | 1.53e-07 | 3.06e-05% | 8.5034e-08 | 4.8364e-08 | 9.673e-06% | 0.87911 | 0.5 | 0.8735% | 62% | 19.6% |  | 10.46% |  | 92.5% | 18% | 8 | 0.3% | 1.432 | 0.25776 | -0.44549 | -0.080188
Glass-Lodging-HtPmpHt-codet to al45tint-New | Glass | HtPmpHt-Lodging-New | Glass-New | HtPmpHt | tint base | codet to al45tint | Lodging | New | ExCOMM | 1.2091e-06 | 9.1855e-07 | 0.0001837% | 3.9975e-07 | 3.0369e-07 | 6.074e-05% | 0.65815 | 0.5 | 5.332% | 59.28% | 19.6% |  | 24.22% |  | 95% | 8% | 8 | 0.3% | 0.86967 | 0.069573 | -0.16803 | -0.013443
Glass-Hospital-HtPmpHt-codet to al45tint-New | Glass | HtPmpHt-Hospital-New | Glass-New | HtPmpHt | tint base | codet to al45tint | Hospital | New | ExCOMM | 1.8737e-08 | 6.4544e-09 | 1.291e-06% | 6.397e-08 | 2.2035e-08 | 4.407e-06% | 1.4515 | 0.5 | 2.495% | 21.56% | 73.6% |  | 1% |  | 95% | 8% | 8 | 0.3% | 1.0775 | 0.0862 | 0.4279 | 0.034232
Glass-OtherHealth-HtPmpHt-codet to al45tint-New | Glass | HtPmpHt-OtherHealth-New | Glass-New | HtPmpHt | tint base | codet to al45tint | OtherHealth | New | ExCOMM | 2.196e-07 | 9.0331e-08 | 1.807e-05% | 7.5096e-07 | 3.089e-07 | 6.178e-05% | 1.2155 | 0.5 | 4.633% | 21.52% | 73.6% |  | 7.548% |  | 95% | 8% | 8 | 0.3% | 0.971 | 0.07768 | 0.29308 | 0.023447
Glass-Other-HtPmpHt-codet to al45tint-New | Glass | HtPmpHt-Other-New | Glass-New | HtPmpHt | tint base | codet to al45tint | Other | New | ExCOMM | 1.3326e-06 | 1.6773e-06 | 0.0003355% | 6.8405e-07 | 8.6098e-07 | 0.0001722% | 0.39725 | 0.5 | 25.98% | 55.52% | 28.5% |  | 12.92% |  | 65% | 6% | 8 | 0.3% | 0.86967 | 0.05218 | -0.16803 | -0.010082
Glass-Large Off-HtPmpHt-codet to al40tint-New | Glass | HtPmpHt-Large Off-New | Glass-New | HtPmpHt | tint base | codet to al40tint | Large Off | New | ExCOMM | 0.00090543 | 0.00054706 | 0.03647% | 0.0012942 | 0.00078193 | 0.05213% | 2.4826 | 1.5 | 7.999% | 33.23% | 47.5% |  | 20.79% |  | 100% | 15% | 7 | 44% | 1.111 | 0.16665 | 1.3716 | 0.20574
Glass-Medium Off-HtPmpHt-codet to al40tint-New | Glass | HtPmpHt-Medium Off-New | Glass-New | HtPmpHt | tint base | codet to al40tint | Medium Off | New | ExCOMM | 0.00095694 | 0.00057818 | 0.03855% | 0.0012157 | 0.00073451 | 0.04897% | 2.4826 | 1.5 | 6.094% | 37.39% | 47.5% |  | 25.63% |  | 100% | 15% | 7 | 44% | 1.111 | 0.16665 | 1.3716 | 0.20574
Glass-Small Off-HtPmpHt-codet to al40tint-New | Glass | HtPmpHt-Small Off-New | Glass-New | HtPmpHt | tint base | codet to al40tint | Small Off | New | ExCOMM | 0.00061192 | 0.00043327 | 0.02888% | 0.0003152 | 0.00022318 | 0.01488% | 2.1185 | 1.5 | 4.952% | 56.49% | 29.1% |  | 22.95% |  | 96% | 15% | 7 | 30% | 1.816 | 0.2724 | 0.37515 | 0.056272
Glass-Big Box-HtPmpHt-codet to al40tint-New | Glass | HtPmpHt-Big Box-New | Glass-New | HtPmpHt | tint base | codet to al40tint | Big Box | New | ExCOMM | 9.9825e-05 | 4.1921e-05 | 0.002795% | 3.9435e-05 | 1.656e-05 | 0.001104% | 3.5719 | 1.5 | 7.329% | 49.62% | 19.6% |  | 20.77% |  | 89.36% | 1% | 7 | 37% | 2.659 | 0.02659 | 1.1958 | 0.011958
Glass-Small Box-HtPmpHt-codet to al40tint-New | Glass | HtPmpHt-Small Box-New | Glass-New | HtPmpHt | tint base | codet to al40tint | Small Box | New | ExCOMM | 4.3404e-05 | 7.1574e-05 | 0.004772% | 1.7322e-05 | 2.8564e-05 | 0.001904% | 0.90964 | 1.5 | 4.691% | 49.11% | 19.6% |  | 13.81% |  | 88.49% | 5% | 7 | 30% | 0.657 | 0.03285 | 0.32825 | 0.016413
Glass-High End-HtPmpHt-codet to al40tint-New | Glass | HtPmpHt-High End-New | Glass-New | HtPmpHt | tint base | codet to al40tint | High End | New | ExCOMM | 2.7376e-05 | 4.6047e-05 | 0.00307% | 8.5698e-06 | 1.4415e-05 | 0.000961% | 0.89179 | 1.5 | 1.173% | 62.61% | 19.6% |  | 9.291% |  | 85.77% | 15% | 7 | 30% | 0.657 | 0.09855 | 0.32825 | 0.049238
Glass-Anchor-HtPmpHt-codet to al40tint-New | Glass | HtPmpHt-Anchor-New | Glass-New | HtPmpHt | tint base | codet to al40tint | Anchor | New | ExCOMM | 8.801e-05 | 3.7054e-05 | 0.00247% | 3.8912e-05 | 1.6383e-05 | 0.001092% | 3.5628 | 1.5 | 1.466% | 44.33% | 19.6% |  | 28.8% |  | 89.02% | 3% | 7 | 44% | 2.659 | 0.07977 | 1.1958 | 0.035873
Glass-K-12-HtPmpHt-codet to al40tint-New | Glass | HtPmpHt-K-12-New | Glass-New | HtPmpHt | tint base | codet to al40tint | K-12 | New | ExCOMM | 8.5445e-06 | 3.4722e-05 | 0.002315% | 2.8341e-05 | 0.00011517 | 0.007678% | 0.36913 | 1.5 | 6.289% | 22.19% | 73.6% |  | 11.06% |  | 75% | 5% | 7 | 30% | 0.0545 | 0.002725 | 0.32825 | 0.016413
Glass-University-HtPmpHt-codet to al40tint-New | Glass | HtPmpHt-University-New | Glass-New | HtPmpHt | tint base | codet to al40tint | University | New | ExCOMM | 3.5274e-05 | 3.063e-05 | 0.002042% | 0.00011784 | 0.00010233 | 0.006822% | 1.7274 | 1.5 | 3.24% | 22.03% | 73.6% |  | 9.288% |  | 95% | 7% | 7 | 44% | 0.7176 | 0.050232 | 1.0457 | 0.0732
Glass-Warehouse-HtPmpHt-codet to al40tint-New | Glass | HtPmpHt-Warehouse-New | Glass-New | HtPmpHt | tint base | codet to al40tint | Warehouse | New | ExCOMM | 7.3014e-09 | 8.4247e-05 | 0.005616% | 3.3689e-09 | 3.8872e-05 | 0.002591% | 0.00013 | 1.5 | 16.51% | 42.48% | 19.6% |  | 8.896% |  | 30% | 3% | 7 | 30% | 0.0001 | 3e-06 | 0.0001 | 3e-06
Glass-Supermarket-HtPmpHt-codet to al40tint-New | Glass | HtPmpHt-Supermarket-New | Glass-New | HtPmpHt | tint base | codet to al40tint | Supermarket | New | ExCOMM | 1.4573e-06 | 4.1083e-06 | 0.0002739% | 1.6839e-06 | 4.7471e-06 | 0.0003165% | 0.5321 | 1.5 | 0.421% | 41.11% | 47.5% |  | 17.58% |  | 95% | 3% | 7 | 30% | 0.56 | 0.0168 | 0.0001 | 3e-06
Glass-MIniMart-HtPmpHt-codet to al40tint-New | Glass | HtPmpHt-MIniMart-New | Glass-New | HtPmpHt | tint base | codet to al40tint | MIniMart | New | ExCOMM | 3.5741e-06 | 1.0348e-05 | 0.0006899% | 1.1197e-06 | 3.2418e-06 | 0.0002161% | 0.5181 | 1.5 | 0.5146% | 62.56% | 19.6% |  | 4.762% |  | 92.5% | 15% | 7 | 30% | 0.56 | 0.084 | 0.0001 | 1.5e-05
Glass-Restaurant-HtPmpHt-codet to al40tint-New | Glass | HtPmpHt-Restaurant-New | Glass-New | HtPmpHt | tint base | codet to al40tint | Restaurant | New | ExCOMM | 4.3044e-05 | 4.59e-05 | 0.00306% | 1.3606e-05 | 1.4509e-05 | 0.0009673% | 1.4067 | 1.5 | 0.8735% | 62% | 19.6% |  | 10.46% |  | 92.5% | 18% | 7 | 30% | 1.432 | 0.25776 | 0.082063 | 0.014771
Glass-Lodging-HtPmpHt-codet to al40tint-New | Glass | HtPmpHt-Lodging-New | Glass-New | HtPmpHt | tint base | codet to al40tint | Lodging | New | ExCOMM | 0.0002364 | 0.00027557 | 0.01837% | 7.8159e-05 | 9.1107e-05 | 0.006074% | 1.2868 | 1.5 | 5.332% | 59.28% | 19.6% |  | 24.22% |  | 95% | 8% | 7 | 30% | 0.88767 | 0.071013 | 0.44353 | 0.035483
Glass-Hospital-HtPmpHt-codet to al40tint-New | Glass | HtPmpHt-Hospital-New | Glass-New | HtPmpHt | tint base | codet to al40tint | Hospital | New | ExCOMM | 4.4398e-06 | 2.8399e-06 | 0.0001893% | 1.5157e-05 | 9.6956e-06 | 0.0006464% | 2.345 | 1.5 | 2.495% | 21.56% | 73.6% |  | 1% |  | 95% | 8% | 7 | 44% | 1.1295 | 0.09036 | 1.272 | 0.10176
Glass-OtherHealth-HtPmpHt-codet to al40tint-New | Glass | HtPmpHt-OtherHealth-New | Glass-New | HtPmpHt | tint base | codet to al40tint | OtherHealth | New | ExCOMM | 4.0883e-05 | 2.7099e-05 | 0.001807% | 0.0001398 | 9.267e-05 | 0.006178% | 2.2629 | 1.5 | 4.633% | 21.52% | 73.6% |  | 7.548% |  | 95% | 8% | 7 | 30% | 1.148 | 0.09184 | 1.1723 | 0.093787
Glass-Other-HtPmpHt-codet to al40tint-New | Glass | HtPmpHt-Other-New | Glass-New | HtPmpHt | tint base | codet to al40tint | Other | New | ExCOMM | 0.00042223 | 0.00062062 | 0.04137% | 0.00021673 | 0.00031856 | 0.02124% | 1.0205 | 1.5 | 25.98% | 55.52% | 28.5% |  | 12.92% |  | 65% | 6% | 7 | 37% | 0.88767 | 0.05326 | 0.44353 | 0.026612
Glass-Large Off-HtPmpHt-codet to al36tint-New | Glass | HtPmpHt-Large Off-New | Glass-New | HtPmpHt | tint base | codet to al36tint | Large Off | New | ExCOMM | 6.1734e-06 | 1.119e-05 | 0.0002487% | 8.8238e-06 | 1.5994e-05 | 0.0003554% | 2.4826 | 4.5 | 7.999% | 33.23% | 47.5% |  | 20.79% |  | 100% | 15% | 6 | 0.3% | 1.111 | 0.16665 | 1.3716 | 0.20574
Glass-Medium Off-HtPmpHt-codet to al36tint-New | Glass | HtPmpHt-Medium Off-New | Glass-New | HtPmpHt | tint base | codet to al36tint | Medium Off | New | ExCOMM | 6.5246e-06 | 1.1826e-05 | 0.0002628% | 8.2887e-06 | 1.5024e-05 | 0.0003339% | 2.4826 | 4.5 | 6.094% | 37.39% | 47.5% |  | 25.63% |  | 100% | 15% | 6 | 0.3% | 1.111 | 0.16665 | 1.3716 | 0.20574
Glass-Small Off-HtPmpHt-codet to al36tint-New | Glass | HtPmpHt-Small Off-New | Glass-New | HtPmpHt | tint base | codet to al36tint | Small Off | New | ExCOMM | 6.1192e-06 | 1.2998e-05 | 0.0002888% | 3.152e-06 | 6.6954e-06 | 0.0001488% | 2.1185 | 4.5 | 4.952% | 56.49% | 29.1% |  | 22.95% |  | 96% | 15% | 6 | 0.3% | 1.816 | 0.2724 | 0.37515 | 0.056272
Glass-Big Box-HtPmpHt-codet to al36tint-New | Glass | HtPmpHt-Big Box-New | Glass-New | HtPmpHt | tint base | codet to al36tint | Big Box | New | ExCOMM | 8.0939e-07 | 1.0197e-06 | 2.266e-05% | 3.1974e-07 | 4.0282e-07 | 8.952e-06% | 3.5719 | 4.5 | 7.329% | 49.62% | 19.6% |  | 20.77% |  | 89.36% | 1% | 6 | 0.3% | 2.659 | 0.02659 | 1.1958 | 0.011958
Glass-Small Box-HtPmpHt-codet to al36tint-New | Glass | HtPmpHt-Small Box-New | Glass-New | HtPmpHt | tint base | codet to al36tint | Small Box | New | ExCOMM | 4.3404e-07 | 2.1472e-06 | 4.772e-05% | 1.7322e-07 | 8.5693e-07 | 1.904e-05% | 0.90964 | 4.5 | 4.691% | 49.11% | 19.6% |  | 13.81% |  | 88.49% | 5% | 6 | 0.3% | 0.657 | 0.03285 | 0.32825 | 0.016413
Glass-High End-HtPmpHt-codet to al36tint-New | Glass | HtPmpHt-High End-New | Glass-New | HtPmpHt | tint base | codet to al36tint | High End | New | ExCOMM | 2.7376e-07 | 1.3814e-06 | 3.07e-05% | 8.5698e-08 | 4.3244e-07 | 9.61e-06% | 0.89179 | 4.5 | 1.173% | 62.61% | 19.6% |  | 9.291% |  | 85.77% | 15% | 6 | 0.3% | 0.657 | 0.09855 | 0.32825 | 0.049238
Glass-Anchor-HtPmpHt-codet to al36tint-New | Glass | HtPmpHt-Anchor-New | Glass-New | HtPmpHt | tint base | codet to al36tint | Anchor | New | ExCOMM | 6.0007e-07 | 7.5791e-07 | 1.684e-05% | 2.6531e-07 | 3.351e-07 | 7.447e-06% | 3.5628 | 4.5 | 1.466% | 44.33% | 19.6% |  | 28.8% |  | 89.02% | 3% | 6 | 0.3% | 2.659 | 0.07977 | 1.1958 | 0.035873
Glass-K-12-HtPmpHt-codet to al36tint-New | Glass | HtPmpHt-K-12-New | Glass-New | HtPmpHt | tint base | codet to al36tint | K-12 | New | ExCOMM | 8.5445e-08 | 1.0417e-06 | 2.315e-05% | 2.8341e-07 | 3.455e-06 | 7.678e-05% | 0.36913 | 4.5 | 6.289% | 22.19% | 73.6% |  | 11.06% |  | 75% | 5% | 6 | 0.3% | 0.0545 | 0.002725 | 0.32825 | 0.016413
Glass-University-HtPmpHt-codet to al36tint-New | Glass | HtPmpHt-University-New | Glass-New | HtPmpHt | tint base | codet to al36tint | University | New | ExCOMM | 2.4051e-07 | 6.2652e-07 | 1.392e-05% | 8.0348e-07 | 2.0931e-06 | 4.651e-05% | 1.7274 | 4.5 | 3.24% | 22.03% | 73.6% |  | 9.288% |  | 95% | 7% | 6 | 0.3% | 0.7176 | 0.050232 | 1.0457 | 0.0732
Glass-Warehouse-HtPmpHt-codet to al36tint-New | Glass | HtPmpHt-Warehouse-New | Glass-New | HtPmpHt | tint base | codet to al36tint | Warehouse | New | ExCOMM | 7.3014e-11 | 2.5274e-06 | 5.616e-05% | 3.3689e-11 | 1.1662e-06 | 2.591e-05% | 0.00013 | 4.5 | 16.51% | 42.48% | 19.6% |  | 8.896% |  | 30% | 3% | 6 | 0.3% | 0.0001 | 3e-06 | 0.0001 | 3e-06
Glass-Supermarket-HtPmpHt-codet to al36tint-New | Glass | HtPmpHt-Supermarket-New | Glass-New | HtPmpHt | tint base | codet to al36tint | Supermarket | New | ExCOMM | 1.4573e-08 | 1.2325e-07 | 2.739e-06% | 1.6839e-08 | 1.4241e-07 | 3.165e-06% | 0.5321 | 4.5 | 0.421% | 41.11% | 47.5% |  | 17.58% |  | 95% | 3% | 6 | 0.3% | 0.56 | 0.0168 | 0.0001 | 3e-06
Glass-MIniMart-HtPmpHt-codet to al36tint-New | Glass | HtPmpHt-MIniMart-New | Glass-New | HtPmpHt | tint base | codet to al36tint | MIniMart | New | ExCOMM | 3.5741e-08 | 3.1043e-07 | 6.899e-06% | 1.1197e-08 | 9.7255e-08 | 2.161e-06% | 0.5181 | 4.5 | 0.5146% | 62.56% | 19.6% |  | 4.762% |  | 92.5% | 15% | 6 | 0.3% | 0.56 | 0.084 | 0.0001 | 1.5e-05
Glass-Restaurant-HtPmpHt-codet to al36tint-New | Glass | HtPmpHt-Restaurant-New | Glass-New | HtPmpHt | tint base | codet to al36tint | Restaurant | New | ExCOMM | 4.3044e-07 | 1.377e-06 | 3.06e-05% | 1.3606e-07 | 4.3527e-07 | 9.673e-06% | 1.4067 | 4.5 | 0.8735% | 62% | 19.6% |  | 10.46% |  | 92.5% | 18% | 6 | 0.3% | 1.432 | 0.25776 | 0.082063 | 0.014771
Glass-Lodging-HtPmpHt-codet to al36tint-New | Glass | HtPmpHt-Lodging-New | Glass-New | HtPmpHt | tint base | codet to al36tint | Lodging | New | ExCOMM | 2.364e-06 | 8.267e-06 | 0.0001837% | 7.8159e-07 | 2.7332e-06 | 6.074e-05% | 1.2868 | 4.5 | 5.332% | 59.28% | 19.6% |  | 24.22% |  | 95% | 8% | 6 | 0.3% | 0.88767 | 0.071013 | 0.44353 | 0.035483
Glass-Hospital-HtPmpHt-codet to al36tint-New | Glass | HtPmpHt-Hospital-New | Glass-New | HtPmpHt | tint base | codet to al36tint | Hospital | New | ExCOMM | 3.0271e-08 | 5.809e-08 | 1.291e-06% | 1.0335e-07 | 1.9832e-07 | 4.407e-06% | 2.345 | 4.5 | 2.495% | 21.56% | 73.6% |  | 1% |  | 95% | 8% | 6 | 0.3% | 1.1295 | 0.09036 | 1.272 | 0.10176
Glass-OtherHealth-HtPmpHt-codet to al36tint-New | Glass | HtPmpHt-OtherHealth-New | Glass-New | HtPmpHt | tint base | codet to al36tint | OtherHealth | New | ExCOMM | 4.0883e-07 | 8.1298e-07 | 1.807e-05% | 1.398e-06 | 2.7801e-06 | 6.178e-05% | 2.2629 | 4.5 | 4.633% | 21.52% | 73.6% |  | 7.548% |  | 95% | 8% | 6 | 0.3% | 1.148 | 0.09184 | 1.1723 | 0.093787
Glass-Other-HtPmpHt-codet to al36tint-New | Glass | HtPmpHt-Other-New | Glass-New | HtPmpHt | tint base | codet to al36tint | Other | New | ExCOMM | 3.4235e-06 | 1.5096e-05 | 0.0003355% | 1.7573e-06 | 7.7488e-06 | 0.0001722% | 1.0205 | 4.5 | 25.98% | 55.52% | 28.5% |  | 12.92% |  | 65% | 6% | 6 | 0.3% | 0.88767 | 0.05326 | 0.44353 | 0.026612
Glass-Large Off-ElecHt-code to vea-NR | Glass | ElecHt-Large Off-NR | Glass-NR | ElecHt | low e base | code to vea | Large Off | NR | ExCOMM | 9.7178e-05 | 0.00010365 | 0.00691% | 0.01823% | 0.01944% | 0.01296% | 1.4063 | 1.5 | 9.076% | 25.32% | 47.5% | 40.09% |  |  | 87.35% | 15% | 15 | 5% | 0.08 | 0.012 | 1.3365 | 0.20047
Glass-Medium Off-ElecHt-code to vea-NR | Glass | ElecHt-Medium Off-NR | Glass-NR | ElecHt | low e base | code to vea | Medium Off | NR | ExCOMM | 2.9915e-05 | 3.209e-05 | 0.002139% | 0.004988% | 0.005351% | 0.003567% | 1.3983 | 1.5 | 4.089% | 28.49% | 47.5% | 24.49% |  |  | 77.34% | 15% | 15 | 5% | 0.08 | 0.012 | 1.3365 | 0.20047
Glass-Small Off-ElecHt-code to vea-NR | Glass | ElecHt-Small Off-NR | Glass-NR | ElecHt | low e base | code to vea | Small Off | NR | ExCOMM | 0.000235 | 0.00027765 | 0.01851% | 0.01073% | 0.01268% | 0.00845% | 1.2696 | 1.5 | 4.798% | 63.74% | 29.1% | 21.24% |  |  | 84.69% | 15% | 15 | 19% | -0.079 | -0.01185 | 1.3365 | 0.20047
Glass-Big Box-ElecHt-code to vea-NR | Glass | ElecHt-Big Box-NR | Glass-NR | ElecHt | low e base | code to vea | Big Box | NR | ExCOMM | 6.5325e-07 | 8.1447e-07 | 5.43e-05% | 2.594e-05% | 3.234e-05% | 2.156e-05% | 1.2031 | 1.5 | 4.715% | 49.37% | 19.6% | 1.944% |  |  | 78.22% | 1% | 15 | 12% | -0.020625 | -0.00020625 | 1.2192 | 0.012192
Glass-Small Box-ElecHt-code to vea-NR | Glass | ElecHt-Small Box-NR | Glass-NR | ElecHt | low e base | code to vea | Small Box | NR | ExCOMM | 6.7918e-05 | 0.00011416 | 0.007611% | 0.002724% | 0.004579% | 0.003053% | 0.89238 | 1.5 | 8.709% | 48.87% | 19.6% | 18.82% |  |  | 59.08% | 5% | 15 | 19% | -0.077 | -0.00385 | 0.93787 | 0.046893
Glass-High End-ElecHt-code to vea-NR | Glass | ElecHt-High End-NR | Glass-NR | ElecHt | low e base | code to vea | High End | NR | ExCOMM | 5.7601e-05 | 9.6584e-05 | 0.006439% | 0.001812% | 0.003039% | 0.002026% | 0.89457 | 1.5 | 2.177% | 62.3% | 19.6% | 16.66% |  |  | 56.23% | 15% | 15 | 19% | -0.077 | -0.01155 | 0.93787 | 0.14068
Glass-Anchor-ElecHt-code to vea-NR | Glass | ElecHt-Anchor-NR | Glass-NR | ElecHt | low e base | code to vea | Anchor | NR | ExCOMM | 4.3066e-06 | 5.3695e-06 | 0.000358% | 0.0003062% | 0.0003817% | 0.0002545% | 1.2031 | 1.5 | 4.204% | 27.57% | 19.6% | 20.59% |  |  | 78.21% | 3% | 15 | 5% | -0.020625 | -0.00061875 | 1.2192 | 0.036577
Glass-K-12-ElecHt-code to vea-NR | Glass | ElecHt-K-12-NR | Glass-NR | ElecHt | low e base | code to vea | K-12 | NR | ExCOMM | 2.2871e-05 | 4.1781e-05 | 0.002785% | 0.002503% | 0.004573% | 0.003049% | 0.8211 | 1.5 | 8.293% | 67.24% | 73.6% | 5.258% |  |  | 48.81% | 5% | 15 | 19% | 0.049 | 0.00245 | 0.79719 | 0.039859
Glass-University-ElecHt-code to vea-NR | Glass | ElecHt-University-NR | Glass-NR | ElecHt | low e base | code to vea | University | NR | ExCOMM | 9.1951e-06 | 8.6925e-06 | 0.0005795% | 0.001622% | 0.001533% | 0.001022% | 1.5867 | 1.5 | 4.272% | 41.73% | 73.6% | 9.288% |  |  | 80.03% | 7% | 15 | 5% | 0.0842 | 0.005894 | 1.5193 | 0.10635
Glass-Warehouse-ElecHt-code to vea-NR | Glass | ElecHt-Warehouse-NR | Glass-NR | ElecHt | low e base | code to vea | Warehouse | NR | ExCOMM | 2.4838e-05 | 4.5549e-05 | 0.003037% | 0.001152% | 0.002112% | 0.001408% | 0.81796 | 1.5 | 11.58% | 42.27% | 19.6% | 10.88% |  |  | 22.52% | 3% | 15 | 19% | -0.116 | -0.00348 | 0.84408 | 0.025322
Glass-Supermarket-ElecHt-code to vea-NR | Glass | ElecHt-Supermarket-NR | Glass-NR | ElecHt | low e base | code to vea | Supermarket | NR | ExCOMM | 6.2567e-06 | 7.8182e-06 | 0.0005212% | 0.0007591% | 0.0009486% | 0.0006324% | 1.2004 | 1.5 | 1.652% | 39.15% | 47.5% | 14.13% |  |  | 91.26% | 3% | 15 | 19% | -0.020625 | -0.00061875 | 1.2192 | 0.036577
Glass-MIniMart-ElecHt-code to vea-NR | Glass | ElecHt-MIniMart-NR | Glass-NR | ElecHt | low e base | code to vea | MIniMart | NR | ExCOMM | 1.2727e-05 | 1.5821e-05 | 0.001055% | 0.0006412% | 0.000797% | 0.0005313% | 1.2067 | 1.5 | 0.6687% | 38.91% | 19.6% | 14.23% |  |  | 60.7% | 15% | 15 | 19% | -0.020625 | -0.0030938 | 1.2192 | 0.18288
Glass-Restaurant-ElecHt-code to vea-NR | Glass | ElecHt-Restaurant-NR | Glass-NR | ElecHt | low e base | code to vea | Restaurant | NR | ExCOMM | 3.4806e-05 | 4.3376e-05 | 0.002892% | 0.001106% | 0.001378% | 0.0009187% | 1.2036 | 1.5 | 1.6% | 61.7% | 19.6% | 8.568% |  |  | 75.66% | 18% | 15 | 19% | -0.020625 | -0.0037125 | 1.2192 | 0.21946
Glass-Lodging-ElecHt-code to vea-NR | Glass | ElecHt-Lodging-NR | Glass-NR | ElecHt | low e base | code to vea | Lodging | NR | ExCOMM | 0.00023431 | 0.00029248 | 0.0195% | 0.007785% | 0.009718% | 0.006479% | 1.2016 | 1.5 | 5.597% | 58.99% | 19.6% | 38.85% |  |  | 85.27% | 8% | 15 | 19% | -0.020625 | -0.00165 | 1.2192 | 0.097538
Glass-Hospital-ElecHt-code to vea-NR | Glass | ElecHt-Hospital-NR | Glass-NR | ElecHt | low e base | code to vea | Hospital | NR | ExCOMM | 1.9453e-06 | 1.8215e-06 | 0.0001214% | 0.0003507% | 0.0003284% | 0.0002189% | 1.6019 | 1.5 | 2.478% | 40.83% | 73.6% | 3% |  |  | 91.26% | 8% | 15 | 5% | 0.0725 | 0.0058 | 1.5358 | 0.12286
Glass-OtherHealth-ElecHt-code to vea-NR | Glass | ElecHt-OtherHealth-NR | Glass-NR | ElecHt | low e base | code to vea | OtherHealth | NR | ExCOMM | 0.00026291 | 0.0002199 | 0.01466% | 0.02967% | 0.02482% | 0.01654% | 1.7934 | 1.5 | 4.603% | 65.22% | 73.6% | 32.13% |  |  | 89.76% | 8% | 15 | 19% | 0.065 | 0.0052 | 1.7351 | 0.1388
Glass-Other-ElecHt-code to vea-NR | Glass | ElecHt-Other-NR | Glass-NR | ElecHt | low e base | code to vea | Other | NR | ExCOMM | 8.6544e-05 | 0.00010725 | 0.00715% | 0.006353% | 0.007872% | 0.005248% | 1.2105 | 1.5 | 20.26% | 38.83% | 28.5% | 12.62% |  |  | 42.55% | 6% | 15 | 12% | -0.020625 | -0.0012375 | 1.2192 | 0.073154
Glass-Large Off-ElecHt-code to vea-New | Glass | ElecHt-Large Off-New | Glass-New | ElecHt | low e base | code to vea | Large Off | New | ExCOMM | 0.00014758 | 0.00017195 | 0.01146% | 0.00021095 | 0.00024577 | 0.01638% | 1.2875 | 1.5 | 7.999% | 33.23% | 47.5% | 57.5% |  |  | 100% | 15% | 5 | 5% | -0.049 | -0.00735 | 1.3365 | 0.20047
Glass-Medium Off-ElecHt-code to vea-New | Glass | ElecHt-Medium Off-New | Glass-New | ElecHt | low e base | code to vea | Medium Off | New | ExCOMM | 7.8109e-05 | 9.1003e-05 | 0.006067% | 9.9227e-05 | 0.00011561 | 0.007707% | 1.2875 | 1.5 | 6.094% | 37.39% | 47.5% | 35.5% |  |  | 100% | 15% | 5 | 5% | -0.049 | -0.00735 | 1.3365 | 0.20047
Glass-Small Off-ElecHt-code to vea-New | Glass | ElecHt-Small Off-New | Glass-New | ElecHt | low e base | code to vea | Small Off | New | ExCOMM | 0.00010714 | 0.0001435 | 0.009567% | 5.5189e-05 | 7.3918e-05 | 0.004928% | 1.1199 | 1.5 | 4.952% | 56.49% | 29.1% | 12% |  |  | 96% | 15% | 5 | 19% | -0.079 | -0.01185 | 1.1958 | 0.17937
Glass-Big Box-ElecHt-code to vea-New | Glass | ElecHt-Big Box-New | Glass-New | ElecHt | low e base | code to vea | Big Box | New | ExCOMM | 1.7371e-06 | 3.1091e-06 | 0.0002073% | 6.8624e-07 | 1.2282e-06 | 8.188e-05% | 0.83808 | 1.5 | 7.329% | 49.62% | 19.6% | 4.75% |  |  | 89.36% | 1% | 5 | 12% | 0.072 | 0.00072 | 0.77374 | 0.0077374
Glass-Small Box-ElecHt-code to vea-New | Glass | ElecHt-Small Box-New | Glass-New | ElecHt | low e base | code to vea | Small Box | New | ExCOMM | 3.0091e-05 | 4.9242e-05 | 0.003283% | 1.2009e-05 | 1.9652e-05 | 0.00131% | 0.91662 | 1.5 | 4.691% | 49.11% | 19.6% | 15% |  |  | 88.49% | 5% | 5 | 19% | -0.077 | -0.00385 | 0.98476 | 0.049238
Glass-High End-ElecHt-code to vea-New | Glass | ElecHt-High End-New | Glass-New | ElecHt | low e base | code to vea | High End | New | ExCOMM | 1.9705e-05 | 3.2173e-05 | 0.002145% | 6.1685e-06 | 1.0071e-05 | 0.0006714% | 0.91871 | 1.5 | 1.173% | 62.61% | 19.6% | 10.25% |  |  | 85.77% | 15% | 5 | 19% | -0.077 | -0.01155 | 0.98476 | 0.14771
Glass-Anchor-ElecHt-code to vea-New | Glass | ElecHt-Anchor-New | Glass-New | ElecHt | low e base | code to vea | Anchor | New | ExCOMM | 1.8375e-06 | 3.2897e-06 | 0.0002193% | 8.1241e-07 | 1.4545e-06 | 9.697e-05% | 0.83783 | 1.5 | 1.466% | 44.33% | 19.6% | 22.5% |  |  | 89.02% | 3% | 5 | 5% | 0.072 | 0.00216 | 0.77374 | 0.023212
Glass-K-12-ElecHt-code to vea-New | Glass | ElecHt-K-12-New | Glass-New | ElecHt | low e base | code to vea | K-12 | New | ExCOMM | 5.89e-06 | 1.1395e-05 | 0.0007597% | 1.9536e-05 | 3.7797e-05 | 0.00252% | 0.77532 | 1.5 | 6.289% | 22.19% | 73.6% | 5.73% |  |  | 75% | 5% | 5 | 19% | 0.049 | 0.00245 | 0.73857 | 0.036928
Glass-University-ElecHt-code to vea-New | Glass | ElecHt-University-New | Glass-New | ElecHt | low e base | code to vea | University | New | ExCOMM | 2.7274e-06 | 2.8106e-06 | 0.0001874% | 9.1117e-06 | 9.3894e-06 | 0.000626% | 1.4556 | 1.5 | 3.24% | 22.03% | 73.6% | 7.5% |  |  | 95% | 7% | 5 | 5% | 0.0514 | 0.003598 | 1.4068 | 0.098476
Glass-Warehouse-ElecHt-code to vea-New | Glass | ElecHt-Warehouse-New | Glass-New | ElecHt | low e base | code to vea | Warehouse | New | ExCOMM | 1.757e-09 | 2.0273e-05 | 0.001352% | 8.1068e-10 | 9.354e-06 | 0.0006236% | 0.00013 | 1.5 | 16.51% | 42.48% | 19.6% | 3.38% |  |  | 30% | 3% | 5 | 19% | 0.0001 | 3e-06 | 0.0001 | 3e-06
Glass-Supermarket-ElecHt-code to vea-New | Glass | ElecHt-Supermarket-New | Glass-New | ElecHt | low e base | code to vea | Supermarket | New | ExCOMM | 9.6588e-07 | 1.3104e-06 | 8.736e-05% | 1.1161e-06 | 1.5142e-06 | 0.0001009% | 1.1056 | 1.5 | 0.421% | 41.11% | 47.5% | 8.855% |  |  | 95% | 3% | 5 | 19% | 0.3 | 0.009 | 0.82063 | 0.024619
Glass-MIniMart-ElecHt-code to vea-New | Glass | ElecHt-MIniMart-New | Glass-New | ElecHt | low e base | code to vea | MIniMart | New | ExCOMM | 3.0228e-06 | 4.129e-06 | 0.0002753% | 9.47e-07 | 1.2936e-06 | 8.624e-05% | 1.0981 | 1.5 | 0.5146% | 62.56% | 19.6% | 3% |  |  | 92.5% | 15% | 5 | 19% | 0.3 | 0.045 | 0.82063 | 0.12309
Glass-Restaurant-ElecHt-code to vea-New | Glass | ElecHt-Restaurant-New | Glass-New | ElecHt | low e base | code to vea | Restaurant | New | ExCOMM | 1.0093e-05 | 1.8825e-05 | 0.001255% | 3.1905e-06 | 5.9505e-06 | 0.0003967% | 0.80426 | 1.5 | 0.8735% | 62% | 19.6% | 6.775% |  |  | 92.5% | 18% | 5 | 19% | 0.033 | 0.00594 | 0.77374 | 0.13927
Glass-Lodging-ElecHt-code to vea-New | Glass | ElecHt-Lodging-New | Glass-New | ElecHt | low e base | code to vea | Lodging | New | ExCOMM | 0.00021959 | 0.00033315 | 0.02221% | 7.26e-05 | 0.00011015 | 0.007343% | 0.98868 | 1.5 | 5.332% | 59.28% | 19.6% | 46.23% |  |  | 95% | 8% | 5 | 19% | 0.02675 | 0.00214 | 0.96327 | 0.077061
Glass-Hospital-ElecHt-code to vea-New | Glass | ElecHt-Hospital-New | Glass-New | ElecHt | low e base | code to vea | Hospital | New | ExCOMM | 9.1903e-07 | 9.6816e-07 | 6.454e-05% | 3.1376e-06 | 3.3053e-06 | 0.0002204% | 1.4239 | 1.5 | 2.495% | 21.56% | 73.6% | 3% |  |  | 95% | 8% | 5 | 5% | 0.055 | 0.0044 | 1.3716 | 0.10973
Glass-OtherHealth-ElecHt-code to vea-New | Glass | ElecHt-OtherHealth-New | Glass-New | ElecHt | low e base | code to vea | OtherHealth | New | ExCOMM | 1.1807e-05 | 1.1369e-05 | 0.0007579% | 4.0376e-05 | 3.8877e-05 | 0.002592% | 1.5578 | 1.5 | 4.633% | 21.52% | 73.6% | 5% |  |  | 95% | 8% | 5 | 19% | 0.159 | 0.01272 | 1.4068 | 0.11254
Glass-Other-ElecHt-code to vea-New | Glass | ElecHt-Other-New | Glass-New | ElecHt | low e base | code to vea | Other | New | ExCOMM | 8.2971e-05 | 0.00012691 | 0.008461% | 4.2589e-05 | 6.5144e-05 | 0.004343% | 0.98065 | 1.5 | 25.98% | 55.52% | 28.5% | 8.145% |  |  | 65% | 6% | 5 | 12% | 0.02675 | 0.001605 | 0.96327 | 0.057796
Glass-Large Off-GasHt-code to vea-NR | Glass | GasHt-Large Off-NR | Glass-NR | GasHt | low e base | code to vea | Large Off | NR | SmComCAC | 4.0766e-06 | 8.7508e-05 | 0.005834% | 0.0007648% | 0.01642% | 0.01094% | 0.069878 | 1.5 | 7.999% | 25.32% | 47.5% |  |  | 38.41% | 87.35% | 15% | 15 | 5% | 0.08 | 0.012 |  | 0 | 0.057 | -0.025734 | -0.0038601 | -1.5013e-06
Glass-Medium Off-GasHt-code to vea-NR | Glass | GasHt-Medium Off-NR | Glass-NR | GasHt | low e base | code to vea | Medium Off | NR | SmComCAC | 3.9602e-06 | 9.6012e-05 | 0.006401% | 0.0006603% | 0.01601% | 0.01067% | 0.06187 | 1.5 | 6.094% | 28.49% | 47.5% |  |  | 49.16% | 77.34% | 15% | 15 | 5% | 0.08 | 0.012 |  | 0 | 0.057 | -0.025734 | -0.0038601 | -1.6472e-06
Glass-Small Off-GasHt-code to vea-NR | Glass | GasHt-Small Off-NR | Glass-NR | GasHt | low e base | code to vea | Small Off | NR | SmComCAC | -3.3592e-05 | 0.00075315 | 0.05021% | -0.001534% | 0.03438% | 0.02292% | -0.066902 | 1.5 | 4.952% | 63.74% | 29.1% |  |  | 55.82% | 84.69% | 15% | 15 | 19% | -0.079 | -0.01185 |  | 0 | 0.057 | -0.025734 | -0.0038601 | -1.2921e-05
Glass-Big Box-GasHt-code to vea-NR | Glass | GasHt-Big Box-NR | Glass-NR | GasHt | low e base | code to vea | Big Box | NR | SmComCAC | -5.4039e-07 | 5.0247e-05 | 0.00335% | -2.145e-05% | 0.001995% | 0.00133% | -0.016132 | 1.5 | 7.329% | 49.37% | 19.6% |  |  | 77.15% | 78.22% | 1% | 15 | 12% | -0.020625 | -0.00020625 |  | 0 | 0.052 | -0.023477 | -0.00023477 | -7.8644e-07
Glass-Small Box-GasHt-code to vea-NR | Glass | GasHt-Small Box-NR | Glass-NR | GasHt | low e base | code to vea | Small Box | NR | SmComCAC | -6.6732e-06 | 0.00022005 | 0.01467% | -0.0002676% | 0.008826% | 0.005884% | -0.045488 | 1.5 | 4.691% | 48.87% | 19.6% |  |  | 67.37% | 59.08% | 5% | 15 | 19% | -0.077 | -0.00385 |  | 0 | 0.04 | -0.018059 | -0.00090296 | -2.6493e-06
Glass-High End-GasHt-code to vea-NR | Glass | GasHt-High End-NR | Glass-NR | GasHt | low e base | code to vea | High End | NR | SmComCAC | -6.6748e-06 | 0.00023126 | 0.01542% | -0.00021% | 0.007276% | 0.00485% | -0.043294 | 1.5 | 1.173% | 62.3% | 19.6% |  |  | 74.05% | 56.23% | 15% | 15 | 19% | -0.077 | -0.01155 |  | 0 | 0.04 | -0.018059 | -0.0027089 | -2.7842e-06
Glass-Anchor-GasHt-code to vea-NR | Glass | GasHt-Anchor-NR | Glass-NR | GasHt | low e base | code to vea | Anchor | NR | SmComCAC | -4.9489e-08 | 4.6017e-06 | 0.0003068% | -3.518e-06% | 0.0003272% | 0.0002181% | -0.016132 | 1.5 | 1.466% | 27.57% | 19.6% |  |  | 50.61% | 78.21% | 3% | 15 | 5% | -0.020625 | -0.00061875 |  | 0 | 0.052 | -0.023477 | -0.00070431 | -7.2022e-08
Glass-K-12-GasHt-code to vea-NR | Glass | GasHt-K-12-NR | Glass-NR | GasHt | low e base | code to vea | K-12 | NR | SmComCAC | 8.0408e-06 | 0.00050432 | 0.03362% | 0.0008801% | 0.0552% | 0.0368% | 0.023916 | 1.5 | 6.289% | 67.24% | 73.6% |  |  | 83.68% | 48.81% | 5% | 15 | 19% | 0.049 | 0.00245 |  | 0 | 0.034 | -0.01535 | -0.00076751 | -5.1609e-06
Glass-University-GasHt-code to vea-NR | Glass | GasHt-University-NR | Glass-NR | GasHt | low e base | code to vea | University | NR | SmComCAC | 2.5962e-06 | 5.7789e-05 | 0.003853% | 0.000458% | 0.01019% | 0.006796% | 0.067388 | 1.5 | 3.24% | 41.73% | 73.6% |  |  | 81.42% | 80.03% | 7% | 15 | 5% | 0.0842 | 0.005894 |  | 0 | 0.0648 | -0.029256 | -0.0020479 | -1.1271e-06
Glass-Warehouse-GasHt-code to vea-NR | Glass | GasHt-Warehouse-NR | Glass-NR | GasHt | low e base | code to vea | Warehouse | NR | SmComCAC | -8.3364e-06 | 0.00047875 | 0.03192% | -0.0003866% | 0.0222% | 0.0148% | -0.026119 | 1.5 | 16.51% | 42.27% | 19.6% |  |  | 80.22% | 22.52% | 3% | 15 | 19% | -0.116 | -0.00348 |  | 0 | 0.036 | -0.016253 | -0.0004876 | -5.1875e-06
Glass-Supermarket-GasHt-code to vea-NR | Glass | GasHt-Supermarket-NR | Glass-NR | GasHt | low e base | code to vea | Supermarket | NR | SmComCAC | -1.2081e-07 | 9.6277e-06 | 0.0006418% | -1.466e-05% | 0.001168% | 0.0007787% | -0.018822 | 1.5 | 0.421% | 39.15% | 47.5% |  |  | 68.31% | 91.26% | 3% | 15 | 19% | -0.020625 | -0.00061875 |  | 0 | 0.052 | -0.023477 | -0.00070431 | -1.5069e-07
Glass-MIniMart-GasHt-code to vea-NR | Glass | GasHt-MIniMart-NR | Glass-NR | GasHt | low e base | code to vea | MIniMart | NR | SmComCAC | -5.7896e-07 | 6.9373e-05 | 0.004625% | -2.917e-05% | 0.003495% | 0.00233% | -0.012518 | 1.5 | 0.5146% | 38.91% | 19.6% |  |  | 81.05% | 60.7% | 15% | 15 | 19% | -0.020625 | -0.0030938 |  | 0 | 0.052 | -0.023477 | -0.0035215 | -1.0858e-06
Glass-Restaurant-GasHt-code to vea-NR | Glass | GasHt-Restaurant-NR | Glass-NR | GasHt | low e base | code to vea | Restaurant | NR | SmComCAC | -2.3292e-06 | 0.00022388 | 0.01493% | -7.399e-05% | 0.007112% | 0.004742% | -0.015605 | 1.5 | 0.8735% | 61.7% | 19.6% |  |  | 80.98% | 75.66% | 18% | 15 | 19% | -0.020625 | -0.0037125 |  | 0 | 0.052 | -0.023477 | -0.0042258 | -3.5041e-06
Glass-Lodging-GasHt-code to vea-NR | Glass | GasHt-Lodging-NR | Glass-NR | GasHt | low e base | code to vea | Lodging | NR | SmComCAC | -3.1055e-06 | 0.00026487 | 0.01766% | -0.0001032% | 0.008801% | 0.005867% | -0.017587 | 1.5 | 5.332% | 58.99% | 19.6% |  |  | 36.94% | 85.27% | 8% | 15 | 19% | -0.020625 | -0.00165 |  | 0 | 0.052 | -0.023477 | -0.0018781 | -4.1455e-06
Glass-Hospital-GasHt-code to vea-NR | Glass | GasHt-Hospital-NR | Glass-NR | GasHt | low e base | code to vea | Hospital | NR | SmComCAC | 2.5881e-06 | 5.8676e-05 | 0.003912% | 0.0004665% | 0.01058% | 0.007051% | 0.066162 | 1.5 | 2.495% | 40.83% | 73.6% |  |  | 96% | 91.26% | 8% | 15 | 5% | 0.0725 | 0.0058 |  | 0 | 0.0655 | -0.029572 | -0.0023657 | -1.1568e-06
Glass-OtherHealth-GasHt-code to vea-NR | Glass | GasHt-OtherHealth-NR | Glass-NR | GasHt | low e base | code to vea | OtherHealth | NR | SmComCAC | 1.6171e-05 | 0.00041575 | 0.02772% | 0.001825% | 0.04692% | 0.03128% | 0.058345 | 1.5 | 4.633% | 65.22% | 73.6% |  |  | 60.34% | 89.76% | 8% | 15 | 19% | 0.065 | 0.0052 |  | 0 | 0.074 | -0.033409 | -0.0026728 | -9.26e-06
Glass-Other-GasHt-code to vea-NR | Glass | GasHt-Other-NR | Glass-NR | GasHt | low e base | code to vea | Other | NR | SmComCAC | -4.7501e-06 | 0.00081189 | 0.05413% | -0.0003487% | 0.05959% | 0.03973% | -0.0087759 | 1.5 | 25.98% | 38.83% | 28.5% |  |  | 74.51% | 42.55% | 6% | 15 | 12% | -0.020625 | -0.0012375 |  | 0 | 0.052 | -0.023477 | -0.0014086 | -1.2707e-05
Glass-Large Off-GasHt-code to vea-New | Glass | GasHt-Large Off-New | Glass-New | GasHt | low e base | code to vea | Large Off | New | SmComCAC | -3.7519e-06 | 0.00011485 | 0.007657% | -5.3627e-06 | 0.00016416 | 0.01094% | -0.049 | 1.5 | 7.999% | 33.23% | 47.5% |  |  | 38.41% | 100% | 15% | 5 | 5% | -0.049 | -0.00735 |  | 0 | 0.057 | -0.025734 | -0.0038601 | -1.9705e-06 | -2.8164e-06
Glass-Medium Off-GasHt-code to vea-New | Glass | GasHt-Medium Off-New | Glass-New | GasHt | low e base | code to vea | Medium Off | New | SmComCAC | -4.1165e-06 | 0.00012602 | 0.008401% | -5.2295e-06 | 0.00016009 | 0.01067% | -0.049 | 1.5 | 6.094% | 37.39% | 47.5% |  |  | 49.16% | 100% | 15% | 5 | 5% | -0.049 | -0.00735 |  | 0 | 0.057 | -0.025734 | -0.0038601 | -2.1619e-06 | -2.7465e-06
Glass-Small Off-GasHt-code to vea-New | Glass | GasHt-Small Off-New | Glass-New | GasHt | low e base | code to vea | Small Off | New | SmComCAC | -3.3748e-05 | 0.00066748 | 0.0445% | -1.7384e-05 | 0.00034382 | 0.02292% | -0.07584 | 1.5 | 4.952% | 56.49% | 29.1% |  |  | 55.82% | 96% | 15% | 5 | 19% | -0.079 | -0.01185 |  | 0 | 0.051 | -0.023025 | -0.0034538 | -1.0246e-05 | -5.2778e-06
Glass-Big Box-GasHt-code to vea-New | Glass | GasHt-Big Box-New | Glass-New | GasHt | low e base | code to vea | Big Box | New | SmComCAC | 2.1661e-06 | 5.0499e-05 | 0.003367% | 8.557e-07 | 1.9949e-05 | 0.00133% | 0.064341 | 1.5 | 7.329% | 49.62% | 19.6% |  |  | 77.15% | 89.36% | 1% | 5 | 12% | 0.072 | 0.00072 |  | 0 | 0.033 | -0.014899 | -0.00014899 | -5.0158e-07 | -1.9814e-07
Glass-Small Box-GasHt-code to vea-New | Glass | GasHt-Small Box-New | Glass-New | GasHt | low e base | code to vea | Small Box | New | SmComCAC | -1.0046e-05 | 0.00022115 | 0.01474% | -4.0092e-06 | 8.8259e-05 | 0.005884% | -0.068138 | 1.5 | 4.691% | 49.11% | 19.6% |  |  | 67.37% | 88.49% | 5% | 5 | 19% | -0.077 | -0.00385 |  | 0 | 0.042 | -0.018962 | -0.0009481 | -2.7957e-06 | -1.1157e-06
Glass-High End-GasHt-code to vea-New | Glass | GasHt-High End-New | Glass-New | GasHt | low e base | code to vea | High End | New | SmComCAC | -1.0233e-05 | 0.00023242 | 0.01549% | -3.2035e-06 | 7.2756e-05 | 0.00485% | -0.066046 | 1.5 | 1.173% | 62.61% | 19.6% |  |  | 74.05% | 85.77% | 15% | 5 | 19% | -0.077 | -0.01155 |  | 0 | 0.042 | -0.018962 | -0.0028443 | -2.9381e-06 | -9.1974e-07
Glass-Anchor-GasHt-code to vea-New | Glass | GasHt-Anchor-New | Glass-New | GasHt | low e base | code to vea | Anchor | New | SmComCAC | 3.1618e-07 | 7.3995e-06 | 0.0004933% | 1.3979e-07 | 3.2716e-06 | 0.0002181% | 0.064094 | 1.5 | 1.466% | 44.33% | 19.6% |  |  | 50.61% | 89.02% | 3% | 5 | 5% | 0.072 | 0.00216 |  | 0 | 0.033 | -0.014899 | -0.00044696 | -7.3496e-08 | -3.2495e-08
Glass-K-12-GasHt-code to vea-New | Glass | GasHt-K-12-New | Glass-New | GasHt | low e base | code to vea | K-12 | New | SmComCAC | 4.0774e-06 | 0.00016642 | 0.01109% | 1.3524e-05 | 0.00055201 | 0.0368% | 0.03675 | 1.5 | 6.289% | 22.19% | 73.6% |  |  | 83.68% | 75% | 5% | 5 | 19% | 0.049 | 0.00245 |  | 0 | 0.0315 | -0.014222 | -0.00071108 | -1.5779e-06 | -5.2336e-06
Glass-University-GasHt-code to vea-New | Glass | GasHt-University-New | Glass-New | GasHt | low e base | code to vea | University | New | SmComCAC | 9.9329e-07 | 3.0513e-05 | 0.002034% | 3.3184e-06 | 0.00010194 | 0.006796% | 0.04883 | 1.5 | 3.24% | 22.03% | 73.6% |  |  | 81.42% | 95% | 7% | 5 | 5% | 0.0514 | 0.003598 |  | 0 | 0.06 | -0.027089 | -0.0018962 | -5.5103e-07 | -1.8409e-06
Glass-Warehouse-GasHt-code to vea-New | Glass | GasHt-Warehouse-New | Glass-New | GasHt | low e base | code to vea | Warehouse | New | SmComCAC | 9.6229e-09 | 0.00048114 | 0.03208% | 4.4401e-09 | 0.000222 | 0.0148% | 3e-05 | 1.5 | 16.51% | 42.48% | 19.6% |  |  | 80.22% | 30% | 3% | 5 | 19% | 0.0001 | 3e-06 |  | 0 | 0.0001 | -4.5148e-05 | -1.3544e-06 | -1.4482e-08 | -6.682e-09
Glass-Supermarket-GasHt-code to vea-New | Glass | GasHt-Supermarket-New | Glass-New | GasHt | low e base | code to vea | Supermarket | New | SmComCAC | 1.9207e-06 | 1.0109e-05 | 0.0006739% | 2.2194e-06 | 1.1681e-05 | 0.0007787% | 0.285 | 1.5 | 0.421% | 41.11% | 47.5% |  |  | 68.31% | 95% | 3% | 5 | 19% | 0.3 | 0.009 |  | 0 | 0.035 | -0.015802 | -0.00047405 | -1.0649e-07 | -1.2305e-07
Glass-MIniMart-GasHt-code to vea-New | Glass | GasHt-MIniMart-New | Glass-New | GasHt | low e base | code to vea | MIniMart | New | SmComCAC | 2.0637e-05 | 0.00011155 | 0.007437% | 6.4653e-06 | 3.4948e-05 | 0.00233% | 0.2775 | 1.5 | 0.5146% | 62.56% | 19.6% |  |  | 81.05% | 92.5% | 15% | 5 | 19% | 0.3 | 0.045 |  | 0 | 0.035 | -0.015802 | -0.0023703 | -1.1751e-06 | -3.6816e-07
Glass-Restaurant-GasHt-code to vea-New | Glass | GasHt-Restaurant-New | Glass-New | GasHt | low e base | code to vea | Restaurant | New | SmComCAC | 4.5788e-06 | 0.000225 | 0.015% | 1.4474e-06 | 7.1124e-05 | 0.004742% | 0.030525 | 1.5 | 0.8735% | 62% | 19.6% |  |  | 80.98% | 92.5% | 18% | 5 | 19% | 0.033 | 0.00594 |  | 0 | 0.033 | -0.014899 | -0.0026818 | -2.2348e-06 | -7.0644e-07
Glass-Lodging-GasHt-code to vea-New | Glass | GasHt-Lodging-New | Glass-New | GasHt | low e base | code to vea | Lodging | New | SmComCAC | 4.5097e-06 | 0.00026619 | 0.01775% | 1.491e-06 | 8.8008e-05 | 0.005867% | 0.025413 | 1.5 | 5.332% | 59.28% | 19.6% |  |  | 36.94% | 95% | 8% | 5 | 19% | 0.02675 | 0.00214 |  | 0 | 0.041083 | -0.018548 | -0.0014839 | -3.2916e-06 | -1.0883e-06
Glass-Hospital-GasHt-code to vea-New | Glass | GasHt-Hospital-New | Glass-New | GasHt | low e base | code to vea | Hospital | New | SmComCAC | 1.0792e-06 | 3.0981e-05 | 0.002065% | 3.6843e-06 | 0.00010577 | 0.007051% | 0.05225 | 1.5 | 2.495% | 21.56% | 73.6% |  |  | 96% | 95% | 8% | 5 | 5% | 0.055 | 0.0044 |  | 0 | 0.0585 | -0.026411 | -0.0021129 | -5.4551e-07 | -1.8624e-06
Glass-OtherHealth-GasHt-code to vea-New | Glass | GasHt-OtherHealth-New | Glass-New | GasHt | low e base | code to vea | OtherHealth | New | SmComCAC | 1.3816e-05 | 0.0001372 | 0.009147% | 4.7245e-05 | 0.00046917 | 0.03128% | 0.15105 | 1.5 | 4.633% | 21.52% | 73.6% |  |  | 60.34% | 95% | 8% | 5 | 19% | 0.159 | 0.01272 |  | 0 | 0.06 | -0.027089 | -0.0021671 | -2.4777e-06 | -8.4728e-06
Glass-Other-GasHt-code to vea-New | Glass | GasHt-Other-New | Glass-New | GasHt | low e base | code to vea | Other | New | SmComCAC | 1.3458e-05 | 0.001161 | 0.0774% | 6.908e-06 | 0.00059595 | 0.03973% | 0.017388 | 1.5 | 25.98% | 55.52% | 28.5% |  |  | 74.51% | 65% | 6% | 5 | 12% | 0.02675 | 0.001605 |  | 0 | 0.041083 | -0.018548 | -0.0011129 | -1.4356e-05 | -7.3692e-06
Glass-Large Off-HtPmpHt-code to vea-NR | Glass | HtPmpHt-Large Off-NR | Glass-NR | HtPmpHt | low e base | code to vea | Large Off | NR | ExCOMM | 1.6643e-05 | 4.7364e-05 | 0.003158% | 0.003122% | 0.008886% | 0.005924% | 0.52709 | 1.5 | 7.999% | 25.32% | 47.5% |  | 20.79% |  | 87.35% | 15% | 15 | 5% | 0.08 | 0.012 | 0.45721 | 0.068581
Glass-Medium Off-HtPmpHt-code to vea-NR | Glass | HtPmpHt-Medium Off-NR | Glass-NR | HtPmpHt | low e base | code to vea | Medium Off | NR | ExCOMM | 1.7323e-05 | 5.0059e-05 | 0.003337% | 0.002888% | 0.008347% | 0.005564% | 0.51908 | 1.5 | 6.094% | 28.49% | 47.5% |  | 25.63% |  | 77.34% | 15% | 15 | 5% | 0.08 | 0.012 | 0.45721 | 0.068581
Glass-Small Off-HtPmpHt-code to vea-NR | Glass | HtPmpHt-Small Off-NR | Glass-NR | HtPmpHt | low e base | code to vea | Small Off | NR | ExCOMM | -6.7047e-05 | 0.00030962 | 0.02064% | -0.003061% | 0.01413% | 0.009423% | -0.32482 | 1.5 | 4.952% | 63.74% | 29.1% |  | 22.95% |  | 84.69% | 15% | 15 | 19% | -0.079 | -0.01185 | -0.25791 | -0.038687
Glass-Big Box-HtPmpHt-code to vea-NR | Glass | HtPmpHt-Big Box-NR | Glass-NR | HtPmpHt | low e base | code to vea | Big Box | NR | ExCOMM | -5.2142e-07 | 1.3528e-05 | 0.0009019% | -2.07e-05% | 0.0005371% | 0.0003581% | -0.057815 | 1.5 | 7.329% | 49.37% | 19.6% |  | 20.77% |  | 78.22% | 1% | 15 | 12% | -0.020625 | -0.00020625 | -0.041683 | -0.00041683
Glass-Small Box-HtPmpHt-code to vea-NR | Glass | HtPmpHt-Small Box-NR | Glass-NR | HtPmpHt | low e base | code to vea | Small Box | NR | ExCOMM | -9.8283e-06 | 4.5105e-05 | 0.003007% | -0.0003942% | 0.001809% | 0.001206% | -0.32685 | 1.5 | 4.691% | 48.87% | 19.6% |  | 13.81% |  | 59.08% | 5% | 15 | 19% | -0.077 | -0.00385 | -0.28136 | -0.014068
Glass-High End-HtPmpHt-code to vea-NR | Glass | HtPmpHt-High End-NR | Glass-NR | HtPmpHt | low e base | code to vea | High End | NR | ExCOMM | -6.2805e-06 | 2.9018e-05 | 0.001935% | -0.0001976% | 0.0009129% | 0.0006086% | -0.32465 | 1.5 | 1.173% | 62.3% | 19.6% |  | 9.291% |  | 56.23% | 15% | 15 | 19% | -0.077 | -0.01155 | -0.28136 | -0.042204
Glass-Anchor-HtPmpHt-code to vea-NR | Glass | HtPmpHt-Anchor-NR | Glass-NR | HtPmpHt | low e base | code to vea | Anchor | NR | ExCOMM | -1.0093e-07 | 2.6185e-06 | 0.0001746% | -7.175e-06% | 0.0001862% | 0.0001241% | -0.057815 | 1.5 | 1.466% | 27.57% | 19.6% |  | 28.8% |  | 78.21% | 3% | 15 | 5% | -0.020625 | -0.00061875 | -0.041683 | -0.0012505
Glass-K-12-HtPmpHt-code to vea-NR | Glass | HtPmpHt-K-12-NR | Glass-NR | HtPmpHt | low e base | code to vea | K-12 | NR | ExCOMM | 4.9686e-06 | 6.6638e-05 | 0.004443% | 0.0005438% | 0.007294% | 0.004863% | 0.11184 | 1.5 | 6.289% | 67.24% | 73.6% |  | 11.06% |  | 48.81% | 5% | 15 | 19% | 0.049 | 0.00245 | 0.087925 | 0.0043962
Glass-University-HtPmpHt-code to vea-NR | Glass | HtPmpHt-University-NR | Glass-NR | HtPmpHt | low e base | code to vea | University | NR | ExCOMM | 2.3261e-06 | 6.5922e-06 | 0.0004395% | 0.0004103% | 0.001163% | 0.0007752% | 0.52929 | 1.5 | 3.24% | 41.73% | 73.6% |  | 9.288% |  | 80.03% | 7% | 15 | 5% | 0.0842 | 0.005894 | 0.4619 | 0.032333
Glass-Warehouse-HtPmpHt-code to vea-NR | Glass | HtPmpHt-Warehouse-NR | Glass-NR | HtPmpHt | low e base | code to vea | Warehouse | NR | ExCOMM | -5.9037e-06 | 5.3091e-05 | 0.003539% | -0.0002738% | 0.002462% | 0.001641% | -0.1668 | 1.5 | 16.51% | 42.27% | 19.6% |  | 8.896% |  | 22.52% | 3% | 15 | 19% | -0.116 | -0.00348 | -0.14068 | -0.0042204
Glass-Supermarket-HtPmpHt-code to vea-NR | Glass | HtPmpHt-Supermarket-NR | Glass-NR | HtPmpHt | low e base | code to vea | Supermarket | NR | ExCOMM | -9.9955e-08 | 2.478e-06 | 0.0001652% | -1.213e-05% | 0.0003006% | 0.0002004% | -0.060505 | 1.5 | 0.421% | 39.15% | 47.5% |  | 17.58% |  | 91.26% | 3% | 15 | 19% | -0.020625 | -0.00061875 | -0.041683 | -0.0012505
Glass-MIniMart-HtPmpHt-code to vea-NR | Glass | HtPmpHt-MIniMart-NR | Glass-NR | HtPmpHt | low e base | code to vea | MIniMart | NR | ExCOMM | -1.4727e-07 | 4.0756e-06 | 0.0002717% | -7.419e-06% | 0.0002053% | 0.0001369% | -0.054201 | 1.5 | 0.5146% | 38.91% | 19.6% |  | 4.762% |  | 60.7% | 15% | 15 | 19% | -0.020625 | -0.0030938 | -0.041683 | -0.0062524
Glass-Restaurant-HtPmpHt-code to vea-NR | Glass | HtPmpHt-Restaurant-NR | Glass-NR | HtPmpHt | low e base | code to vea | Restaurant | NR | ExCOMM | -7.7611e-06 | 2.8925e-05 | 0.001928% | -0.0002466% | 0.0009189% | 0.0006126% | -0.40248 | 1.5 | 0.8735% | 61.7% | 19.6% |  | 10.46% |  | 75.66% | 18% | 15 | 19% | -0.020625 | -0.0037125 | -0.38687 | -0.069637
Glass-Lodging-HtPmpHt-code to vea-NR | Glass | HtPmpHt-Lodging-NR | Glass-NR | HtPmpHt | low e base | code to vea | Lodging | NR | ExCOMM | -6.8618e-06 | 0.00017366 | 0.01158% | -0.000228% | 0.00577% | 0.003847% | -0.05927 | 1.5 | 5.332% | 58.99% | 19.6% |  | 24.22% |  | 85.27% | 8% | 15 | 19% | -0.020625 | -0.00165 | -0.041683 | -0.0033346
Glass-Hospital-HtPmpHt-code to vea-NR | Glass | HtPmpHt-Hospital-NR | Glass-NR | HtPmpHt | low e base | code to vea | Hospital | NR | ExCOMM | 3.3269e-07 | 6.1121e-07 | 4.075e-05% | 5.997e-05% | 0.0001102% | 7.345e-05% | 0.81646 | 1.5 | 2.495% | 40.83% | 73.6% |  | 1% |  | 91.26% | 8% | 15 | 5% | 0.0725 | 0.0058 | 0.75029 | 0.060023
Glass-OtherHealth-HtPmpHt-code to vea-NR | Glass | HtPmpHt-OtherHealth-NR | Glass-NR | HtPmpHt | low e base | code to vea | OtherHealth | NR | ExCOMM | 3.8199e-05 | 5.2009e-05 | 0.003467% | 0.004311% | 0.005869% | 0.003913% | 1.1017 | 1.5 | 4.633% | 65.22% | 73.6% |  | 7.548% |  | 89.76% | 8% | 15 | 19% | 0.065 | 0.0052 | 1.0434 | 0.08347
Glass-Other-HtPmpHt-code to vea-NR | Glass | HtPmpHt-Other-NR | Glass-NR | HtPmpHt | low e base | code to vea | Other | NR | ExCOMM | -4.7349e-06 | 0.00014076 | 0.009384% | -0.0003476% | 0.01033% | 0.006888% | -0.050459 | 1.5 | 25.98% | 38.83% | 28.5% |  | 12.92% |  | 42.55% | 6% | 15 | 12% | -0.020625 | -0.0012375 | -0.041683 | -0.002501
Glass-Large Off-HtPmpHt-code to vea-New | Glass | HtPmpHt-Large Off-New | Glass-New | HtPmpHt | low e base | code to vea | Large Off | New | ExCOMM | 2.1291e-05 | 6.2166e-05 | 0.004144% | 3.0431e-05 | 8.8855e-05 | 0.005924% | 0.51372 | 1.5 | 7.999% | 33.23% | 47.5% |  | 20.79% |  | 100% | 15% | 5 | 5% | -0.049 | -0.00735 | 0.56272 | 0.084408
Glass-Medium Off-HtPmpHt-code to vea-New | Glass | HtPmpHt-Medium Off-New | Glass-New | HtPmpHt | low e base | code to vea | Medium Off | New | ExCOMM | 2.2502e-05 | 6.5703e-05 | 0.00438% | 2.8586e-05 | 8.3467e-05 | 0.005564% | 0.51372 | 1.5 | 6.094% | 37.39% | 47.5% |  | 25.63% |  | 100% | 15% | 5 | 5% | -0.049 | -0.00735 | 0.56272 | 0.084408
Glass-Small Off-HtPmpHt-code to vea-New | Glass | HtPmpHt-Small Off-New | Glass-New | HtPmpHt | low e base | code to vea | Small Off | New | ExCOMM | -7.8212e-05 | 0.0002744 | 0.01829% | -4.0288e-05 | 0.00014135 | 0.009423% | -0.42754 | 1.5 | 4.952% | 56.49% | 29.1% |  | 22.95% |  | 96% | 15% | 5 | 19% | -0.079 | -0.01185 | -0.3517 | -0.052755
Glass-Big Box-HtPmpHt-code to vea-New | Glass | HtPmpHt-Big Box-New | Glass-New | HtPmpHt | low e base | code to vea | Big Box | New | ExCOMM | 7.065e-06 | 1.3596e-05 | 0.0009064% | 2.791e-06 | 5.3709e-06 | 0.0003581% | 0.77946 | 1.5 | 7.329% | 49.62% | 19.6% |  | 20.77% |  | 89.36% | 1% | 5 | 12% | 0.072 | 0.00072 | 0.71512 | 0.0071512
Glass-Small Box-HtPmpHt-code to vea-New | Glass | HtPmpHt-Small Box-New | Glass-New | HtPmpHt | low e base | code to vea | Small Box | New | ExCOMM | -1.0562e-05 | 4.533e-05 | 0.003022% | -4.2151e-06 | 1.8091e-05 | 0.001206% | -0.3495 | 1.5 | 4.691% | 49.11% | 19.6% |  | 13.81% |  | 88.49% | 5% | 5 | 19% | -0.077 | -0.00385 | -0.28136 | -0.014068
Glass-High End-HtPmpHt-code to vea-New | Glass | HtPmpHt-High End-New | Glass-New | HtPmpHt | low e base | code to vea | High End | New | ExCOMM | -6.7542e-06 | 2.9163e-05 | 0.001944% | -2.1144e-06 | 9.1292e-06 | 0.0006086% | -0.34741 | 1.5 | 1.173% | 62.61% | 19.6% |  | 9.291% |  | 85.77% | 15% | 5 | 19% | -0.077 | -0.01155 | -0.28136 | -0.042204
Glass-Anchor-HtPmpHt-code to vea-New | Glass | HtPmpHt-Anchor-New | Glass-New | HtPmpHt | low e base | code to vea | Anchor | New | ExCOMM | 2.1873e-06 | 4.2106e-06 | 0.0002807% | 9.6709e-07 | 1.8617e-06 | 0.0001241% | 0.77922 | 1.5 | 1.466% | 44.33% | 19.6% |  | 28.8% |  | 89.02% | 3% | 5 | 5% | 0.072 | 0.00216 | 0.71512 | 0.021454
Glass-K-12-HtPmpHt-code to vea-New | Glass | HtPmpHt-K-12-New | Glass-New | HtPmpHt | low e base | code to vea | K-12 | New | ExCOMM | -1.094e-06 | 2.199e-05 | 0.001466% | -3.6286e-06 | 7.2939e-05 | 0.004863% | -0.074622 | 1.5 | 6.289% | 22.19% | 73.6% |  | 11.06% |  | 75% | 5% | 5 | 19% | 0.049 | 0.00245 | -0.11137 | -0.0055686
Glass-University-HtPmpHt-code to vea-New | Glass | HtPmpHt-University-New | Glass-New | HtPmpHt | low e base | code to vea | University | New | ExCOMM | 5.6489e-07 | 3.4807e-06 | 0.000232% | 1.8872e-06 | 1.1628e-05 | 0.0007752% | 0.24344 | 1.5 | 3.24% | 22.03% | 73.6% |  | 9.288% |  | 95% | 7% | 5 | 5% | 0.0514 | 0.003598 | 0.19461 | 0.013623
Glass-Warehouse-HtPmpHt-code to vea-New | Glass | HtPmpHt-Warehouse-New | Glass-New | HtPmpHt | low e base | code to vea | Warehouse | New | ExCOMM | 4.6242e-09 | 5.3356e-05 | 0.003557% | 2.1336e-09 | 2.4619e-05 | 0.001641% | 0.00013 | 1.5 | 16.51% | 42.48% | 19.6% |  | 8.896% |  | 30% | 3% | 5 | 19% | 0.0001 | 3e-06 | 0.0001 | 3e-06
Glass-Supermarket-HtPmpHt-code to vea-New | Glass | HtPmpHt-Supermarket-New | Glass-New | HtPmpHt | low e base | code to vea | Supermarket | New | ExCOMM | -3.5972e-07 | 2.6019e-06 | 0.0001735% | -4.1566e-07 | 3.0065e-06 | 0.0002004% | -0.20738 | 1.5 | 0.421% | 41.11% | 47.5% |  | 17.58% |  | 95% | 3% | 5 | 19% | 0.3 | 0.009 | -0.49238 | -0.014771
Glass-MIniMart-HtPmpHt-code to vea-New | Glass | HtPmpHt-MIniMart-New | Glass-New | HtPmpHt | low e base | code to vea | MIniMart | New | ExCOMM | -9.3882e-07 | 6.5536e-06 | 0.0004369% | -2.9412e-07 | 2.0532e-06 | 0.0001369% | -0.21488 | 1.5 | 0.5146% | 62.56% | 19.6% |  | 4.762% |  | 92.5% | 15% | 5 | 19% | 0.3 | 0.045 | -0.49238 | -0.073857
Glass-Restaurant-HtPmpHt-code to vea-New | Glass | HtPmpHt-Restaurant-New | Glass-New | HtPmpHt | low e base | code to vea | Restaurant | New | ExCOMM | -8.0419e-06 | 2.907e-05 | 0.001938% | -2.5421e-06 | 9.1891e-06 | 0.0006126% | -0.41496 | 1.5 | 0.8735% | 62% | 19.6% |  | 10.46% |  | 92.5% | 18% | 5 | 19% | 0.033 | 0.00594 | -0.44549 | -0.080188
Glass-Lodging-HtPmpHt-code to vea-New | Glass | HtPmpHt-Lodging-New | Glass-New | HtPmpHt | low e base | code to vea | Lodging | New | ExCOMM | -1.6594e-05 | 0.00017453 | 0.01164% | -5.4863e-06 | 5.7701e-05 | 0.003847% | -0.14262 | 1.5 | 5.332% | 59.28% | 19.6% |  | 24.22% |  | 95% | 8% | 5 | 19% | 0.02675 | 0.00214 | -0.16803 | -0.013443
Glass-Hospital-HtPmpHt-code to vea-New | Glass | HtPmpHt-Hospital-New | Glass-New | HtPmpHt | low e base | code to vea | Hospital | New | ExCOMM | 1.033e-07 | 3.2272e-07 | 2.151e-05% | 3.5268e-07 | 1.1018e-06 | 7.345e-05% | 0.48015 | 1.5 | 2.495% | 21.56% | 73.6% |  | 1% |  | 95% | 8% | 5 | 5% | 0.055 | 0.0044 | 0.4279 | 0.034232
Glass-OtherHealth-HtPmpHt-code to vea-New | Glass | HtPmpHt-OtherHealth-New | Glass-New | HtPmpHt | low e base | code to vea | OtherHealth | New | ExCOMM | 5.0817e-06 | 1.7163e-05 | 0.001144% | 1.7378e-05 | 5.8691e-05 | 0.003913% | 0.44413 | 1.5 | 4.633% | 21.52% | 73.6% |  | 7.548% |  | 95% | 8% | 5 | 19% | 0.159 | 0.01272 | 0.29308 | 0.023447
Glass-Other-HtPmpHt-code to vea-New | Glass | HtPmpHt-Other-New | Glass-New | HtPmpHt | low e base | code to vea | Other | New | ExCOMM | -2.0215e-05 | 0.00020128 | 0.01342% | -1.0376e-05 | 0.00010332 | 0.006888% | -0.15065 | 1.5 | 25.98% | 55.52% | 28.5% |  | 12.92% |  | 65% | 6% | 5 | 12% | 0.02675 | 0.001605 | -0.16803 | -0.010082
Glass-Large Off-ElecHt-codet to vet-NR | Glass | ElecHt-Large Off-NR | Glass-NR | ElecHt | tint base | codet to vet | Large Off | NR | ExCOMM | 2.6e-05 | 1.827e-06 | 0.0003654% | 0.004878% | 0.0003427% | 0.0006855% | 7.1155 | 0.5 | 7.999% | 25.32% | 47.5% | 40.09% |  |  | 87.35% | 15% | 20 | 0.3% | 2.885 | 0.43275 | 4.5955 | 0.68933
Glass-Medium Off-ElecHt-codet to vet-NR | Glass | ElecHt-Medium Off-NR | Glass-NR | ElecHt | tint base | codet to vet | Medium Off | NR | ExCOMM | 1.306e-05 | 9.5655e-07 | 0.0001913% | 0.002178% | 0.0001595% | 0.000319% | 6.8267 | 0.5 | 6.094% | 28.49% | 47.5% | 24.49% |  |  | 77.34% | 15% | 20 | 0.3% | 2.885 | 0.43275 | 4.5955 | 0.68933
Glass-Small Off-ElecHt-codet to vet-NR | Glass | ElecHt-Small Off-NR | Glass-NR | ElecHt | tint base | codet to vet | Small Off | NR | ExCOMM | 1.3498e-05 | 1.5081e-06 | 0.0003016% | 0.0006162% | 6.885e-05% | 0.0001377% | 4.475 | 0.5 | 4.952% | 63.74% | 29.1% | 21.24% |  |  | 84.69% | 15% | 20 | 0.3% | 2.211 | 0.33165 | 2.6026 | 0.39039
Glass-Big Box-ElecHt-codet to vet-NR | Glass | ElecHt-Big Box-NR | Glass-NR | ElecHt | tint base | codet to vet | Big Box | NR | ExCOMM | 8.0175e-08 | 1.055e-08 | 2.11e-06% | 3.183e-06% | 4.188e-07% | 8.377e-07% | 3.8 | 0.5 | 7.329% | 49.37% | 19.6% | 1.944% |  |  | 78.22% | 1% | 20 | 0.3% | 1.3473 | 0.013473 | 2.7462 | 0.027462
Glass-Small Box-ElecHt-codet to vet-NR | Glass | ElecHt-Small Box-NR | Glass-NR | ElecHt | tint base | codet to vet | Small Box | NR | ExCOMM | 1.3336e-06 | 3.2362e-07 | 6.472e-05% | 5.349e-05% | 1.298e-05% | 2.596e-05% | 2.0604 | 0.5 | 4.691% | 48.87% | 19.6% | 18.82% |  |  | 59.08% | 5% | 20 | 0.3% | 0.908 | 0.0454 | 1.524 | 0.076202
Glass-High End-ElecHt-codet to vet-NR | Glass | ElecHt-High End-NR | Glass-NR | ElecHt | tint base | codet to vet | High End | NR | ExCOMM | 1.1141e-06 | 2.7379e-07 | 5.476e-05% | 3.505e-05% | 8.614e-06% | 1.723e-05% | 2.0346 | 0.5 | 1.173% | 62.3% | 19.6% | 16.66% |  |  | 56.23% | 15% | 20 | 0.3% | 0.908 | 0.1362 | 1.524 | 0.2286
Glass-Anchor-ElecHt-codet to vet-NR | Glass | ElecHt-Anchor-NR | Glass-NR | ElecHt | tint base | codet to vet | Anchor | NR | ExCOMM | 2.8459e-07 | 3.7446e-08 | 7.489e-06% | 2.023e-05% | 2.662e-06% | 5.325e-06% | 3.7999 | 0.5 | 1.466% | 27.57% | 19.6% | 20.59% |  |  | 78.21% | 3% | 20 | 0.3% | 1.3473 | 0.040418 | 2.7462 | 0.082386
Glass-K-12-ElecHt-codet to vet-NR | Glass | ElecHt-K-12-NR | Glass-NR | ElecHt | tint base | codet to vet | K-12 | NR | ExCOMM | 6.7604e-07 | 1.6677e-07 | 3.335e-05% | 7.4e-05% | 1.825e-05% | 3.651e-05% | 2.0269 | 0.5 | 6.289% | 67.24% | 73.6% | 5.258% |  |  | 48.81% | 5% | 20 | 0.3% | 0.1415 | 0.007075 | 1.9578 | 0.09789
Glass-University-ElecHt-codet to vet-NR | Glass | ElecHt-University-NR | Glass-NR | ElecHt | tint base | codet to vet | University | NR | ExCOMM | 1.5358e-06 | 1.3184e-07 | 2.637e-05% | 0.0002709% | 2.326e-05% | 4.651e-05% | 5.8243 | 0.5 | 3.24% | 41.73% | 73.6% | 9.288% |  |  | 80.03% | 7% | 20 | 0.3% | 1.465 | 0.10255 | 4.6518 | 0.32563
Glass-Warehouse-ElecHt-codet to vet-NR | Glass | ElecHt-Warehouse-NR | Glass-NR | ElecHt | tint base | codet to vet | Warehouse | NR | ExCOMM | 6.891e-07 | 3.4186e-07 | 6.837e-05% | 3.195e-05% | 1.585e-05% | 3.171e-05% | 1.0079 | 0.5 | 16.51% | 42.27% | 19.6% | 10.88% |  |  | 22.52% | 3% | 20 | 0.3% | 1.977 | 0.05931 | 0.56272 | 0.016882
Glass-Supermarket-ElecHt-codet to vet-NR | Glass | ElecHt-Supermarket-NR | Glass-NR | ElecHt | tint base | codet to vet | Supermarket | NR | ExCOMM | 8.3367e-08 | 1.0485e-08 | 2.097e-06% | 1.011e-05% | 1.272e-06% | 2.544e-06% | 3.9757 | 0.5 | 0.421% | 39.15% | 47.5% | 14.13% |  |  | 91.26% | 3% | 20 | 0.3% | 1.3473 | 0.040418 | 2.7462 | 0.082386
Glass-MIniMart-ElecHt-codet to vet-NR | Glass | ElecHt-MIniMart-NR | Glass-NR | ElecHt | tint base | codet to vet | MIniMart | NR | ExCOMM | 4.5677e-07 | 6.4082e-08 | 1.282e-05% | 2.301e-05% | 3.228e-06% | 6.456e-06% | 3.5639 | 0.5 | 0.5146% | 38.91% | 19.6% | 14.23% |  |  | 60.7% | 15% | 20 | 0.3% | 1.3473 | 0.20209 | 2.7462 | 0.41193
Glass-Restaurant-ElecHt-codet to vet-NR | Glass | ElecHt-Restaurant-NR | Glass-NR | ElecHt | tint base | codet to vet | Restaurant | NR | ExCOMM | 9.3892e-07 | 1.2467e-07 | 2.493e-05% | 2.983e-05% | 3.961e-06% | 7.921e-06% | 3.7656 | 0.5 | 0.8735% | 61.7% | 19.6% | 8.568% |  |  | 75.66% | 18% | 20 | 0.3% | 1.3473 | 0.2425 | 2.7462 | 0.49431
Glass-Lodging-ElecHt-codet to vet-NR | Glass | ElecHt-Lodging-NR | Glass-NR | ElecHt | tint base | codet to vet | Lodging | NR | ExCOMM | 1.1422e-05 | 1.4663e-06 | 0.0002933% | 0.0003795% | 4.872e-05% | 9.744e-05% | 3.895 | 0.5 | 5.332% | 58.99% | 19.6% | 38.85% |  |  | 85.27% | 8% | 20 | 0.3% | 1.3473 | 0.10778 | 2.7462 | 0.2197
Glass-Hospital-ElecHt-codet to vet-NR | Glass | ElecHt-Hospital-NR | Glass-NR | ElecHt | tint base | codet to vet | Hospital | NR | ExCOMM | 5.269e-07 | 3.6673e-08 | 7.335e-06% | 9.498e-05% | 6.611e-06% | 1.322e-05% | 7.1839 | 0.5 | 2.495% | 40.83% | 73.6% | 3% |  |  | 91.26% | 8% | 20 | 0.3% | 1.937 | 0.15496 | 5.4162 | 0.43329
Glass-OtherHealth-ElecHt-codet to vet-NR | Glass | ElecHt-OtherHealth-NR | Glass-NR | ElecHt | tint base | codet to vet | OtherHealth | NR | ExCOMM | 1.6601e-05 | 1.1651e-06 | 0.000233% | 0.001873% | 0.0001315% | 0.0002629% | 7.1246 | 0.5 | 4.633% | 65.22% | 73.6% | 32.13% |  |  | 89.76% | 8% | 20 | 0.3% | 0.989 | 0.07912 | 6.2368 | 0.49894
Glass-Other-ElecHt-codet to vet-NR | Glass | ElecHt-Other-NR | Glass-NR | ElecHt | tint base | codet to vet | Other | NR | ExCOMM | 7.6083e-06 | 1.146e-06 | 0.0002292% | 0.0005585% | 8.412e-05% | 0.0001682% | 3.3194 | 0.5 | 25.98% | 38.83% | 28.5% | 12.62% |  |  | 42.55% | 6% | 20 | 0.3% | 1.3473 | 0.080835 | 2.7462 | 0.16477
Glass-Large Off-ElecHt-codet to veat-NR | Glass | ElecHt-Large Off-NR | Glass-NR | ElecHt | tint base | codet to veat | Large Off | NR | ExCOMM | 0.00052612 | 9.1349e-05 | 0.00609% | 0.0987% | 0.01714% | 0.01142% | 8.6392 | 1.5 | 7.999% | 25.32% | 47.5% | 40.09% |  |  | 87.35% | 15% | 19 | 5% | 2.992 | 0.4488 | 6.0258 | 0.90387
Glass-Medium Off-ElecHt-codet to veat-NR | Glass | ElecHt-Medium Off-NR | Glass-NR | ElecHt | tint base | codet to veat | Medium Off | NR | ExCOMM | 0.00026591 | 4.7827e-05 | 0.003188% | 0.04434% | 0.007975% | 0.005316% | 8.3397 | 1.5 | 6.094% | 28.49% | 47.5% | 24.49% |  |  | 77.34% | 15% | 19 | 5% | 2.992 | 0.4488 | 6.0258 | 0.90387
Glass-Small Off-ElecHt-codet to veat-NR | Glass | ElecHt-Small Off-NR | Glass-NR | ElecHt | tint base | codet to veat | Small Off | NR | ExCOMM | 0.0010935 | 0.00028654 | 0.0191% | 0.04992% | 0.01308% | 0.008721% | 5.7245 | 1.5 | 4.952% | 63.74% | 29.1% | 21.24% |  |  | 84.69% | 15% | 19 | 19% | 2.053 | 0.30795 | 3.9859 | 0.59789
Glass-Big Box-ElecHt-codet to veat-NR | Glass | ElecHt-Big Box-NR | Glass-NR | ElecHt | tint base | codet to veat | Big Box | NR | ExCOMM | 4.2206e-06 | 1.2659e-06 | 8.44e-05% | 0.0001676% | 5.026e-05% | 3.351e-05% | 5.0009 | 1.5 | 7.329% | 49.37% | 19.6% | 1.944% |  |  | 78.22% | 1% | 19 | 12% | 1.3351 | 0.013351 | 3.9566 | 0.039566
Glass-Small Box-ElecHt-codet to veat-NR | Glass | ElecHt-Small Box-NR | Glass-NR | ElecHt | tint base | codet to veat | Small Box | NR | ExCOMM | 0.0001201 | 6.1488e-05 | 0.004099% | 0.004817% | 0.002466% | 0.001644% | 2.9298 | 1.5 | 4.691% | 48.87% | 19.6% | 18.82% |  |  | 59.08% | 5% | 19 | 19% | 0.792 | 0.0396 | 2.4619 | 0.12309
Glass-High End-ElecHt-codet to veat-NR | Glass | ElecHt-High End-NR | Glass-NR | ElecHt | tint base | codet to veat | High End | NR | ExCOMM | 0.00010082 | 5.2019e-05 | 0.003468% | 0.003172% | 0.001637% | 0.001091% | 2.9072 | 1.5 | 1.173% | 62.3% | 19.6% | 16.66% |  |  | 56.23% | 15% | 19 | 19% | 0.792 | 0.1188 | 2.4619 | 0.36928
Glass-Anchor-ElecHt-codet to veat-NR | Glass | ElecHt-Anchor-NR | Glass-NR | ElecHt | tint base | codet to veat | Anchor | NR | ExCOMM | 6.2422e-06 | 1.8723e-06 | 0.0001248% | 0.0004438% | 0.0001331% | 8.874e-05% | 5.0009 | 1.5 | 1.466% | 27.57% | 19.6% | 20.59% |  |  | 78.21% | 3% | 19 | 5% | 1.3351 | 0.040054 | 3.9566 | 0.1187
Glass-K-12-ElecHt-codet to veat-NR | Glass | ElecHt-K-12-NR | Glass-NR | ElecHt | tint base | codet to veat | K-12 | NR | ExCOMM | 6.0166e-05 | 3.1686e-05 | 0.002112% | 0.006586% | 0.003468% | 0.002312% | 2.8482 | 1.5 | 6.289% | 67.24% | 73.6% | 5.258% |  |  | 48.81% | 5% | 19 | 19% | 0.191 | 0.00955 | 2.755 | 0.13775
Glass-University-ElecHt-codet to veat-NR | Glass | ElecHt-University-NR | Glass-NR | ElecHt | tint base | codet to veat | University | NR | ExCOMM | 3.2751e-05 | 6.5922e-06 | 0.0004395% | 0.005777% | 0.001163% | 0.0007752% | 7.4522 | 1.5 | 3.24% | 41.73% | 73.6% | 9.288% |  |  | 80.03% | 7% | 19 | 5% | 1.5596 | 0.10917 | 6.204 | 0.43428
Glass-Warehouse-ElecHt-codet to veat-NR | Glass | ElecHt-Warehouse-NR | Glass-NR | ElecHt | tint base | codet to veat | Warehouse | NR | ExCOMM | 7.2072e-05 | 6.4954e-05 | 0.00433% | 0.003342% | 0.003012% | 0.002008% | 1.6644 | 1.5 | 16.51% | 42.27% | 19.6% | 10.88% |  |  | 22.52% | 3% | 19 | 19% | 1.977 | 0.05931 | 1.2192 | 0.036577
Glass-Supermarket-ElecHt-codet to veat-NR | Glass | ElecHt-Supermarket-NR | Glass-NR | ElecHt | tint base | codet to veat | Supermarket | NR | ExCOMM | 6.8727e-06 | 1.9921e-06 | 0.0001328% | 0.0008338% | 0.0002417% | 0.0001611% | 5.175 | 1.5 | 0.421% | 39.15% | 47.5% | 14.13% |  |  | 91.26% | 3% | 19 | 19% | 1.3351 | 0.040054 | 3.9566 | 0.1187
Glass-MIniMart-ElecHt-codet to veat-NR | Glass | ElecHt-MIniMart-NR | Glass-NR | ElecHt | tint base | codet to veat | MIniMart | NR | ExCOMM | 3.8694e-05 | 1.2176e-05 | 0.0008117% | 0.001949% | 0.0006134% | 0.0004089% | 4.767 | 1.5 | 0.5146% | 38.91% | 19.6% | 14.23% |  |  | 60.7% | 15% | 19 | 19% | 1.3351 | 0.20027 | 3.9566 | 0.59349
Glass-Restaurant-ElecHt-codet to veat-NR | Glass | ElecHt-Restaurant-NR | Glass-NR | ElecHt | tint base | codet to veat | Restaurant | NR | ExCOMM | 7.8435e-05 | 2.3688e-05 | 0.001579% | 0.002492% | 0.0007525% | 0.0005017% | 4.9668 | 1.5 | 0.8735% | 61.7% | 19.6% | 8.568% |  |  | 75.66% | 18% | 19 | 19% | 1.3351 | 0.24032 | 3.9566 | 0.71219
Glass-Lodging-ElecHt-codet to veat-NR | Glass | ElecHt-Lodging-NR | Glass-NR | ElecHt | tint base | codet to veat | Lodging | NR | ExCOMM | 0.0009463 | 0.00027859 | 0.01857% | 0.03144% | 0.009257% | 0.006171% | 5.0951 | 1.5 | 5.332% | 58.99% | 19.6% | 38.85% |  |  | 85.27% | 8% | 19 | 19% | 1.3351 | 0.10681 | 3.9566 | 0.31653
Glass-Hospital-ElecHt-codet to veat-NR | Glass | ElecHt-Hospital-NR | Glass-NR | ElecHt | tint base | codet to veat | Hospital | NR | ExCOMM | 1.0796e-05 | 1.8336e-06 | 0.0001222% | 0.001946% | 0.0003305% | 0.0002204% | 8.8314 | 1.5 | 2.495% | 40.83% | 73.6% | 3% |  |  | 91.26% | 8% | 19 | 5% | 2.021 | 0.16168 | 6.9871 | 0.55897
Glass-OtherHealth-ElecHt-codet to veat-NR | Glass | ElecHt-OtherHealth-NR | Glass-NR | ElecHt | tint base | codet to veat | OtherHealth | NR | ExCOMM | 0.0013121 | 0.00022136 | 0.01476% | 0.1481% | 0.02498% | 0.01665% | 8.8909 | 1.5 | 4.633% | 65.22% | 73.6% | 32.13% |  |  | 89.76% | 8% | 19 | 19% | 1.05 | 0.084 | 7.9484 | 0.63587
Glass-Other-ElecHt-codet to veat-NR | Glass | ElecHt-Other-NR | Glass-NR | ElecHt | tint base | codet to veat | Other | NR | ExCOMM | 0.00041483 | 0.00013752 | 0.009168% | 0.03045% | 0.01009% | 0.00673% | 4.5247 | 1.5 | 25.98% | 38.83% | 28.5% | 12.62% |  |  | 42.55% | 6% | 19 | 12% | 1.3351 | 0.080107 | 3.9566 | 0.2374
Glass-Large Off-ElecHt-codet to vet-New | Glass | ElecHt-Large Off-New | Glass-New | ElecHt | tint base | codet to vet | Large Off | New | ExCOMM | 3.9636e-05 | 3.439e-06 | 0.0006878% | 5.6652e-05 | 4.9154e-06 | 0.0009831% | 5.7628 | 0.5 | 7.999% | 33.23% | 47.5% | 57.5% |  |  | 100% | 15% | 10 | 0.3% | 1.261 | 0.18915 | 4.5018 | 0.67526
Glass-Medium Off-ElecHt-codet to vet-New | Glass | ElecHt-Medium Off-New | Glass-New | ElecHt | tint base | codet to vet | Medium Off | New | ExCOMM | 2.0977e-05 | 1.8201e-06 | 0.000364% | 2.6649e-05 | 2.3122e-06 | 0.0004624% | 5.7628 | 0.5 | 6.094% | 37.39% | 47.5% | 35.5% |  |  | 100% | 15% | 10 | 0.3% | 1.261 | 0.18915 | 4.5018 | 0.67526
Glass-Small Off-ElecHt-codet to vet-New | Glass | ElecHt-Small Off-New | Glass-New | ElecHt | tint base | codet to vet | Small Off | New | ExCOMM | 6.0146e-06 | 7.5526e-07 | 0.0001511% | 3.0982e-06 | 3.8904e-07 | 7.781e-05% | 3.9818 | 0.5 | 4.952% | 56.49% | 29.1% | 12% |  |  | 96% | 15% | 10 | 0.3% | 1.974 | 0.2961 | 2.0868 | 0.31301
Glass-Big Box-ElecHt-codet to vet-New | Glass | ElecHt-Big Box-New | Glass-New | ElecHt | tint base | codet to vet | Big Box | New | ExCOMM | 3.2099e-07 | 2.5909e-08 | 5.182e-06% | 1.2681e-07 | 1.0235e-08 | 2.047e-06% | 6.1946 | 0.5 | 7.329% | 49.62% | 19.6% | 4.75% |  |  | 89.36% | 1% | 10 | 0.3% | 3.075 | 0.03075 | 3.4467 | 0.034467
Glass-Small Box-ElecHt-codet to vet-New | Glass | ElecHt-Small Box-New | Glass-New | ElecHt | tint base | codet to vet | Small Box | New | ExCOMM | 1.1585e-06 | 2.5917e-07 | 5.183e-05% | 4.6234e-07 | 1.0343e-07 | 2.069e-05% | 2.235 | 0.5 | 4.691% | 49.11% | 19.6% | 15% |  |  | 88.49% | 5% | 10 | 0.3% | 0.618 | 0.0309 | 1.6882 | 0.084408
Glass-High End-ElecHt-codet to vet-New | Glass | ElecHt-High End-New | Glass-New | ElecHt | tint base | codet to vet | High End | New | ExCOMM | 7.5123e-07 | 1.6933e-07 | 3.387e-05% | 2.3517e-07 | 5.3008e-08 | 1.06e-05% | 2.2182 | 0.5 | 1.173% | 62.61% | 19.6% | 10.25% |  |  | 85.77% | 15% | 10 | 0.3% | 0.618 | 0.0927 | 1.6882 | 0.25322
Glass-Anchor-ElecHt-codet to vet-New | Glass | ElecHt-Anchor-New | Glass-New | ElecHt | tint base | codet to vet | Anchor | New | ExCOMM | 8.1374e-07 | 6.5794e-08 | 1.316e-05% | 3.5978e-07 | 2.909e-08 | 5.818e-06% | 6.184 | 0.5 | 1.466% | 44.33% | 19.6% | 22.5% |  |  | 89.02% | 3% | 10 | 0.3% | 3.075 | 0.09225 | 3.4467 | 0.1034
Glass-K-12-ElecHt-codet to vet-New | Glass | ElecHt-K-12-New | Glass-New | ElecHt | tint base | codet to vet | K-12 | New | ExCOMM | 1.884e-07 | 5.9975e-08 | 1.2e-05% | 6.2488e-07 | 1.9893e-07 | 3.979e-05% | 1.5706 | 0.5 | 6.289% | 22.19% | 73.6% | 5.73% |  |  | 75% | 5% | 10 | 0.3% | 0.109 | 0.00545 | 1.4889 | 0.074443
Glass-University-ElecHt-codet to vet-New | Glass | ElecHt-University-New | Glass-New | ElecHt | tint base | codet to vet | University | New | ExCOMM | 5.1952e-07 | 5.6211e-08 | 1.124e-05% | 1.7356e-06 | 1.8779e-07 | 3.756e-05% | 4.6212 | 0.5 | 3.24% | 22.03% | 73.6% | 7.5% |  |  | 95% | 7% | 10 | 0.3% | 0.876 | 0.06132 | 3.789 | 0.26523
Glass-Warehouse-ElecHt-codet to vet-New | Glass | ElecHt-Warehouse-New | Glass-New | ElecHt | tint base | codet to vet | Warehouse | New | ExCOMM | 2.7742e-11 | 1.067e-07 | 2.134e-05% | 1.28e-11 | 4.9232e-08 | 9.846e-06% | 0.00013 | 0.5 | 16.51% | 42.48% | 19.6% | 3.38% |  |  | 30% | 3% | 10 | 0.3% | 0.0001 | 3e-06 | 0.0001 | 3e-06
Glass-Supermarket-ElecHt-codet to vet-New | Glass | ElecHt-Supermarket-New | Glass-New | ElecHt | tint base | codet to vet | Supermarket | New | ExCOMM | 2.2453e-08 | 6.8968e-09 | 1.379e-06% | 2.5945e-08 | 7.9693e-09 | 1.594e-06% | 1.6278 | 0.5 | 0.421% | 41.11% | 47.5% | 8.855% |  |  | 95% | 3% | 10 | 0.3% | 0.899 | 0.02697 | 0.77374 | 0.023212
Glass-MIniMart-ElecHt-codet to vet-New | Glass | ElecHt-MIniMart-New | Glass-New | ElecHt | tint base | codet to vet | MIniMart | New | ExCOMM | 6.9772e-08 | 2.1732e-08 | 4.346e-06% | 2.1859e-08 | 6.8082e-09 | 1.362e-06% | 1.6053 | 0.5 | 0.5146% | 62.56% | 19.6% | 3% |  |  | 92.5% | 15% | 10 | 0.3% | 0.899 | 0.13485 | 0.77374 | 0.11606
Glass-Restaurant-ElecHt-codet to vet-New | Glass | ElecHt-Restaurant-New | Glass-New | ElecHt | tint base | codet to vet | Restaurant | New | ExCOMM | 4.5234e-07 | 9.9077e-08 | 1.982e-05% | 1.4299e-07 | 3.1319e-08 | 6.264e-06% | 2.2828 | 0.5 | 0.8735% | 62% | 19.6% | 6.775% |  |  | 92.5% | 18% | 10 | 0.3% | 1.53 | 0.2754 | 0.86753 | 0.15615
Glass-Lodging-ElecHt-codet to vet-New | Glass | ElecHt-Lodging-New | Glass-New | ElecHt | tint base | codet to vet | Lodging | New | ExCOMM | 1.0625e-05 | 1.7534e-06 | 0.0003507% | 3.5128e-06 | 5.7972e-07 | 0.0001159% | 3.0297 | 0.5 | 5.332% | 59.28% | 19.6% | 46.23% |  |  | 95% | 8% | 10 | 0.3% | 1.079 | 0.08632 | 2.0047 | 0.16038
Glass-Hospital-ElecHt-codet to vet-New | Glass | ElecHt-Hospital-New | Glass-New | ElecHt | tint base | codet to vet | Hospital | New | ExCOMM | 2.137e-07 | 1.9363e-08 | 3.873e-06% | 7.2958e-07 | 6.6106e-08 | 1.322e-05% | 5.5183 | 0.5 | 2.495% | 21.56% | 73.6% | 3% |  |  | 95% | 8% | 10 | 0.3% | 1.3415 | 0.10732 | 4.2438 | 0.33951
Glass-OtherHealth-ElecHt-codet to vet-New | Glass | ElecHt-OtherHealth-New | Glass-New | ElecHt | tint base | codet to vet | OtherHealth | New | ExCOMM | 6.3866e-07 | 5.9835e-08 | 1.197e-05% | 2.184e-06 | 2.0461e-07 | 4.092e-05% | 5.3368 | 0.5 | 4.633% | 21.52% | 73.6% | 5% |  |  | 95% | 8% | 10 | 0.3% | 1.422 | 0.11376 | 3.9859 | 0.31887
Glass-Other-ElecHt-codet to vet-New | Glass | ElecHt-Other-New | Glass-New | ElecHt | tint base | codet to vet | Other | New | ExCOMM | 5.7238e-06 | 1.0576e-06 | 0.0002115% | 2.938e-06 | 5.4287e-07 | 0.0001086% | 2.706 | 0.5 | 25.98% | 55.52% | 28.5% | 8.145% |  |  | 65% | 6% | 10 | 0.3% | 1.079 | 0.06474 | 2.0047 | 0.12028
Glass-Large Off-ElecHt-codet to veat-New | Glass | ElecHt-Large Off-New | Glass-New | ElecHt | tint base | codet to veat | Large Off | New | ExCOMM | 0.00080635 | 0.00017195 | 0.01146% | 0.0011525 | 0.00024577 | 0.01638% | 7.0342 | 1.5 | 7.999% | 33.23% | 47.5% | 57.5% |  |  | 100% | 15% | 9 | 5% | 1.196 | 0.1794 | 5.8382 | 0.87573
Glass-Medium Off-ElecHt-codet to veat-New | Glass | ElecHt-Medium Off-New | Glass-New | ElecHt | tint base | codet to veat | Medium Off | New | ExCOMM | 0.00042676 | 9.1003e-05 | 0.006067% | 0.00054214 | 0.00011561 | 0.007707% | 7.0342 | 1.5 | 6.094% | 37.39% | 47.5% | 35.5% |  |  | 100% | 15% | 9 | 5% | 1.196 | 0.1794 | 5.8382 | 0.87573
Glass-Small Off-ElecHt-codet to veat-New | Glass | ElecHt-Small Off-New | Glass-New | ElecHt | tint base | codet to veat | Small Off | New | ExCOMM | 0.00048754 | 0.0001435 | 0.009567% | 0.00025113 | 7.3918e-05 | 0.004928% | 5.0962 | 1.5 | 4.952% | 56.49% | 29.1% | 12% |  |  | 96% | 15% | 9 | 19% | 1.816 | 0.2724 | 3.3529 | 0.50293
Glass-Big Box-ElecHt-codet to veat-New | Glass | ElecHt-Big Box-New | Glass-New | ElecHt | tint base | codet to veat | Big Box | New | ExCOMM | 1.461e-05 | 3.1091e-06 | 0.0002073% | 5.7716e-06 | 1.2282e-06 | 8.188e-05% | 7.0487 | 1.5 | 7.329% | 49.62% | 19.6% | 4.75% |  |  | 89.36% | 1% | 9 | 12% | 3.165 | 0.03165 | 4.2204 | 0.042204
Glass-Small Box-ElecHt-codet to veat-New | Glass | ElecHt-Small Box-New | Glass-New | ElecHt | tint base | codet to veat | Small Box | New | ExCOMM | 0.00010423 | 4.9242e-05 | 0.003283% | 4.1597e-05 | 1.9652e-05 | 0.00131% | 3.1751 | 1.5 | 4.691% | 49.11% | 19.6% | 15% |  |  | 88.49% | 5% | 9 | 19% | 0.541 | 0.02705 | 2.6964 | 0.13482
Glass-High End-ElecHt-codet to veat-New | Glass | ElecHt-High End-New | Glass-New | ElecHt | tint base | codet to veat | High End | New | ExCOMM | 6.7786e-05 | 3.2173e-05 | 0.002145% | 2.122e-05 | 1.0071e-05 | 0.0006714% | 3.1604 | 1.5 | 1.173% | 62.61% | 19.6% | 10.25% |  |  | 85.77% | 15% | 9 | 19% | 0.541 | 0.08115 | 2.6964 | 0.40445
Glass-Anchor-ElecHt-codet to veat-New | Glass | ElecHt-Anchor-New | Glass-New | ElecHt | tint base | codet to veat | Anchor | New | ExCOMM | 1.5435e-05 | 3.2897e-06 | 0.0002193% | 6.8243e-06 | 1.4545e-06 | 9.697e-05% | 7.0379 | 1.5 | 1.466% | 44.33% | 19.6% | 22.5% |  |  | 89.02% | 3% | 9 | 5% | 3.165 | 0.09495 | 4.2204 | 0.12661
Glass-K-12-ElecHt-codet to veat-New | Glass | ElecHt-K-12-New | Glass-New | ElecHt | tint base | codet to veat | K-12 | New | ExCOMM | 1.7434e-05 | 1.1395e-05 | 0.0007597% | 5.7827e-05 | 3.7797e-05 | 0.00252% | 2.2949 | 1.5 | 6.289% | 22.19% | 73.6% | 5.73% |  |  | 75% | 5% | 9 | 19% | 0.1525 | 0.007625 | 2.1805 | 0.10903
Glass-University-ElecHt-codet to veat-New | Glass | ElecHt-University-New | Glass-New | ElecHt | tint base | codet to veat | University | New | ExCOMM | 1.1305e-05 | 2.8106e-06 | 0.0001874% | 3.7769e-05 | 9.3894e-06 | 0.000626% | 6.0337 | 1.5 | 3.24% | 22.03% | 73.6% | 7.5% |  |  | 95% | 7% | 9 | 5% | 0.9166 | 0.064162 | 5.163 | 0.36141
Glass-Warehouse-ElecHt-codet to veat-New | Glass | ElecHt-Warehouse-New | Glass-New | ElecHt | tint base | codet to veat | Warehouse | New | ExCOMM | 1.757e-09 | 2.0273e-05 | 0.001352% | 8.1068e-10 | 9.354e-06 | 0.0006236% | 0.00013 | 1.5 | 16.51% | 42.48% | 19.6% | 3.38% |  |  | 30% | 3% | 9 | 19% | 0.0001 | 3e-06 | 0.0001 | 3e-06
Glass-Supermarket-ElecHt-codet to veat-New | Glass | ElecHt-Supermarket-New | Glass-New | ElecHt | tint base | codet to veat | Supermarket | New | ExCOMM | 2.3791e-06 | 1.3104e-06 | 8.736e-05% | 2.749e-06 | 1.5142e-06 | 0.0001009% | 2.7233 | 1.5 | 0.421% | 41.11% | 47.5% | 8.855% |  |  | 95% | 3% | 9 | 19% | 1.139 | 0.03417 | 1.6413 | 0.049238
Glass-MIniMart-ElecHt-codet to veat-New | Glass | ElecHt-MIniMart-New | Glass-New | ElecHt | tint base | codet to veat | MIniMart | New | ExCOMM | 7.418e-06 | 4.129e-06 | 0.0002753% | 2.324e-06 | 1.2936e-06 | 8.624e-05% | 2.6948 | 1.5 | 0.5146% | 62.56% | 19.6% | 3% |  |  | 92.5% | 15% | 9 | 19% | 1.139 | 0.17085 | 1.6413 | 0.24619
Glass-Restaurant-ElecHt-codet to veat-New | Glass | ElecHt-Restaurant-New | Glass-New | ElecHt | tint base | codet to veat | Restaurant | New | ExCOMM | 3.9496e-05 | 1.8825e-05 | 0.001255% | 1.2485e-05 | 5.9505e-06 | 0.0003967% | 3.1472 | 1.5 | 0.8735% | 62% | 19.6% | 6.775% |  |  | 92.5% | 18% | 9 | 19% | 1.628 | 0.29304 | 1.6413 | 0.29543
Glass-Lodging-ElecHt-codet to veat-New | Glass | ElecHt-Lodging-New | Glass-New | ElecHt | tint base | codet to veat | Lodging | New | ExCOMM | 0.00090145 | 0.00033315 | 0.02221% | 0.00029804 | 0.00011015 | 0.007343% | 4.0587 | 1.5 | 5.332% | 59.28% | 19.6% | 46.23% |  |  | 95% | 8% | 9 | 19% | 1.0988 | 0.087907 | 3.0148 | 0.24119
Glass-Hospital-ElecHt-codet to veat-New | Glass | ElecHt-Hospital-New | Glass-New | ElecHt | tint base | codet to veat | Hospital | New | ExCOMM | 4.4834e-06 | 9.6816e-07 | 6.454e-05% | 1.5306e-05 | 3.3053e-06 | 0.0002204% | 6.9463 | 1.5 | 2.495% | 21.56% | 73.6% | 3% |  |  | 95% | 8% | 9 | 5% | 1.3885 | 0.11108 | 5.6272 | 0.45018
Glass-OtherHealth-ElecHt-codet to veat-New | Glass | ElecHt-OtherHealth-New | Glass-New | ElecHt | tint base | codet to veat | OtherHealth | New | ExCOMM | 5.2433e-05 | 1.1369e-05 | 0.0007579% | 0.0001793 | 3.8877e-05 | 0.002592% | 6.9181 | 1.5 | 4.633% | 21.52% | 73.6% | 5% |  |  | 95% | 8% | 9 | 19% | 1.581 | 0.12648 | 5.4162 | 0.43329
Glass-Other-ElecHt-codet to veat-New | Glass | ElecHt-Other-New | Glass-New | ElecHt | tint base | codet to veat | Other | New | ExCOMM | 0.00031551 | 0.00012691 | 0.008461% | 0.00016195 | 6.5144e-05 | 0.004343% | 3.7291 | 1.5 | 25.98% | 55.52% | 28.5% | 8.145% |  |  | 65% | 6% | 9 | 12% | 1.0988 | 0.06593 | 3.0148 | 0.18089
Glass-Large Off-GasHt-codet to vet-NR | Glass | GasHt-Large Off-NR | Glass-NR | GasHt | tint base | codet to vet | Large Off | NR | SmComCAC | 8.8207e-06 | 1.7502e-06 | 0.00035% | 0.001655% | 0.0003283% | 0.0006567% | 2.52 | 0.5 | 7.999% | 25.32% | 47.5% |  |  | 38.41% | 87.35% | 15% | 20 | 0.3% | 2.885 | 0.43275 |  | 0 | 0.196 | -0.08849 | -0.013273 | -3.0974e-07
Glass-Medium Off-GasHt-codet to vet-NR | Glass | GasHt-Medium Off-NR | Glass-NR | GasHt | tint base | codet to vet | Medium Off | NR | SmComCAC | 8.5688e-06 | 1.9202e-06 | 0.000384% | 0.001429% | 0.0003202% | 0.0006403% | 2.2312 | 0.5 | 6.094% | 28.49% | 47.5% |  |  | 49.16% | 77.34% | 15% | 20 | 0.3% | 2.885 | 0.43275 |  | 0 | 0.196 | -0.08849 | -0.013273 | -3.3984e-07
Glass-Small Off-GasHt-codet to vet-NR | Glass | GasHt-Small Off-NR | Glass-NR | GasHt | tint base | codet to vet | Small Off | NR | SmComCAC | 1.4844e-05 | 3.964e-06 | 0.0007928% | 0.0006777% | 0.000181% | 0.0003619% | 1.8724 | 0.5 | 4.952% | 63.74% | 29.1% |  |  | 55.82% | 84.69% | 15% | 20 | 0.3% | 2.211 | 0.33165 |  | 0 | 0.111 | -0.050114 | -0.0075171 | -3.973e-07
Glass-Big Box-GasHt-codet to vet-NR | Glass | GasHt-Big Box-NR | Glass-NR | GasHt | tint base | codet to vet | Big Box | NR | SmComCAC | 8.8248e-07 | 4.1873e-07 | 8.375e-05% | 3.504e-05% | 1.662e-05% | 3.325e-05% | 1.0538 | 0.5 | 7.329% | 49.37% | 19.6% |  |  | 77.15% | 78.22% | 1% | 20 | 0.3% | 1.3473 | 0.013473 |  | 0 | 0.11713 | -0.052879 | -0.00052879 | -4.4284e-08
Glass-Small Box-GasHt-codet to vet-NR | Glass | GasHt-Small Box-NR | Glass-NR | GasHt | tint base | codet to vet | Small Box | NR | SmComCAC | 1.2425e-06 | 1.1582e-06 | 0.0002316% | 4.983e-05% | 4.645e-05% | 9.29e-05% | 0.5364 | 0.5 | 4.691% | 48.87% | 19.6% |  |  | 67.37% | 59.08% | 5% | 20 | 0.3% | 0.908 | 0.0454 |  | 0 | 0.065 | -0.029346 | -0.0014673 | -6.7976e-08
Glass-High End-GasHt-codet to vet-NR | Glass | GasHt-High End-NR | Glass-NR | GasHt | tint base | codet to vet | High End | NR | SmComCAC | 1.2428e-06 | 1.2172e-06 | 0.0002434% | 3.91e-05% | 3.829e-05% | 7.659e-05% | 0.51053 | 0.5 | 1.173% | 62.3% | 19.6% |  |  | 74.05% | 56.23% | 15% | 20 | 0.3% | 0.908 | 0.1362 |  | 0 | 0.065 | -0.029346 | -0.0044019 | -7.1438e-08
Glass-Anchor-GasHt-codet to vet-NR | Glass | GasHt-Anchor-NR | Glass-NR | GasHt | tint base | codet to vet | Anchor | NR | SmComCAC | 1.9396e-07 | 9.2034e-08 | 1.841e-05% | 1.379e-05% | 6.543e-06% | 1.309e-05% | 1.0537 | 0.5 | 1.466% | 27.57% | 19.6% |  |  | 50.61% | 78.21% | 3% | 20 | 0.3% | 1.3473 | 0.040418 |  | 0 | 0.11713 | -0.052879 | -0.0015864 | -9.7334e-09
Glass-K-12-GasHt-codet to vet-NR | Glass | GasHt-K-12-NR | Glass-NR | GasHt | tint base | codet to vet | K-12 | NR | SmComCAC | 3.6663e-07 | 2.6543e-06 | 0.0005309% | 4.013e-05% | 0.0002905% | 0.0005811% | 0.069064 | 0.5 | 6.289% | 67.24% | 73.6% |  |  | 83.68% | 48.81% | 5% | 20 | 0.3% | 0.1415 | 0.007075 |  | 0 | 0.0835 | -0.037698 | -0.0018849 | -2.0013e-07
Glass-University-GasHt-codet to vet-NR | Glass | GasHt-University-NR | Glass-NR | GasHt | tint base | codet to vet | University | NR | SmComCAC | 2.7103e-06 | 1.1558e-06 | 0.0002312% | 0.0004781% | 0.0002039% | 0.0004077% | 1.1725 | 0.5 | 3.24% | 41.73% | 73.6% |  |  | 81.42% | 80.03% | 7% | 20 | 0.3% | 1.465 | 0.10255 |  | 0 | 0.1984 | -0.089573 | -0.0062701 | -2.0705e-07
Glass-Warehouse-GasHt-codet to vet-NR | Glass | GasHt-Warehouse-NR | Glass-NR | GasHt | tint base | codet to vet | Warehouse | NR | SmComCAC | 2.2433e-06 | 2.5197e-06 | 0.0005039% | 0.000104% | 0.0001168% | 0.0002337% | 0.44515 | 0.5 | 16.51% | 42.27% | 19.6% |  |  | 80.22% | 22.52% | 3% | 20 | 0.3% | 1.977 | 0.05931 |  | 0 | 0.024 | -0.010835 | -0.00032506 | -5.4605e-08
Glass-Supermarket-GasHt-codet to vet-NR | Glass | GasHt-Supermarket-NR | Glass-NR | GasHt | tint base | codet to vet | Supermarket | NR | SmComCAC | 1.246e-07 | 5.0672e-08 | 1.013e-05% | 1.512e-05% | 6.148e-06% | 1.23e-05% | 1.2295 | 0.5 | 0.421% | 39.15% | 47.5% |  |  | 68.31% | 91.26% | 3% | 20 | 0.3% | 1.3473 | 0.040418 |  | 0 | 0.11713 | -0.052879 | -0.0015864 | -5.359e-09
Glass-MIniMart-GasHt-codet to vet-NR | Glass | GasHt-MIniMart-NR | Glass-NR | GasHt | tint base | codet to vet | MIniMart | NR | SmComCAC | 5.9713e-07 | 3.6512e-07 | 7.302e-05% | 3.008e-05% | 1.839e-05% | 3.679e-05% | 0.81772 | 0.5 | 0.5146% | 38.91% | 19.6% |  |  | 81.05% | 60.7% | 15% | 20 | 0.3% | 1.3473 | 0.20209 |  | 0 | 0.11713 | -0.052879 | -0.0079319 | -3.8615e-08
Glass-Restaurant-GasHt-codet to vet-NR | Glass | GasHt-Restaurant-NR | Glass-NR | GasHt | tint base | codet to vet | Restaurant | NR | SmComCAC | 2.4023e-06 | 1.1783e-06 | 0.0002357% | 7.632e-05% | 3.743e-05% | 7.487e-05% | 1.0194 | 0.5 | 0.8735% | 61.7% | 19.6% |  |  | 80.98% | 75.66% | 18% | 20 | 0.3% | 1.3473 | 0.2425 |  | 0 | 0.11713 | -0.052879 | -0.0095183 | -1.2462e-07
Glass-Lodging-GasHt-codet to vet-NR | Glass | GasHt-Lodging-NR | Glass-NR | GasHt | tint base | codet to vet | Lodging | NR | SmComCAC | 3.203e-06 | 1.394e-06 | 0.0002788% | 0.0001064% | 4.632e-05% | 9.264e-05% | 1.1488 | 0.5 | 5.332% | 58.99% | 19.6% |  |  | 36.94% | 85.27% | 8% | 20 | 0.3% | 1.3473 | 0.10778 |  | 0 | 0.11713 | -0.052879 | -0.0042304 | -1.4743e-07
Glass-Hospital-GasHt-codet to vet-NR | Glass | GasHt-Hospital-NR | Glass-NR | GasHt | tint base | codet to vet | Hospital | NR | SmComCAC | 4.1488e-06 | 1.1735e-06 | 0.0002347% | 0.0007479% | 0.0002115% | 0.0004231% | 1.7677 | 0.5 | 2.495% | 40.83% | 73.6% |  |  | 96% | 91.26% | 8% | 20 | 0.3% | 1.937 | 0.15496 |  | 0 | 0.231 | -0.10429 | -0.0083433 | -2.4478e-07
Glass-OtherHealth-GasHt-codet to vet-NR | Glass | GasHt-OtherHealth-NR | Glass-NR | GasHt | tint base | codet to vet | OtherHealth | NR | SmComCAC | 3.885e-06 | 2.1882e-06 | 0.0004376% | 0.0004384% | 0.0002469% | 0.0004939% | 0.88774 | 0.5 | 4.633% | 65.22% | 73.6% |  |  | 60.34% | 89.76% | 8% | 20 | 0.3% | 0.989 | 0.07912 |  | 0 | 0.266 | -0.12009 | -0.0096075 | -5.2557e-07
Glass-Other-GasHt-codet to vet-NR | Glass | GasHt-Other-NR | Glass-NR | GasHt | tint base | codet to vet | Other | NR | SmComCAC | 7.757e-06 | 6.7657e-06 | 0.001353% | 0.0005694% | 0.0004966% | 0.0009932% | 0.57325 | 0.5 | 25.98% | 38.83% | 28.5% |  |  | 74.51% | 42.55% | 6% | 20 | 0.3% | 1.3473 | 0.080835 |  | 0 | 0.11713 | -0.052879 | -0.0031728 | -7.1554e-07
Glass-Large Off-GasHt-codet to veat-NR | Glass | GasHt-Large Off-NR | Glass-NR | GasHt | tint base | codet to veat | Large Off | NR | SmComCAC | 0.00015246 | 8.7508e-05 | 0.005834% | 0.0286% | 0.01642% | 0.01094% | 2.6134 | 1.5 | 7.999% | 25.32% | 47.5% |  |  | 38.41% | 87.35% | 15% | 19 | 5% | 2.992 | 0.4488 |  | 0 | 0.257 | -0.11603 | -0.017404 | -6.769e-06
Glass-Medium Off-GasHt-codet to veat-NR | Glass | GasHt-Medium Off-NR | Glass-NR | GasHt | tint base | codet to veat | Medium Off | NR | SmComCAC | 0.00014811 | 9.6012e-05 | 0.006401% | 0.0247% | 0.01601% | 0.01067% | 2.3139 | 1.5 | 6.094% | 28.49% | 47.5% |  |  | 49.16% | 77.34% | 15% | 19 | 5% | 2.992 | 0.4488 |  | 0 | 0.257 | -0.11603 | -0.017404 | -7.4268e-06
Glass-Small Off-GasHt-codet to veat-NR | Glass | GasHt-Small Off-NR | Glass-NR | GasHt | tint base | codet to veat | Small Off | NR | SmComCAC | 0.00087296 | 0.00075315 | 0.05021% | 0.03985% | 0.03438% | 0.02292% | 1.7386 | 1.5 | 4.952% | 63.74% | 29.1% |  |  | 55.82% | 84.69% | 15% | 19 | 19% | 2.053 | 0.30795 |  | 0 | 0.17 | -0.076751 | -0.011513 | -3.8537e-05
Glass-Big Box-GasHt-codet to veat-NR | Glass | GasHt-Big Box-NR | Glass-NR | GasHt | tint base | codet to veat | Big Box | NR | SmComCAC | 3.4982e-05 | 5.0247e-05 | 0.00335% | 0.001389% | 0.001995% | 0.00133% | 1.0443 | 1.5 | 7.329% | 49.37% | 19.6% |  |  | 77.15% | 78.22% | 1% | 19 | 12% | 1.3351 | 0.013351 |  | 0 | 0.16875 | -0.076187 | -0.00076187 | -2.5521e-06
Glass-Small Box-GasHt-codet to veat-NR | Glass | GasHt-Small Box-NR | Glass-NR | GasHt | tint base | codet to veat | Small Box | NR | SmComCAC | 6.8638e-05 | 0.00022005 | 0.01467% | 0.002753% | 0.008826% | 0.005884% | 0.46788 | 1.5 | 4.691% | 48.87% | 19.6% |  |  | 67.37% | 59.08% | 5% | 19 | 19% | 0.792 | 0.0396 |  | 0 | 0.105 | -0.047405 | -0.0023703 | -6.9544e-06
Glass-High End-GasHt-codet to veat-NR | Glass | GasHt-High End-NR | Glass-NR | GasHt | tint base | codet to veat | High End | NR | SmComCAC | 6.8655e-05 | 0.00023126 | 0.01542% | 0.00216% | 0.007276% | 0.00485% | 0.44531 | 1.5 | 1.173% | 62.3% | 19.6% |  |  | 74.05% | 56.23% | 15% | 19 | 19% | 0.792 | 0.1188 |  | 0 | 0.105 | -0.047405 | -0.0071108 | -7.3086e-06
Glass-Anchor-GasHt-codet to veat-NR | Glass | GasHt-Anchor-NR | Glass-NR | GasHt | tint base | codet to veat | Anchor | NR | SmComCAC | 3.2036e-06 | 4.6017e-06 | 0.0003068% | 0.0002278% | 0.0003272% | 0.0002181% | 1.0443 | 1.5 | 1.466% | 27.57% | 19.6% |  |  | 50.61% | 78.21% | 3% | 19 | 5% | 1.3351 | 0.040054 |  | 0 | 0.16875 | -0.076187 | -0.0022856 | -2.3373e-07
Glass-K-12-GasHt-codet to veat-NR | Glass | GasHt-K-12-NR | Glass-NR | GasHt | tint base | codet to veat | K-12 | NR | SmComCAC | 3.1343e-05 | 0.00050432 | 0.03362% | 0.003431% | 0.0552% | 0.0368% | 0.093224 | 1.5 | 6.289% | 67.24% | 73.6% |  |  | 83.68% | 48.81% | 5% | 19 | 19% | 0.191 | 0.00955 |  | 0 | 0.1175 | -0.053049 | -0.0026524 | -1.7836e-05
Glass-University-GasHt-codet to veat-NR | Glass | GasHt-University-NR | Glass-NR | GasHt | tint base | codet to veat | University | NR | SmComCAC | 4.8088e-05 | 5.7789e-05 | 0.003853% | 0.008482% | 0.01019% | 0.006796% | 1.2482 | 1.5 | 3.24% | 41.73% | 73.6% |  |  | 81.42% | 80.03% | 7% | 19 | 5% | 1.5596 | 0.10917 |  | 0 | 0.2646 | -0.11946 | -0.0083623 | -4.6024e-06
Glass-Warehouse-GasHt-codet to veat-NR | Glass | GasHt-Warehouse-NR | Glass-NR | GasHt | tint base | codet to veat | Warehouse | NR | SmComCAC | 0.00014208 | 0.00047875 | 0.03192% | 0.006588% | 0.0222% | 0.0148% | 0.44515 | 1.5 | 16.51% | 42.27% | 19.6% |  |  | 80.22% | 22.52% | 3% | 19 | 19% | 1.977 | 0.05931 |  | 0 | 0.052 | -0.023477 | -0.00070431 | -7.493e-06
Glass-Supermarket-GasHt-codet to veat-NR | Glass | GasHt-Supermarket-NR | Glass-NR | GasHt | tint base | codet to veat | Supermarket | NR | SmComCAC | 7.8204e-06 | 9.6277e-06 | 0.0006418% | 0.0009488% | 0.001168% | 0.0007787% | 1.2184 | 1.5 | 0.421% | 39.15% | 47.5% |  |  | 68.31% | 91.26% | 3% | 19 | 19% | 1.3351 | 0.040054 |  | 0 | 0.16875 | -0.076187 | -0.0022856 | -4.8901e-07
Glass-MIniMart-GasHt-codet to veat-NR | Glass | GasHt-MIniMart-NR | Glass-NR | GasHt | tint base | codet to veat | MIniMart | NR | SmComCAC | 3.7478e-05 | 6.9373e-05 | 0.004625% | 0.001888% | 0.003495% | 0.00233% | 0.81036 | 1.5 | 0.5146% | 38.91% | 19.6% |  |  | 81.05% | 60.7% | 15% | 19 | 19% | 1.3351 | 0.20027 |  | 0 | 0.16875 | -0.076187 | -0.011428 | -3.5235e-06
Glass-Restaurant-GasHt-codet to veat-NR | Glass | GasHt-Restaurant-NR | Glass-NR | GasHt | tint base | codet to veat | Restaurant | NR | SmComCAC | 0.00015078 | 0.00022388 | 0.01493% | 0.00479% | 0.007112% | 0.004742% | 1.0102 | 1.5 | 0.8735% | 61.7% | 19.6% |  |  | 80.98% | 75.66% | 18% | 19 | 19% | 1.3351 | 0.24032 |  | 0 | 0.16875 | -0.076187 | -0.013714 | -1.1371e-05
Glass-Lodging-GasHt-codet to veat-NR | Glass | GasHt-Lodging-NR | Glass-NR | GasHt | tint base | codet to veat | Lodging | NR | SmComCAC | 0.00020103 | 0.00026487 | 0.01766% | 0.00668% | 0.008801% | 0.005867% | 1.1385 | 1.5 | 5.332% | 58.99% | 19.6% |  |  | 36.94% | 85.27% | 8% | 19 | 19% | 1.3351 | 0.10681 |  | 0 | 0.16875 | -0.076187 | -0.006095 | -1.3453e-05
Glass-Hospital-GasHt-codet to veat-NR | Glass | GasHt-Hospital-NR | Glass-NR | GasHt | tint base | codet to veat | Hospital | NR | SmComCAC | 7.2146e-05 | 5.8676e-05 | 0.003912% | 0.013% | 0.01058% | 0.007051% | 1.8443 | 1.5 | 2.495% | 40.83% | 73.6% |  |  | 96% | 91.26% | 8% | 19 | 5% | 2.021 | 0.16168 |  | 0 | 0.298 | -0.13454 | -0.010763 | -5.2629e-06
Glass-OtherHealth-GasHt-codet to veat-NR | Glass | GasHt-OtherHealth-NR | Glass-NR | GasHt | tint base | codet to veat | OtherHealth | NR | SmComCAC | 0.00026123 | 0.00041575 | 0.02772% | 0.02948% | 0.04692% | 0.03128% | 0.9425 | 1.5 | 4.633% | 65.22% | 73.6% |  |  | 60.34% | 89.76% | 8% | 19 | 19% | 1.05 | 0.084 |  | 0 | 0.339 | -0.15305 | -0.012244 | -4.2421e-05
Glass-Other-GasHt-codet to veat-NR | Glass | GasHt-Other-NR | Glass-NR | GasHt | tint base | codet to veat | Other | NR | SmComCAC | 0.00030749 | 0.00081189 | 0.05413% | 0.02257% | 0.05959% | 0.03973% | 0.56809 | 1.5 | 25.98% | 38.83% | 28.5% |  |  | 74.51% | 42.55% | 6% | 19 | 12% | 1.3351 | 0.080107 |  | 0 | 0.16875 | -0.076187 | -0.0045712 | -4.1237e-05
Glass-Large Off-GasHt-codet to vet-New | Glass | GasHt-Large Off-New | Glass-New | GasHt | tint base | codet to vet | Large Off | New | SmComCAC | 5.7932e-06 | 2.2971e-06 | 0.0004594% | 8.2804e-06 | 3.2833e-06 | 0.0006567% | 1.261 | 0.5 | 7.999% | 33.23% | 47.5% |  |  | 38.41% | 100% | 15% | 10 | 0.3% | 1.261 | 0.18915 |  | 0 | 0.192 | -0.086684 | -0.013003 | -3.9824e-07 | -5.6921e-07
Glass-Medium Off-GasHt-codet to vet-New | Glass | GasHt-Medium Off-New | Glass-New | GasHt | tint base | codet to vet | Medium Off | New | SmComCAC | 6.3562e-06 | 2.5203e-06 | 0.0005041% | 8.0748e-06 | 3.2017e-06 | 0.0006403% | 1.261 | 0.5 | 6.094% | 37.39% | 47.5% |  |  | 49.16% | 100% | 15% | 10 | 0.3% | 1.261 | 0.18915 |  | 0 | 0.192 | -0.086684 | -0.013003 | -4.3694e-07 | -5.5508e-07
Glass-Small Off-GasHt-codet to vet-New | Glass | GasHt-Small Off-New | Glass-New | GasHt | tint base | codet to vet | Small Off | New | SmComCAC | 1.3315e-05 | 3.5131e-06 | 0.0007026% | 6.8585e-06 | 1.8096e-06 | 0.0003619% | 1.895 | 0.5 | 4.952% | 56.49% | 29.1% |  |  | 55.82% | 96% | 15% | 10 | 0.3% | 1.974 | 0.2961 |  | 0 | 0.089 | -0.040182 | -0.0060272 | -2.8232e-07 | -1.4542e-07
Glass-Big Box-GasHt-codet to vet-New | Glass | GasHt-Big Box-New | Glass-New | GasHt | tint base | codet to vet | Big Box | New | SmComCAC | 2.3128e-06 | 4.2082e-07 | 8.416e-05% | 9.1364e-07 | 1.6624e-07 | 3.325e-05% | 2.7479 | 0.5 | 7.329% | 49.62% | 19.6% |  |  | 77.15% | 89.36% | 1% | 10 | 0.3% | 3.075 | 0.03075 |  | 0 | 0.147 | -0.066367 | -0.00066367 | -5.5858e-08 | -2.2066e-08
Glass-Small Box-GasHt-codet to vet-New | Glass | GasHt-Small Box-New | Glass-New | GasHt | tint base | codet to vet | Small Box | New | SmComCAC | 1.2731e-06 | 1.164e-06 | 0.0002328% | 5.0807e-07 | 4.6452e-07 | 9.29e-05% | 0.54687 | 0.5 | 4.691% | 49.11% | 19.6% |  |  | 67.37% | 88.49% | 5% | 10 | 0.3% | 0.618 | 0.0309 |  | 0 | 0.072 | -0.032506 | -0.0016253 | -7.5673e-08 | -3.02e-08
Glass-High End-GasHt-codet to vet-New | Glass | GasHt-High End-New | Glass-New | GasHt | tint base | codet to vet | High End | New | SmComCAC | 1.2968e-06 | 1.2232e-06 | 0.0002446% | 4.0597e-07 | 3.8293e-07 | 7.659e-05% | 0.53008 | 0.5 | 1.173% | 62.61% | 19.6% |  |  | 74.05% | 85.77% | 15% | 10 | 0.3% | 0.618 | 0.0927 |  | 0 | 0.072 | -0.032506 | -0.004876 | -7.9527e-08 | -2.4895e-08
Glass-Anchor-GasHt-codet to vet-New | Glass | GasHt-Anchor-New | Glass-New | GasHt | tint base | codet to vet | Anchor | New | SmComCAC | 8.1021e-07 | 1.4799e-07 | 2.96e-05% | 3.5822e-07 | 6.5432e-08 | 1.309e-05% | 2.7374 | 0.5 | 1.466% | 44.33% | 19.6% |  |  | 50.61% | 89.02% | 3% | 10 | 0.3% | 3.075 | 0.09225 |  | 0 | 0.147 | -0.066367 | -0.001991 | -1.9644e-08 | -8.685e-09
Glass-K-12-GasHt-codet to vet-New | Glass | GasHt-K-12-New | Glass-New | GasHt | tint base | codet to vet | K-12 | New | SmComCAC | 1.4321e-07 | 8.7592e-07 | 0.0001752% | 4.7502e-07 | 2.9053e-06 | 0.0005811% | 0.08175 | 0.5 | 6.289% | 22.19% | 73.6% |  |  | 83.68% | 75% | 5% | 10 | 0.3% | 0.109 | 0.00545 |  | 0 | 0.0635 | -0.028669 | -0.0014334 | -5.0223e-08 | -1.6658e-07
Glass-University-GasHt-codet to vet-New | Glass | GasHt-University-New | Glass-New | GasHt | tint base | codet to vet | University | New | SmComCAC | 1.0157e-06 | 6.1025e-07 | 0.0001221% | 3.3932e-06 | 2.0387e-06 | 0.0004077% | 0.8322 | 0.5 | 3.24% | 22.03% | 73.6% |  |  | 81.42% | 95% | 7% | 10 | 0.3% | 0.876 | 0.06132 |  | 0 | 0.1616 | -0.072959 | -0.0051071 | -8.9047e-08 | -2.9749e-07
Glass-Warehouse-GasHt-codet to vet-New | Glass | GasHt-Warehouse-New | Glass-New | GasHt | tint base | codet to vet | Warehouse | New | SmComCAC | 1.5194e-10 | 2.5323e-06 | 0.0005065% | 7.0106e-11 | 1.1684e-06 | 0.0002337% | 3e-05 | 0.5 | 16.51% | 42.48% | 19.6% |  |  | 80.22% | 30% | 3% | 10 | 0.3% | 0.0001 | 3e-06 |  | 0 | 0.0001 | -4.5148e-05 | -1.3544e-06 | -2.2866e-10 | -1.055e-10
Glass-Supermarket-GasHt-codet to vet-New | Glass | GasHt-Supermarket-New | Glass-New | GasHt | tint base | codet to vet | Supermarket | New | SmComCAC | 9.0881e-08 | 5.3206e-08 | 1.064e-05% | 1.0501e-07 | 6.1479e-08 | 1.23e-05% | 0.85405 | 0.5 | 0.421% | 41.11% | 47.5% |  |  | 68.31% | 95% | 3% | 10 | 0.3% | 0.899 | 0.02697 |  | 0 | 0.033 | -0.014899 | -0.00044696 | -1.5854e-09 | -1.8319e-09
Glass-MIniMart-GasHt-codet to vet-New | Glass | GasHt-MIniMart-New | Glass-New | GasHt | tint base | codet to vet | MIniMart | New | SmComCAC | 9.7646e-07 | 5.8711e-07 | 0.0001174% | 3.0591e-07 | 1.8393e-07 | 3.679e-05% | 0.83157 | 0.5 | 0.5146% | 62.56% | 19.6% |  |  | 81.05% | 92.5% | 15% | 10 | 0.3% | 0.899 | 0.13485 |  | 0 | 0.033 | -0.014899 | -0.0022348 | -1.7495e-08 | -5.4808e-09
Glass-Restaurant-GasHt-codet to vet-New | Glass | GasHt-Restaurant-New | Glass-New | GasHt | tint base | codet to vet | Restaurant | New | SmComCAC | 3.352e-06 | 1.1842e-06 | 0.0002368% | 1.0596e-06 | 3.7434e-07 | 7.487e-05% | 1.4152 | 0.5 | 0.8735% | 62% | 19.6% |  |  | 80.98% | 92.5% | 18% | 10 | 0.3% | 1.53 | 0.2754 |  | 0 | 0.037 | -0.016705 | -0.0030068 | -3.9564e-08 | -1.2506e-08
Glass-Lodging-GasHt-codet to vet-New | Glass | GasHt-Lodging-New | Glass-New | GasHt | tint base | codet to vet | Lodging | New | SmComCAC | 2.8722e-06 | 1.401e-06 | 0.0002802% | 9.4961e-07 | 4.632e-07 | 9.264e-05% | 1.0251 | 0.5 | 5.332% | 59.28% | 19.6% |  |  | 36.94% | 95% | 8% | 10 | 0.3% | 1.079 | 0.08632 |  | 0 | 0.0855 | -0.038601 | -0.0030881 | -1.0816e-07 | -3.576e-08
Glass-Hospital-GasHt-codet to vet-New | Glass | GasHt-Hospital-New | Glass-New | GasHt | tint base | codet to vet | Hospital | New | SmComCAC | 1.5793e-06 | 6.1962e-07 | 0.0001239% | 5.3918e-06 | 2.1154e-06 | 0.0004231% | 1.2744 | 0.5 | 2.495% | 21.56% | 73.6% |  |  | 96% | 95% | 8% | 10 | 0.3% | 1.3415 | 0.10732 |  | 0 | 0.181 | -0.081718 | -0.0065374 | -1.0127e-07 | -3.4573e-07
Glass-OtherHealth-GasHt-codet to vet-New | Glass | GasHt-OtherHealth-New | Glass-New | GasHt | tint base | codet to vet | OtherHealth | New | SmComCAC | 1.951e-06 | 7.2209e-07 | 0.0001444% | 6.6716e-06 | 2.4693e-06 | 0.0004939% | 1.3509 | 0.5 | 4.633% | 21.52% | 73.6% |  |  | 60.34% | 95% | 8% | 10 | 0.3% | 1.422 | 0.11376 |  | 0 | 0.17 | -0.076751 | -0.0061401 | -1.1084e-07 | -3.7905e-07
Glass-Other-GasHt-codet to vet-New | Glass | GasHt-Other-New | Glass-New | GasHt | tint base | codet to vet | Other | New | SmComCAC | 1.3571e-05 | 9.675e-06 | 0.001935% | 6.9661e-06 | 4.9662e-06 | 0.0009932% | 0.70135 | 0.5 | 25.98% | 55.52% | 28.5% |  |  | 74.51% | 65% | 6% | 10 | 0.3% | 1.079 | 0.06474 |  | 0 | 0.0855 | -0.038601 | -0.0023161 | -7.4694e-07 | -3.8341e-07
Glass-Large Off-GasHt-codet to veat-New | Glass | GasHt-Large Off-New | Glass-New | GasHt | tint base | codet to veat | Large Off | New | SmComCAC | 9.1577e-05 | 0.00011485 | 0.007657% | 0.00013089 | 0.00016416 | 0.01094% | 1.196 | 1.5 | 7.999% | 33.23% | 47.5% |  |  | 38.41% | 100% | 15% | 9 | 5% | 1.196 | 0.1794 |  | 0 | 0.249 | -0.11242 | -0.016863 | -8.6078e-06 | -1.2303e-05
Glass-Medium Off-GasHt-codet to veat-New | Glass | GasHt-Medium Off-New | Glass-New | GasHt | tint base | codet to veat | Medium Off | New | SmComCAC | 0.00010048 | 0.00012602 | 0.008401% | 0.00012764 | 0.00016009 | 0.01067% | 1.196 | 1.5 | 6.094% | 37.39% | 47.5% |  |  | 49.16% | 100% | 15% | 9 | 5% | 1.196 | 0.1794 |  | 0 | 0.249 | -0.11242 | -0.016863 | -9.4443e-06 | -1.1998e-05
Glass-Small Off-GasHt-codet to veat-New | Glass | GasHt-Small Off-New | Glass-New | GasHt | tint base | codet to veat | Small Off | New | SmComCAC | 0.00077577 | 0.00066748 | 0.0445% | 0.00039961 | 0.00034382 | 0.02292% | 1.7434 | 1.5 | 4.952% | 56.49% | 29.1% |  |  | 55.82% | 96% | 15% | 9 | 19% | 1.816 | 0.2724 |  | 0 | 0.143 | -0.064561 | -0.0096842 | -2.8729e-05 | -1.4798e-05
Glass-Big Box-GasHt-codet to veat-New | Glass | GasHt-Big Box-New | Glass-New | GasHt | tint base | codet to veat | Big Box | New | SmComCAC | 9.5218e-05 | 5.0499e-05 | 0.003367% | 3.7615e-05 | 1.9949e-05 | 0.00133% | 2.8283 | 1.5 | 7.329% | 49.62% | 19.6% |  |  | 77.15% | 89.36% | 1% | 9 | 12% | 3.165 | 0.03165 |  | 0 | 0.18 | -0.081266 | -0.00081266 | -2.7359e-06 | -1.0808e-06
Glass-Small Box-GasHt-codet to veat-New | Glass | GasHt-Small Box-New | Glass-New | GasHt | tint base | codet to veat | Small Box | New | SmComCAC | 7.0583e-05 | 0.00022115 | 0.01474% | 2.8169e-05 | 8.8259e-05 | 0.005884% | 0.47874 | 1.5 | 4.691% | 49.11% | 19.6% |  |  | 67.37% | 88.49% | 5% | 9 | 19% | 0.541 | 0.02705 |  | 0 | 0.115 | -0.05192 | -0.002596 | -7.6549e-06 | -3.0549e-06
Glass-High End-GasHt-codet to veat-New | Glass | GasHt-High End-New | Glass-New | GasHt | tint base | codet to veat | High End | New | SmComCAC | 7.19e-05 | 0.00023242 | 0.01549% | 2.2508e-05 | 7.2756e-05 | 0.00485% | 0.46404 | 1.5 | 1.173% | 62.61% | 19.6% |  |  | 74.05% | 85.77% | 15% | 9 | 19% | 0.541 | 0.08115 |  | 0 | 0.115 | -0.05192 | -0.007788 | -8.0447e-06 | -2.5183e-06
Glass-Anchor-GasHt-codet to veat-New | Glass | GasHt-Anchor-New | Glass-New | GasHt | tint base | codet to veat | Anchor | New | SmComCAC | 1.3899e-05 | 7.3995e-06 | 0.0004933% | 6.1451e-06 | 3.2716e-06 | 0.0002181% | 2.8175 | 1.5 | 1.466% | 44.33% | 19.6% |  |  | 50.61% | 89.02% | 3% | 9 | 5% | 3.165 | 0.09495 |  | 0 | 0.18 | -0.081266 | -0.002438 | -4.0089e-07 | -1.7725e-07
Glass-K-12-GasHt-codet to veat-New | Glass | GasHt-K-12-New | Glass-New | GasHt | tint base | codet to veat | K-12 | New | SmComCAC | 1.269e-05 | 0.00016642 | 0.01109% | 4.209e-05 | 0.00055201 | 0.0368% | 0.11438 | 1.5 | 6.289% | 22.19% | 73.6% |  |  | 83.68% | 75% | 5% | 9 | 19% | 0.1525 | 0.007625 |  | 0 | 0.093 | -0.041987 | -0.0020994 | -4.6585e-06 | -1.5452e-05
Glass-University-GasHt-codet to veat-New | Glass | GasHt-University-New | Glass-New | GasHt | tint base | codet to veat | University | New | SmComCAC | 1.7713e-05 | 3.0513e-05 | 0.002034% | 5.9175e-05 | 0.00010194 | 0.006796% | 0.87077 | 1.5 | 3.24% | 22.03% | 73.6% |  |  | 81.42% | 95% | 7% | 9 | 5% | 0.9166 | 0.064162 |  | 0 | 0.2202 | -0.099416 | -0.0069591 | -2.0223e-06 | -6.756e-06
Glass-Warehouse-GasHt-codet to veat-New | Glass | GasHt-Warehouse-New | Glass-New | GasHt | tint base | codet to veat | Warehouse | New | SmComCAC | 9.6229e-09 | 0.00048114 | 0.03208% | 4.4401e-09 | 0.000222 | 0.0148% | 3e-05 | 1.5 | 16.51% | 42.48% | 19.6% |  |  | 80.22% | 30% | 3% | 9 | 19% | 0.0001 | 3e-06 |  | 0 | 0.0001 | -4.5148e-05 | -1.3544e-06 | -1.4482e-08 | -6.682e-09
Glass-Supermarket-GasHt-codet to veat-New | Glass | GasHt-Supermarket-New | Glass-New | GasHt | tint base | codet to veat | Supermarket | New | SmComCAC | 7.2924e-06 | 1.0109e-05 | 0.0006739% | 8.4263e-06 | 1.1681e-05 | 0.0007787% | 1.082 | 1.5 | 0.421% | 41.11% | 47.5% |  |  | 68.31% | 95% | 3% | 9 | 19% | 1.139 | 0.03417 |  | 0 | 0.07 | -0.031603 | -0.0009481 | -2.1299e-07 | -2.4611e-07
Glass-MIniMart-GasHt-codet to veat-New | Glass | GasHt-MIniMart-New | Glass-New | GasHt | tint base | codet to veat | MIniMart | New | SmComCAC | 7.8352e-05 | 0.00011155 | 0.007437% | 2.4547e-05 | 3.4948e-05 | 0.00233% | 1.0536 | 1.5 | 0.5146% | 62.56% | 19.6% |  |  | 81.05% | 92.5% | 15% | 9 | 19% | 1.139 | 0.17085 |  | 0 | 0.07 | -0.031603 | -0.0047405 | -2.3503e-06 | -7.3631e-07
Glass-Restaurant-GasHt-codet to veat-New | Glass | GasHt-Restaurant-New | Glass-New | GasHt | tint base | codet to veat | Restaurant | New | SmComCAC | 0.00022589 | 0.000225 | 0.015% | 7.1404e-05 | 7.1124e-05 | 0.004742% | 1.5059 | 1.5 | 0.8735% | 62% | 19.6% |  |  | 80.98% | 92.5% | 18% | 9 | 19% | 1.628 | 0.29304 |  | 0 | 0.07 | -0.031603 | -0.0056886 | -4.7406e-06 | -1.4985e-06
Glass-Lodging-GasHt-codet to veat-New | Glass | GasHt-Lodging-New | Glass-New | GasHt | tint base | codet to veat | Lodging | New | SmComCAC | 0.00018525 | 0.00026619 | 0.01775% | 6.1247e-05 | 8.8008e-05 | 0.005867% | 1.0439 | 1.5 | 5.332% | 59.28% | 19.6% |  |  | 36.94% | 95% | 8% | 9 | 19% | 1.0988 | 0.087907 |  | 0 | 0.12858 | -0.058053 | -0.0046442 | -1.0302e-05 | -3.4061e-06
Glass-Hospital-GasHt-codet to veat-New | Glass | GasHt-Hospital-New | Glass-New | GasHt | tint base | codet to veat | Hospital | New | SmComCAC | 2.7244e-05 | 3.0981e-05 | 0.002065% | 9.3012e-05 | 0.00010577 | 0.007051% | 1.3191 | 1.5 | 2.495% | 21.56% | 73.6% |  |  | 96% | 95% | 8% | 9 | 5% | 1.3885 | 0.11108 |  | 0 | 0.24 | -0.10835 | -0.0086684 | -2.238e-06 | -7.6404e-06
Glass-OtherHealth-GasHt-codet to veat-New | Glass | GasHt-OtherHealth-New | Glass-New | GasHt | tint base | codet to veat | OtherHealth | New | SmComCAC | 0.00013738 | 0.0001372 | 0.009147% | 0.00046978 | 0.00046917 | 0.03128% | 1.5019 | 1.5 | 4.633% | 21.52% | 73.6% |  |  | 60.34% | 95% | 8% | 9 | 19% | 1.581 | 0.12648 |  | 0 | 0.231 | -0.10429 | -0.0083433 | -9.539e-06 | -3.262e-05
Glass-Other-GasHt-codet to veat-New | Glass | GasHt-Other-New | Glass-New | GasHt | tint base | codet to veat | Other | New | SmComCAC | 0.00055282 | 0.001161 | 0.0774% | 0.00028377 | 0.00059595 | 0.03973% | 0.71424 | 1.5 | 25.98% | 55.52% | 28.5% |  |  | 74.51% | 65% | 6% | 9 | 12% | 1.0988 | 0.06593 |  | 0 | 0.12858 | -0.058053 | -0.0034832 | -4.4933e-05 | -2.3064e-05
Glass-Large Off-HtPmpHt-codet to vet-NR | Glass | HtPmpHt-Large Off-NR | Glass-NR | HtPmpHt | tint base | codet to vet | Large Off | NR | ExCOMM | 5.6405e-06 | 9.4729e-07 | 0.0001895% | 0.001058% | 0.0001777% | 0.0003554% | 2.9772 | 0.5 | 7.999% | 25.32% | 47.5% |  | 20.79% |  | 87.35% | 15% | 20 | 0.3% | 2.885 | 0.43275 | 0.45721 | 0.068581
Glass-Medium Off-HtPmpHt-codet to vet-NR | Glass | HtPmpHt-Medium Off-NR | Glass-NR | HtPmpHt | tint base | codet to vet | Medium Off | NR | ExCOMM | 5.3832e-06 | 1.0012e-06 | 0.0002002% | 0.0008976% | 0.0001669% | 0.0003339% | 2.6884 | 0.5 | 6.094% | 28.49% | 47.5% |  | 25.63% |  | 77.34% | 15% | 20 | 0.3% | 2.885 | 0.43275 | 0.45721 | 0.068581
Glass-Small Off-HtPmpHt-codet to vet-NR | Glass | HtPmpHt-Small Off-NR | Glass-NR | HtPmpHt | tint base | codet to vet | Small Off | NR | ExCOMM | 5.262e-06 | 1.6296e-06 | 0.0003259% | 0.0002402% | 7.439e-05% | 0.0001488% | 1.6145 | 0.5 | 4.952% | 63.74% | 29.1% |  | 22.95% |  | 84.69% | 15% | 20 | 0.3% | 2.211 | 0.33165 | -0.25791 | -0.038687
Glass-Big Box-HtPmpHt-codet to vet-NR | Glass | HtPmpHt-Big Box-NR | Glass-NR | HtPmpHt | tint base | codet to vet | Big Box | NR | ExCOMM | 2.2819e-07 | 1.1274e-07 | 2.255e-05% | 9.06e-06% | 4.476e-06% | 8.952e-06% | 1.0121 | 0.5 | 7.329% | 49.37% | 19.6% |  | 20.77% |  | 78.22% | 1% | 20 | 0.3% | 1.3473 | 0.013473 | -0.041683 | -0.00041683
Glass-Small Box-HtPmpHt-codet to vet-NR | Glass | HtPmpHt-Small Box-NR | Glass-NR | HtPmpHt | tint base | codet to vet | Small Box | NR | ExCOMM | 1.2109e-07 | 2.3739e-07 | 4.748e-05% | 4.857e-06% | 9.521e-06% | 1.904e-05% | 0.25504 | 0.5 | 4.691% | 48.87% | 19.6% |  | 13.81% |  | 59.08% | 5% | 20 | 0.3% | 0.908 | 0.0454 | -0.28136 | -0.014068
Glass-High End-HtPmpHt-codet to vet-NR | Glass | HtPmpHt-High End-NR | Glass-NR | HtPmpHt | tint base | codet to vet | High End | NR | ExCOMM | 7e-08 | 1.5272e-07 | 3.054e-05% | 2.202e-06% | 4.805e-06% | 9.61e-06% | 0.22917 | 0.5 | 1.173% | 62.3% | 19.6% |  | 9.291% |  | 56.23% | 15% | 20 | 0.3% | 0.908 | 0.1362 | -0.28136 | -0.042204
Glass-Anchor-HtPmpHt-codet to vet-NR | Glass | HtPmpHt-Anchor-NR | Glass-NR | HtPmpHt | tint base | codet to vet | Anchor | NR | ExCOMM | 1.0601e-07 | 5.2371e-08 | 1.047e-05% | 7.536e-06% | 3.723e-06% | 7.447e-06% | 1.0121 | 0.5 | 1.466% | 27.57% | 19.6% |  | 28.8% |  | 78.21% | 3% | 20 | 0.3% | 1.3473 | 0.040418 | -0.041683 | -0.0012505
Glass-K-12-HtPmpHt-codet to vet-NR | Glass | HtPmpHt-K-12-NR | Glass-NR | HtPmpHt | tint base | codet to vet | K-12 | NR | ExCOMM | 1.1012e-07 | 3.5073e-07 | 7.015e-05% | 1.205e-05% | 3.839e-05% | 7.678e-05% | 0.15699 | 0.5 | 6.289% | 67.24% | 73.6% |  | 11.06% |  | 48.81% | 5% | 20 | 0.3% | 0.1415 | 0.007075 | 0.087925 | 0.0043962
Glass-University-HtPmpHt-codet to vet-NR | Glass | HtPmpHt-University-NR | Glass-NR | HtPmpHt | tint base | codet to vet | University | NR | ExCOMM | 4.3097e-07 | 1.3184e-07 | 2.637e-05% | 7.602e-05% | 2.326e-05% | 4.651e-05% | 1.6344 | 0.5 | 3.24% | 41.73% | 73.6% |  | 9.288% |  | 80.03% | 7% | 20 | 0.3% | 1.465 | 0.10255 | 0.4619 | 0.032333
Glass-Warehouse-HtPmpHt-codet to vet-NR | Glass | HtPmpHt-Warehouse-NR | Glass-NR | HtPmpHt | tint base | codet to vet | Warehouse | NR | ExCOMM | 1.7016e-07 | 2.7943e-07 | 5.589e-05% | 7.89e-06% | 1.296e-05% | 2.591e-05% | 0.30447 | 0.5 | 16.51% | 42.27% | 19.6% |  | 8.896% |  | 22.52% | 3% | 20 | 0.3% | 1.977 | 0.05931 | -0.14068 | -0.0042204
Glass-Supermarket-HtPmpHt-codet to vet-NR | Glass | HtPmpHt-Supermarket-NR | Glass-NR | HtPmpHt | tint base | codet to vet | Supermarket | NR | ExCOMM | 3.0983e-08 | 1.3042e-08 | 2.608e-06% | 3.759e-06% | 1.582e-06% | 3.165e-06% | 1.1878 | 0.5 | 0.421% | 39.15% | 47.5% |  | 17.58% |  | 91.26% | 3% | 20 | 0.3% | 1.3473 | 0.040418 | -0.041683 | -0.0012505
Glass-MIniMart-HtPmpHt-codet to vet-NR | Glass | HtPmpHt-MIniMart-NR | Glass-NR | HtPmpHt | tint base | codet to vet | MIniMart | NR | ExCOMM | 3.3293e-08 | 2.1451e-08 | 4.29e-06% | 1.677e-06% | 1.081e-06% | 2.161e-06% | 0.77604 | 0.5 | 0.5146% | 38.91% | 19.6% |  | 4.762% |  | 60.7% | 15% | 20 | 0.3% | 1.3473 | 0.20209 | -0.041683 | -0.0062524
Glass-Restaurant-HtPmpHt-codet to vet-NR | Glass | HtPmpHt-Restaurant-NR | Glass-NR | HtPmpHt | tint base | codet to vet | Restaurant | NR | ExCOMM | 1.9258e-07 | 1.5224e-07 | 3.045e-05% | 6.118e-06% | 4.836e-06% | 9.673e-06% | 0.63249 | 0.5 | 0.8735% | 61.7% | 19.6% |  | 10.46% |  | 75.66% | 18% | 20 | 0.3% | 1.3473 | 0.2425 | -0.38687 | -0.069637
Glass-Lodging-HtPmpHt-codet to vet-NR | Glass | HtPmpHt-Lodging-NR | Glass-NR | HtPmpHt | tint base | codet to vet | Lodging | NR | ExCOMM | 2.0238e-06 | 9.1398e-07 | 0.0001828% | 6.725e-05% | 3.037e-05% | 6.074e-05% | 1.1071 | 0.5 | 5.332% | 58.99% | 19.6% |  | 24.22% |  | 85.27% | 8% | 20 | 0.3% | 1.3473 | 0.10778 | -0.041683 | -0.0033346
Glass-Hospital-HtPmpHt-codet to vet-NR | Glass | HtPmpHt-Hospital-NR | Glass-NR | HtPmpHt | tint base | codet to vet | Hospital | NR | ExCOMM | 6.1561e-08 | 1.2224e-08 | 2.445e-06% | 1.11e-05% | 2.204e-06% | 4.407e-06% | 2.518 | 0.5 | 2.495% | 40.83% | 73.6% |  | 1% |  | 91.26% | 8% | 20 | 0.3% | 1.937 | 0.15496 | 0.75029 | 0.060023
Glass-OtherHealth-HtPmpHt-codet to vet-NR | Glass | HtPmpHt-OtherHealth-NR | Glass-NR | HtPmpHt | tint base | codet to vet | OtherHealth | NR | ExCOMM | 1.0572e-06 | 2.7373e-07 | 5.475e-05% | 0.0001193% | 3.089e-05% | 6.178e-05% | 1.9311 | 0.5 | 4.633% | 65.22% | 73.6% |  | 7.548% |  | 89.76% | 8% | 20 | 0.3% | 0.989 | 0.07912 | 1.0434 | 0.08347
Glass-Other-HtPmpHt-codet to vet-NR | Glass | HtPmpHt-Other-NR | Glass-NR | HtPmpHt | tint base | codet to vet | Other | NR | ExCOMM | 1.247e-06 | 1.173e-06 | 0.0002346% | 9.153e-05% | 8.61e-05% | 0.0001722% | 0.53157 | 0.5 | 25.98% | 38.83% | 28.5% |  | 12.92% |  | 42.55% | 6% | 20 | 0.3% | 1.3473 | 0.080835 | -0.041683 | -0.002501
Glass-Large Off-HtPmpHt-codet to veat-NR | Glass | HtPmpHt-Large Off-NR | Glass-NR | HtPmpHt | tint base | codet to veat | Large Off | NR | ExCOMM | 0.00015064 | 4.7364e-05 | 0.003158% | 0.02826% | 0.008886% | 0.005924% | 4.7705 | 1.5 | 7.999% | 25.32% | 47.5% |  | 20.79% |  | 87.35% | 15% | 19 | 5% | 2.992 | 0.4488 | 2.1571 | 0.32356
Glass-Medium Off-HtPmpHt-codet to veat-NR | Glass | HtPmpHt-Medium Off-NR | Glass-NR | HtPmpHt | tint base | codet to veat | Medium Off | NR | ExCOMM | 0.00014921 | 5.0059e-05 | 0.003337% | 0.02488% | 0.008347% | 0.005564% | 4.471 | 1.5 | 6.094% | 28.49% | 47.5% |  | 25.63% |  | 77.34% | 15% | 19 | 5% | 2.992 | 0.4488 | 2.1571 | 0.32356
Glass-Small Off-HtPmpHt-codet to veat-NR | Glass | HtPmpHt-Small Off-NR | Glass-NR | HtPmpHt | tint base | codet to veat | Small Off | NR | ExCOMM | 0.00062022 | 0.00030962 | 0.02064% | 0.02831% | 0.01413% | 0.009423% | 3.0047 | 1.5 | 4.952% | 63.74% | 29.1% |  | 22.95% |  | 84.69% | 15% | 19 | 19% | 2.053 | 0.30795 | 1.2661 | 0.18992
Glass-Big Box-HtPmpHt-codet to veat-NR | Glass | HtPmpHt-Big Box-NR | Glass-NR | HtPmpHt | tint base | codet to veat | Big Box | NR | ExCOMM | 2.0214e-05 | 1.3528e-05 | 0.0009019% | 0.0008025% | 0.0005371% | 0.0003581% | 2.2414 | 1.5 | 7.329% | 49.37% | 19.6% |  | 20.77% |  | 78.22% | 1% | 19 | 12% | 1.3351 | 0.013351 | 1.1971 | 0.011971
Glass-Small Box-HtPmpHt-codet to veat-NR | Glass | HtPmpHt-Small Box-NR | Glass-NR | HtPmpHt | tint base | codet to veat | Small Box | NR | ExCOMM | 3.5925e-05 | 4.5105e-05 | 0.003007% | 0.001441% | 0.001809% | 0.001206% | 1.1947 | 1.5 | 4.691% | 48.87% | 19.6% |  | 13.81% |  | 59.08% | 5% | 19 | 19% | 0.792 | 0.0396 | 0.72685 | 0.036342
Glass-High End-HtPmpHt-codet to veat-NR | Glass | HtPmpHt-High End-NR | Glass-NR | HtPmpHt | tint base | codet to veat | High End | NR | ExCOMM | 2.2676e-05 | 2.9018e-05 | 0.001935% | 0.0007134% | 0.0009129% | 0.0006086% | 1.1722 | 1.5 | 1.173% | 62.3% | 19.6% |  | 9.291% |  | 56.23% | 15% | 19 | 19% | 0.792 | 0.1188 | 0.72685 | 0.10903
Glass-Anchor-HtPmpHt-codet to veat-NR | Glass | HtPmpHt-Anchor-NR | Glass-NR | HtPmpHt | tint base | codet to veat | Anchor | NR | ExCOMM | 3.9127e-06 | 2.6185e-06 | 0.0001746% | 0.0002782% | 0.0001862% | 0.0001241% | 2.2413 | 1.5 | 1.466% | 27.57% | 19.6% |  | 28.8% |  | 78.21% | 3% | 19 | 5% | 1.3351 | 0.040054 | 1.1971 | 0.035912
Glass-K-12-HtPmpHt-codet to veat-NR | Glass | HtPmpHt-K-12-NR | Glass-NR | HtPmpHt | tint base | codet to veat | K-12 | NR | ExCOMM | 4.3984e-05 | 6.6638e-05 | 0.004443% | 0.004814% | 0.007294% | 0.004863% | 0.99006 | 1.5 | 6.289% | 67.24% | 73.6% |  | 11.06% |  | 48.81% | 5% | 19 | 19% | 0.191 | 0.00955 | 0.89683 | 0.044842
Glass-University-HtPmpHt-codet to veat-NR | Glass | HtPmpHt-University-NR | Glass-NR | HtPmpHt | tint base | codet to veat | University | NR | ExCOMM | 1.4986e-05 | 6.5922e-06 | 0.0004395% | 0.002643% | 0.001163% | 0.0007752% | 3.41 | 1.5 | 3.24% | 41.73% | 73.6% |  | 9.288% |  | 80.03% | 7% | 19 | 5% | 1.5596 | 0.10917 | 2.1618 | 0.15132
Glass-Warehouse-HtPmpHt-codet to veat-NR | Glass | HtPmpHt-Warehouse-NR | Glass-NR | HtPmpHt | tint base | codet to veat | Warehouse | NR | ExCOMM | 2.5714e-05 | 5.3091e-05 | 0.003539% | 0.001192% | 0.002462% | 0.001641% | 0.72651 | 1.5 | 16.51% | 42.27% | 19.6% |  | 8.896% |  | 22.52% | 3% | 19 | 19% | 1.977 | 0.05931 | 0.28136 | 0.0084408
Glass-Supermarket-HtPmpHt-codet to veat-NR | Glass | HtPmpHt-Supermarket-NR | Glass-NR | HtPmpHt | tint base | codet to veat | Supermarket | NR | ExCOMM | 3.9904e-06 | 2.478e-06 | 0.0001652% | 0.0004841% | 0.0003006% | 0.0002004% | 2.4155 | 1.5 | 0.421% | 39.15% | 47.5% |  | 17.58% |  | 91.26% | 3% | 19 | 19% | 1.3351 | 0.040054 | 1.1971 | 0.035912
Glass-MIniMart-HtPmpHt-codet to veat-NR | Glass | HtPmpHt-MIniMart-NR | Glass-NR | HtPmpHt | tint base | codet to veat | MIniMart | NR | ExCOMM | 5.4544e-06 | 4.0756e-06 | 0.0002717% | 0.0002748% | 0.0002053% | 0.0001369% | 2.0074 | 1.5 | 0.5146% | 38.91% | 19.6% |  | 4.762% |  | 60.7% | 15% | 19 | 19% | 1.3351 | 0.20027 | 1.1971 | 0.17956
Glass-Restaurant-HtPmpHt-codet to veat-NR | Glass | HtPmpHt-Restaurant-NR | Glass-NR | HtPmpHt | tint base | codet to veat | Restaurant | NR | ExCOMM | 2.6488e-05 | 2.8925e-05 | 0.001928% | 0.0008415% | 0.0009189% | 0.0006126% | 1.3736 | 1.5 | 0.8735% | 61.7% | 19.6% |  | 10.46% |  | 75.66% | 18% | 19 | 19% | 1.3351 | 0.24032 | 0.36342 | 0.065416
Glass-Lodging-HtPmpHt-codet to veat-NR | Glass | HtPmpHt-Lodging-NR | Glass-NR | HtPmpHt | tint base | codet to veat | Lodging | NR | ExCOMM | 0.00027039 | 0.00017366 | 0.01158% | 0.008984% | 0.00577% | 0.003847% | 2.3356 | 1.5 | 5.332% | 58.99% | 19.6% |  | 24.22% |  | 85.27% | 8% | 19 | 19% | 1.3351 | 0.10681 | 1.1971 | 0.095767
Glass-Hospital-HtPmpHt-codet to veat-NR | Glass | HtPmpHt-Hospital-NR | Glass-NR | HtPmpHt | tint base | codet to veat | Hospital | NR | ExCOMM | 1.7833e-06 | 6.1121e-07 | 4.075e-05% | 0.0003215% | 0.0001102% | 7.345e-05% | 4.3766 | 1.5 | 2.495% | 40.83% | 73.6% |  | 1% |  | 91.26% | 8% | 19 | 5% | 2.021 | 0.16168 | 2.5322 | 0.20258
Glass-OtherHealth-HtPmpHt-codet to veat-NR | Glass | HtPmpHt-OtherHealth-NR | Glass-NR | HtPmpHt | tint base | codet to veat | OtherHealth | NR | ExCOMM | 0.00013348 | 5.2009e-05 | 0.003467% | 0.01506% | 0.005869% | 0.003913% | 3.8499 | 1.5 | 4.633% | 65.22% | 73.6% |  | 7.548% |  | 89.76% | 8% | 19 | 19% | 1.05 | 0.084 | 2.9074 | 0.23259
Glass-Other-HtPmpHt-codet to veat-NR | Glass | HtPmpHt-Other-NR | Glass-NR | HtPmpHt | tint base | codet to veat | Other | NR | ExCOMM | 0.00016564 | 0.00014076 | 0.009384% | 0.01216% | 0.01033% | 0.006888% | 1.7652 | 1.5 | 25.98% | 38.83% | 28.5% |  | 12.92% |  | 42.55% | 6% | 19 | 12% | 1.3351 | 0.080107 | 1.1971 | 0.071825
Glass-Large Off-HtPmpHt-codet to vet-New | Glass | HtPmpHt-Large Off-New | Glass-New | HtPmpHt | tint base | codet to vet | Large Off | New | ExCOMM | 4.5349e-06 | 1.2433e-06 | 0.0002487% | 6.4819e-06 | 1.7771e-06 | 0.0003554% | 1.8237 | 0.5 | 7.999% | 33.23% | 47.5% |  | 20.79% |  | 100% | 15% | 10 | 0.3% | 1.261 | 0.18915 | 0.56272 | 0.084408
Glass-Medium Off-HtPmpHt-codet to vet-New | Glass | HtPmpHt-Medium Off-New | Glass-New | HtPmpHt | tint base | codet to vet | Medium Off | New | ExCOMM | 4.7929e-06 | 1.3141e-06 | 0.0002628% | 6.0888e-06 | 1.6693e-06 | 0.0003339% | 1.8237 | 0.5 | 6.094% | 37.39% | 47.5% |  | 25.63% |  | 100% | 15% | 10 | 0.3% | 1.261 | 0.18915 | 0.56272 | 0.084408
Glass-Small Off-HtPmpHt-codet to vet-New | Glass | HtPmpHt-Small Off-New | Glass-New | HtPmpHt | tint base | codet to vet | Small Off | New | ExCOMM | 4.4579e-06 | 1.4442e-06 | 0.0002888% | 2.2963e-06 | 7.4393e-07 | 0.0001488% | 1.5433 | 0.5 | 4.952% | 56.49% | 29.1% |  | 22.95% |  | 96% | 15% | 10 | 0.3% | 1.974 | 0.2961 | -0.3517 | -0.052755
Glass-Big Box-HtPmpHt-codet to vet-New | Glass | HtPmpHt-Big Box-New | Glass-New | HtPmpHt | tint base | codet to vet | Big Box | New | ExCOMM | 7.8472e-07 | 1.133e-07 | 2.266e-05% | 3.1e-07 | 4.4758e-08 | 8.952e-06% | 3.463 | 0.5 | 7.329% | 49.62% | 19.6% |  | 20.77% |  | 89.36% | 1% | 10 | 0.3% | 3.075 | 0.03075 | 0.71512 | 0.0071512
Glass-Small Box-HtPmpHt-codet to vet-New | Glass | HtPmpHt-Small Box-New | Glass-New | HtPmpHt | tint base | codet to vet | Small Box | New | ExCOMM | 1.2669e-07 | 2.3858e-07 | 4.772e-05% | 5.0561e-08 | 9.5214e-08 | 1.904e-05% | 0.26551 | 0.5 | 4.691% | 49.11% | 19.6% |  | 13.81% |  | 88.49% | 5% | 10 | 0.3% | 0.618 | 0.0309 | -0.28136 | -0.014068
Glass-High End-HtPmpHt-codet to vet-New | Glass | HtPmpHt-High End-New | Glass-New | HtPmpHt | tint base | codet to vet | High End | New | ExCOMM | 7.6352e-08 | 1.5349e-07 | 3.07e-05% | 2.3902e-08 | 4.8048e-08 | 9.61e-06% | 0.24872 | 0.5 | 1.173% | 62.61% | 19.6% |  | 9.291% |  | 85.77% | 15% | 10 | 0.3% | 0.618 | 0.0927 | -0.28136 | -0.042204
Glass-Anchor-HtPmpHt-codet to vet-New | Glass | HtPmpHt-Anchor-New | Glass-New | HtPmpHt | tint base | codet to vet | Anchor | New | ExCOMM | 5.8149e-07 | 8.4213e-08 | 1.684e-05% | 2.5709e-07 | 3.7233e-08 | 7.447e-06% | 3.4525 | 0.5 | 1.466% | 44.33% | 19.6% |  | 28.8% |  | 89.02% | 3% | 10 | 0.3% | 3.075 | 0.09225 | 0.71512 | 0.021454
Glass-K-12-HtPmpHt-codet to vet-New | Glass | HtPmpHt-K-12-New | Glass-New | HtPmpHt | tint base | codet to vet | K-12 | New | ExCOMM | -6.8568e-09 | 1.1574e-07 | 2.315e-05% | -2.2743e-08 | 3.8389e-07 | 7.678e-05% | -0.029622 | 0.5 | 6.289% | 22.19% | 73.6% |  | 11.06% |  | 75% | 5% | 10 | 0.3% | 0.109 | 0.00545 | -0.11137 | -0.0055686
Glass-University-HtPmpHt-codet to vet-New | Glass | HtPmpHt-University-New | Glass-New | HtPmpHt | tint base | codet to vet | University | New | ExCOMM | 1.4296e-07 | 6.9614e-08 | 1.392e-05% | 4.776e-07 | 2.3256e-07 | 4.651e-05% | 1.0268 | 0.5 | 3.24% | 22.03% | 73.6% |  | 9.288% |  | 95% | 7% | 10 | 0.3% | 0.876 | 0.06132 | 0.19461 | 0.013623
Glass-Warehouse-HtPmpHt-codet to vet-New | Glass | HtPmpHt-Warehouse-New | Glass-New | HtPmpHt | tint base | codet to vet | Warehouse | New | ExCOMM | 7.3014e-11 | 2.8082e-07 | 5.616e-05% | 3.3689e-11 | 1.2957e-07 | 2.591e-05% | 0.00013 | 0.5 | 16.51% | 42.48% | 19.6% |  | 8.896% |  | 30% | 3% | 10 | 0.3% | 0.0001 | 3e-06 | 0.0001 | 3e-06
Glass-Supermarket-HtPmpHt-codet to vet-New | Glass | HtPmpHt-Supermarket-New | Glass-New | HtPmpHt | tint base | codet to vet | Supermarket | New | ExCOMM | 9.9056e-09 | 1.3694e-08 | 2.739e-06% | 1.1446e-08 | 1.5824e-08 | 3.165e-06% | 0.36167 | 0.5 | 0.421% | 41.11% | 47.5% |  | 17.58% |  | 95% | 3% | 10 | 0.3% | 0.899 | 0.02697 | -0.49238 | -0.014771
Glass-MIniMart-HtPmpHt-codet to vet-New | Glass | HtPmpHt-MIniMart-New | Glass-New | HtPmpHt | tint base | codet to vet | MIniMart | New | ExCOMM | 2.3399e-08 | 3.4493e-08 | 6.899e-06% | 7.3308e-09 | 1.0806e-08 | 2.161e-06% | 0.3392 | 0.5 | 0.5146% | 62.56% | 19.6% |  | 4.762% |  | 92.5% | 15% | 10 | 0.3% | 0.899 | 0.13485 | -0.49238 | -0.073857
Glass-Restaurant-HtPmpHt-codet to vet-New | Glass | HtPmpHt-Restaurant-New | Glass-New | HtPmpHt | tint base | codet to vet | Restaurant | New | ExCOMM | 2.9675e-07 | 1.53e-07 | 3.06e-05% | 9.3803e-08 | 4.8364e-08 | 9.673e-06% | 0.96976 | 0.5 | 0.8735% | 62% | 19.6% |  | 10.46% |  | 92.5% | 18% | 10 | 0.3% | 1.53 | 0.2754 | -0.44549 | -0.080188
Glass-Lodging-HtPmpHt-codet to vet-New | Glass | HtPmpHt-Lodging-New | Glass-New | HtPmpHt | tint base | codet to vet | Lodging | New | ExCOMM | 1.5744e-06 | 9.1855e-07 | 0.0001837% | 5.2054e-07 | 3.0369e-07 | 6.074e-05% | 0.85702 | 0.5 | 5.332% | 59.28% | 19.6% |  | 24.22% |  | 95% | 8% | 10 | 0.3% | 1.079 | 0.08632 | -0.16803 | -0.013443
Glass-Hospital-HtPmpHt-codet to vet-New | Glass | HtPmpHt-Hospital-New | Glass-New | HtPmpHt | tint base | codet to vet | Hospital | New | ExCOMM | 2.1975e-08 | 6.4544e-09 | 1.291e-06% | 7.5023e-08 | 2.2035e-08 | 4.407e-06% | 1.7023 | 0.5 | 2.495% | 21.56% | 73.6% |  | 1% |  | 95% | 8% | 10 | 0.3% | 1.3415 | 0.10732 | 0.4279 | 0.034232
Glass-OtherHealth-HtPmpHt-codet to vet-New | Glass | HtPmpHt-OtherHealth-New | Glass-New | HtPmpHt | tint base | codet to vet | OtherHealth | New | ExCOMM | 2.97e-07 | 9.0331e-08 | 1.807e-05% | 1.0157e-06 | 3.089e-07 | 6.178e-05% | 1.644 | 0.5 | 4.633% | 21.52% | 73.6% |  | 7.548% |  | 95% | 8% | 10 | 0.3% | 1.422 | 0.11376 | 0.29308 | 0.023447
Glass-Other-HtPmpHt-codet to vet-New | Glass | HtPmpHt-Other-New | Glass-New | HtPmpHt | tint base | codet to vet | Other | New | ExCOMM | 1.7891e-06 | 1.6773e-06 | 0.0003355% | 9.1835e-07 | 8.6098e-07 | 0.0001722% | 0.53332 | 0.5 | 25.98% | 55.52% | 28.5% |  | 12.92% |  | 65% | 6% | 10 | 0.3% | 1.079 | 0.06474 | -0.16803 | -0.010082
Glass-Large Off-HtPmpHt-codet to veat-New | Glass | HtPmpHt-Large Off-New | Glass-New | HtPmpHt | tint base | codet to veat | Large Off | New | ExCOMM | 0.00010289 | 6.2166e-05 | 0.004144% | 0.00014706 | 8.8855e-05 | 0.005924% | 2.4826 | 1.5 | 7.999% | 33.23% | 47.5% |  | 20.79% |  | 100% | 15% | 9 | 5% | 1.111 | 0.16665 | 1.3716 | 0.20574
Glass-Medium Off-HtPmpHt-codet to veat-New | Glass | HtPmpHt-Medium Off-New | Glass-New | HtPmpHt | tint base | codet to veat | Medium Off | New | ExCOMM | 0.00010874 | 6.5703e-05 | 0.00438% | 0.00013815 | 8.3467e-05 | 0.005564% | 2.4826 | 1.5 | 6.094% | 37.39% | 47.5% |  | 25.63% |  | 100% | 15% | 9 | 5% | 1.111 | 0.16665 | 1.3716 | 0.20574
Glass-Small Off-HtPmpHt-codet to veat-New | Glass | HtPmpHt-Small Off-New | Glass-New | HtPmpHt | tint base | codet to veat | Small Off | New | ExCOMM | 0.00038755 | 0.0002744 | 0.01829% | 0.00019963 | 0.00014135 | 0.009423% | 2.1185 | 1.5 | 4.952% | 56.49% | 29.1% |  | 22.95% |  | 96% | 15% | 9 | 19% | 1.816 | 0.2724 | 0.37515 | 0.056272
Glass-Big Box-HtPmpHt-codet to veat-New | Glass | HtPmpHt-Big Box-New | Glass-New | HtPmpHt | tint base | codet to veat | Big Box | New | ExCOMM | 3.2376e-05 | 1.3596e-05 | 0.0009064% | 1.279e-05 | 5.3709e-06 | 0.0003581% | 3.5719 | 1.5 | 7.329% | 49.62% | 19.6% |  | 20.77% |  | 89.36% | 1% | 9 | 12% | 2.659 | 0.02659 | 1.1958 | 0.011958
Glass-Small Box-HtPmpHt-codet to veat-New | Glass | HtPmpHt-Small Box-New | Glass-New | HtPmpHt | tint base | codet to veat | Small Box | New | ExCOMM | 2.7489e-05 | 4.533e-05 | 0.003022% | 1.0971e-05 | 1.8091e-05 | 0.001206% | 0.90964 | 1.5 | 4.691% | 49.11% | 19.6% |  | 13.81% |  | 88.49% | 5% | 9 | 19% | 0.657 | 0.03285 | 0.32825 | 0.016413
Glass-High End-HtPmpHt-codet to veat-New | Glass | HtPmpHt-High End-New | Glass-New | HtPmpHt | tint base | codet to veat | High End | New | ExCOMM | 1.7338e-05 | 2.9163e-05 | 0.001944% | 5.4275e-06 | 9.1292e-06 | 0.0006086% | 0.89179 | 1.5 | 1.173% | 62.61% | 19.6% |  | 9.291% |  | 85.77% | 15% | 9 | 19% | 0.657 | 0.09855 | 0.32825 | 0.049238
Glass-Anchor-HtPmpHt-codet to veat-New | Glass | HtPmpHt-Anchor-New | Glass-New | HtPmpHt | tint base | codet to veat | Anchor | New | ExCOMM | 1.0001e-05 | 4.2106e-06 | 0.0002807% | 4.4218e-06 | 1.8617e-06 | 0.0001241% | 3.5628 | 1.5 | 1.466% | 44.33% | 19.6% |  | 28.8% |  | 89.02% | 3% | 9 | 5% | 2.659 | 0.07977 | 1.1958 | 0.035873
Glass-K-12-HtPmpHt-codet to veat-New | Glass | HtPmpHt-K-12-New | Glass-New | HtPmpHt | tint base | codet to veat | K-12 | New | ExCOMM | 5.4115e-06 | 2.199e-05 | 0.001466% | 1.7949e-05 | 7.2939e-05 | 0.004863% | 0.36913 | 1.5 | 6.289% | 22.19% | 73.6% |  | 11.06% |  | 75% | 5% | 9 | 19% | 0.0545 | 0.002725 | 0.32825 | 0.016413
Glass-University-HtPmpHt-codet to veat-New | Glass | HtPmpHt-University-New | Glass-New | HtPmpHt | tint base | codet to veat | University | New | ExCOMM | 4.0085e-06 | 3.4807e-06 | 0.000232% | 1.3391e-05 | 1.1628e-05 | 0.0007752% | 1.7274 | 1.5 | 3.24% | 22.03% | 73.6% |  | 9.288% |  | 95% | 7% | 9 | 5% | 0.7176 | 0.050232 | 1.0457 | 0.0732
Glass-Warehouse-HtPmpHt-codet to veat-New | Glass | HtPmpHt-Warehouse-New | Glass-New | HtPmpHt | tint base | codet to veat | Warehouse | New | ExCOMM | 4.6242e-09 | 5.3356e-05 | 0.003557% | 2.1336e-09 | 2.4619e-05 | 0.001641% | 0.00013 | 1.5 | 16.51% | 42.48% | 19.6% |  | 8.896% |  | 30% | 3% | 9 | 19% | 0.0001 | 3e-06 | 0.0001 | 3e-06
Glass-Supermarket-HtPmpHt-codet to veat-New | Glass | HtPmpHt-Supermarket-New | Glass-New | HtPmpHt | tint base | codet to veat | Supermarket | New | ExCOMM | 9.2298e-07 | 2.6019e-06 | 0.0001735% | 1.0665e-06 | 3.0065e-06 | 0.0002004% | 0.5321 | 1.5 | 0.421% | 41.11% | 47.5% |  | 17.58% |  | 95% | 3% | 9 | 19% | 0.56 | 0.0168 | 0.0001 | 3e-06
Glass-MIniMart-HtPmpHt-codet to veat-New | Glass | HtPmpHt-MIniMart-New | Glass-New | HtPmpHt | tint base | codet to veat | MIniMart | New | ExCOMM | 2.2636e-06 | 6.5536e-06 | 0.0004369% | 7.0916e-07 | 2.0532e-06 | 0.0001369% | 0.5181 | 1.5 | 0.5146% | 62.56% | 19.6% |  | 4.762% |  | 92.5% | 15% | 9 | 19% | 0.56 | 0.084 | 0.0001 | 1.5e-05
Glass-Restaurant-HtPmpHt-codet to veat-New | Glass | HtPmpHt-Restaurant-New | Glass-New | HtPmpHt | tint base | codet to veat | Restaurant | New | ExCOMM | 2.7261e-05 | 2.907e-05 | 0.001938% | 8.6173e-06 | 9.1891e-06 | 0.0006126% | 1.4067 | 1.5 | 0.8735% | 62% | 19.6% |  | 10.46% |  | 92.5% | 18% | 9 | 19% | 1.432 | 0.25776 | 0.082063 | 0.014771
Glass-Lodging-HtPmpHt-codet to veat-New | Glass | HtPmpHt-Lodging-New | Glass-New | HtPmpHt | tint base | codet to veat | Lodging | New | ExCOMM | 0.00014972 | 0.00017453 | 0.01164% | 4.9501e-05 | 5.7701e-05 | 0.003847% | 1.2868 | 1.5 | 5.332% | 59.28% | 19.6% |  | 24.22% |  | 95% | 8% | 9 | 19% | 0.88767 | 0.071013 | 0.44353 | 0.035483
Glass-Hospital-HtPmpHt-codet to veat-New | Glass | HtPmpHt-Hospital-New | Glass-New | HtPmpHt | tint base | codet to veat | Hospital | New | ExCOMM | 5.0452e-07 | 3.2272e-07 | 2.151e-05% | 1.7224e-06 | 1.1018e-06 | 7.345e-05% | 2.345 | 1.5 | 2.495% | 21.56% | 73.6% |  | 1% |  | 95% | 8% | 9 | 5% | 1.1295 | 0.09036 | 1.272 | 0.10176
Glass-OtherHealth-HtPmpHt-codet to veat-New | Glass | HtPmpHt-OtherHealth-New | Glass-New | HtPmpHt | tint base | codet to veat | OtherHealth | New | ExCOMM | 2.5892e-05 | 1.7163e-05 | 0.001144% | 8.8543e-05 | 5.8691e-05 | 0.003913% | 2.2629 | 1.5 | 4.633% | 21.52% | 73.6% |  | 7.548% |  | 95% | 8% | 9 | 19% | 1.148 | 0.09184 | 1.1723 | 0.093787
Glass-Other-HtPmpHt-codet to veat-New | Glass | HtPmpHt-Other-New | Glass-New | HtPmpHt | tint base | codet to veat | Other | New | ExCOMM | 0.00013694 | 0.00020128 | 0.01342% | 7.0292e-05 | 0.00010332 | 0.006888% | 1.0205 | 1.5 | 25.98% | 55.52% | 28.5% |  | 12.92% |  | 65% | 6% | 9 | 12% | 0.88767 | 0.05326 | 0.44353 | 0.026612
Glass-Large Off-ElecHt-sngl to vea-Retro | Glass | ElecHt-Large Off-Retro | Glass-Retro | ElecHt | single | sngl to vea | Large Off | Retro | ExCOMM | 0.0066624 | 0.002764 | 0.01727% |  |  |  | 38.5668 | 16 | 9.076% | 12.66% |  | 40.09% |  |  | 82.19% | 15% | 29 | 25% | 10.152 | 1.5228 | 30.2227 | 4.5334
Glass-Medium Off-ElecHt-sngl to vea-Retro | Glass | ElecHt-Medium Off-Retro | Glass-Retro | ElecHt | single | sngl to vea | Medium Off | Retro | ExCOMM | 0.0023834 | 0.0010269 | 0.006418% |  |  |  | 37.1365 | 16 | 4.089% | 17.09% |  | 24.49% |  |  | 68.1% | 15% | 29 | 25% | 10.152 | 1.5228 | 30.2227 | 4.5334
Glass-Small Off-ElecHt-sngl to vea-Retro | Glass | ElecHt-Small Off-Retro | Glass-Retro | ElecHt | single | sngl to vea | Small Off | Retro | ExCOMM | 0.0012162 | 0.00077937 | 0.004871% |  |  |  | 24.9674 | 16 | 4.798% | 12.75% |  | 21.24% |  |  | 80.08% | 15% | 29 | 25% | 5.647 | 0.84705 | 20.4455 | 3.0668
Glass-Big Box-ElecHt-sngl to vea-Retro | Glass | ElecHt-Big Box-Retro | Glass-Retro | ElecHt | single | sngl to vea | Big Box | Retro | ExCOMM | 2.3719e-05 | 1.086e-05 | 6.787e-05% |  |  |  | 34.947 | 16 | 4.715% | 29.62% |  | 1.944% |  |  | 74.47% | 1% | 29 | 25% | 9.839 | 0.09839 | 27.6202 | 0.2762
Glass-Small Box-ElecHt-sngl to vea-Retro | Glass | ElecHt-Small Box-Retro | Glass-Retro | ElecHt | single | sngl to vea | Small Box | Retro | ExCOMM | 0.00076008 | 0.00096138 | 0.006009% |  |  |  | 12.6498 | 16 | 8.709% | 29.32% |  | 18.82% |  |  | 49.18% | 5% | 29 | 25% | 1.836 | 0.0918 | 11.7468 | 0.58734
Glass-High End-ElecHt-sngl to vea-Retro | Glass | ElecHt-High End-Retro | Glass-Retro | ElecHt | single | sngl to vea | High End | Retro | ExCOMM | 0.00064034 | 0.00081334 | 0.005083% |  |  |  | 12.5966 | 16 | 2.177% | 37.38% |  | 16.66% |  |  | 46.29% | 15% | 29 | 25% | 1.836 | 0.2754 | 11.7468 | 1.762
Glass-Anchor-ElecHt-sngl to vea-Retro | Glass | ElecHt-Anchor-Retro | Glass-Retro | ElecHt | single | sngl to vea | Anchor | Retro | ExCOMM | 0.00037541 | 0.00017182 | 0.001074% |  |  |  | 34.9582 | 16 | 4.204% | 16.54% |  | 20.59% |  |  | 74.58% | 3% | 29 | 25% | 9.839 | 0.29517 | 27.6202 | 0.8286
Glass-K-12-ElecHt-sngl to vea-Retro | Glass | ElecHt-K-12-Retro | Glass-Retro | ElecHt | single | sngl to vea | K-12 | Retro | ExCOMM | 0.00034708 | 0.00035184 | 0.002199% |  |  |  | 15.7832 | 16 | 8.293% | 40.34% |  | 5.258% |  |  | 40% | 5% | 29 | 25% | 0.859 | 0.04295 | 15.4396 | 0.77198
Glass-University-ElecHt-sngl to vea-Retro | Glass | ElecHt-University-Retro | Glass-Retro | ElecHt | single | sngl to vea | University | Retro | ExCOMM | 0.00063305 | 0.00027816 | 0.001738% |  |  |  | 36.4135 | 16 | 4.272% | 25.04% |  | 9.288% |  |  | 75% | 7% | 29 | 25% | 5.522 | 0.38654 | 32.272 | 2.259
Glass-Warehouse-ElecHt-sngl to vea-Retro | Glass | ElecHt-Warehouse-Retro | Glass-Retro | ElecHt | single | sngl to vea | Warehouse | Retro | ExCOMM | 0.0001345 | 0.00019179 | 0.001199% |  |  |  | 11.2206 | 16 | 11.58% | 12.68% |  | 10.88% |  |  | 20% | 3% | 29 | 25% | 6.279 | 0.18837 | 9.9648 | 0.29894
Glass-Supermarket-ElecHt-sngl to vea-Retro | Glass | ElecHt-Supermarket-Retro | Glass-Retro | ElecHt | single | sngl to vea | Supermarket | Retro | ExCOMM | 4.5889e-05 | 4.3892e-05 | 0.0002743% |  |  |  | 16.7281 | 16 | 1.652% | 15.66% |  | 14.13% |  |  | 90% | 3% | 29 | 25% | 6.655 | 0.19965 | 10.7386 | 0.32216
Glass-MIniMart-ElecHt-sngl to vea-Retro | Glass | ElecHt-MIniMart-Retro | Glass-Retro | ElecHt | single | sngl to vea | MIniMart | Retro | ExCOMM | 7.8083e-05 | 8.8818e-05 | 0.0005551% |  |  |  | 14.0661 | 16 | 0.6687% | 15.56% |  | 14.23% |  |  | 50% | 15% | 29 | 25% | 6.655 | 0.99825 | 10.7386 | 1.6108
Glass-Restaurant-ElecHt-sngl to vea-Retro | Glass | ElecHt-Restaurant-Retro | Glass-Retro | ElecHt | single | sngl to vea | Restaurant | Retro | ExCOMM | 0.00037083 | 0.00048703 | 0.003044% |  |  |  | 12.1826 | 16 | 1.6% | 49.36% |  | 8.568% |  |  | 70% | 18% | 29 | 25% | 5.111 | 0.91998 | 8.6049 | 1.5489
Glass-Lodging-ElecHt-sngl to vea-Retro | Glass | ElecHt-Lodging-Retro | Glass-Retro | ElecHt | single | sngl to vea | Lodging | Retro | ExCOMM | 0.0017384 | 0.0012315 | 0.007697% |  |  |  | 22.5863 | 16 | 5.597% | 17.7% |  | 38.85% |  |  | 82% | 8% | 29 | 25% | 4.6647 | 0.37317 | 18.7612 | 1.5009
Glass-Hospital-ElecHt-sngl to vea-Retro | Glass | ElecHt-Hospital-Retro | Glass-Retro | ElecHt | single | sngl to vea | Hospital | Retro | ExCOMM | 0.00014936 | 5.829e-05 | 0.0003643% |  |  |  | 40.9992 | 16 | 2.478% | 24.5% |  | 3% |  |  | 90% | 8% | 29 | 25% | 7.011 | 0.56088 | 34.6893 | 2.7751
Glass-OtherHealth-ElecHt-sngl to vea-Retro | Glass | ElecHt-OtherHealth-Retro | Glass-Retro | ElecHt | single | sngl to vea | OtherHealth | Retro | ExCOMM | 0.0049259 | 0.0018518 | 0.01157% |  |  |  | 42.5615 | 16 | 4.603% | 39.13% |  | 32.13% |  |  | 88% | 8% | 29 | 25% | 3.87 | 0.3096 | 39.1559 | 3.1325
Glass-Other-ElecHt-sngl to vea-Retro | Glass | ElecHt-Other-Retro | Glass-Retro | ElecHt | single | sngl to vea | Other | Retro | ExCOMM | 0.0015189 | 0.0011916 | 0.007448% |  |  |  | 20.3939 | 16 | 20.26% | 19.41% |  | 12.62% |  |  | 35% | 6% | 29 | 25% | 4.6647 | 0.27988 | 18.7612 | 1.1257
Glass-Large Off-ElecHt-sngl to al36 CW-Retro | Glass | ElecHt-Large Off-Retro | Glass-Retro | ElecHt | single | sngl to al36 CW | Large Off | Retro | ExCOMM | 0.009375 | 0.0076701 | 0.02557% |  |  |  | 36.6685 | 30 | 9.076% | 12.66% |  | 40.09% |  |  | 82.19% | 15% | 26 | 37% | 10.039 | 1.5058 | 28.4174 | 4.2626
Glass-Medium Off-ElecHt-sngl to al36 CW-Retro | Glass | ElecHt-Medium Off-Retro | Glass-Retro | ElecHt | single | sngl to al36 CW | Medium Off | Retro | ExCOMM | 0.0033487 | 0.0028496 | 0.009499% |  |  |  | 35.2541 | 30 | 4.089% | 17.09% |  | 24.49% |  |  | 68.1% | 15% | 26 | 37% | 10.039 | 1.5058 | 28.4174 | 4.2626
Glass-Small Off-ElecHt-sngl to al36 CW-Retro | Glass | ElecHt-Small Off-Retro | Glass-Retro | ElecHt | single | sngl to al36 CW | Small Off | Retro | ExCOMM | 0.0016891 | 0.0021628 | 0.007209% |  |  |  | 23.4292 | 30 | 4.798% | 12.75% |  | 21.24% |  |  | 80.08% | 15% | 26 | 37% | 5.805 | 0.87075 | 18.7808 | 2.8171
Glass-Big Box-ElecHt-sngl to al36 CW-Retro | Glass | ElecHt-Big Box-Retro | Glass-Retro | ElecHt | single | sngl to al36 CW | Big Box | Retro | ExCOMM | 3.3732e-05 | 3.0135e-05 | 0.0001005% |  |  |  | 33.5803 | 30 | 4.715% | 29.62% |  | 1.944% |  |  | 74.47% | 1% | 26 | 37% | 9.767 | 0.09767 | 26.3072 | 0.26307
Glass-Small Box-ElecHt-sngl to al36 CW-Retro | Glass | ElecHt-Small Box-Retro | Glass-Retro | ElecHt | single | sngl to al36 CW | Small Box | Retro | ExCOMM | 0.0010299 | 0.0026678 | 0.008893% |  |  |  | 11.5812 | 30 | 8.709% | 29.32% |  | 18.82% |  |  | 49.18% | 5% | 26 | 37% | 1.904 | 0.0952 | 10.6448 | 0.53224
Glass-High End-ElecHt-sngl to al36 CW-Retro | Glass | ElecHt-High End-Retro | Glass-Retro | ElecHt | single | sngl to al36 CW | High End | Retro | ExCOMM | 0.00086716 | 0.002257 | 0.007523% |  |  |  | 11.5261 | 30 | 2.177% | 37.38% |  | 16.66% |  |  | 46.29% | 15% | 26 | 37% | 1.904 | 0.2856 | 10.6448 | 1.5967
Glass-Anchor-ElecHt-sngl to al36 CW-Retro | Glass | ElecHt-Anchor-Retro | Glass-Retro | ElecHt | single | sngl to al36 CW | Anchor | Retro | ExCOMM | 0.00053389 | 0.00047681 | 0.001589% |  |  |  | 33.5915 | 30 | 4.204% | 16.54% |  | 20.59% |  |  | 74.58% | 3% | 26 | 37% | 9.767 | 0.29301 | 26.3072 | 0.78921
Glass-K-12-ElecHt-sngl to al36 CW-Retro | Glass | ElecHt-K-12-Retro | Glass-Retro | ElecHt | single | sngl to al36 CW | K-12 | Retro | ExCOMM | 0.00047319 | 0.00097636 | 0.003255% |  |  |  | 14.5392 | 30 | 8.293% | 40.34% |  | 5.258% |  |  | 40% | 5% | 26 | 37% | 0.797 | 0.03985 | 14.2204 | 0.71102
Glass-University-ElecHt-sngl to al36 CW-Retro | Glass | ElecHt-University-Retro | Glass-Retro | ElecHt | single | sngl to al36 CW | University | Retro | ExCOMM | 0.00087876 | 0.00077189 | 0.002573% |  |  |  | 34.1533 | 30 | 4.272% | 25.04% |  | 9.288% |  |  | 75% | 7% | 26 | 37% | 5.4096 | 0.37867 | 30.0961 | 2.1067
Glass-Warehouse-ElecHt-sngl to al36 CW-Retro | Glass | ElecHt-Warehouse-Retro | Glass-Retro | ElecHt | single | sngl to al36 CW | Warehouse | Retro | ExCOMM | 0.00018242 | 0.00053221 | 0.001774% |  |  |  | 10.2828 | 30 | 11.58% | 12.68% |  | 10.88% |  |  | 20% | 3% | 26 | 37% | 6.279 | 0.18837 | 9.027 | 0.27081
Glass-Supermarket-ElecHt-sngl to al36 CW-Retro | Glass | ElecHt-Supermarket-Retro | Glass-Retro | ElecHt | single | sngl to al36 CW | Supermarket | Retro | ExCOMM | 6.5191e-05 | 0.0001218 | 0.000406% |  |  |  | 16.0569 | 30 | 1.652% | 15.66% |  | 14.13% |  |  | 90% | 3% | 26 | 37% | 6.795 | 0.20385 | 9.9414 | 0.29824
Glass-MIniMart-ElecHt-sngl to al36 CW-Retro | Glass | ElecHt-MIniMart-Retro | Glass-Retro | ElecHt | single | sngl to al36 CW | MIniMart | Retro | ExCOMM | 0.00010959 | 0.00024647 | 0.0008216% |  |  |  | 13.3389 | 30 | 0.6687% | 15.56% |  | 14.23% |  |  | 50% | 15% | 26 | 37% | 6.795 | 1.0192 | 9.9414 | 1.4912
Glass-Restaurant-ElecHt-sngl to al36 CW-Retro | Glass | ElecHt-Restaurant-Retro | Glass-Retro | ElecHt | single | sngl to al36 CW | Restaurant | Retro | ExCOMM | 0.00049633 | 0.0013515 | 0.004505% |  |  |  | 11.0173 | 30 | 1.6% | 49.36% |  | 8.568% |  |  | 70% | 18% | 26 | 37% | 4.786 | 0.86148 | 7.6671 | 1.3801
Glass-Lodging-ElecHt-sngl to al36 CW-Retro | Glass | ElecHt-Lodging-Retro | Glass-Retro | ElecHt | single | sngl to al36 CW | Lodging | Retro | ExCOMM | 0.0024088 | 0.0034174 | 0.01139% |  |  |  | 21.1456 | 30 | 5.597% | 17.7% |  | 38.85% |  |  | 82% | 8% | 26 | 37% | 4.652 | 0.37216 | 17.331 | 1.3865
Glass-Hospital-ElecHt-sngl to al36 CW-Retro | Glass | ElecHt-Hospital-Retro | Glass-Retro | ElecHt | single | sngl to al36 CW | Hospital | Retro | ExCOMM | 0.00020926 | 0.00016175 | 0.0005392% |  |  |  | 38.8103 | 30 | 2.478% | 24.5% |  | 3% |  |  | 90% | 8% | 26 | 37% | 6.9105 | 0.55284 | 32.5909 | 2.6073
Glass-OtherHealth-ElecHt-sngl to al36 CW-Retro | Glass | ElecHt-OtherHealth-Retro | Glass-Retro | ElecHt | single | sngl to al36 CW | OtherHealth | Retro | ExCOMM | 0.0068675 | 0.0051387 | 0.01713% |  |  |  | 40.0925 | 30 | 4.603% | 39.13% |  | 32.13% |  |  | 88% | 8% | 26 | 37% | 3.782 | 0.30256 | 36.7644 | 2.9411
Glass-Other-ElecHt-sngl to al36 CW-Retro | Glass | ElecHt-Other-Retro | Glass-Retro | ElecHt | single | sngl to al36 CW | Other | Retro | ExCOMM | 0.0020898 | 0.0033067 | 0.01102% |  |  |  | 18.9592 | 30 | 20.26% | 19.41% |  | 12.62% |  |  | 35% | 6% | 26 | 37% | 4.652 | 0.27912 | 17.331 | 1.0399
Glass-Large Off-ElecHt-sngl to al40-Retro | Glass | ElecHt-Large Off-Retro | Glass-Retro | ElecHt | single | sngl to al40 | Large Off | Retro | ExCOMM | 0.0089104 | 0.0061361 | 0.02557% |  |  |  | 34.8514 | 24 | 9.076% | 12.66% |  | 40.09% |  |  | 82.19% | 15% | 27 | 37% | 9.825 | 1.4737 | 26.7761 | 4.0164
Glass-Medium Off-ElecHt-sngl to al40-Retro | Glass | ElecHt-Medium Off-Retro | Glass-Retro | ElecHt | single | sngl to al40 | Medium Off | Retro | ExCOMM | 0.003179 | 0.0022797 | 0.009499% |  |  |  | 33.4671 | 24 | 4.089% | 17.09% |  | 24.49% |  |  | 68.1% | 15% | 27 | 37% | 9.825 | 1.4737 | 26.7761 | 4.0164
Glass-Small Off-ElecHt-sngl to al40-Retro | Glass | ElecHt-Small Off-Retro | Glass-Retro | ElecHt | single | sngl to al40 | Small Off | Retro | ExCOMM | 0.0015995 | 0.0017302 | 0.007209% |  |  |  | 22.1872 | 24 | 4.798% | 12.75% |  | 21.24% |  |  | 80.08% | 15% | 27 | 37% | 5.923 | 0.88845 | 17.4443 | 2.6166
Glass-Big Box-ElecHt-sngl to al40-Retro | Glass | ElecHt-Big Box-Retro | Glass-Retro | ElecHt | single | sngl to al40 | Big Box | Retro | ExCOMM | 3.2617e-05 | 2.4108e-05 | 0.0001005% |  |  |  | 32.4709 | 24 | 4.715% | 29.62% |  | 1.944% |  |  | 74.47% | 1% | 27 | 37% | 9.694 | 0.09694 | 25.2521 | 0.25252
Glass-Small Box-ElecHt-sngl to al40-Retro | Glass | ElecHt-Small Box-Retro | Glass-Retro | ElecHt | single | sngl to al40 | Small Box | Retro | ExCOMM | 0.00095568 | 0.0021343 | 0.008893% |  |  |  | 10.7467 | 24 | 8.709% | 29.32% |  | 18.82% |  |  | 49.18% | 5% | 27 | 37% | 1.971 | 0.09855 | 9.7773 | 0.48886
Glass-High End-ElecHt-sngl to al40-Retro | Glass | ElecHt-High End-Retro | Glass-Retro | ElecHt | single | sngl to al40 | High End | Retro | ExCOMM | 0.00080422 | 0.0018056 | 0.007523% |  |  |  | 10.6896 | 24 | 2.177% | 37.38% |  | 16.66% |  |  | 46.29% | 15% | 27 | 37% | 1.971 | 0.29565 | 9.7773 | 1.4666
Glass-Anchor-ElecHt-sngl to al40-Retro | Glass | ElecHt-Anchor-Retro | Glass-Retro | ElecHt | single | sngl to al40 | Anchor | Retro | ExCOMM | 0.00051625 | 0.00038145 | 0.001589% |  |  |  | 32.4819 | 24 | 4.204% | 16.54% |  | 20.59% |  |  | 74.58% | 3% | 27 | 37% | 9.694 | 0.29082 | 25.2521 | 0.75756
Glass-K-12-ElecHt-sngl to al40-Retro | Glass | ElecHt-K-12-Retro | Glass-Retro | ElecHt | single | sngl to al40 | K-12 | Retro | ExCOMM | 0.00044292 | 0.00078109 | 0.003255% |  |  |  | 13.6094 | 24 | 8.293% | 40.34% |  | 5.258% |  |  | 40% | 5% | 27 | 37% | 0.7585 | 0.037925 | 13.306 | 0.6653
Glass-University-ElecHt-sngl to al40-Retro | Glass | ElecHt-University-Retro | Glass-Retro | ElecHt | single | sngl to al40 | University | Retro | ExCOMM | 0.000831 | 0.00061751 | 0.002573% |  |  |  | 32.2973 | 24 | 4.272% | 25.04% |  | 9.288% |  |  | 75% | 7% | 27 | 37% | 5.2796 | 0.36957 | 28.3376 | 1.9836
Glass-Warehouse-ElecHt-sngl to al40-Retro | Glass | ElecHt-Warehouse-Retro | Glass-Retro | ElecHt | single | sngl to al40 | Warehouse | Retro | ExCOMM | 0.00017077 | 0.00042577 | 0.001774% |  |  |  | 9.6263 | 24 | 11.58% | 12.68% |  | 10.88% |  |  | 20% | 3% | 27 | 37% | 6.279 | 0.18837 | 8.3705 | 0.25111
Glass-Supermarket-ElecHt-sngl to al40-Retro | Glass | ElecHt-Supermarket-Retro | Glass-Retro | ElecHt | single | sngl to al40 | Supermarket | Retro | ExCOMM | 6.2964e-05 | 9.744e-05 | 0.000406% |  |  |  | 15.5084 | 24 | 1.652% | 15.66% |  | 14.13% |  |  | 90% | 3% | 27 | 37% | 6.915 | 0.20745 | 9.2849 | 0.27855
Glass-MIniMart-ElecHt-sngl to al40-Retro | Glass | ElecHt-MIniMart-Retro | Glass-Retro | ElecHt | single | sngl to al40 | MIniMart | Retro | ExCOMM | 0.00010469 | 0.00019718 | 0.0008216% |  |  |  | 12.7424 | 24 | 0.6687% | 15.56% |  | 14.23% |  |  | 50% | 15% | 27 | 37% | 6.915 | 1.0373 | 9.2849 | 1.3927
Glass-Restaurant-ElecHt-sngl to al40-Retro | Glass | ElecHt-Restaurant-Retro | Glass-Retro | ElecHt | single | sngl to al40 | Restaurant | Retro | ExCOMM | 0.00046359 | 0.0010812 | 0.004505% |  |  |  | 10.2904 | 24 | 1.6% | 49.36% |  | 8.568% |  |  | 70% | 18% | 27 | 37% | 4.786 | 0.86148 | 6.9402 | 1.2492
Glass-Lodging-ElecHt-sngl to al40-Retro | Glass | ElecHt-Lodging-Retro | Glass-Retro | ElecHt | single | sngl to al40 | Lodging | Retro | ExCOMM | 0.0022798 | 0.0027339 | 0.01139% |  |  |  | 20.013 | 24 | 5.597% | 17.7% |  | 38.85% |  |  | 82% | 8% | 27 | 37% | 4.6528 | 0.37222 | 16.1977 | 1.2958
Glass-Hospital-ElecHt-sngl to al40-Retro | Glass | ElecHt-Hospital-Retro | Glass-Retro | ElecHt | single | sngl to al40 | Hospital | Retro | ExCOMM | 0.00019915 | 0.0001294 | 0.0005392% |  |  |  | 36.9366 | 24 | 2.478% | 24.5% |  | 3% |  |  | 90% | 8% | 27 | 37% | 6.7695 | 0.54156 | 30.8441 | 2.4675
Glass-OtherHealth-ElecHt-sngl to al40-Retro | Glass | ElecHt-OtherHealth-Retro | Glass-Retro | ElecHt | single | sngl to al40 | OtherHealth | Retro | ExCOMM | 0.0065399 | 0.004111 | 0.01713% |  |  |  | 38.1804 | 24 | 4.603% | 39.13% |  | 32.13% |  |  | 88% | 8% | 27 | 37% | 3.714 | 0.29712 | 34.9121 | 2.793
Glass-Other-ElecHt-sngl to al40-Retro | Glass | ElecHt-Other-Retro | Glass-Retro | ElecHt | single | sngl to al40 | Other | Retro | ExCOMM | 0.0019649 | 0.0026454 | 0.01102% |  |  |  | 17.8262 | 24 | 20.26% | 19.41% |  | 12.62% |  |  | 35% | 6% | 27 | 37% | 4.6528 | 0.27916 | 16.1977 | 0.97186
Glass-Large Off-GasHt-sngl to vea-Retro | Glass | GasHt-Large Off-Retro | Glass-Retro | GasHt | single | sngl to vea | Large Off | Retro | ExCOMM | 0.0014414 | 0.002764 | 0.01727% |  |  |  | 8.344 | 16 | 9.076% | 12.66% |  | 40.09% |  |  | 82.19% | 15% | 29 | 25% | 10.152 | 1.5228 |  | 0 | 1.289 | -0.58196 | -0.087293 | -0.00010053
Glass-Medium Off-GasHt-sngl to vea-Retro | Glass | GasHt-Medium Off-Retro | Glass-Retro | GasHt | single | sngl to vea | Medium Off | Retro | ExCOMM | 0.00044373 | 0.0010269 | 0.006418% |  |  |  | 6.9137 | 16 | 4.089% | 17.09% |  | 24.49% |  |  | 68.1% | 15% | 29 | 25% | 10.152 | 1.5228 |  | 0 | 1.289 | -0.58196 | -0.087293 | -3.735e-05
Glass-Small Off-GasHt-sngl to vea-Retro | Glass | GasHt-Small Off-Retro | Glass-Retro | GasHt | single | sngl to vea | Small Off | Retro | ExCOMM | 0.00022026 | 0.00077937 | 0.004871% |  |  |  | 4.5219 | 16 | 4.798% | 12.75% |  | 21.24% |  |  | 80.08% | 15% | 29 | 25% | 5.647 | 0.84705 |  | 0 | 0.872 | -0.39369 | -0.059053 | -1.9177e-05
Glass-Big Box-GasHt-sngl to vea-Retro | Glass | GasHt-Big Box-Retro | Glass-Retro | GasHt | single | sngl to vea | Big Box | Retro | ExCOMM | 4.9729e-06 | 1.086e-05 | 6.787e-05% |  |  |  | 7.3268 | 16 | 4.715% | 29.62% |  | 1.944% |  |  | 74.47% | 1% | 29 | 25% | 9.839 | 0.09839 |  | 0 | 1.178 | -0.53184 | -0.0053184 | -3.6097e-07
Glass-Small Box-GasHt-sngl to vea-Retro | Glass | GasHt-Small Box-Retro | Glass-Retro | GasHt | single | sngl to vea | Small Box | Retro | ExCOMM | 5.4258e-05 | 0.00096138 | 0.006009% |  |  |  | 0.903 | 16 | 8.709% | 29.32% |  | 18.82% |  |  | 49.18% | 5% | 29 | 25% | 1.836 | 0.0918 |  | 0 | 0.501 | -0.22619 | -0.01131 | -1.3591e-05
Glass-High End-GasHt-sngl to vea-Retro | Glass | GasHt-High End-Retro | Glass-Retro | GasHt | single | sngl to vea | High End | Retro | ExCOMM | 4.3202e-05 | 0.00081334 | 0.005083% |  |  |  | 0.84987 | 16 | 2.177% | 37.38% |  | 16.66% |  |  | 46.29% | 15% | 29 | 25% | 1.836 | 0.2754 |  | 0 | 0.501 | -0.22619 | -0.033929 | -1.1498e-05
Glass-Anchor-GasHt-sngl to vea-Retro | Glass | GasHt-Anchor-Retro | Glass-Retro | GasHt | single | sngl to vea | Anchor | Retro | ExCOMM | 7.8802e-05 | 0.00017182 | 0.001074% |  |  |  | 7.338 | 16 | 4.204% | 16.54% |  | 20.59% |  |  | 74.58% | 3% | 29 | 25% | 9.839 | 0.29517 |  | 0 | 1.178 | -0.53184 | -0.015955 | -5.7114e-06
Glass-K-12-GasHt-sngl to vea-Retro | Glass | GasHt-K-12-Retro | Glass-Retro | GasHt | single | sngl to vea | K-12 | Retro | ExCOMM | 7.5558e-06 | 0.00035184 | 0.002199% |  |  |  | 0.3436 | 16 | 8.293% | 40.34% |  | 5.258% |  |  | 40% | 5% | 29 | 25% | 0.859 | 0.04295 |  | 0 | 0.6585 | -0.2973 | -0.014865 | -6.5377e-06
Glass-University-GasHt-sngl to vea-Retro | Glass | GasHt-University-Retro | Glass-Retro | GasHt | single | sngl to vea | University | Retro | ExCOMM | 7.2e-05 | 0.00027816 | 0.001738% |  |  |  | 4.1415 | 16 | 4.272% | 25.04% |  | 9.288% |  |  | 75% | 7% | 29 | 25% | 5.522 | 0.38654 |  | 0 | 1.3764 | -0.62141 | -0.043499 | -1.0803e-05
Glass-Warehouse-GasHt-sngl to vea-Retro | Glass | GasHt-Warehouse-Retro | Glass-Retro | GasHt | single | sngl to vea | Warehouse | Retro | ExCOMM | 1.5053e-05 | 0.00019179 | 0.001199% |  |  |  | 1.2558 | 16 | 11.58% | 12.68% |  | 10.88% |  |  | 20% | 3% | 29 | 25% | 6.279 | 0.18837 |  | 0 | 0.425 | -0.19188 | -0.0057563 | -2.3e-06
Glass-Supermarket-GasHt-sngl to vea-Retro | Glass | GasHt-Supermarket-Retro | Glass-Retro | GasHt | single | sngl to vea | Supermarket | Retro | ExCOMM | 1.6431e-05 | 4.3892e-05 | 0.0002743% |  |  |  | 5.9895 | 16 | 1.652% | 15.66% |  | 14.13% |  |  | 90% | 3% | 29 | 25% | 6.655 | 0.19965 |  | 0 | 0.458 | -0.20678 | -0.0062033 | -5.6724e-07
Glass-MIniMart-GasHt-sngl to vea-Retro | Glass | GasHt-MIniMart-Retro | Glass-Retro | GasHt | single | sngl to vea | MIniMart | Retro | ExCOMM | 1.8471e-05 | 8.8818e-05 | 0.0005551% |  |  |  | 3.3275 | 16 | 0.6687% | 15.56% |  | 14.23% |  |  | 50% | 15% | 29 | 25% | 6.655 | 0.99825 |  | 0 | 0.458 | -0.20678 | -0.031017 | -1.1479e-06
Glass-Restaurant-GasHt-sngl to vea-Retro | Glass | GasHt-Restaurant-Retro | Glass-Retro | GasHt | single | sngl to vea | Restaurant | Retro | ExCOMM | 0.0001089 | 0.00048703 | 0.003044% |  |  |  | 3.5777 | 16 | 1.6% | 49.36% |  | 8.568% |  |  | 70% | 18% | 29 | 25% | 5.111 | 0.91998 |  | 0 | 0.367 | -0.16569 | -0.029825 | -5.0436e-06
Glass-Lodging-GasHt-sngl to vea-Retro | Glass | GasHt-Lodging-Retro | Glass-Retro | GasHt | single | sngl to vea | Lodging | Retro | ExCOMM | 0.00029441 | 0.0012315 | 0.007697% |  |  |  | 3.825 | 16 | 5.597% | 17.7% |  | 38.85% |  |  | 82% | 8% | 29 | 25% | 4.6647 | 0.37317 |  | 0 | 0.80017 | -0.36126 | -0.028901 | -2.7806e-05
Glass-Hospital-GasHt-sngl to vea-Retro | Glass | GasHt-Hospital-Retro | Glass-Retro | GasHt | single | sngl to vea | Hospital | Retro | ExCOMM | 2.2988e-05 | 5.829e-05 | 0.0003643% |  |  |  | 6.3099 | 16 | 2.478% | 24.5% |  | 3% |  |  | 90% | 8% | 29 | 25% | 7.011 | 0.56088 |  | 0 | 1.4795 | -0.66796 | -0.053437 | -2.4335e-06
Glass-OtherHealth-GasHt-sngl to vea-Retro | Glass | GasHt-OtherHealth-Retro | Glass-Retro | GasHt | single | sngl to vea | OtherHealth | Retro | ExCOMM | 0.00039415 | 0.0018518 | 0.01157% |  |  |  | 3.4056 | 16 | 4.603% | 39.13% |  | 32.13% |  |  | 88% | 8% | 29 | 25% | 3.87 | 0.3096 |  | 0 | 1.67 | -0.75397 | -0.060318 | -8.7262e-05
Glass-Other-GasHt-sngl to vea-Retro | Glass | GasHt-Other-Retro | Glass-Retro | GasHt | single | sngl to vea | Other | Retro | ExCOMM | 0.00012159 | 0.0011916 | 0.007448% |  |  |  | 1.6326 | 16 | 20.26% | 19.41% |  | 12.62% |  |  | 35% | 6% | 29 | 25% | 4.6647 | 0.27988 |  | 0 | 0.80017 | -0.36126 | -0.021675 | -2.6905e-05
Glass-Large Off-GasHt-sngl to al36 CW-Retro | Glass | GasHt-Large Off-Retro | Glass-Retro | GasHt | single | sngl to al36 CW | Large Off | Retro | ExCOMM | 0.0021096 | 0.0076701 | 0.02557% |  |  |  | 8.2512 | 30 | 9.076% | 12.66% |  | 40.09% |  |  | 82.19% | 15% | 26 | 37% | 10.039 | 1.5058 |  | 0 | 1.212 | -0.54719 | -0.082079 | -0.0001399
Glass-Medium Off-GasHt-sngl to al36 CW-Retro | Glass | GasHt-Medium Off-Retro | Glass-Retro | GasHt | single | sngl to al36 CW | Medium Off | Retro | ExCOMM | 0.00064941 | 0.0028496 | 0.009499% |  |  |  | 6.8368 | 30 | 4.089% | 17.09% |  | 24.49% |  |  | 68.1% | 15% | 26 | 37% | 10.039 | 1.5058 |  | 0 | 1.212 | -0.54719 | -0.082079 | -5.1976e-05
Glass-Small Off-GasHt-sngl to al36 CW-Retro | Glass | GasHt-Small Off-Retro | Glass-Retro | GasHt | single | sngl to al36 CW | Small Off | Retro | ExCOMM | 0.00033511 | 0.0021628 | 0.007209% |  |  |  | 4.6484 | 30 | 4.798% | 12.75% |  | 21.24% |  |  | 80.08% | 15% | 26 | 37% | 5.805 | 0.87075 |  | 0 | 0.801 | -0.36163 | -0.054245 | -2.6071e-05
Glass-Big Box-GasHt-sngl to al36 CW-Retro | Glass | GasHt-Big Box-Retro | Glass-Retro | GasHt | single | sngl to al36 CW | Big Box | Retro | ExCOMM | 7.306e-06 | 3.0135e-05 | 0.0001005% |  |  |  | 7.2732 | 30 | 4.715% | 29.62% |  | 1.944% |  |  | 74.47% | 1% | 26 | 37% | 9.767 | 0.09767 |  | 0 | 1.122 | -0.50656 | -0.0050656 | -5.0884e-07
Glass-Small Box-GasHt-sngl to al36 CW-Retro | Glass | GasHt-Small Box-Retro | Glass-Retro | GasHt | single | sngl to al36 CW | Small Box | Retro | ExCOMM | 8.3276e-05 | 0.0026678 | 0.008893% |  |  |  | 0.93644 | 30 | 8.709% | 29.32% |  | 18.82% |  |  | 49.18% | 5% | 26 | 37% | 1.904 | 0.0952 |  | 0 | 0.454 | -0.20497 | -0.010249 | -1.8228e-05
Glass-High End-GasHt-sngl to al36 CW-Retro | Glass | GasHt-High End-Retro | Glass-Retro | GasHt | single | sngl to al36 CW | High End | Retro | ExCOMM | 6.6307e-05 | 0.002257 | 0.007523% |  |  |  | 0.88134 | 30 | 2.177% | 37.38% |  | 16.66% |  |  | 46.29% | 15% | 26 | 37% | 1.904 | 0.2856 |  | 0 | 0.454 | -0.20497 | -0.030746 | -1.5421e-05
Glass-Anchor-GasHt-sngl to al36 CW-Retro | Glass | GasHt-Anchor-Retro | Glass-Retro | GasHt | single | sngl to al36 CW | Anchor | Retro | ExCOMM | 0.00011577 | 0.00047681 | 0.001589% |  |  |  | 7.2843 | 30 | 4.204% | 16.54% |  | 20.59% |  |  | 74.58% | 3% | 26 | 37% | 9.767 | 0.29301 |  | 0 | 1.122 | -0.50656 | -0.015197 | -8.051e-06
Glass-K-12-GasHt-sngl to al36 CW-Retro | Glass | GasHt-K-12-Retro | Glass-Retro | GasHt | single | sngl to al36 CW | K-12 | Retro | ExCOMM | 1.0376e-05 | 0.00097636 | 0.003255% |  |  |  | 0.3188 | 30 | 8.293% | 40.34% |  | 5.258% |  |  | 40% | 5% | 26 | 37% | 0.797 | 0.03985 |  | 0 | 0.6065 | -0.27382 | -0.013691 | -8.9117e-06
Glass-University-GasHt-sngl to al36 CW-Retro | Glass | GasHt-University-Retro | Glass-Retro | GasHt | single | sngl to al36 CW | University | Retro | ExCOMM | 0.00010439 | 0.00077189 | 0.002573% |  |  |  | 4.0572 | 30 | 4.272% | 25.04% |  | 9.288% |  |  | 75% | 7% | 26 | 37% | 5.4096 | 0.37867 |  | 0 | 1.2836 | -0.57952 | -0.040566 | -1.4911e-05
Glass-Warehouse-GasHt-sngl to al36 CW-Retro | Glass | GasHt-Warehouse-Retro | Glass-Retro | GasHt | single | sngl to al36 CW | Warehouse | Retro | ExCOMM | 2.2278e-05 | 0.00053221 | 0.001774% |  |  |  | 1.2558 | 30 | 11.58% | 12.68% |  | 10.88% |  |  | 20% | 3% | 26 | 37% | 6.279 | 0.18837 |  | 0 | 0.385 | -0.17382 | -0.0052146 | -3.0836e-06
Glass-Supermarket-GasHt-sngl to al36 CW-Retro | Glass | GasHt-Supermarket-Retro | Glass-Retro | GasHt | single | sngl to al36 CW | Supermarket | Retro | ExCOMM | 2.4829e-05 | 0.0001218 | 0.000406% |  |  |  | 6.1155 | 30 | 1.652% | 15.66% |  | 14.13% |  |  | 90% | 3% | 26 | 37% | 6.795 | 0.20385 |  | 0 | 0.424 | -0.19143 | -0.0057428 | -7.7719e-07
Glass-MIniMart-GasHt-sngl to al36 CW-Retro | Glass | GasHt-MIniMart-Retro | Glass-Retro | GasHt | single | sngl to al36 CW | MIniMart | Retro | ExCOMM | 2.7913e-05 | 0.00024647 | 0.0008216% |  |  |  | 3.3975 | 30 | 0.6687% | 15.56% |  | 14.23% |  |  | 50% | 15% | 26 | 37% | 6.795 | 1.0192 |  | 0 | 0.424 | -0.19143 | -0.028714 | -1.5727e-06
Glass-Restaurant-GasHt-sngl to al36 CW-Retro | Glass | GasHt-Restaurant-Retro | Glass-Retro | GasHt | single | sngl to al36 CW | Restaurant | Retro | ExCOMM | 0.00015093 | 0.0013515 | 0.004505% |  |  |  | 3.3502 | 30 | 1.6% | 49.36% |  | 8.568% |  |  | 70% | 18% | 26 | 37% | 4.786 | 0.86148 |  | 0 | 0.327 | -0.14763 | -0.026574 | -6.6509e-06
Glass-Lodging-GasHt-sngl to al36 CW-Retro | Glass | GasHt-Lodging-Retro | Glass-Retro | GasHt | single | sngl to al36 CW | Lodging | Retro | ExCOMM | 0.00043454 | 0.0034174 | 0.01139% |  |  |  | 3.8146 | 30 | 5.597% | 17.7% |  | 38.85% |  |  | 82% | 8% | 26 | 37% | 4.652 | 0.37216 |  | 0 | 0.73917 | -0.33372 | -0.026697 | -3.8015e-05
Glass-Hospital-GasHt-sngl to al36 CW-Retro | Glass | GasHt-Hospital-Retro | Glass-Retro | GasHt | single | sngl to al36 CW | Hospital | Retro | ExCOMM | 3.3534e-05 | 0.00016175 | 0.0005392% |  |  |  | 6.2195 | 30 | 2.478% | 24.5% |  | 3% |  |  | 90% | 8% | 26 | 37% | 6.9105 | 0.55284 |  | 0 | 1.39 | -0.62755 | -0.050204 | -3.3836e-06
Glass-OtherHealth-GasHt-sngl to al36 CW-Retro | Glass | GasHt-OtherHealth-Retro | Glass-Retro | GasHt | single | sngl to al36 CW | OtherHealth | Retro | ExCOMM | 0.00057008 | 0.0051387 | 0.01713% |  |  |  | 3.3282 | 30 | 4.603% | 39.13% |  | 32.13% |  |  | 88% | 8% | 26 | 37% | 3.782 | 0.30256 |  | 0 | 1.568 | -0.70792 | -0.056633 | -0.00012126
Glass-Other-GasHt-sngl to al36 CW-Retro | Glass | GasHt-Other-Retro | Glass-Retro | GasHt | single | sngl to al36 CW | Other | Retro | ExCOMM | 0.00017947 | 0.0033067 | 0.01102% |  |  |  | 1.6282 | 30 | 20.26% | 19.41% |  | 12.62% |  |  | 35% | 6% | 26 | 37% | 4.652 | 0.27912 |  | 0 | 0.73917 | -0.33372 | -0.020023 | -3.6784e-05
Glass-Large Off-GasHt-sngl to al40-Retro | Glass | GasHt-Large Off-Retro | Glass-Retro | GasHt | single | sngl to al40 | Large Off | Retro | ExCOMM | 0.0020646 | 0.0061361 | 0.02557% |  |  |  | 8.0753 | 24 | 9.076% | 12.66% |  | 40.09% |  |  | 82.19% | 15% | 27 | 37% | 9.825 | 1.4737 |  | 0 | 1.142 | -0.51559 | -0.077338 | -0.00013182
Glass-Medium Off-GasHt-sngl to al40-Retro | Glass | GasHt-Medium Off-Retro | Glass-Retro | GasHt | single | sngl to al40 | Medium Off | Retro | ExCOMM | 0.00063556 | 0.0022797 | 0.009499% |  |  |  | 6.691 | 24 | 4.089% | 17.09% |  | 24.49% |  |  | 68.1% | 15% | 27 | 37% | 9.825 | 1.4737 |  | 0 | 1.142 | -0.51559 | -0.077338 | -4.8975e-05
Glass-Small Off-GasHt-sngl to al40-Retro | Glass | GasHt-Small Off-Retro | Glass-Retro | GasHt | single | sngl to al40 | Small Off | Retro | ExCOMM | 0.00034192 | 0.0017302 | 0.007209% |  |  |  | 4.7429 | 24 | 4.798% | 12.75% |  | 21.24% |  |  | 80.08% | 15% | 27 | 37% | 5.923 | 0.88845 |  | 0 | 0.744 | -0.3359 | -0.050385 | -2.4216e-05
Glass-Big Box-GasHt-sngl to al40-Retro | Glass | GasHt-Big Box-Retro | Glass-Retro | GasHt | single | sngl to al40 | Big Box | Retro | ExCOMM | 7.2514e-06 | 2.4108e-05 | 0.0001005% |  |  |  | 7.2188 | 24 | 4.715% | 29.62% |  | 1.944% |  |  | 74.47% | 1% | 27 | 37% | 9.694 | 0.09694 |  | 0 | 1.077 | -0.48624 | -0.0048624 | -4.8843e-07
Glass-Small Box-GasHt-sngl to al40-Retro | Glass | GasHt-Small Box-Retro | Glass-Retro | GasHt | single | sngl to al40 | Small Box | Retro | ExCOMM | 8.6207e-05 | 0.0021343 | 0.008893% |  |  |  | 0.9694 | 24 | 8.709% | 29.32% |  | 18.82% |  |  | 49.18% | 5% | 27 | 37% | 1.971 | 0.09855 |  | 0 | 0.417 | -0.18827 | -0.0094133 | -1.6742e-05
Glass-High End-GasHt-sngl to al40-Retro | Glass | GasHt-High End-Retro | Glass-Retro | GasHt | single | sngl to al40 | High End | Retro | ExCOMM | 6.864e-05 | 0.0018056 | 0.007523% |  |  |  | 0.91236 | 24 | 2.177% | 37.38% |  | 16.66% |  |  | 46.29% | 15% | 27 | 37% | 1.971 | 0.29565 |  | 0 | 0.417 | -0.18827 | -0.02824 | -1.4164e-05
Glass-Anchor-GasHt-sngl to al40-Retro | Glass | GasHt-Anchor-Retro | Glass-Retro | GasHt | single | sngl to al40 | Anchor | Retro | ExCOMM | 0.00011491 | 0.00038145 | 0.001589% |  |  |  | 7.2299 | 24 | 4.204% | 16.54% |  | 20.59% |  |  | 74.58% | 3% | 27 | 37% | 9.694 | 0.29082 |  | 0 | 1.077 | -0.48624 | -0.014587 | -7.7281e-06
Glass-K-12-GasHt-sngl to al40-Retro | Glass | GasHt-K-12-Retro | Glass-Retro | GasHt | single | sngl to al40 | K-12 | Retro | ExCOMM | 9.8743e-06 | 0.00078109 | 0.003255% |  |  |  | 0.3034 | 24 | 8.293% | 40.34% |  | 5.258% |  |  | 40% | 5% | 27 | 37% | 0.7585 | 0.037925 |  | 0 | 0.5675 | -0.25621 | -0.012811 | -8.3386e-06
Glass-University-GasHt-sngl to al40-Retro | Glass | GasHt-University-Retro | Glass-Retro | GasHt | single | sngl to al40 | University | Retro | ExCOMM | 0.00010188 | 0.00061751 | 0.002573% |  |  |  | 3.9597 | 24 | 4.272% | 25.04% |  | 9.288% |  |  | 75% | 7% | 27 | 37% | 5.2796 | 0.36957 |  | 0 | 1.2086 | -0.54566 | -0.038196 | -1.404e-05
Glass-Warehouse-GasHt-sngl to al40-Retro | Glass | GasHt-Warehouse-Retro | Glass-Retro | GasHt | single | sngl to al40 | Warehouse | Retro | ExCOMM | 2.2278e-05 | 0.00042577 | 0.001774% |  |  |  | 1.2558 | 24 | 11.58% | 12.68% |  | 10.88% |  |  | 20% | 3% | 27 | 37% | 6.279 | 0.18837 |  | 0 | 0.357 | -0.16118 | -0.0048353 | -2.8593e-06
Glass-Supermarket-GasHt-sngl to al40-Retro | Glass | GasHt-Supermarket-Retro | Glass-Retro | GasHt | single | sngl to al40 | Supermarket | Retro | ExCOMM | 2.5267e-05 | 9.744e-05 | 0.000406% |  |  |  | 6.2235 | 24 | 1.652% | 15.66% |  | 14.13% |  |  | 90% | 3% | 27 | 37% | 6.915 | 0.20745 |  | 0 | 0.396 | -0.17879 | -0.0053636 | -7.2587e-07
Glass-MIniMart-GasHt-sngl to al40-Retro | Glass | GasHt-MIniMart-Retro | Glass-Retro | GasHt | single | sngl to al40 | MIniMart | Retro | ExCOMM | 2.8406e-05 | 0.00019718 | 0.0008216% |  |  |  | 3.4575 | 24 | 0.6687% | 15.56% |  | 14.23% |  |  | 50% | 15% | 27 | 37% | 6.915 | 1.0373 |  | 0 | 0.396 | -0.17879 | -0.026818 | -1.4688e-06
Glass-Restaurant-GasHt-sngl to al40-Retro | Glass | GasHt-Restaurant-Retro | Glass-Retro | GasHt | single | sngl to al40 | Restaurant | Retro | ExCOMM | 0.00015093 | 0.0010812 | 0.004505% |  |  |  | 3.3502 | 24 | 1.6% | 49.36% |  | 8.568% |  |  | 70% | 18% | 27 | 37% | 4.786 | 0.86148 |  | 0 | 0.296 | -0.13364 | -0.024055 | -6.0204e-06
Glass-Lodging-GasHt-sngl to al40-Retro | Glass | GasHt-Lodging-Retro | Glass-Retro | GasHt | single | sngl to al40 | Lodging | Retro | ExCOMM | 0.00043461 | 0.0027339 | 0.01139% |  |  |  | 3.8153 | 24 | 5.597% | 17.7% |  | 38.85% |  |  | 82% | 8% | 27 | 37% | 4.6528 | 0.37222 |  | 0 | 0.69083 | -0.3119 | -0.024952 | -3.553e-05
Glass-Hospital-GasHt-sngl to al40-Retro | Glass | GasHt-Hospital-Retro | Glass-Retro | GasHt | single | sngl to al40 | Hospital | Retro | ExCOMM | 3.285e-05 | 0.0001294 | 0.0005392% |  |  |  | 6.0926 | 24 | 2.478% | 24.5% |  | 3% |  |  | 90% | 8% | 27 | 37% | 6.7695 | 0.54156 |  | 0 | 1.3155 | -0.59392 | -0.047514 | -3.2023e-06
Glass-OtherHealth-GasHt-sngl to al40-Retro | Glass | GasHt-OtherHealth-Retro | Glass-Retro | GasHt | single | sngl to al40 | OtherHealth | Retro | ExCOMM | 0.00055983 | 0.004111 | 0.01713% |  |  |  | 3.2683 | 24 | 4.603% | 39.13% |  | 32.13% |  |  | 88% | 8% | 27 | 37% | 3.714 | 0.29712 |  | 0 | 1.489 | -0.67225 | -0.05378 | -0.00011515
Glass-Other-GasHt-sngl to al40-Retro | Glass | GasHt-Other-Retro | Glass-Retro | GasHt | single | sngl to al40 | Other | Retro | ExCOMM | 0.0001795 | 0.0026454 | 0.01102% |  |  |  | 1.6285 | 24 | 20.26% | 19.41% |  | 12.62% |  |  | 35% | 6% | 27 | 37% | 4.6528 | 0.27916 |  | 0 | 0.69083 | -0.3119 | -0.018714 | -3.4379e-05
Glass-Large Off-HtPmpHt-sngl to vea-Retro | Glass | HtPmpHt-Large Off-Retro | Glass-Retro | HtPmpHt | single | sngl to vea | Large Off | Retro | ExCOMM | 0.0040519 | 0.002764 | 0.01727% |  |  |  | 23.4554 | 16 | 9.076% | 12.66% |  | 40.09% |  |  | 82.19% | 15% | 29 | 25% | 10.152 | 1.5228 | 15.1114 | 2.2667
Glass-Medium Off-HtPmpHt-sngl to vea-Retro | Glass | HtPmpHt-Medium Off-Retro | Glass-Retro | HtPmpHt | single | sngl to vea | Medium Off | Retro | ExCOMM | 0.0014136 | 0.0010269 | 0.006418% |  |  |  | 22.0251 | 16 | 4.089% | 17.09% |  | 24.49% |  |  | 68.1% | 15% | 29 | 25% | 10.152 | 1.5228 | 15.1114 | 2.2667
Glass-Small Off-HtPmpHt-sngl to vea-Retro | Glass | HtPmpHt-Small Off-Retro | Glass-Retro | HtPmpHt | single | sngl to vea | Small Off | Retro | ExCOMM | 0.00071822 | 0.00077937 | 0.004871% |  |  |  | 14.7446 | 16 | 4.798% | 12.75% |  | 21.24% |  |  | 80.08% | 15% | 29 | 25% | 5.647 | 0.84705 | 10.2227 | 1.5334
Glass-Big Box-HtPmpHt-sngl to vea-Retro | Glass | HtPmpHt-Big Box-Retro | Glass-Retro | HtPmpHt | single | sngl to vea | Big Box | Retro | ExCOMM | 1.4346e-05 | 1.086e-05 | 6.787e-05% |  |  |  | 21.1369 | 16 | 4.715% | 29.62% |  | 1.944% |  |  | 74.47% | 1% | 29 | 25% | 9.839 | 0.09839 | 13.8101 | 0.1381
Glass-Small Box-HtPmpHt-sngl to vea-Retro | Glass | HtPmpHt-Small Box-Retro | Glass-Retro | HtPmpHt | single | sngl to vea | Small Box | Retro | ExCOMM | 0.00040717 | 0.00096138 | 0.006009% |  |  |  | 6.7764 | 16 | 8.709% | 29.32% |  | 18.82% |  |  | 49.18% | 5% | 29 | 25% | 1.836 | 0.0918 | 5.8734 | 0.29367
Glass-High End-HtPmpHt-sngl to vea-Retro | Glass | HtPmpHt-High End-Retro | Glass-Retro | HtPmpHt | single | sngl to vea | High End | Retro | ExCOMM | 0.00034177 | 0.00081334 | 0.005083% |  |  |  | 6.7233 | 16 | 2.177% | 37.38% |  | 16.66% |  |  | 46.29% | 15% | 29 | 25% | 1.836 | 0.2754 | 5.8734 | 0.88101
Glass-Anchor-HtPmpHt-sngl to vea-Retro | Glass | HtPmpHt-Anchor-Retro | Glass-Retro | HtPmpHt | single | sngl to vea | Anchor | Retro | ExCOMM | 0.00022711 | 0.00017182 | 0.001074% |  |  |  | 21.1481 | 16 | 4.204% | 16.54% |  | 20.59% |  |  | 74.58% | 3% | 29 | 25% | 9.839 | 0.29517 | 13.8101 | 0.4143
Glass-K-12-HtPmpHt-sngl to vea-Retro | Glass | HtPmpHt-K-12-Retro | Glass-Retro | HtPmpHt | single | sngl to vea | K-12 | Retro | ExCOMM | 0.00017732 | 0.00035184 | 0.002199% |  |  |  | 8.0634 | 16 | 8.293% | 40.34% |  | 5.258% |  |  | 40% | 5% | 29 | 25% | 0.859 | 0.04295 | 7.7198 | 0.38599
Glass-University-HtPmpHt-sngl to vea-Retro | Glass | HtPmpHt-University-Retro | Glass-Retro | HtPmpHt | single | sngl to vea | University | Retro | ExCOMM | 0.00035252 | 0.00027816 | 0.001738% |  |  |  | 20.2775 | 16 | 4.272% | 25.04% |  | 9.288% |  |  | 75% | 7% | 29 | 25% | 5.522 | 0.38654 | 16.136 | 1.1295
Glass-Warehouse-HtPmpHt-sngl to vea-Retro | Glass | HtPmpHt-Warehouse-Retro | Glass-Retro | HtPmpHt | single | sngl to vea | Warehouse | Retro | ExCOMM | 7.4775e-05 | 0.00019179 | 0.001199% |  |  |  | 6.2382 | 16 | 11.58% | 12.68% |  | 10.88% |  |  | 20% | 3% | 29 | 25% | 6.279 | 0.18837 | 4.9824 | 0.14947
Glass-Supermarket-HtPmpHt-sngl to vea-Retro | Glass | HtPmpHt-Supermarket-Retro | Glass-Retro | HtPmpHt | single | sngl to vea | Supermarket | Retro | ExCOMM | 3.116e-05 | 4.3892e-05 | 0.0002743% |  |  |  | 11.3588 | 16 | 1.652% | 15.66% |  | 14.13% |  |  | 90% | 3% | 29 | 25% | 6.655 | 0.19965 | 5.3693 | 0.16108
Glass-MIniMart-HtPmpHt-sngl to vea-Retro | Glass | HtPmpHt-MIniMart-Retro | Glass-Retro | HtPmpHt | single | sngl to vea | MIniMart | Retro | ExCOMM | 4.8277e-05 | 8.8818e-05 | 0.0005551% |  |  |  | 8.6968 | 16 | 0.6687% | 15.56% |  | 14.23% |  |  | 50% | 15% | 29 | 25% | 6.655 | 0.99825 | 5.3693 | 0.80539
Glass-Restaurant-HtPmpHt-sngl to vea-Retro | Glass | HtPmpHt-Restaurant-Retro | Glass-Retro | HtPmpHt | single | sngl to vea | Restaurant | Retro | ExCOMM | 0.00023987 | 0.00048703 | 0.003044% |  |  |  | 7.8802 | 16 | 1.6% | 49.36% |  | 8.568% |  |  | 70% | 18% | 29 | 25% | 5.111 | 0.91998 | 4.3025 | 0.77444
Glass-Lodging-HtPmpHt-sngl to vea-Retro | Glass | HtPmpHt-Lodging-Retro | Glass-Retro | HtPmpHt | single | sngl to vea | Lodging | Retro | ExCOMM | 0.0010164 | 0.0012315 | 0.007697% |  |  |  | 13.2056 | 16 | 5.597% | 17.7% |  | 38.85% |  |  | 82% | 8% | 29 | 25% | 4.6647 | 0.37317 | 9.3806 | 0.75045
Glass-Hospital-HtPmpHt-sngl to vea-Retro | Glass | HtPmpHt-Hospital-Retro | Glass-Retro | HtPmpHt | single | sngl to vea | Hospital | Retro | ExCOMM | 8.6176e-05 | 5.829e-05 | 0.0003643% |  |  |  | 23.6546 | 16 | 2.478% | 24.5% |  | 3% |  |  | 90% | 8% | 29 | 25% | 7.011 | 0.56088 | 17.3447 | 1.3876
Glass-OtherHealth-HtPmpHt-sngl to vea-Retro | Glass | HtPmpHt-OtherHealth-Retro | Glass-Retro | HtPmpHt | single | sngl to vea | OtherHealth | Retro | ExCOMM | 0.00266 | 0.0018518 | 0.01157% |  |  |  | 22.9836 | 16 | 4.603% | 39.13% |  | 32.13% |  |  | 88% | 8% | 29 | 25% | 3.87 | 0.3096 | 19.578 | 1.5662
Glass-Other-HtPmpHt-sngl to vea-Retro | Glass | HtPmpHt-Other-Retro | Glass-Retro | HtPmpHt | single | sngl to vea | Other | Retro | ExCOMM | 0.00082023 | 0.0011916 | 0.007448% |  |  |  | 11.0133 | 16 | 20.26% | 19.41% |  | 12.62% |  |  | 35% | 6% | 29 | 25% | 4.6647 | 0.27988 | 9.3806 | 0.56284
Glass-Large Off-HtPmpHt-sngl to al36 CW-Retro | Glass | HtPmpHt-Large Off-Retro | Glass-Retro | HtPmpHt | single | sngl to al36 CW | Large Off | Retro | ExCOMM | 0.0057423 | 0.0076701 | 0.02557% |  |  |  | 22.4598 | 30 | 9.076% | 12.66% |  | 40.09% |  |  | 82.19% | 15% | 26 | 37% | 10.039 | 1.5058 | 14.2087 | 2.1313
Glass-Medium Off-HtPmpHt-sngl to al36 CW-Retro | Glass | HtPmpHt-Medium Off-Retro | Glass-Retro | HtPmpHt | single | sngl to al36 CW | Medium Off | Retro | ExCOMM | 0.0019991 | 0.0028496 | 0.009499% |  |  |  | 21.0454 | 30 | 4.089% | 17.09% |  | 24.49% |  |  | 68.1% | 15% | 26 | 37% | 10.039 | 1.5058 | 14.2087 | 2.1313
Glass-Small Off-HtPmpHt-sngl to al36 CW-Retro | Glass | HtPmpHt-Small Off-Retro | Glass-Retro | HtPmpHt | single | sngl to al36 CW | Small Off | Retro | ExCOMM | 0.0010121 | 0.0021628 | 0.007209% |  |  |  | 14.0388 | 30 | 4.798% | 12.75% |  | 21.24% |  |  | 80.08% | 15% | 26 | 37% | 5.805 | 0.87075 | 9.3904 | 1.4086
Glass-Big Box-HtPmpHt-sngl to al36 CW-Retro | Glass | HtPmpHt-Big Box-Retro | Glass-Retro | HtPmpHt | single | sngl to al36 CW | Big Box | Retro | ExCOMM | 2.0519e-05 | 3.0135e-05 | 0.0001005% |  |  |  | 20.4268 | 30 | 4.715% | 29.62% |  | 1.944% |  |  | 74.47% | 1% | 26 | 37% | 9.767 | 0.09767 | 13.1536 | 0.13154
Glass-Small Box-HtPmpHt-sngl to al36 CW-Retro | Glass | HtPmpHt-Small Box-Retro | Glass-Retro | HtPmpHt | single | sngl to al36 CW | Small Box | Retro | ExCOMM | 0.00055659 | 0.0026678 | 0.008893% |  |  |  | 6.2588 | 30 | 8.709% | 29.32% |  | 18.82% |  |  | 49.18% | 5% | 26 | 37% | 1.904 | 0.0952 | 5.3224 | 0.26612
Glass-High End-HtPmpHt-sngl to al36 CW-Retro | Glass | HtPmpHt-High End-Retro | Glass-Retro | HtPmpHt | single | sngl to al36 CW | High End | Retro | ExCOMM | 0.00046673 | 0.002257 | 0.007523% |  |  |  | 6.2037 | 30 | 2.177% | 37.38% |  | 16.66% |  |  | 46.29% | 15% | 26 | 37% | 1.904 | 0.2856 | 5.3224 | 0.79836
Glass-Anchor-HtPmpHt-sngl to al36 CW-Retro | Glass | HtPmpHt-Anchor-Retro | Glass-Retro | HtPmpHt | single | sngl to al36 CW | Anchor | Retro | ExCOMM | 0.00032483 | 0.00047681 | 0.001589% |  |  |  | 20.4379 | 30 | 4.204% | 16.54% |  | 20.59% |  |  | 74.58% | 3% | 26 | 37% | 9.767 | 0.29301 | 13.1536 | 0.39461
Glass-K-12-HtPmpHt-sngl to al36 CW-Retro | Glass | HtPmpHt-K-12-Retro | Glass-Retro | HtPmpHt | single | sngl to al36 CW | K-12 | Retro | ExCOMM | 0.00024178 | 0.00097636 | 0.003255% |  |  |  | 7.429 | 30 | 8.293% | 40.34% |  | 5.258% |  |  | 40% | 5% | 26 | 37% | 0.797 | 0.03985 | 7.1102 | 0.35551
Glass-University-HtPmpHt-sngl to al36 CW-Retro | Glass | HtPmpHt-University-Retro | Glass-Retro | HtPmpHt | single | sngl to al36 CW | University | Retro | ExCOMM | 0.00049157 | 0.00077189 | 0.002573% |  |  |  | 19.1053 | 30 | 4.272% | 25.04% |  | 9.288% |  |  | 75% | 7% | 26 | 37% | 5.4096 | 0.37867 | 15.0481 | 1.0534
Glass-Warehouse-HtPmpHt-sngl to al36 CW-Retro | Glass | HtPmpHt-Warehouse-Retro | Glass-Retro | HtPmpHt | single | sngl to al36 CW | Warehouse | Retro | ExCOMM | 0.00010235 | 0.00053221 | 0.001774% |  |  |  | 5.7693 | 30 | 11.58% | 12.68% |  | 10.88% |  |  | 20% | 3% | 26 | 37% | 6.279 | 0.18837 | 4.5135 | 0.1354
Glass-Supermarket-HtPmpHt-sngl to al36 CW-Retro | Glass | HtPmpHt-Supermarket-Retro | Glass-Retro | HtPmpHt | single | sngl to al36 CW | Supermarket | Retro | ExCOMM | 4.501e-05 | 0.0001218 | 0.000406% |  |  |  | 11.0862 | 30 | 1.652% | 15.66% |  | 14.13% |  |  | 90% | 3% | 26 | 37% | 6.795 | 0.20385 | 4.9707 | 0.14912
Glass-MIniMart-HtPmpHt-sngl to al36 CW-Retro | Glass | HtPmpHt-MIniMart-Retro | Glass-Retro | HtPmpHt | single | sngl to al36 CW | MIniMart | Retro | ExCOMM | 6.8751e-05 | 0.00024647 | 0.0008216% |  |  |  | 8.3682 | 30 | 0.6687% | 15.56% |  | 14.23% |  |  | 50% | 15% | 26 | 37% | 6.795 | 1.0192 | 4.9707 | 0.7456
Glass-Restaurant-HtPmpHt-sngl to al36 CW-Retro | Glass | HtPmpHt-Restaurant-Retro | Glass-Retro | HtPmpHt | single | sngl to al36 CW | Restaurant | Retro | ExCOMM | 0.00032363 | 0.0013515 | 0.004505% |  |  |  | 7.1837 | 30 | 1.6% | 49.36% |  | 8.568% |  |  | 70% | 18% | 26 | 37% | 4.786 | 0.86148 | 3.8335 | 0.69004
Glass-Lodging-HtPmpHt-sngl to al36 CW-Retro | Glass | HtPmpHt-Lodging-Retro | Glass-Retro | HtPmpHt | single | sngl to al36 CW | Lodging | Retro | ExCOMM | 0.0014217 | 0.0034174 | 0.01139% |  |  |  | 12.4801 | 30 | 5.597% | 17.7% |  | 38.85% |  |  | 82% | 8% | 26 | 37% | 4.652 | 0.37216 | 8.6655 | 0.69324
Glass-Hospital-HtPmpHt-sngl to al36 CW-Retro | Glass | HtPmpHt-Hospital-Retro | Glass-Retro | HtPmpHt | single | sngl to al36 CW | Hospital | Retro | ExCOMM | 0.0001214 | 0.00016175 | 0.0005392% |  |  |  | 22.5149 | 30 | 2.478% | 24.5% |  | 3% |  |  | 90% | 8% | 26 | 37% | 6.9105 | 0.55284 | 16.2954 | 1.3036
Glass-OtherHealth-HtPmpHt-sngl to al36 CW-Retro | Glass | HtPmpHt-OtherHealth-Retro | Glass-Retro | HtPmpHt | single | sngl to al36 CW | OtherHealth | Retro | ExCOMM | 0.0037188 | 0.0051387 | 0.01713% |  |  |  | 21.7103 | 30 | 4.603% | 39.13% |  | 32.13% |  |  | 88% | 8% | 26 | 37% | 3.782 | 0.30256 | 18.3822 | 1.4706
Glass-Other-HtPmpHt-sngl to al36 CW-Retro | Glass | HtPmpHt-Other-Retro | Glass-Retro | HtPmpHt | single | sngl to al36 CW | Other | Retro | ExCOMM | 0.0011346 | 0.0033067 | 0.01102% |  |  |  | 10.2937 | 30 | 20.26% | 19.41% |  | 12.62% |  |  | 35% | 6% | 26 | 37% | 4.652 | 0.27912 | 8.6655 | 0.51993
Glass-Large Off-HtPmpHt-sngl to al40-Retro | Glass | HtPmpHt-Large Off-Retro | Glass-Retro | HtPmpHt | single | sngl to al40 | Large Off | Retro | ExCOMM | 0.0054875 | 0.0061361 | 0.00025567 |  |  |  | 21.4633 | 24 | 0.090757 | 12.66% |  | 0.40093 |  |  | 0.82191 | 0.15 | 27 | 0.37 | 9.825 | 1.4737 | 13.388 | 2.0082
Glass-Medium Off-HtPmpHt-sngl to al40-Retro | Glass | HtPmpHt-Medium Off-Retro | Glass-Retro | HtPmpHt | single | sngl to al40 | Medium Off | Retro | ExCOMM | 0.0019073 | 0.0022797 | 9.4988e-05 |  |  |  | 20.0791 | 24 | 0.04089 | 17.09% |  | 0.24488 |  |  | 0.68102 | 0.15 | 27 | 0.37 | 9.825 | 1.4737 | 13.388 | 2.0082
Glass-Small Off-HtPmpHt-sngl to al40-Retro | Glass | HtPmpHt-Small Off-Retro | Glass-Retro | HtPmpHt | single | sngl to al40 | Small Off | Retro | ExCOMM | 0.00097072 | 0.0017302 | 7.2092e-05 |  |  |  | 13.4651 | 24 | 0.047979 | 12.75% |  | 0.21236 |  |  | 0.80076 | 0.15 | 27 | 0.37 | 5.923 | 0.88845 | 8.7222 | 1.3083
Glass-Big Box-HtPmpHt-sngl to al40-Retro | Glass | HtPmpHt-Big Box-Retro | Glass-Retro | HtPmpHt | single | sngl to al40 | Big Box | Retro | ExCOMM | 1.9934e-05 | 2.4108e-05 | 1.0045e-06 |  |  |  | 19.8449 | 24 | 0.047154 | 29.62% |  | 0.019437 |  |  | 0.74467 | 0.01 | 27 | 0.37 | 9.694 | 0.09694 | 12.626 | 0.12626
Glass-Small Box-HtPmpHt-sngl to al40-Retro | Glass | HtPmpHt-Small Box-Retro | Glass-Retro | HtPmpHt | single | sngl to al40 | Small Box | Retro | ExCOMM | 0.00052094 | 0.0021343 | 8.8928e-05 |  |  |  | 5.858 | 24 | 0.087092 | 29.32% |  | 0.18824 |  |  | 0.49183 | 0.05 | 27 | 0.37 | 1.971 | 0.09855 | 4.8886 | 0.24443
Glass-High End-HtPmpHt-sngl to al40-Retro | Glass | HtPmpHt-High End-Retro | Glass-Retro | HtPmpHt | single | sngl to al40 | High End | Retro | ExCOMM | 0.00043643 | 0.0018056 | 7.5234e-05 |  |  |  | 5.801 | 24 | 0.021773 | 37.38% |  | 0.16656 |  |  | 0.46289 | 0.15 | 27 | 0.37 | 1.971 | 0.29565 | 4.8886 | 0.73329
Glass-Anchor-HtPmpHt-sngl to al40-Retro | Glass | HtPmpHt-Anchor-Retro | Glass-Retro | HtPmpHt | single | sngl to al40 | Anchor | Retro | ExCOMM | 0.00031558 | 0.00038145 | 1.5894e-05 |  |  |  | 19.8559 | 24 | 0.042038 | 16.54% |  | 0.20592 |  |  | 0.74581 | 0.03 | 27 | 0.37 | 9.694 | 0.29082 | 12.626 | 0.37878
Glass-K-12-HtPmpHt-sngl to al40-Retro | Glass | HtPmpHt-K-12-Retro | Glass-Retro | HtPmpHt | single | sngl to al40 | K-12 | Retro | ExCOMM | 0.0002264 | 0.00078109 | 3.2545e-05 |  |  |  | 6.9564 | 24 | 0.082931 | 40.34% |  | 0.052579 |  |  | 0.4 | 0.05 | 27 | 0.37 | 0.7585 | 0.037925 | 6.653 | 0.33265
Glass-University-HtPmpHt-sngl to al40-Retro | Glass | HtPmpHt-University-Retro | Glass-Retro | HtPmpHt | single | sngl to al40 | University | Retro | ExCOMM | 0.00046644 | 0.00061751 | 2.573e-05 |  |  |  | 18.1285 | 24 | 0.042722 | 25.04% |  | 0.092883 |  |  | 0.75 | 0.07 | 27 | 0.37 | 5.2796 | 0.36957 | 14.1688 | 0.99182
Glass-Warehouse-HtPmpHt-sngl to al40-Retro | Glass | HtPmpHt-Warehouse-Retro | Glass-Retro | HtPmpHt | single | sngl to al40 | Warehouse | Retro | ExCOMM | 9.6525e-05 | 0.00042577 | 1.774e-05 |  |  |  | 5.441 | 24 | 0.11581 | 12.68% |  | 0.10884 |  |  | 0.2 | 0.03 | 27 | 0.37 | 6.279 | 0.18837 | 4.1852 | 0.12556
Glass-Supermarket-HtPmpHt-sngl to al40-Retro | Glass | HtPmpHt-Supermarket-Retro | Glass-Retro | HtPmpHt | single | sngl to al40 | Supermarket | Retro | ExCOMM | 4.4116e-05 | 9.744e-05 | 4.06e-06 |  |  |  | 10.8659 | 24 | 0.016524 | 15.66% |  | 0.14135 |  |  | 0.9 | 0.03 | 27 | 0.37 | 6.915 | 0.20745 | 4.6424 | 0.13927
Glass-MIniMart-HtPmpHt-sngl to al40-Retro | Glass | HtPmpHt-MIniMart-Retro | Glass-Retro | HtPmpHt | single | sngl to al40 | MIniMart | Retro | ExCOMM | 6.6547e-05 | 0.00019718 | 8.2157e-06 |  |  |  | 8.0999 | 24 | 0.0066867 | 15.56% |  | 0.14225 |  |  | 0.5 | 0.15 | 27 | 0.37 | 6.915 | 1.0373 | 4.6424 | 0.69637
Glass-Restaurant-HtPmpHt-sngl to al40-Retro | Glass | HtPmpHt-Restaurant-Retro | Glass-Retro | HtPmpHt | single | sngl to al40 | Restaurant | Retro | ExCOMM | 0.00030726 | 0.0010812 | 4.505e-05 |  |  |  | 6.8203 | 24 | 0.015996 | 49.36% |  | 0.085679 |  |  | 0.7 | 0.18 | 27 | 0.37 | 4.786 | 0.86148 | 3.4701 | 0.62462
Glass-Lodging-HtPmpHt-sngl to al40-Retro | Glass | HtPmpHt-Lodging-Retro | Glass-Retro | HtPmpHt | single | sngl to al40 | Lodging | Retro | ExCOMM | 0.0013572 | 0.0027339 | 0.00011391 |  |  |  | 11.9141 | 24 | 0.055974 | 17.7% |  | 0.38852 |  |  | 0.82 | 0.08 | 27 | 0.37 | 4.6528 | 0.37222 | 8.0989 | 0.64791
Glass-Hospital-HtPmpHt-sngl to al40-Retro | Glass | HtPmpHt-Hospital-Retro | Glass-Retro | HtPmpHt | single | sngl to al40 | Hospital | Retro | ExCOMM | 0.000116 | 0.0001294 | 5.3918e-06 |  |  |  | 21.5146 | 24 | 0.024785 | 24.5% |  | 0.03 |  |  | 0.9 | 0.08 | 27 | 0.37 | 6.7695 | 0.54156 | 15.422 | 1.2338
Glass-OtherHealth-HtPmpHt-sngl to al40-Retro | Glass | HtPmpHt-OtherHealth-Retro | Glass-Retro | HtPmpHt | single | sngl to al40 | OtherHealth | Retro | ExCOMM | 0.0035499 | 0.004111 | 0.00017129 |  |  |  | 20.7244 | 24 | 0.046029 | 39.13% |  | 0.32127 |  |  | 0.88 | 0.08 | 27 | 0.37 | 3.714 | 0.29712 | 17.456 | 1.3965
Glass-Other-HtPmpHt-sngl to al40-Retro | Glass | HtPmpHt-Other-Retro | Glass-Retro | HtPmpHt | single | sngl to al40 | Other | Retro | ExCOMM | 0.0010722 | 0.0026454 | 0.00011022 |  |  |  | 9.7273 | 24 | 0.20264 | 19.41% |  | 0.12621 |  |  | 0.35 | 0.06 | 27 | 0.37 | 4.6528 | 0.27916 | 8.0989 | 0.48593
Note on I7: Charlie Grist: Measure Opportunity
Note on Q7: Charlie Grist: Weighted for Fraction Cooled
Note on T7: Charlie Grist: Measure Applicability from HVAC Matrix. Applies to all replacement stock as lost opp and to fraction of newstock that does not come under integrated design.
Note on V7: Charlie Grist: Percent of activity type for subtype.
Note on AB7: Charlie Grist: Use this for weighting of regional measure selection. By selecting only the cost-effective measure of those reviewed. Set measure selection on NewGlass and NRGlass named ranges.
Note on AK7: Charlie Grist: Gas savings crditied at levelized wholesale cost of gas
Note on AL7: Charlie Grist: Gas savings crditied at levelized wholesale cost of gas

## KennedyOut
Values pasted from | ..\..\Data Sources\ECOTOPE\Commercial_Env522.xls
| new | new | new | new | new | new | new | new | new |  | ret/ren | ret/ren | ret/ren | ret/ren | ret/ren | ret/ren | ret/ren | ret/ren | ret/ren |  | ret/ren | ret/ren | ret/ren | ret/ren | ret/ren | ret/ren | ret/ren | ret/ren
| window | window | window | window | window | window | window | window | window |  | window | window | window | window | window | window | window | window | window |  | window | window | window | window | window | window | window | window
1 | 2 | 3 | 4 | 5 | 6 | 7 | 8 | 9 | 10 | 11 | 12 | 13 | 14 | 15 | 16 | 17 | 18 | 19 | 20 | 21 | 22 | 23 | 24 | 25 | 26 | 27 | 28 | 29 | 30 | 31 | 32 | 33 | 34 | 35 | 36 | 37 | 38 | 39 | 40 | 41 | 42 | 43 | 44 | 45
| New Buildings | [9 empty] | Existing Buildings | [9 empty] | Existing Buildings
| Low e Base (U48 S43) |  |  |  | Tint Base (U50 S52) | [5 empty] | Low e Base (U48 S43) |  |  |  | Tint Base (U50 S52) | [5 empty] | Double Glaze Base |  |  |  | Single Galse Base
| code to al36 (U36 S43) | code to al40 (U40 S43) | code to al45 (U45 S43) | code to vea | codet to al36tint (U35 S35) | codet to al40tint (U40 S35) | codet to al45tint (U45 S35) | codet to veat | codet to vet |  | code to al36 (U36 S43) | code to al40 (U40 S43) | code to al45 (U45 S43) | code to vea | codet to al36tint (U35 S35) | codet to al40tint (U40 S35) | codet to al45tint (U45 S35) | codet to veat | codet to vet |  | dbl to al36 | dbl to al40 | dbl to al45 | dbl to vea | sngl to al36 | sngl to al40 | sngl to al45 | sngl to vea |  |  |  | The table below are the values plugged into doe2. The SC is the shgc rather than the center of glass SC so it is lower than code. I'm not sure of the basis for choosing the code u-values. There is some potential for increased predicted savings there.
Electric Cooling Savings (kWh/comp sqft) | [31 empty] | ##elseif #[Gtype eqs alcodetint]
Assembly | 0.0001 | 0.0001 | 0.0001 | 0.0001 | 0.186 | 0.14 | 0.14 | 0.233 | 0.233 |  | 0.023 | 0.023 | 0.0001 | 0.0001 | 0.186 | 0.186 | 0.209 | 0.279 | 0.233 |  | 3.9855 | 3.9976 | 4.0216 | 3.9875 | 0.814 | 0.814 | 0.791 | 0.814 |  |  |  | ##set1 windowpn 2
College | 0.151 | 0.0922 | 0.028 | 0.0514 | 0.7804 | 0.7176 | 0.659 | 0.9166 | 0.876 |  | 0.283 | 0.1544 | 0.0346 | 0.0842 | 1.3206 | 1.1876 | 1.0666 | 1.5596 | 1.465 |  | 3.59 | 3.5342 | 3.418 | 3.717 | 5.4096 | 5.2796 | 5.1584 | 5.522 |  |  |  | ##set1 windowsc 0.52
Grocery | 0.799 | 0.54 | 0.2 | 0.3 | 0.859 | 0.56 | 0.26 | 1.139 | 0.899 |  | 0.08 | 0.06 | 0.04 | -0.020625 | 1.2217 | 1.2159 | 1.2189 | 1.3351 | 1.3473 |  | 6.735 | 6.715 | 6.695 | 6.795 | 6.795 | 6.915 | 7.015 | 6.655 |  |  |  | ##set1 windowu 0.50
Hospital | 0.1525 | 0.0945 | 0.023 | 0.055 | 1.201 | 1.1295 | 1.0775 | 1.3885 | 1.3415 |  | 0.257 | 0.1225 | 0.0215 | 0.0725 | 1.735 | 1.605 | 1.4875 | 2.021 | 1.937 |  | 4.7335 | 4.692 | 4.59 | 4.845 | 6.9105 | 6.7695 | 6.661 | 7.011 |  |  |  | ##elseif #[Gtype eqs alcls45tint]
Hotel | 0.066667 | 0.052083 | 0.015833 | 0.02675 | 0.92425 | 0.88767 | 0.86967 | 1.0988 | 1.079 |  | -0.01225 | -0.012583 | -0.008 | -0.020625 | 1.2217 | 1.2159 | 1.2189 | 1.3351 | 1.3473 |  | 3.9855 | 3.9976 | 4.0216 | 3.9875 | 4.652 | 4.6528 | 4.664 | 4.6647 |  |  |  | ##set1 windowpn 2
Lab | -0.116 | -0.098 | -0.058 | -0.049 | 1.108 | 1.111 | 1.184 | 1.196 | 1.261 |  | 0.355 | 0.141 | 0.0001 | 0.08 | 2.567 | 2.368 | 2.206 | 2.992 | 2.885 |  | 7.001 | 6.979 | 6.842 | 7.151 | 10.039 | 9.825 | 9.684 | 10.152 |  |  |  | ##set1 windowsc 0.35
Laundry | 0.066667 | 0.052083 | 0.015833 | 0.02675 | 0.92425 | 0.88767 | 0.86967 | 1.0988 | 1.079 |  | -0.01225 | -0.012583 | -0.008 | -0.020625 | 1.2217 | 1.2159 | 1.2189 | 1.3351 | 1.3473 |  | 3.9855 | 3.9976 | 4.0216 | 3.9875 | 4.652 | 4.6528 | 4.664 | 4.6647 |  |  |  | ##set1 windowu 0.45
Motel | 0.066667 | 0.052083 | 0.015833 | 0.02675 | 0.92425 | 0.88767 | 0.86967 | 1.0988 | 1.079 |  | -0.01225 | -0.012583 | -0.008 | -0.020625 | 1.2217 | 1.2159 | 1.2189 | 1.3351 | 1.3473 |  | 3.9855 | 3.9976 | 4.0216 | 3.9875 | 4.652 | 4.6528 | 4.664 | 4.6647 |  |  |  | ##elseif #[Gtype eqs alcls40tint]
Office - Large | -0.116 | -0.098 | -0.058 | -0.049 | 1.108 | 1.111 | 1.184 | 1.196 | 1.261 |  | 0.355 | 0.141 | 0.0001 | 0.08 | 2.567 | 2.368 | 2.206 | 2.992 | 2.885 |  | 7.001 | 6.979 | 6.842 | 7.151 | 10.039 | 9.825 | 9.684 | 10.152 |  |  |  | ##set1 windowpn 2
Office - Small | -0.316 | -0.158 | -0.079 | -0.079 | 1.737 | 1.816 | 1.974 | 1.816 | 1.974 |  | -0.355 | -0.197 | -0.079 | -0.079 | 1.974 | 2.053 | 2.211 | 2.053 | 2.211 |  | 5.094 | 5.212 | 5.331 | 4.936 | 5.805 | 5.923 | 6.042 | 5.647 |  |  |  | ##set1 windowsc 0.35
Rest-Fast Food | 0.065 | 0.065 | 0.0001 | 0.033 | 1.498 | 1.432 | 1.432 | 1.628 | 1.53 |  | 0.033 | 0.033 | 0.016 | -0.020625 | 1.302 | 1.302 | 1.302 | 1.3351 | 1.3473 |  | 3.907 | 3.842 | 3.842 | 3.907 | 4.786 | 4.786 | 4.818 | 5.111 |  |  |  | ##set1 windowu 0.40
Rest-Full Serve | -0.34 | -0.204 | -0.068 | -0.136 | 0.884 | 1.02 | 1.156 | 0.884 | 1.02 |  | -0.561 | -0.391 | -0.153 | -0.136 | 1.224 | 1.224 | 1.428 | 1.156 | 1.292 |  | 2.719 | 2.923 | 3.195 | 2.413 | 2.515 | 2.651 | 2.855 | 2.311 |  |  |  | ##elseif #[Gtype eqs alcls36tint]
Retail - Large | 0.217 | 0.163 | 0.054 | 0.072 | 2.749 | 2.659 | 2.568 | 3.165 | 3.075 |  | 0.175 | 0.109 | 0.03 | -0.020625 | 1.2217 | 1.2159 | 1.2189 | 1.3351 | 1.3473 |  | 7.198 | 7.09 | 7.036 | 7.289 | 9.767 | 9.694 | 9.622 | 9.839 |  |  |  | ##set1 windowpn 2
Retail - Small | -0.213 | -0.155 | -0.039 | -0.077 | 0.58 | 0.657 | 0.773 | 0.541 | 0.618 |  | -0.213 | -0.11 | -0.058 | -0.077 | 0.812 | 0.928 | 0.792 | 0.792 | 0.908 |  | 1.469 | 1.643 | 1.797 | 1.565 | 1.904 | 1.971 | 1.971 | 1.836 |  |  |  | ##set1 windowsc 0.35
Retirement | 0.421 | 0.287 | 0.104 | 0.159 | 1.294 | 1.148 | 0.971 | 1.581 | 1.422 |  | 0.159 | 0.104 | 0.043 | 0.065 | 0.903 | 0.842 | 0.769 | 1.05 | 0.989 |  | 2.466 | 2.405 | 2.338 | 2.539 | 3.782 | 3.714 | 3.638 | 3.87 |  |  |  | ##set1 windowu 0.36
School - Primary | 0.1415 | 0.0925 | 0.038 | 0.049 | 0.098 | 0.0545 | -0.011 | 0.1525 | 0.109 |  | 0.1365 | 0.0965 | 0.0325 | 0.049 | 0.1415 | 0.09 | 0.038 | 0.191 | 0.1415 |  | 0.3705 | 0.327 | 0.267 | 0.436 | 0.797 | 0.7585 | 0.6965 | 0.859
School - Secondary | 0.1415 | 0.0925 | 0.038 | 0.049 | 0.098 | 0.0545 | -0.011 | 0.1525 | 0.109 |  | 0.1365 | 0.0965 | 0.0325 | 0.049 | 0.1415 | 0.09 | 0.038 | 0.191 | 0.1415 |  | 0.3705 | 0.327 | 0.267 | 0.436 | 0.797 | 0.7585 | 0.6965 | 0.859
Workshop | 0.0001 | 0.0001 | 0.0001 | 0.0001 | 0.0001 | 0.0001 | 0.0001 | 0.698 | 0.698 |  | 0.0001 | 0.0001 | 0.0001 | -0.020625 | 1.2217 | 1.2159 | 1.2189 | 1.3351 | 1.3473 |  | 0.698 | 0.698 | 0.698 | 0.698 | 1.744 | 1.744 | 1.744 | 1.744 |  |  |  | ##elseif #[Gtype eqs alcode]
Skilled Nursing | 0.421 | 0.287 | 0.104 | 0.159 | 1.294 | 1.148 | 0.971 | 1.581 | 1.422 |  | 0.159 | 0.104 | 0.043 | 0.065 | 0.903 | 0.842 | 0.769 | 1.05 | 0.989 |  | 2.466 | 2.405 | 2.338 | 2.539 | 3.782 | 3.714 | 3.638 | 3.87 |  |  |  | ##set1 windowpn 2
Warehouse | 0.0001 | 0.0001 | 0.0001 | 0.0001 | 0.0001 | 0.0001 | 0.0001 | 0.0001 | 0.0001 |  | -0.116 | -0.116 | 0.0001 | -0.116 | 1.744 | 1.86 | 1.977 | 1.977 | 1.977 |  | 5.813 | 5.813 | 5.93 | 5.697 | 6.279 | 6.279 | 6.395 | 6.279 |  |  |  | ##set1 windowsc 0.43
Other | 0.066667 | 0.052083 | 0.015833 | 0.02675 | 0.92425 | 0.88767 | 0.86967 | 1.0988 | 1.079 |  | -0.01225 | -0.012583 | -0.008 | -0.020625 | 1.2217 | 1.2159 | 1.2189 | 1.3351 | 1.3473 |  | 3.9855 | 3.9976 | 4.0216 | 3.9875 | 4.652 | 4.6528 | 4.664 | 4.6647 |  |  |  | ##set1 windowu 0.48
##elseif #[Gtype eqs alcls45]
##set1 windowpn 2
| code to al36 | code to al40 | code to al45 | code to vea | codet to al36tint | codet to al40tint | codet to al45tint | codet to veat | codet to vet |  | code to al36 | code to al40 | code to al45 | code to vea | codet to al36tint | codet to al40tint | codet to al45tint | codet to veat | codet to vet |  | dbl to al36 | dbl to al40 | dbl to al45 | dbl to vea | sngl to al36 | sngl to al40 | sngl to al45 | sngl to vea |  |  |  | ##set1 windowsc 0.43
Gas Heat Savings (therms/comp sqft) | [31 empty] | ##set1 windowu 0.45
Assembly | 0.095 | 0.062 | 0.024 | 0.03 | 0.021 | -0.011 | -0.049 | 0.051 | 0.021 |  | 0.073 | 0.048 | 0.017 | 0.021 | 0.025 | -0.002 | -0.033 | 0.046 | 0.024 |  | 0.38582 | 0.33473 | 0.27273 | 0.45145 | 0.146 | 0.121 | 0.09 | 0.177 |  |  |  | ##elseif #[Gtype eqs alcls40]
College | 0.1746 | 0.1144 | 0.0416 | 0.06 | 0.1508 | 0.0892 | 0.0166 | 0.2202 | 0.1616 |  | 0.1838 | 0.1196 | 0.0412 | 0.0648 | 0.1844 | 0.1168 | 0.0394 | 0.2646 | 0.1984 |  | 0.643 | 0.5742 | 0.4828 | 0.7376 | 1.2836 | 1.2086 | 1.1168 | 1.3764 |  |  |  | ##set1 windowpn 2
Grocery | 0.101 | 0.066 | 0.025 | 0.035 | 0.034 | 0.0001 | -0.042 | 0.07 | 0.033 |  | 0.104 | 0.069 | 0.025 | 0.052 | 0.10211 | 0.052333 | -0.0035556 | 0.16875 | 0.11713 |  | 0.269 | 0.233 | 0.19 | 0.314 | 0.424 | 0.396 | 0.363 | 0.458 |  |  |  | ##set1 windowsc 0.43
Hospital | 0.171 | 0.112 | 0.0405 | 0.0585 | 0.1695 | 0.1085 | 0.0365 | 0.24 | 0.181 |  | 0.191 | 0.123 | 0.042 | 0.0655 | 0.216 | 0.145 | 0.064 | 0.298 | 0.231 |  | 0.699 | 0.6345 | 0.5495 | 0.7855 | 1.39 | 1.3155 | 1.227 | 1.4795 |  |  |  | ##set1 windowu 0.40
Hotel | 0.12342 | 0.082 | 0.030417 | 0.041083 | 0.081833 | 0.037833 | -0.014333 | 0.12858 | 0.0855 |  | 0.13017 | 0.084583 | 0.031417 | 0.052 | 0.10211 | 0.052333 | -0.0035556 | 0.16875 | 0.11713 |  | 0.38582 | 0.33473 | 0.27273 | 0.45145 | 0.73917 | 0.69083 | 0.63417 | 0.80017 |  |  |  | ##elseif #[Gtype eqs alcls36]
Lab | 0.165 | 0.106 | 0.037 | 0.057 | 0.179 | 0.117 | 0.048 | 0.249 | 0.192 |  | 0.171 | 0.106 | 0.032 | 0.057 | 0.184 | 0.114 | 0.039 | 0.257 | 0.196 |  | 0.615 | 0.562 | 0.485 | 0.693 | 1.212 | 1.142 | 1.062 | 1.289 |  |  |  | ##set1 windowpn 2
Laundry | 0.12342 | 0.082 | 0.030417 | 0.041083 | 0.081833 | 0.037833 | -0.014333 | 0.12858 | 0.0855 |  | 0.13017 | 0.084583 | 0.031417 | 0.052 | 0.10211 | 0.052333 | -0.0035556 | 0.16875 | 0.11713 |  | 0.38582 | 0.33473 | 0.27273 | 0.45145 | 0.73917 | 0.69083 | 0.63417 | 0.80017 |  |  |  | ##set1 windowsc 0.43
Motel | 0.12342 | 0.082 | 0.030417 | 0.041083 | 0.081833 | 0.037833 | -0.014333 | 0.12858 | 0.0855 |  | 0.13017 | 0.084583 | 0.031417 | 0.052 | 0.10211 | 0.052333 | -0.0035556 | 0.16875 | 0.11713 |  | 0.38582 | 0.33473 | 0.27273 | 0.45145 | 0.73917 | 0.69083 | 0.63417 | 0.80017 |  |  |  | ##set1 windowu 0.36
Office - Large | 0.165 | 0.106 | 0.037 | 0.057 | 0.179 | 0.117 | 0.048 | 0.249 | 0.192 |  | 0.171 | 0.106 | 0.032 | 0.057 | 0.184 | 0.114 | 0.039 | 0.257 | 0.196 |  | 0.615 | 0.562 | 0.485 | 0.693 | 1.212 | 1.142 | 1.062 | 1.289
Office - Small | 0.151 | 0.1 | 0.038 | 0.051 | 0.086 | 0.032 | -0.03 | 0.143 | 0.089 |  | 0.166 | 0.111 | 0.042 | 0.057 | 0.108 | 0.049 | -0.022 | 0.17 | 0.111 |  | 0.344 | 0.288 | 0.218 | 0.416 | 0.801 | 0.744 | 0.675 | 0.872 |  |  |  | Michael Kennedy
Rest-Fast Food | 0.107 | 0.07 | 0.027 | 0.033 | 0.042 | 0.007 | -0.038 | 0.07 | 0.037 |  | 0.09 | 0.059 | 0.021 | 0.052 | 0.031 | 0.002 | -0.033 | 0.16875 | 0.11713 |  | 0.144 | 0.111 | 0.069 | 0.191 | 0.327 | 0.296 | 0.258 | 0.367 |  |  |  | Port Townsend WA USA
Rest-Full Serve | 0.186 | 0.123 | 0.046 | 0.065 | 0.088 | 0.023 | -0.056 | 0.153 | 0.09 |  | 0.174 | 0.115 | 0.042 | 0.063 | 0.084 | 0.023 | -0.051 | 0.146 | 0.084 |  | 0.334 | 0.269 | 0.193 | 0.413 | 0.789 | 0.723 | 0.644 | 0.872
Retail - Large | 0.1 | 0.067 | 0.025 | 0.033 | 0.136 | 0.102 | 0.061 | 0.18 | 0.147 |  | 0.105 | 0.069 | 0.026 | 0.052 | 0.10211 | 0.052333 | -0.0035556 | 0.16875 | 0.11713 |  | 0.579 | 0.535 | 0.482 | 0.634 | 1.122 | 1.077 | 1.022 | 1.178
Retail - Small | 0.121 | 0.08 | 0.03 | 0.042 | 0.07 | 0.028 | -0.024 | 0.115 | 0.072 |  | 0.11 | 0.072 | 0.027 | 0.04 | 0.062 | 0.023 | -0.024 | 0.105 | 0.065 |  | 0.206 | 0.167 | 0.12 | 0.255 | 0.454 | 0.417 | 0.372 | 0.501
Retirement | 0.177 | 0.118 | 0.044 | 0.06 | 0.16 | 0.1 | 0.025 | 0.231 | 0.17 |  | 0.211 | 0.14 | 0.052 | 0.074 | 0.248 | 0.176 | 0.089 | 0.339 | 0.266 |  | 0.783 | 0.707 | 0.614 | 0.878 | 1.568 | 1.489 | 1.392 | 1.67
School - Primary | 0.0915 | 0.0605 | 0.0225 | 0.0315 | 0.059 | 0.028 | -0.0095 | 0.093 | 0.0635 |  | 0.0915 | 0.0615 | 0.0225 | 0.034 | 0.0765 | 0.045 | 0.0075 | 0.1175 | 0.0835 |  | 0.3005 | 0.26 | 0.2075 | 0.356 | 0.6065 | 0.5675 | 0.517 | 0.6585
School - Secondary | 0.0915 | 0.0605 | 0.0225 | 0.0315 | 0.059 | 0.028 | -0.0095 | 0.093 | 0.0635 |  | 0.0915 | 0.0615 | 0.0225 | 0.034 | 0.0765 | 0.045 | 0.0075 | 0.1175 | 0.0835 |  | 0.3005 | 0.26 | 0.2075 | 0.356 | 0.6065 | 0.5675 | 0.517 | 0.6585
Workshop | 0.095 | 0.071 | 0.024 | 0.024 | 0.048 | 0.0001 | -0.048 | 0.095 | 0.048 |  | 0.119 | 0.071 | 0.024 | 0.052 | 0.10211 | 0.052333 | -0.0035556 | 0.16875 | 0.11713 |  | 0.179 | 0.131 | 0.095 | 0.226 | 0.429 | 0.393 | 0.345 | 0.476
Skilled Nursing | 0.177 | 0.118 | 0.044 | 0.06 | 0.16 | 0.1 | 0.025 | 0.231 | 0.17 |  | 0.211 | 0.14 | 0.052 | 0.074 | 0.248 | 0.176 | 0.089 | 0.339 | 0.266 |  | 0.783 | 0.707 | 0.614 | 0.878 | 1.568 | 1.489 | 1.392 | 1.67
Warehouse | 0.0001 | 0.0001 | 0.0001 | 0.0001 | 0.0001 | 0.0001 | 0.0001 | 0.0001 | 0.0001 |  | 0.056 | 0.032 | 0.024 | 0.036 | 0.024 | -0.004 | -0.012 | 0.052 | 0.024 |  | 0.19 | 0.159 | 0.119 | 0.234 | 0.385 | 0.357 | 0.353 | 0.425
Other | 0.12342 | 0.082 | 0.030417 | 0.041083 | 0.081833 | 0.037833 | -0.014333 | 0.12858 | 0.0855 |  | 0.13017 | 0.084583 | 0.031417 | 0.052 | 0.10211 | 0.052333 | -0.0035556 | 0.16875 | 0.11713 |  | 0.38582 | 0.33473 | 0.27273 | 0.45145 | 0.73917 | 0.69083 | 0.63417 | 0.80017
Limbo | 0.12342 | 0.082 | 0.030417 | 0.041083 | 0.081833 | 0.037833 | -0.014333 | 0.12858 | 0.0855 |  | 0.13017 | 0.084583 | 0.031417 | 0.052 | 0.10211 | 0.052333 | -0.0035556 | 0.16875 | 0.11713 |  | 0.38582 | 0.33473 | 0.27273 | 0.45145 | 0.73917 | 0.69083 | 0.63417 | 0.80017
Seasonal | 0.12342 | 0.082 | 0.030417 | 0.041083 | 0.081833 | 0.037833 | -0.014333 | 0.12858 | 0.0855 |  | 0.13017 | 0.084583 | 0.031417 | 0.052 | 0.10211 | 0.052333 | -0.0035556 | 0.16875 | 0.11713 |  | 0.38582 | 0.33473 | 0.27273 | 0.45145 | 0.73917 | 0.69083 | 0.63417 | 0.80017
80% | code to al36 | code to al40 | code to al45 | code to vea | codet to al36tint | codet to al40tint | codet to al45tint | codet to veat | codet to vet |  | code to al36 | code to al40 | code to al45 | code to vea | codet to al36tint | codet to al40tint | codet to al45tint | codet to veat | codet to vet |  | dbl to al36 | dbl to al40 | dbl to al45 | dbl to vea | sngl to al36 | sngl to al40 | sngl to al45 | sngl to vea
Electric Resistance Heat Savings (kWh/comp sqft)
Assembly | 2.7843 | 1.8171 | 0.7034 | 0.7034 | 0.49238 | -0.25791 | -1.1489 | 1.1958 | 0.49238 |  | 2.1395 | 1.4068 | 0.49824 | 0.61547 | 0.73271 | -0.058617 | -0.96717 | 1.3482 | 0.7034 |  | 11.3077 | 9.8103 | 7.9932 | 13.2314 | 4.279 | 3.5463 | 2.6377 | 5.1876
College | 5.1172 | 3.3529 | 1.2192 | 1.4068 | 3.5358 | 2.0914 | 0.38921 | 5.163 | 3.789 |  | 4.3095 | 2.8042 | 0.966 | 1.5193 | 4.3236 | 2.7386 | 0.9238 | 6.204 | 4.6518 |  | 15.0762 | 13.4631 | 11.32 | 17.2943 | 30.0961 | 28.3376 | 26.1852 | 32.272
Grocery | 2.9601 | 1.9343 | 0.73271 | 0.82063 | 0.79719 | 0.0001 | -0.98476 | 1.6413 | 0.77374 |  | 2.4385 | 1.6178 | 0.58617 | 1.2192 | 2.3942 | 1.227 | -0.083366 | 3.9566 | 2.7462 |  | 6.3072 | 5.4631 | 4.4549 | 7.3623 | 9.9414 | 9.2849 | 8.5111 | 10.7386
Hospital | 5.0117 | 3.2825 | 1.187 | 1.3716 | 3.9742 | 2.544 | 0.8558 | 5.6272 | 4.2438 |  | 4.4783 | 2.8839 | 0.98476 | 1.5358 | 5.0645 | 3.3998 | 1.5006 | 6.9871 | 5.4162 |  | 16.3892 | 14.8769 | 12.8839 | 18.4174 | 32.5909 | 30.8441 | 28.7691 | 34.6893
Hotel | 3.6171 | 2.4033 | 0.89146 | 0.96327 | 1.9187 | 0.88707 | -0.33607 | 3.0148 | 2.0047 |  | 3.052 | 1.9832 | 0.73662 | 1.2192 | 2.3942 | 1.227 | -0.083366 | 3.9566 | 2.7462 |  | 9.0461 | 7.8482 | 6.3945 | 10.5851 | 17.331 | 16.1977 | 14.8691 | 18.7612
Lab | 4.8359 | 3.1067 | 1.0844 | 1.3365 | 4.197 | 2.7433 | 1.1254 | 5.8382 | 4.5018 |  | 4.0094 | 2.4853 | 0.75029 | 1.3365 | 4.3142 | 2.6729 | 0.91442 | 6.0258 | 4.5955 |  | 14.4197 | 13.177 | 11.3716 | 16.2485 | 28.4174 | 26.7761 | 24.9004 | 30.2227
Laundry | 3.6171 | 2.4033 | 0.89146 | 0.96327 | 1.9187 | 0.88707 | -0.33607 | 3.0148 | 2.0047 |  | 3.052 | 1.9832 | 0.73662 | 1.2192 | 2.3942 | 1.227 | -0.083366 | 3.9566 | 2.7462 |  | 9.0461 | 7.8482 | 6.3945 | 10.5851 | 17.331 | 16.1977 | 14.8691 | 18.7612
Motel | 3.6171 | 2.4033 | 0.89146 | 0.96327 | 1.9187 | 0.88707 | -0.33607 | 3.0148 | 2.0047 |  | 3.052 | 1.9832 | 0.73662 | 1.2192 | 2.3942 | 1.227 | -0.083366 | 3.9566 | 2.7462 |  | 9.0461 | 7.8482 | 6.3945 | 10.5851 | 17.331 | 16.1977 | 14.8691 | 18.7612
Office - Large | 4.8359 | 3.1067 | 1.0844 | 1.3365 | 4.197 | 2.7433 | 1.1254 | 5.8382 | 4.5018 |  | 4.0094 | 2.4853 | 0.75029 | 1.3365 | 4.3142 | 2.6729 | 0.91442 | 6.0258 | 4.5955 |  | 14.4197 | 13.177 | 11.3716 | 16.2485 | 28.4174 | 26.7761 | 24.9004 | 30.2227
Office - Small | 4.4256 | 2.9308 | 1.1137 | 1.1958 | 2.0164 | 0.75029 | -0.7034 | 3.3529 | 2.0868 |  | 3.8921 | 2.6026 | 0.98476 | 1.3365 | 2.5322 | 1.1489 | -0.51583 | 3.9859 | 2.6026 |  | 8.0657 | 6.7526 | 5.1114 | 9.7538 | 18.7808 | 17.4443 | 15.8265 | 20.4455
Rest-Fast Food | 3.136 | 2.0516 | 0.79132 | 0.77374 | 0.98476 | 0.16413 | -0.89097 | 1.6413 | 0.86753 |  | 2.1102 | 1.3834 | 0.49238 | 1.2192 | 0.72685 | 0.046893 | -0.77374 | 3.9566 | 2.7462 |  | 3.3763 | 2.6026 | 1.6178 | 4.4783 | 7.6671 | 6.9402 | 6.0492 | 8.6049
Rest-Full Serve | 5.4513 | 3.6049 | 1.3482 | 1.524 | 2.0633 | 0.53927 | -1.313 | 3.5873 | 2.1102 |  | 4.0797 | 2.6964 | 0.98476 | 1.4771 | 1.9695 | 0.53927 | -1.1958 | 3.4232 | 1.9695 |  | 7.8312 | 6.3072 | 4.5252 | 9.6835 | 18.4994 | 16.9519 | 15.0996 | 20.4455
Retail - Large | 2.9308 | 1.9637 | 0.73271 | 0.77374 | 3.1887 | 2.3916 | 1.4302 | 4.2204 | 3.4467 |  | 2.4619 | 1.6178 | 0.60961 | 1.2192 | 2.3942 | 1.227 | -0.083366 | 3.9566 | 2.7462 |  | 13.5756 | 12.544 | 11.3013 | 14.8652 | 26.3072 | 25.2521 | 23.9625 | 27.6202
Retail - Small | 3.5463 | 2.3447 | 0.87925 | 0.98476 | 1.6413 | 0.65651 | -0.56272 | 2.6964 | 1.6882 |  | 2.5791 | 1.6882 | 0.63306 | 0.93787 | 1.4537 | 0.53927 | -0.56272 | 2.4619 | 1.524 |  | 4.83 | 3.9156 | 2.8136 | 5.9789 | 10.6448 | 9.7773 | 8.7222 | 11.7468
Retirement | 5.1876 | 3.4584 | 1.2896 | 1.4068 | 3.7515 | 2.3447 | 0.58617 | 5.4162 | 3.9859 |  | 4.9472 | 3.2825 | 1.2192 | 1.7351 | 5.8148 | 4.1266 | 2.0868 | 7.9484 | 6.2368 |  | 18.3587 | 16.5768 | 14.3962 | 20.5862 | 36.7644 | 34.9121 | 32.6377 | 39.1559
School - Primary | 2.6817 | 1.7732 | 0.65944 | 0.73857 | 1.3834 | 0.65651 | -0.22274 | 2.1805 | 1.4889 |  | 2.1454 | 1.442 | 0.52755 | 0.79719 | 1.7937 | 1.0551 | 0.17585 | 2.755 | 1.9578 |  | 7.0457 | 6.0961 | 4.8652 | 8.347 | 14.2204 | 13.306 | 12.1219 | 15.4396
School - Secondary | 2.6817 | 1.7732 | 0.65944 | 0.73857 | 1.3834 | 0.65651 | -0.22274 | 2.1805 | 1.4889 |  | 2.1454 | 1.442 | 0.52755 | 0.79719 | 1.7937 | 1.0551 | 0.17585 | 2.755 | 1.9578 |  | 7.0457 | 6.0961 | 4.8652 | 8.347 | 14.2204 | 13.306 | 12.1219 | 15.4396
Workshop | 2.7843 | 2.0809 | 0.7034 | 0.56272 | 1.1254 | 0.0001 | -1.1254 | 2.2274 | 1.1254 |  | 2.7902 | 1.6647 | 0.56272 | 1.2192 | 2.3942 | 1.227 | -0.083366 | 3.9566 | 2.7462 |  | 4.197 | 3.0715 | 2.2274 | 5.2989 | 10.0586 | 9.2145 | 8.0891 | 11.1606
Skilled Nursing | 5.1876 | 3.4584 | 1.2896 | 1.4068 | 3.7515 | 2.3447 | 0.58617 | 5.4162 | 3.9859 |  | 4.9472 | 3.2825 | 1.2192 | 1.7351 | 5.8148 | 4.1266 | 2.0868 | 7.9484 | 6.2368 |  | 18.3587 | 16.5768 | 14.3962 | 20.5862 | 36.7644 | 34.9121 | 32.6377 | 39.1559
Warehouse | 0.0001 | 0.0001 | 0.0001 | 0.0001 | 0.0001 | 0.0001 | 0.0001 | 0.0001 | 0.0001 |  | 1.313 | 0.75029 | 0.56272 | 0.84408 | 0.56272 | -0.093787 | -0.28136 | 1.2192 | 0.56272 |  | 4.4549 | 3.728 | 2.7902 | 5.4865 | 9.027 | 8.3705 | 8.2767 | 9.9648
Other | 3.6171 | 2.4033 | 0.89146 | 0.96327 | 1.9187 | 0.88707 | -0.33607 | 3.0148 | 2.0047 |  | 3.052 | 1.9832 | 0.73662 | 1.2192 | 2.3942 | 1.227 | -0.083366 | 3.9566 | 2.7462 |  | 9.0461 | 7.8482 | 6.3945 | 10.5851 | 17.331 | 16.1977 | 14.8691 | 18.7612
Limbo | 3.6171 | 2.4033 | 0.89146 | 0.96327 | 1.9187 | 0.88707 | -0.33607 | 3.0148 | 2.0047 |  | 3.052 | 1.9832 | 0.73662 | 1.2192 | 2.3942 | 1.227 | -0.083366 | 3.9566 | 2.7462 |  | 9.0461 | 7.8482 | 6.3945 | 10.5851 | 17.331 | 16.1977 | 14.8691 | 18.7612
Seasonal | 3.6171 | 2.4033 | 0.89146 | 0.96327 | 1.9187 | 0.88707 | -0.33607 | 3.0148 | 2.0047 |  | 3.052 | 1.9832 | 0.73662 | 1.2192 | 2.3942 | 1.227 | -0.083366 | 3.9566 | 2.7462 |  | 9.0461 | 7.8482 | 6.3945 | 10.5851 | 17.331 | 16.1977 | 14.8691 | 18.7612
2 | code to al36 | code to al40 | code to al45 | code to vea | codet to al36tint | codet to al40tint | codet to al45tint | codet to veat | codet to vet |  | code to al36 | code to al40 | code to al45 | code to vea | codet to al36tint | codet to al40tint | codet to al45tint | codet to veat | codet to vet |  | dbl to al36 | dbl to al40 | dbl to al45 | dbl to vea | sngl to al36 | sngl to al40 | sngl to al45 | sngl to vea
Electric Heat Pump Heat Savings (kWh/comp sqft)
Assembly | 1.3921 | 0.90856 | 0.3517 | 0.3517 | 0.24619 | -0.12896 | -0.57444 | 0.59789 | 0.24619 |  | 1.0698 | 0.7034 | 0.24912 | 0.30774 | 0.36635 | -0.029308 | -0.48359 | 0.67409 | 0.3517 |  | 5.6538 | 4.9051 | 3.9966 | 6.6157 | 2.1395 | 1.7732 | 1.3189 | 2.5938
College | 2.5586 | 1.6764 | 0.60961 | 0.7034 | 1.7679 | 1.0457 | 0.19461 | 2.5815 | 1.8945 |  | 2.1547 | 1.4021 | 0.483 | 0.75967 | 2.1618 | 1.3693 | 0.4619 | 3.102 | 2.3259 |  | 7.5381 | 6.7315 | 5.66 | 8.6471 | 15.0481 | 14.1688 | 13.0926 | 16.136
Grocery | 1.4801 | 0.96717 | 0.36635 | 0.41032 | 0.39859 | 0.0001 | -0.49238 | 0.82063 | 0.38687 |  | 1.2192 | 0.80891 | 0.29308 | 0.60961 | 1.1971 | 0.61352 | -0.041683 | 1.9783 | 1.3731 |  | 3.1536 | 2.7315 | 2.2274 | 3.6811 | 4.9707 | 4.6424 | 4.2556 | 5.3693
Hospital | 2.5059 | 1.6413 | 0.59349 | 0.68581 | 1.9871 | 1.272 | 0.4279 | 2.8136 | 2.1219 |  | 2.2392 | 1.442 | 0.49238 | 0.76788 | 2.5322 | 1.6999 | 0.75029 | 3.4936 | 2.7081 |  | 8.1946 | 7.4385 | 6.442 | 9.2087 | 16.2954 | 15.422 | 14.3845 | 17.3447
Hotel | 1.8086 | 1.2016 | 0.44573 | 0.48163 | 0.95936 | 0.44353 | -0.16803 | 1.5074 | 1.0023 |  | 1.526 | 0.9916 | 0.36831 | 0.60961 | 1.1971 | 0.61352 | -0.041683 | 1.9783 | 1.3731 |  | 4.5231 | 3.9241 | 3.1973 | 5.2926 | 8.6655 | 8.0989 | 7.4345 | 9.3806
Lab | 2.4179 | 1.5533 | 0.5422 | 0.66823 | 2.0985 | 1.3716 | 0.56272 | 2.9191 | 2.2509 |  | 2.0047 | 1.2427 | 0.37515 | 0.66823 | 2.1571 | 1.3365 | 0.45721 | 3.0129 | 2.2978 |  | 7.2098 | 6.5885 | 5.6858 | 8.1243 | 14.2087 | 13.388 | 12.4502 | 15.1114
Laundry | 1.8086 | 1.2016 | 0.44573 | 0.48163 | 0.95936 | 0.44353 | -0.16803 | 1.5074 | 1.0023 |  | 1.526 | 0.9916 | 0.36831 | 0.60961 | 1.1971 | 0.61352 | -0.041683 | 1.9783 | 1.3731 |  | 4.5231 | 3.9241 | 3.1973 | 5.2926 | 8.6655 | 8.0989 | 7.4345 | 9.3806
Motel | 1.8086 | 1.2016 | 0.44573 | 0.48163 | 0.95936 | 0.44353 | -0.16803 | 1.5074 | 1.0023 |  | 1.526 | 0.9916 | 0.36831 | 0.60961 | 1.1971 | 0.61352 | -0.041683 | 1.9783 | 1.3731 |  | 4.5231 | 3.9241 | 3.1973 | 5.2926 | 8.6655 | 8.0989 | 7.4345 | 9.3806
Office - Large | 2.4179 | 1.5533 | 0.5422 | 0.66823 | 2.0985 | 1.3716 | 0.56272 | 2.9191 | 2.2509 |  | 2.0047 | 1.2427 | 0.37515 | 0.66823 | 2.1571 | 1.3365 | 0.45721 | 3.0129 | 2.2978 |  | 7.2098 | 6.5885 | 5.6858 | 8.1243 | 14.2087 | 13.388 | 12.4502 | 15.1114
Office - Small | 2.2128 | 1.4654 | 0.55686 | 0.59789 | 1.0082 | 0.37515 | -0.3517 | 1.6764 | 1.0434 |  | 1.9461 | 1.3013 | 0.49238 | 0.66823 | 1.2661 | 0.57444 | -0.25791 | 1.993 | 1.3013 |  | 4.0328 | 3.3763 | 2.5557 | 4.8769 | 9.3904 | 8.7222 | 7.9132 | 10.2227
Rest-Fast Food | 1.568 | 1.0258 | 0.39566 | 0.38687 | 0.49238 | 0.082063 | -0.44549 | 0.82063 | 0.43376 |  | 1.0551 | 0.69168 | 0.24619 | 0.60961 | 0.36342 | 0.023447 | -0.38687 | 1.9783 | 1.3731 |  | 1.6882 | 1.3013 | 0.80891 | 2.2392 | 3.8335 | 3.4701 | 3.0246 | 4.3025
Rest-Full Serve | 2.7257 | 1.8025 | 0.67409 | 0.76202 | 1.0317 | 0.26964 | -0.65651 | 1.7937 | 1.0551 |  | 2.0399 | 1.3482 | 0.49238 | 0.73857 | 0.98476 | 0.26964 | -0.59789 | 1.7116 | 0.98476 |  | 3.9156 | 3.1536 | 2.2626 | 4.8417 | 9.2497 | 8.476 | 7.5498 | 10.2227
Retail - Large | 1.4654 | 0.98183 | 0.36635 | 0.38687 | 1.5944 | 1.1958 | 0.71512 | 2.1102 | 1.7233 |  | 1.2309 | 0.80891 | 0.30481 | 0.60961 | 1.1971 | 0.61352 | -0.041683 | 1.9783 | 1.3731 |  | 6.7878 | 6.272 | 5.6506 | 7.4326 | 13.1536 | 12.626 | 11.9812 | 13.8101
Retail - Small | 1.7732 | 1.1723 | 0.43962 | 0.49238 | 0.82063 | 0.32825 | -0.28136 | 1.3482 | 0.84408 |  | 1.2896 | 0.84408 | 0.31653 | 0.46893 | 0.72685 | 0.26964 | -0.28136 | 1.2309 | 0.76202 |  | 2.415 | 1.9578 | 1.4068 | 2.9894 | 5.3224 | 4.8886 | 4.3611 | 5.8734
Retirement | 2.5938 | 1.7292 | 0.64478 | 0.7034 | 1.8757 | 1.1723 | 0.29308 | 2.7081 | 1.993 |  | 2.4736 | 1.6413 | 0.60961 | 0.86753 | 2.9074 | 2.0633 | 1.0434 | 3.9742 | 3.1184 |  | 9.1794 | 8.2884 | 7.1981 | 10.2931 | 18.3822 | 17.456 | 16.3189 | 19.578
School - Primary | 1.3409 | 0.88658 | 0.32972 | 0.36928 | 0.69168 | 0.32825 | -0.11137 | 1.0903 | 0.74443 |  | 1.0727 | 0.72098 | 0.26377 | 0.39859 | 0.89683 | 0.52755 | 0.087925 | 1.3775 | 0.9789 |  | 3.5229 | 3.0481 | 2.4326 | 4.1735 | 7.1102 | 6.653 | 6.061 | 7.7198
School - Secondary | 1.3409 | 0.88658 | 0.32972 | 0.36928 | 0.69168 | 0.32825 | -0.11137 | 1.0903 | 0.74443 |  | 1.0727 | 0.72098 | 0.26377 | 0.39859 | 0.89683 | 0.52755 | 0.087925 | 1.3775 | 0.9789 |  | 3.5229 | 3.0481 | 2.4326 | 4.1735 | 7.1102 | 6.653 | 6.061 | 7.7198
Workshop | 1.3921 | 1.0404 | 0.3517 | 0.28136 | 0.56272 | 0.0001 | -0.56272 | 1.1137 | 0.56272 |  | 1.3951 | 0.83236 | 0.28136 | 0.60961 | 1.1971 | 0.61352 | -0.041683 | 1.9783 | 1.3731 |  | 2.0985 | 1.5358 | 1.1137 | 2.6495 | 5.0293 | 4.6073 | 4.0445 | 5.5803
Skilled Nursing | 2.5938 | 1.7292 | 0.64478 | 0.7034 | 1.8757 | 1.1723 | 0.29308 | 2.7081 | 1.993 |  | 2.4736 | 1.6413 | 0.60961 | 0.86753 | 2.9074 | 2.0633 | 1.0434 | 3.9742 | 3.1184 |  | 9.1794 | 8.2884 | 7.1981 | 10.2931 | 18.3822 | 17.456 | 16.3189 | 19.578
Warehouse | 0.0001 | 0.0001 | 0.0001 | 0.0001 | 0.0001 | 0.0001 | 0.0001 | 0.0001 | 0.0001 |  | 0.65651 | 0.37515 | 0.28136 | 0.42204 | 0.28136 | -0.046893 | -0.14068 | 0.60961 | 0.28136 |  | 2.2274 | 1.864 | 1.3951 | 2.7433 | 4.5135 | 4.1852 | 4.1383 | 4.9824
Other | 1.8086 | 1.2016 | 0.44573 | 0.48163 | 0.95936 | 0.44353 | -0.16803 | 1.5074 | 1.0023 |  | 1.526 | 0.9916 | 0.36831 | 0.60961 | 1.1971 | 0.61352 | -0.041683 | 1.9783 | 1.3731 |  | 4.5231 | 3.9241 | 3.1973 | 5.2926 | 8.6655 | 8.0989 | 7.4345 | 9.3806
Limbo | 1.8086 | 1.2016 | 0.44573 | 0.48163 | 0.95936 | 0.44353 | -0.16803 | 1.5074 | 1.0023 |  | 1.526 | 0.9916 | 0.36831 | 0.60961 | 1.1971 | 0.61352 | -0.041683 | 1.9783 | 1.3731 |  | 4.5231 | 3.9241 | 3.1973 | 5.2926 | 8.6655 | 8.0989 | 7.4345 | 9.3806
Seasonal | 1.8086 | 1.2016 | 0.44573 | 0.48163 | 0.95936 | 0.44353 | -0.16803 | 1.5074 | 1.0023 |  | 1.526 | 0.9916 | 0.36831 | 0.60961 | 1.1971 | 0.61352 | -0.041683 | 1.9783 | 1.3731 |  | 4.5231 | 3.9241 | 3.1973 | 5.2926 | 8.6655 | 8.0989 | 7.4345 | 9.3806
[10 empty] | Generic | [6 empty] | Large Office | [6 empty] | Small
Use "Measure Overlap" from this matrix to set mix of window base case and measures. Current assumptions: For glass type assume half the base case is no-tint and the other half tint base. For frame type use metal for large, curain wall or ribbon glass. Use vinyl for half of small punched openings. For measures use class 40 for aluminum and veat for vinyl as these are generally cost-effective compared to competing measures. Use 0.5% as proxy for "no-measure" to avoid zero savings cells which make ProCost bomb. Update these if we get data from pending Alliance research project. | [11 empty] | 50% |  | 50% |  |  |  |  | 50% |  | 50% |  |  |  |  | 50% |  | 50%
[12 empty] | 50% | 50% | 50% | 50% |  |  |  | 50% | 50% | 50% | 50% |  |  |  | 50% | 50% | 50% | 50%
[12 empty] | Low-e Base |  | Tint Base |  |  |  |  | Low-e Base |  | Tint Base |  |  |  |  | Low-e Base |  | Tint Base
[12 empty] | Alum | Vinyl | Alum | Vinyl |  |  |  | Alum | Vinyl | Alum | Vinyl |  |  |  | Alum | Vinyl | Alum | Vinyl
[10 empty] | 50% | Punched | 12.5% | 12.5% | 12.5% | 12.5% |  | 20% | Punched | 5% | 5% | 5% | 5% |  | 80% | Punched | 20% | 20% | 20% | 20%
[10 empty] | 50% | Curtain | 25% | 0% | 25% | 0% |  | 80% | Curtain | 40% | 0% | 40% | 0% |  | 20% | Curtain | 10% | 0% | 10% | 0%
[12 empty] | 37.5% | 12.5% | 37.5% | 12.5% |  |  |  | 45% | 5% | 45% | 5% |  |  |  | 30% | 20% | 30% | 20%
Measure Over Lap
New | column | Incr. cost ($/sf-glass) | Generic Measure Over Lap | Large Off | Medium Off | Small Off | Big Box | Small Box | High End | Anchor | K-12 | University | Warehouse | Supermarket | MIniMart | Restaurant | Lodging | Hospital | OtherHealth | Other
code to al36 | 2 | 4 | 0.3% | 0.3% | 0.3% | 0.3% | 0.3% | 0.3% | 0.3% | 0.3% | 0.3% | 0.3% | 0.3% | 0.3% | 0.3% | 0.3% | 0.3% | 0.3% | 0.3% | 0.3%
code to al40 | 3 | 1 | 37% | 44% | 44% | 30% | 37% | 30% | 30% | 44% | 30% | 44% | 30% | 30% | 30% | 30% | 30% | 44% | 30% | 37%
code to al45 | 4 | 0.5 | 0.3% | 0.3% | 0.3% | 0.3% | 0.3% | 0.3% | 0.3% | 0.3% | 0.3% | 0.3% | 0.3% | 0.3% | 0.3% | 0.3% | 0.3% | 0.3% | 0.3% | 0.3%
code to vea | 5 | 1.5 | 12% | 5% | 5% | 19% | 12% | 19% | 19% | 5% | 19% | 5% | 19% | 19% | 19% | 19% | 19% | 5% | 19% | 12%
codet to al36tint | 6 | 4.5 | 0.3% | 0.3% | 0.3% | 0.3% | 0.3% | 0.3% | 0.3% | 0.3% | 0.3% | 0.3% | 0.3% | 0.3% | 0.3% | 0.3% | 0.3% | 0.3% | 0.3% | 0.3%
codet to al40tint | 7 | 1.5 | 37% | 44% | 44% | 30% | 37% | 30% | 30% | 44% | 30% | 44% | 30% | 30% | 30% | 30% | 30% | 44% | 30% | 37%
codet to al45tint | 8 | 0.5 | 0.3% | 0.3% | 0.3% | 0.3% | 0.3% | 0.3% | 0.3% | 0.3% | 0.3% | 0.3% | 0.3% | 0.3% | 0.3% | 0.3% | 0.3% | 0.3% | 0.3% | 0.3%
codet to veat | 9 | 1.5 | 12% | 5% | 5% | 19% | 12% | 19% | 19% | 5% | 19% | 5% | 19% | 19% | 19% | 19% | 19% | 5% | 19% | 12%
codet to vet | 10 | 0.5 | 0.3% | 0.3% | 0.3% | 0.3% | 0.3% | 0.3% | 0.3% | 0.3% | 0.3% | 0.3% | 0.3% | 0.3% | 0.3% | 0.3% | 0.3% | 0.3% | 0.3% | 0.3%
|  |  | 99.5% | 99.5% | 99.5% | 99.5% | 99.5% | 99.5% | 99.5% | 99.5% | 99.5% | 99.5% | 99.5% | 99.5% | 99.5% | 99.5% | 99.5% | 99.5% | 99.5% | 99.5%
NR | 11
code to al36 | 12 | 4 | 0.3% | 0.3% | 0.3% | 0.3% | 0.3% | 0.3% | 0.3% | 0.3% | 0.3% | 0.3% | 0.3% | 0.3% | 0.3% | 0.3% | 0.3% | 0.3% | 0.3% | 0.3%
code to al40 | 13 | 1 | 37% | 44% | 44% | 30% | 37% | 30% | 30% | 44% | 30% | 44% | 30% | 30% | 30% | 30% | 30% | 44% | 30% | 37%
code to al45 | 14 | 0.5 | 0.3% | 0.3% | 0.3% | 0.3% | 0.3% | 0.3% | 0.3% | 0.3% | 0.3% | 0.3% | 0.3% | 0.3% | 0.3% | 0.3% | 0.3% | 0.3% | 0.3% | 0.3%
code to vea | 15 | 1.5 | 12% | 5% | 5% | 19% | 12% | 19% | 19% | 5% | 19% | 5% | 19% | 19% | 19% | 19% | 19% | 5% | 19% | 12%
codet to al36tint | 16 | 4.5 | 0.3% | 0.3% | 0.3% | 0.3% | 0.3% | 0.3% | 0.3% | 0.3% | 0.3% | 0.3% | 0.3% | 0.3% | 0.3% | 0.3% | 0.3% | 0.3% | 0.3% | 0.3%
codet to al40tint | 17 | 1.5 | 37% | 44% | 44% | 30% | 37% | 30% | 30% | 44% | 30% | 44% | 30% | 30% | 30% | 30% | 30% | 44% | 30% | 37%
codet to al45tint | 18 | 0.5 | 0.3% | 0.3% | 0.3% | 0.3% | 0.3% | 0.3% | 0.3% | 0.3% | 0.3% | 0.3% | 0.3% | 0.3% | 0.3% | 0.3% | 0.3% | 0.3% | 0.3% | 0.3%
codet to veat | 19 | 1.5 | 12% | 5% | 5% | 19% | 12% | 19% | 19% | 5% | 19% | 5% | 19% | 19% | 19% | 19% | 19% | 5% | 19% | 12%
codet to vet | 20 | 0.5 | 0.3% | 0.3% | 0.3% | 0.3% | 0.3% | 0.3% | 0.3% | 0.3% | 0.3% | 0.3% | 0.3% | 0.3% | 0.3% | 0.3% | 0.3% | 0.3% | 0.3% | 0.3%
|  |  | 99.5% | 99.5% | 99.5% | 99.5% | 99.5% | 99.5% | 99.5% | 99.5% | 99.5% | 99.5% | 99.5% | 99.5% | 99.5% | 99.5% | 99.5% | 99.5% | 99.5% | 99.5%
Retro
sngl to al36 CW | 26 | 30 | 37% | 79% | 79% | 0.5% | 0.5% | 0.5% | 0.5% | 79% | 0.5% | 39% | 0.5% | 0.5% | 0.5% | 0.5% | 0.5% | 79% | 0.5% | 37%
sngl to al40 CW | 27 | 30 | 0.5% | 0.5% | 0.5% | 0.5% | 0.5% | 0.5% | 0.5% | 0.5% | 0.5% | 0.5% | 0.5% | 0.5% | 0.5% | 0.5% | 0.5% | 0.5% | 0.5% | 0.5%
sngl to al45 CW | 28 |  | 0.5% | 0.5% | 0.5% | 0.5% | 0.5% | 0.5% | 0.5% | 0.5% | 0.5% | 0.5% | 0.5% | 0.5% | 0.5% | 0.5% | 0.5% | 0.5% | 0.5% | 0.5%
sngl to vea | 29 | 16 | 25% | 10% | 10% | 49% | 49% | 49% | 49% | 10% | 49% | 30% | 49% | 49% | 49% | 49% | 49% | 10% | 49% | 25%
sngl to al40 | 27 | 24 | 37% | 10% | 10% | 49% | 49% | 49% | 49% | 10% | 49% | 30% | 49% | 49% | 49% | 49% | 49% | 10% | 49% | 37%
|  |  | 100% | 100% | 100% | 99.5% | 99.5% | 99.5% | 99.5% | 100% | 99.5% | 100% | 99.5% | 99.5% | 99.5% | 99.5% | 99.5% | 100% | 99.5% | 100%
The no-tint base assumes that the base case windows are un-tinted. In larger windows or heavily glazed buildings this is probably not a good assumption. If the base case windows are tinted the cooling savings go up (because they are not negative) and the heating savings go up since the solar effects are already removed by the shade coefficient of the base case.
The table below are the values plugged into doe2. The SC is the shgc rather than the center of glass SC so it is lower than code. I'm not sure of the basis for choosing the code u-values. There is some potential for increased predicted savings there.
##elseif #[Gtype eqs alcodetint]
##set1 windowpn 2
##set1 windowsc 0.52
##set1 windowu 0.50
##elseif #[Gtype eqs alcls45tint]
##set1 windowpn 2
##set1 windowsc 0.35
##set1 windowu 0.45
##elseif #[Gtype eqs alcls40tint]
##set1 windowpn 2
##set1 windowsc 0.35
##set1 windowu 0.40
##elseif #[Gtype eqs alcls36tint]
##set1 windowpn 2
##set1 windowsc 0.35
##set1 windowu 0.36
##elseif #[Gtype eqs alcode]
##set1 windowpn 2
##set1 windowsc 0.43
##set1 windowu 0.48
##elseif #[Gtype eqs alcls45]
##set1 windowpn 2
##set1 windowsc 0.43
##set1 windowu 0.45
##elseif #[Gtype eqs alcls40]
##set1 windowpn 2
##set1 windowsc 0.43
##set1 windowu 0.40
##elseif #[Gtype eqs alcls36]
##set1 windowpn 2
##set1 windowsc 0.43
##set1 windowu 0.36
Michael Kennedy
Port Townsend WA USA

## Cost
Incremental Window Costs Components
Component | Modeled Cost Estimates | Original Cost Estimates |  |  | Jurisdiction | Codes
Low E (.1) | 0.5 | 1.33 |  |  | OR <30% ww ratio | u54s57
Low E (.04) | 1 | 2 |  |  | OR > 30% ww ratio | u37s35
Argon | 1 | 0.75 |  |  | WA Elec but VAV exceptions | u40s40
TIM Frame | 3 | 3 |  |  | WA gas >30% ww ratio | u50
Replacement Vinyl | 16 | 16 |  |  | WA gas <30% ww ratio | u60
Replacement CW | 30 | 30 |  |  | WA gas < 20% ww ratio | u75
Replacement Al | 24 |  |  |  | WA gas < 10% ww ratio | u90
[5 empty] | Seattle electric | u40s40
[5 empty] | Seattle gas <30%ww ratio | u55s40
[5 empty] | Seattle gas > 30% ww ratio | u45s40
The no-tint base assumes that the base case windows are un-tinted. In larger windows or heavily glazed buildings this is probably not a good assumption. If the base case windows are tinted the cooling savings go up (because they are not negative) and the heating savings go up since the solar effects are already removed by the shade coefficient of the base case.
| Glass Types | Modeled |  | Incremental Cost per sf-glass
| code (low e base) | (U48 S43) | low e (.04) base | 0
| code (low e base) to u45 | (U45 S43) | low e (.04) base | 0.5
| code (low e base) to u40 | (U40 S43) | low e (.04) base | 1
| code (low e base) to u35 | (U36 S43) | low e (.04) base | 4
| code to vea |  |  | 1.5
sngl to al45
| sngl to al40 |  |  | 24
| sngl to al36 CW |  |  | 30
sngl to al36
| sngl to vea |  |  | 16
| codet (tint base) | (U50 S52 | low e (.10) plus tint base | 0
| codet (tint base) to u45 | (U45 S35) | low e (.10) plus tint base | 0.5
| codet (tint base) to u40 | (U40 S35) | low e (.10) plus tint base | 1.5
| codet (tint base) to u35 | (U35 S35) | low e (.10) plus tint base | 4.5
| codet to vet |  |  | 0.5
| codet to veat |  |  | 1.5
RS MEANS Data from West Wall Group on 9-3-2004
DRAFT
[7 empty] | Item | Code | Premium |  | Description |  |  |  | Cost | MLI
[7 empty] | Glass Products | Clr | Basecase |  | Standard 6 mm clear lite |  |  |  | $4.55/sqft | 088102600600
[15 empty] | $4.25 - $5.73/sqft | Actual Pricing
[8 empty] | Clr |  |  | Premium for additional lite of 6mm glass. This premium includes a standard spacer |  |  |  | $6.75 glass -$14.25 installed | None
[8 empty] | Grn |  |  | Standard green 6 mm thick tinted glass available from all primary glass manufacturers. The premium is the difference between clear glass and the green tint. Bronze and gray tinted glass werenot considered since they have a lower visible light transmission, but equal or near equal Solar Heat Gain Coefficient. |  |  |  | 15.83/sqft | Actual Pricing
[8 empty] | Hpt |  |  | High performance tinted 6 mm thick glass such as azurlite or evergreen. |  |  |  | $16.00 - $18.00/sqft | Actual Pricing
[7 empty] | Frame Types | Mtl | Basecase |  | Standard metal frame without thermal break. |  |  |  | $3.00 - $6.00/LF | 08911700
[8 empty] | Brk |  |  | Metal frame with thermal break. |  |  |  | $6.15 - $15.35/LF | Actual Pricing
[8 empty] | Vnl |  |  | Vinyl# or wood* frame. |  | #Research indicates all vinyl windows are residential in a commercial application. |  | $12 - $24/sqft | Various Means line itmes and actual pricing
* No commercial application for wood framing except in renovations on a case by case basis.
[7 empty] | Spacers | Std | Basecase |  | Standard spacer |  |  |  | $2/LF | Actual Pricing
[8 empty] | Arg |  |  | Argon gas filled |  |  |  | $1.50 - $2.00/sqft cost for addition of gas | Actual Pricing
[8 empty] | Ins |  |  | Insulating spacer |  |  |  | $3/LF | Actual Pricing
[7 empty] | Coatings | Nct | Basecase |  | No coating |  |  |  | $11.00/sqft glass alone | Actual Pricing
[8 empty] | Mpr |  |  | A generic medium perforamce reflective coating. This is a durable coating that can be used on single glazing, but is less reflective than LOF Eclipse or PPG Solarcool. |  |  |  | $18.00/sqft or After market film is $.060 - $ 3.46/sqft plus tools and installation. | Actual Pricing
[8 empty] | Pye |  |  | Pyrlytic low-E coating similar to LOF Energy Advantage. This is a hard low-E coating that has an emissivity on the order of 0.20. |  |  |  | $20.00/sqft | Actual Pricing
[8 empty] | Spe |  |  | Standard sputter low-E coating. This is offered by many manufacturers and has an emissivity on the the order of 0.10. |  |  |  | $22.00/sqft | Actual Pricing
[8 empty] | Sbe |  |  | Sun belt low-E coating. This has a similar emissivity as the Spe product, but a lower SHGC. An example is Guardian's NU-40 coatings(replace with Sungaurd LE series). |  |  |  | similar to above | Actual Pricing
[8 empty] | Sue |  |  | Super low-E coating. This is an advanced coating that has an emissivity below 0.04. It also has a lower SHGC. |  |  |  | $27.00/sqft | Actual Pricing
[7 empty] | Suspended Film | HtMr22 |  |  | These are heat mirror suspened films with varying transmission. The 22 in the code to the right I the light transmission of the film and includes other values: 33, 44, 55, 66, 77, and 88. The cost premium is the same for all transmissions and included spacers and other sealants. |  |  |  | $20/sqft | Actual Pricing
[15 empty] | $35 -$45/sqft | Actual Pricing
West Wall Group
One hundred 5' X 5' windows in aluminum frames
[8 empty] | U |  | SHGC |  | VLT | $/SQFT
[7 empty] | Clear Glass | 0.48 |  | 0.49 |  | 69% | 14.4 | 15
[7 empty] | Pyrolytic | 0.35 |  | 0.44 |  | 64% | 20 | 20
[7 empty] | Low E Sputter | 0.28 |  | 0.39 |  | 60% | 24 | 25
[7 empty] | Super Low E Sputter | 0.29 |  | 0.23 |  | 47% | 27 | 30
One hundred 5' X 5' windows in vinyl frames
[7 empty] | Centurion mid range | 0.32 |  | 0.32 |  | 0.52 | 8.27
[7 empty] | Fairfield entry level | 0.32 |  | 0.32 |  | 0.52 | 6.9
[7 empty] | Entry Level Slider | 0.34 |  | 0.35 |  | 0.57 | 10.6
[7 empty] | Entry Level Fixed | 0.34 |  | 0.37 |  | 0.65 | 9.4
Note on B5: Charlie Grist: Revised low e cost estimates downward based on work of Gary Curtis
Note on C5: Charlie Grist: Original prices were results form actual bids for several projects done by Ecotope
Get concensus on incremental price for different base cases. Data are sparse and inconsistent.

## Notes
Notes
Spring 2003 |  | Links
|  | To RTF summary | ..\..\..\..\RTF\Windows\Update March 4 2003.ppt
|  | To Gardner work summary | ..\..\Data Sources\Gardner\Glass\Large Office Glass.xls
|  | To EQuest analysis | D:\Program Files\eQUEST 3\Projects
1 | Can I convert electric resistance heat savings to gas savings? What gas efficiancy? | To Spring 2003 Kennedy/Baylon | ..\..\Data Sources\ECOTOPE\ENV_erJune23.xls
| Yes use 80 percent efficiency. |  | ..\..\Data Sources\ECOTOPE\Commercial_Env522.xls
2 | What are the intial EUIs of the Prototypes?
Sheet built around limited ptypes and then spawened to type categories. Hotel adds some assemply for example. For ENV three ptypes make up the major set of assembly-hotel-laundry-motel office- college. Two runs one based on code. And one based on the WN
3 | What is College?
School plus some office
4 | What was the U and SHGC of the double-tint base that you used?
Basically Oregon code U.55 and SC .65. First set replace tint with SC of low e whickh is similar. Second set goes to .45 Dave will update the cost page with U and SC.
5 | Can you run these for Boise?
Mike did.
6 | 30 year measure life.
Summer 2004
String of e-mail from Jennings at NEEA. Positing order of magnitude difference in savings per sf glass.
..\..\Data Sources\Kennedy\RE window types.txt
..\..\Data Sources\Kennedy\RE window types.txt
..\..\Data Sources\Kennedy\RE Windows re-analysis.txt

## CBSA
| COHORT | 1987 or earlier
[16 empty] | CBSA Window to Floor Area (not weighted) |  |  | Baylon | NEEA | CBSA Window to Floor Area (not weighted) |  |  |  | CBSA Window to wall Ratio (Not Weighted)
| Sum of WGT2 | bld_typ | [18 empty] | COHORT | (All)
| WIN_LYRS | 1 DGR | 11 OTH | 12 VAC | 2 GRO | 3 OFF | 4 RES | 5 WAR | 7 OHE | 8 HTM | 9 SCH | Grand Total |  |  |  | COHORT | (All) | [7 empty] | COHORT | (All)
| 1 | 57.38% | 54.32% | 43.39% | 35.19% | 45.05% | 63.56% | 28.2% | 35.61% | 30.48% | 57.57% | 48.34% | [8 empty] | sizegroup | Data | Total
| 2 | 42.62% | 45.68% | 56.61% | 64.81% | 54.95% | 36.44% | 71.8% | 64.39% | 69.52% | 42.43% | 51.66% |  |  |  | bld_typ | Data | Total |  |  | 1 DGR-1: Big Box Retail | Average of WinFloorRat | 0.911% |  | bld_typ | Data | Total
| Grand Total | 100% | 100% | 100% | 100% | 100% | 100% | 100% | 100% | 100% | 100% | 100% |  |  |  | 1 DGR | Count of WinFloorRat | 39 |  |  |  | Count of WinFloorRat | 16 |  | 1 DGR | Average of WinWallRat | 9.243%
[17 empty] | Average of WinFloorRat2 | 5.871% | 9% |  | 1 DGR-2: Anchor Retail | Average of WinFloorRat | 3.475% |  |  | Count of WinWallRat | 39
[16 empty] | 10 UNI | Count of WinFloorRat | 5 |  |  |  | Count of WinFloorRat | 6 |  | 10 UNI | Average of WinWallRat | 14.58%
| SUMWT2 | [15 empty] | Average of WinFloorRat2 | 9.314% | 4% |  | 1 DGR-3: Small Box | Average of WinFloorRat | 5.396% |  |  | Count of WinWallRat | 5
[16 empty] | 11 OTH | Count of WinFloorRat | 63 |  |  |  | Count of WinFloorRat | 5 |  | 11 OTH | Average of WinWallRat | 7.995%
[17 empty] | Average of WinFloorRat2 | 4.673% | 6% |  | 1 DGR-4: Boutique | Average of WinFloorRat | 13.88% |  |  | Count of WinWallRat | 63
[16 empty] | 12 VAC | Count of WinFloorRat | 1 |  |  |  | Count of WinFloorRat | 12 |  | 12 VAC | Average of WinWallRat | 10%
[17 empty] | Average of WinFloorRat2 | 9.6% |  |  | 3 OFF-1: Large | Average of WinFloorRat | 11.28% |  |  | Count of WinWallRat | 1
[16 empty] | 2 GRO | Count of WinFloorRat | 25 |  |  |  | Count of WinFloorRat | 12 |  | 2 GRO | Average of WinWallRat | 8.792%
[17 empty] | Average of WinFloorRat2 | 4.02% | 1% |  | 3 OFF-2: Med | Average of WinFloorRat | 15.73% |  |  | Count of WinWallRat | 25
[16 empty] | 3 OFF | Count of WinFloorRat | 68 |  |  |  | Count of WinFloorRat | 22 |  | 3 OFF | Average of WinWallRat | 27.49%
[17 empty] | Average of WinFloorRat2 | 14.3% | 15% |  | 3 OFF-3: Small | Average of WinFloorRat | 14.43% |  |  | Count of WinWallRat | 68
[16 empty] | 4 RES | Count of WinFloorRat | 20 |  |  |  | Count of WinFloorRat | 34 |  | 4 RES | Average of WinWallRat | 21.3%
[17 empty] | Average of WinFloorRat2 | 18.64% | 17% |  | 9 SCH-1: Large | Average of WinFloorRat | 6.158% |  |  | Count of WinWallRat | 20
[16 empty] | 5 WAR | Count of WinFloorRat | 29 |  |  |  | Count of WinFloorRat | 6 |  | 5 WAR | Average of WinWallRat | 4.818%
[17 empty] | Average of WinFloorRat2 | 2.589% | 2% |  | 9 SCH-2: Med | Average of WinFloorRat | 3.611% |  |  | Count of WinWallRat | 29
[16 empty] | 6 HOS | Count of WinFloorRat | 3 |  |  |  | Count of WinFloorRat | 12 |  | 6 HOS | Average of WinWallRat | 15.71%
[17 empty] | Average of WinFloorRat2 | 22.36% | 6% |  | 9 SCH-3: Small | Average of WinFloorRat | 6.599% |  |  | Count of WinWallRat | 3
[16 empty] | 7 OHE | Count of WinFloorRat | 9 |  |  |  | Count of WinFloorRat | 10 |  | 9 SCH | Average of WinWallRat | 10.8%
[17 empty] | Average of WinFloorRat2 | 8.406% | 8% |  | Total Average of WinFloorRat |  | 9.981% |  |  | Count of WinWallRat | 28
[16 empty] | 8 HTM | Count of WinFloorRat | 10 |  |  | Total Count of WinFloorRat |  | 135 |  | Total Average of WinWallRat |  | 14.06%
[17 empty] | Average of WinFloorRat2 | 8.105% | 8% | [5 empty] | Total Count of WinWallRat |  | 281
[16 empty] | 9 SCH | Count of WinFloorRat | 28
[17 empty] | Average of WinFloorRat2 | 5.224% | 4%
[16 empty] | Total Count of WinFloorRat |  | 300
[16 empty] | Total Average of WinFloorRat2 |  | 8.234%
[25 empty] | 59367.8487 | Annual new floor area ksf
[22 empty] | Btype | Window to Floor Ratio | Fract of New Regional Floor | Annual New Window Area (ksf) | Fraction of Annual Regional New Window Area
[22 empty] | Large Off | 15% | 7.999% | 712.2893 | 16.61%
[22 empty] | Medium Off | 15% | 6.094% | 542.6966 | 12.65%
[22 empty] | Small Off | 15% | 4.952% | 440.941 | 10.28%
[22 empty] | Big Box | 1% | 7.329% | 43.5119 | 1.015%
| Counts | [20 empty] | Small Box | 5% | 4.691% | 139.2382 | 3.247%
[22 empty] | High End | 15% | 1.173% | 104.4287 | 2.435%
[12 empty] | COHORT | 1987 or earlier | [8 empty] | Anchor | 3% | 1.466% | 26.1072 | 0.6087%
[22 empty] | K-12 | 5% | 6.289% | 186.6927 | 4.353%
[12 empty] | Count of WIN_LYRS | sizegroup | [8 empty] | University | 7% | 3.24% | 134.645 | 3.14%
[12 empty] | WIN_LYRS | 3 OFF-1: Large | 3 OFF-2: Med | 3 OFF-3: Small | Grand Total | [5 empty] | Warehouse | 3% | 16.51% | 294.1243 | 6.858%
[12 empty] | 1 | 20 | 15 | 5 | 40 | [5 empty] | Supermarket | 3% | 0.421% | 7.4989 | 0.1749%
[12 empty] | 2 | 27 | 11 | 15 | 53 | [5 empty] | MIniMart | 15% | 0.5146% | 45.8264 | 1.069%
[12 empty] | Grand Total | 47 | 26 | 20 | 93 | [5 empty] | Restaurant | 18% | 0.8735% | 93.3461 | 2.177%
[22 empty] | Lodging | 8% | 5.332% | 253.219 | 5.904%
[22 empty] | Hospital | 8% | 2.495% | 118.4958 | 2.763%
[22 empty] | OtherHealth | 8% | 4.633% | 220.0636 | 5.131%
[12 empty] | COHORT | 1987 or earlier | [8 empty] | Other | 6% | 25.98% | 925.5895 | 21.58%
4288.7143
[12 empty] | Sum of WGT2 | sizegroup
[12 empty] | WIN_LYRS | 3 OFF-1: Large | 3 OFF-2: Med | 3 OFF-3: Small | Grand Total
[12 empty] | 1 | 46.5% | 62.69% | 20.45% | 45.05%
[12 empty] | 2 | 53.5% | 37.31% | 79.55% | 54.95%
[12 empty] | Grand Total | 100% | 100% | 100% | 100%
[5 empty] | not weighted, all vintages |  |  |  |  | Weighted, All Cohorts, Office
siteid | sizegroup | WinWallRat | WT-WinWallRat | COHORT | Mean | WWR | freq count | freq% |  | WT Mean | WWR | WWR | freq count | freq%
NEEA11003 | 3 OFF-2: Med | 12.68% | 258909.6118 | 1995-2001 | 27% | 10% | 9 | 13.24% |  | 27% | 10% | 10 | 326328 | 1.887%
NEEA11019 | 3 OFF-3: Small | 10.39% | 57410.2011 | 1995-2001 |  | 20% | 21 | 30.88% |  |  | 20% | 20 | 3184836 | 18.41%
NEEA12030 | 3 OFF-3: Small | 29.09% | 363197.8223 | 1995-2001 |  | 30% | 18 | 26.47% |  |  | 30% | 30 | 4456955 | 25.77%
NEEA13002 | 3 OFF-1: Large | 22.76% | 207372.4977 | 1995-2001 |  | 40% | 6 | 8.824% |  |  | 40% | 40 | 3664959 | 21.19%
NEEA13008 | 3 OFF-2: Med | 21.29% | 579849.8047 | 1995-2001 |  | 50% | 5 | 7.353% |  |  | 50% | 50 | 787195 | 4.552%
NEEA21001 | 3 OFF-3: Small | 18.7% | 202761.136 | 1995-2001 |  | 60% | 1 | 1.471% |  |  | 60% | 60 | 503775 | 2.913%
NEEA21004 | 3 OFF-3: Small | 10.51% | 68381.1426 | 1995-2001 |  | 70% | 2 | 2.941% |  |  | 70% | 70 | 1032168 | 5.968%
NEEA21011 | 3 OFF-3: Small | 21.58% | 119817.0768 | 1995-2001 |  | 80% | 6 | 8.824% |  |  | 80% | 80 | 3338936 | 19.31%
NEEA21014 | 3 OFF-2: Med | 15.38% | 234982.8562 | 1995-2001 |  |  | 68 | [5 empty] | 17295152
NEEA22003 | 3 OFF-2: Med | 8.036% | 110627.5728 | 1995-2001
NEEA22008 | 3 OFF-3: Small | 15.07% | 194148.9432 | 1995-2001
NEEA31016 | 3 OFF-3: Small | 10.23% | 56097.4016 | 1995-2001
NEEA31024 | 3 OFF-3: Small | 18.03% | 60766.9722 | 1995-2001
NEEA31027 | 3 OFF-3: Small | 14.38% | 95573.7345 | 1995-2001
NEEA31035 | 3 OFF-3: Small | 15.86% | 129193.2026 | 1995-2001
NEEA31050 | 3 OFF-3: Small | 14.42% | 106211.003 | 1995-2001
NEEA32042 | 3 OFF-2: Med | 16.72% | 357687.2893 | 1995-2001
NEEA32053 | 3 OFF-2: Med | 22.8% | 580365.0617 | 1995-2001
NEEA33022 | 3 OFF-3: Small | 21.25% | 164958.5687 | 1995-2001
NEEA33024 | 3 OFF-1: Large | 29.29% | 254852.2464 | 1995-2001
NEEA33028 | 3 OFF-1: Large | 28.86% | 263384.3474 | 1995-2001
NEEA33030 | 3 OFF-1: Large | 30.62% | 910537.3157 | 1995-2001
NEEA33031 | 3 OFF-1: Large | 23.96% | 857319.6504 | 1995-2001
NEEA33110 | 3 OFF-2: Med | 18.06% | 764152.5441 | 1995-2001
NEEA33116 | 3 OFF-1: Large | 7.773% | 71211.7307 | 1995-2001
NEEAm31008 | 3 OFF-3: Small | 17.61% | 129776.5857 | 1995-2001
PGE10 | 3 OFF-3: Small | 8.622% | 23433.4185 | 1988-1994
PGE1090.1 | 3 OFF-2: Med | 12% | 49351.0157 | 1988-1994
PGE1913 | 3 OFF-3: Small | 3.96% | 9602.3955 | 1988-1994
PGE280 | 3 OFF-2: Med | 28.89% | 92659.3203 | 1988-1994
PGE2801 | 3 OFF-3: Small | 7.667% | 13807.5077 | 1995-2001
PGE285 | 3 OFF-3: Small | 30% | 101979.5617 | 1988-1994
PGE29 | 3 OFF-3: Small | 50% | 62739.3723 | 1988-1994
PGE294 | 3 OFF-2: Med | 20.37% | 80171.1903 | 1988-1994
PGE298 | 3 OFF-3: Small | 10.09% | 25928.6916 | 1988-1994 |  | Half of Office Floor Area Has Window to Wall ratio Greater Than 30%
PGE309 | 3 OFF-3: Small | 8.713% | 21958.0438 | 1988-1994
PGE313 | 3 OFF-2: Med | 50% | 314600.2495 | 1988-1994
PGE314 | 3 OFF-3: Small | 22.11% | 72019.05 | 1988-1994
PGE331 | 3 OFF-3: Small | 24.85% | 83891.0922 | 1988-1994
PGE334 | 3 OFF-2: Med | 14.76% | 81207.0668 | 1988-1994
PGE335 | 3 OFF-3: Small | 0.8264% | 836.9938 | 1988-1994 |  | CBSA Not Weighted BLDG Freq Dist of Galzing Tint type in Offices by Cohort
PGE345 | 3 OFF-3: Small | 28.39% | 71919.2167 | 1988-1994 |  |  | Count of WIN_GLZ | bld_typ | COHORT
PGE3784 | 3 OFF-3: Small | 44.68% | 166647.1291 | 1988-1994 |  |  |  | 3 OFF |  |  | 3 OFF Total | Grand Total
PGE5 | 3 OFF-3: Small | 43.3% | 42338.9152 | 1988-1994 |  |  | WIN_GLZ | 1987 or earlier | 1988-1994 | 1995-2001
PGE768 | 3 OFF-1: Large | 70% | 718562.1817 | 1988-1994 |  | clear | C | 36.08% | 39.44% | 26.92% | 35% | 35%
PGE784 | 3 OFF-1: Large | 50% | 200869.9933 | 1988-1994 |  | opaque | O | 1.031% | 0% | 0% | 0.4545% | 0.4545%
PGE784.1 | 3 OFF-2: Med | 75% | 648377.6617 | 1988-1994 |  | reflective | R | 6.186% | 2.817% | 3.846% | 4.545% | 4.545%
PGE784.2 | 3 OFF-2: Med | 75% | 648377.6617 | 1988-1994 |  | tint | T | 56.7% | 57.75% | 69.23% | 60% | 60%
PGE784.3 | 3 OFF-2: Med | 75% | 409371.1002 | 1988-1994 |  |  | (blank) | 0 | 0 | 0 | 0 | 0
PGE784.5 | 3 OFF-1: Large | 75% | 632351.5826 | 1988-1994 |  |  | Grand Total | 1 | 1 | 1 | 1 | 1
PGE784.7 | 3 OFF-2: Med | 75% | 648377.6617 | 1988-1994
PGE793 | 3 OFF-1: Large | 33.27% | 427062.1631 | 1988-1994
PGE802.1 | 3 OFF-2: Med | 74.13% | 352080.7683 | 1988-1994 |  | CBSA Not Weighted BLDG Freq Dist of Gas-Filled or Low-e in Offices by cohort
PGE809 | 3 OFF-2: Med | 32.7% | 173460.2733 | 1988-1994 |  |  | Count of WIN_GLE | bld_typ | COHORT
PGE810 | 3 OFF-2: Med | 31% | 141635.5328 | 1988-1994 |  |  |  | 3 OFF |  |  | 3 OFF Total | Grand Total
PGE812 | 3 OFF-1: Large | 10.05% | 38603.1133 | 1988-1994 |  |  | WIN_GLE | 1987 or earlier | 1988-1994 | 1995-2001
PGE826 | 3 OFF-2: Med | 23.38% | 103100.8697 | 1988-1994 |  | gas-filled | G | 54.93% | 41.67% | 68.29% | 56.62% | 56.62%
PGE844 | 3 OFF-2: Med | 63.48% | 313606.3696 | 1988-1994 |  | low-e | L | 8.451% | 37.5% | 19.51% | 16.91% | 16.91%
UCG111 | 3 OFF-3: Small | 21.8% | 291337.7421 | 1995-2001 |  | neither | N | 36.62% | 20.83% | 12.2% | 26.47% | 26.47%
UCG115 | 3 OFF-3: Small | 13.23% | 82200.3379 | 1995-2001 |  |  | (blank) | 0 | 0 | 0 | 0 | 0
UCG123 | 3 OFF-3: Small | 17.72% | 191493.6494 | 1995-2001 |  |  | Grand Total | 1 | 1 | 1 | 1 | 1
UCG131 | 3 OFF-3: Small | 17.25% | 109792.3192 | 1995-2001
UCG132 | 3 OFF-3: Small | 55.68% | 503775.7496 | 1995-2001
UCG151 | 3 OFF-3: Small | 21.55% | 168760.0006 | 1995-2001 |  | Office Glazing Tint As percent of regional Window Area from CBSA a1-EN4 and A1-EN-5
UCG158 | 3 OFF-3: Small | 1.576% | 6191.2669 | 1995-2001 |  |  |  | All Cohorts | n
UCG173 | 3 OFF-3: Small | 9.107% | 68659.564 | 1995-2001 |  | gas-filled | G | 68% | 27
UCG302 | 3 OFF-2: Med | 32.35% | 1095060.9883 | 1995-2001 |  | low-e | L | 21%
UCG347 | 3 OFF-1: Large | 31.76% | 917202.8974 | 1995-2001 |  | neither | N | 11%
[6 empty] | clear | C | 13% | 69
[6 empty] | opaque | O | 1%
[6 empty] | reflective | R | 12%
sum |  | 18.6963 | 17404947.9985 |  |  | tint | T | 75%
weighted mean |  |  | 0.27001
All Building Types Glazing Tint As percent of regional Window Area from CBSA a1-EN4 and A1-EN-5
n |  | 68 | 68 |  |  |  |  | All Cohorts | n
mean |  | 27.49% | 255955.1176 |  |  | gas-filled | G | 51% | 123
max |  | 75% | 1095060.9883 |  |  | low-e | L | 19%
min |  | 0.8264% | 836.9938 |  |  | neither | N | 31%
standard deviation |  | 20.37% | 263116.1015
variance |  | 4.15% | 69230082848.2932 |  |  | clear | C | 20% | 281
[6 empty] | opaque | O | 1%
[6 empty] | reflective | R | 6%
[6 empty] | tint | T | 74%
APPENDIX A 2001 BUILDING CHARACTERISTICS TABLES
bl:project:wnea0004 cmml audit:reports:draft:a 2001 bldg char tables A–24
Table A1-EN3
ENVELOPE INFORMATION: Average Layers of Window Glazing
PERCENT OF REGIONAL WINDOW AREA
BUILDING TYPE AVERAGE
LAYERS OF
WINDOW
GLAZING Total
[7 empty] | Total | Retail | Grocery | Office | Restaurant | Warehouse | Hotel | Other Health | Other | School
[6 empty] | 1 Layer | 13% | 21% | 35% | 11% | 10% | 37% | <1% | <1% | 15% | 1%
[6 empty] | 2 Layers | 87% | 79% | 65% | 89% | 90% | 63% | 100% | 100% | 85% | 99%
[6 empty] | 3 Layers | <1% | <1% | <1% | <1% | <1% | <1% | <1% | <1% | <1% | <1%
[6 empty] | --Total-- | 100% | 100% | 100% | 100% | 100% | 100% | 100% | 100% | 100% | 100%
[6 empty] | Observations | 287 | 35 | 23 | 69 | 19 | 27 | 10 | 8 | 59 | 28
Table A1-EN4
ENVELOPE INFORMATION: Window Glaze Type
PERCENT OF REGIONAL WINDOW AREA
BUILDING TYPE
WINDOW
GLAZE TYPE Total
[7 empty] | Total | Retail | Grocery | Office | Restaurant | Warehouse | Hotel | Other Health | Other | School
[6 empty] | Clear | 20% | 46% | 33% | 13% | 20% | 17% | 37% | 15% | 19% | 36%
[6 empty] | Reflective | 6% | <1% | 7% | 12% | <1% | 2% | <1% | <1% | 2% | 2%
[6 empty] | Tinted | 74% | 54% | 60% | 75% | 80% | 79% | 63% | 85% | 79% | 63%
[6 empty] | Opaque | <1% | <1% | <1% | <1% | <1% | 2% | <1% | <1% | <1% | <1%
[6 empty] | --Total-- | 100% | 100% | 100% | 100% | 100% | 100% | 100% | 100% | 100% | 100%
[6 empty] | Observations | 281 | 34 | 22 | 69 | 20 | 27 | 9 | 9 | 55 | 27
[6 empty] | Table | A1-EN5
[6 empty] | ENVELOPE | INFORMATION: | Predominant | Window | Glazing | Low | E/Gas | Type
[6 empty] | PERCENT | OF | REGIONAL | WINDOW | AREA
[6 empty] | BUILDING | TYPE | PREDOMINANT
WINDOW
[6 empty] | GLAZING | LOW
[6 empty] | E/GAS | TYPE | Total
[7 empty] | Total | Retail | Grocery | Office | Restaurant | Warehouse | Hotel | Other Health | Other | School
[6 empty] | Gas-filled | 51% | 34% | 23% | 68% | <1% | 17% | 53% | s | 44% | 39%
[6 empty] | Low-E | 19% | 21% | <1% | 21% | <1% | <1% | 37% | s | 23% | 18%
[6 empty] | Neither | 31% | 45% | 77% | 11% | 100% | 83% | 10% | s | 33% | 43%
[6 empty] | --Total-- | 100% | 100% | 100% | 100% | 100% | 100% | 100% | 100% | 100% | 100%
[6 empty] | Observations | 123 | 10 | 5 | 27 | 7 | 13 | 6 | 3 | 33 | 14
[6 empty] | Table | A1-EN6
[6 empty] | ENVELOPE | INFORMATION: | Predominant | Window | Frame | Type
[6 empty] | PERCENT | OF | REGIONAL | WINDOW | AREA
[6 empty] | BUILDING | TYPE
PREDOMINANT
WINDOW
[6 empty] | FRAME | TYPE
[7 empty] | Total | Retail | Grocery | Office | Restaurant | Warehouse | Hotel | Other Health | Other | School
[6 empty] | Metal | 89% | 87% | 92% | 96% | 75% | 96% | 32% | 91% | 90% | 89%
[6 empty] | Vinyl | 9% | 12% | <1% | 2% | 10% | 4% | 68% | 9% | 10% | 6%
[6 empty] | Wood | 2% | 1% | 8% | 1% | 15% | <1% | <1% | <1% | <1% | 5%
[6 empty] | --Total-- | 100% | 100% | 100% | 100% | 100% | 100% | 100% | 100% | 100% | 100%
[6 empty] | Observations | 288 | 35 | 23 | 68 | 20 | 27 | 10 | 9 | 59 | 28
[6 empty] | Table | A1-EN7
[6 empty] | ENVELOPE | INFORMATION: | Window | Type
[6 empty] | PERCENT | OF | REGIONAL | WINDOW | AREA
[6 empty] | BUILDING | TYPE
WINDOW
TYPE
[7 empty] | Total | Retail | Grocery | Office | Restaurant | Warehouse | Hotel | Other Health | Other | School
[6 empty] | Fixed | 97% | 88% | 100% | 98% | 96% | 99% | s | s | 100% | 97%
[6 empty] | Operable | 3% | 12% | <1% | 2% | 4% | 1% | s | s | <1% | 3%
[6 empty] | --Total-- | 100% | 100% | 100% | 100% | 100% | 100% | 100% | 100% | 100% | 100%
[6 empty] | Observations | 162 | 25 | 18 | 43 | 19 | 13 | 1 | 2 | 30 | 9

## NEEABaseline
Table 3.5: Percent Window by State and Building Type (%Gross Wall)
Building Type | Idaho | Montana | Oregon | Region | Washington 1996
Assembly | 6.9 | 10.4 | 10.2 | 9.4 | 8.8
Education | 8.1 | 6.8 | 16.1 | 10.7 | 17
Grocery | 1.5 | - | 3.7 | 3.4 | 6.2
Health Services | 9.8 | 15.8 | 31.5 | 19.8 | 13.5
Institution | 9.9 | 5.8 | - | 7.9 | 11.3
Manufacturing | 2.3 | - | 9.1 | 7.8 | -
Office | 22.8 | 18.9 | 30.5 | 27 | 25.6
Other | 6.8 | 29 | 21.7 | 14.4 | 6.9
Residential/Lodging | 17.5 | 17 | 21.4 | 20 | 11
Restaurant/Bar | - | - | 14.3 | 14.3 | 16.2
Retail | 9 | 5.3 | 16.9 | 11.2 | 11.5
Warehouse | 1.4 | 10.4 | 5.3 | 5.3 | 9.1
Total | 9.6 | 12.6 | 15.3 | 13.5 | 12
Table | 3.6: | Window | Thermal | Performance | by | State
Percent Area in Window Class
State | Average U-value | 30-40 | 41-50 | 51-60 | >60 | Total
Idaho | 0.557 | 3.9 | 42.4 | 13 | 40.7 | 100
Montana | 0.453 | 21.2 | 70.7 | 5.7 | 2.4 | 100
Oregon | 0.583 | 5.9 | 20.6 | 41.2 | 32.3 | 100
Region | 0.557 | 8.1 | 32.5 | 30.6 | 28.7 | 100
WA 1996 | 0.673 | - | - | - | - | -
Table | 3.7: | Window | Characteristics | by | State | (Percent | of | Area)
State | Low-e | Tint | Reflective | Argon
Idaho | 38.9 | 48.9 | 6.7 | 7
Montana | 93.2 | 46.8 | 2.2 | 7.3
Oregon | 63.7 | 83.7 | 6.4 | 9.6
Region | 64.7 | 73.8 | 5.9 | 8.6
WA 1996 | 27 | 22.4 | - | 0.3
Table | 3.8: | Shading | Coefficient | (Percent | of | Window | Area)
SC | ID | MT | OR | Total | WA 1996
Clear | 56.6 | 7.2 | 14.2 | 20.1 | 50.9
SC=55-86 | 8.3 | 0 | 4 | 4.2 | 27.6
SC=35-50 | 34.8 | 90.1 | 64.2 | 62.8 | 19.5
SC=17-35 | 0.4 | 2.7 | 17.7 | 12.9 | 2
Total | 100 | 100 | 100 | 100 | 100

## basematrix
[6 empty] | Alum No Tint |  | Alum Tint |  | Alum TB Tint |  | Alum TB No Tint |  | Vinyl No Tint |  | Vinyl Tint
Code | Percent Glass | Heat Fuel | Climate Zone | Code Max U | Code Max SHGC | Practice U | Practice SHGC | Practice U | Practice SHGC | Practice U | Practice SHGC | Practice U | Practice SHGC | Practice U | Practice SHGC | Practice U | Practice SHGC
OR | <30% | All | 1 | 0.54 | 0.57
OR | >30% | All | 1 | 0.37 | 0.35
OR | <25% | All | 2 | 0.5 | 0.57
OR | >25% | All | 2 | 0.37 | 0.57
OR | >30% | All | 2 | 0.37 | 0.43
SEA
WA
IECC

## Code - U Factors
Glazing U-Value Requirements
| Zone 1 | Zone 1 | Zone 1 | Zone 2 | Zone 2 | NBI | NBI | NBI | OR | OR | ASHRAE | ASHRAE | ASHRAE | ASHRAE | ASHRAE | IECC | IECC | IECC | IECC
| WA 2002 | WA Prop 2003 | Seattle 2002 | WA 2002 | WA Prop 2003 | Zone 4 | Zone 5 | Zone 6 | Zone 1 | Zone 2 | Zone 14 | Zone 15 | Zone 17 | Zone 18 | Zone 20 | Zone 10a | Zone 10a | Zone 14a | Zone 14a
| VG U | VG U | VG U | VG U | VG U | W WA, W OR | SE WA, E OR, SW ID, C ID | NE WA, N ID, E ID, MT |  |  | W WA, W OR | NW WA | ID, E WA, E OR | W WA, C OR | W MT | King Co WA, Willamette Valley) | King Co WA, Willamette Valley) | Klamath, Spokane | Klamath, Spokane
Electric Heat, Light Walls | [15 empty] | VG | OG | VG | OG
Win 0%-5% | 0.4 | 0.4 | 0.4 | 0.4 | 0.4 | 0.4 | 0.4 | 0.4 | 0.54 | 0.5 | 0.57 | 0.57 | 0.57 | 0.57 | 0.57 | any | 0.8 | 0.7 | 0.8
Win 5%-10% | 0.4 | 0.4 | 0.4 | 0.4 | 0.4 | 0.4 | 0.4 | 0.4 | 0.54 | 0.5 | 0.57 | 0.57 | 0.57 | 0.57 | 0.57 | any | 0.8 | 0.7 | 0.8
Win 10-15% | 0.4 | 0.4 | 0.4 | 0.4 | 0.4 | 0.4 | 0.4 | 0.4 | 0.54 | 0.5 | 0.57 | 0.57 | 0.57 | 0.57 | 0.57 | 0.7 | 0.8 | 0.6 | 0.8
Win 15%-20% | 0.4 | 0.4 | 0.4 | 0.4 | 0.4 | 0.4 | 0.4 | 0.4 | 0.54 | 0.5 | 0.57 | 0.57 | 0.57 | 0.57 | 0.57 | 0.7 | 0.8 | 0.6 | 0.8
Win 20-25% | ---- | 0.4 | 0.4 | ---- | 0.4 | 0.4 | 0.4 | 0.4 | 0.54 | 0.5 | 0.57 | 0.57 | 0.57 | 0.57 | 0.57 | 0.7 | 0.8 | 0.6 | 0.8
Win 25%-30% | ---- | 0.4 | 0.4 | ---- | 0.4 | 0.4 | 0.4 | 0.4 | 0.54 | 0.37 | 0.57 | 0.57 | 0.57 | 0.57 | 0.57 | 0.6 | 0.8 | 0.5 | 0.8
Win 30-35% | ---- | ---- | ---- | ---- | ---- | 0.4 | 0.4 | 0.4 | 0.37 | 0.37 | 0.57 | 0.57 | 0.57 | 0.57 | 0.57 | 0.6 | 0.8 | 0.5 | 0.8
Win 35%-40% | ---- | ---- | ---- | ---- | ---- | 0.4 | 0.4 | 0.4 | 0.37 | ---- | 0.57 | 0.57 | 0.57 | 0.57 | 0.57 | 0.6 | 0.8 | 0.5 | 0.8
Win 40-45% | ---- | ---- | ---- | ---- | ---- | ---- | ---- | ---- | ---- | ---- | 0.46 | 0.46 | 0.46 | 0.46 | 0.46 | 0.4 | 0.8 | 0.4 | 0.8
Win 45%-50% | ---- | ---- | ---- | ---- | ---- | ---- | ---- | ---- | ---- | ---- | 0.46 | 0.46 | 0.46 | 0.46 | 0.46 | 0.4 | 0.8 | 0.4 | 0.8
Win 50-55% | ---- | ---- | ---- | ---- | ---- | ---- | ---- | ---- | ---- | ---- | ---- | ---- | ---- | ---- | ---- | ---- | ---- | ---- | ----
Win 55%-60% | ---- | ---- | ---- | ---- | ---- | ---- | ---- | ---- | ---- | ---- | ---- | ---- | ---- | ---- | ---- | ---- | ---- | ---- | ----
Other Heat, Light Walls
Win 0%-5% | 0.9 | 0.55 | 0.55 | 0.9 | 0.55 | 0.4 | 0.4 | 0.4 | 0.54 | 0.5 | 0.57 | 0.57 | 0.57 | 0.57 | 0.57 | any | 0.8 | 0.7 | 0.8
Win 5%-10% | 0.9 | 0.55 | 0.55 | 0.9 | 0.55 | 0.4 | 0.4 | 0.4 | 0.54 | 0.5 | 0.57 | 0.57 | 0.57 | 0.57 | 0.57 | any | 0.8 | 0.7 | 0.8
Win 10-15% | 0.9 | 0.55 | 0.55 | 0.9 | 0.55 | 0.4 | 0.4 | 0.4 | 0.54 | 0.5 | 0.57 | 0.57 | 0.57 | 0.57 | 0.57 | 0.7 | 0.8 | 0.6 | 0.8
Win 15%-20% | 0.75 | 0.55 | 0.55 | 0.75 | 0.55 | 0.4 | 0.4 | 0.4 | 0.54 | 0.5 | 0.57 | 0.57 | 0.57 | 0.57 | 0.57 | 0.7 | 0.8 | 0.6 | 0.8
Win 20-25% | 0.6 | 0.55 | 0.55 | 0.6 | 0.55 | 0.4 | 0.4 | 0.4 | 0.54 | 0.5 | 0.57 | 0.57 | 0.57 | 0.57 | 0.57 | 0.7 | 0.8 | 0.6 | 0.8
Win 25%-30% | 0.6 | 0.55 | 0.55 | 0.5 | 0.55 | 0.4 | 0.4 | 0.4 | 0.54 | 0.37 | 0.57 | 0.57 | 0.57 | 0.57 | 0.57 | 0.6 | 0.8 | 0.5 | 0.8
Win 30-35% | 0.5 | 0.45 | 0.45 | ---- | 0.45 | 0.4 | 0.4 | 0.4 | 0.37 | 0.37 | 0.57 | 0.57 | 0.57 | 0.57 | 0.57 | 0.6 | 0.8 | 0.5 | 0.8
Win 35%-40% | 0.5 | 0.45 | 0.45 | ---- | 0.45 | 0.4 | 0.4 | 0.4 | 0.37 | ---- | 0.57 | 0.57 | 0.57 | 0.57 | 0.57 | 0.6 | 0.8 | 0.5 | 0.8
Win 40-45% | ---- | 0.45 | 0.45 | ---- | 0.45 | ---- | ---- | ---- | ---- | ---- | 0.46 | 0.46 | 0.46 | 0.46 | 0.46 | 0.4 | 0.8 | 0.4 | 0.8
Win 45%-50% | ---- | ---- | 0.4 | ---- | ---- | ---- | ---- | ---- | ---- | ---- | 0.46 | 0.46 | 0.46 | 0.46 | 0.46 | 0.4 | 0.8 | 0.4 | 0.8
Win 50-55% | ---- | ---- | ---- | ---- | ---- | ---- | ---- | ---- | ---- | ---- | ---- | ---- | ---- | ---- | ---- | ---- | ---- | ---- | ----
Win 55%-60% | ---- | ---- | ---- | ---- | ---- | ---- | ---- | ---- | ---- | ---- | ---- | ---- | ---- | ---- | ---- | ---- | ---- | ---- | ----
Electric Heat, Mass Walls
Win 0%-5% | 0.4 | 0.4 | 0.4 | 0.4 | 0.4 | 0.4 | 0.4 | 0.4 | 0.54 | 0.5 | 0.57 | 0.57 | 0.57 | 0.57 | 0.57 | any | 0.8 | 0.7 | 0.8
Win 5%-10% | 0.4 | 0.4 | 0.4 | 0.4 | 0.4 | 0.4 | 0.4 | 0.4 | 0.54 | 0.5 | 0.57 | 0.57 | 0.57 | 0.57 | 0.57 | any | 0.8 | 0.7 | 0.8
Win 10-15% | 0.4 | 0.4 | 0.4 | 0.4 | 0.4 | 0.4 | 0.4 | 0.4 | 0.54 | 0.5 | 0.57 | 0.57 | 0.57 | 0.57 | 0.57 | 0.7 | 0.8 | 0.6 | 0.8
Win 15%-20% | 0.4 | 0.4 | 0.4 | 0.4 | 0.4 | 0.4 | 0.4 | 0.4 | 0.54 | 0.5 | 0.57 | 0.57 | 0.57 | 0.57 | 0.57 | 0.7 | 0.8 | 0.6 | 0.8
Win 20-25% | ---- | 0.4 | 0.4 | ---- | 0.4 | 0.4 | 0.4 | 0.4 | 0.54 | 0.5 | 0.57 | 0.57 | 0.57 | 0.57 | 0.57 | 0.7 | 0.8 | 0.6 | 0.8
Win 25%-30% | ---- | 0.4 | 0.4 | ---- | 0.4 | 0.4 | 0.4 | 0.4 | 0.54 | 0.37 | 0.57 | 0.57 | 0.57 | 0.57 | 0.57 | 0.6 | 0.8 | 0.5 | 0.8
Win 30-35% | ---- | ---- | ---- | ---- | ---- | 0.4 | 0.4 | 0.4 | 0.37 | 0.37 | 0.57 | 0.57 | 0.57 | 0.57 | 0.57 | 0.6 | 0.8 | 0.5 | 0.8
Win 35%-40% | ---- | ---- | ---- | ---- | ---- | 0.4 | 0.4 | 0.4 | 0.37 | ---- | 0.57 | 0.57 | 0.57 | 0.57 | 0.57 | 0.6 | 0.8 | 0.5 | 0.8
Win 40-45% | ---- | ---- | ---- | ---- | ---- | ---- | ---- | ---- | ---- | ---- | 0.46 | 0.46 | 0.46 | 0.46 | 0.46 | 0.4 | 0.8 | 0.4 | 0.8
Win 45%-50% | ---- | ---- | ---- | ---- | ---- | ---- | ---- | ---- | ---- | ---- | 0.46 | 0.46 | 0.46 | 0.46 | 0.46 | 0.4 | 0.8 | 0.4 | 0.8
Win 50-55% | ---- | ---- | ---- | ---- | ---- | ---- | ---- | ---- | ---- | ---- | ---- | ---- | ---- | ---- | ---- | ---- | ---- | ---- | ----
Win 55%-60% | ---- | ---- | ---- | ---- | ---- | ---- | ---- | ---- | ---- | ---- | ---- | ---- | ---- | ---- | ---- | ---- | ---- | ---- | ----
Other Heat, Mass Walls
Win 0%-5% | 0.9 | 0.55 | 0.55 | 0.9 | 0.55 | 0.4 | 0.4 | 0.4 | 0.54 | 0.5 | 0.57 | 0.57 | 0.57 | 0.57 | 0.57 | any | 0.8 | 0.7 | 0.8
Win 5%-10% | 0.9 | 0.55 | 0.55 | 0.5 | 0.55 | 0.4 | 0.4 | 0.4 | 0.54 | 0.5 | 0.57 | 0.57 | 0.57 | 0.57 | 0.57 | any | 0.8 | 0.7 | 0.8
Win 10-15% | 0.75 | 0.55 | 0.55 | 0.4 | 0.55 | 0.4 | 0.4 | 0.4 | 0.54 | 0.5 | 0.57 | 0.57 | 0.57 | 0.57 | 0.57 | 0.7 | 0.8 | 0.6 | 0.8
Win 15%-20% | 0.6 | 0.55 | 0.55 | ---- | 0.55 | 0.4 | 0.4 | 0.4 | 0.54 | 0.5 | 0.57 | 0.57 | 0.57 | 0.57 | 0.57 | 0.7 | 0.8 | 0.6 | 0.8
Win 20-25% | 0.6 | 0.55 | 0.55 | ---- | 0.55 | 0.4 | 0.4 | 0.4 | 0.54 | 0.5 | 0.57 | 0.57 | 0.57 | 0.57 | 0.57 | 0.7 | 0.8 | 0.6 | 0.8
Win 25%-30% | ---- | 0.55 | 0.55 | ---- | 0.55 | 0.4 | 0.4 | 0.4 | 0.54 | 0.37 | 0.57 | 0.57 | 0.57 | 0.57 | 0.57 | 0.6 | 0.8 | 0.5 | 0.8
Win 30-35% | ---- | 0.45 | 0.45 | ---- | 0.45 | 0.4 | 0.4 | 0.4 | 0.37 | 0.37 | 0.57 | 0.57 | 0.57 | 0.57 | 0.57 | 0.6 | 0.8 | 0.5 | 0.8
Win 35%-40% | ---- | 0.45 | 0.45 | ---- | 0.45 | 0.4 | 0.4 | 0.4 | 0.37 | ---- | 0.57 | 0.57 | 0.57 | 0.57 | 0.57 | 0.6 | 0.8 | 0.5 | 0.8
Win 40-45% | ---- | 0.45 | 0.45 | ---- | 0.45 | ---- | ---- | ---- | ---- | ---- | 0.46 | 0.46 | 0.46 | 0.46 | 0.46 | 0.4 | 0.8 | 0.4 | 0.8
Win 45%-50% | ---- | ---- | 0.4 | ---- | ---- | ---- | ---- | ---- | ---- | ---- | 0.46 | 0.46 | 0.46 | 0.46 | 0.46 | 0.4 | 0.8 | 0.4 | 0.8
Win 50-55% | ---- | ---- | ---- | ---- | ---- | ---- | ---- | ---- | ---- | ---- | ---- | ---- | ---- | ---- | ---- | ---- | ---- | ---- | ----
Win 55%-60% | ---- | ---- | ---- | ---- | ---- | ---- | ---- | ---- | ---- | ---- | ---- | ---- | ---- | ---- | ---- | ---- | ---- | ---- | ----

## Code - SHGC Factors
Glazing SHGC Requirments
| Zone 1 | Zone 1 | Zone 1 | Zone 2 | Zone 2 | NBI | NBI | NBI | OR | OR | ASHRAE | ASHRAE | ASHRAE | ASHRAE | ASHRAE | IECC | IECC
| WA 2002 | WA Prop 2003 | Seattle 2002 | WA 2002 | WA Prop 2003 | Zone 4 | Zone 5 | Zone 6 | Zone 1 | Zone 2 | Zone 14 | Zone 15 | Zone 17 | Zone 18 | Zone 20 | Zone 10a | Zone 14a
| SHGC | SHGC | SHGC | SHGC | SHGC | W WA, W OR | SE WA, E OR, SW ID, C ID | NE WA, N ID, E ID, MT |  |  | W WA, W OR | NW WA | ID, E WA, E OR | W WA, C OR | W MT | King Co WA, Willamette Valley) | Klamath, Spokane
Electric Heat, Light Walls | [15 empty] | VG | VG
Win 0%-5% | 1 | 0.4 | 0.4 | 1 | 0.4 | 0.24 | 0.3 | 0.3 | 0.57 | 0.57 | 0.49 | 0.49 | 0.49 | 0.49 | 0.49 | any | any
Win 5%-10% | 1 | 0.4 | 0.4 | 1 | 0.4 | 0.24 | 0.3 | 0.3 | 0.57 | 0.57 | 0.49 | 0.49 | 0.49 | 0.49 | 0.49 | any | any
Win 10-15% | 1 | 0.4 | 0.4 | 1 | 0.4 | 0.24 | 0.3 | 0.3 | 0.57 | 0.57 | 0.39 | 0.49 | 0.39 | 0.49 | 0.39 | 0.6 | 0.5
Win 15%-20% | 1 | 0.4 | 0.4 | 1 | 0.4 | 0.24 | 0.3 | 0.3 | 0.57 | 0.57 | 0.39 | 0.49 | 0.39 | 0.49 | 0.39 | 0.6 | 0.5
Win 20-25% | ---- | 0.4 | 0.3 | ---- | 0.4 | 0.24 | 0.3 | 0.3 | 0.57 | 0.57 | 0.39 | 0.49 | 0.39 | 0.49 | 0.39 | 0.6 | 0.5
Win 25%-30% | ---- | 0.4 | 0.3 | ---- | 0.4 | 0.24 | 0.3 | 0.3 | 0.57 | 0.57 | 0.39 | 0.49 | 0.39 | 0.49 | 0.39 | 0.5 | 0.4
Win 30-35% | ---- | ---- | ---- | ---- | ---- | 0.24 | 0.3 | 0.3 | 0.35 | 0.43 | 0.39 | 0.49 | 0.39 | 0.49 | 0.39 | 0.5 | 0.4
Win 35%-40% | ---- | ---- | ---- | ---- | ---- | 0.24 | 0.3 | 0.3 | 0.35 | ---- | 0.39 | 0.49 | 0.39 | 0.49 | 0.39 | 0.5 | 0.4
Win 40-45% | ---- | ---- | ---- | ---- | ---- | ---- | ---- | ---- | ---- | ---- | 0.26 | 0.36 | 0.26 | 0.36 | 0.26 | 0.5 | 0.4
Win 45%-50% | ---- | ---- | ---- | ---- | ---- | ---- | ---- | ---- | ---- | ---- | 0.26 | 0.36 | 0.26 | 0.36 | 0.26 | 0.5 | 0.4
Win 50-55% | ---- | ---- | ---- | ---- | ---- | ---- | ---- | ---- | ---- | ---- | ---- | ---- | ---- | ---- | ---- | ---- | ----
Win 55%-60% | ---- | ---- | ---- | ---- | ---- | ---- | ---- | ---- | ---- | ---- | ---- | ---- | ---- | ---- | ---- | ---- | ----
Other Heat, Light Walls
Win 0%-5% | 1 | 0.45 | 0.4 | 1 | 0.45 | 0.24 | 0.3 | 0.3 | 0.57 | 0.57 | 0.49 | 0.49 | 0.49 | 0.49 | 0.49 | any | any
Win 5%-10% | 1 | 0.45 | 0.4 | 1 | 0.45 | 0.24 | 0.3 | 0.3 | 0.57 | 0.57 | 0.49 | 0.49 | 0.49 | 0.49 | 0.49 | any | any
Win 10-15% | 1 | 0.45 | 0.4 | 1 | 0.45 | 0.24 | 0.3 | 0.3 | 0.57 | 0.57 | 0.39 | 0.49 | 0.39 | 0.49 | 0.39 | 0.6 | 0.5
Win 15%-20% | 1 | 0.45 | 0.4 | 1 | 0.45 | 0.24 | 0.3 | 0.3 | 0.57 | 0.57 | 0.39 | 0.49 | 0.39 | 0.49 | 0.39 | 0.6 | 0.5
Win 20-25% | 0.6 | 0.45 | 0.4 | 0.6 | 0.45 | 0.24 | 0.3 | 0.3 | 0.57 | 0.57 | 0.39 | 0.49 | 0.39 | 0.49 | 0.39 | 0.6 | 0.5
Win 25%-30% | 0.6 | 0.45 | 0.4 | 0.5 | 0.45 | 0.24 | 0.3 | 0.3 | 0.57 | 0.57 | 0.39 | 0.49 | 0.39 | 0.49 | 0.39 | 0.5 | 0.4
Win 30-35% | 0.5 | 0.4 | 0.4 | ---- | 0.4 | 0.24 | 0.3 | 0.3 | 0.35 | 0.43 | 0.39 | 0.49 | 0.39 | 0.49 | 0.39 | 0.5 | 0.4
Win 35%-40% | 0.5 | 0.4 | 0.4 | ---- | 0.4 | 0.24 | 0.3 | 0.3 | 0.35 | ---- | 0.39 | 0.49 | 0.39 | 0.49 | 0.39 | 0.5 | 0.4
Win 40-45% | ---- | 0.4 | 0.4 | ---- | 0.4 | ---- | ---- | ---- | ---- | ---- | 0.26 | 0.36 | 0.26 | 0.36 | 0.26 | 0.5 | 0.4
Win 45%-50% | ---- | ---- | 0.35 | ---- | ---- | ---- | ---- | ---- | ---- | ---- | 0.26 | 0.36 | 0.26 | 0.36 | 0.26 | 0.5 | 0.4
Win 50-55% | ---- | ---- | ---- | ---- | ---- | ---- | ---- | ---- | ---- | ---- | ---- | ---- | ---- | ---- | ---- | ---- | ----
Win 55%-60% | ---- | ---- | ---- | ---- | ---- | ---- | ---- | ---- | ---- | ---- | ---- | ---- | ---- | ---- | ---- | ---- | ----
Electric Heat, Mass Walls
Win 0%-5% | 1 | 0.4 | 0.4 | 1 | 0.4 | 0.24 | 0.3 | 0.3 | 0.57 | 0.57 | 0.49 | 0.49 | 0.49 | 0.49 | 0.49 | any | any
Win 5%-10% | 1 | 0.4 | 0.4 | 1 | 0.4 | 0.24 | 0.3 | 0.3 | 0.57 | 0.57 | 0.49 | 0.49 | 0.49 | 0.49 | 0.49 | any | any
Win 10-15% | 1 | 0.4 | 0.4 | 1 | 0.4 | 0.24 | 0.3 | 0.3 | 0.57 | 0.57 | 0.39 | 0.49 | 0.39 | 0.49 | 0.39 | 0.6 | 0.5
Win 15%-20% | 1 | 0.4 | 0.4 | 1 | 0.4 | 0.24 | 0.3 | 0.3 | 0.57 | 0.57 | 0.39 | 0.49 | 0.39 | 0.49 | 0.39 | 0.6 | 0.5
Win 20-25% | ---- | 0.4 | 0.3 | ---- | 0.4 | 0.24 | 0.3 | 0.3 | 0.57 | 0.57 | 0.39 | 0.49 | 0.39 | 0.49 | 0.39 | 0.6 | 0.5
Win 25%-30% | ---- | 0.4 | 0.3 | ---- | 0.4 | 0.24 | 0.3 | 0.3 | 0.57 | 0.57 | 0.39 | 0.49 | 0.39 | 0.49 | 0.39 | 0.5 | 0.4
Win 30-35% | ---- | ---- | ---- | ---- | ---- | 0.24 | 0.3 | 0.3 | 0.35 | 0.43 | 0.39 | 0.49 | 0.39 | 0.49 | 0.39 | 0.5 | 0.4
Win 35%-40% | ---- | ---- | ---- | ---- | ---- | 0.24 | 0.3 | 0.3 | 0.35 | ---- | 0.39 | 0.49 | 0.39 | 0.49 | 0.39 | 0.5 | 0.4
Win 40-45% | ---- | ---- | ---- | ---- | ---- | ---- | ---- | ---- | ---- | ---- | 0.26 | 0.36 | 0.26 | 0.36 | 0.26 | 0.5 | 0.4
Win 45%-50% | ---- | ---- | ---- | ---- | ---- | ---- | ---- | ---- | ---- | ---- | 0.26 | 0.36 | 0.26 | 0.36 | 0.26 | 0.5 | 0.4
Win 50-55% | ---- | ---- | ---- | ---- | ---- | ---- | ---- | ---- | ---- | ---- | ---- | ---- | ---- | ---- | ---- | ---- | ----
Win 55%-60% | ---- | ---- | ---- | ---- | ---- | ---- | ---- | ---- | ---- | ---- | ---- | ---- | ---- | ---- | ---- | ---- | ----
Other Heat, Mass Walls
Win 0%-5% | 1 | 0.45 | 0.4 | 1 | 0.45 | 0.24 | 0.3 | 0.3 | 0.57 | 0.57 | 0.49 | 0.49 | 0.49 | 0.49 | 0.49 | any | any
Win 5%-10% | 1 | 0.45 | 0.4 | 0.5 | 0.45 | 0.24 | 0.3 | 0.3 | 0.57 | 0.57 | 0.49 | 0.49 | 0.49 | 0.49 | 0.49 | any | any
Win 10-15% | 1 | 0.45 | 0.4 | 0.4 | 0.45 | 0.24 | 0.3 | 0.3 | 0.57 | 0.57 | 0.39 | 0.49 | 0.39 | 0.49 | 0.39 | 0.6 | 0.5
Win 15%-20% | 0.8 | 0.45 | 0.4 | ---- | 0.45 | 0.24 | 0.3 | 0.3 | 0.57 | 0.57 | 0.39 | 0.49 | 0.39 | 0.49 | 0.39 | 0.6 | 0.5
Win 20-25% | 0.65 | 0.45 | 0.4 | ---- | 0.45 | 0.24 | 0.3 | 0.3 | 0.57 | 0.57 | 0.39 | 0.49 | 0.39 | 0.49 | 0.39 | 0.6 | 0.5
Win 25%-30% | ---- | 0.45 | 0.4 | ---- | 0.45 | 0.24 | 0.3 | 0.3 | 0.57 | 0.57 | 0.39 | 0.49 | 0.39 | 0.49 | 0.39 | 0.5 | 0.4
Win 30-35% | ---- | 0.4 | 0.4 | ---- | 0.4 | 0.24 | 0.3 | 0.3 | 0.35 | 0.43 | 0.39 | 0.49 | 0.39 | 0.49 | 0.39 | 0.5 | 0.4
Win 35%-40% | ---- | 0.4 | 0.4 | ---- | 0.4 | 0.24 | 0.3 | 0.3 | 0.35 | ---- | 0.39 | 0.49 | 0.39 | 0.49 | 0.39 | 0.5 | 0.4
Win 40-45% | ---- | 0.4 | 0.4 | ---- | 0.4 | ---- | ---- | ---- | ---- | ---- | 0.26 | 0.36 | 0.26 | 0.36 | 0.26 | 0.5 | 0.4
Win 45%-50% | ---- | ---- | 0.35 | ---- | ---- | ---- | ---- | ---- | ---- | ---- | 0.26 | 0.36 | 0.26 | 0.36 | 0.26 | 0.5 | 0.4
Win 50-55% | ---- | ---- | ---- | ---- | ---- | ---- | ---- | ---- | ---- | ---- | ---- | ---- | ---- | ---- | ---- | ---- | ----
Win 55%-60% | ---- | ---- | ---- | ---- | ---- | ---- | ---- | ---- | ---- | ---- | ---- | ---- | ---- | ---- | ---- | ---- | ----

## Window Default U
Window Default U Values
| WA 2001 | WA Proposed | Seattle 2003 | NBI | NBI | Oregon | ASHRAE
Frame,glazing | VG | VG | VG | advisory | All u-factors must be determined in accordance to MFRC 100-2001 or use IECC 102.5.2.
AL, double | 0.9 | 0.9 | 0.9 | 0.73 |  |  | 0.79
AL, 0.5" gap | 0.75 | 0.75 | 0.75 | 0.73 |  |  | 0.73
AL, 0.5" gap Low-e4,fixed | 0.6 | 0.6 | 0.6 | 0.57 |  |  | 0.66
AL, 0.5" gap Low-e1,fixed | ----- | 0.55 | 0.55 | 0.57 |  |  | 0.59
AL, 0.5" gap Low-e1, argon, fixed | 0.5 | 0.5 | 0.5 |  |  |  | 0.55
ALtb, double | 0.9 | 0.85 | 0.85 | 0.73 |  | 0.63 | 0.68
ALtb, 0.5" gap | 0.75 | 0.7 | 0.7 | 0.73 |  | 0.6 | 0.62
ALtb, 0.5" gap Low-e4,fixed | 0.6 | 0.55 | 0.55 | 0.49 |  | 0.53 | 0.55
ALtb, 0.5" gap Low-e1,fixed | ----- | 0.5 | 0.5 | 0.49 |  | 0.47 | 0.48
ALtb, 0.5" gap Low-e4, argon, fixed |  |  |  | 0.4 |  | 0.5 | 0.51
ALtb, 0.5" gap Low-e1, argon, fixed | 0.5 | 0.45 | 0.45 | 0.4 |  | 0.43 | 0.44
ALtb, 0.5" gap Low-e1, argon, fixed, nonAL spacer | ----- | 0.4 | 0.4 | 0.4 |  | 0.41
ALtb, 0.5" gap Low-e05sqr, argon, fixed | [5 empty] | 0.37
Vinyl, double | 0.75 | 0.75 | 0.75 |  |  | 0.56 | 0.56
Vinyl, 0.5" gap | 0.6 | 0.6 | 0.6 |  |  | 0.5 | 0.5
Vinyl, 0.5" gap Low-e4,fixed | 0.5 | 0.5 | 0.5 | 0.35 |  | 0.44 | 0.44
Vinyl, 0.5" gap Low-e1,fixed | ----- | 0.45 | 0.45 | 0.35 |  | 0.39 | 0.37
Vinyl, 0.5" gap Low-e1, argon, fixed | 0.4 | 0.4 | 0.4 | 0.35 |  | 0.35 | 0.33
Vinyl, 0.5" gap Low-e1, argon, fixed, nonAL spacer | ----- | 0.4 | 0.4 | 0.35 |  | 0.33

## ToDo
Item | Description | Done | Note
1 | Develop code baselines | Spring 2003
2 | Have Mike do a batch of DOE2 runs | Spring 2003
3 | Estimate replacement rates | Spring 2003
4 | Put forecast of replaced windows in place | Spring 2003
5 | Run on new CHAR | 2004-04-12 | Dropped potential by half to 11MWa Retro, and by about 25% in New and NR cases. Less electric Space Heat
6 | Run on new avoided costs | 2004-04-12 | Dropped
7 | Rebuild stock forecast per CBSA, both replacement rate and 2002 base | 2004-04-12
8 | Rebuild stock forecast and tie to new floorspace model and make consisten with November 2003 Series | 2004-04-12
9 | Sign and Delink | 2003-03-08
10 | Fix Gas | 2004-10-04
11 | Separate AC and HEAT savings by Load Shape
12 | Revise Regional Weightings and Summary Sheet | 2004-04-12
13 | Add Integrated Design Set | 2004-10-04 | omit. Change APPLIC to pull IntD into this sheet
14 | Check CBSA for single versus double glazing in old stock | 2004-04-12
15 | Check CBSA for Window/Floor ratio | 2004-08-12 | Baylon numbers look pretty good. Minor changes could be made but will have little consequences
16 | Resolve kWh/sf glass savings estimates with NEEA, Curtis, and Baylon
17 | Construct new set of baseline cases to reflect fraction of tint, no-tint, vinyl, and metal | 2004-10-04
18 | Get new set of costs to reflect incremental cost of baseline to measure | 2004-10-04
19 | Check CBSA for gas primary heat with electric resistance perimeter reheat | 2004-10-04
20 | Runs for notint base to test range of savings with Kennedy #s | 2004-10-04 | Max case (tint base to U35 S35) for New = 74kWh/sf-floor-region or 0.5 aMW/year, or 12.2 aMW at 2025, but not cost-effective. Typical case tint base to 50% U45 and 50% U40 for New yields 29 kWh/gross sf, or 0.2 aMW per year. About half cost-effective.
21

## Spring 2003
Q:\CG\Main\Plan 5\Commercial\Assessment\HVAC\[PC-WINDOWS-D2.xls]Summary
|  | Resuslts From | Spring 2003 |  | crt+; | ctl+shift+:
|  | MC file | MidC_DraftPlan_013103
|  | CHAR file | Spring 2003
Retrofit Glazing, Punched Openings, from single to u35, full cost and full savings
Totals for Measures/Categories with Benefits Exceeding Costs
| Totals Basis | Busbar Savings | PV Cost | First Cost | Admin Cost | Program Cost | Program $/KWa | Levelized Cost | PV Benefits | B/C Ratio
| Measures with B/C>1.00 | 0.25795 | 0.088516 | 0.11 | 0.022 | 0.11052 | 3753.0762 | 33.6536 | 0.1339 | 1.2116
| Categories with B/C>1.00 | 0 | 0 | 0 | 0 | 0 | 0 | 0 | 0.14628 | 0
| % of Measures with B/C >1.00 | 0.2338 | 0.093476 | 0.11616 | 0.023233 | 0.11671 | 4372.7437 | 39.2102 | 0.12136 | 1.0399
| Block 1: x <=10 m/kWh | 0 | 0 | 0 | 0 | 0 | 0 | 0 | 0 | 0
| Block 2: 10< x <=20 m/kWh | 0 | 0 | 0 | 0 | 0 | 0 | 0 | 0 | 0
| Block 3: 20< x <=30 m/kWh | 0.17921 | 0.052927 | 0.065773 | 0.013155 | 0.066082 | 3230.1855 | 28.9649 | 0.093023 | 1.4077
| Block 4: 30< x <=40 m/kWh | 0.020752 | 0.0066393 | 0.0082507 | 0.0016501 | 0.0082895 | 3499.2021 | 31.3772 | 0.010772 | 1.2995
| Block 5: 40< x <=50 m/kWh | 0.021475 | 0.01001 | 0.012439 | 0.0024878 | 0.012498 | 5098.0396 | 45.7139 | 0.011147 | 0.89193
| Block 6: 50< x <=60 m/kWh | 0.036517 | 0.018939 | 0.023536 | 0.0047072 | 0.023647 | 5672.5161 | 50.8652 | 0.018955 | 0.8016
| Block 7: 60m/kWh < x | 0.023856 | 0.020735 | 0.025768 | 0.0051536 | 0.025889 | 9506.5137 | 85.2444 | 0.012383 | 0.47831
Retro | Retrofit Window |  |  |  |  | Demo Rate
| V1987 Stock in 2025 (1987 stock minus demolition minus NR) | 708889575.5902 | NR | 708889575.5902 |  | 0.004856 | 46.41% | 0.02
|  | Annually |  | 20 Years
|  | kWh | MWa | kWh | MWa | lvl cost | TRC B/C | Annual Capital $Million | 2025 Capital $Million
| Measures with B/C>1.00 |  |  | 182860186.7507 | 20.8745 | 33.6536 | 1.2116 | 0 | 78.3434
| Categories with B/C>1.00 |  |  | 0 | 0 | 0 | 0
| % of Measures with B/C >1.00 |  |  | 165741817.1826 | 18.9203 | 39.2102 | 1.0399
| Block 1: x <=10 m/kWh |  |  | 0 | 0 | 0 | 0
| Block 2: 10< x <=20 m/kWh |  |  | 0 | 0 | 0 | 0
| Block 3: 20< x <=30 m/kWh |  |  | 127039423.3416 | 14.5022 | 28.9649 | 1.4077
| Block 4: 30< x <=40 m/kWh |  |  | 14710923.4999 | 1.6793 | 31.3772 | 1.2995
| Block 5: 40< x <=50 m/kWh |  |  | 15223296.3802 | 1.7378 | 45.7139 | 0.89193
| Block 6: 50< x <=60 m/kWh |  |  | 25886543.5291 | 2.9551 | 50.8652 | 0.8016
| Block 7: 60m/kWh < x |  |  | 16911326.8334 | 1.9305 | 85.2444 | 0.47831
NR | Natural Replacement Window
Totals for Measures/Categories with Benefits Exceeding Costs
0 | Totals Basis | Busbar Savings | PV Cost | First Cost | Admin Cost | Program Cost | Program $/KWa | Levelized Cost | PV Benefits | B/C Ratio
0 | Measures with B/C>1.00 | 0.011527 | 0.0043092 | 0.005355 | 0.001071 | 0.0053802 | 4088.6299 | 36.6625 | 0.0059834 | 1.1121
0 | Categories with B/C>1.00 | 0 | 0 | 0 | 0 | 0 | 0 | 0 | 0.022548 | 0
0 | % of Measures with B/C >1.00 | 0.015433 | 0.017549 | 0.021808 | 0.0043616 | 0.02191 | 12436.9248 | 111.5213 | 0.0080107 | 0.36561
0 | Block 1: x <=10 m/kWh | 0 | 0 | 0 | 0 | 0 | 0 | 0 | 0 | 0
0 | Block 2: 10< x <=20 m/kWh | 0 | 0 | 0 | 0 | 0 | 0 | 0 | 0 | 0
0 | Block 3: 20< x <=30 m/kWh | 0.0012851 | 0.00034358 | 0.00042697 | 8.5395e-05 | 0.00042898 | 2924.2507 | 26.2216 | 0.00066704 | 1.555
0 | Block 4: 30< x <=40 m/kWh | 0.0065519 | 0.0022871 | 0.0028422 | 0.00056843 | 0.0028555 | 3817.8835 | 34.2348 | 0.0034009 | 1.191
0 | Block 5: 40< x <=50 m/kWh | 0.0036902 | 0.0016785 | 0.0020859 | 0.00041718 | 0.0020957 | 4974.8091 | 44.6089 | 0.0019155 | 0.91402
0 | Block 6: 50< x <=60 m/kWh | 0.0049451 | 0.0026923 | 0.0033457 | 0.00066914 | 0.0033614 | 5954.5884 | 53.3945 | 0.0025669 | 0.76363
0 | Block 7: 60m/kWh < x | 0.026966 | 0.023651 | 0.029391 | 0.0058783 | 0.02953 | 9592.8281 | 86.0184 | 0.013997 | 0.47401
NR | Natural Replacement Window
NR Rate | Total Natural Replacement 2005-2025 | 989120526.1982
50 | 2005 stock remaining in 2025 replaced at 1/50 per year | 49456026.3099
|  | Annually |  | 20 Years
|  | kWh | MWa | kWh | MWa | lvl cost | TRC B/C | Annual Capital $Million | 2025 Capital $Million
| Measures with B/C>1.00 | 570087.8647 | 0.065079 | 11401757.2941 | 1.3016 | 36.6625 | 1.1121 | 0.26608 | 5.3216
| Categories with B/C>1.00 | 0 | 0 | 0 | 0 | 0 | 0
| % of Measures with B/C >1.00 | 763239.9987 | 0.087128 | 15264799.9744 | 1.7426 | 111.5213 | 0.36561
| Block 1: x <=10 m/kWh | 0 | 0 | 0 | 0 | 0 | 0
| Block 2: 10< x <=20 m/kWh | 0 | 0 | 0 | 0 | 0 | 0
| Block 3: 20< x <=30 m/kWh | 63554.3211 | 0.0072551 | 1271086.4211 | 0.1451 | 26.2216 | 1.555
| Block 4: 30< x <=40 m/kWh | 324029.5916 | 0.03699 | 6480591.8323 | 0.73979 | 34.2348 | 1.191
| Block 5: 40< x <=50 m/kWh | 182503.952 | 0.020834 | 3650079.0407 | 0.41668 | 44.6089 | 0.91402
| Block 6: 50< x <=60 m/kWh | 244564.5301 | 0.027918 | 4891290.601 | 0.55837 | 53.3945 | 0.76363
| Block 7: 60m/kWh < x | 1333626.0797 | 0.15224 | 26672521.5936 | 3.0448 | 86.0184 | 0.47401
New | New Window - Upgrade over Code | Note: Savings are for both u40 and u35 so are approximately double. Cut kWh by half.
Totals for Measures/Categories with Benefits Exceeding Costs | 0 | 0 | 0 | 0 | 0 | 0 | 0 | 0 | 0 | 0
0 | Totals Basis | Busbar Savings | PV Cost | First Cost | Admin Cost | Program Cost | Program $/KWa | Levelized Cost | PV Benefits | B/C Ratio
0 | Measures with B/C>1.00 | 0.029015 | 0.0089285 | 0.011095 | 0.0022191 | 0.011148 | 3365.543 | 30.1787 | 0.015061 | 1.3511
0 | Categories with B/C>1.00 | 0 | 0 | 0 | 0 | 0 | 0 | 0 | 0.017869 | 0
0 | % of Measures with B/C >1.00 | 0.027617 | 0.010808 | 0.013431 | 0.0026861 | 0.013494 | 4280.2349 | 38.3806 | 0.014335 | 1.0623
0 | Block 1: x <=10 m/kWh | 0 | 0 | 0 | 0 | 0 | 0 | 0 | 0 | 0
0 | Block 2: 10< x <=20 m/kWh | 0.00055982 | 9.9644e-05 | 0.00012383 | 2.4766e-05 | 0.00012441 | 1946.7626 | 17.4565 | 0.00029059 | 2.3357
0 | Block 3: 20< x <=30 m/kWh | 0.016562 | 0.0040022 | 0.0049735 | 0.0009947 | 0.0049969 | 2642.916 | 23.6989 | 0.008597 | 1.7205
0 | Block 4: 30< x <=40 m/kWh | 0.0079884 | 0.0029356 | 0.0036481 | 0.00072961 | 0.0036652 | 4019.2341 | 36.0403 | 0.0041466 | 1.1313
0 | Block 5: 40< x <=50 m/kWh | 0.0021321 | 0.00098276 | 0.0012213 | 0.00024426 | 0.001227 | 5041.3604 | 45.2056 | 0.0011067 | 0.90195
0 | Block 6: 50< x <=60 m/kWh | 0.0028149 | 0.0014697 | 0.0018264 | 0.00036529 | 0.001835 | 5710.6455 | 51.2071 | 0.0014611 | 0.79625
0 | Block 7: 60m/kWh < x | 0.0043667 | 0.0045914 | 0.0057058 | 0.0011412 | 0.0057326 | 11500.0146 | 103.12 | 0.0022667 | 0.3954
| New Window - Upgrade over Code |  | TM Rate 2005-25 | 2001 | 2025 Growth | Repl 2005-2025
| Total Floor Area Additions 2005-2025 | 1844826166.6455 | 1.0125 | TOTAL | #VALUE! | #VALUE! | #VALUE!
| Average Annual Floorspace Additions 2005-2025 | 87848865.0784 | Note: Savings are for both u40 and u35 so are approximately double. Cut kWh by half. |  |  |  | #VALUE!
|  | Annually |  | 20 Years
|  | kWh | MWa | kWh | MWa | lvl cost | TRC B/C | Annual Capital $Million | 2025 Capital $Million
| Measures with B/C>1.00 | 2548969.0725 | 0.29098 | 53528350.5227 | 6.1105 | 30.1787 | 1.3511 | 0.9793 | 20.5653
| Categories with B/C>1.00 | 0 | 0 | 0 | 0 | 0 | 0
| % of Measures with B/C >1.00 | 2426087.2475 | 0.27695 | 50947832.1968 | 5.816 | 38.3806 | 1.0623
| Block 1: x <=10 m/kWh | 0 | 0 | 0 | 0 | 0 | 0
| Block 2: 10< x <=20 m/kWh | 49179.2064 | 0.0056141 | 1032763.3346 | 0.1179 | 17.4565 | 2.3357
| Block 3: 20< x <=30 m/kWh | 1454979.8189 | 0.16609 | 30554576.1959 | 3.488 | 23.6989 | 1.7205
| Block 4: 30< x <=40 m/kWh | 701771.9007 | 0.080111 | 14737209.9149 | 1.6823 | 36.0403 | 1.1313
| Block 5: 40< x <=50 m/kWh | 187302.6005 | 0.021382 | 3933354.6098 | 0.44901 | 45.2056 | 0.90195
| Block 6: 50< x <=60 m/kWh | 247283.8993 | 0.028229 | 5192961.8856 | 0.5928 | 51.2071 | 0.79625
| Block 7: 60m/kWh < x | 383612.6863 | 0.043791 | 8055866.4128 | 0.91962 | 103.12 | 0.3954
#VALUE!

## Nov2003
Q:\CG\Main\Plan 5\Commercial\Assessment\HVAC\[PC-WINDOWS-D2.xls]Summary
|  | Resuslts From | 2004-04-12 | 10:59 | crt+; | ctl+shift+:
|  | MC file | MidC_DraftPlan_013103
|  | CHAR file | 2004-04-12 |  | Reflects CHAR file changes on fuel sats
Retrofit Glazing, Punched Openings, from single to u35, full cost and full savings
Totals for Measures/Categories with Benefits Exceeding Costs
| Totals Basis | Busbar Savings | PV Cost | First Cost | Admin Cost | Program Cost | Program $/KWa | Levelized Cost | PV Benefits | B/C Ratio
| Measures with B/C>1.00 | 0.14343 | 0.048842 | 0.062146 | 0.012429 | 0.061271 | 3742.2249 | 31.4337 | 0.079703 | 1.3008
| Categories with B/C>1.00 | 0 | 0 | 0 | 0 | 0 | 0 | 0 | 0.088564 | 0
| % of Measures with B/C >1.00 | 0.13439 | 0.053998 | 0.068707 | 0.013741 | 0.06774 | 4415.6709 | 37.0905 | 0.074678 | 1.1024
| Block 1: x <=10 m/kWh | 0 | 0 | 0 | 0 | 0 | 0 | 0 | 0 | 0
| Block 2: 10< x <=20 m/kWh | 0 | 0 | 0 | 0 | 0 | 0 | 0 | 0 | 0
| Block 3: 20< x <=30 m/kWh | 0.10783 | 0.031465 | 0.040035 | 0.008007 | 0.039472 | 3206.7432 | 26.9358 | 0.05992 | 1.518
| Block 4: 30< x <=40 m/kWh | 0 | 0 | 0 | 0 | 0 | 0 | 0 | 0 | 0
| Block 5: 40< x <=50 m/kWh | 0.0356 | 0.017377 | 0.022111 | 0.0044221 | 0.021799 | 5364.0981 | 45.057 | 0.019783 | 0.90751
| Block 6: 50< x <=60 m/kWh | 0 | 0 | 0 | 0 | 0 | 0 | 0 | 0 | 0
| Block 7: 60m/kWh < x | 0.015946 | 0.013676 | 0.017401 | 0.0034801 | 0.017156 | 9424.8389 | 79.1662 | 0.008861 | 0.5165
Retro | Retrofit Window |  |  |  |  | Demo Rate
| V1987 Stock in 2025 (1987 stock minus demolition minus NR) | 708889575.5902 | NR | 708889575.5902 |  | 0.004856 | 46.41% | 0.02
|  | Annually |  | 20 Years
|  | kWh | MWa | kWh | MWa | lvl cost | TRC B/C | Annual Capital $Million | 2025 Capital $Million
| Measures with B/C>1.00 |  |  | 101673879.157 | 11.6066 | 31.4337 | 1.3008 | 0 | 43.4345
| Categories with B/C>1.00 |  |  | 0 | 0 | 0 | 0
| % of Measures with B/C >1.00 |  |  | 95264222.6471 | 10.8749 | 37.0905 | 1.1024
| Block 1: x <=10 m/kWh |  |  | 0 | 0 | 0 | 0
| Block 2: 10< x <=20 m/kWh |  |  | 0 | 0 | 0 | 0
| Block 3: 20< x <=30 m/kWh |  |  | 76437196.6197 | 8.7257 | 26.9358 | 1.518
| Block 4: 30< x <=40 m/kWh |  |  | 0 | 0 | 0 | 0
| Block 5: 40< x <=50 m/kWh |  |  | 25236682.5373 | 2.8809 | 45.057 | 0.90751
| Block 6: 50< x <=60 m/kWh |  |  | 0 | 0 | 0 | 0
| Block 7: 60m/kWh < x |  |  | 11303672.7255 | 1.2904 | 79.1662 | 0.5165
NR | Natural Replacement Window
Totals for Measures/Categories with Benefits Exceeding Costs
0 | Totals Basis | Busbar Savings | PV Cost | First Cost | Admin Cost | Program Cost | Program $/KWa | Levelized Cost | PV Benefits | B/C Ratio
0 | Measures with B/C>1.00 | 0.0056274 | 0.0024509 | 0.0031184 | 0.00062368 | 0.0030745 | 4786.0298 | 40.2014 | 0.0031272 | 1.0171
0 | Categories with B/C>1.00 | 0 | 0 | 0 | 0 | 0 | 0 | 0 | 0.0089688 | 0
0 | % of Measures with B/C >1.00 | 0.0058406 | 0.0069722 | 0.0088713 | 0.0017743 | 0.0087465 | 13118.3867 | 110.1911 | 0.0032456 | 0.37108
0 | Block 1: x <=10 m/kWh | 0 | 0 | 0 | 0 | 0 | 0 | 0 | 0 | 0
0 | Block 2: 10< x <=20 m/kWh | 0 | 0 | 0 | 0 | 0 | 0 | 0 | 0 | 0
0 | Block 3: 20< x <=30 m/kWh | 0.00021704 | 5.7509e-05 | 7.3173e-05 | 1.4635e-05 | 7.2143e-05 | 2911.8081 | 24.4584 | 0.00012061 | 1.6718
0 | Block 4: 30< x <=40 m/kWh | 0.001863 | 0.00063871 | 0.00081268 | 0.00016254 | 0.00080124 | 3767.4221 | 31.6454 | 0.0010353 | 1.2921
0 | Block 5: 40< x <=50 m/kWh | 0.002425 | 0.0011398 | 0.0014503 | 0.00029005 | 0.0014299 | 5165.2949 | 43.3872 | 0.0013476 | 0.94244
0 | Block 6: 50< x <=60 m/kWh | 0.0036571 | 0.0021671 | 0.0027574 | 0.00055147 | 0.0027186 | 6511.8911 | 54.6982 | 0.0020323 | 0.74755
0 | Block 7: 60m/kWh < x | 0.0079774 | 0.0080853 | 0.010288 | 0.0020575 | 0.010143 | 11137.9727 | 93.5561 | 0.004433 | 0.43706
NR | Natural Replacement Window
NR Rate | Total Natural Replacement 2005-2025 | 989120526.1982
50 | 2005 stock remaining in 2025 replaced at 1/50 per year | 49456026.3099
|  | Annually |  | 20 Years
|  | kWh | MWa | kWh | MWa | lvl cost | TRC B/C | Annual Capital $Million | 2025 Capital $Million
| Measures with B/C>1.00 | 278309.4138 | 0.03177 | 5566188.2754 | 0.63541 | 40.2014 | 1.0171 | 0.15205 | 3.0411
| Categories with B/C>1.00 | 0 | 0 | 0 | 0 | 0 | 0
| % of Measures with B/C >1.00 | 288852.5867 | 0.032974 | 5777051.7349 | 0.65948 | 110.1911 | 0.37108
| Block 1: x <=10 m/kWh | 0 | 0 | 0 | 0 | 0 | 0
| Block 2: 10< x <=20 m/kWh | 0 | 0 | 0 | 0 | 0 | 0
| Block 3: 20< x <=30 m/kWh | 10733.9059 | 0.0012253 | 214678.1178 | 0.024507 | 24.4584 | 1.6718
| Block 4: 30< x <=40 m/kWh | 92138.8621 | 0.010518 | 1842777.241 | 0.21036 | 31.6454 | 1.2921
| Block 5: 40< x <=50 m/kWh | 119928.649 | 0.01369 | 2398572.9801 | 0.27381 | 43.3872 | 0.94244
| Block 6: 50< x <=60 m/kWh | 180864.9354 | 0.020647 | 3617298.7085 | 0.41293 | 54.6982 | 0.74755
| Block 7: 60m/kWh < x | 394528.0931 | 0.045037 | 7890561.8611 | 0.90075 | 93.5561 | 0.43706
New | New Window - Upgrade over Code | Note: Savings are for both u40 and u35 so are approximately double. Cut kWh by half.
Totals for Measures/Categories with Benefits Exceeding Costs | 0 | 0 | 0 | 0 | 0 | 0 | 0 | 0 | 0 | 0
0 | Totals Basis | Busbar Savings | PV Cost | First Cost | Admin Cost | Program Cost | Program $/KWa | Levelized Cost | PV Benefits | B/C Ratio
0 | Measures with B/C>1.00 | 0.02326 | 0.0073213 | 0.0093154 | 0.0018631 | 0.0091844 | 3458.998 | 29.0547 | 0.012925 | 1.4073
0 | Categories with B/C>1.00 | 0 | 0 | 0 | 0 | 0 | 0 | 0 | 0.014903 | 0
0 | % of Measures with B/C >1.00 | 0.022166 | 0.0086689 | 0.01103 | 0.002206 | 0.010875 | 4297.8013 | 36.1004 | 0.012318 | 1.1327
0 | Block 1: x <=10 m/kWh | 0 | 0 | 0 | 0 | 0 | 0 | 0 | 0 | 0
0 | Block 2: 10< x <=20 m/kWh | 0.0060714 | 0.001246 | 0.0015854 | 0.00031709 | 0.0015631 | 2255.3259 | 18.9442 | 0.0033739 | 2.1584
0 | Block 3: 20< x <=30 m/kWh | 0.0080752 | 0.0022168 | 0.0028206 | 0.00056413 | 0.002781 | 3016.7783 | 25.3402 | 0.0044874 | 1.6136
0 | Block 4: 30< x <=40 m/kWh | 0.0043225 | 0.0015894 | 0.0020223 | 0.00040446 | 0.0019938 | 4040.6907 | 33.9408 | 0.002402 | 1.2047
0 | Block 5: 40< x <=50 m/kWh | 0.0047905 | 0.002269 | 0.0028871 | 0.00057742 | 0.0028465 | 5205.0762 | 43.7213 | 0.0026621 | 0.93523
0 | Block 6: 50< x <=60 m/kWh | 0.00013657 | 7.8318e-05 | 9.965e-05 | 1.993e-05 | 9.8248e-05 | 6301.7925 | 52.9334 | 7.5894e-05 | 0.77247
0 | Block 7: 60m/kWh < x | 0.0034226 | 0.0035895 | 0.0045673 | 0.00091345 | 0.004503 | 11525.3037 | 96.8096 | 0.0019019 | 0.42237
| New Window - Upgrade over Code |  | TM Rate 2005-25 | 2001 | 2025 Growth | Repl 2005-2025
| Total Floor Area Additions 2005-2025 | 1844826166.6455 | 1.0125 | TOTAL | #VALUE! | #VALUE! | #VALUE!
| Average Annual Floorspace Additions 2005-2025 | 87848865.0784 | Note: Savings are for both u40 and u35 so are approximately double. Cut kWh by half. |  |  |  | #VALUE!
|  | Annually |  | 20 Years
|  | kWh | MWa | kWh | MWa | lvl cost | TRC B/C | Annual Capital $Million | 2025 Capital $Million
| Measures with B/C>1.00 | 2043333.6077 | 0.23326 | 42910005.7622 | 4.8984 | 29.0547 | 1.4073 | 0.80684 | 16.9436
| Categories with B/C>1.00 | 0 | 0 | 0 | 0 | 0 | 0
| % of Measures with B/C >1.00 | 1947245.3005 | 0.22229 | 40892151.3099 | 4.6681 | 36.1004 | 1.1327
| Block 1: x <=10 m/kWh | 0 | 0 | 0 | 0 | 0 | 0
| Block 2: 10< x <=20 m/kWh | 533363.2055 | 0.060886 | 11200627.3152 | 1.2786 | 18.9442 | 2.1584
| Block 3: 20< x <=30 m/kWh | 709400.881 | 0.080982 | 14897418.5006 | 1.7006 | 25.3402 | 1.6136
| Block 4: 30< x <=40 m/kWh | 379729.448 | 0.043348 | 7974318.4082 | 0.91031 | 33.9408 | 1.2047
| Block 5: 40< x <=50 m/kWh | 420840.0732 | 0.048041 | 8837641.5381 | 1.0089 | 43.7213 | 0.93523
| Block 6: 50< x <=60 m/kWh | 11997.7411 | 0.0013696 | 251952.5624 | 0.028762 | 52.9334 | 0.77247
| Block 7: 60m/kWh < x | 300669.1223 | 0.034323 | 6314051.5681 | 0.72078 | 96.8096 | 0.42237
#VALUE!

## Mar2004
Q:\CG\Main\Plan 5\Commercial\Assessment\HVAC\[PC-WINDOWS-D2.xls]Summary
|  | Resuslts From | 2004-04-12 | 13:29 | crt+; | ctl+shift+:
|  | MC file | MidC_DraftPlan_013103
|  | CHAR file | 2004-04-12 |  | Reflects CHAR file changes on fuel sats
Reflects CHAR file changes on single glazed
Retrofit Glazing, Punched Openings, from single to u35, full cost and full savings
Totals for Measures/Categories with Benefits Exceeding Costs
| Totals Basis | Busbar Savings | PV Cost | First Cost | Admin Cost | Program Cost | Program $/KWa | Levelized Cost | PV Benefits | B/C Ratio
| Measures with B/C>1.00 | 0.10133 | 0.032849 | 0.041797 | 0.0083594 | 0.041209 | 3562.5916 | 29.9249 | 0.056308 | 1.3664
| Categories with B/C>1.00 | 0 | 0 | 0 | 0 | 0 | 0 | 0 | 0.066676 | 0
| % of Measures with B/C >1.00 | 0.10216 | 0.04051 | 0.051544 | 0.010309 | 0.050818 | 4357.7388 | 36.6039 | 0.056768 | 1.1171
| Block 1: x <=10 m/kWh | 0 | 0 | 0 | 0 | 0 | 0 | 0 | 0 | 0
| Block 2: 10< x <=20 m/kWh | 0 | 0 | 0 | 0 | 0 | 0 | 0 | 0 | 0
| Block 3: 20< x <=30 m/kWh | 0.080672 | 0.024171 | 0.030755 | 0.006151 | 0.030322 | 3292.6006 | 27.657 | 0.04483 | 1.4785
| Block 4: 30< x <=40 m/kWh | 0.010054 | 0.0033365 | 0.0042453 | 0.00084906 | 0.0041856 | 3646.9434 | 30.6334 | 0.0055869 | 1.3348
| Block 5: 40< x <=50 m/kWh | 0.010601 | 0.0053417 | 0.0067966 | 0.0013593 | 0.006701 | 5537.1377 | 46.5105 | 0.0058912 | 0.87915
| Block 6: 50< x <=60 m/kWh | 0.0086528 | 0.0049522 | 0.0063011 | 0.0012602 | 0.0062125 | 6289.3931 | 52.8293 | 0.0048084 | 0.774
| Block 7: 60m/kWh < x | 0.010005 | 0.0093544 | 0.011902 | 0.0023805 | 0.011735 | 10275.082 | 86.308 | 0.0055596 | 0.47376
Retro | Retrofit Window |  |  |  |  | Demo Rate
| V1987 Stock in 2025 (1987 stock minus demolition minus NR) | 708889575.5902 | NR | 708889575.5902 |  | 0.004856 | 46.41% | 0.02
|  | Annually |  | 20 Years
|  | kWh | MWa | kWh | MWa | lvl cost | TRC B/C | Annual Capital $Million | 2025 Capital $Million
| Measures with B/C>1.00 |  |  | 71829979.3043 | 8.1998 | 29.9249 | 1.3664 | 0 | 29.2124
| Categories with B/C>1.00 |  |  | 0 | 0 | 0 | 0
| % of Measures with B/C >1.00 |  |  | 72417290.6829 | 8.2668 | 36.6039 | 1.1171
| Block 1: x <=10 m/kWh |  |  | 0 | 0 | 0 | 0
| Block 2: 10< x <=20 m/kWh |  |  | 0 | 0 | 0 | 0
| Block 3: 20< x <=30 m/kWh |  |  | 57187798.7991 | 6.5283 | 27.657 | 1.4785
| Block 4: 30< x <=40 m/kWh |  |  | 7127024.4838 | 0.81359 | 30.6334 | 1.3348
| Block 5: 40< x <=50 m/kWh |  |  | 7515156.0215 | 0.85789 | 46.5105 | 0.87915
| Block 6: 50< x <=60 m/kWh |  |  | 6133907.6356 | 0.70022 | 52.8293 | 0.774
| Block 7: 60m/kWh < x |  |  | 7092119.8101 | 0.8096 | 86.308 | 0.47376
NR | Natural Replacement Window
Totals for Measures/Categories with Benefits Exceeding Costs
0 | Totals Basis | Busbar Savings | PV Cost | First Cost | Admin Cost | Program Cost | Program $/KWa | Levelized Cost | PV Benefits | B/C Ratio
0 | Measures with B/C>1.00 | 0.0056443 | 0.0024509 | 0.0031184 | 0.00062368 | 0.0030745 | 4771.7163 | 40.0812 | 0.0031366 | 1.0202
0 | Categories with B/C>1.00 | 0 | 0 | 0 | 0 | 0 | 0 | 0 | 0.0090089 | 0
0 | % of Measures with B/C >1.00 | 0.005859 | 0.0070085 | 0.0089175 | 0.0017835 | 0.008792 | 13145.3301 | 110.4174 | 0.0032559 | 0.37032
0 | Block 1: x <=10 m/kWh | 0 | 0 | 0 | 0 | 0 | 0 | 0 | 0 | 0
0 | Block 2: 10< x <=20 m/kWh | 0 | 0 | 0 | 0 | 0 | 0 | 0 | 0 | 0
0 | Block 3: 20< x <=30 m/kWh | 0.00021637 | 5.7509e-05 | 7.3173e-05 | 1.4635e-05 | 7.2143e-05 | 2920.8022 | 24.534 | 0.00012024 | 1.6667
0 | Block 4: 30< x <=40 m/kWh | 0.0018588 | 0.00063871 | 0.00081268 | 0.00016254 | 0.00080124 | 3776.1003 | 31.7183 | 0.0010329 | 1.2892
0 | Block 5: 40< x <=50 m/kWh | 0.0035692 | 0.0017546 | 0.0022326 | 0.00044651 | 0.0022012 | 5402.4258 | 45.379 | 0.0019834 | 0.90107
0 | Block 6: 50< x <=60 m/kWh | 0.0025106 | 0.0015523 | 0.0019751 | 0.00039501 | 0.0019473 | 6794.5317 | 57.0723 | 0.0013951 | 0.71645
0 | Block 7: 60m/kWh < x | 0.0080569 | 0.0080853 | 0.010288 | 0.0020575 | 0.010143 | 11027.9736 | 92.6321 | 0.0044773 | 0.44142
NR | Natural Replacement Window
NR Rate | Total Natural Replacement 2005-2025 | 989120526.1982
50 | 2005 stock remaining in 2025 replaced at 1/50 per year | 49456026.3099
|  | Annually |  | 20 Years
|  | kWh | MWa | kWh | MWa | lvl cost | TRC B/C | Annual Capital $Million | 2025 Capital $Million
| Measures with B/C>1.00 | 279144.227 | 0.031866 | 5582884.5402 | 0.63732 | 40.0812 | 1.0202 | 0.15205 | 3.0411
| Categories with B/C>1.00 | 0 | 0 | 0 | 0 | 0 | 0
| % of Measures with B/C >1.00 | 289762.0227 | 0.033078 | 5795240.4541 | 0.66156 | 110.4174 | 0.37032
| Block 1: x <=10 m/kWh | 0 | 0 | 0 | 0 | 0 | 0
| Block 2: 10< x <=20 m/kWh | 0 | 0 | 0 | 0 | 0 | 0
| Block 3: 20< x <=30 m/kWh | 10700.8519 | 0.0012216 | 214017.0375 | 0.024431 | 24.534 | 1.6667
| Block 4: 30< x <=40 m/kWh | 91927.1054 | 0.010494 | 1838542.109 | 0.20988 | 31.7183 | 1.2892
| Block 5: 40< x <=50 m/kWh | 176516.2697 | 0.02015 | 3530325.3937 | 0.40301 | 45.379 | 0.90107
| Block 6: 50< x <=60 m/kWh | 124162.1348 | 0.014174 | 2483242.6963 | 0.28348 | 57.0723 | 0.71645
| Block 7: 60m/kWh < x | 398463.3337 | 0.045487 | 7969266.6738 | 0.90973 | 92.6321 | 0.44142
New | New Window - Upgrade over Code | Note: Savings are for both u40 and u35 so are approximately double. Cut kWh by half.
Totals for Measures/Categories with Benefits Exceeding Costs | 0 | 0 | 0 | 0 | 0 | 0 | 0 | 0 | 0 | 0
0 | Totals Basis | Busbar Savings | PV Cost | First Cost | Admin Cost | Program Cost | Program $/KWa | Levelized Cost | PV Benefits | B/C Ratio
0 | Measures with B/C>1.00 | 0.023986 | 0.0073213 | 0.0093154 | 0.0018631 | 0.0091844 | 3354.2852 | 28.1751 | 0.013329 | 1.4513
0 | Categories with B/C>1.00 | 0 | 0 | 0 | 0 | 0 | 0 | 0 | 0.015322 | 0
0 | % of Measures with B/C >1.00 | 0.022896 | 0.0086792 | 0.011043 | 0.0022086 | 0.010888 | 4165.7598 | 34.9913 | 0.012723 | 1.1686
0 | Block 1: x <=10 m/kWh | 0 | 0 | 0 | 0 | 0 | 0 | 0 | 0 | 0
0 | Block 2: 10< x <=20 m/kWh | 0.0066615 | 0.001246 | 0.0015854 | 0.00031709 | 0.0015631 | 2055.5452 | 17.2661 | 0.0037018 | 2.3682
0 | Block 3: 20< x <=30 m/kWh | 0.0079645 | 0.0022168 | 0.0028206 | 0.00056413 | 0.002781 | 3058.7349 | 25.6926 | 0.0044259 | 1.5915
0 | Block 4: 30< x <=40 m/kWh | 0.0046173 | 0.0015894 | 0.0020223 | 0.00040446 | 0.0019938 | 3782.7734 | 31.7743 | 0.0025658 | 1.2869
0 | Block 5: 40< x <=50 m/kWh | 0.0047376 | 0.0022663 | 0.0028836 | 0.00057672 | 0.002843 | 5256.8501 | 44.1562 | 0.0026327 | 0.92602
0 | Block 6: 50< x <=60 m/kWh | 0.00013889 | 8.1033e-05 | 0.0001031 | 2.0621e-05 | 0.00010165 | 6411.6162 | 53.8559 | 7.718e-05 | 0.75924
0 | Block 7: 60m/kWh < x | 0.0034517 | 0.0035895 | 0.0045673 | 0.00091345 | 0.004503 | 11428.001 | 95.9923 | 0.0019181 | 0.42597
| New Window - Upgrade over Code |  | TM Rate 2005-25 | 2001 | 2025 Growth | Repl 2005-2025
| Total Floor Area Additions 2005-2025 | 1844826166.6455 | 1.0125 | TOTAL | #VALUE! | #VALUE! | #VALUE!
| Average Annual Floorspace Additions 2005-2025 | 87848865.0784 | Note: Savings are for both u40 and u35 so are approximately double. Cut kWh by half. |  |  |  | #VALUE!
|  | Annually |  | 20 Years
|  | kWh | MWa | kWh | MWa | lvl cost | TRC B/C | Annual Capital $Million | 2025 Capital $Million
| Measures with B/C>1.00 | 2107121.6844 | 0.24054 | 44249555.3716 | 5.0513 | 28.1751 | 1.4513 | 0.80684 | 16.9436
| Categories with B/C>1.00 | 0 | 0 | 0 | 0 | 0 | 0
| % of Measures with B/C >1.00 | 2011344.7974 | 0.22961 | 42238240.7461 | 4.8217 | 34.9913 | 1.1686
| Block 1: x <=10 m/kWh | 0 | 0 | 0 | 0 | 0 | 0
| Block 2: 10< x <=20 m/kWh | 585201.4279 | 0.066804 | 12289229.9849 | 1.4029 | 17.2661 | 2.3682
| Block 3: 20< x <=30 m/kWh | 699670.0255 | 0.079871 | 14693070.5346 | 1.6773 | 25.6926 | 1.5915
| Block 4: 30< x <=40 m/kWh | 405620.1782 | 0.046304 | 8518023.7423 | 0.97238 | 31.7743 | 1.2869
| Block 5: 40< x <=50 m/kWh | 416196.7011 | 0.047511 | 8740130.7232 | 0.99773 | 44.1562 | 0.92602
| Block 6: 50< x <=60 m/kWh | 12201.0241 | 0.0013928 | 256221.5054 | 0.029249 | 53.8559 | 0.75924
| Block 7: 60m/kWh < x | 303229.146 | 0.034615 | 6367812.0663 | 0.72692 | 95.9923 | 0.42597
#VALUE!

## 12Apr2004
Q:\CG\Main\Plan 5\Commercial\Assessment\HVAC\[PC-WINDOWS-D2.xls]Summary | [10 empty] | Data Set Name
|  | Resuslts From | 2004-04-12 | 15:32 | crt+; | ctl+shift+:
|  | MC file | MidC_DraftPlan_122903 | [8 empty] | Units are per 1000 sf Building Area | 1000
|  | CHAR file | 2004-04-12 |  | Reflects CHAR file changes on fuel sats | [6 empty] | Weighted by Measure
Reflects CHAR file changes on single glazed
Retrofit Glazing, Punched Openings, from single to u35, full cost and full savings, electric heat only | [10 empty] | Input Data | [7 empty] | Periodic O&M | [5 empty] | Other Fuels
Totals for Measures/Categories with Benefits Exceeding Costs | [10 empty] | Category Name | Measure Name | Savings (kWh/yr.) | Phys Life (yr.) | Capital Cost ($) | Annual O&M ($) | Shape Pointer | Non-E Val ($/yr.) | Cost 1 ($) | Period 1 | Cost 2 ($) | Period 2 | Cost 3 ($) | Period 3 | Savings (mmBtu/yr) | Shape Pointer
| Totals Basis | Busbar Savings | PV Cost | First Cost | Admin Cost | Program Cost | Program $/KWa | Levelized Cost | PV Benefits | B/C Ratio | ElecHt-code to u45-NR | Glass-Large Off-ElecHt-code to u45-NR | 140.64 | 30 | 199.5 | 0 | ExCOMM | 0
| Measures with B/C>1.00 | 94.8886 | 29.4806 | 37.5104 | 7.5021 | 36.9826 | 3414.1926 | 28.6783 | 48.9014 | 1.3223 | ElecHt-code to u45-NR | Glass-Medium Off-ElecHt-code to u45-NR | 140.64 | 30 | 199.5 | 0 | ExCOMM | 0
| Categories with B/C>1.00 | 0 | 0 | 0 | 0 | 0 | 0 | 0 | 61.8349 | 0 | ElecHt-code to u45-NR | Glass-Small Off-ElecHt-code to u45-NR | 174.5547 | 30 | 199.5 | 0 | ExCOMM | 0
| % of Measures with B/C >1.00 | 99.4729 | 39.6126 | 50.4022 | 10.0804 | 49.693 | 4376.1738 | 36.7587 | 51.2639 | 1.0316 | ElecHt-code to u45-NR | Glass-Big Box-ElecHt-code to u45-NR | 70.6738 | 30 | 119.7 | 0 | ExCOMM | 0
| Block 1: x <=10 m/kWh | 0 | 0 | 0 | 0 | 0 | 0 | 0 | 0 | 0 | ElecHt-code to u45-NR | Glass-Small Box-ElecHt-code to u45-NR | 68.1153 | 30 | 119.7 | 0 | ExCOMM | 0
| Block 2: 10< x <=20 m/kWh | 0 | 0 | 0 | 0 | 0 | 0 | 0 | 0 | 0 | ElecHt-code to u45-NR | Glass-High End-ElecHt-code to u45-NR | 68.264 | 30 | 119.7 | 0 | ExCOMM | 0
| Block 3: 20< x <=30 m/kWh | 80.6724 | 24.1712 | 30.7549 | 6.151 | 30.3221 | 3292.6006 | 27.657 | 41.575 | 1.3711 | ElecHt-code to u45-NR | Glass-Anchor-ElecHt-code to u45-NR | 70.6738 | 30 | 119.7 | 0 | ExCOMM | 0
| Block 4: 30< x <=40 m/kWh | 10.0538 | 3.3365 | 4.2453 | 0.84906 | 4.1856 | 3646.9434 | 30.6334 | 5.1813 | 1.2379 | ElecHt-code to u45-NR | Glass-K-12-ElecHt-code to u45-NR | 27.0045 | 30 | 53.2 | 0 | ExCOMM | 0
| Block 5: 40< x <=50 m/kWh | 10.6013 | 5.3417 | 6.7966 | 1.3593 | 6.701 | 5537.1377 | 46.5105 | 5.4634 | 0.81532 | ElecHt-code to u45-NR | Glass-University-ElecHt-code to u45-NR | 49.3941 | 30 | 53.2 | 0 | ExCOMM | 0
| Block 6: 50< x <=60 m/kWh | 8.6528 | 4.9522 | 6.3011 | 1.2602 | 6.2125 | 6289.3931 | 52.8293 | 4.4593 | 0.7178 | ElecHt-code to u45-NR | Glass-Warehouse-ElecHt-code to u45-NR | 14.064 | 30 | 26.6 | 0 | ExCOMM | 0
| Block 7: 60m/kWh < x | 10.0045 | 9.3544 | 11.9024 | 2.3805 | 11.7349 | 10275.082 | 86.308 | 5.1559 | 0.43937 | ElecHt-code to u45-NR | Glass-Supermarket-ElecHt-code to u45-NR | 7.69 | 30 | 13.3 | 0 | ExCOMM | 0
[11 empty] | ElecHt-code to u45-NR | Glass-MIniMart-ElecHt-code to u45-NR | 7.5678 | 30 | 13.3 | 0 | ExCOMM | 0
[11 empty] | ElecHt-code to u45-NR | Glass-Restaurant-ElecHt-code to u45-NR | 106.659 | 30 | 226.1 | 0 | ExCOMM | 0
Retro | Glass-Retro | [9 empty] | ElecHt-code to u45-NR | Glass-Lodging-ElecHt-code to u45-NR | 73.0949 | 30 | 106.4 | 0 | ExCOMM | 0
| Remianing Pre 1987 Stock in 2025 | 1478386.406 | PRE1987 | MedHigh | 2025 | [5 empty] | ElecHt-code to u45-NR | Glass-Hospital-ElecHt-code to u45-NR | 75.0132 | 30 | 79.8 | 0 | ExCOMM | 0
| Cumulative Pre 1987 Stock Naturally Replaced in 2025 | 535708.5236 | NR Cumulative | NR Rate 1.0% | [6 empty] | ElecHt-code to u45-NR | Glass-OtherHealth-ElecHt-code to u45-NR | 124.9758 | 30 | 106.4 | 0 | ExCOMM | 0
| Cumulative Remianing Stock of Single Glaze in 2025 | 942677.8824 | Remaining | [7 empty] | ElecHt-code to u45-NR | Glass-Other-ElecHt-code to u45-NR | 55.0263 | 30 | 79.8 | 0 | ExCOMM | 0
|  | Annually |  | 20 Years | [6 empty] | ElecHt-code to u40-NR | Glass-Large Off-ElecHt-code to u40-NR | 484.3439 | 30 | 225 | 0 | ExCOMM | 0
|  | kWh | MWa | kWh | MWa | lvl cost | TRC B/C | Annual Capital $Million | 2025 Capital $Million |  | ElecHt-code to u40-NR | Glass-Medium Off-ElecHt-code to u40-NR | 482.2269 | 30 | 225 | 0 | ExCOMM | 0
| Measures with B/C>1.00 |  |  | 89449399.9513 | 10.2111 | 28.6783 | 1.3223 | 0 | 34.8627 |  | ElecHt-code to u40-NR | Glass-Small Off-ElecHt-code to u40-NR | 462.8202 | 30 | 225 | 0 | ExCOMM | 0
| Categories with B/C>1.00 |  |  | 0 | 0 | 0 | 0 |  |  |  | ElecHt-code to u40-NR | Glass-Big Box-ElecHt-code to u40-NR | 189.626 | 30 | 135 | 0 | ExCOMM | 0
| % of Measures with B/C >1.00 |  |  | 93770876.5976 | 10.7044 | 36.7587 | 1.0316 |  |  |  | ElecHt-code to u40-NR | Glass-Small Box-ElecHt-code to u40-NR | 184.0155 | 30 | 135 | 0 | ExCOMM | 0
| Block 1: x <=10 m/kWh |  |  | 0 | 0 | 0 | 0 |  |  |  | ElecHt-code to u40-NR | Glass-High End-ElecHt-code to u40-NR | 184.2976 | 30 | 135 | 0 | ExCOMM | 0
| Block 2: 10< x <=20 m/kWh |  |  | 0 | 0 | 0 | 0 |  |  |  | ElecHt-code to u40-NR | Glass-Anchor-ElecHt-code to u40-NR | 189.6259 | 30 | 135 | 0 | ExCOMM | 0
| Block 3: 20< x <=30 m/kWh |  |  | 76048054.4885 | 8.6813 | 27.657 | 1.3711 |  |  |  | ElecHt-code to u40-NR | Glass-K-12-ElecHt-code to u40-NR | 73.962 | 30 | 60 | 0 | ExCOMM | 0
| Block 4: 30< x <=40 m/kWh |  |  | 9477482.2193 | 1.0819 | 30.6334 | 1.2379 |  |  |  | ElecHt-code to u40-NR | Glass-University-ElecHt-code to u40-NR | 145.1141 | 30 | 60 | 0 | ExCOMM | 0
| Block 5: 40< x <=50 m/kWh |  |  | 9993617.6354 | 1.1408 | 46.5105 | 0.81532 |  |  |  | ElecHt-code to u40-NR | Glass-Warehouse-ElecHt-code to u40-NR | 18.2296 | 30 | 30 | 0 | ExCOMM | 0
| Block 6: 50< x <=60 m/kWh |  |  | 8156840.3032 | 0.93115 | 52.8293 | 0.7178 |  |  |  | ElecHt-code to u40-NR | Glass-Supermarket-ElecHt-code to u40-NR | 20.7645 | 30 | 15 | 0 | ExCOMM | 0
| Block 7: 60m/kWh < x |  |  | 9431066.1554 | 1.0766 | 86.308 | 0.43937 |  |  |  | ElecHt-code to u40-NR | Glass-MIniMart-ElecHt-code to u40-NR | 20.5812 | 30 | 15 | 0 | ExCOMM | 0
[11 empty] | ElecHt-code to u40-NR | Glass-Restaurant-ElecHt-code to u40-NR | 298.1237 | 30 | 255 | 0 | ExCOMM | 0
NR | Natural Replacement Window | [9 empty] | ElecHt-code to u40-NR | Glass-Lodging-ElecHt-code to u40-NR | 197.4049 | 30 | 120 | 0 | ExCOMM | 0
Totals for Measures/Categories with Benefits Exceeding Costs | [10 empty] | ElecHt-code to u40-NR | Glass-Hospital-ElecHt-code to u40-NR | 222.9415 | 30 | 90 | 0 | ExCOMM | 0
#REF! | Totals Basis | Busbar Savings | PV Cost | First Cost | Admin Cost | Program Cost | Program $/KWa | Levelized Cost | PV Benefits | B/C Ratio | ElecHt-code to u40-NR | Glass-OtherHealth-ElecHt-code to u40-NR | 335.6282 | 30 | 120 | 0 | ExCOMM | 0
#REF! | Measures with B/C>1.00 | 1.7777 | 0.67839 | 0.86317 | 0.17263 | 0.85103 | 4193.7207 | 35.2262 | 0.91613 | 1.0765 | ElecHt-code to u40-NR | Glass-Other-ElecHt-code to u40-NR | 148.3762 | 30 | 90 | 0 | ExCOMM | 0
#REF! | Categories with B/C>1.00 | 0 | 0 | 0 | 0 | 0 | 0 | 0 | 3.7042 | 0 | ElecHt-code to u35-NR | Glass-Large Off-ElecHt-code to u35-NR | 798.0574 | 30 | 675 | 0 | ExCOMM | 0
#REF! | % of Measures with B/C >1.00 | 2.464 | 2.9521 | 3.7564 | 0.75129 | 3.7034 | 13166.5 | 110.5952 | 1.2698 | 0.34288 | ElecHt-code to u35-NR | Glass-Medium Off-ElecHt-code to u35-NR | 792.7272 | 30 | 675 | 0 | ExCOMM | 0
#REF! | Block 1: x <=10 m/kWh | -0.2459 | 12.5415 | 16.1034 | 3.2207 | 15.7622 | -561512.1875 | -4716.5583 | -0.12673 | -0.0080399 | ElecHt-code to u35-NR | Glass-Small Off-ElecHt-code to u35-NR | 684.4745 | 30 | 675 | 0 | ExCOMM | 0
#REF! | Block 2: 10< x <=20 m/kWh | 0 | 0 | 0 | 0 | 0 | 0 | 0 | 0 | 0 | ElecHt-code to u35-NR | Glass-Big Box-ElecHt-code to u35-NR | 289.204 | 30 | 405 | 0 | ExCOMM | 0
#REF! | Block 3: 20< x <=30 m/kWh | 0.10602 | 0.028179 | 0.035855 | 0.007171 | 0.03535 | 2920.8022 | 24.534 | 0.054639 | 1.5456 | ElecHt-code to u35-NR | Glass-Small Box-ElecHt-code to u35-NR | 278.7452 | 30 | 405 | 0 | ExCOMM | 0
#REF! | Block 4: 30< x <=40 m/kWh | 0.91079 | 0.31297 | 0.39821 | 0.079642 | 0.39261 | 3776.1003 | 31.7183 | 0.46938 | 1.1955 | ElecHt-code to u35-NR | Glass-High End-ElecHt-code to u35-NR | 279.2915 | 30 | 405 | 0 | ExCOMM | 0
#REF! | Block 5: 40< x <=50 m/kWh | 1.7518 | 0.86126 | 1.0959 | 0.21917 | 1.0804 | 5402.9287 | 45.3832 | 0.90278 | 0.83557 | ElecHt-code to u35-NR | Glass-Anchor-ElecHt-code to u35-NR | 289.2038 | 30 | 405 | 0 | ExCOMM | 0
#REF! | Block 6: 50< x <=60 m/kWh | 1.2192 | 0.75367 | 0.95896 | 0.19179 | 0.94546 | 6793.415 | 57.0629 | 0.6283 | 0.66454 | ElecHt-code to u35-NR | Glass-K-12-ElecHt-code to u35-NR | 109.9029 | 30 | 180 | 0 | ExCOMM | 0
#REF! | Block 7: 60m/kWh < x | 3.4455 | 9.5798 | 12.208 | 2.4416 | 12.0214 | 30563.6523 | 256.7268 | 1.7757 | 0.14771 | ElecHt-code to u35-NR | Glass-University-ElecHt-code to u35-NR | 224.4734 | 30 | 180 | 0 | ExCOMM | 0
[11 empty] | ElecHt-code to u35-NR | Glass-Warehouse-ElecHt-code to u35-NR | 32.2936 | 30 | 90 | 0 | ExCOMM | 0
NR | Glass-NR | [9 empty] | ElecHt-code to u35-NR | Glass-Supermarket-ElecHt-code to u35-NR | 31.2021 | 30 | 45 | 0 | ExCOMM | 0
NR Rate | Remianing Pre 1987 Stock in 2025 | 1478386.406 | PRE1987 | MedHigh | 2025 | [5 empty] | ElecHt-code to u35-NR | Glass-MIniMart-ElecHt-code to u35-NR | 30.9576 | 30 | 45 | 0 | ExCOMM | 0
| Cumulative Pre 1987 Stock Naturally Replaced in 2025 | 535708.5236 | NR Cumulative | NR Rate 1.0% | [6 empty] | ElecHt-code to u35-NR | Glass-Restaurant-ElecHt-code to u35-NR | 452.5347 | 30 | 765 | 0 | ExCOMM | 0
| Annual NR Rate | 22321.1885 | NR Annual | [7 empty] | ElecHt-code to u35-NR | Glass-Lodging-ElecHt-code to u35-NR | 304.275 | 30 | 360 | 0 | ExCOMM | 0
|  | Annually |  | 20 Years | [6 empty] | ElecHt-code to u35-NR | Glass-Hospital-ElecHt-code to u35-NR | 349.85 | 30 | 270 | 0 | ExCOMM | 0
|  | kWh | MWa | kWh | MWa | lvl cost | TRC B/C | Annual Capital $Million | 2025 Capital $Million |  | ElecHt-code to u35-NR | Glass-OtherHealth-ElecHt-code to u35-NR | 506.0017 | 30 | 360 | 0 | ExCOMM | 0
| Measures with B/C>1.00 | 39679.5212 | 0.0045296 | 952308.5087 | 0.10871 | 35.2262 | 1.0765 | 0.018996 | 0.4559 |  | ElecHt-code to u35-NR | Glass-Other-ElecHt-code to u35-NR | 228.5203 | 30 | 270 | 0 | ExCOMM | 0
| Categories with B/C>1.00 | 0 | 0 | 0 | 0 | 0 | 0 |  |  |  | ElecHt-code to u45-New | Glass-Large Off-ElecHt-code to u45-New | 162.615 | 30 | 199.5 | 0 | ExCOMM | 0
| % of Measures with B/C >1.00 | 54998.8552 | 0.0062784 | 1319972.5255 | 0.15068 | 110.5952 | 0.34288 |  |  |  | ElecHt-code to u45-New | Glass-Medium Off-ElecHt-code to u45-New | 162.615 | 30 | 199.5 | 0 | ExCOMM | 0
| Block 1: x <=10 m/kWh | -5488.8262 | -0.00062658 | -131731.8285 | -0.015038 | -4716.5583 | -0.0080399 |  |  |  | ElecHt-code to u45-New | Glass-Small Off-ElecHt-code to u45-New | 155.634 | 30 | 199.5 | 0 | ExCOMM | 0
| Block 2: 10< x <=20 m/kWh | 0 | 0 | 0 | 0 | 0 | 0 |  |  |  | ElecHt-code to u45-New | Glass-Big Box-ElecHt-code to u45-New | 68.3378 | 30 | 119.7 | 0 | ExCOMM | 0
| Block 3: 20< x <=30 m/kWh | 2366.5328 | 0.00027015 | 56796.7872 | 0.0064837 | 24.534 | 1.5456 |  |  |  | ElecHt-code to u45-New | Glass-Small Box-ElecHt-code to u45-New | 74.4908 | 30 | 119.7 | 0 | ExCOMM | 0
| Block 4: 30< x <=40 m/kWh | 20330.0179 | 0.0023208 | 487920.4301 | 0.055699 | 31.7183 | 1.1955 |  |  |  | ElecHt-code to u45-New | Glass-High End-ElecHt-code to u45-New | 74.6326 | 30 | 119.7 | 0 | ExCOMM | 0
| Block 5: 40< x <=50 m/kWh | 39101.2895 | 0.0044636 | 938430.9482 | 0.10713 | 45.3832 | 0.83557 |  |  |  | ElecHt-code to u45-New | Glass-Anchor-ElecHt-code to u45-New | 68.3285 | 30 | 119.7 | 0 | ExCOMM | 0
| Block 6: 50< x <=60 m/kWh | 27213.0812 | 0.0031065 | 653113.9491 | 0.074556 | 57.0629 | 0.66454 |  |  |  | ElecHt-code to u45-New | Glass-K-12-ElecHt-code to u45-New | 27.345 | 30 | 53.2 | 0 | ExCOMM | 0
| Block 7: 60m/kWh < x | 76908.0229 | 0.0087795 | 1845792.5494 | 0.21071 | 256.7268 | 0.14771 |  |  |  | ElecHt-code to u45-New | Glass-University-ElecHt-code to u45-New | 50.07 | 30 | 53.2 | 0 | ExCOMM | 0
[11 empty] | ElecHt-code to u45-New | Glass-Warehouse-ElecHt-code to u45-New | 8.8001 | 30 | 26.6 | 0 | ExCOMM | 0
[11 empty] | ElecHt-code to u45-New | Glass-Supermarket-ElecHt-code to u45-New | 7.705 | 30 | 13.3 | 0 | ExCOMM | 0
[11 empty] | ElecHt-code to u45-New | Glass-MIniMart-ElecHt-code to u45-New | 7.695 | 30 | 13.3 | 0 | ExCOMM | 0
New | Glass-New | [9 empty] | ElecHt-code to u45-New | Glass-Restaurant-ElecHt-code to u45-New | 137.003 | 30 | 226.1 | 0 | ExCOMM | 0
Totals for Measures/Categories with Benefits Exceeding Costs | [10 empty] | ElecHt-code to u45-New | Glass-Lodging-ElecHt-code to u45-New | 70.6887 | 30 | 106.4 | 0 | ExCOMM | 0
| Totals Basis | Busbar Savings | PV Cost | First Cost | Admin Cost | Program Cost | Program $/KWa | Levelized Cost | PV Benefits | B/C Ratio | ElecHt-code to u45-New | Glass-Hospital-ElecHt-code to u45-New | 72.4245 | 30 | 79.8 | 0 | ExCOMM | 0
| Measures with B/C>1.00 | 11.4486 | 3.3829 | 4.3043 | 0.86086 | 4.2437 | 3247.1423 | 27.2752 | 5.9001 | 1.3903 | ElecHt-code to u45-New | Glass-OtherHealth-ElecHt-code to u45-New | 106.404 | 30 | 106.4 | 0 | ExCOMM | 0
| Categories with B/C>1.00 | 0 | 0 | 0 | 0 | 0 | 0 | 0 | 6.2923 | 0 | ElecHt-code to u45-New | Glass-Other-ElecHt-code to u45-New | 53.1605 | 30 | 79.8 | 0 | ExCOMM | 0
| % of Measures with B/C >1.00 | 10.9776 | 4.4545 | 5.6764 | 1.1353 | 5.5898 | 4460.5742 | 37.4677 | 5.6574 | 1.0121 | ElecHt-code to u40-New | Glass-Large Off-ElecHt-code to u40-New | 487.02 | 30 | 225 | 0 | ExCOMM | 0
| Block 1: x <=10 m/kWh | -0.65793 | 11.4779 | 15.1704 | 3.0341 | 14.5119 | -193219.5938 | -1622.995 | -0.33907 | -0.023365 | ElecHt-code to u40-New | Glass-Medium Off-ElecHt-code to u40-New | 487.02 | 30 | 225 | 0 | ExCOMM | 0
| Block 2: 10< x <=20 m/kWh | 3.3307 | 0.62302 | 0.79271 | 0.15854 | 0.78156 | 2055.5452 | 17.2661 | 1.7165 | 2.1963 | ElecHt-code to u40-New | Glass-Small Off-ElecHt-code to u40-New | 411.132 | 30 | 225 | 0 | ExCOMM | 0
| Block 3: 20< x <=30 m/kWh | 3.9814 | 1.1081 | 1.41 | 0.282 | 1.3901 | 3058.657 | 25.6919 | 2.0518 | 1.476 | ElecHt-code to u40-New | Glass-Big Box-ElecHt-code to u40-New | 185.4455 | 30 | 135 | 0 | ExCOMM | 0
| Block 4: 30< x <=40 m/kWh | 2.2627 | 0.77889 | 0.99104 | 0.19821 | 0.9771 | 3782.7798 | 31.7744 | 1.1661 | 1.1934 | ElecHt-code to u40-New | Glass-Small Box-ElecHt-code to u40-New | 202.1994 | 30 | 135 | 0 | ExCOMM | 0
| Block 5: 40< x <=50 m/kWh | 2.3214 | 1.1105 | 1.413 | 0.28259 | 1.3931 | 5256.8501 | 44.1562 | 1.1964 | 0.85879 | ElecHt-code to u40-New | Glass-High End-ElecHt-code to u40-New | 202.4684 | 30 | 135 | 0 | ExCOMM | 0
| Block 6: 50< x <=60 m/kWh | 0.069213 | 0.040382 | 0.051381 | 0.010276 | 0.050658 | 6411.5801 | 53.8556 | 0.035669 | 0.70412 | ElecHt-code to u40-New | Glass-Anchor-ElecHt-code to u40-New | 185.4119 | 30 | 135 | 0 | ExCOMM | 0
| Block 7: 60m/kWh < x | 0.90121 | 6.2514 | 8.027 | 1.6054 | 7.8568 | 76369.7578 | 641.4863 | 0.46444 | 0.059114 | ElecHt-code to u40-New | Glass-K-12-ElecHt-code to u40-New | 73.801 | 30 | 60 | 0 | ExCOMM | 0
[11 empty] | ElecHt-code to u40-New | Glass-University-ElecHt-code to u40-New | 139.944 | 30 | 60 | 0 | ExCOMM | 0
| Glass-New | [9 empty] | ElecHt-code to u40-New | Glass-Warehouse-ElecHt-code to u40-New | 21.304 | 30 | 30 | 0 | ExCOMM | 0
| Total Floor Area Additions 2005-2025 | 1424828.369 | POST2002 | MedHigh | 2025 | [5 empty] | ElecHt-code to u40-New | Glass-Supermarket-ElecHt-code to u40-New | 19.908 | 30 | 15 | 0 | ExCOMM | 0
| Average Annual Floorspace Additions 2005-2025 | 59367.8487 | [8 empty] | ElecHt-code to u40-New | Glass-MIniMart-ElecHt-code to u40-New | 19.893 | 30 | 15 | 0 | ExCOMM | 0
[11 empty] | ElecHt-code to u40-New | Glass-Restaurant-ElecHt-code to u40-New | 353.8592 | 30 | 255 | 0 | ExCOMM | 0
|  | Annually |  | 20 Years | [6 empty] | ElecHt-code to u40-New | Glass-Lodging-ElecHt-code to u40-New | 191.2517 | 30 | 120 | 0 | ExCOMM | 0
|  | kWh | MWa | kWh | MWa | lvl cost | TRC B/C | Annual Capital $Million | 2025 Capital $Million |  | ElecHt-code to u40-New | Glass-Hospital-ElecHt-code to u40-New | 203.8785 | 30 | 90 | 0 | ExCOMM | 0
| Measures with B/C>1.00 | 679677.4998 | 0.077589 | 16312259.9946 | 1.8621 | 27.2752 | 1.3903 | 0.25194 | 6.0466 |  | ElecHt-code to u40-New | Glass-OtherHealth-ElecHt-code to u40-New | 284.496 | 30 | 120 | 0 | ExCOMM | 0
| Categories with B/C>1.00 | 0 | 0 | 0 | 0 | 0 | 0 |  |  |  | ElecHt-code to u40-New | Glass-Other-ElecHt-code to u40-New | 143.6652 | 30 | 90 | 0 | ExCOMM | 0
| % of Measures with B/C >1.00 | 651714.795 | 0.074397 | 15641155.081 | 1.7855 | 37.4677 | 1.0121 |  |  |  | ElecHt-code to u35-New | Glass-Large Off-ElecHt-code to u35-New | 778.425 | 30 | 199.5 | 0 | ExCOMM | 0
| Block 1: x <=10 m/kWh | -39059.7601 | -0.0044589 | -937434.2419 | -0.10701 | -1622.995 | -0.023365 |  |  |  | ElecHt-code to u35-New | Glass-Medium Off-ElecHt-code to u35-New | 778.425 | 30 | 199.5 | 0 | ExCOMM | 0
| Block 2: 10< x <=20 m/kWh | 197738.1825 | 0.022573 | 4745716.3803 | 0.54175 | 17.2661 | 2.1963 |  |  |  | ElecHt-code to u35-New | Glass-Small Off-ElecHt-code to u35-New | 612.525 | 30 | 199.5 | 0 | ExCOMM | 0
| Block 3: 20< x <=30 m/kWh | 236366.1165 | 0.026982 | 5672786.7971 | 0.64758 | 25.6919 | 1.476 |  |  |  | ElecHt-code to u35-New | Glass-Big Box-ElecHt-code to u35-New | 277.7747 | 30 | 119.7 | 0 | ExCOMM | 0
| Block 4: 30< x <=40 m/kWh | 134333.1826 | 0.015335 | 3223996.3827 | 0.36804 | 31.7744 | 1.1934 |  |  |  | ElecHt-code to u35-New | Glass-Small Box-ElecHt-code to u35-New | 302.1133 | 30 | 119.7 | 0 | ExCOMM | 0
| Block 5: 40< x <=50 m/kWh | 137819.2462 | 0.015733 | 3307661.9087 | 0.37759 | 44.1562 | 0.85879 |  |  |  | ElecHt-code to u35-New | Glass-High End-ElecHt-code to u35-New | 302.6341 | 30 | 119.7 | 0 | ExCOMM | 0
| Block 6: 50< x <=60 m/kWh | 4109.0015 | 0.00046906 | 98616.036 | 0.011258 | 53.8556 | 0.70412 |  |  |  | ElecHt-code to u35-New | Glass-Anchor-ElecHt-code to u35-New | 277.7206 | 30 | 119.7 | 0 | ExCOMM | 0
| Block 7: 60m/kWh < x | 53502.9549 | 0.0061076 | 1284070.9165 | 0.14658 | 641.4863 | 0.059114 |  |  |  | ElecHt-code to u35-New | Glass-K-12-ElecHt-code to u35-New | 111.333 | 30 | 53.2 | 0 | ExCOMM | 0
[11 empty] | ElecHt-code to u35-New | Glass-University-ElecHt-code to u35-New | 215.3852 | 30 | 53.2 | 0 | ExCOMM | 0
[11 empty] | ElecHt-code to u35-New | Glass-Warehouse-ElecHt-code to u35-New | 33.304 | 30 | 26.6 | 0 | ExCOMM | 0
[11 empty] | ElecHt-code to u35-New | Glass-Supermarket-ElecHt-code to u35-New | 30.353 | 30 | 13.3 | 0 | ExCOMM | 0
[11 empty] | ElecHt-code to u35-New | Glass-MIniMart-ElecHt-code to u35-New | 30.333 | 30 | 13.3 | 0 | ExCOMM | 0
[11 empty] | ElecHt-code to u35-New | Glass-Restaurant-ElecHt-code to u35-New | 538.1562 | 30 | 226.1 | 0 | ExCOMM | 0
[11 empty] | ElecHt-code to u35-New | Glass-Lodging-ElecHt-code to u35-New | 288.3577 | 30 | 106.4 | 0 | ExCOMM | 0
[11 empty] | ElecHt-code to u35-New | Glass-Hospital-ElecHt-code to u35-New | 315.267 | 30 | 79.8 | 0 | ExCOMM | 0
[11 empty] | ElecHt-code to u35-New | Glass-OtherHealth-ElecHt-code to u35-New | 426.972 | 30 | 106.4 | 0 | ExCOMM | 0
[11 empty] | ElecHt-code to u35-New | Glass-Other-ElecHt-code to u35-New | 216.4888 | 30 | 79.8 | 0 | ExCOMM | 0
[11 empty] | GasHt-code to u45-NR | Glass-Large Off-GasHt-code to u45-NR | 1.3102e-05 | 30 | 199.5 | -0.0037806 | ExCOMM | 0
[11 empty] | GasHt-code to u45-NR | Glass-Medium Off-GasHt-code to u45-NR | 1.1601e-05 | 30 | 199.5 | -0.0042134 | ExCOMM | 0
[11 empty] | GasHt-code to u45-NR | Glass-Small Off-GasHt-code to u45-NR | -10.0353 | 30 | 199.5 | -0.0077512 | ExCOMM | 0
[11 empty] | GasHt-code to u45-NR | Glass-Big Box-GasHt-code to u45-NR | 2.1118 | 30 | 119.7 | -0.017812 | ExCOMM | 0
[11 empty] | GasHt-code to u45-NR | Glass-Small Box-GasHt-code to u45-NR | -3.0837 | 30 | 119.7 | -0.010337 | ExCOMM | 0
[11 empty] | GasHt-code to u45-NR | Glass-High End-GasHt-code to u45-NR | -2.935 | 30 | 119.7 | -0.0028404 | ExCOMM | 0
[11 empty] | GasHt-code to u45-NR | Glass-Anchor-GasHt-code to u45-NR | 2.1118 | 30 | 119.7 | -0.0023369 | ExCOMM | 0
[11 empty] | GasHt-code to u45-NR | Glass-K-12-GasHt-code to u45-NR | 0.63451 | 30 | 53.2 | -0.00069794 | ExCOMM | 0
[11 empty] | GasHt-code to u45-NR | Glass-University-GasHt-code to u45-NR | 1.1077 | 30 | 53.2 | -0.00064058 | ExCOMM | 0
[11 empty] | GasHt-code to u45-NR | Glass-Warehouse-GasHt-code to u45-NR | 4.5033e-05 | 30 | 26.6 | -0.0085601 | ExCOMM | 0
[11 empty] | GasHt-code to u45-NR | Glass-Supermarket-GasHt-code to u45-NR | 0.36503 | 30 | 13.3 | -6.3207e-05 | ExCOMM | 0
[11 empty] | GasHt-code to u45-NR | Glass-MIniMart-GasHt-code to u45-NR | 0.24278 | 30 | 13.3 | -0.00014037 | ExCOMM | 0
[11 empty] | GasHt-code to u45-NR | Glass-Restaurant-GasHt-code to u45-NR | 2.058 | 30 | 226.1 | -0.0033995 | ExCOMM | 0
[11 empty] | GasHt-code to u45-NR | Glass-Lodging-GasHt-code to u45-NR | -0.54574 | 30 | 106.4 | -0.0024987 | ExCOMM | 0
[11 empty] | GasHt-code to u45-NR | Glass-Hospital-GasHt-code to u45-NR | 1.1772 | 30 | 79.8 | -0.0010005 | ExCOMM | 0
[11 empty] | GasHt-code to u45-NR | Glass-OtherHealth-GasHt-code to u45-NR | 3.0878 | 30 | 106.4 | -0.0019279 | ExCOMM | 0
[11 empty] | GasHt-code to u45-NR | Glass-Other-GasHt-code to u45-NR | -0.20424 | 30 | 79.8 | -0.043692 | ExCOMM | 0
[11 empty] | GasHt-code to u40-NR | Glass-Large Off-GasHt-code to u40-NR | 18.4739 | 30 | 225 | -0.012523 | ExCOMM | 0
[11 empty] | GasHt-code to u40-NR | Glass-Medium Off-GasHt-code to u40-NR | 16.3569 | 30 | 225 | -0.013957 | ExCOMM | 0
[11 empty] | GasHt-code to u40-NR | Glass-Small Off-GasHt-code to u40-NR | -25.0248 | 30 | 225 | -0.020485 | ExCOMM | 0
[11 empty] | GasHt-code to u40-NR | Glass-Big Box-GasHt-code to u40-NR | 7.673 | 30 | 135 | -0.04727 | ExCOMM | 0
[11 empty] | GasHt-code to u40-NR | Glass-Small Box-GasHt-code to u40-NR | -5.8485 | 30 | 135 | -0.027565 | ExCOMM | 0
[11 empty] | GasHt-code to u40-NR | Glass-High End-GasHt-code to u40-NR | -5.5664 | 30 | 135 | -0.0075745 | ExCOMM | 0
[11 empty] | GasHt-code to u40-NR | Glass-Anchor-GasHt-code to u40-NR | 7.6729 | 30 | 135 | -0.0062017 | ExCOMM | 0
[11 empty] | GasHt-code to u40-NR | Glass-K-12-GasHt-code to u40-NR | 1.884 | 30 | 60 | -0.0019077 | ExCOMM | 0
[11 empty] | GasHt-code to u40-NR | Glass-University-GasHt-code to u40-NR | 4.9429 | 30 | 60 | -0.0018596 | ExCOMM | 0
[11 empty] | GasHt-code to u40-NR | Glass-Warehouse-GasHt-code to u40-NR | -0.52239 | 30 | 30 | -0.011413 | ExCOMM | 0
[11 empty] | GasHt-code to u40-NR | Glass-Supermarket-GasHt-code to u40-NR | 0.54755 | 30 | 15 | -0.00017445 | ExCOMM | 0
[11 empty] | GasHt-code to u40-NR | Glass-MIniMart-GasHt-code to u40-NR | 0.36417 | 30 | 15 | -0.00038741 | ExCOMM | 0
[11 empty] | GasHt-code to u40-NR | Glass-Restaurant-GasHt-code to u40-NR | 4.2447 | 30 | 255 | -0.0095509 | ExCOMM | 0
[11 empty] | GasHt-code to u40-NR | Glass-Lodging-GasHt-code to u40-NR | -0.8584 | 30 | 120 | -0.0067272 | ExCOMM | 0
[11 empty] | GasHt-code to u40-NR | Glass-Hospital-GasHt-code to u40-NR | 6.7075 | 30 | 90 | -0.00293 | ExCOMM | 0
[11 empty] | GasHt-code to u40-NR | Glass-OtherHealth-GasHt-code to u40-NR | 7.4682 | 30 | 120 | -0.0051906 | ExCOMM | 0
[11 empty] | GasHt-code to u40-NR | Glass-Other-GasHt-code to u40-NR | -0.32125 | 30 | 90 | -0.11763 | ExCOMM | 0
[11 empty] | GasHt-code to u35-NR | Glass-Large Off-GasHt-code to u35-NR | 46.5124 | 30 | 675 | -0.020203 | ExCOMM | 0
[11 empty] | GasHt-code to u35-NR | Glass-Medium Off-GasHt-code to u35-NR | 41.1822 | 30 | 675 | -0.022515 | ExCOMM | 0
[11 empty] | GasHt-code to u35-NR | Glass-Small Off-GasHt-code to u35-NR | -45.0955 | 30 | 675 | -0.030636 | ExCOMM | 0
[11 empty] | GasHt-code to u35-NR | Glass-Big Box-GasHt-code to u35-NR | 12.319 | 30 | 405 | -0.071933 | ExCOMM | 0
[11 empty] | GasHt-code to u35-NR | Glass-Small Box-GasHt-code to u35-NR | -11.3248 | 30 | 405 | -0.042114 | ExCOMM | 0
[11 empty] | GasHt-code to u35-NR | Glass-High End-GasHt-code to u35-NR | -10.7785 | 30 | 405 | -0.011572 | ExCOMM | 0
[11 empty] | GasHt-code to u35-NR | Glass-Anchor-GasHt-code to u35-NR | 12.3188 | 30 | 405 | -0.0094374 | ExCOMM | 0
[11 empty] | GasHt-code to u35-NR | Glass-K-12-GasHt-code to u35-NR | 2.6649 | 30 | 180 | -0.0028383 | ExCOMM | 0
[11 empty] | GasHt-code to u35-NR | Glass-University-GasHt-code to u35-NR | 9.0598 | 30 | 180 | -0.0028577 | ExCOMM | 0
[11 empty] | GasHt-code to u35-NR | Glass-Warehouse-GasHt-code to u35-NR | -0.52239 | 30 | 90 | -0.019973 | ExCOMM | 0
[11 empty] | GasHt-code to u35-NR | Glass-Supermarket-GasHt-code to u35-NR | 0.73007 | 30 | 45 | -0.00026294 | ExCOMM | 0
[11 empty] | GasHt-code to u35-NR | Glass-MIniMart-GasHt-code to u35-NR | 0.48557 | 30 | 45 | -0.00058393 | ExCOMM | 0
[11 empty] | GasHt-code to u35-NR | Glass-Restaurant-GasHt-code to u35-NR | 4.2447 | 30 | 765 | -0.014569 | ExCOMM | 0
[11 empty] | GasHt-code to u35-NR | Glass-Lodging-GasHt-code to u35-NR | -0.83566 | 30 | 360 | -0.010353 | ExCOMM | 0
[11 empty] | GasHt-code to u35-NR | Glass-Hospital-GasHt-code to u35-NR | 14.072 | 30 | 270 | -0.0045498 | ExCOMM | 0
[11 empty] | GasHt-code to u35-NR | Glass-OtherHealth-GasHt-code to u35-NR | 11.4177 | 30 | 360 | -0.0078229 | ExCOMM | 0
[11 empty] | GasHt-code to u35-NR | Glass-Other-GasHt-code to u35-NR | -0.31274 | 30 | 270 | -0.18103 | ExCOMM | 0
[11 empty] | GasHt-code to u45-New | Glass-Large Off-GasHt-code to u45-New | 1.5e-05 | 30 | 199.5 | -0.0087427 | ExCOMM | 0
[11 empty] | GasHt-code to u45-New | Glass-Medium Off-GasHt-code to u45-New | 1.5e-05 | 30 | 199.5 | -0.0097435 | ExCOMM | 0
[11 empty] | GasHt-code to u45-New | Glass-Small Off-GasHt-code to u45-New | -11.376 | 30 | 199.5 | -0.014026 | ExCOMM | 0
[11 empty] | GasHt-code to u45-New | Glass-Big Box-GasHt-code to u45-New | 2.4128 | 30 | 119.7 | -0.034254 | ExCOMM | 0
[11 empty] | GasHt-code to u45-New | Glass-Small Box-GasHt-code to u45-New | -4.6192 | 30 | 119.7 | -0.022971 | ExCOMM | 0
[11 empty] | GasHt-code to u45-New | Glass-High End-GasHt-code to u45-New | -4.4774 | 30 | 119.7 | -0.0063121 | ExCOMM | 0
[11 empty] | GasHt-code to u45-New | Glass-Anchor-GasHt-code to u45-New | 2.4035 | 30 | 119.7 | -0.004494 | ExCOMM | 0
[11 empty] | GasHt-code to u45-New | Glass-K-12-GasHt-code to u45-New | 0.975 | 30 | 53.2 | -0.0013959 | ExCOMM | 0
[11 empty] | GasHt-code to u45-New | Glass-University-GasHt-code to u45-New | 1.3148 | 30 | 53.2 | -0.0012936 | ExCOMM | 0
[11 empty] | GasHt-code to u45-New | Glass-Warehouse-GasHt-code to u45-New | 6e-05 | 30 | 26.6 | -0.010712 | ExCOMM | 0
[11 empty] | GasHt-code to u45-New | Glass-Supermarket-GasHt-code to u45-New | 0.38 | 30 | 13.3 | -0.00012641 | ExCOMM | 0
[11 empty] | GasHt-code to u45-New | Glass-MIniMart-GasHt-code to u45-New | 0.37 | 30 | 13.3 | -0.00028073 | ExCOMM | 0
[11 empty] | GasHt-code to u45-New | Glass-Restaurant-GasHt-code to u45-New | 2.516 | 30 | 226.1 | -0.0087415 | ExCOMM | 0
[11 empty] | GasHt-code to u45-New | Glass-Lodging-GasHt-code to u45-New | -0.608 | 30 | 106.4 | -0.0048383 | ExCOMM | 0
[11 empty] | GasHt-code to u45-New | Glass-Hospital-GasHt-code to u45-New | 1.2255 | 30 | 79.8 | -0.0019295 | ExCOMM | 0
[11 empty] | GasHt-code to u45-New | Glass-OtherHealth-GasHt-code to u45-New | 3.268 | 30 | 106.4 | -0.0032626 | ExCOMM | 0
[11 empty] | GasHt-code to u45-New | Glass-Other-GasHt-code to u45-New | -0.312 | 30 | 79.8 | -0.084602 | ExCOMM | 0
[11 empty] | GasHt-code to u40-New | Glass-Large Off-GasHt-code to u40-New | 21.15 | 30 | 225 | -0.025047 | ExCOMM | 0
[11 empty] | GasHt-code to u40-New | Glass-Medium Off-GasHt-code to u40-New | 21.15 | 30 | 225 | -0.027914 | ExCOMM | 0
[11 empty] | GasHt-code to u40-New | Glass-Small Off-GasHt-code to u40-New | -28.368 | 30 | 225 | -0.03691 | ExCOMM | 0
[11 empty] | GasHt-code to u40-New | Glass-Big Box-GasHt-code to u40-New | 8.7665 | 30 | 135 | -0.0918 | ExCOMM | 0
[11 empty] | GasHt-code to u40-New | Glass-Small Box-GasHt-code to u40-New | -8.7606 | 30 | 135 | -0.061256 | ExCOMM | 0
[11 empty] | GasHt-code to u40-New | Glass-High End-GasHt-code to u40-New | -8.4916 | 30 | 135 | -0.016832 | ExCOMM | 0
[11 empty] | GasHt-code to u40-New | Glass-Anchor-GasHt-code to u40-New | 8.7329 | 30 | 135 | -0.012044 | ExCOMM | 0
[11 empty] | GasHt-code to u40-New | Glass-K-12-GasHt-code to u40-New | 2.895 | 30 | 60 | -0.0037534 | ExCOMM | 0
[11 empty] | GasHt-code to u40-New | Glass-University-GasHt-code to u40-New | 5.8672 | 30 | 60 | -0.0035574 | ExCOMM | 0
[11 empty] | GasHt-code to u40-New | Glass-Warehouse-GasHt-code to u40-New | -0.696 | 30 | 30 | -0.026781 | ExCOMM | 0
[11 empty] | GasHt-code to u40-New | Glass-Supermarket-GasHt-code to u40-New | 0.57 | 30 | 15 | -0.00033373 | ExCOMM | 0
[11 empty] | GasHt-code to u40-New | Glass-MIniMart-GasHt-code to u40-New | 0.555 | 30 | 15 | -0.00074114 | ExCOMM | 0
[11 empty] | GasHt-code to u40-New | Glass-Restaurant-GasHt-code to u40-New | 5.1893 | 30 | 255 | -0.022663 | ExCOMM | 0
[11 empty] | GasHt-code to u40-New | Glass-Lodging-GasHt-code to u40-New | -0.95633 | 30 | 120 | -0.013044 | ExCOMM | 0
[11 empty] | GasHt-code to u40-New | Glass-Hospital-GasHt-code to u40-New | 6.9825 | 30 | 90 | -0.0053359 | ExCOMM | 0
[11 empty] | GasHt-code to u40-New | Glass-OtherHealth-GasHt-code to u40-New | 7.904 | 30 | 120 | -0.0087498 | ExCOMM | 0
[11 empty] | GasHt-code to u40-New | Glass-Other-GasHt-code to u40-New | -0.49075 | 30 | 90 | -0.22808 | ExCOMM | 0
[11 empty] | GasHt-code to u35-New | Glass-Large Off-GasHt-code to u35-New | 53.25 | 30 | 199.5 | -0.038988 | ExCOMM | 0
[11 empty] | GasHt-code to u35-New | Glass-Medium Off-GasHt-code to u35-New | 53.25 | 30 | 199.5 | -0.043451 | ExCOMM | 0
[11 empty] | GasHt-code to u35-New | Glass-Small Off-GasHt-code to u35-New | -51.12 | 30 | 199.5 | -0.055735 | ExCOMM | 0
[11 empty] | GasHt-code to u35-New | Glass-Big Box-GasHt-code to u35-New | 14.0747 | 30 | 119.7 | -0.13701 | ExCOMM | 0
[11 empty] | GasHt-code to u35-New | Glass-Small Box-GasHt-code to u35-New | -16.9637 | 30 | 119.7 | -0.09265 | ExCOMM | 0
[11 empty] | GasHt-code to u35-New | Glass-High End-GasHt-code to u35-New | -16.4429 | 30 | 119.7 | -0.025459 | ExCOMM | 0
[11 empty] | GasHt-code to u35-New | Glass-Anchor-GasHt-code to u35-New | 14.0206 | 30 | 119.7 | -0.017976 | ExCOMM | 0
[11 empty] | GasHt-code to u35-New | Glass-K-12-GasHt-code to u35-New | 4.095 | 30 | 53.2 | -0.0056766 | ExCOMM | 0
[11 empty] | GasHt-code to u35-New | Glass-University-GasHt-code to u35-New | 10.754 | 30 | 53.2 | -0.0054294 | ExCOMM | 0
[11 empty] | GasHt-code to u35-New | Glass-Warehouse-GasHt-code to u35-New | -0.696 | 30 | 26.6 | -0.041388 | ExCOMM | 0
[11 empty] | GasHt-code to u35-New | Glass-Supermarket-GasHt-code to u35-New | 0.76 | 30 | 13.3 | -0.00051071 | ExCOMM | 0
[11 empty] | GasHt-code to u35-New | Glass-MIniMart-GasHt-code to u35-New | 0.74 | 30 | 13.3 | -0.0011342 | ExCOMM | 0
[11 empty] | GasHt-code to u35-New | Glass-Restaurant-GasHt-code to u35-New | 5.1893 | 30 | 226.1 | -0.034642 | ExCOMM | 0
[11 empty] | GasHt-code to u35-New | Glass-Lodging-GasHt-code to u35-New | -0.931 | 30 | 106.4 | -0.019632 | ExCOMM | 0
[11 empty] | GasHt-code to u35-New | Glass-Hospital-GasHt-code to u35-New | 14.649 | 30 | 79.8 | -0.0081468 | ExCOMM | 0
[11 empty] | GasHt-code to u35-New | Glass-OtherHealth-GasHt-code to u35-New | 12.084 | 30 | 106.4 | -0.013125 | ExCOMM | 0
[11 empty] | GasHt-code to u35-New | Glass-Other-GasHt-code to u35-New | -0.47775 | 30 | 79.8 | -0.34328 | ExCOMM | 0
[11 empty] | ElecHt-single to u35-Retro | Glass-Large Off-ElecHt-single to u35-Retro | 6564.4132 | 30 | 2737.5 | 0 | ExCOMM | 0
[11 empty] | ElecHt-single to u35-Retro | Glass-Medium Off-ElecHt-single to u35-Retro | 6352.254 | 30 | 2737.5 | 0 | ExCOMM | 0
[11 empty] | ElecHt-single to u35-Retro | Glass-Small Off-ElecHt-single to u35-Retro | 4217.6568 | 30 | 2737.5 | 0 | ExCOMM | 0
[11 empty] | ElecHt-single to u35-Retro | Glass-Big Box-ElecHt-single to u35-Retro | 3613.3013 | 30 | 1642.5 | 0 | ExCOMM | 0
[11 empty] | ElecHt-single to u35-Retro | Glass-Small Box-ElecHt-single to u35-Retro | 1281.478 | 30 | 1642.5 | 0 | ExCOMM | 0
[11 empty] | ElecHt-single to u35-Retro | Glass-High End-ElecHt-single to u35-Retro | 1276.5188 | 30 | 1642.5 | 0 | ExCOMM | 0
[11 empty] | ElecHt-single to u35-Retro | Glass-Anchor-ElecHt-single to u35-Retro | 3614.3034 | 30 | 1642.5 | 0 | ExCOMM | 0
[11 empty] | ElecHt-single to u35-Retro | Glass-K-12-ElecHt-single to u35-Retro | 723.57 | 30 | 730 | 0 | ExCOMM | 0
[11 empty] | ElecHt-single to u35-Retro | Glass-University-ElecHt-single to u35-Retro | 1666.6672 | 30 | 730 | 0 | ExCOMM | 0
[11 empty] | ElecHt-single to u35-Retro | Glass-Warehouse-ElecHt-single to u35-Retro | 250.726 | 30 | 365 | 0 | ExCOMM | 0
[11 empty] | ElecHt-single to u35-Retro | Glass-Supermarket-ElecHt-single to u35-Retro | 185.387 | 30 | 182.5 | 0 | ExCOMM | 0
[11 empty] | ElecHt-single to u35-Retro | Glass-MIniMart-ElecHt-single to u35-Retro | 158.207 | 30 | 182.5 | 0 | ExCOMM | 0
[11 empty] | ElecHt-single to u35-Retro | Glass-Restaurant-ElecHt-single to u35-Retro | 2198.321 | 30 | 3102.5 | 0 | ExCOMM | 0
[11 empty] | ElecHt-single to u35-Retro | Glass-Lodging-ElecHt-single to u35-Retro | 2037.7779 | 30 | 1460 | 0 | ExCOMM | 0
[11 empty] | ElecHt-single to u35-Retro | Glass-Hospital-ElecHt-single to u35-Retro | 2816.787 | 30 | 1095 | 0 | ExCOMM | 0
[11 empty] | ElecHt-single to u35-Retro | Glass-OtherHealth-ElecHt-single to u35-Retro | 3941.6448 | 30 | 1460 | 0 | ExCOMM | 0
[11 empty] | ElecHt-single to u35-Retro | Glass-Other-ElecHt-single to u35-Retro | 1397.147 | 30 | 1095 | 0 | ExCOMM | 0
ProCost Results, Version 1.70a: JPH 03/07/01, 03:11 PM 4/12/2004
[11 empty] | Measure Results (2000 $) |  | Measure Input Data | [7 empty] | Savings |  |  | PV Capital |  |  |  | PV O&M |  | Total PV Costs |  |  |  |  | Levelized Cost (mills/kwh) |  |  |  |  | PV Bulk Power System Benefits | [5 empty] | PV Regional Benefits
[11 empty] | Category | Measure | Measure Life | Site Savings (kWh) | Capital Cost ($/unit) | Annual O&M Cost ($/unit) | PV Per. Repl. Cost ($/unit) | Load Shape | Div. Load Factor | Bulk Pwr Coin. Factor | Bulk Energy (kWh) | Bulk Demand (kw) | Local Demand (kW) | Spon 1 | Spon 2 | Spon 3 | Cust | Utility | Cust | Spon 1 | Spon 2 | Spon 3 | Cust | Total | Spon 1 | Spon 2 | Spon 3 | Cust | Total | Energy | Bulk T&D Def. Cap. | Act C-E Credit | Total System Benefit | Total non-Consumer Cost | Bulk System B/C Ratio | Local T&D Def.Cap. | Non-E Value | Exter-nalities | Total Regional Benefit | Total Regional Cost | Total Regional B/C Ratio
[11 empty] | ElecHt-code to u45-NR | Glass-Large Off-ElecHt-code to u45-NR | 30 | 140.64 | 199.5 | 0 | 0 | ExCOMM | 0.47693 | 0.46383 | 151.3638 | 0.016804 | 0.03623 |  |  | 156.7929 | 0 | 0 | 0 | 0 | 0 | 156.7929 | 0 | 156.7929 | 0 | 0 | 76.221 | 0 | 76.221 | 78.0062 | 0.68514 | 8.6663 | 87.2357 | 156.7929 | 0.55638 | 9.8475 | 0 | 0 | 97.0832 | 156.7929 | 0.61918
[11 empty] | ElecHt-code to u45-NR | Glass-Medium Off-ElecHt-code to u45-NR | 30 | 140.64 | 199.5 | 0 | 0 | ExCOMM | 0.47693 | 0.46383 | 151.3638 | 0.016804 | 0.03623 |  |  | 156.7929 | 0 | 0 | 0 | 0 | 0 | 156.7929 | 0 | 156.7929 | 0 | 0 | 76.221 | 0 | 76.221 | 78.0062 | 0.68514 | 8.6663 | 87.2357 | 156.7929 | 0.55638 | 9.8475 | 0 | 0 | 97.0832 | 156.7929 | 0.61918
[11 empty] | ElecHt-code to u45-NR | Glass-Small Off-ElecHt-code to u45-NR | 30 | 174.5547 | 199.5 | 0 | 0 | ExCOMM | 0.47693 | 0.46383 | 187.8644 | 0.020857 | 0.044967 |  |  | 156.7929 | 0 | 0 | 0 | 0 | 0 | 156.7929 | 0 | 156.7929 | 0 | 0 | 61.4118 | 0 | 61.4118 | 96.817 | 0.85035 | 10.7562 | 108.2721 | 156.7929 | 0.69054 | 12.2222 | 0 | 0 | 120.4943 | 156.7929 | 0.76849
[11 empty] | ElecHt-code to u45-NR | Glass-Big Box-ElecHt-code to u45-NR | 30 | 70.6738 | 119.7 | 0 | 0 | ExCOMM | 0.47693 | 0.46383 | 76.0627 | 0.0084445 | 0.018206 |  |  | 94.0757 | 0 | 0 | 0 | 0 | 0 | 94.0757 | 0 | 94.0757 | 0 | 0 | 91.0072 | 0 | 91.0072 | 39.1993 | 0.34429 | 4.355 | 43.8373 | 94.0757 | 0.46598 | 4.9485 | 0 | 0 | 48.7858 | 94.0757 | 0.51858
[11 empty] | ElecHt-code to u45-NR | Glass-Small Box-ElecHt-code to u45-NR | 30 | 68.1153 | 119.7 | 0 | 0 | ExCOMM | 0.47693 | 0.46383 | 73.3091 | 0.0081388 | 0.017547 |  |  | 94.0757 | 0 | 0 | 0 | 0 | 0 | 94.0757 | 0 | 94.0757 | 0 | 0 | 94.4257 | 0 | 94.4257 | 37.7802 | 0.33183 | 4.1973 | 42.2503 | 94.0757 | 0.44911 | 4.7694 | 0 | 0 | 47.0197 | 94.0757 | 0.49981
[11 empty] | ElecHt-code to u45-NR | Glass-High End-ElecHt-code to u45-NR | 30 | 68.264 | 119.7 | 0 | 0 | ExCOMM | 0.47693 | 0.46383 | 73.4691 | 0.0081566 | 0.017585 |  |  | 94.0757 | 0 | 0 | 0 | 0 | 0 | 94.0757 | 0 | 94.0757 | 0 | 0 | 94.2199 | 0 | 94.2199 | 37.8627 | 0.33255 | 4.2065 | 42.3425 | 94.0757 | 0.45009 | 4.7798 | 0 | 0 | 47.1223 | 94.0757 | 0.5009
[11 empty] | ElecHt-code to u45-NR | Glass-Anchor-ElecHt-code to u45-NR | 30 | 70.6738 | 119.7 | 0 | 0 | ExCOMM | 0.47693 | 0.46383 | 76.0627 | 0.0084445 | 0.018206 |  |  | 94.0757 | 0 | 0 | 0 | 0 | 0 | 94.0757 | 0 | 94.0757 | 0 | 0 | 91.0073 | 0 | 91.0073 | 39.1993 | 0.34429 | 4.355 | 43.8373 | 94.0757 | 0.46598 | 4.9485 | 0 | 0 | 48.7858 | 94.0757 | 0.51858
[11 empty] | ElecHt-code to u45-NR | Glass-K-12-ElecHt-code to u45-NR | 30 | 27.0045 | 53.2 | 0 | 0 | ExCOMM | 0.47693 | 0.46383 | 29.0636 | 0.0032267 | 0.0069566 |  |  | 41.8114 | 0 | 0 | 0 | 0 | 0 | 41.8114 | 0 | 41.8114 | 0 | 0 | 105.8561 | 0 | 105.8561 | 14.9781 | 0.13155 | 1.664 | 16.7503 | 41.8114 | 0.40061 | 1.8908 | 0 | 0 | 18.6411 | 41.8114 | 0.44584
[11 empty] | ElecHt-code to u45-NR | Glass-University-ElecHt-code to u45-NR | 30 | 49.3941 | 53.2 | 0 | 0 | ExCOMM | 0.47693 | 0.46383 | 53.1604 | 0.0059019 | 0.012724 |  |  | 41.8114 | 0 | 0 | 0 | 0 | 0 | 41.8114 | 0 | 41.8114 | 0 | 0 | 57.8732 | 0 | 57.8732 | 27.3965 | 0.24063 | 3.0437 | 30.638 | 41.8114 | 0.73277 | 3.4585 | 0 | 0 | 34.0965 | 41.8114 | 0.81548
[11 empty] | ElecHt-code to u45-NR | Glass-Warehouse-ElecHt-code to u45-NR | 30 | 14.064 | 26.6 | 0 | 0 | ExCOMM | 0.47693 | 0.46383 | 15.1364 | 0.0016805 | 0.003623 |  |  | 20.9057 | 0 | 0 | 0 | 0 | 0 | 20.9057 | 0 | 20.9057 | 0 | 0 | 101.6276 | 0 | 101.6276 | 7.8006 | 0.068514 | 0.86664 | 8.7236 | 20.9057 | 0.41728 | 0.98475 | 0 | 0 | 9.7083 | 20.9057 | 0.46439
[11 empty] | ElecHt-code to u45-NR | Glass-Supermarket-ElecHt-code to u45-NR | 30 | 7.69 | 13.3 | 0 | 0 | ExCOMM | 0.47693 | 0.46383 | 8.2764 | 0.00091885 | 0.001981 |  |  | 10.4529 | 0 | 0 | 0 | 0 | 0 | 10.4529 | 0 | 10.4529 | 0 | 0 | 92.9317 | 0 | 92.9317 | 4.2653 | 0.037462 | 0.47386 | 4.7699 | 10.4529 | 0.45633 | 0.53845 | 0 | 0 | 5.3084 | 10.4529 | 0.50784
[11 empty] | ElecHt-code to u45-NR | Glass-MIniMart-ElecHt-code to u45-NR | 30 | 7.5678 | 13.3 | 0 | 0 | ExCOMM | 0.47693 | 0.46383 | 8.1448 | 0.00090424 | 0.0019495 |  |  | 10.4529 | 0 | 0 | 0 | 0 | 0 | 10.4529 | 0 | 10.4529 | 0 | 0 | 94.4329 | 0 | 94.4329 | 4.1975 | 0.036867 | 0.46633 | 4.6941 | 10.4529 | 0.44907 | 0.52989 | 0 | 0 | 5.224 | 10.4529 | 0.49977
[11 empty] | ElecHt-code to u45-NR | Glass-Restaurant-ElecHt-code to u45-NR | 30 | 106.659 | 226.1 | 0 | 0 | ExCOMM | 0.47693 | 0.46383 | 114.7918 | 0.012744 | 0.027476 |  |  | 177.6986 | 0 | 0 | 0 | 0 | 0 | 177.6986 | 0 | 177.6986 | 0 | 0 | 113.9052 | 0 | 113.9052 | 59.1586 | 0.5196 | 6.5724 | 66.1581 | 177.6986 | 0.3723 | 7.4682 | 0 | 0 | 73.6262 | 177.6986 | 0.41433
[11 empty] | ElecHt-code to u45-NR | Glass-Lodging-ElecHt-code to u45-NR | 30 | 73.0949 | 106.4 | 0 | 0 | ExCOMM | 0.47693 | 0.46383 | 78.6684 | 0.0087338 | 0.01883 |  |  | 83.6229 | 0 | 0 | 0 | 0 | 0 | 83.6229 | 0 | 83.6229 | 0 | 0 | 78.2159 | 0 | 78.2159 | 40.5422 | 0.35609 | 4.5042 | 45.339 | 83.6229 | 0.54218 | 5.1181 | 0 | 0 | 50.4571 | 83.6229 | 0.60339
[11 empty] | ElecHt-code to u45-NR | Glass-Hospital-ElecHt-code to u45-NR | 30 | 75.0132 | 79.8 | 0 | 0 | ExCOMM | 0.47693 | 0.46383 | 80.733 | 0.008963 | 0.019324 |  |  | 62.7172 | 0 | 0 | 0 | 0 | 0 | 62.7172 | 0 | 62.7172 | 0 | 0 | 57.1617 | 0 | 57.1617 | 41.6062 | 0.36543 | 4.6224 | 46.5289 | 62.7172 | 0.74189 | 5.2524 | 0 | 0 | 51.7813 | 62.7172 | 0.82563
[11 empty] | ElecHt-code to u45-NR | Glass-OtherHealth-ElecHt-code to u45-NR | 30 | 124.9758 | 106.4 | 0 | 0 | ExCOMM | 0.47693 | 0.46383 | 134.5052 | 0.014933 | 0.032195 |  |  | 83.6229 | 0 | 0 | 0 | 0 | 0 | 83.6229 | 0 | 83.6229 | 0 | 0 | 45.7463 | 0 | 45.7463 | 69.318 | 0.60883 | 7.7011 | 77.5195 | 83.6229 | 0.92701 | 8.7507 | 0 | 0 | 86.2702 | 83.6229 | 1.0317
[11 empty] | ElecHt-code to u45-NR | Glass-Other-ElecHt-code to u45-NR | 30 | 55.0263 | 79.8 | 0 | 0 | ExCOMM | 0.47693 | 0.46383 | 59.222 | 0.0065749 | 0.014175 |  |  | 62.7172 | 0 | 0 | 0 | 0 | 0 | 62.7172 | 0 | 62.7172 | 0 | 0 | 77.9244 | 0 | 77.9244 | 30.5204 | 0.26806 | 3.3908 | 34.1315 | 62.7172 | 0.54421 | 3.8529 | 0 | 0 | 37.9844 | 62.7172 | 0.60565
[11 empty] | ElecHt-code to u40-NR | Glass-Large Off-ElecHt-code to u40-NR | 30 | 484.3439 | 225 | 0 | 0 | ExCOMM | 0.47693 | 0.46383 | 521.2752 | 0.057872 | 0.12477 |  |  | 176.8341 | 0 | 0 | 0 | 0 | 0 | 176.8341 | 0 | 176.8341 | 0 | 0 | 24.9614 | 0 | 24.9614 | 268.6421 | 2.3595 | 29.8456 | 300.427 | 176.8341 | 1.6989 | 33.9134 | 0 | 0 | 334.3405 | 176.8341 | 1.8907
[11 empty] | ElecHt-code to u40-NR | Glass-Medium Off-ElecHt-code to u40-NR | 30 | 482.2269 | 225 | 0 | 0 | ExCOMM | 0.47693 | 0.46383 | 518.9967 | 0.057619 | 0.12423 |  |  | 176.8341 | 0 | 0 | 0 | 0 | 0 | 176.8341 | 0 | 176.8341 | 0 | 0 | 25.071 | 0 | 25.071 | 267.4679 | 2.3492 | 29.7151 | 299.1139 | 176.8341 | 1.6915 | 33.7652 | 0 | 0 | 332.8791 | 176.8341 | 1.8824
[11 empty] | ElecHt-code to u40-NR | Glass-Small Off-ElecHt-code to u40-NR | 30 | 462.8202 | 225 | 0 | 0 | ExCOMM | 0.47693 | 0.46383 | 498.1102 | 0.0553 | 0.11923 |  |  | 176.8341 | 0 | 0 | 0 | 0 | 0 | 176.8341 | 0 | 176.8341 | 0 | 0 | 26.1223 | 0 | 26.1223 | 256.7039 | 2.2547 | 28.5193 | 287.0763 | 176.8341 | 1.6234 | 32.4064 | 0 | 0 | 319.4827 | 176.8341 | 1.8067
[11 empty] | ElecHt-code to u40-NR | Glass-Big Box-ElecHt-code to u40-NR | 30 | 189.626 | 135 | 0 | 0 | ExCOMM | 0.47693 | 0.46383 | 204.0849 | 0.022658 | 0.048849 |  |  | 106.1005 | 0 | 0 | 0 | 0 | 0 | 106.1005 | 0 | 106.1005 | 0 | 0 | 38.254 | 0 | 38.254 | 105.1763 | 0.92377 | 11.6849 | 117.6205 | 106.1005 | 1.1086 | 13.2775 | 0 | 0 | 130.898 | 106.1005 | 1.2337
[11 empty] | ElecHt-code to u40-NR | Glass-Small Box-ElecHt-code to u40-NR | 30 | 184.0155 | 135 | 0 | 0 | ExCOMM | 0.47693 | 0.46383 | 198.0467 | 0.021987 | 0.047404 |  |  | 106.1005 | 0 | 0 | 0 | 0 | 0 | 106.1005 | 0 | 106.1005 | 0 | 0 | 39.4203 | 0 | 39.4203 | 102.0645 | 0.89644 | 11.3392 | 114.1405 | 106.1005 | 1.0758 | 12.8846 | 0 | 0 | 127.0251 | 106.1005 | 1.1972
[11 empty] | ElecHt-code to u40-NR | Glass-High End-ElecHt-code to u40-NR | 30 | 184.2976 | 135 | 0 | 0 | ExCOMM | 0.47693 | 0.46383 | 198.3503 | 0.022021 | 0.047476 |  |  | 106.1005 | 0 | 0 | 0 | 0 | 0 | 106.1005 | 0 | 106.1005 | 0 | 0 | 39.3599 | 0 | 39.3599 | 102.221 | 0.89782 | 11.3565 | 114.3154 | 106.1005 | 1.0774 | 12.9044 | 0 | 0 | 127.2198 | 106.1005 | 1.1991
[11 empty] | ElecHt-code to u40-NR | Glass-Anchor-ElecHt-code to u40-NR | 30 | 189.6259 | 135 | 0 | 0 | ExCOMM | 0.47693 | 0.46383 | 204.0848 | 0.022658 | 0.048849 |  |  | 106.1005 | 0 | 0 | 0 | 0 | 0 | 106.1005 | 0 | 106.1005 | 0 | 0 | 38.254 | 0 | 38.254 | 105.1763 | 0.92377 | 11.6849 | 117.6204 | 106.1005 | 1.1086 | 13.2775 | 0 | 0 | 130.8979 | 106.1005 | 1.2337
[11 empty] | ElecHt-code to u40-NR | Glass-K-12-ElecHt-code to u40-NR | 30 | 73.962 | 60 | 0 | 0 | ExCOMM | 0.47693 | 0.46383 | 79.6016 | 0.0088374 | 0.019053 |  |  | 47.1558 | 0 | 0 | 0 | 0 | 0 | 47.1558 | 0 | 47.1558 | 0 | 0 | 43.5896 | 0 | 43.5896 | 41.0231 | 0.36031 | 4.5576 | 45.8769 | 47.1558 | 0.97288 | 5.1788 | 0 | 0 | 51.0556 | 47.1558 | 1.0827
[11 empty] | ElecHt-code to u40-NR | Glass-University-ElecHt-code to u40-NR | 30 | 145.1141 | 60 | 0 | 0 | ExCOMM | 0.47693 | 0.46383 | 156.179 | 0.017339 | 0.037382 |  |  | 47.1558 | 0 | 0 | 0 | 0 | 0 | 47.1558 | 0 | 47.1558 | 0 | 0 | 22.2168 | 0 | 22.2168 | 80.4877 | 0.70693 | 8.942 | 90.0108 | 47.1558 | 1.9088 | 10.1608 | 0 | 0 | 100.1716 | 47.1558 | 2.1243
[11 empty] | ElecHt-code to u40-NR | Glass-Warehouse-ElecHt-code to u40-NR | 30 | 18.2296 | 30 | 0 | 0 | ExCOMM | 0.47693 | 0.46383 | 19.6196 | 0.0021782 | 0.0046961 |  |  | 23.5779 | 0 | 0 | 0 | 0 | 0 | 23.5779 | 0 | 23.5779 | 0 | 0 | 88.4269 | 0 | 88.4269 | 10.1111 | 0.088807 | 1.1233 | 11.3074 | 23.5779 | 0.47958 | 1.2764 | 0 | 0 | 12.5838 | 23.5779 | 0.53371
[11 empty] | ElecHt-code to u40-NR | Glass-Supermarket-ElecHt-code to u40-NR | 30 | 20.7645 | 15 | 0 | 0 | ExCOMM | 0.47693 | 0.46383 | 22.3478 | 0.0024811 | 0.0053491 |  |  | 11.7889 | 0 | 0 | 0 | 0 | 0 | 11.7889 | 0 | 11.7889 | 0 | 0 | 38.8159 | 0 | 38.8159 | 11.5171 | 0.10116 | 1.2795 | 12.8798 | 11.7889 | 1.0925 | 1.4539 | 0 | 0 | 14.3337 | 11.7889 | 1.2159
[11 empty] | ElecHt-code to u40-NR | Glass-MIniMart-ElecHt-code to u40-NR | 30 | 20.5812 | 15 | 0 | 0 | ExCOMM | 0.47693 | 0.46383 | 22.1505 | 0.0024592 | 0.0053019 |  |  | 11.7889 | 0 | 0 | 0 | 0 | 0 | 11.7889 | 0 | 11.7889 | 0 | 0 | 39.1617 | 0 | 39.1617 | 11.4154 | 0.10026 | 1.2682 | 12.766 | 11.7889 | 1.0829 | 1.4411 | 0 | 0 | 14.2071 | 11.7889 | 1.2051
[11 empty] | ElecHt-code to u40-NR | Glass-Restaurant-ElecHt-code to u40-NR | 30 | 298.1237 | 255 | 0 | 0 | ExCOMM | 0.47693 | 0.46383 | 320.8556 | 0.035622 | 0.076799 |  |  | 200.412 | 0 | 0 | 0 | 0 | 0 | 200.412 | 0 | 200.412 | 0 | 0 | 45.9604 | 0 | 45.9604 | 165.3547 | 1.4523 | 18.3706 | 184.919 | 200.412 | 0.92269 | 20.8744 | 0 | 0 | 205.7934 | 200.412 | 1.0269
[11 empty] | ElecHt-code to u40-NR | Glass-Lodging-ElecHt-code to u40-NR | 30 | 197.4049 | 120 | 0 | 0 | ExCOMM | 0.47693 | 0.46383 | 212.4571 | 0.023587 | 0.050853 |  |  | 94.3115 | 0 | 0 | 0 | 0 | 0 | 94.3115 | 0 | 94.3115 | 0 | 0 | 32.6636 | 0 | 32.6636 | 109.491 | 0.96167 | 12.1642 | 122.4456 | 94.3115 | 1.2983 | 13.8222 | 0 | 0 | 136.2677 | 94.3115 | 1.4449
[11 empty] | ElecHt-code to u40-NR | Glass-Hospital-ElecHt-code to u40-NR | 30 | 222.9415 | 90 | 0 | 0 | ExCOMM | 0.47693 | 0.46383 | 239.9408 | 0.026638 | 0.057431 |  |  | 70.7336 | 0 | 0 | 0 | 0 | 0 | 70.7336 | 0 | 70.7336 | 0 | 0 | 21.6916 | 0 | 21.6916 | 123.6548 | 1.0861 | 13.7378 | 138.2853 | 70.7336 | 1.955 | 15.6102 | 0 | 0 | 153.8955 | 70.7336 | 2.1757
[11 empty] | ElecHt-code to u40-NR | Glass-OtherHealth-ElecHt-code to u40-NR | 30 | 335.6282 | 120 | 0 | 0 | ExCOMM | 0.47693 | 0.46383 | 361.2198 | 0.040103 | 0.08646 |  |  | 94.3115 | 0 | 0 | 0 | 0 | 0 | 94.3115 | 0 | 94.3115 | 0 | 0 | 19.2116 | 0 | 19.2116 | 186.1567 | 1.635 | 20.6816 | 208.1822 | 94.3115 | 2.2074 | 23.5005 | 0 | 0 | 231.6826 | 94.3115 | 2.4566
[11 empty] | ElecHt-code to u40-NR | Glass-Other-ElecHt-code to u40-NR | 30 | 148.3762 | 90 | 0 | 0 | ExCOMM | 0.47693 | 0.46383 | 159.6899 | 0.017729 | 0.038223 |  |  | 70.7336 | 0 | 0 | 0 | 0 | 0 | 70.7336 | 0 | 70.7336 | 0 | 0 | 32.5926 | 0 | 32.5926 | 82.2971 | 0.72282 | 9.143 | 92.0343 | 70.7336 | 1.3011 | 10.3892 | 0 | 0 | 102.4235 | 70.7336 | 1.448
[11 empty] | ElecHt-code to u35-NR | Glass-Large Off-ElecHt-code to u35-NR | 30 | 798.0574 | 675 | 0 | 0 | ExCOMM | 0.47693 | 0.46383 | 858.9093 | 0.095357 | 0.20559 |  |  | 530.5023 | 0 | 0 | 0 | 0 | 0 | 530.5023 | 0 | 530.5023 | 0 | 0 | 45.4475 | 0 | 45.4475 | 442.6438 | 3.8878 | 49.1768 | 495.016 | 530.5023 | 0.93311 | 55.8794 | 0 | 0 | 550.8955 | 530.5023 | 1.0384
[11 empty] | ElecHt-code to u35-NR | Glass-Medium Off-ElecHt-code to u35-NR | 30 | 792.7272 | 675 | 0 | 0 | ExCOMM | 0.47693 | 0.46383 | 853.1726 | 0.09472 | 0.20421 |  |  | 530.5023 | 0 | 0 | 0 | 0 | 0 | 530.5023 | 0 | 530.5023 | 0 | 0 | 45.7531 | 0 | 45.7531 | 439.6873 | 3.8618 | 48.8484 | 491.7098 | 530.5023 | 0.92688 | 55.5062 | 0 | 0 | 547.2161 | 530.5023 | 1.0315
[11 empty] | ElecHt-code to u35-NR | Glass-Small Off-ElecHt-code to u35-NR | 30 | 684.4745 | 675 | 0 | 0 | ExCOMM | 0.47693 | 0.46383 | 736.6656 | 0.081785 | 0.17633 |  |  | 530.5023 | 0 | 0 | 0 | 0 | 0 | 530.5023 | 0 | 530.5023 | 0 | 0 | 52.9892 | 0 | 52.9892 | 379.6448 | 3.3345 | 42.1778 | 424.5632 | 530.5023 | 0.8003 | 47.9264 | 0 | 0 | 472.4897 | 530.5023 | 0.89065
[11 empty] | ElecHt-code to u35-NR | Glass-Big Box-ElecHt-code to u35-NR | 30 | 289.204 | 405 | 0 | 0 | ExCOMM | 0.47693 | 0.46383 | 311.2558 | 0.034556 | 0.074501 |  |  | 318.3014 | 0 | 0 | 0 | 0 | 0 | 318.3014 | 0 | 318.3014 | 0 | 0 | 75.2473 | 0 | 75.2473 | 160.4074 | 1.4089 | 17.8209 | 179.3864 | 318.3014 | 0.56357 | 20.2499 | 0 | 0 | 199.6362 | 318.3014 | 0.62719
[11 empty] | ElecHt-code to u35-NR | Glass-Small Box-ElecHt-code to u35-NR | 30 | 278.7452 | 405 | 0 | 0 | ExCOMM | 0.47693 | 0.46383 | 299.9996 | 0.033306 | 0.071807 |  |  | 318.3014 | 0 | 0 | 0 | 0 | 0 | 318.3014 | 0 | 318.3014 | 0 | 0 | 78.0707 | 0 | 78.0707 | 154.6065 | 1.3579 | 17.1765 | 172.8991 | 318.3014 | 0.54319 | 19.5176 | 0 | 0 | 192.4166 | 318.3014 | 0.60451
[11 empty] | ElecHt-code to u35-NR | Glass-High End-ElecHt-code to u35-NR | 30 | 279.2915 | 405 | 0 | 0 | ExCOMM | 0.47693 | 0.46383 | 300.5875 | 0.033371 | 0.071948 |  |  | 318.3014 | 0 | 0 | 0 | 0 | 0 | 318.3014 | 0 | 318.3014 | 0 | 0 | 77.918 | 0 | 77.918 | 154.9095 | 1.3606 | 17.2101 | 173.2379 | 318.3014 | 0.54426 | 19.5558 | 0 | 0 | 192.7937 | 318.3014 | 0.6057
[11 empty] | ElecHt-code to u35-NR | Glass-Anchor-ElecHt-code to u35-NR | 30 | 289.2038 | 405 | 0 | 0 | ExCOMM | 0.47693 | 0.46383 | 311.2556 | 0.034556 | 0.074501 |  |  | 318.3014 | 0 | 0 | 0 | 0 | 0 | 318.3014 | 0 | 318.3014 | 0 | 0 | 75.2474 | 0 | 75.2474 | 160.4073 | 1.4089 | 17.8209 | 179.3863 | 318.3014 | 0.56357 | 20.2499 | 0 | 0 | 199.6361 | 318.3014 | 0.62719
[11 empty] | ElecHt-code to u35-NR | Glass-K-12-ElecHt-code to u35-NR | 30 | 109.9029 | 180 | 0 | 0 | ExCOMM | 0.47693 | 0.46383 | 118.283 | 0.013132 | 0.028312 |  |  | 141.4673 | 0 | 0 | 0 | 0 | 0 | 141.4673 | 0 | 141.4673 | 0 | 0 | 88.0043 | 0 | 88.0043 | 60.9578 | 0.5354 | 6.7723 | 68.1702 | 141.4673 | 0.48188 | 7.6953 | 0 | 0 | 75.8655 | 141.4673 | 0.53628
[11 empty] | ElecHt-code to u35-NR | Glass-University-ElecHt-code to u35-NR | 30 | 224.4734 | 180 | 0 | 0 | ExCOMM | 0.47693 | 0.46383 | 241.5895 | 0.026821 | 0.057826 |  |  | 141.4673 | 0 | 0 | 0 | 0 | 0 | 141.4673 | 0 | 141.4673 | 0 | 0 | 43.0872 | 0 | 43.0872 | 124.5045 | 1.0935 | 13.8322 | 139.2355 | 141.4673 | 0.98422 | 15.7175 | 0 | 0 | 154.953 | 141.4673 | 1.0953
[11 empty] | ElecHt-code to u35-NR | Glass-Warehouse-ElecHt-code to u35-NR | 30 | 32.2936 | 90 | 0 | 0 | ExCOMM | 0.47693 | 0.46383 | 34.756 | 0.0038586 | 0.0083191 |  |  | 70.7336 | 0 | 0 | 0 | 0 | 0 | 70.7336 | 0 | 70.7336 | 0 | 0 | 149.7498 | 0 | 149.7498 | 17.9117 | 0.15732 | 1.99 | 20.031 | 70.7336 | 0.28319 | 2.2612 | 0 | 0 | 22.2921 | 70.7336 | 0.31516
[11 empty] | ElecHt-code to u35-NR | Glass-Supermarket-ElecHt-code to u35-NR | 30 | 31.2021 | 45 | 0 | 0 | ExCOMM | 0.47693 | 0.46383 | 33.5812 | 0.0037282 | 0.0080379 |  |  | 35.3668 | 0 | 0 | 0 | 0 | 0 | 35.3668 | 0 | 35.3668 | 0 | 0 | 77.4943 | 0 | 77.4943 | 17.3063 | 0.152 | 1.9227 | 19.3539 | 35.3668 | 0.54723 | 2.1847 | 0 | 0 | 21.5386 | 35.3668 | 0.60901
[11 empty] | ElecHt-code to u35-NR | Glass-MIniMart-ElecHt-code to u35-NR | 30 | 30.9576 | 45 | 0 | 0 | ExCOMM | 0.47693 | 0.46383 | 33.3181 | 0.003699 | 0.0079749 |  |  | 35.3668 | 0 | 0 | 0 | 0 | 0 | 35.3668 | 0 | 35.3668 | 0 | 0 | 78.1063 | 0 | 78.1063 | 17.1707 | 0.15081 | 1.9076 | 19.2022 | 35.3668 | 0.54295 | 2.1676 | 0 | 0 | 21.3699 | 35.3668 | 0.60424
[11 empty] | ElecHt-code to u35-NR | Glass-Restaurant-ElecHt-code to u35-NR | 30 | 452.5347 | 765 | 0 | 0 | ExCOMM | 0.47693 | 0.46383 | 487.0404 | 0.054071 | 0.11658 |  |  | 601.2359 | 0 | 0 | 0 | 0 | 0 | 601.2359 | 0 | 601.2359 | 0 | 0 | 90.8343 | 0 | 90.8343 | 250.999 | 2.2045 | 27.8855 | 280.6965 | 601.2359 | 0.46687 | 31.6862 | 0 | 0 | 312.3827 | 601.2359 | 0.51957
[11 empty] | ElecHt-code to u35-NR | Glass-Lodging-ElecHt-code to u35-NR | 30 | 304.275 | 360 | 0 | 0 | ExCOMM | 0.47693 | 0.46383 | 327.476 | 0.036357 | 0.078383 |  |  | 282.9346 | 0 | 0 | 0 | 0 | 0 | 282.9346 | 0 | 282.9346 | 0 | 0 | 63.5736 | 0 | 63.5736 | 168.7666 | 1.4823 | 18.7496 | 188.7346 | 282.9346 | 0.66706 | 21.3051 | 0 | 0 | 210.0397 | 282.9346 | 0.74236
[11 empty] | ElecHt-code to u35-NR | Glass-Hospital-ElecHt-code to u35-NR | 30 | 349.85 | 270 | 0 | 0 | ExCOMM | 0.47693 | 0.46383 | 376.5261 | 0.041802 | 0.090124 |  |  | 212.2009 | 0 | 0 | 0 | 0 | 0 | 212.2009 | 0 | 212.2009 | 0 | 0 | 41.4689 | 0 | 41.4689 | 194.0449 | 1.7043 | 21.558 | 217.0037 | 212.2009 | 1.0226 | 24.4963 | 0 | 0 | 241.4999 | 212.2009 | 1.1381
[11 empty] | ElecHt-code to u35-NR | Glass-OtherHealth-ElecHt-code to u35-NR | 30 | 506.0017 | 360 | 0 | 0 | ExCOMM | 0.47693 | 0.46383 | 544.5843 | 0.06046 | 0.13035 |  |  | 282.9346 | 0 | 0 | 0 | 0 | 0 | 282.9346 | 0 | 282.9346 | 0 | 0 | 38.2288 | 0 | 38.2288 | 280.6546 | 2.465 | 31.1801 | 313.8608 | 282.9346 | 1.1093 | 35.4299 | 0 | 0 | 349.2907 | 282.9346 | 1.2345
[11 empty] | ElecHt-code to u35-NR | Glass-Other-ElecHt-code to u35-NR | 30 | 228.5203 | 270 | 0 | 0 | ExCOMM | 0.47693 | 0.46383 | 245.9449 | 0.027305 | 0.058868 |  |  | 212.2009 | 0 | 0 | 0 | 0 | 0 | 212.2009 | 0 | 212.2009 | 0 | 0 | 63.4862 | 0 | 63.4862 | 126.7491 | 1.1132 | 14.0816 | 141.7457 | 212.2009 | 0.66798 | 16.0008 | 0 | 0 | 157.7465 | 212.2009 | 0.74338
[11 empty] | ElecHt-code to u45-New | Glass-Large Off-ElecHt-code to u45-New | 30 | 162.615 | 199.5 | 0 | 0 | ExCOMM | 0.47693 | 0.46383 | 175.0144 | 0.01943 | 0.041891 |  |  | 156.7929 | 0 | 0 | 0 | 0 | 0 | 156.7929 | 0 | 156.7929 | 0 | 0 | 65.9208 | 0 | 65.9208 | 90.1947 | 0.79219 | 10.0204 | 100.8662 | 156.7929 | 0.64331 | 11.3862 | 0 | 0 | 112.2524 | 156.7929 | 0.71593
[11 empty] | ElecHt-code to u45-New | Glass-Medium Off-ElecHt-code to u45-New | 30 | 162.615 | 199.5 | 0 | 0 | ExCOMM | 0.47693 | 0.46383 | 175.0144 | 0.01943 | 0.041891 |  |  | 156.7929 | 0 | 0 | 0 | 0 | 0 | 156.7929 | 0 | 156.7929 | 0 | 0 | 65.9208 | 0 | 65.9208 | 90.1947 | 0.79219 | 10.0204 | 100.8662 | 156.7929 | 0.64331 | 11.3862 | 0 | 0 | 112.2524 | 156.7929 | 0.71593
[11 empty] | ElecHt-code to u45-New | Glass-Small Off-ElecHt-code to u45-New | 30 | 155.634 | 199.5 | 0 | 0 | ExCOMM | 0.47693 | 0.46383 | 167.5011 | 0.018596 | 0.040092 |  |  | 156.7929 | 0 | 0 | 0 | 0 | 0 | 156.7929 | 0 | 156.7929 | 0 | 0 | 68.8777 | 0 | 68.8777 | 86.3226 | 0.75818 | 9.5903 | 96.5361 | 156.7929 | 0.61569 | 10.8974 | 0 | 0 | 107.4335 | 156.7929 | 0.68519
[11 empty] | ElecHt-code to u45-New | Glass-Big Box-ElecHt-code to u45-New | 30 | 68.3378 | 119.7 | 0 | 0 | ExCOMM | 0.47693 | 0.46383 | 73.5486 | 0.0081654 | 0.017604 |  |  | 94.0757 | 0 | 0 | 0 | 0 | 0 | 94.0757 | 0 | 94.0757 | 0 | 0 | 94.1182 | 0 | 94.1182 | 37.9037 | 0.33291 | 4.211 | 42.3883 | 94.0757 | 0.45058 | 4.785 | 0 | 0 | 47.1733 | 94.0757 | 0.50144
[11 empty] | ElecHt-code to u45-New | Glass-Small Box-ElecHt-code to u45-New | 30 | 74.4908 | 119.7 | 0 | 0 | ExCOMM | 0.47693 | 0.46383 | 80.1707 | 0.0089006 | 0.019189 |  |  | 94.0757 | 0 | 0 | 0 | 0 | 0 | 94.0757 | 0 | 94.0757 | 0 | 0 | 86.344 | 0 | 86.344 | 41.3164 | 0.36289 | 4.5902 | 46.2049 | 94.0757 | 0.49115 | 5.2158 | 0 | 0 | 51.4207 | 94.0757 | 0.54659
[11 empty] | ElecHt-code to u45-New | Glass-High End-ElecHt-code to u45-New | 30 | 74.6326 | 119.7 | 0 | 0 | ExCOMM | 0.47693 | 0.46383 | 80.3233 | 0.0089175 | 0.019226 |  |  | 94.0757 | 0 | 0 | 0 | 0 | 0 | 94.0757 | 0 | 94.0757 | 0 | 0 | 86.1799 | 0 | 86.1799 | 41.3951 | 0.36358 | 4.5989 | 46.2928 | 94.0757 | 0.49208 | 5.2257 | 0 | 0 | 51.5186 | 94.0757 | 0.54763
[11 empty] | ElecHt-code to u45-New | Glass-Anchor-ElecHt-code to u45-New | 30 | 68.3285 | 119.7 | 0 | 0 | ExCOMM | 0.47693 | 0.46383 | 73.5386 | 0.0081643 | 0.017602 |  |  | 94.0757 | 0 | 0 | 0 | 0 | 0 | 94.0757 | 0 | 94.0757 | 0 | 0 | 94.131 | 0 | 94.131 | 37.8985 | 0.33287 | 4.2104 | 42.3826 | 94.0757 | 0.45052 | 4.7843 | 0 | 0 | 47.1669 | 94.0757 | 0.50137
[11 empty] | ElecHt-code to u45-New | Glass-K-12-ElecHt-code to u45-New | 30 | 27.345 | 53.2 | 0 | 0 | ExCOMM | 0.47693 | 0.46383 | 29.4301 | 0.0032673 | 0.0070443 |  |  | 41.8114 | 0 | 0 | 0 | 0 | 0 | 41.8114 | 0 | 41.8114 | 0 | 0 | 104.538 | 0 | 104.538 | 15.1669 | 0.13321 | 1.685 | 16.9615 | 41.8114 | 0.40567 | 1.9147 | 0 | 0 | 18.8761 | 41.8114 | 0.45146
[11 empty] | ElecHt-code to u45-New | Glass-University-ElecHt-code to u45-New | 30 | 50.07 | 53.2 | 0 | 0 | ExCOMM | 0.47693 | 0.46383 | 53.8878 | 0.0059827 | 0.012898 |  |  | 41.8114 | 0 | 0 | 0 | 0 | 0 | 41.8114 | 0 | 41.8114 | 0 | 0 | 57.0919 | 0 | 57.0919 | 27.7714 | 0.24392 | 3.0853 | 31.0572 | 41.8114 | 0.74279 | 3.5059 | 0 | 0 | 34.5631 | 41.8114 | 0.82664
[11 empty] | ElecHt-code to u45-New | Glass-Warehouse-ElecHt-code to u45-New | 30 | 8.8001 | 26.6 | 0 | 0 | ExCOMM | 0.47693 | 0.46383 | 9.4711 | 0.0010515 | 0.002267 |  |  | 20.9057 | 0 | 0 | 0 | 0 | 0 | 20.9057 | 0 | 20.9057 | 0 | 0 | 162.4189 | 0 | 162.4189 | 4.881 | 0.04287 | 0.54227 | 5.4585 | 20.9057 | 0.2611 | 0.61617 | 0 | 0 | 6.0746 | 20.9057 | 0.29057
[11 empty] | ElecHt-code to u45-New | Glass-Supermarket-ElecHt-code to u45-New | 30 | 7.705 | 13.3 | 0 | 0 | ExCOMM | 0.47693 | 0.46383 | 8.2925 | 0.00092064 | 0.0019849 |  |  | 10.4529 | 0 | 0 | 0 | 0 | 0 | 10.4529 | 0 | 10.4529 | 0 | 0 | 92.7512 | 0 | 92.7512 | 4.2736 | 0.037535 | 0.47479 | 4.7792 | 10.4529 | 0.45722 | 0.5395 | 0 | 0 | 5.3187 | 10.4529 | 0.50883
[11 empty] | ElecHt-code to u45-New | Glass-MIniMart-ElecHt-code to u45-New | 30 | 7.695 | 13.3 | 0 | 0 | ExCOMM | 0.47693 | 0.46383 | 8.2817 | 0.00091944 | 0.0019823 |  |  | 10.4529 | 0 | 0 | 0 | 0 | 0 | 10.4529 | 0 | 10.4529 | 0 | 0 | 92.8717 | 0 | 92.8717 | 4.268 | 0.037487 | 0.47417 | 4.773 | 10.4529 | 0.45662 | 0.5388 | 0 | 0 | 5.3118 | 10.4529 | 0.50817
[11 empty] | ElecHt-code to u45-New | Glass-Restaurant-ElecHt-code to u45-New | 30 | 137.003 | 226.1 | 0 | 0 | ExCOMM | 0.47693 | 0.46383 | 147.4495 | 0.01637 | 0.035293 |  |  | 177.6986 | 0 | 0 | 0 | 0 | 0 | 177.6986 | 0 | 177.6986 | 0 | 0 | 88.677 | 0 | 88.677 | 75.9889 | 0.66742 | 8.4422 | 84.9797 | 177.6986 | 0.47822 | 9.5929 | 0 | 0 | 94.5726 | 177.6986 | 0.53221
[11 empty] | ElecHt-code to u45-New | Glass-Lodging-ElecHt-code to u45-New | 30 | 70.6887 | 106.4 | 0 | 0 | ExCOMM | 0.47693 | 0.46383 | 76.0787 | 0.0084463 | 0.01821 |  |  | 83.6229 | 0 | 0 | 0 | 0 | 0 | 83.6229 | 0 | 83.6229 | 0 | 0 | 80.8783 | 0 | 80.8783 | 39.2076 | 0.34436 | 4.3559 | 43.8465 | 83.6229 | 0.52434 | 4.9496 | 0 | 0 | 48.7961 | 83.6229 | 0.58353
[11 empty] | ElecHt-code to u45-New | Glass-Hospital-ElecHt-code to u45-New | 30 | 72.4245 | 79.8 | 0 | 0 | ExCOMM | 0.47693 | 0.46383 | 77.9469 | 0.0086537 | 0.018657 |  |  | 62.7172 | 0 | 0 | 0 | 0 | 0 | 62.7172 | 0 | 62.7172 | 0 | 0 | 59.2049 | 0 | 59.2049 | 40.1704 | 0.35282 | 4.4628 | 44.9232 | 62.7172 | 0.71628 | 5.0711 | 0 | 0 | 49.9943 | 62.7172 | 0.79714
[11 empty] | ElecHt-code to u45-New | Glass-OtherHealth-ElecHt-code to u45-New | 30 | 106.404 | 106.4 | 0 | 0 | ExCOMM | 0.47693 | 0.46383 | 114.5173 | 0.012714 | 0.02741 |  |  | 83.6229 | 0 | 0 | 0 | 0 | 0 | 83.6229 | 0 | 83.6229 | 0 | 0 | 53.7309 | 0 | 53.7309 | 59.0171 | 0.51835 | 6.5567 | 65.9999 | 83.6229 | 0.78926 | 7.4503 | 0 | 0 | 73.4502 | 83.6229 | 0.87835
[11 empty] | ElecHt-code to u45-New | Glass-Other-ElecHt-code to u45-New | 30 | 53.1605 | 79.8 | 0 | 0 | ExCOMM | 0.47693 | 0.46383 | 57.214 | 0.0063519 | 0.013695 |  |  | 62.7172 | 0 | 0 | 0 | 0 | 0 | 62.7172 | 0 | 62.7172 | 0 | 0 | 80.6593 | 0 | 80.6593 | 29.4856 | 0.25897 | 3.2758 | 32.9742 | 62.7172 | 0.52576 | 3.7223 | 0 | 0 | 36.6965 | 62.7172 | 0.58511
[11 empty] | ElecHt-code to u40-New | Glass-Large Off-ElecHt-code to u40-New | 30 | 487.02 | 225 | 0 | 0 | ExCOMM | 0.47693 | 0.46383 | 524.1553 | 0.058192 | 0.12546 |  |  | 176.8341 | 0 | 0 | 0 | 0 | 0 | 176.8341 | 0 | 176.8341 | 0 | 0 | 24.8243 | 0 | 24.8243 | 270.1264 | 2.3725 | 30.0105 | 302.0869 | 176.8341 | 1.7083 | 34.1008 | 0 | 0 | 336.1877 | 176.8341 | 1.9011
[11 empty] | ElecHt-code to u40-New | Glass-Medium Off-ElecHt-code to u40-New | 30 | 487.02 | 225 | 0 | 0 | ExCOMM | 0.47693 | 0.46383 | 524.1553 | 0.058192 | 0.12546 |  |  | 176.8341 | 0 | 0 | 0 | 0 | 0 | 176.8341 | 0 | 176.8341 | 0 | 0 | 24.8243 | 0 | 24.8243 | 270.1264 | 2.3725 | 30.0105 | 302.0869 | 176.8341 | 1.7083 | 34.1008 | 0 | 0 | 336.1877 | 176.8341 | 1.9011
[11 empty] | ElecHt-code to u40-New | Glass-Small Off-ElecHt-code to u40-New | 30 | 411.132 | 225 | 0 | 0 | ExCOMM | 0.47693 | 0.46383 | 442.4808 | 0.049124 | 0.10591 |  |  | 176.8341 | 0 | 0 | 0 | 0 | 0 | 176.8341 | 0 | 176.8341 | 0 | 0 | 29.4064 | 0 | 29.4064 | 228.035 | 2.0029 | 25.3342 | 255.0154 | 176.8341 | 1.4421 | 28.7872 | 0 | 0 | 283.8026 | 176.8341 | 1.6049
[11 empty] | ElecHt-code to u40-New | Glass-Big Box-ElecHt-code to u40-New | 30 | 185.4455 | 135 | 0 | 0 | ExCOMM | 0.47693 | 0.46383 | 199.5857 | 0.022158 | 0.047772 |  |  | 106.1005 | 0 | 0 | 0 | 0 | 0 | 106.1005 | 0 | 106.1005 | 0 | 0 | 39.1163 | 0 | 39.1163 | 102.8576 | 0.90341 | 11.4273 | 115.0274 | 106.1005 | 1.0841 | 12.9848 | 0 | 0 | 128.0122 | 106.1005 | 1.2065
[11 empty] | ElecHt-code to u40-New | Glass-Small Box-ElecHt-code to u40-New | 30 | 202.1994 | 135 | 0 | 0 | ExCOMM | 0.47693 | 0.46383 | 217.6171 | 0.02416 | 0.052088 |  |  | 106.1005 | 0 | 0 | 0 | 0 | 0 | 106.1005 | 0 | 106.1005 | 0 | 0 | 35.8752 | 0 | 35.8752 | 112.1502 | 0.98503 | 12.4597 | 125.4195 | 106.1005 | 1.1821 | 14.1579 | 0 | 0 | 139.5773 | 106.1005 | 1.3155
[11 empty] | ElecHt-code to u40-New | Glass-High End-ElecHt-code to u40-New | 30 | 202.4684 | 135 | 0 | 0 | ExCOMM | 0.47693 | 0.46383 | 217.9066 | 0.024192 | 0.052157 |  |  | 106.1005 | 0 | 0 | 0 | 0 | 0 | 106.1005 | 0 | 106.1005 | 0 | 0 | 35.8275 | 0 | 35.8275 | 112.2994 | 0.98634 | 12.4762 | 125.5863 | 106.1005 | 1.1837 | 14.1767 | 0 | 0 | 139.763 | 106.1005 | 1.3173
[11 empty] | ElecHt-code to u40-New | Glass-Anchor-ElecHt-code to u40-New | 30 | 185.4119 | 135 | 0 | 0 | ExCOMM | 0.47693 | 0.46383 | 199.5495 | 0.022154 | 0.047763 |  |  | 106.1005 | 0 | 0 | 0 | 0 | 0 | 106.1005 | 0 | 106.1005 | 0 | 0 | 39.1234 | 0 | 39.1234 | 102.839 | 0.90324 | 11.4252 | 115.0066 | 106.1005 | 1.0839 | 12.9824 | 0 | 0 | 127.989 | 106.1005 | 1.2063
[11 empty] | ElecHt-code to u40-New | Glass-K-12-ElecHt-code to u40-New | 30 | 73.801 | 60 | 0 | 0 | ExCOMM | 0.47693 | 0.46383 | 79.4283 | 0.0088182 | 0.019012 |  |  | 47.1558 | 0 | 0 | 0 | 0 | 0 | 47.1558 | 0 | 47.1558 | 0 | 0 | 43.6847 | 0 | 43.6847 | 40.9338 | 0.35953 | 4.5477 | 45.777 | 47.1558 | 0.97076 | 5.1675 | 0 | 0 | 50.9445 | 47.1558 | 1.0803
[11 empty] | ElecHt-code to u40-New | Glass-University-ElecHt-code to u40-New | 30 | 139.944 | 60 | 0 | 0 | ExCOMM | 0.47693 | 0.46383 | 150.6147 | 0.016721 | 0.036051 |  |  | 47.1558 | 0 | 0 | 0 | 0 | 0 | 47.1558 | 0 | 47.1558 | 0 | 0 | 23.0376 | 0 | 23.0376 | 77.6202 | 0.68174 | 8.6234 | 86.8039 | 47.1558 | 1.8408 | 9.7988 | 0 | 0 | 96.6027 | 47.1558 | 2.0486
[11 empty] | ElecHt-code to u40-New | Glass-Warehouse-ElecHt-code to u40-New | 30 | 21.304 | 30 | 0 | 0 | ExCOMM | 0.47693 | 0.46383 | 22.9284 | 0.0025455 | 0.0054881 |  |  | 23.5779 | 0 | 0 | 0 | 0 | 0 | 23.5779 | 0 | 23.5779 | 0 | 0 | 75.666 | 0 | 75.666 | 11.8163 | 0.10378 | 1.3128 | 13.2144 | 23.5779 | 0.56046 | 1.4917 | 0 | 0 | 14.7061 | 23.5779 | 0.62372
[11 empty] | ElecHt-code to u40-New | Glass-Supermarket-ElecHt-code to u40-New | 30 | 19.908 | 15 | 0 | 0 | ExCOMM | 0.47693 | 0.46383 | 21.426 | 0.0023787 | 0.0051284 |  |  | 11.7889 | 0 | 0 | 0 | 0 | 0 | 11.7889 | 0 | 11.7889 | 0 | 0 | 40.4859 | 0 | 40.4859 | 11.042 | 0.096983 | 1.2267 | 12.3485 | 11.7889 | 1.0475 | 1.3939 | 0 | 0 | 13.7424 | 11.7889 | 1.1657
[11 empty] | ElecHt-code to u40-New | Glass-MIniMart-ElecHt-code to u40-New | 30 | 19.893 | 15 | 0 | 0 | ExCOMM | 0.47693 | 0.46383 | 21.4098 | 0.0023769 | 0.0051246 |  |  | 11.7889 | 0 | 0 | 0 | 0 | 0 | 11.7889 | 0 | 11.7889 | 0 | 0 | 40.5165 | 0 | 40.5165 | 11.0337 | 0.09691 | 1.2258 | 12.3392 | 11.7889 | 1.0467 | 1.3929 | 0 | 0 | 13.732 | 11.7889 | 1.1648
[11 empty] | ElecHt-code to u40-New | Glass-Restaurant-ElecHt-code to u40-New | 30 | 353.8592 | 255 | 0 | 0 | ExCOMM | 0.47693 | 0.46383 | 380.841 | 0.042281 | 0.091157 |  |  | 200.412 | 0 | 0 | 0 | 0 | 0 | 200.412 | 0 | 200.412 | 0 | 0 | 38.7213 | 0 | 38.7213 | 196.2686 | 1.7238 | 21.805 | 219.4905 | 200.412 | 1.0952 | 24.777 | 0 | 0 | 244.2675 | 200.412 | 1.2188
[11 empty] | ElecHt-code to u40-New | Glass-Lodging-ElecHt-code to u40-New | 30 | 191.2517 | 120 | 0 | 0 | ExCOMM | 0.47693 | 0.46383 | 205.8346 | 0.022852 | 0.049268 |  |  | 94.3115 | 0 | 0 | 0 | 0 | 0 | 94.3115 | 0 | 94.3115 | 0 | 0 | 33.7145 | 0 | 33.7145 | 106.078 | 0.93169 | 11.785 | 118.6289 | 94.3115 | 1.2578 | 13.3913 | 0 | 0 | 132.0202 | 94.3115 | 1.3998
[11 empty] | ElecHt-code to u40-New | Glass-Hospital-ElecHt-code to u40-New | 30 | 203.8785 | 90 | 0 | 0 | ExCOMM | 0.47693 | 0.46383 | 219.4242 | 0.024361 | 0.052521 |  |  | 70.7336 | 0 | 0 | 0 | 0 | 0 | 70.7336 | 0 | 70.7336 | 0 | 0 | 23.7198 | 0 | 23.7198 | 113.0815 | 0.99321 | 12.5631 | 126.461 | 70.7336 | 1.7878 | 14.2754 | 0 | 0 | 140.7364 | 70.7336 | 1.9897
[11 empty] | ElecHt-code to u40-New | Glass-OtherHealth-ElecHt-code to u40-New | 30 | 284.496 | 120 | 0 | 0 | ExCOMM | 0.47693 | 0.46383 | 306.1888 | 0.033993 | 0.073288 |  |  | 94.3115 | 0 | 0 | 0 | 0 | 0 | 94.3115 | 0 | 94.3115 | 0 | 0 | 22.6645 | 0 | 22.6645 | 157.7961 | 1.3859 | 17.5308 | 176.4661 | 94.3115 | 1.8711 | 19.9202 | 0 | 0 | 196.3863 | 94.3115 | 2.0823
[11 empty] | ElecHt-code to u40-New | Glass-Other-ElecHt-code to u40-New | 30 | 143.6652 | 90 | 0 | 0 | ExCOMM | 0.47693 | 0.46383 | 154.6197 | 0.017166 | 0.037009 |  |  | 70.7336 | 0 | 0 | 0 | 0 | 0 | 70.7336 | 0 | 70.7336 | 0 | 0 | 33.6613 | 0 | 33.6613 | 79.6842 | 0.69987 | 8.8527 | 89.1121 | 70.7336 | 1.2598 | 10.0593 | 0 | 0 | 99.1715 | 70.7336 | 1.402
[11 empty] | ElecHt-code to u35-New | Glass-Large Off-ElecHt-code to u35-New | 30 | 778.425 | 199.5 | 0 | 0 | ExCOMM | 0.47693 | 0.46383 | 837.7799 | 0.093011 | 0.20053 |  |  | 156.7929 | 0 | 0 | 0 | 0 | 0 | 156.7929 | 0 | 156.7929 | 0 | 0 | 13.771 | 0 | 13.771 | 431.7546 | 3.7921 | 47.967 | 482.8385 | 156.7929 | 3.0795 | 54.5048 | 0 | 0 | 537.3433 | 156.7929 | 3.4271
[11 empty] | ElecHt-code to u35-New | Glass-Medium Off-ElecHt-code to u35-New | 30 | 778.425 | 199.5 | 0 | 0 | ExCOMM | 0.47693 | 0.46383 | 837.7799 | 0.093011 | 0.20053 |  |  | 156.7929 | 0 | 0 | 0 | 0 | 0 | 156.7929 | 0 | 156.7929 | 0 | 0 | 13.771 | 0 | 13.771 | 431.7546 | 3.7921 | 47.967 | 482.8385 | 156.7929 | 3.0795 | 54.5048 | 0 | 0 | 537.3433 | 156.7929 | 3.4271
[11 empty] | ElecHt-code to u35-New | Glass-Small Off-ElecHt-code to u35-New | 30 | 612.525 | 199.5 | 0 | 0 | ExCOMM | 0.47693 | 0.46383 | 659.23 | 0.073188 | 0.15779 |  |  | 156.7929 | 0 | 0 | 0 | 0 | 0 | 156.7929 | 0 | 156.7929 | 0 | 0 | 17.5009 | 0 | 17.5009 | 339.7379 | 2.9839 | 37.7442 | 379.9347 | 156.7929 | 2.4232 | 42.8886 | 0 | 0 | 422.8233 | 156.7929 | 2.6967
[11 empty] | ElecHt-code to u35-New | Glass-Big Box-ElecHt-code to u35-New | 30 | 277.7747 | 119.7 | 0 | 0 | ExCOMM | 0.47693 | 0.46383 | 298.955 | 0.03319 | 0.071557 |  |  | 94.0757 | 0 | 0 | 0 | 0 | 0 | 94.0757 | 0 | 94.0757 | 0 | 0 | 23.1548 | 0 | 23.1548 | 154.0682 | 1.3532 | 17.1167 | 172.297 | 94.0757 | 1.8315 | 19.4496 | 0 | 0 | 191.7466 | 94.0757 | 2.0382
[11 empty] | ElecHt-code to u35-New | Glass-Small Box-ElecHt-code to u35-New | 30 | 302.1133 | 119.7 | 0 | 0 | ExCOMM | 0.47693 | 0.46383 | 325.1494 | 0.036098 | 0.077827 |  |  | 94.0757 | 0 | 0 | 0 | 0 | 0 | 94.0757 | 0 | 94.0757 | 0 | 0 | 21.2895 | 0 | 21.2895 | 167.5676 | 1.4718 | 18.6164 | 187.3937 | 94.0757 | 1.9919 | 21.1538 | 0 | 0 | 208.5475 | 94.0757 | 2.2168
[11 empty] | ElecHt-code to u35-New | Glass-High End-ElecHt-code to u35-New | 30 | 302.6341 | 119.7 | 0 | 0 | ExCOMM | 0.47693 | 0.46383 | 325.71 | 0.036161 | 0.077961 |  |  | 94.0757 | 0 | 0 | 0 | 0 | 0 | 94.0757 | 0 | 94.0757 | 0 | 0 | 21.2528 | 0 | 21.2528 | 167.8565 | 1.4743 | 18.6485 | 187.7168 | 94.0757 | 1.9954 | 21.1902 | 0 | 0 | 208.907 | 94.0757 | 2.2206
[11 empty] | ElecHt-code to u35-New | Glass-Anchor-ElecHt-code to u35-New | 30 | 277.7206 | 119.7 | 0 | 0 | ExCOMM | 0.47693 | 0.46383 | 298.8968 | 0.033184 | 0.071543 |  |  | 94.0757 | 0 | 0 | 0 | 0 | 0 | 94.0757 | 0 | 94.0757 | 0 | 0 | 23.1594 | 0 | 23.1594 | 154.0382 | 1.3529 | 17.1133 | 172.2635 | 94.0757 | 1.8311 | 19.4458 | 0 | 0 | 191.7093 | 94.0757 | 2.0378
[11 empty] | ElecHt-code to u35-New | Glass-K-12-ElecHt-code to u35-New | 30 | 111.333 | 53.2 | 0 | 0 | ExCOMM | 0.47693 | 0.46383 | 119.8221 | 0.013303 | 0.02868 |  |  | 41.8114 | 0 | 0 | 0 | 0 | 0 | 41.8114 | 0 | 41.8114 | 0 | 0 | 25.676 | 0 | 25.676 | 61.751 | 0.54236 | 6.8604 | 69.0572 | 41.8114 | 1.6516 | 7.7955 | 0 | 0 | 76.8527 | 41.8114 | 1.8381
[11 empty] | ElecHt-code to u35-New | Glass-University-ElecHt-code to u35-New | 30 | 215.3852 | 53.2 | 0 | 0 | ExCOMM | 0.47693 | 0.46383 | 231.8083 | 0.025735 | 0.055485 |  |  | 41.8114 | 0 | 0 | 0 | 0 | 0 | 41.8114 | 0 | 41.8114 | 0 | 0 | 13.272 | 0 | 13.272 | 119.4637 | 1.0493 | 13.2722 | 133.5983 | 41.8114 | 3.1953 | 15.0811 | 0 | 0 | 148.6794 | 41.8114 | 3.556
[11 empty] | ElecHt-code to u35-New | Glass-Warehouse-ElecHt-code to u35-New | 30 | 33.304 | 26.6 | 0 | 0 | ExCOMM | 0.47693 | 0.46383 | 35.8434 | 0.0039794 | 0.0085794 |  |  | 20.9057 | 0 | 0 | 0 | 0 | 0 | 20.9057 | 0 | 20.9057 | 0 | 0 | 42.9166 | 0 | 42.9166 | 18.4721 | 0.16224 | 2.0522 | 20.6577 | 20.9057 | 0.98814 | 2.3319 | 0 | 0 | 22.9896 | 20.9057 | 1.0997
[11 empty] | ElecHt-code to u35-New | Glass-Supermarket-ElecHt-code to u35-New | 30 | 30.353 | 13.3 | 0 | 0 | ExCOMM | 0.47693 | 0.46383 | 32.6674 | 0.0036268 | 0.0078192 |  |  | 10.4529 | 0 | 0 | 0 | 0 | 0 | 10.4529 | 0 | 10.4529 | 0 | 0 | 23.5446 | 0 | 23.5446 | 16.8353 | 0.14787 | 1.8704 | 18.8272 | 10.4529 | 1.8012 | 2.1253 | 0 | 0 | 20.9525 | 10.4529 | 2.0045
[11 empty] | ElecHt-code to u35-New | Glass-MIniMart-ElecHt-code to u35-New | 30 | 30.333 | 13.3 | 0 | 0 | ExCOMM | 0.47693 | 0.46383 | 32.6459 | 0.0036244 | 0.007814 |  |  | 10.4529 | 0 | 0 | 0 | 0 | 0 | 10.4529 | 0 | 10.4529 | 0 | 0 | 23.5601 | 0 | 23.5601 | 16.8242 | 0.14777 | 1.8691 | 18.8148 | 10.4529 | 1.8 | 2.1239 | 0 | 0 | 20.9387 | 10.4529 | 2.0032
[11 empty] | ElecHt-code to u35-New | Glass-Restaurant-ElecHt-code to u35-New | 30 | 538.1562 | 226.1 | 0 | 0 | ExCOMM | 0.47693 | 0.46383 | 579.1907 | 0.064302 | 0.13863 |  |  | 177.6986 | 0 | 0 | 0 | 0 | 0 | 177.6986 | 0 | 177.6986 | 0 | 0 | 22.5753 | 0 | 22.5753 | 298.4892 | 2.6217 | 33.1615 | 333.8055 | 177.6986 | 1.8785 | 37.6813 | 0 | 0 | 371.4869 | 177.6986 | 2.0905
[11 empty] | ElecHt-code to u35-New | Glass-Lodging-ElecHt-code to u35-New | 30 | 288.3577 | 106.4 | 0 | 0 | ExCOMM | 0.47693 | 0.46383 | 310.3449 | 0.034455 | 0.074283 |  |  | 83.6229 | 0 | 0 | 0 | 0 | 0 | 83.6229 | 0 | 83.6229 | 0 | 0 | 19.8267 | 0 | 19.8267 | 159.938 | 1.4048 | 17.7688 | 178.8614 | 83.6229 | 2.1389 | 20.1906 | 0 | 0 | 199.052 | 83.6229 | 2.3804
[11 empty] | ElecHt-code to u35-New | Glass-Hospital-ElecHt-code to u35-New | 30 | 315.267 | 79.8 | 0 | 0 | ExCOMM | 0.47693 | 0.46383 | 339.3061 | 0.03767 | 0.081215 |  |  | 62.7172 | 0 | 0 | 0 | 0 | 0 | 62.7172 | 0 | 62.7172 | 0 | 0 | 13.6008 | 0 | 13.6008 | 174.8633 | 1.5358 | 19.427 | 195.5526 | 62.7172 | 3.118 | 22.0748 | 0 | 0 | 217.6274 | 62.7172 | 3.47
[11 empty] | ElecHt-code to u35-New | Glass-OtherHealth-ElecHt-code to u35-New | 30 | 426.972 | 106.4 | 0 | 0 | ExCOMM | 0.47693 | 0.46383 | 459.5286 | 0.051017 | 0.10999 |  |  | 83.6229 | 0 | 0 | 0 | 0 | 0 | 83.6229 | 0 | 83.6229 | 0 | 0 | 13.3901 | 0 | 13.3901 | 236.8207 | 2.08 | 26.3103 | 264.8406 | 83.6229 | 3.1671 | 29.8963 | 0 | 0 | 294.7369 | 83.6229 | 3.5246
[11 empty] | ElecHt-code to u35-New | Glass-Other-ElecHt-code to u35-New | 30 | 216.4888 | 79.8 | 0 | 0 | ExCOMM | 0.47693 | 0.46383 | 232.996 | 0.025867 | 0.055769 |  |  | 62.7172 | 0 | 0 | 0 | 0 | 0 | 62.7172 | 0 | 62.7172 | 0 | 0 | 19.8065 | 0 | 19.8065 | 120.0758 | 1.0546 | 13.3402 | 134.2828 | 62.7172 | 2.1411 | 15.1584 | 0 | 0 | 149.4412 | 62.7172 | 2.3828
[11 empty] | GasHt-code to u45-NR | Glass-Large Off-GasHt-code to u45-NR | 30 | 1.3102e-05 | 199.5 | -0.0037806 | 0 | ExCOMM | 0.47693 | 0.46383 | 1.4101e-05 | 1.5655e-09 | 3.3752e-09 |  |  | 156.7929 | 0 | 0 | -0.05138 | 0 | 0 | 156.7929 | -0.05138 | 156.7415 | 0 | 0 | 818168896 | -268107.2812 | 817900819.2888 | 7.2671e-06 | 6.3828e-08 | 8.0736e-07 | 8.1269e-06 | 156.7929 | 5.1832e-08 | 9.174e-07 | 0 | 0 | 9.0443e-06 | 156.7415 | 5.7702e-08
[11 empty] | GasHt-code to u45-NR | Glass-Medium Off-GasHt-code to u45-NR | 30 | 1.1601e-05 | 199.5 | -0.0042134 | 0 | ExCOMM | 0.47693 | 0.46383 | 1.2485e-05 | 1.3861e-09 | 2.9884e-09 |  |  | 156.7929 | 0 | 0 | -0.057262 | 0 | 0 | 156.7929 | -0.057262 | 156.7356 | 0 | 0 | 924065024 | -337472.9688 | 923727555.4692 | 6.4343e-06 | 5.6513e-08 | 7.1484e-07 | 7.1956e-06 | 156.7929 | 4.5892e-08 | 8.1227e-07 | 0 | 0 | 8.0078e-06 | 156.7356 | 5.1091e-08
[11 empty] | GasHt-code to u45-NR | Glass-Small Off-GasHt-code to u45-NR | 30 | -10.0353 | 199.5 | -0.0077512 | 0 | ExCOMM | 0.47693 | 0.46383 | -10.8005 | -0.0011991 | -0.0025852 |  |  | 156.7929 | 0 | 0 | -0.10534 | 0 | 0 | 156.7929 | -0.10534 | 156.6876 | 0 | 0 | -1068.1962 | 0.71767 | -1067.4785 | -5.5661 | -0.048888 | -0.61838 | -6.2247 | 156.7929 | -0.0397 | -0.70267 | 0 | 0 | -6.9274 | 156.6876 | -0.044211
[11 empty] | GasHt-code to u45-NR | Glass-Big Box-GasHt-code to u45-NR | 30 | 2.1118 | 119.7 | -0.017812 | 0 | ExCOMM | 0.47693 | 0.46383 | 2.2729 | 0.00025233 | 0.00054402 |  |  | 94.0757 | 0 | 0 | -0.24207 | 0 | 0 | 94.0757 | -0.24207 | 93.8337 | 0 | 0 | 3045.6252 | -7.8368 | 3037.7884 | 1.1713 | 0.010288 | 0.13013 | 1.3099 | 94.0757 | 0.013924 | 0.14787 | 0 | 0 | 1.4578 | 93.8337 | 0.015536
[11 empty] | GasHt-code to u45-NR | Glass-Small Box-GasHt-code to u45-NR | 30 | -3.0837 | 119.7 | -0.010337 | 0 | ExCOMM | 0.47693 | 0.46383 | -3.3189 | -0.00036846 | -0.00079439 |  |  | 94.0757 | 0 | 0 | -0.14048 | 0 | 0 | 94.0757 | -0.14048 | 93.9353 | 0 | 0 | -2085.7273 | 3.1146 | -2082.6126 | -1.7104 | -0.015023 | -0.19002 | -1.9128 | 94.0757 | -0.020332 | -0.21592 | 0 | 0 | -2.1287 | 93.9353 | -0.022661
[11 empty] | GasHt-code to u45-NR | Glass-High End-GasHt-code to u45-NR | 30 | -2.935 | 119.7 | -0.0028404 | 0 | ExCOMM | 0.47693 | 0.46383 | -3.1588 | -0.00035069 | -0.00075608 |  |  | 94.0757 | 0 | 0 | -0.038602 | 0 | 0 | 94.0757 | -0.038602 | 94.0371 | 0 | 0 | -2191.4292 | 0.89921 | -2190.5299 | -1.6279 | -0.014298 | -0.18086 | -1.8205 | 94.0757 | -0.019352 | -0.20551 | 0 | 0 | -2.026 | 94.0371 | -0.021545
[11 empty] | GasHt-code to u45-NR | Glass-Anchor-GasHt-code to u45-NR | 30 | 2.1118 | 119.7 | -0.0023369 | 0 | ExCOMM | 0.47693 | 0.46383 | 2.2728 | 0.00025233 | 0.00054401 |  |  | 94.0757 | 0 | 0 | -0.031759 | 0 | 0 | 94.0757 | -0.031759 | 94.044 | 0 | 0 | 3045.6646 | -1.0282 | 3044.6363 | 1.1713 | 0.010288 | 0.13013 | 1.3099 | 94.0757 | 0.013924 | 0.14787 | 0 | 0 | 1.4578 | 94.044 | 0.015501
[11 empty] | GasHt-code to u45-NR | Glass-K-12-GasHt-code to u45-NR | 30 | 0.63451 | 53.2 | -0.00069794 | 0 | ExCOMM | 0.47693 | 0.46383 | 0.68289 | 7.5815e-05 | 0.00016345 |  |  | 41.8114 | 0 | 0 | -0.0094853 | 0 | 0 | 41.8114 | -0.0094853 | 41.802 | 0 | 0 | 4505.2173 | -1.022 | 4504.1953 | 0.35193 | 0.003091 | 0.039099 | 0.39357 | 41.8114 | 0.009413 | 0.044428 | 0 | 0 | 0.438 | 41.802 | 0.010478
[11 empty] | GasHt-code to u45-NR | Glass-University-GasHt-code to u45-NR | 30 | 1.1077 | 53.2 | -0.00064058 | 0 | ExCOMM | 0.47693 | 0.46383 | 1.1921 | 0.00013235 | 0.00028534 |  |  | 41.8114 | 0 | 0 | -0.0087057 | 0 | 0 | 41.8114 | -0.0087057 | 41.8027 | 0 | 0 | 2580.7471 | -0.53735 | 2580.2096 | 0.61437 | 0.005396 | 0.068255 | 0.68706 | 41.8114 | 0.016432 | 0.077558 | 0 | 0 | 0.76461 | 41.8027 | 0.018291
[11 empty] | GasHt-code to u45-NR | Glass-Warehouse-GasHt-code to u45-NR | 30 | 4.5033e-05 | 26.6 | -0.0085601 | 0 | ExCOMM | 0.47693 | 0.46383 | 4.8467e-05 | 5.3808e-09 | 1.1601e-08 |  |  | 20.9057 | 0 | 0 | -0.11633 | 0 | 0 | 20.9057 | -0.11633 | 20.7894 | 0 | 0 | 31738662 | -176616.2812 | 31562044.9401 | 2.4978e-05 | 2.1938e-07 | 2.775e-06 | 2.7933e-05 | 20.9057 | 1.3361e-06 | 3.1532e-06 | 0 | 0 | 3.1086e-05 | 20.7894 | 1.4953e-06
[11 empty] | GasHt-code to u45-NR | Glass-Supermarket-GasHt-code to u45-NR | 30 | 0.36503 | 13.3 | -6.3207e-05 | 0 | ExCOMM | 0.47693 | 0.46383 | 0.39287 | 4.3616e-05 | 9.4035e-05 |  |  | 10.4529 | 0 | 0 | -0.000859 | 0 | 0 | 10.4529 | -0.000859 | 10.452 | 0 | 0 | 1957.7609 | -0.16089 | 1957.5999 | 0.20247 | 0.0017783 | 0.022494 | 0.22642 | 10.4529 | 0.021661 | 0.025559 | 0 | 0 | 0.25198 | 10.452 | 0.024108
[11 empty] | GasHt-code to u45-NR | Glass-MIniMart-GasHt-code to u45-NR | 30 | 0.24278 | 13.3 | -0.00014037 | 0 | ExCOMM | 0.47693 | 0.46383 | 0.26129 | 2.9009e-05 | 6.2543e-05 |  |  | 10.4529 | 0 | 0 | -0.0019076 | 0 | 0 | 10.4529 | -0.0019076 | 10.451 | 0 | 0 | 2943.5688 | -0.5372 | 2943.0316 | 0.13466 | 0.0011827 | 0.01496 | 0.15059 | 10.4529 | 0.014407 | 0.016999 | 0 | 0 | 0.16759 | 10.451 | 0.016036
[11 empty] | GasHt-code to u45-NR | Glass-Restaurant-GasHt-code to u45-NR | 30 | 2.058 | 226.1 | -0.0033995 | 0 | ExCOMM | 0.47693 | 0.46383 | 2.2149 | 0.0002459 | 0.00053016 |  |  | 177.6986 | 0 | 0 | -0.0462 | 0 | 0 | 177.6986 | -0.0462 | 177.6524 | 0 | 0 | 5903.2588 | -1.5348 | 5901.724 | 1.1415 | 0.010026 | 0.12682 | 1.2765 | 177.6986 | 0.0071837 | 0.1441 | 0 | 0 | 1.4206 | 177.6524 | 0.0079967
[11 empty] | GasHt-code to u45-NR | Glass-Lodging-GasHt-code to u45-NR | 30 | -0.54574 | 106.4 | -0.0024987 | 0 | ExCOMM | 0.47693 | 0.46383 | -0.58735 | -6.5208e-05 | -0.00014059 |  |  | 83.6229 | 0 | 0 | -0.033958 | 0 | 0 | 83.6229 | -0.033958 | 83.5889 | 0 | 0 | -10476.0498 | 4.2542 | -10471.7956 | -0.30269 | -0.0026586 | -0.033629 | -0.33851 | 83.6229 | -0.004048 | -0.038212 | 0 | 0 | -0.37672 | 83.5889 | -0.0045068
[11 empty] | GasHt-code to u45-NR | Glass-Hospital-GasHt-code to u45-NR | 30 | 1.1772 | 79.8 | -0.0010005 | 0 | ExCOMM | 0.47693 | 0.46383 | 1.267 | 0.00014066 | 0.00030326 |  |  | 62.7172 | 0 | 0 | -0.013597 | 0 | 0 | 62.7172 | -0.013597 | 62.7036 | 0 | 0 | 3642.3457 | -0.78965 | 3641.556 | 0.65295 | 0.005735 | 0.072542 | 0.73021 | 62.7172 | 0.011643 | 0.082429 | 0 | 0 | 0.81264 | 62.7036 | 0.01296
[11 empty] | GasHt-code to u45-NR | Glass-OtherHealth-GasHt-code to u45-NR | 30 | 3.0878 | 106.4 | -0.0019279 | 0 | ExCOMM | 0.47693 | 0.46383 | 3.3232 | 0.00036895 | 0.00079544 |  |  | 83.6229 | 0 | 0 | -0.026201 | 0 | 0 | 83.6229 | -0.026201 | 83.5967 | 0 | 0 | 1851.5388 | -0.58013 | 1850.9587 | 1.7127 | 0.015042 | 0.19027 | 1.9153 | 83.6229 | 0.022904 | 0.21621 | 0 | 0 | 2.1315 | 83.5967 | 0.025497
[11 empty] | GasHt-code to u45-NR | Glass-Other-GasHt-code to u45-NR | 30 | -0.20424 | 79.8 | -0.043692 | 0 | ExCOMM | 0.47693 | 0.46383 | -0.21981 | -2.4404e-05 | -5.2614e-05 |  |  | 62.7172 | 0 | 0 | -0.59378 | 0 | 0 | 62.7172 | -0.59378 | 62.1234 | 0 | 0 | -20994.4023 | 198.7678 | -20795.6346 | -0.11328 | -0.00099496 | -0.012585 | -0.12668 | 62.7172 | -0.0020199 | -0.014301 | 0 | 0 | -0.14099 | 62.1234 | -0.0022694
[11 empty] | GasHt-code to u40-NR | Glass-Large Off-GasHt-code to u40-NR | 30 | 18.4739 | 225 | -0.012523 | 0 | ExCOMM | 0.47693 | 0.46383 | 19.8826 | 0.0022074 | 0.004759 |  |  | 176.8341 | 0 | 0 | -0.1702 | 0 | 0 | 176.8341 | -0.1702 | 176.6639 | 0 | 0 | 654.4304 | -0.62986 | 653.8006 | 10.2466 | 0.089997 | 1.1384 | 11.4589 | 176.8341 | 0.064801 | 1.2935 | 0 | 0 | 12.7525 | 176.6639 | 0.072185
[11 empty] | GasHt-code to u40-NR | Glass-Medium Off-GasHt-code to u40-NR | 30 | 16.3569 | 225 | -0.013957 | 0 | ExCOMM | 0.47693 | 0.46383 | 17.6041 | 0.0019544 | 0.0042136 |  |  | 176.8341 | 0 | 0 | -0.18968 | 0 | 0 | 176.8341 | -0.18968 | 176.6444 | 0 | 0 | 739.1338 | -0.79282 | 738.3409 | 9.0724 | 0.079683 | 1.0079 | 10.1458 | 176.8341 | 0.057375 | 1.1453 | 0 | 0 | 11.2911 | 176.6444 | 0.06392
[11 empty] | GasHt-code to u40-NR | Glass-Small Off-GasHt-code to u40-NR | 30 | -25.0248 | 225 | -0.020485 | 0 | ExCOMM | 0.47693 | 0.46383 | -26.933 | -0.0029901 | -0.0064466 |  |  | 176.8341 | 0 | 0 | -0.2784 | 0 | 0 | 176.8341 | -0.2784 | 176.5557 | 0 | 0 | -483.1161 | 0.7606 | -482.3555 | -13.8801 | -0.12191 | -1.542 | -15.5223 | 176.8341 | -0.087779 | -1.7522 | 0 | 0 | -17.2745 | 176.5557 | -0.097842
[11 empty] | GasHt-code to u40-NR | Glass-Big Box-GasHt-code to u40-NR | 30 | 7.673 | 135 | -0.04727 | 0 | ExCOMM | 0.47693 | 0.46383 | 8.258 | 0.00091681 | 0.0019766 |  |  | 106.1005 | 0 | 0 | -0.64242 | 0 | 0 | 106.1005 | -0.64242 | 105.458 | 0 | 0 | 945.3896 | -5.7241 | 939.6655 | 4.2558 | 0.037379 | 0.47281 | 4.7594 | 106.1005 | 0.044857 | 0.53726 | 0 | 0 | 5.2966 | 105.458 | 0.050225
[11 empty] | GasHt-code to u40-NR | Glass-Small Box-GasHt-code to u40-NR | 30 | -5.8485 | 135 | -0.027565 | 0 | ExCOMM | 0.47693 | 0.46383 | -6.2944 | -0.00069881 | -0.0015066 |  |  | 106.1005 | 0 | 0 | -0.37462 | 0 | 0 | 106.1005 | -0.37462 | 105.7258 | 0 | 0 | -1240.3163 | 4.3793 | -1235.9369 | -3.2439 | -0.028491 | -0.36039 | -3.6277 | 106.1005 | -0.034191 | -0.40951 | 0 | 0 | -4.0372 | 105.7258 | -0.038185
[11 empty] | GasHt-code to u40-NR | Glass-High End-GasHt-code to u40-NR | 30 | -5.5664 | 135 | -0.0075745 | 0 | ExCOMM | 0.47693 | 0.46383 | -5.9908 | -0.0006651 | -0.0014339 |  |  | 106.1005 | 0 | 0 | -0.10294 | 0 | 0 | 106.1005 | -0.10294 | 105.9975 | 0 | 0 | -1303.1738 | 1.2643 | -1301.9095 | -3.0874 | -0.027117 | -0.343 | -3.4527 | 106.1005 | -0.032542 | -0.38975 | 0 | 0 | -3.8424 | 105.9975 | -0.03625
[11 empty] | GasHt-code to u40-NR | Glass-Anchor-GasHt-code to u40-NR | 30 | 7.6729 | 135 | -0.0062017 | 0 | ExCOMM | 0.47693 | 0.46383 | 8.2579 | 0.0009168 | 0.0019766 |  |  | 106.1005 | 0 | 0 | -0.084283 | 0 | 0 | 106.1005 | -0.084283 | 106.0162 | 0 | 0 | 945.4018 | -0.751 | 944.6508 | 4.2558 | 0.037379 | 0.47281 | 4.7593 | 106.1005 | 0.044857 | 0.53725 | 0 | 0 | 5.2965 | 106.0162 | 0.04996
[11 empty] | GasHt-code to u40-NR | Glass-K-12-GasHt-code to u40-NR | 30 | 1.884 | 60 | -0.0019077 | 0 | ExCOMM | 0.47693 | 0.46383 | 2.0277 | 0.00022511 | 0.00048533 |  |  | 47.1558 | 0 | 0 | -0.025926 | 0 | 0 | 47.1558 | -0.025926 | 47.1298 | 0 | 0 | 1711.2419 | -0.94085 | 1710.3011 | 1.045 | 0.009178 | 0.11609 | 1.1686 | 47.1558 | 0.024782 | 0.13192 | 0 | 0 | 1.3005 | 47.1298 | 0.027594
[11 empty] | GasHt-code to u40-NR | Glass-University-GasHt-code to u40-NR | 30 | 4.9429 | 60 | -0.0018596 | 0 | ExCOMM | 0.47693 | 0.46383 | 5.3197 | 0.0005906 | 0.0012733 |  |  | 47.1558 | 0 | 0 | -0.025272 | 0 | 0 | 47.1558 | -0.025272 | 47.1305 | 0 | 0 | 652.2496 | -0.34956 | 651.9001 | 2.7416 | 0.024079 | 0.30458 | 3.0659 | 47.1558 | 0.065017 | 0.3461 | 0 | 0 | 3.412 | 47.1305 | 0.072395
[11 empty] | GasHt-code to u40-NR | Glass-Warehouse-GasHt-code to u40-NR | 30 | -0.52239 | 30 | -0.011413 | 0 | ExCOMM | 0.47693 | 0.46383 | -0.56222 | -6.2418e-05 | -0.00013457 |  |  | 23.5779 | 0 | 0 | -0.15511 | 0 | 0 | 23.5779 | -0.15511 | 23.4228 | 0 | 0 | -3085.8174 | 20.3007 | -3065.5167 | -0.28974 | -0.0025448 | -0.03219 | -0.32402 | 23.5779 | -0.013743 | -0.036577 | 0 | 0 | -0.3606 | 23.4228 | -0.015395
[11 empty] | GasHt-code to u40-NR | Glass-Supermarket-GasHt-code to u40-NR | 30 | 0.54755 | 15 | -0.00017445 | 0 | ExCOMM | 0.47693 | 0.46383 | 0.5893 | 6.5424e-05 | 0.00014105 |  |  | 11.7889 | 0 | 0 | -0.0023708 | 0 | 0 | 11.7889 | -0.0023708 | 11.7866 | 0 | 0 | 1472.0006 | -0.29603 | 1471.7046 | 0.3037 | 0.0026674 | 0.03374 | 0.33963 | 11.7889 | 0.028809 | 0.038339 | 0 | 0 | 0.37797 | 11.7866 | 0.032068
[11 empty] | GasHt-code to u40-NR | Glass-MIniMart-GasHt-code to u40-NR | 30 | 0.36417 | 15 | -0.00038741 | 0 | ExCOMM | 0.47693 | 0.46383 | 0.39194 | 4.3514e-05 | 9.3814e-05 |  |  | 11.7889 | 0 | 0 | -0.0052651 | 0 | 0 | 11.7889 | -0.0052651 | 11.7837 | 0 | 0 | 2213.2097 | -0.98844 | 2212.2212 | 0.20199 | 0.0017741 | 0.022441 | 0.22589 | 11.7889 | 0.019161 | 0.025499 | 0 | 0 | 0.25139 | 11.7837 | 0.021334
[11 empty] | GasHt-code to u40-NR | Glass-Restaurant-GasHt-code to u40-NR | 30 | 4.2447 | 255 | -0.0095509 | 0 | ExCOMM | 0.47693 | 0.46383 | 4.5683 | 0.00050718 | 0.0010935 |  |  | 200.412 | 0 | 0 | -0.1298 | 0 | 0 | 200.412 | -0.1298 | 200.2822 | 0 | 0 | 3228.0295 | -2.0907 | 3225.9388 | 2.3543 | 0.020678 | 0.26156 | 2.6329 | 200.412 | 0.013137 | 0.29721 | 0 | 0 | 2.9301 | 200.2822 | 0.01463
[11 empty] | GasHt-code to u40-NR | Glass-Lodging-GasHt-code to u40-NR | 30 | -0.8584 | 120 | -0.0067272 | 0 | ExCOMM | 0.47693 | 0.46383 | -0.92385 | -0.00010257 | -0.00022113 |  |  | 94.3115 | 0 | 0 | -0.091425 | 0 | 0 | 94.3115 | -0.091425 | 94.2201 | 0 | 0 | -7511.583 | 7.2817 | -7504.301 | -0.47611 | -0.0041817 | -0.052895 | -0.53245 | 94.3115 | -0.0056456 | -0.060105 | 0 | 0 | -0.59255 | 94.2201 | -0.006289
[11 empty] | GasHt-code to u40-NR | Glass-Hospital-GasHt-code to u40-NR | 30 | 6.7075 | 90 | -0.00293 | 0 | ExCOMM | 0.47693 | 0.46383 | 7.2189 | 0.00080145 | 0.0017279 |  |  | 70.7336 | 0 | 0 | -0.03982 | 0 | 0 | 70.7336 | -0.03982 | 70.6938 | 0 | 0 | 720.9799 | -0.40588 | 720.574 | 3.7203 | 0.032676 | 0.41332 | 4.1605 | 70.7336 | 0.058819 | 0.46965 | 0 | 0 | 4.6301 | 70.6938 | 0.065496
[11 empty] | GasHt-code to u40-NR | Glass-OtherHealth-GasHt-code to u40-NR | 30 | 7.4682 | 120 | -0.0051906 | 0 | ExCOMM | 0.47693 | 0.46383 | 8.0376 | 0.00089234 | 0.0019239 |  |  | 94.3115 | 0 | 0 | -0.070541 | 0 | 0 | 94.3115 | -0.070541 | 94.241 | 0 | 0 | 863.3911 | -0.64578 | 862.7453 | 4.1422 | 0.036382 | 0.46019 | 4.6323 | 94.3115 | 0.049117 | 0.52292 | 0 | 0 | 5.1552 | 94.241 | 0.054703
[11 empty] | GasHt-code to u40-NR | Glass-Other-GasHt-code to u40-NR | 30 | -0.32125 | 90 | -0.11763 | 0 | ExCOMM | 0.47693 | 0.46383 | -0.34575 | -3.8385e-05 | -8.2757e-05 |  |  | 70.7336 | 0 | 0 | -1.5987 | 0 | 0 | 70.7336 | -1.5987 | 69.135 | 0 | 0 | -15053.498 | 340.2241 | -14713.2737 | -0.17818 | -0.001565 | -0.019796 | -0.19926 | 70.7336 | -0.0028171 | -0.022494 | 0 | 0 | -0.22176 | 69.135 | -0.0032076
[11 empty] | GasHt-code to u35-NR | Glass-Large Off-GasHt-code to u35-NR | 30 | 46.5124 | 675 | -0.020203 | 0 | ExCOMM | 0.47693 | 0.46383 | 50.059 | 0.0055576 | 0.011982 |  |  | 530.5023 | 0 | 0 | -0.27456 | 0 | 0 | 530.5023 | -0.27456 | 530.2277 | 0 | 0 | 779.7861 | -0.40358 | 779.3825 | 25.7982 | 0.22659 | 2.8661 | 28.8505 | 530.5023 | 0.054383 | 3.2568 | 0 | 0 | 32.1073 | 530.2277 | 0.060554
[11 empty] | GasHt-code to u35-NR | Glass-Medium Off-GasHt-code to u35-NR | 30 | 41.1822 | 675 | -0.022515 | 0 | ExCOMM | 0.47693 | 0.46383 | 44.3223 | 0.0049207 | 0.010609 |  |  | 530.5023 | 0 | 0 | -0.30599 | 0 | 0 | 530.5023 | -0.30599 | 530.1963 | 0 | 0 | 880.7143 | -0.50799 | 880.2063 | 22.8418 | 0.20062 | 2.5377 | 25.5443 | 530.5023 | 0.048151 | 2.8835 | 0 | 0 | 28.4279 | 530.1963 | 0.053618
[11 empty] | GasHt-code to u35-NR | Glass-Small Off-GasHt-code to u35-NR | 30 | -45.0955 | 675 | -0.030636 | 0 | ExCOMM | 0.47693 | 0.46383 | -48.5341 | -0.0053883 | -0.011617 |  |  | 530.5023 | 0 | 0 | -0.41635 | 0 | 0 | 530.5023 | -0.41635 | 530.0859 | 0 | 0 | -804.2862 | 0.63122 | -803.655 | -25.0123 | -0.21969 | -2.7788 | -27.9717 | 530.5023 | -0.052727 | -3.1576 | 0 | 0 | -31.1293 | 530.0859 | -0.058725
[11 empty] | GasHt-code to u35-NR | Glass-Big Box-GasHt-code to u35-NR | 30 | 12.319 | 405 | -0.071933 | 0 | ExCOMM | 0.47693 | 0.46383 | 13.2583 | 0.0014719 | 0.0031735 |  |  | 318.3014 | 0 | 0 | -0.97759 | 0 | 0 | 318.3014 | -0.97759 | 317.3238 | 0 | 0 | 1766.5281 | -5.4255 | 1761.1025 | 6.8327 | 0.060013 | 0.7591 | 7.6412 | 318.3014 | 0.024006 | 0.86257 | 0 | 0 | 8.5037 | 317.3238 | 0.026798
[11 empty] | GasHt-code to u35-NR | Glass-Small Box-GasHt-code to u35-NR | 30 | -11.3248 | 405 | -0.042114 | 0 | ExCOMM | 0.47693 | 0.46383 | -12.1883 | -0.0013531 | -0.0029173 |  |  | 318.3014 | 0 | 0 | -0.57234 | 0 | 0 | 318.3014 | -0.57234 | 317.729 | 0 | 0 | -1921.6168 | 3.4553 | -1918.1615 | -6.2813 | -0.055169 | -0.69784 | -7.0245 | 318.3014 | -0.022069 | -0.79295 | 0 | 0 | -7.8174 | 317.729 | -0.024604
[11 empty] | GasHt-code to u35-NR | Glass-High End-GasHt-code to u35-NR | 30 | -10.7785 | 405 | -0.011572 | 0 | ExCOMM | 0.47693 | 0.46383 | -11.6004 | -0.0012879 | -0.0027766 |  |  | 318.3014 | 0 | 0 | -0.15727 | 0 | 0 | 318.3014 | -0.15727 | 318.1441 | 0 | 0 | -2019.0017 | 0.99756 | -2018.0042 | -5.9783 | -0.052508 | -0.66418 | -6.6857 | 318.3014 | -0.021004 | -0.7547 | 0 | 0 | -7.4404 | 318.1441 | -0.023387
[11 empty] | GasHt-code to u35-NR | Glass-Anchor-GasHt-code to u35-NR | 30 | 12.3188 | 405 | -0.0094374 | 0 | ExCOMM | 0.47693 | 0.46383 | 13.2581 | 0.0014719 | 0.0031734 |  |  | 318.3014 | 0 | 0 | -0.12826 | 0 | 0 | 318.3014 | -0.12826 | 318.1731 | 0 | 0 | 1766.5508 | -0.71182 | 1765.839 | 6.8327 | 0.060012 | 0.75909 | 7.6411 | 318.3014 | 0.024006 | 0.86256 | 0 | 0 | 8.5036 | 318.1731 | 0.026726
[11 empty] | GasHt-code to u35-NR | Glass-K-12-GasHt-code to u35-NR | 30 | 2.6649 | 180 | -0.0028383 | 0 | ExCOMM | 0.47693 | 0.46383 | 2.8681 | 0.00031842 | 0.0006865 |  |  | 141.4673 | 0 | 0 | -0.038573 | 0 | 0 | 141.4673 | -0.038573 | 141.4287 | 0 | 0 | 3629.3374 | -0.9896 | 3628.3477 | 1.4781 | 0.012982 | 0.16421 | 1.653 | 141.4673 | 0.011685 | 0.1866 | 0 | 0 | 1.8396 | 141.4287 | 0.013007
[11 empty] | GasHt-code to u35-NR | Glass-University-GasHt-code to u35-NR | 30 | 9.0598 | 180 | -0.0028577 | 0 | ExCOMM | 0.47693 | 0.46383 | 9.7506 | 0.0010825 | 0.0023339 |  |  | 141.4673 | 0 | 0 | -0.038838 | 0 | 0 | 141.4673 | -0.038838 | 141.4284 | 0 | 0 | 1067.569 | -0.29308 | 1067.2759 | 5.025 | 0.044135 | 0.55827 | 5.6196 | 141.4673 | 0.039723 | 0.63436 | 0 | 0 | 6.2539 | 141.4284 | 0.04422
[11 empty] | GasHt-code to u35-NR | Glass-Warehouse-GasHt-code to u35-NR | 30 | -0.52239 | 90 | -0.019973 | 0 | ExCOMM | 0.47693 | 0.46383 | -0.56222 | -6.2418e-05 | -0.00013457 |  |  | 70.7336 | 0 | 0 | -0.27145 | 0 | 0 | 70.7336 | -0.27145 | 70.4622 | 0 | 0 | -9257.4521 | 35.5263 | -9221.9261 | -0.28974 | -0.0025448 | -0.03219 | -0.32402 | 70.7336 | -0.0045809 | -0.036577 | 0 | 0 | -0.3606 | 70.4622 | -0.0051176
[11 empty] | GasHt-code to u35-NR | Glass-Supermarket-GasHt-code to u35-NR | 30 | 0.73007 | 45 | -0.00026294 | 0 | ExCOMM | 0.47693 | 0.46383 | 0.78573 | 8.7233e-05 | 0.00018807 |  |  | 35.3668 | 0 | 0 | -0.0035734 | 0 | 0 | 35.3668 | -0.0035734 | 35.3632 | 0 | 0 | 3312.0015 | -0.33464 | 3311.6667 | 0.40493 | 0.0035566 | 0.044987 | 0.45284 | 35.3668 | 0.012804 | 0.051119 | 0 | 0 | 0.50396 | 35.3632 | 0.014251
[11 empty] | GasHt-code to u35-NR | Glass-MIniMart-GasHt-code to u35-NR | 30 | 0.48557 | 45 | -0.00058393 | 0 | ExCOMM | 0.47693 | 0.46383 | 0.52259 | 5.8018e-05 | 0.00012509 |  |  | 35.3668 | 0 | 0 | -0.0079358 | 0 | 0 | 35.3668 | -0.0079358 | 35.3589 | 0 | 0 | 4979.7217 | -1.1174 | 4978.6043 | 0.26932 | 0.0023655 | 0.029921 | 0.30118 | 35.3668 | 0.008516 | 0.033999 | 0 | 0 | 0.33518 | 35.3589 | 0.0094795
[11 empty] | GasHt-code to u35-NR | Glass-Restaurant-GasHt-code to u35-NR | 30 | 4.2447 | 765 | -0.014569 | 0 | ExCOMM | 0.47693 | 0.46383 | 4.5683 | 0.00050718 | 0.0010935 |  |  | 601.2359 | 0 | 0 | -0.198 | 0 | 0 | 601.2359 | -0.198 | 601.0379 | 0 | 0 | 9684.0879 | -3.1892 | 9680.8991 | 2.3543 | 0.020678 | 0.26156 | 2.6329 | 601.2359 | 0.0043791 | 0.29721 | 0 | 0 | 2.9301 | 601.0379 | 0.004875
[11 empty] | GasHt-code to u35-NR | Glass-Lodging-GasHt-code to u35-NR | 30 | -0.83566 | 360 | -0.010353 | 0 | ExCOMM | 0.47693 | 0.46383 | -0.89938 | -9.985e-05 | -0.00021527 |  |  | 282.9346 | 0 | 0 | -0.1407 | 0 | 0 | 282.9346 | -0.1407 | 282.7939 | 0 | 0 | -23147.9395 | 11.5109 | -23136.4279 | -0.4635 | -0.004071 | -0.051494 | -0.51834 | 282.9346 | -0.001832 | -0.058512 | 0 | 0 | -0.57685 | 282.7939 | -0.0020398
[11 empty] | GasHt-code to u35-NR | Glass-Hospital-GasHt-code to u35-NR | 30 | 14.072 | 270 | -0.0045498 | 0 | ExCOMM | 0.47693 | 0.46383 | 15.145 | 0.0016814 | 0.0036251 |  |  | 212.2009 | 0 | 0 | -0.061834 | 0 | 0 | 212.2009 | -0.061834 | 212.1391 | 0 | 0 | 1030.9731 | -0.30042 | 1030.6728 | 7.8051 | 0.068553 | 0.86713 | 8.7285 | 212.2009 | 0.041133 | 0.98531 | 0 | 0 | 9.7139 | 212.1391 | 0.04579
[11 empty] | GasHt-code to u35-NR | Glass-OtherHealth-GasHt-code to u35-NR | 30 | 11.4177 | 360 | -0.0078229 | 0 | ExCOMM | 0.47693 | 0.46383 | 12.2883 | 0.0013643 | 0.0029413 |  |  | 282.9346 | 0 | 0 | -0.10632 | 0 | 0 | 282.9346 | -0.10632 | 282.8282 | 0 | 0 | 1694.2014 | -0.63662 | 1693.5647 | 6.3328 | 0.055622 | 0.70356 | 7.0821 | 282.9346 | 0.025031 | 0.79946 | 0 | 0 | 7.8816 | 282.8282 | 0.027867
[11 empty] | GasHt-code to u35-NR | Glass-Other-GasHt-code to u35-NR | 30 | -0.31274 | 270 | -0.18103 | 0 | ExCOMM | 0.47693 | 0.46383 | -0.33659 | -3.7368e-05 | -8.0565e-05 |  |  | 212.2009 | 0 | 0 | -2.4602 | 0 | 0 | 212.2009 | -2.4602 | 209.7407 | 0 | 0 | -46389.3516 | 537.8232 | -45851.527 | -0.17346 | -0.0015235 | -0.019271 | -0.19399 | 212.2009 | -0.00091416 | -0.021898 | 0 | 0 | -0.21588 | 209.7407 | -0.0010293
[11 empty] | GasHt-code to u45-New | Glass-Large Off-GasHt-code to u45-New | 30 | 1.5e-05 | 199.5 | -0.0087427 | 0 | ExCOMM | 0.47693 | 0.46383 | 1.6144e-05 | 1.7923e-09 | 3.8641e-09 |  |  | 156.7929 | 0 | 0 | -0.11882 | 0 | 0 | 156.7929 | -0.11882 | 156.6741 | 0 | 0 | 714647808 | -541551.0625 | 714106274.8773 | 8.3198e-06 | 7.3073e-08 | 9.2431e-07 | 9.3041e-06 | 156.7929 | 5.934e-08 | 1.0503e-06 | 0 | 0 | 1.0354e-05 | 156.6741 | 6.6089e-08
[11 empty] | GasHt-code to u45-New | Glass-Medium Off-GasHt-code to u45-New | 30 | 1.5e-05 | 199.5 | -0.0097435 | 0 | ExCOMM | 0.47693 | 0.46383 | 1.6144e-05 | 1.7923e-09 | 3.8641e-09 |  |  | 156.7929 | 0 | 0 | -0.13242 | 0 | 0 | 156.7929 | -0.13242 | 156.6605 | 0 | 0 | 714647808 | -603545.8125 | 714044280.1137 | 8.3198e-06 | 7.3073e-08 | 9.2431e-07 | 9.3041e-06 | 156.7929 | 5.934e-08 | 1.0503e-06 | 0 | 0 | 1.0354e-05 | 156.6605 | 6.6095e-08
[11 empty] | GasHt-code to u45-New | Glass-Small Off-GasHt-code to u45-New | 30 | -11.376 | 199.5 | -0.014026 | 0 | ExCOMM | 0.47693 | 0.46383 | -12.2434 | -0.0013593 | -0.0029305 |  |  | 156.7929 | 0 | 0 | -0.19062 | 0 | 0 | 156.7929 | -0.19062 | 156.6023 | 0 | 0 | -942.3099 | 1.1456 | -941.1643 | -6.3097 | -0.055419 | -0.701 | -7.0563 | 156.7929 | -0.045004 | -0.79654 | 0 | 0 | -7.8528 | 156.6023 | -0.050145
[11 empty] | GasHt-code to u45-New | Glass-Big Box-GasHt-code to u45-New | 30 | 2.4128 | 119.7 | -0.034254 | 0 | ExCOMM | 0.47693 | 0.46383 | 2.5968 | 0.0002883 | 0.00062155 |  |  | 94.0757 | 0 | 0 | -0.46552 | 0 | 0 | 94.0757 | -0.46552 | 93.6102 | 0 | 0 | 2665.7112 | -13.1908 | 2652.5203 | 1.3383 | 0.011754 | 0.14868 | 1.4966 | 94.0757 | 0.015908 | 0.16894 | 0 | 0 | 1.6655 | 93.6102 | 0.017792
[11 empty] | GasHt-code to u45-New | Glass-Small Box-GasHt-code to u45-New | 30 | -4.6192 | 119.7 | -0.022971 | 0 | ExCOMM | 0.47693 | 0.46383 | -4.9714 | -0.00055193 | -0.0011899 |  |  | 94.0757 | 0 | 0 | -0.31218 | 0 | 0 | 94.0757 | -0.31218 | 93.7636 | 0 | 0 | -1392.4031 | 4.6206 | -1387.7825 | -2.5621 | -0.022503 | -0.28464 | -2.8652 | 94.0757 | -0.030456 | -0.32344 | 0 | 0 | -3.1886 | 93.7636 | -0.034007
[11 empty] | GasHt-code to u45-New | Glass-High End-GasHt-code to u45-New | 30 | -4.4774 | 119.7 | -0.0063121 | 0 | ExCOMM | 0.47693 | 0.46383 | -4.8188 | -0.00053499 | -0.0011534 |  |  | 94.0757 | 0 | 0 | -0.085783 | 0 | 0 | 94.0757 | -0.085783 | 93.99 | 0 | 0 | -1436.5093 | 1.3099 | -1435.1993 | -2.4834 | -0.021812 | -0.2759 | -2.7772 | 94.0757 | -0.029521 | -0.3135 | 0 | 0 | -3.0907 | 93.99 | -0.032884
[11 empty] | GasHt-code to u45-New | Glass-Anchor-GasHt-code to u45-New | 30 | 2.4035 | 119.7 | -0.004494 | 0 | ExCOMM | 0.47693 | 0.46383 | 2.5868 | 0.00028719 | 0.00061917 |  |  | 94.0757 | 0 | 0 | -0.061075 | 0 | 0 | 94.0757 | -0.061075 | 94.0147 | 0 | 0 | 2675.9822 | -1.7373 | 2674.245 | 1.3331 | 0.011709 | 0.14811 | 1.4909 | 94.0757 | 0.015847 | 0.16829 | 0 | 0 | 1.6592 | 94.0147 | 0.017648
[11 empty] | GasHt-code to u45-New | Glass-K-12-GasHt-code to u45-New | 30 | 0.975 | 53.2 | -0.0013959 | 0 | ExCOMM | 0.47693 | 0.46383 | 1.0493 | 0.0001165 | 0.00025117 |  |  | 41.8114 | 0 | 0 | -0.018971 | 0 | 0 | 41.8114 | -0.018971 | 41.7925 | 0 | 0 | 2931.8884 | -1.3302 | 2930.5583 | 0.54079 | 0.0047498 | 0.06008 | 0.60477 | 41.8114 | 0.014464 | 0.068269 | 0 | 0 | 0.67304 | 41.7925 | 0.016104
[11 empty] | GasHt-code to u45-New | Glass-University-GasHt-code to u45-New | 30 | 1.3148 | 53.2 | -0.0012936 | 0 | ExCOMM | 0.47693 | 0.46383 | 1.4151 | 0.0001571 | 0.0003387 |  |  | 41.8114 | 0 | 0 | -0.01758 | 0 | 0 | 41.8114 | -0.01758 | 41.7939 | 0 | 0 | 2174.1643 | -0.91417 | 2173.2502 | 0.72926 | 0.0064051 | 0.081019 | 0.81554 | 41.8114 | 0.019505 | 0.092061 | 0 | 0 | 0.9076 | 41.7939 | 0.021716
[11 empty] | GasHt-code to u45-New | Glass-Warehouse-GasHt-code to u45-New | 30 | 6e-05 | 26.6 | -0.010712 | 0 | ExCOMM | 0.47693 | 0.46383 | 6.4575e-05 | 7.1692e-09 | 1.5456e-08 |  |  | 20.9057 | 0 | 0 | -0.14558 | 0 | 0 | 20.9057 | -0.14558 | 20.7601 | 0 | 0 | 23821594 | -165888.6562 | 23655705.5436 | 3.3279e-05 | 2.9229e-07 | 3.6972e-06 | 3.7217e-05 | 20.9057 | 1.7802e-06 | 4.2012e-06 | 0 | 0 | 4.1418e-05 | 20.7601 | 1.9951e-06
[11 empty] | GasHt-code to u45-New | Glass-Supermarket-GasHt-code to u45-New | 30 | 0.38 | 13.3 | -0.00012641 | 0 | ExCOMM | 0.47693 | 0.46383 | 0.40897 | 4.5405e-05 | 9.7891e-05 |  |  | 10.4529 | 0 | 0 | -0.001718 | 0 | 0 | 10.4529 | -0.001718 | 10.4511 | 0 | 0 | 1880.6522 | -0.3091 | 1880.3431 | 0.21077 | 0.0018512 | 0.023416 | 0.2357 | 10.4529 | 0.022549 | 0.026607 | 0 | 0 | 0.26231 | 10.4511 | 0.025099
[11 empty] | GasHt-code to u45-New | Glass-MIniMart-GasHt-code to u45-New | 30 | 0.37 | 13.3 | -0.00028073 | 0 | ExCOMM | 0.47693 | 0.46383 | 0.39821 | 4.421e-05 | 9.5315e-05 |  |  | 10.4529 | 0 | 0 | -0.0038153 | 0 | 0 | 10.4529 | -0.0038153 | 10.449 | 0 | 0 | 1931.4806 | -0.70499 | 1930.7756 | 0.20522 | 0.0018025 | 0.0228 | 0.2295 | 10.4529 | 0.021956 | 0.025907 | 0 | 0 | 0.25541 | 10.449 | 0.024443
[11 empty] | GasHt-code to u45-New | Glass-Restaurant-GasHt-code to u45-New | 30 | 2.516 | 226.1 | -0.0087415 | 0 | ExCOMM | 0.47693 | 0.46383 | 2.7078 | 0.00030063 | 0.00064814 |  |  | 177.6986 | 0 | 0 | -0.1188 | 0 | 0 | 177.6986 | -0.1188 | 177.5798 | 0 | 0 | 4828.7017 | -3.2282 | 4825.4733 | 1.3955 | 0.012257 | 0.15504 | 1.5606 | 177.6986 | 0.0087824 | 0.17617 | 0 | 0 | 1.7368 | 177.5798 | 0.0097803
[11 empty] | GasHt-code to u45-New | Glass-Lodging-GasHt-code to u45-New | 30 | -0.608 | 106.4 | -0.0048383 | 0 | ExCOMM | 0.47693 | 0.46383 | -0.65436 | -7.2647e-05 | -0.00015663 |  |  | 83.6229 | 0 | 0 | -0.065754 | 0 | 0 | 83.6229 | -0.065754 | 83.5571 | 0 | 0 | -9403.2607 | 7.394 | -9395.8669 | -0.33723 | -0.0029619 | -0.037465 | -0.37713 | 83.6229 | -0.0045099 | -0.042572 | 0 | 0 | -0.4197 | 83.5571 | -0.0050229
[11 empty] | GasHt-code to u45-New | Glass-Hospital-GasHt-code to u45-New | 30 | 1.2255 | 79.8 | -0.0019295 | 0 | ExCOMM | 0.47693 | 0.46383 | 1.3189 | 0.00014643 | 0.0003157 |  |  | 62.7172 | 0 | 0 | -0.026223 | 0 | 0 | 62.7172 | -0.026223 | 62.6909 | 0 | 0 | 3498.8877 | -1.4629 | 3497.4248 | 0.67973 | 0.0059701 | 0.075516 | 0.76015 | 62.7172 | 0.01212 | 0.085809 | 0 | 0 | 0.84596 | 62.6909 | 0.013494
[11 empty] | GasHt-code to u45-New | Glass-OtherHealth-GasHt-code to u45-New | 30 | 3.268 | 106.4 | -0.0032626 | 0 | ExCOMM | 0.47693 | 0.46383 | 3.5172 | 0.00039048 | 0.00084186 |  |  | 83.6229 | 0 | 0 | -0.04434 | 0 | 0 | 83.6229 | -0.04434 | 83.5785 | 0 | 0 | 1749.4438 | -0.92763 | 1748.5163 | 1.8126 | 0.01592 | 0.20138 | 2.0271 | 83.6229 | 0.024241 | 0.22882 | 0 | 0 | 2.2559 | 83.5785 | 0.026991
[11 empty] | GasHt-code to u45-New | Glass-Other-GasHt-code to u45-New | 30 | -0.312 | 79.8 | -0.084602 | 0 | ExCOMM | 0.47693 | 0.46383 | -0.33579 | -3.728e-05 | -8.0373e-05 |  |  | 62.7172 | 0 | 0 | -1.1498 | 0 | 0 | 62.7172 | -1.1498 | 61.5674 | 0 | 0 | -13743.2275 | 251.9491 | -13491.2783 | -0.17305 | -0.0015199 | -0.019226 | -0.19353 | 62.7172 | -0.0030857 | -0.021846 | 0 | 0 | -0.21537 | 61.5674 | -0.0034982
[11 empty] | GasHt-code to u40-New | Glass-Large Off-GasHt-code to u40-New | 30 | 21.15 | 225 | -0.025047 | 0 | ExCOMM | 0.47693 | 0.46383 | 22.7627 | 0.0025271 | 0.0054484 |  |  | 176.8341 | 0 | 0 | -0.34039 | 0 | 0 | 176.8341 | -0.34039 | 176.4937 | 0 | 0 | 571.6268 | -1.1003 | 570.5265 | 11.7309 | 0.10303 | 1.3033 | 13.1188 | 176.8341 | 0.074187 | 1.4809 | 0 | 0 | 14.5998 | 176.4937 | 0.082721
[11 empty] | GasHt-code to u40-New | Glass-Medium Off-GasHt-code to u40-New | 30 | 21.15 | 225 | -0.027914 | 0 | ExCOMM | 0.47693 | 0.46383 | 22.7627 | 0.0025271 | 0.0054484 |  |  | 176.8341 | 0 | 0 | -0.37936 | 0 | 0 | 176.8341 | -0.37936 | 176.4547 | 0 | 0 | 571.6268 | -1.2263 | 570.4005 | 11.7309 | 0.10303 | 1.3033 | 13.1188 | 176.8341 | 0.074187 | 1.4809 | 0 | 0 | 14.5998 | 176.4547 | 0.082739
[11 empty] | GasHt-code to u40-New | Glass-Small Off-GasHt-code to u40-New | 30 | -28.368 | 225 | -0.03691 | 0 | ExCOMM | 0.47693 | 0.46383 | -30.5311 | -0.0033896 | -0.0073078 |  |  | 176.8341 | 0 | 0 | -0.50162 | 0 | 0 | 176.8341 | -0.50162 | 176.3325 | 0 | 0 | -426.1812 | 1.2089 | -424.9722 | -15.7344 | -0.1382 | -1.7481 | -17.596 | 176.8341 | -0.099506 | -1.9863 | 0 | 0 | -19.5823 | 176.3325 | -0.11105
[11 empty] | GasHt-code to u40-New | Glass-Big Box-GasHt-code to u40-New | 30 | 8.7665 | 135 | -0.0918 | 0 | ExCOMM | 0.47693 | 0.46383 | 9.435 | 0.0010475 | 0.0022583 |  |  | 106.1005 | 0 | 0 | -1.2476 | 0 | 0 | 106.1005 | -1.2476 | 104.8529 | 0 | 0 | 827.4609 | -9.7298 | 817.7311 | 4.8624 | 0.042707 | 0.5402 | 5.4377 | 106.1005 | 0.05125 | 0.61383 | 0 | 0 | 6.0515 | 104.8529 | 0.057714
[11 empty] | GasHt-code to u40-New | Glass-Small Box-GasHt-code to u40-New | 30 | -8.7606 | 135 | -0.061256 | 0 | ExCOMM | 0.47693 | 0.46383 | -9.4286 | -0.0010468 | -0.0022568 |  |  | 106.1005 | 0 | 0 | -0.83249 | 0 | 0 | 106.1005 | -0.83249 | 105.268 | 0 | 0 | -828.0182 | 6.4968 | -821.5214 | -4.8591 | -0.042678 | -0.53983 | -5.434 | 106.1005 | -0.051216 | -0.61341 | 0 | 0 | -6.0474 | 105.268 | -0.057448
[11 empty] | GasHt-code to u40-New | Glass-High End-GasHt-code to u40-New | 30 | -8.4916 | 135 | -0.016832 | 0 | ExCOMM | 0.47693 | 0.46383 | -9.1391 | -0.0010146 | -0.0021875 |  |  | 106.1005 | 0 | 0 | -0.22875 | 0 | 0 | 106.1005 | -0.22875 | 105.8717 | 0 | 0 | -854.2468 | 1.8418 | -852.405 | -4.7099 | -0.041367 | -0.52326 | -5.2672 | 106.1005 | -0.049643 | -0.59458 | 0 | 0 | -5.8617 | 105.8717 | -0.055366
[11 empty] | GasHt-code to u40-New | Glass-Anchor-GasHt-code to u40-New | 30 | 8.7329 | 135 | -0.012044 | 0 | ExCOMM | 0.47693 | 0.46383 | 9.3987 | 0.0010435 | 0.0022496 |  |  | 106.1005 | 0 | 0 | -0.16368 | 0 | 0 | 106.1005 | -0.16368 | 105.9368 | 0 | 0 | 830.6491 | -1.2814 | 829.3677 | 4.8437 | 0.042543 | 0.53812 | 5.4168 | 106.1005 | 0.051053 | 0.61147 | 0 | 0 | 6.0283 | 105.9368 | 0.056904
[11 empty] | GasHt-code to u40-New | Glass-K-12-GasHt-code to u40-New | 30 | 2.895 | 60 | -0.0037534 | 0 | ExCOMM | 0.47693 | 0.46383 | 3.1157 | 0.00034591 | 0.00074577 |  |  | 47.1558 | 0 | 0 | -0.05101 | 0 | 0 | 47.1558 | -0.05101 | 47.1047 | 0 | 0 | 1113.6356 | -1.2046 | 1112.431 | 1.6057 | 0.014103 | 0.17839 | 1.7957 | 47.1558 | 0.03808 | 0.20271 | 0 | 0 | 1.9984 | 47.1047 | 0.042425
[11 empty] | GasHt-code to u40-New | Glass-University-GasHt-code to u40-New | 30 | 5.8672 | 60 | -0.0035574 | 0 | ExCOMM | 0.47693 | 0.46383 | 6.3146 | 0.00070105 | 0.0015114 |  |  | 47.1558 | 0 | 0 | -0.048346 | 0 | 0 | 47.1558 | -0.048346 | 47.1074 | 0 | 0 | 549.4913 | -0.56336 | 548.9279 | 3.2543 | 0.028582 | 0.36154 | 3.6393 | 47.1558 | 0.077176 | 0.41082 | 0 | 0 | 4.0501 | 47.1074 | 0.085976
[11 empty] | GasHt-code to u40-New | Glass-Warehouse-GasHt-code to u40-New | 30 | -0.696 | 30 | -0.026781 | 0 | ExCOMM | 0.47693 | 0.46383 | -0.74907 | -8.3162e-05 | -0.00017929 |  |  | 23.5779 | 0 | 0 | -0.36396 | 0 | 0 | 23.5779 | -0.36396 | 23.2139 | 0 | 0 | -2316.0742 | 35.7519 | -2280.3222 | -0.38604 | -0.0033906 | -0.042888 | -0.43171 | 23.5779 | -0.01831 | -0.048733 | 0 | 0 | -0.48045 | 23.2139 | -0.020696
[11 empty] | GasHt-code to u40-New | Glass-Supermarket-GasHt-code to u40-New | 30 | 0.57 | 15 | -0.00033373 | 0 | ExCOMM | 0.47693 | 0.46383 | 0.61346 | 6.8107e-05 | 0.00014684 |  |  | 11.7889 | 0 | 0 | -0.0045355 | 0 | 0 | 11.7889 | -0.0045355 | 11.7844 | 0 | 0 | 1414.0242 | -0.54401 | 1413.4802 | 0.31615 | 0.0027768 | 0.035124 | 0.35356 | 11.7889 | 0.029991 | 0.039911 | 0 | 0 | 0.39347 | 11.7844 | 0.033389
[11 empty] | GasHt-code to u40-New | Glass-MIniMart-GasHt-code to u40-New | 30 | 0.555 | 15 | -0.00074114 | 0 | ExCOMM | 0.47693 | 0.46383 | 0.59732 | 6.6315e-05 | 0.00014297 |  |  | 11.7889 | 0 | 0 | -0.010072 | 0 | 0 | 11.7889 | -0.010072 | 11.7789 | 0 | 0 | 1452.2411 | -1.2408 | 1451.0003 | 0.30783 | 0.0027037 | 0.034199 | 0.34425 | 11.7889 | 0.029201 | 0.038861 | 0 | 0 | 0.38311 | 11.7789 | 0.032526
[11 empty] | GasHt-code to u40-New | Glass-Restaurant-GasHt-code to u40-New | 30 | 5.1893 | 255 | -0.022663 | 0 | ExCOMM | 0.47693 | 0.46383 | 5.5849 | 0.00062004 | 0.0013368 |  |  | 200.412 | 0 | 0 | -0.308 | 0 | 0 | 200.412 | -0.308 | 200.104 | 0 | 0 | 2640.4382 | -4.0579 | 2636.3804 | 2.8782 | 0.02528 | 0.31976 | 3.2188 | 200.412 | 0.016061 | 0.36335 | 0 | 0 | 3.5821 | 200.104 | 0.017901
[11 empty] | GasHt-code to u40-New | Glass-Lodging-GasHt-code to u40-New | 30 | -0.95633 | 120 | -0.013044 | 0 | ExCOMM | 0.47693 | 0.46383 | -1.0293 | -0.00011427 | -0.00024636 |  |  | 94.3115 | 0 | 0 | -0.17727 | 0 | 0 | 94.3115 | -0.17727 | 94.1343 | 0 | 0 | -6742.3672 | 12.6728 | -6729.6942 | -0.53043 | -0.0046588 | -0.05893 | -0.59319 | 94.3115 | -0.0062897 | -0.066962 | 0 | 0 | -0.66015 | 94.1343 | -0.0070129
[11 empty] | GasHt-code to u40-New | Glass-Hospital-GasHt-code to u40-New | 30 | 6.9825 | 90 | -0.0053359 | 0 | ExCOMM | 0.47693 | 0.46383 | 7.5149 | 0.00083431 | 0.0017987 |  |  | 70.7336 | 0 | 0 | -0.072517 | 0 | 0 | 70.7336 | -0.072517 | 70.6611 | 0 | 0 | 692.5833 | -0.71005 | 691.8732 | 3.8729 | 0.034016 | 0.43027 | 4.3311 | 70.7336 | 0.061231 | 0.48891 | 0 | 0 | 4.82 | 70.6611 | 0.068213
[11 empty] | GasHt-code to u40-New | Glass-OtherHealth-GasHt-code to u40-New | 30 | 7.904 | 120 | -0.0087498 | 0 | ExCOMM | 0.47693 | 0.46383 | 8.5067 | 0.00094442 | 0.0020361 |  |  | 94.3115 | 0 | 0 | -0.11891 | 0 | 0 | 94.3115 | -0.11891 | 94.1926 | 0 | 0 | 815.7832 | -1.0286 | 814.7546 | 4.384 | 0.038505 | 0.48705 | 4.9027 | 94.3115 | 0.051984 | 0.55343 | 0 | 0 | 5.4561 | 94.1926 | 0.057925
[11 empty] | GasHt-code to u40-New | Glass-Other-GasHt-code to u40-New | 30 | -0.49075 | 90 | -0.22808 | 0 | ExCOMM | 0.47693 | 0.46383 | -0.52817 | -5.8638e-05 | -0.00012642 |  |  | 70.7336 | 0 | 0 | -3.0997 | 0 | 0 | 70.7336 | -3.0997 | 67.634 | 0 | 0 | -9854.2285 | 431.8265 | -9422.4022 | -0.2722 | -0.0023907 | -0.03024 | -0.3044 | 70.7336 | -0.0043035 | -0.034362 | 0 | 0 | -0.33876 | 67.634 | -0.0050088
[11 empty] | GasHt-code to u35-New | Glass-Large Off-GasHt-code to u35-New | 30 | 53.25 | 199.5 | -0.038988 | 0 | ExCOMM | 0.47693 | 0.46383 | 57.3103 | 0.0063626 | 0.013718 |  |  | 156.7929 | 0 | 0 | -0.52985 | 0 | 0 | 156.7929 | -0.52985 | 156.263 | 0 | 0 | 201.3092 | -0.68029 | 200.629 | 29.5352 | 0.25941 | 3.2813 | 33.0297 | 156.7929 | 0.21066 | 3.7285 | 0 | 0 | 36.7582 | 156.263 | 0.23523
[11 empty] | GasHt-code to u35-New | Glass-Medium Off-GasHt-code to u35-New | 30 | 53.25 | 199.5 | -0.043451 | 0 | ExCOMM | 0.47693 | 0.46383 | 57.3103 | 0.0063626 | 0.013718 |  |  | 156.7929 | 0 | 0 | -0.59051 | 0 | 0 | 156.7929 | -0.59051 | 156.2024 | 0 | 0 | 201.3092 | -0.75817 | 200.5511 | 29.5352 | 0.25941 | 3.2813 | 33.0297 | 156.7929 | 0.21066 | 3.7285 | 0 | 0 | 36.7582 | 156.2024 | 0.23532
[11 empty] | GasHt-code to u35-New | Glass-Small Off-GasHt-code to u35-New | 30 | -51.12 | 199.5 | -0.055735 | 0 | ExCOMM | 0.47693 | 0.46383 | -55.0179 | -0.0061081 | -0.013169 |  |  | 156.7929 | 0 | 0 | -0.75745 | 0 | 0 | 156.7929 | -0.75745 | 156.0354 | 0 | 0 | -209.6971 | 1.013 | -208.6841 | -28.3538 | -0.24903 | -3.15 | -31.7085 | 156.7929 | -0.20223 | -3.5794 | 0 | 0 | -35.2879 | 156.0354 | -0.22615
[11 empty] | GasHt-code to u35-New | Glass-Big Box-GasHt-code to u35-New | 30 | 14.0747 | 119.7 | -0.13701 | 0 | ExCOMM | 0.47693 | 0.46383 | 15.1479 | 0.0016817 | 0.0036257 |  |  | 94.0757 | 0 | 0 | -1.8621 | 0 | 0 | 94.0757 | -1.8621 | 92.2137 | 0 | 0 | 456.979 | -9.0451 | 447.9339 | 7.8065 | 0.068566 | 0.86729 | 8.7302 | 94.0757 | 0.0928 | 0.9855 | 0 | 0 | 9.7157 | 92.2137 | 0.10536
[11 empty] | GasHt-code to u35-New | Glass-Small Box-GasHt-code to u35-New | 30 | -16.9637 | 119.7 | -0.09265 | 0 | ExCOMM | 0.47693 | 0.46383 | -18.2572 | -0.0020269 | -0.00437 |  |  | 94.0757 | 0 | 0 | -1.2591 | 0 | 0 | 94.0757 | -1.2591 | 92.8166 | 0 | 0 | -379.152 | 5.0747 | -374.0773 | -9.409 | -0.08264 | -1.0453 | -10.5222 | 94.0757 | -0.11185 | -1.1878 | 0 | 0 | -11.71 | 92.8166 | -0.12616
[11 empty] | GasHt-code to u35-New | Glass-High End-GasHt-code to u35-New | 30 | -16.4429 | 119.7 | -0.025459 | 0 | ExCOMM | 0.47693 | 0.46383 | -17.6966 | -0.0019647 | -0.0042358 |  |  | 94.0757 | 0 | 0 | -0.34599 | 0 | 0 | 94.0757 | -0.34599 | 93.7297 | 0 | 0 | -391.1621 | 1.4386 | -389.7235 | -9.1201 | -0.080102 | -1.0132 | -10.1991 | 94.0757 | -0.10841 | -1.1513 | 0 | 0 | -11.3504 | 93.7297 | -0.1211
[11 empty] | GasHt-code to u35-New | Glass-Anchor-GasHt-code to u35-New | 30 | 14.0206 | 119.7 | -0.017976 | 0 | ExCOMM | 0.47693 | 0.46383 | 15.0897 | 0.0016753 | 0.0036118 |  |  | 94.0757 | 0 | 0 | -0.2443 | 0 | 0 | 94.0757 | -0.2443 | 93.8314 | 0 | 0 | 458.7398 | -1.1913 | 457.5485 | 7.7766 | 0.068302 | 0.86396 | 8.6967 | 94.0757 | 0.092443 | 0.98172 | 0 | 0 | 9.6784 | 93.8314 | 0.10315
[11 empty] | GasHt-code to u35-New | Glass-K-12-GasHt-code to u35-New | 30 | 4.095 | 53.2 | -0.0056766 | 0 | ExCOMM | 0.47693 | 0.46383 | 4.4072 | 0.00048929 | 0.0010549 |  |  | 41.8114 | 0 | 0 | -0.077147 | 0 | 0 | 41.8114 | -0.077147 | 41.7343 | 0 | 0 | 698.0687 | -1.288 | 696.7807 | 2.2713 | 0.019949 | 0.25234 | 2.54 | 41.8114 | 0.06075 | 0.28673 | 0 | 0 | 2.8268 | 41.7343 | 0.067732
[11 empty] | GasHt-code to u35-New | Glass-University-GasHt-code to u35-New | 30 | 10.754 | 53.2 | -0.0054294 | 0 | ExCOMM | 0.47693 | 0.46383 | 11.574 | 0.001285 | 0.0027703 |  |  | 41.8114 | 0 | 0 | -0.073787 | 0 | 0 | 41.8114 | -0.073787 | 41.7377 | 0 | 0 | 265.8166 | -0.4691 | 265.3475 | 5.9647 | 0.052389 | 0.66267 | 6.6705 | 41.8114 | 0.15954 | 0.75299 | 0 | 0 | 7.4234 | 41.7377 | 0.17786
[11 empty] | GasHt-code to u35-New | Glass-Warehouse-GasHt-code to u35-New | 30 | -0.696 | 26.6 | -0.041388 | 0 | ExCOMM | 0.47693 | 0.46383 | -0.74907 | -8.3162e-05 | -0.00017929 |  |  | 20.9057 | 0 | 0 | -0.56248 | 0 | 0 | 20.9057 | -0.56248 | 20.3432 | 0 | 0 | -2053.5857 | 55.2529 | -1998.3328 | -0.38604 | -0.0033906 | -0.042888 | -0.43171 | 20.9057 | -0.02065 | -0.048733 | 0 | 0 | -0.48045 | 20.3432 | -0.023617
[11 empty] | GasHt-code to u35-New | Glass-Supermarket-GasHt-code to u35-New | 30 | 0.76 | 13.3 | -0.00051071 | 0 | ExCOMM | 0.47693 | 0.46383 | 0.81795 | 9.0809e-05 | 0.00019578 |  |  | 10.4529 | 0 | 0 | -0.0069407 | 0 | 0 | 10.4529 | -0.0069407 | 10.4459 | 0 | 0 | 940.3261 | -0.62438 | 939.7017 | 0.42154 | 0.0037024 | 0.046832 | 0.47141 | 10.4529 | 0.045099 | 0.053215 | 0 | 0 | 0.52462 | 10.4459 | 0.050223
[11 empty] | GasHt-code to u35-New | Glass-MIniMart-GasHt-code to u35-New | 30 | 0.74 | 13.3 | -0.0011342 | 0 | ExCOMM | 0.47693 | 0.46383 | 0.79643 | 8.842e-05 | 0.00019063 |  |  | 10.4529 | 0 | 0 | -0.015414 | 0 | 0 | 10.4529 | -0.015414 | 10.4374 | 0 | 0 | 965.7403 | -1.4241 | 964.3162 | 0.41044 | 0.003605 | 0.045599 | 0.459 | 10.4529 | 0.043912 | 0.051814 | 0 | 0 | 0.51082 | 10.4374 | 0.048941
[11 empty] | GasHt-code to u35-New | Glass-Restaurant-GasHt-code to u35-New | 30 | 5.1893 | 226.1 | -0.034642 | 0 | ExCOMM | 0.47693 | 0.46383 | 5.5849 | 0.00062004 | 0.0013368 |  |  | 177.6986 | 0 | 0 | -0.4708 | 0 | 0 | 177.6986 | -0.4708 | 177.2278 | 0 | 0 | 2341.1887 | -6.2028 | 2334.9858 | 2.8782 | 0.02528 | 0.31976 | 3.2188 | 177.6986 | 0.018114 | 0.36335 | 0 | 0 | 3.5821 | 177.2278 | 0.020212
[11 empty] | GasHt-code to u35-New | Glass-Lodging-GasHt-code to u35-New | 30 | -0.931 | 106.4 | -0.019632 | 0 | ExCOMM | 0.47693 | 0.46383 | -1.002 | -0.00011124 | -0.00023983 |  |  | 83.6229 | 0 | 0 | -0.2668 | 0 | 0 | 83.6229 | -0.2668 | 83.3561 | 0 | 0 | -6140.9053 | 19.5927 | -6121.3124 | -0.51638 | -0.0045354 | -0.057369 | -0.57748 | 83.6229 | -0.0069057 | -0.065188 | 0 | 0 | -0.64267 | 83.3561 | -0.0077099
[11 empty] | GasHt-code to u35-New | Glass-Hospital-GasHt-code to u35-New | 30 | 14.649 | 79.8 | -0.0081468 | 0 | ExCOMM | 0.47693 | 0.46383 | 15.766 | 0.0017503 | 0.0037737 |  |  | 62.7172 | 0 | 0 | -0.11072 | 0 | 0 | 62.7172 | -0.11072 | 62.6064 | 0 | 0 | 292.7085 | -0.51674 | 292.1918 | 8.1251 | 0.071363 | 0.90268 | 9.0864 | 62.7172 | 0.14488 | 1.0257 | 0 | 0 | 10.1121 | 62.6064 | 0.16152
[11 empty] | GasHt-code to u35-New | Glass-OtherHealth-GasHt-code to u35-New | 30 | 12.084 | 106.4 | -0.013125 | 0 | ExCOMM | 0.47693 | 0.46383 | 13.0054 | 0.0014439 | 0.0031129 |  |  | 83.6229 | 0 | 0 | -0.17837 | 0 | 0 | 83.6229 | -0.17837 | 83.4445 | 0 | 0 | 473.1201 | -1.0092 | 472.1109 | 6.7024 | 0.058868 | 0.74462 | 7.4954 | 83.6229 | 0.089634 | 0.84611 | 0 | 0 | 8.3415 | 83.4445 | 0.099965
[11 empty] | GasHt-code to u35-New | Glass-Other-GasHt-code to u35-New | 30 | -0.47775 | 79.8 | -0.34328 | 0 | ExCOMM | 0.47693 | 0.46383 | -0.51418 | -5.7084e-05 | -0.00012307 |  |  | 62.7172 | 0 | 0 | -4.6652 | 0 | 0 | 62.7172 | -4.6652 | 58.0519 | 0 | 0 | -8975.1689 | 667.6193 | -8307.5496 | -0.26498 | -0.0023274 | -0.029439 | -0.29634 | 62.7172 | -0.004725 | -0.033452 | 0 | 0 | -0.32979 | 58.0519 | -0.0056809
[11 empty] | ElecHt-single to u35-Retro | Glass-Large Off-ElecHt-single to u35-Retro | 30 | 6564.4132 | 2737.5 | 0 | 0 | ExCOMM | 0.47693 | 0.46383 | 7064.9497 | 0.78435 | 1.691 |  |  | 2151.4815 | 0 | 0 | 0 | 0 | 0 | 2151.4815 | 0 | 2151.4815 | 0 | 0 | 22.4078 | 0 | 22.4078 | 3640.9619 | 31.9789 | 404.5033 | 4071.7495 | 2151.4815 | 1.8925 | 459.6358 | 0 | 0 | 4531.3853 | 2151.4815 | 2.1062
[11 empty] | ElecHt-single to u35-Retro | Glass-Medium Off-ElecHt-single to u35-Retro | 30 | 6352.254 | 2737.5 | 0 | 0 | ExCOMM | 0.47693 | 0.46383 | 6836.6133 | 0.759 | 1.6364 |  |  | 2151.4815 | 0 | 0 | 0 | 0 | 0 | 2151.4815 | 0 | 2151.4815 | 0 | 0 | 23.1562 | 0 | 23.1562 | 3523.2875 | 30.9454 | 391.43 | 3940.1522 | 2151.4815 | 1.8314 | 444.7805 | 0 | 0 | 4384.9326 | 2151.4815 | 2.0381
[11 empty] | ElecHt-single to u35-Retro | Glass-Small Off-ElecHt-single to u35-Retro | 30 | 4217.6568 | 2737.5 | 0 | 0 | ExCOMM | 0.47693 | 0.46383 | 4539.2531 | 0.50395 | 1.0865 |  |  | 2151.4815 | 0 | 0 | 0 | 0 | 0 | 2151.4815 | 0 | 2151.4815 | 0 | 0 | 34.8757 | 0 | 34.8757 | 2339.3298 | 20.5465 | 259.8947 | 2616.1123 | 2151.4815 | 1.216 | 295.3174 | 0 | 0 | 2911.4297 | 2151.4815 | 1.3532
[11 empty] | ElecHt-single to u35-Retro | Glass-Big Box-ElecHt-single to u35-Retro | 30 | 3613.3013 | 1642.5 | 0 | 0 | ExCOMM | 0.47693 | 0.46383 | 3888.8155 | 0.43174 | 0.93081 |  |  | 1290.8889 | 0 | 0 | 0 | 0 | 0 | 1290.8889 | 0 | 1290.8889 | 0 | 0 | 24.4254 | 0 | 24.4254 | 2004.1231 | 17.6024 | 222.6539 | 2241.2449 | 1290.8889 | 1.7362 | 253.0009 | 0 | 0 | 2494.2458 | 1290.8889 | 1.9322
[11 empty] | ElecHt-single to u35-Retro | Glass-Small Box-ElecHt-single to u35-Retro | 30 | 1281.478 | 1642.5 | 0 | 0 | ExCOMM | 0.47693 | 0.46383 | 1379.1907 | 0.15312 | 0.33012 |  |  | 1290.8889 | 0 | 0 | 0 | 0 | 0 | 1290.8889 | 0 | 1290.8889 | 0 | 0 | 68.8707 | 0 | 68.8707 | 710.7737 | 6.2428 | 78.9655 | 794.8704 | 1290.8889 | 0.61575 | 89.7282 | 0 | 0 | 884.5986 | 1290.8889 | 0.68526
[11 empty] | ElecHt-single to u35-Retro | Glass-High End-ElecHt-single to u35-Retro | 30 | 1276.5188 | 1642.5 | 0 | 0 | ExCOMM | 0.47693 | 0.46383 | 1373.8534 | 0.15253 | 0.32884 |  |  | 1290.8889 | 0 | 0 | 0 | 0 | 0 | 1290.8889 | 0 | 1290.8889 | 0 | 0 | 69.1383 | 0 | 69.1383 | 708.0231 | 6.2186 | 78.6599 | 791.7943 | 1290.8889 | 0.61337 | 89.381 | 0 | 0 | 881.1753 | 1290.8889 | 0.68261
[11 empty] | ElecHt-single to u35-Retro | Glass-Anchor-ElecHt-single to u35-Retro | 30 | 3614.3034 | 1642.5 | 0 | 0 | ExCOMM | 0.47693 | 0.46383 | 3889.894 | 0.43186 | 0.93107 |  |  | 1290.8889 | 0 | 0 | 0 | 0 | 0 | 1290.8889 | 0 | 1290.8889 | 0 | 0 | 24.4186 | 0 | 24.4186 | 2004.6789 | 17.6073 | 222.7157 | 2241.8665 | 1290.8889 | 1.7367 | 253.0711 | 0 | 0 | 2494.9375 | 1290.8889 | 1.9327
[11 empty] | ElecHt-single to u35-Retro | Glass-K-12-ElecHt-single to u35-Retro | 30 | 723.57 | 730 | 0 | 0 | ExCOMM | 0.47693 | 0.46383 | 778.7422 | 0.086456 | 0.1864 |  |  | 573.7284 | 0 | 0 | 0 | 0 | 0 | 573.7284 | 0 | 573.7284 | 0 | 0 | 54.2104 | 0 | 54.2104 | 401.3292 | 3.5249 | 44.5868 | 448.8133 | 573.7284 | 0.78227 | 50.6639 | 0 | 0 | 499.4772 | 573.7284 | 0.87058
[11 empty] | ElecHt-single to u35-Retro | Glass-University-ElecHt-single to u35-Retro | 30 | 1666.6672 | 730 | 0 | 0 | ExCOMM | 0.47693 | 0.46383 | 1793.7506 | 0.19914 | 0.42935 |  |  | 573.7284 | 0 | 0 | 0 | 0 | 0 | 573.7284 | 0 | 573.7284 | 0 | 0 | 23.535 | 0 | 23.535 | 924.4195 | 8.1193 | 102.7011 | 1033.7941 | 573.7284 | 1.8019 | 116.6989 | 0 | 0 | 1150.4929 | 573.7284 | 2.0053
[11 empty] | ElecHt-single to u35-Retro | Glass-Warehouse-ElecHt-single to u35-Retro | 30 | 250.726 | 365 | 0 | 0 | ExCOMM | 0.47693 | 0.46383 | 269.8439 | 0.029958 | 0.064589 |  |  | 286.8642 | 0 | 0 | 0 | 0 | 0 | 286.8642 | 0 | 286.8642 | 0 | 0 | 78.2229 | 0 | 78.2229 | 139.0656 | 1.2214 | 15.4499 | 155.5194 | 286.8642 | 0.54214 | 17.5557 | 0 | 0 | 173.075 | 286.8642 | 0.60333
[11 empty] | ElecHt-single to u35-Retro | Glass-Supermarket-ElecHt-single to u35-Retro | 30 | 185.387 | 182.5 | 0 | 0 | ExCOMM | 0.47693 | 0.46383 | 199.5228 | 0.022151 | 0.047757 |  |  | 143.4321 | 0 | 0 | 0 | 0 | 0 | 143.4321 | 0 | 143.4321 | 0 | 0 | 52.8961 | 0 | 52.8961 | 102.8252 | 0.90312 | 11.4237 | 114.9912 | 143.4321 | 0.80171 | 12.9807 | 0 | 0 | 127.9718 | 143.4321 | 0.89221
[11 empty] | ElecHt-single to u35-Retro | Glass-MIniMart-ElecHt-single to u35-Retro | 30 | 158.207 | 182.5 | 0 | 0 | ExCOMM | 0.47693 | 0.46383 | 170.2703 | 0.018904 | 0.040755 |  |  | 143.4321 | 0 | 0 | 0 | 0 | 0 | 143.4321 | 0 | 143.4321 | 0 | 0 | 61.9837 | 0 | 61.9837 | 87.7498 | 0.77071 | 9.7488 | 98.132 | 143.4321 | 0.68417 | 11.0775 | 0 | 0 | 109.2096 | 143.4321 | 0.7614
[11 empty] | ElecHt-single to u35-Retro | Glass-Restaurant-ElecHt-single to u35-Retro | 30 | 2198.321 | 3102.5 | 0 | 0 | ExCOMM | 0.47693 | 0.46383 | 2365.943 | 0.26267 | 0.5663 |  |  | 2438.3457 | 0 | 0 | 0 | 0 | 0 | 2438.3457 | 0 | 2438.3457 | 0 | 0 | 75.8335 | 0 | 75.8335 | 1219.3021 | 10.7092 | 135.4619 | 1363.5663 | 2438.3457 | 0.55922 | 153.9249 | 0 | 0 | 1517.4912 | 2438.3457 | 0.62234
[11 empty] | ElecHt-single to u35-Retro | Glass-Lodging-ElecHt-single to u35-Retro | 30 | 2037.7779 | 1460 | 0 | 0 | ExCOMM | 0.47693 | 0.46383 | 2193.1584 | 0.24349 | 0.52495 |  |  | 1147.4568 | 0 | 0 | 0 | 0 | 0 | 1147.4568 | 0 | 1147.4568 | 0 | 0 | 38.4978 | 0 | 38.4978 | 1130.2566 | 9.9271 | 125.5692 | 1263.9852 | 1147.4568 | 1.1016 | 142.6838 | 0 | 0 | 1406.6691 | 1147.4568 | 1.2259
[11 empty] | ElecHt-single to u35-Retro | Glass-Hospital-ElecHt-single to u35-Retro | 30 | 2816.787 | 1095 | 0 | 0 | ExCOMM | 0.47693 | 0.46383 | 3031.567 | 0.33657 | 0.72562 |  |  | 860.5926 | 0 | 0 | 0 | 0 | 0 | 860.5926 | 0 | 860.5926 | 0 | 0 | 20.8882 | 0 | 20.8882 | 1562.3353 | 13.7221 | 173.5722 | 1747.1861 | 860.5926 | 2.0302 | 197.2295 | 0 | 0 | 1944.4156 | 860.5926 | 2.2594
[11 empty] | ElecHt-single to u35-Retro | Glass-OtherHealth-ElecHt-single to u35-Retro | 30 | 3941.6448 | 1460 | 0 | 0 | ExCOMM | 0.47693 | 0.46383 | 4242.1952 | 0.47097 | 1.0154 |  |  | 1147.4568 | 0 | 0 | 0 | 0 | 0 | 1147.4568 | 0 | 1147.4568 | 0 | 0 | 19.9029 | 0 | 19.9029 | 2186.2394 | 19.2019 | 242.8867 | 2444.9086 | 1147.4568 | 2.1307 | 275.9913 | 0 | 0 | 2720.8999 | 1147.4568 | 2.3712
[11 empty] | ElecHt-single to u35-Retro | Glass-Other-ElecHt-single to u35-Retro | 30 | 1397.147 | 1095 | 0 | 0 | ExCOMM | 0.47693 | 0.46383 | 1503.6795 | 0.16694 | 0.35992 |  |  | 860.5926 | 0 | 0 | 0 | 0 | 0 | 860.5926 | 0 | 860.5926 | 0 | 0 | 42.1126 | 0 | 42.1126 | 774.9297 | 6.8063 | 86.0931 | 866.6171 | 860.5926 | 1.007 | 97.8273 | 0 | 0 | 964.4444 | 860.5926 | 1.1207
[11 empty] | Category Totals (2000 $) |  | Savings Weighted Measure Data | [7 empty] | Savings |  |  | PV Costs |  |  |  | Lvl Cst | PV Bulk Power System Benefits | [5 empty] | PV Regional Benefits
[12 empty] | Category | Weighted Measure Life | Site Savings (kWh) | Capital Cost ($/unit) | Annual O&M Cost ($/unit) | Per. Repl. Cost ($/unit) | Load Shape | Weighted Load Factor | Weighted Coinc. Factor | Bulk Energy (kWh) | Bulk Demand (kw) | Local Demand (kW) | PV Capital | PV Annual O&M | PV Period. Repl. | PV Total Costs | Levelized Cost mills/kWh | Energy | Bulk T&D Def. Cap. | Act C-E Credit | Total System Benefit | Total non-Consumer Cost | Bulk System B/C Ratio | Local T&D Def.Cap. | Non-E Value | Exter-nalities | Total Regional Benefit | Total Regional Cost | Total Regional B/C Ratio
[12 empty] | GasHt-code to u45-New | 30 | -6.5269 | 1835.4 | -0.21773 | 0 |  | 0.47693 | 0.46383 | -7.0246 | -0.00077987 | -0.0016814 | 1442.4947 | -2.959 | 0 | 1439.5356 | -15078.9906 | -3.6202 | -0.031796 | -0.40219 | -4.0485 | 1442.4947 | -0.0028066 | -0.45701 | 0 | 0 | -1.5465 | 1439.5356 | -0.0010743
[12 empty] | GasHt-code to u45-NR | 30 | -3.9073 | 1835.4 | -0.11169 | 0 |  | 0.47693 | 0.46383 | -4.2053 | -0.00046687 | -0.0010066 | 1442.4947 | -1.5179 | 0 | 1440.9767 | -25213.5806 | -2.1672 | -0.019035 | -0.24077 | -2.4236 | 1442.4947 | -0.0016802 | -0.27359 | 0 | 0 | -1.1792 | 1440.9767 | -0.00081835
[12 empty] | ElecHt-code to u35-New | 30 | 5535.5676 | 1835.4 | 0 | 0 |  | 0.47693 | 0.46383 | 5957.6546 | 0.66142 | 1.426 | 1442.4947 | 0 | 0 | 1442.4949 | 17.816 | 3070.3111 | 26.9668 | 341.1053 | 3433.5811 | 1442.4947 | 2.3803 | 387.5967 | 0 | 0 | 3821.1777 | 1442.4949 | 2.649
[12 empty] | ElecHt-code to u40-NR | 30 | 3658.0818 | 2070 | 0 | 0 |  | 0.47693 | 0.46383 | 3937.0106 | 0.43709 | 0.94235 | 1626.8737 | 0 | 0 | 1626.8737 | 30.4059 | 2028.9607 | 17.8205 | 225.4133 | 2269.0213 | 1626.8737 | 1.3947 | 256.1364 | 0 | 0 | 2525.1577 | 1626.8737 | 1.5522
[12 empty] | ElecHt-code to u40-New | 30 | 3612.6978 | 2070 | 0 | 0 |  | 0.47693 | 0.46383 | 3888.166 | 0.43167 | 0.93066 | 1626.8737 | 0 | 0 | 1626.8737 | 30.7878 | 2003.7884 | 17.5995 | 222.6167 | 2240.8706 | 1626.8737 | 1.3774 | 252.9587 | 0 | 0 | 2493.8293 | 1626.8737 | 1.5329
[12 empty] | ElecHt-single to u35-Retro | 30 | 42296.1602 | 25185 | 0 | 0 |  | 0.47693 | 0.46383 | 45521.2424 | 5.0538 | 10.8958 | 19793.6299 | 0 | 0 | 19793.627 | 31.9949 | 23459.6305 | 206.0481 | 2606.3164 | 26235.3034 | 19793.6299 | 1.3254 | 2961.5491 | 0 | 0 | 29196.8555 | 19793.627 | 1.4751
[12 empty] | ElecHt-code to u35-NR | 30 | 5681.7147 | 6210 | 0 | 0 |  | 0.47693 | 0.46383 | 6114.9455 | 0.67888 | 1.4637 | 4880.6211 | 0 | 0 | 4880.6201 | 58.729 | 3151.3718 | 27.6788 | 350.1109 | 3524.2327 | 4880.6211 | 0.72209 | 397.8299 | 0 | 0 | 3922.0635 | 4880.6201 | 0.8036
[12 empty] | ElecHt-code to u45-New | 30 | 1307.9495 | 1835.4 | 0 | 0 |  | 0.47693 | 0.46383 | 1407.6806 | 0.15628 | 0.33694 | 1442.4947 | 0 | 0 | 1442.4949 | 75.4015 | 725.4562 | 6.3717 | 80.5967 | 811.29 | 1442.4947 | 0.56242 | 91.5817 | 0 | 0 | 902.8717 | 1442.4949 | 0.62591
[12 empty] | ElecHt-code to u45-NR | 30 | 1274.0512 | 1835.4 | 0 | 0 |  | 0.47693 | 0.46383 | 1371.1977 | 0.15223 | 0.3282 | 1442.4947 | 0 | 0 | 1442.4949 | 77.4077 | 706.6545 | 6.2066 | 78.5079 | 790.2637 | 1442.4947 | 0.54785 | 89.2082 | 0 | 0 | 879.4719 | 1442.4949 | 0.60969
[12 empty] | GasHt-code to u35-New | 30 | 96.2352 | 1835.4 | -0.88423 | 0 |  | 0.47693 | 0.46383 | 103.5732 | 0.011499 | 0.024791 | 1442.4947 | -12.017 | 0 | 1430.4775 | 1016.2579 | 53.377 | 0.46882 | 5.9301 | 59.6924 | 1442.4947 | 0.041381 | 6.7383 | 0 | 0 | 78.4479 | 1430.4775 | 0.05484
[12 empty] | GasHt-code to u40-New | 30 | 41.999 | 2070 | -0.58484 | 0 |  | 0.47693 | 0.46383 | 45.2014 | 0.0050183 | 0.010819 | 1626.8737 | -7.9482 | 0 | 1618.9254 | 2635.3893 | 23.2948 | 0.2046 | 2.588 | 26.051 | 1626.8737 | 0.016013 | 2.9407 | 0 | 0 | 36.94 | 1618.9254 | 0.022818
[12 empty] | GasHt-code to u40-NR | 30 | 38.1938 | 2070 | -0.29335 | 0 |  | 0.47693 | 0.46383 | 41.1061 | 0.0045636 | 0.009839 | 1626.8737 | -3.9867 | 0 | 1622.8871 | 2905.0412 | 21.1843 | 0.18606 | 2.3535 | 23.6907 | 1626.8737 | 0.014562 | 2.6743 | 0 | 0 | 30.3516 | 1622.8871 | 0.018702
[12 empty] | GasHt-code to u35-NR | 30 | 86.1375 | 6210 | -0.45325 | 0 |  | 0.47693 | 0.46383 | 92.7055 | 0.010292 | 0.02219 | 4880.6211 | -6.1598 | 0 | 4874.4609 | 3868.9345 | 47.7763 | 0.41962 | 5.3078 | 53.429 | 4880.6211 | 0.010947 | 6.0313 | 0 | 0 | 65.6204 | 4874.4609 | 0.013462
Totals for Measures/Categories with Benefits Exceeding Costs
[12 empty] | Totals Basis | Busbar Savings | PV Cost | First Cost | Admin Cost | Program Cost | Program $/KWa | Levelized Cost | PV Benefits | B/C Ratio
[12 empty] | Measures with B/C>1.00 | 46839.7153 | 15067.2867 | 19171.3 | 3834.26 | 18901.5467 | 3534.9819 | 29.6929 | 24139.113 | 1.2771
[12 empty] | Categories with B/C>1.00 | 0 | 0 | 0 | 0 | 0 | 0 | 0 | 35291.8056 | 0
[12 empty] | % of Measures with B/C >1.00 | 48445.4521 | 23945.7695 | 30470.186 | 6094.0372 | 30039.8067 | 5431.856 | 45.6262 | 24966.6385 | 0.83112
[12 empty] | Block 1: x <=10 m/kWh | -300.9224 | 4360.6527 | 5576.9 | 1115.38 | 5476.0327 | -159410.0312 | -1339.0034 | -155.082 | -0.02832
[12 empty] | Block 2: 10< x <=20 m/kWh | 2706.2029 | 501.7373 | 638.4 | 127.68 | 629.4173 | 2037.4287 | 17.1139 | 1394.657 | 2.2158
[12 empty] | Block 3: 20< x <=30 m/kWh | 27498.4294 | 8187.1829 | 10417.2 | 2083.44 | 10270.6229 | 3271.8472 | 27.4827 | 14171.4715 | 1.3798
[12 empty] | Block 4: 30< x <=40 m/kWh | 10927.705 | 3684.5938 | 4688.2 | 937.64 | 4622.2338 | 3705.3313 | 31.1238 | 5631.6548 | 1.2184
[12 empty] | Block 5: 40< x <=50 m/kWh | 10074.1623 | 4984.7567 | 6342.5 | 1268.5 | 6253.2567 | 5437.5269 | 45.6738 | 5191.7767 | 0.83025
[12 empty] | Block 6: 50< x <=60 m/kWh | 4526.9469 | 2698.0953 | 3433 | 686.6 | 3384.6953 | 6549.6528 | 55.0154 | 2332.9877 | 0.68928
[12 empty] | Block 7: 60m/kWh < x | 13036.7297 | 20265.7275 | 25801.2 | 5160.24 | 25425.9675 | 17084.9199 | 143.5089 | 6718.5526 | 0.26424