## Notes
'file:///tmp/in/input.xls'#$Notes
| Tab | Note
| Tally | Link to live tab of HVACMeasureMatrix
| 9March04 | 9 March 2004 version. Except that ECMVAV has been updated. Increase potential to 12 MWa from 5.8 MWa. This set was run with avoided costs of 013103. Most of this work is the same as for the November 03 set except 1) 'achievable conservation' was accounted for, 2) TRC capital costs were generated at the measure bundle level 3)stand-alone and HVAC meaures were combined on the 'tally' page, 4) measure bundles were separated to updated enduse piles.
| 2004-03-16 | Made changes to the CHAR matrix to update with CBSA data. Primarily Heating Fuel, Economizer Fraction, and VAV system data. Measures using these inputs changed values. Also started using avoided costs from 122903.
| 2004-03-25 | Made changes to the CHAR matrix to update with CBSA data. Primarily Package system and Built-up system fractions. Also updated EUI table which drives HVAC Controls.
| 2004-04-12 | More changes to CHAR matrix on windows and Reroof. New Avoided costs on lesser measures.
| 2004-04-16 | Additional measures run on new avoided costs
| 2004-05-13 | Chaged all capital costs to initial capital cost plus program cost.
| 2004-05-14 | Revise LPD Package New for mix of HID measures to reflect some higer cost measures.
| 2004-05-20 | Revise NetworkPCManagement to Retro
| 2004-05-28 | Revised Tally to incorporate B/C ratios for all the measures and updated charts and graphs for chapter 4 of draft plan.
| 2004-08-19 | Revised Stand Alone measures to update to new units drivers
| 2004-01-14 | Revised final plan files (corrections in NR Lighting, Windows and Add Pre-Rinse Spray Valves)
| 2005-01-31 | Revised final charts and tables for PrePub Plan.

## Tally
'file:///tmp/in/input.xls'#$Tally
Tallies up savings from measures by cost bin for Lost Opportunity and for 2025
This section no longer used |  |  | Annual Lost Opportunity | Measures with B/C>1.00 | Measures with B/C>1.00 | Categories with B/C>1.00 | % of Measures with B/C >1.00 | Block 1: x <=10 m/kWh | Block 2: 10< x <=20 m/kWh | Block 3: 20< x <=30 m/kWh | Block 4: 30< x <=40 m/kWh | Block 5: 40< x <=50 m/kWh | Block 6: 50< x <=60 m/kWh | Block 7: 60m/kWh < x | [10 empty] | New and NR |  |  |  |  | Retro
Base Measure Name | VCohort | New/Retro | Measure Index Name | Annual Capital $Million | MWa with TRC BC Ratio >1.0 |  |  | <10 | <20 | <30 | <40 | <50 | <60 | <70 | <80 | <90 | <100 | >100 | [5 empty] | MWa with TRC BC Ratio >1.0 | HVAC | L | ENVL | R | M | HVAC | L | ENVL | R | M
ALL | New | New | Integrated Building Design-New | 22.956 | 8.9492 |  |  | 2.2837 | 2.0351 | 1.7776 | 1.3701 | 1.1795 | 0.73163 | 2.3797 | [9 empty] | Integrated Building Design-New | 3.682 | 4.9873 | 0 | 0 | 0 | 0 | 0 | 0 | 0 | 0
L | New | New | LPD Package-New | 0.50404 | 2.9719 | 0 | 3.0299 | 2.6232 | 0.32619 | 0 | 0.025363 | 0.17336 | 0.03379 | 0.0077806 | [9 empty] | LPD Package-New | 0 | 2.9719 | 0 | 0 | 0 | 0 | 0 | 0 | 0 | 0
L | NR | New | LPD Package-NR | 0.53837 | 2.2683 | 0 | 2.2549 | 2.0971 | 0.063266 | 0 | 0.010659 | 0.17366 | 0.0059942 | 0.026477 | [9 empty] | LPD Package-NR | 0 | 2.2683 | 0 | 0 | 0 | 0 | 0 | 0 | 0 | 0
L | Retro | Retro | LPD Package-Retro | [20 empty] | LPD Package-Retro | 0 | 0 | 0 | 0 | 0 | 0 | 0 | 0 | 0 | 0
L | New | New | Top Day Lighting-New | 5.5376 | 1.6192 | 0 | 1.5004 | -0.016682 | 0.36333 | 0.23725 | 0.57268 | 0.13815 | 0.25604 | 6.7192e-05 | [9 empty] | Top Day Lighting-New | 0 | 1.6192 | 0 | 0 | 0 | 0 | 0 | 0 | 0 | 0
L | New | New | Perimeter Day lighting Controls (Advanced)-New | 0.1966 | 0.027835 | 0 | 0.043858 | 0 | 0 | 0 | 0 | 0 | 0 | 0.19764 | [9 empty] | Perimeter Day lighting Controls (Advanced)-New | 0 | 0.027835 | 0 | 0 | 0 | 0 | 0 | 0 | 0 | 0
L | NR | New | Perimeter Day lighting Controls (Advanced)-NR | 0.10005 | 0.013902 | 0 | 0.015199 | 0 | 0 | 0 | 0 | 0 | 0 | 0.064711 | [9 empty] | Perimeter Day lighting Controls (Advanced)-NR | 0 | 0.013902 | 0 | 0 | 0 | 0 | 0 | 0 | 0 | 0
L | New | New | Lighting Controls: Sweep, Occup, Commission-New | [20 empty] | Lighting Controls: Sweep, Occup, Commission-New | 0 | 0 | 0 | 0 | 0 | 0 | 0 | 0 | 0 | 0
HVAC | New | New | ECM on VAV Boxes-New | 0.79226 | 0.25676 | 0 | 0.25463 | 0 | 0.10609 | 0 | 0.15067 | 0 | 0 | 0 | [9 empty] | ECM on VAV Boxes-New | 0.25676 | 0 | 0 | 0 | 0 | 0 | 0 | 0 | 0 | 0
HVAC | NR | New | ECM on VAV Boxes-NR | 0.51227 | 0.18921 | 0 | 0.1891 | 0 | 0.074583 | 0.11463 | 0 | 0 | 0 | 0 | [9 empty] | ECM on VAV Boxes-NR | 0.18921 | 0 | 0 | 0 | 0 | 0 | 0 | 0 | 0 | 0
HVAC | Retro | Retro | ECM on VAV Boxes-Retro | [20 empty] | ECM on VAV Boxes-Retro | 0 | 0 | 0 | 0 | 0 | 0 | 0 | 0 | 0 | 0
HVAC | New | New | Premium HVAC Equipment-New | 0.80151 | 0.21349 | 0 | 0.25686 | 0 | 0.07013 | 0 | 0 | 0.045275 | 0.098082 | 0.24249 | [9 empty] | Premium HVAC Equipment-New | 0.21349 | 0 | 0 | 0 | 0 | 0 | 0 | 0 | 0 | 0
HVAC | NR | New | Premium HVAC Equipment-NR | 1.1799 | 0.27226 | 0 | 0.29599 | 0 | 0.036946 | 0 | 0 | 0.16016 | 0.03119 | 0.19577 | [9 empty] | Premium HVAC Equipment-NR | 0.27226 | 0 | 0 | 0 | 0 | 0 | 0 | 0 | 0 | 0
ENVL | New | New | Glass-New | 1.1273 | 0.20506 | 0 | 0.20744 | -0.0021131 | 0.01871 | 0.12565 | 0.0090841 | 0.040612 | 0.018735 | 0.048839 | [9 empty] | Glass-New | 0 | 0 | 0.20506 | 0 | 0 | 0 | 0 | 0 | 0 | 0
ENVL | NR | New | Glass-NR | 0.46896 | 0.081423 | 0 | 0.079089 | 0.00020579 | 0.016567 | 0.036158 | 0.01269 | 0.012891 | 0.0044049 | 0.015866 | [9 empty] | Glass-NR | 0 | 0 | 0.081423 | 0 | 0 | 0 | 0 | 0 | 0 | 0
ENVL | Retro | Retro | Glass-Retro | [20 empty] | Glass-Retro | 0 | 0 | 0 | 0 | 0 | 0 | 0 | 0 | 0 | 0
HVAC | Retro | Retro | Package Roof Top Optimization & Repair-Retro | [20 empty] | Package Roof Top Optimization & Repair-Retro | 0 | 0 | 0 | 0 | 0 | 0 | 0 | 0 | 0 | 0
HVAC | New | New | Variable Speed Chiller-New | 0.23113 | 0.044718 | 0 | 0.044604 | 0 | 0.010206 | 0 | 0.034512 | 0 | 0 | 0 | [9 empty] | Variable Speed Chiller-New | 0.044718 | 0 | 0 | 0 | 0 | 0 | 0 | 0 | 0 | 0
HVAC | NR | New | Variable Speed Chiller-NR | 0.6017 | 0.12088 | 0 | 0.1206 | 0 | 0.034204 | 0 | 0.086679 | 0 | 0 | 0 | [9 empty] | Variable Speed Chiller-NR | 0.12088 | 0 | 0 | 0 | 0 | 0 | 0 | 0 | 0 | 0
HVAC | Retro | Retro | Variable Speed Chiller-Retro | [20 empty] | Variable Speed Chiller-Retro | 0 | 0 | 0 | 0 | 0 | 0 | 0 | 0 | 0 | 0
HVAC | New | New | Controls Commission-New | 1.63 | 0.50184 | 0 | 0.6789 | 0 | 0 | 0.14164 | 0.091466 | 0.26873 | 0.7064 | 2.7947 | [9 empty] | Controls Commission-New | 0.50184 | 0 | 0 | 0 | 0 | 0 | 0 | 0 | 0 | 0
HVAC | Retro | Retro | Built-Up HVAC Controls Optimization-Retro | [20 empty] | Built-Up HVAC Controls Optimization-Retro | 0 | 0 | 0 | 0 | 0 | 0 | 0 | 0 | 0 | 0
HVAC | Retro | Retro | Built-Up HVAC Control Retrofit-Retro | [20 empty] | Built-Up HVAC Control Retrofit-Retro | 0 | 0 | 0 | 0 | 0 | 0 | 0 | 0 | 0 | 0
HVAC | New | New | Evaporative Assist Cooling-New | [20 empty] | Evaporative Assist Cooling-New | 0 | 0 | 0 | 0 | 0 | 0 | 0 | 0 | 0 | 0
HVAC | NR | New | Evaporative Assist Cooling-NR | [20 empty] | Evaporative Assist Cooling-NR | 0 | 0 | 0 | 0 | 0 | 0 | 0 | 0 | 0 | 0
HVAC | New | New | Low Pressure Distribution-New | 11.1196 | 2.3961 | 0 | 2.3242 | -0.11333 | 0.92172 | 0.70874 | 0.54385 | 0.085924 | 0 | 0.13587 | [9 empty] | Low Pressure Distribution-New | 2.3961 | 0 | 0 | 0 | 0 | 0 | 0 | 0 | 0 | 0
HVAC | NR | New | Low Pressure Distribution-NR | [20 empty] | Low Pressure Distribution-NR | 0 | 0 | 0 | 0 | 0 | 0 | 0 | 0 | 0 | 0
HVAC | New | New | Air-side heat recovery systems-New | [20 empty] | Air-side heat recovery systems-New | 0 | 0 | 0 | 0 | 0 | 0 | 0 | 0 | 0 | 0
HVAC | Retro | Retro | Air-side heat recovery systems-Retro | [20 empty] | Air-side heat recovery systems-Retro | 0 | 0 | 0 | 0 | 0 | 0 | 0 | 0 | 0 | 0
HVAC | New | New | Demand Control Ventilation-New | [20 empty] | Demand Control Ventilation-New | 0 | 0 | 0 | 0 | 0 | 0 | 0 | 0 | 0 | 0
HVAC | Retro | Retro | Demand Control Ventilation (Parking)-Retro | [20 empty] | Demand Control Ventilation (Parking)-Retro | 0 | 0 | 0 | 0 | 0 | 0 | 0 | 0 | 0 | 0
HVAC | New | New | Efficienct fans, pumps and drives-New | [20 empty] | Efficienct fans, pumps and drives-New | 0 | 0 | 0 | 0 | 0 | 0 | 0 | 0 | 0 | 0
HVAC | NR | New | Efficienct fans, pumps and drives-NR | [20 empty] | Efficienct fans, pumps and drives-NR | 0 | 0 | 0 | 0 | 0 | 0 | 0 | 0 | 0 | 0
HVAC | Retro | Retro | Efficienct fans, pumps and drives-Retro | [20 empty] | Efficienct fans, pumps and drives-Retro | 0 | 0 | 0 | 0 | 0 | 0 | 0 | 0 | 0 | 0
HVAC | Retro | Retro | VSD, ASD-Retro | [20 empty] | VSD, ASD-Retro | 0 | 0 | 0 | 0 | 0 | 0 | 0 | 0 | 0 | 0
ENVL | NR | New | ReRoof-NR | 1.6269 | 0.66177 | 0 | 0.65076 | 0.14591 | 0.29468 | 0.17875 | 0.040716 | 0.008429 | 0.0032001 | 0.0064221 | [9 empty] | ReRoof-NR | 0 | 0 | 0.66177 | 0 | 0 | 0 | 0 | 0 | 0 | 0
R | Retro | Retro | Grocery Refrigeration Bundle-Retro | [20 empty] | Grocery Refrigeration Bundle-Retro | 0 | 0 | 0 | 0 | 0 | 0 | 0 | 0 | 0 | 0
R | New | New | Grocery Refrigeration Heat Recovery-New | [20 empty] | Grocery Refrigeration Heat Recovery-New | 0 | 0 | 0 | 0 | 0 | 0 | 0 | 0 | 0 | 0
W | Retro | Retro | Demand controlled circulating systems-Retro | [20 empty] | Demand controlled circulating systems-Retro | 0 | 0 | 0 | 0 | 0 | 0 | 0 | 0 | 0 | 0
M | Retro | Retro | Plug Load Sensor-Retro | [20 empty] | Plug Load Sensor-Retro | 0 | 0 | 0 | 0 | 0 | 0 | 0 | 0 | 0 | 0
M | New | New | Premium Fume Hood-New |  |  |  |  | <50: 0 | [5 empty] | Premium Fume Hood-New | 0 | 0 | 0 | 0 | 0 | 0 | 0 | 0 | 0 | 0
M | Retro | Retro | Pre-Rinse Spray Wash-Retro
[25 empty] | 7.6772 | 11.8884 | 0.94825 | 0 | 0 | 0 | 0 | 0 | 0 | 0
|  |  | Total from Buildings | 49.9244 | 20.7938 | 0 | 11.9464 | 7.0181 | 4.3717 | 3.3204 | 2.9484 | 2.2867 | 1.8895 | 6.1163
|  |  | Total from Stand Alone | 11.5463
|  |  |  | 61.4706 | [46 empty] | DATA FOR CHARTS APPEARS BELOW CATEGORIZED IN SEVERAL DIFFERENT WAYS. USE AUTO FILTER TO PARSE. NEW AND NR MEASURES COMBINED BY NAME.
|  | 85% | Achievable | 52.25
Technical Potential - Incremental
For Tally ChartNew (COMBINE NEW AND NR, PLOT ONLY NEW)
|  |  | Year 2025 | Measures with B/C>1.00 | Measures with B/C>1.00 | Categories with B/C>1.00 | % of Measures with B/C >1.00 | Block 1: x <=10 m/kWh | Block 2: 10< x <=20 m/kWh | Block 3: 20< x <=30 m/kWh | Block 4: 30< x <=40 m/kWh | Block 5: 40< x <=50 m/kWh | Block 6: 50< x <=60 m/kWh | Block 7: 60m/kWh < x | [5 empty] | Measures with B/C>1.00 | Measures with B/C>1.00 | Measures with B/C>1.00 |  |  | New and NR |  |  |  |  | Retro | [20 empty] | 0 | Year 2025 | Measures with B/C>1.00 | Categories with B/C>1.00 | % of Measures with B/C >1.00 | Block 1: x <=10 m/kWh | Block 2: 10< x <=20 m/kWh | Block 3: 20< x <=30 m/kWh | Block 4: 30< x <=40 m/kWh | Block 5: 40< x <=50 m/kWh | Block 6: 50< x <=60 m/kWh | Block 7: 60m/kWh < x
End Use | VCohort | Flag New/Retro | Measure Index Name | 2025 Capital $Million | MWa with TRC BC Ratio >1.0 |  |  | <1 | <2 | <3 | <4 | <5 | <6 | <7 | <8 | <9 | <10 | >10 |  | Levelized Cost of B/C>1 | Power System B/C Ratio | PV Benefits per kWh | Achievable MWa with TRC BC Ratio >1.0 |  | HVAC | L | ENVL | R | M | HVAC | L | ENVL | R | M | lvl cost | lvl cost light | lvl cost hvac | B/C | B/C Light | B/C HVAC | [10 empty] | Flag New/Retro | Measure Index Name | MWa with TRC BC Ratio >1.0 | Categories with B/C>1.00 | % of Measures with B/C >1.00 | <1 | <2 | <3 | <4 | <5 | <6 | <7 | <8 | <9 | <10 | >10
ALL | New | New | Integrated Building Design-New | 531.1967 | 178.9843 |  |  | 45.6744 | 40.7019 | 35.5513 | 27.4011 | 23.5903 | 14.6326 | 47.5946 | [5 empty] | 22.6518 | 4.7958 |  | 152.1366 | Integrated Building Design-New | 73.6398 | 99.7459 | 5.5985 | 0 | 0 | 0 | 0 | 0 | 0 | 0 | 22.6518 | 16.0873 | 30.9152 | 4.7958 | 7.4431 | 1.4634 | [10 empty] | New | Integrated Building Design-New | 178.9843 | 0 | 0 | 45.6744 | 40.7019 | 35.5513 | 27.4011 | 23.5903 | 14.6326 | 47.5946
L | New | New | LPD Package-New | 12.0969 | 71.3259 | 0 | 72.7178 | 62.9572 | 7.8284 | 0 | 0.6087 | 4.1606 | 0.81096 | 0.18673 |  |  |  |  | 11.43 | 3.3117 | 11.9424 | 0.5375 | 60.627 | LPD Package-New | 0 | 71.3259 | 0 | 0 | 0 | 0 | 0 | 0 | 0 | 0 | 3.3117 |  |  | 11.9424 | [12 empty] | New | LPD Package-New | 71.3259 | 0 | 72.7178 | 62.9572 | 7.8284 | 0 | 0.6087 | 4.1606 | 0.81096 | 0.18673
L | NR | New | LPD Package-NR | 11.3057 | 47.6347 | 0 | 47.3523 | 44.04 | 1.3286 | 0 | 0.22384 | 3.6469 | 0.12588 | 0.55601 |  |  |  |  | 9.3379 | 3.2468 | 12.2164 | 0.53906 | 40.4895 | LPD Package-NR | 0 | 47.6347 | 0 | 0 | 0 | 0 | 0 | 0 | 0 | 0 | 3.2468 |  |  | 12.2164 | [12 empty] | New | LPD Package-NR | 47.6347 | 0 | 47.3523 | 44.04 | 1.3286 | 0 | 0.22384 | 3.6469 | 0.12588 | 0.55601
L | Retro | Retro | LPD Package-Retro | 358.9221 | 134.0236 | 0 | 140.4686 | 45.4763 | 30.651 | 26.9607 | 24.1504 | 23.6778 | 6.1642 | 25.4812 | [5 empty] | 18.3514 | 2.1808 | 0.54389 | 113.92 | LPD Package-Retro | 0 | 0 | 0 | 0 | 0 | 0 | 134.0236 | 0 | 0 | 0 | 18.3514 |  |  | 2.1808 | [12 empty] | Retro | LPD Package-Retro | 134.0236 | 0 | 140.4686 | 45.4763 | 30.651 | 26.9607 | 24.1504 | 23.6778 | 6.1642 | 25.4812
L | New | New | Top Day Lighting-New | 138.4412 | 40.4788 | 0 | 37.5108 | -0.41705 | 9.0832 | 5.9311 | 14.3169 | 3.4537 | 6.4009 | 0.0016798 | [5 empty] | 34.1007 | 1.5712 | 0.72815 | 34.4069 | Top Day Lighting-New | 0 | 40.4788 | 0 | 0 | 0 | 0 | 0 | 0 | 0 | 0 | 34.1007 |  |  | 1.5712 | [12 empty] | New | Top Day Lighting-New | 40.4788 | 0 | 37.5108 | -0.41705 | 9.0832 | 5.9311 | 14.3169 | 3.4537 | 6.4009 | 0.0016798
L | New | New | Perimeter Day lighting Controls (Advanced)-New | 4.9638 | 0.66805 | 0 | 1.0526 | 0 | 0 | 0 | 0 | 0 | 0 | 4.7434 | [5 empty] | 62.4126 | 0.85966 |  | 0.56784 | Perimeter Day lighting Controls (Advanced)-New | 0 | 0.66805 | 0 | 0 | 0 | 0 | 0 | 0 | 0 | 0 | 62.4126 |  |  | 0.85966 | [12 empty] | New | Perimeter Day lighting Controls (Advanced)-New | 0.66805 | 0 | 1.0526 | 0 | 0 | 0 | 0 | 0 | 0 | 4.7434
L | NR | New | Perimeter Day lighting Controls (Advanced)-NR | 2.4899 | 0.33364 | 0 | 0.36478 | 0 | 0 | 0 | 0 | 0 | 0 | 1.5531 | [5 empty] | 62.6841 | 0.85594 |  | 0.2836 | Perimeter Day lighting Controls (Advanced)-NR | 0 | 0.33364 | 0 | 0 | 0 | 0 | 0 | 0 | 0 | 0 | 62.6841 |  |  | 0.85594 | [12 empty] | New | Perimeter Day lighting Controls (Advanced)-NR | 0.33364 | 0 | 0.36478 | 0 | 0 | 0 | 0 | 0 | 0 | 1.5531
L | New | New | Lighting Controls: Sweep, Occup, Commission-New | [20 empty] | Lighting Controls: Sweep, Occup, Commission-New | 0 | 0 | 0 | 0 | 0 | 0 | 0 | 0 | 0 | 0 | 0 | [15 empty] | New | Lighting Controls: Sweep, Occup, Commission-New | 0 | 0 | 0 | 0 | 0 | 0 | 0 | 0 | 0 | 0
HVAC | New | New | ECM on VAV Boxes-New | 19.0143 | 6.1622 | 0 | 6.1111 | 0 | 2.546 | 0 | 3.6161 | 0 | 0 | 0 | [5 empty] | 25.1489 | 1.7798 | 0.60829 | 5.2378 | ECM on VAV Boxes-New | 6.1622 | 0 | 0 | 0 | 0 | 0 | 0 | 0 | 0 | 0 | 25.1489 |  |  | 1.7798 | [12 empty] | New | ECM on VAV Boxes-New | 6.1622 | 0 | 6.1111 | 0 | 2.546 | 0 | 3.6161 | 0 | 0 | 0
HVAC | NR | New | ECM on VAV Boxes-NR | 12.2946 | 4.5411 | 0 | 4.5385 | 0 | 1.79 | 2.7511 | 0 | 0 | 0 | 0 | [5 empty] | 22.1633 | 1.916 | 0.57711 | 3.8599 | ECM on VAV Boxes-NR | 4.5411 | 0 | 0 | 0 | 0 | 0 | 0 | 0 | 0 | 0 | 22.1633 |  |  | 1.916 | [12 empty] | New | ECM on VAV Boxes-NR | 4.5411 | 0 | 4.5385 | 0 | 1.79 | 2.7511 | 0 | 0 | 0 | 0
HVAC | Retro | Retro | ECM on VAV Boxes-Retro | [20 empty] | ECM on VAV Boxes-Retro | 0 | 0 | 0 | 0 | 0 | 0 | 0 | 0 | 0 | 0 | 0 | [15 empty] | Retro | ECM on VAV Boxes-Retro | 0 | 0 | 0 | 0 | 0 | 0 | 0 | 0 | 0 | 0
HVAC | New | New | Premium HVAC Equipment-New | 19.2362 | 5.1237 | 0 | 6.1647 | 0 | 1.6831 | 0 | 0 | 1.0866 | 2.354 | 5.8197 | [5 empty] | 43.5071 | 1.2264 |  | 4.3551 | Premium HVAC Equipment-New | 5.1237 | 0 | 0 | 0 | 0 | 0 | 0 | 0 | 0 | 0 | 43.5071 |  |  | 1.2264 | [12 empty] | New | Premium HVAC Equipment-New | 5.1237 | 0 | 6.1647 | 0 | 1.6831 | 0 | 0 | 1.0866 | 2.354 | 5.8197
HVAC | NR | New | Premium HVAC Equipment-NR | 24.7776 | 5.7175 | 0 | 6.2159 | 0 | 0.77586 | 0 | 0 | 3.3633 | 0.655 | 4.1112 | [5 empty] | 43.2059 | 1.235 |  | 4.8598 | Premium HVAC Equipment-NR | 5.7175 | 0 | 0 | 0 | 0 | 0 | 0 | 0 | 0 | 0 | 43.2059 |  |  | 1.235 | [12 empty] | New | Premium HVAC Equipment-NR | 5.7175 | 0 | 6.2159 | 0 | 0.77586 | 0 | 0 | 3.3633 | 0.655 | 4.1112
ENVL | New | New | Glass-New | 27.056 | 4.9214 | 0 | 4.9785 | -0.050714 | 0.44903 | 3.0155 | 0.21802 | 0.9747 | 0.44964 | 1.1721 | [5 empty] | 30.0096 | 1.3735 |  | 4.1832 | Glass-New | 0 | 0 | 4.9214 | 0 | 0 | 0 | 0 | 0 | 0 | 0 | 30.0096 |  |  | 1.3735 | [12 empty] | New | Glass-New | 4.9214 | 0 | 4.9785 | -0.050714 | 0.44903 | 3.0155 | 0.21802 | 0.9747 | 0.44964 | 1.1721
ENVL | NR | New | Glass-NR | 11.255 | 1.9542 | 0 | 1.8981 | 0.0049389 | 0.3976 | 0.86779 | 0.30456 | 0.30938 | 0.10572 | 0.38078 | [5 empty] | 28.301 | 1.4716 |  | 1.661 | Glass-NR | 0 | 0 | 1.9542 | 0 | 0 | 0 | 0 | 0 | 0 | 0 | 28.301 |  |  | 1.4716 | [12 empty] | New | Glass-NR | 1.9542 | 0 | 1.8981 | 0.0049389 | 0.3976 | 0.86779 | 0.30456 | 0.30938 | 0.10572 | 0.38078
ENVL | Retro | Retro | Glass-Retro | 24.9433 | 4.4984 | 0 | 4.9636 | 0 | 0 | 1.7088 | 0.046226 | 3.5375 | 2.736 | 8.4524 | [5 empty] | 38.2093 | 0.99245 |  | 3.8236 | Glass-Retro | 0 | 0 | 0 | 0 | 0 | 0 | 0 | 4.4984 | 0 | 0 | 38.2093 |  |  | 0.99245 | [12 empty] | Retro | Glass-Retro | 4.4984 | 0 | 4.9636 | 0 | 0 | 1.7088 | 0.046226 | 3.5375 | 2.736 | 8.4524
HVAC | Retro | Retro | Package Roof Top Optimization & Repair-Retro | 157.0482 | 88.5711 | 0 | 80.0773 | 15.1117 | 4.6974 | 17.0038 | 19.9637 | 21.1933 | 10.5625 | 13.9459 | [5 empty] | 32.3467 | 1.424 |  | 75.2854 | Package Roof Top Optimization & Repair-Retro | 0 | 0 | 0 | 0 | 0 | 88.5711 | 0 | 0 | 0 | 0 | 32.3467 |  |  | 1.424 | [12 empty] | Retro | Package Roof Top Optimization & Repair-Retro | 88.5711 | 0 | 80.0773 | 15.1117 | 4.6974 | 17.0038 | 19.9637 | 21.1933 | 10.5625 | 13.9459
HVAC | New | New | Variable Speed Chiller-New | 5.7782 | 1.1179 | 0 | 1.1151 | 0 | 0.25514 | 0 | 0.8628 | 0 | 0 | 0 | [5 empty] | 32.0512 | 1.5337 |  | 0.95025 | Variable Speed Chiller-New | 1.1179 | 0 | 0 | 0 | 0 | 0 | 0 | 0 | 0 | 0 | 32.0512 |  |  | 1.5337 | [12 empty] | New | Variable Speed Chiller-New | 1.1179 | 0 | 1.1151 | 0 | 0.25514 | 0 | 0.8628 | 0 | 0 | 0
HVAC | NR | New | Variable Speed Chiller-NR | 15.0424 | 3.0221 | 0 | 3.015 | 0 | 0.85511 | 0 | 2.167 | 0 | 0 | 0 | [5 empty] | 30.8884 | 1.5915 |  | 2.5688 | Variable Speed Chiller-NR | 3.0221 | 0 | 0 | 0 | 0 | 0 | 0 | 0 | 0 | 0 | 30.8884 |  |  | 1.5915 | [12 empty] | New | Variable Speed Chiller-NR | 3.0221 | 0 | 3.015 | 0 | 0.85511 | 0 | 2.167 | 0 | 0 | 0
HVAC | Retro | Retro | Variable Speed Chiller-Retro | [20 empty] | Variable Speed Chiller-Retro | 0 | 0 | 0 | 0 | 0 | 0 | 0 | 0 | 0 | 0 | 0 | [15 empty] | Retro | Variable Speed Chiller-Retro | 0 | 0 | 0 | 0 | 0 | 0 | 0 | 0 | 0 | 0
HVAC | New | New | Controls Commission-New | 32.6003 | 10.0367 | 0 | 13.5779 | 0 | 0 | 2.8329 | 1.8293 | 5.3745 | 14.1281 | 55.8932 | [5 empty] | 37.4797 | 1.1212 |  | 8.5312 | Controls Commission-New | 10.0367 | 0 | 0 | 0 | 0 | 0 | 0 | 0 | 0 | 0 | 37.4797 |  |  | 1.1212 | [12 empty] | New | Controls Commission-New | 10.0367 | 0 | 13.5779 | 0 | 0 | 2.8329 | 1.8293 | 5.3745 | 14.1281 | 55.8932
HVAC | Retro | Retro | Built-Up HVAC Controls Optimization-Retro | 134.8711 | 45.0317 | 0 | 43.6009 | 0 | 0 | 2.9559 | 39.3024 | 11.2401 | 5.8097 | 20.7963 | [5 empty] | 36.5229 | 1.1697 |  | 38.277 | Built-Up HVAC Controls Optimization-Retro | 0 | 0 | 0 | 0 | 0 | 45.0317 | 0 | 0 | 0 | 0 | 36.5229 |  |  | 1.1697 | [12 empty] | Retro | Built-Up HVAC Controls Optimization-Retro | 45.0317 | 0 | 43.6009 | 0 | 0 | 2.9559 | 39.3024 | 11.2401 | 5.8097 | 20.7963
HVAC | Retro | Retro | Built-Up HVAC Control Retrofit-Retro | [20 empty] | Built-Up HVAC Control Retrofit-Retro | 0 | 0 | 0 | 0 | 0 | 0 | 0 | 0 | 0 | 0 | 0 | [15 empty] | Retro | Built-Up HVAC Control Retrofit-Retro | 0 | 0 | 0 | 0 | 0 | 0 | 0 | 0 | 0 | 0
HVAC | New | New | Evaporative Assist Cooling-New | [20 empty] | Evaporative Assist Cooling-New | 0 | 0 | 0 | 0 | 0 | 0 | 0 | 0 | 0 | 0 | 0 | [15 empty] | New | Evaporative Assist Cooling-New | 0 | 0 | 0 | 0 | 0 | 0 | 0 | 0 | 0 | 0
HVAC | NR | New | Evaporative Assist Cooling-NR | [20 empty] | Evaporative Assist Cooling-NR | 0 | 0 | 0 | 0 | 0 | 0 | 0 | 0 | 0 | 0 | 0 | [15 empty] | New | Evaporative Assist Cooling-NR | 0 | 0 | 0 | 0 | 0 | 0 | 0 | 0 | 0 | 0
HVAC | New | New | Low Pressure Distribution-New | 255.7513 | 55.1102 | 0 | 53.4567 | -2.6067 | 21.1995 | 16.3009 | 12.5085 | 1.9763 | 0 | 3.1251 | [5 empty] | 27.0474 | 1.6382 |  | 46.8437 | Low Pressure Distribution-New | 55.1102 | 0 | 0 | 0 | 0 | 0 | 0 | 0 | 0 | 0 | 27.0474 |  |  | 1.6382 | [12 empty] | New | Low Pressure Distribution-New | 55.1102 | 0 | 53.4567 | -2.6067 | 21.1995 | 16.3009 | 12.5085 | 1.9763 | 0 | 3.1251
HVAC | NR | New | Low Pressure Distribution-NR | [20 empty] | Low Pressure Distribution-NR | 0 | 0 | 0 | 0 | 0 | 0 | 0 | 0 | 0 | 0 | 0 | [15 empty] | New | Low Pressure Distribution-NR | 0 | 0 | 0 | 0 | 0 | 0 | 0 | 0 | 0 | 0
HVAC | New | New | Air-side heat recovery systems-New | [20 empty] | Air-side heat recovery systems-New | 0 | 0 | 0 | 0 | 0 | 0 | 0 | 0 | 0 | 0 | 0 | [15 empty] | New | Air-side heat recovery systems-New | 0 | 0 | 0 | 0 | 0 | 0 | 0 | 0 | 0 | 0
HVAC | Retro | Retro | Air-side heat recovery systems-Retro | [20 empty] | Air-side heat recovery systems-Retro | 0 | 0 | 0 | 0 | 0 | 0 | 0 | 0 | 0 | 0 | 0 | [15 empty] | Retro | Air-side heat recovery systems-Retro | 0 | 0 | 0 | 0 | 0 | 0 | 0 | 0 | 0 | 0
HVAC | New | New | Demand Control Ventilation-New | [20 empty] | Demand Control Ventilation-New | 0 | 0 | 0 | 0 | 0 | 0 | 0 | 0 | 0 | 0 | 0 | [15 empty] | New | Demand Control Ventilation-New | 0 | 0 | 0 | 0 | 0 | 0 | 0 | 0 | 0 | 0
HVAC | Retro | Retro | Demand Control Ventilation (Parking)-Retro | [20 empty] | Demand Control Ventilation (Parking)-Retro | 0 | 0 | 0 | 0 | 0 | 0 | 0 | 0 | 0 | 0 | 0 | [15 empty] | Retro | Demand Control Ventilation (Parking)-Retro | 0 | 0 | 0 | 0 | 0 | 0 | 0 | 0 | 0 | 0
HVAC | New | New | Efficienct fans, pumps and drives-New | [20 empty] | Efficienct fans, pumps and drives-New | 0 | 0 | 0 | 0 | 0 | 0 | 0 | 0 | 0 | 0 | 0 | [15 empty] | New | Efficienct fans, pumps and drives-New | 0 | 0 | 0 | 0 | 0 | 0 | 0 | 0 | 0 | 0
HVAC | NR | New | Efficienct fans, pumps and drives-NR | [20 empty] | Efficienct fans, pumps and drives-NR | 0 | 0 | 0 | 0 | 0 | 0 | 0 | 0 | 0 | 0 | 0 | [15 empty] | New | Efficienct fans, pumps and drives-NR | 0 | 0 | 0 | 0 | 0 | 0 | 0 | 0 | 0 | 0
HVAC | Retro | Retro | Efficienct fans, pumps and drives-Retro | [20 empty] | Efficienct fans, pumps and drives-Retro | 0 | 0 | 0 | 0 | 0 | 0 | 0 | 0 | 0 | 0 | 0 | [15 empty] | Retro | Efficienct fans, pumps and drives-Retro | 0 | 0 | 0 | 0 | 0 | 0 | 0 | 0 | 0 | 0
HVAC | Retro | Retro | VSD, ASD-Retro | 30.1788 | 4 | 0 | 0 | 0 | 0 | 2.5 | 1.5 | 0 | 0 | 0 | [5 empty] | 43.4078 | 1.1 |  | 3.4 | VSD, ASD-Retro | 0 | 0 | 0 | 0 | 0 | 4 | 0 | 0 | 0 | 0 | 43.4078 |  |  | 1.1 | [12 empty] | Retro | VSD, ASD-Retro | 4 | 0 | 0 | 0 | 0 | 2.5 | 1.5 | 0 | 0 | 0
ENVL | NR | New | ReRoof-NR | 34.1656 | 13.8971 | 0 | 13.666 | 3.064 | 6.1883 | 3.7538 | 0.85504 | 0.17701 | 0.067203 | 0.13486 | [5 empty] | 15.2578 | 2.114 |  | 11.8125 | ReRoof-NR | 0 | 0 | 13.8971 | 0 | 0 | 0 | 0 | 0 | 0 | 0 | 15.2578 |  |  | 2.114 | [12 empty] | New | ReRoof-NR | 13.8971 | 0 | 13.666 | 3.064 | 6.1883 | 3.7538 | 0.85504 | 0.17701 | 0.067203 | 0.13486
R | Retro | Retro | Grocery Refrigeration Bundle-Retro | 67.1358 | 40.435 | 0 | 39.5284 | 8.2836 | 14.9762 | 7.7174 | 9.4577 | 2.35 | 2.5272 | 9.4249 | [5 empty] | 19.1638 | 1.8632 |  | 34.3697 | Grocery Refrigeration Bundle-Retro | 0 | 0 | 0 | 0 | 0 | 0 | 0 | 0 | 40.435 | 0 | 19.1638 |  |  | 1.8632 | [12 empty] | Retro | Grocery Refrigeration Bundle-Retro | 40.435 | 0 | 39.5284 | 8.2836 | 14.9762 | 7.7174 | 9.4577 | 2.35 | 2.5272 | 9.4249
R | New | New | Grocery Refrigeration Heat Recovery-New | [20 empty] | Grocery Refrigeration Heat Recovery-New | 0 | 0 | 0 | 0 | 0 | 0 | 0 | 0 | 0 | 0 | 0 | [15 empty] | New | Grocery Refrigeration Heat Recovery-New | 0 | 0 | 0 | 0 | 0 | 0 | 0 | 0 | 0 | 0
W | Retro | Retro | Demand controlled circulating systems-Retro | [20 empty] | Demand controlled circulating systems-Retro | 0 | 0 | 0 | 0 | 0 | 0 | 0 | 0 | 0 | 0 | 0 | [15 empty] | Retro | Demand controlled circulating systems-Retro | 0 | 0 | 0 | 0 | 0 | 0 | 0 | 0 | 0 | 0
M | Retro | Retro | Plug Load Sensor-Retro | 41.8289 | 15.7028 | 0 | 14.8441 | 0 | 0 | 0 | 15.7028 | 0 | 0 | 0 | [5 empty] | 30.8104 | 1.2308 |  | 13.3473 | Plug Load Sensor-Retro | 0 | 0 | 0 | 0 | 0 | 0 | 0 | 0 | 0 | 15.7028 | 30.8104 |  |  | 1.2308 | [12 empty] | Retro | Plug Load Sensor-Retro | 15.7028 | 0 | 14.8441 | 0 | 0 | 0 | 15.7028 | 0 | 0 | 0
M | New | New | Premium Fume Hood-New | 80.1958 | 19.3863 | 0 | 16.9186 | 0 | 0 | 0 | 19.3863 | 0 | 5.8648 | 0 | [5 empty] | 36.8974 | 1.0133 |  | 16.4784 | Premium Fume Hood-New | 0 | 0 | 0 | 0 | 19.3863 | 0 | 0 | 0 | 0 | 0 | 36.8974 |  |  | 1.0133 | [12 empty] | New | Premium Fume Hood-New | 19.3863 | 0 | 16.9186 | 0 | 0 | 0 | 19.3863 | 0 | 5.8648 | 0
M | Retro | Retro | Pre-Rinse Spray Wash-Retro | 2.5577 | 11.522 | 0 | 11.522 | 11.522 | 0 | 0 | 0 | 0 | 0 | 0 | [5 empty] | 5.729 | 6.6191 |  | 9.7937 |  | 0 | 0 | 0 | 0 | 0 | 0 | 0 | 0 | 0 | 11.522 | 5.729 |  |  | 6.6191 | [12 empty] | Retro | Pre-Rinse Spray Wash-Retro | 11.522 | 0 | 11.522 | 11.522 | 0 | 0 | 0 | 0 | 0 | 0
|  |  | Technical |  | 814.2
|  |  | Total Buildings | 2055.1472 | 814.2 | 0 | 625.659 | 233.0597 | 145.4065 | 129.851 | 194.4213 | 110.1119 | 73.3943 | 203.3734 | [8 empty] | 682.2763
|  |  | Total Retro Buildings | 814.9282
|  |  | Total Lost Op Buildings | 1237.6613
|  | 85% | Achievable | 2025 $ | Annual $
|  |  | Total Buildings | 1746.8751
|  |  | Total Retro Buildings | 692.6889
|  |  | Total Lost Op Buildings | 1052.0121
|  |  | Total Stand Alone | 445.8841
|  |  | Total Retro Stand Alone | 214.9589
|  |  | Totasl Lost Op Stand Alone | 230.9252 | [36 empty] | Cost-Effective Technical Potential |  |  |  | 20
|  |  | Total | 2192.7592 | 109.638 | [36 empty] | Lost-Opportunity | Retrofit | Annual Lost-Opportunity | Annual Retro | lvl cost LO | lvl Cost Retro | B/C Lost | B/C Retro
|  |  | Retro | 907.6479 | 45.3824 | [35 empty] | HVAC | 164.4711 | 137.6028 | 7.6772 | 6.8801 | 30.3889 | 34.035 | 1.5129 | 1.3313
|  |  | Lost Op | 1282.9373 | 64.1469 | [35 empty] | Lighting | 260.187 | 134.0236 | 11.8884 | 6.7012 | 13.2154 | 18.3514 | 8.6115 | 2.1808
[41 empty] | Envelope | 26.3712 | 4.4984 | 0.94825 | 0.22492 | 15.7381 | 38.2093 | 1.4794 | 0.99245
[41 empty] | Grocery Refrigeration | 0 | 40.435 | 0 | 2.0217 | 0 | 19.1638 | 0 | 1.8632
|  | Technical | Buildings |  |  |  |  | <1 | <2 | <3 | <4 | <5 | <6 | <7 | <8 | <9 | <10 | >10 | [22 empty] | Equipment | 19.3863 | 27.2247 | 0 | 1.3612 | 36.8974 | 30.8104 | 1.0133 | 1.2308
|  |  | Incremental 2025 Total |  |  | 0 | 625.659 | 233.0597 | 145.4065 | 129.851 | 194.4213 | 110.1119 | 73.3943 | 203.3734 | [9 empty] | MWa | 164.4711 | 260.187 | 26.3712 | 0 | 19.3863 | 137.6028 | 134.0236 | 4.4984 | 40.435 | 27.2247 | [7 empty] | 470.4156 | 343.7844 | 20.5139 | 17.1892
|  |  | Incremental 2025 Lost Opportunity |  |  |  |  | 152.6661 | 95.0819 | 71.0044 | 84.2981 | 48.1133 | 45.5948 | 125.2726 | [9 empty] | lvl cost | 30.3889 | 13.2154 | 15.7381 |  | 36.8974 | 34.035 | 18.3514 | 38.2093 | 19.1638 | 30.8104
|  |  | Incremental 2025 Retrofit |  |  |  |  | 80.3936 | 50.3246 | 58.8466 | 110.1232 | 61.9986 | 27.7995 | 78.1008 | [9 empty] | B/C ratio | 1.5129 | 8.6115 | 1.4794 |  | 1.0133 | 1.3313 | 2.1808 | 0.99245 | 1.8632 | 1.2308 | [6 empty] | Cost-Effective Achievable Potential |  |  | 85%
[24 empty] | 2026-07-31 | - Cost-Effective L, HVAC, & Env Conservation in 2025 (MWa) | [16 empty] | Lost-Opportunity | Retrofit | Annual Lost-Opportunity | Annual Retro | lvl cost LO | lvl Cost Retro | B/C Lost | B/C Retro
|  |  | Cumulative 2025 Total |  | 814.2 |  |  | 233.0597 | 378.4663 | 508.3173 | 702.7386 | 812.8506 | 886.2449 | 1089.6183 | 1089.6183 | 1089.6183 | 1089.6183 | 1089.6183 | [6 empty] | New and NR |  |  |  |  | Retro | [10 empty] | HVAC | 139.8005 | 116.9624 | 6.5257 | 5.8481 | 30.3889 | 34.035 | 1.5129 | 1.3313
|  |  | Cumulative 2025 Lost Opportunity |  |  |  |  | 152.6661 | 247.748 | 318.7525 | 403.0506 | 451.1639 | 496.7587 | 622.0313 | 622.0313 | 622.0313 | 622.0313 | 622.0313 | [6 empty] | HVAC | L | ENVL | R | M | HVAC | L | ENVL | R | M | [6 empty] | Lighting | 221.1589 | 113.92 | 10.1052 | 5.696 | 13.2154 | 18.3514 | 8.6115 | 2.1808
|  |  | Cumulative 2025 Retro |  |  |  |  | 80.3936 | 130.7183 | 189.5648 | 299.688 | 361.6867 | 389.4862 | 467.587 | 467.587 | 467.587 | 467.587 | 467.587 | [5 empty] | Curve to Date Total | 470.4156 |  |  |  |  | 316.5597 | [10 empty] | Envelope | 22.4155 | 3.8236 | 0.80601 | 0.19118 | 15.7381 | 38.2093 | 1.4794 | 0.99245
[24 empty] | Curve to Date -End Use | 164.4711 | 260.187 | 26.3712 | 0 | 19.3863 | 137.6028 | 134.0236 | 4.4984 | 40.435 | 27.2247 | [6 empty] | Grocery Refrigeration | 0 | 34.3697 | 0 | 1.7185 | 0 | 19.1638 | 0 | 1.8632
|  |  | Cost-Effective Amount is 814 MWa | [38 empty] | 383.3749 | 269.0757 | 17.4368 | 13.4538
|  | Technical | Infrastructure and Appliances |  |  |  |  | <1 | <2 | <3 | <4 | <5 | <6 | <7 | <8 | <9 | <10 | >10
|  |  | Incremental 2025 Total | [37 empty] | Cost-Effective Achievable Potential |  |  | 85%
|  |  | Incremental 2025 Lost Opportunity | [38 empty] | Lost-Opportunity | Retrofit | Annual Lost-Opportunity | Annual Retro | lvl cost LO | lvl Cost Retro | B/C Lost | B/C Retro
Incremental 2025 Retrofit
[41 empty] | Equipment | 16.4784 | 23.141 | 0 | 1.1571 | 36.8974 | 30.8104 | 1.0133 | 1.2308
|  |  | Cumulative 2025 Total |  | 470.9106 |  |  | 2.4267 | 305.9334 | 442.5805 | 462.9106 | 474.4462 | 474.4527 | 486.5839 | 486.5839 | 486.5839 | 486.5839 | 486.5839 | [22 empty] | Municipal Sewage Treatment | 10.5197 | 36.5257 | 0.52598 | 1.8263 | 14.2096 | 14.2096 | 2.4108 | 2.4108
|  |  | Cumulative 2025 Lost Opportunity |  |  |  |  | 0 | 254.4425 | 265.7166 | 274.9552 | 276.2915 | 276.2915 | 278.4667 | 278.4667 | 278.4667 | 278.4667 | 278.4667 | [22 empty] | Municipal Water Supply | 0 | 24.65 | 0 | 1.2325 | 0 | 33 | 1.2 | 1.2
|  |  | Cumulative 2025 Retro |  |  |  |  | 2.4267 | 51.4909 | 176.8639 | 187.9554 | 198.1546 | 198.1612 | 208.1172 | 208.1172 | 208.1172 | 208.1172 | 208.1172 | [22 empty] | LED Traffic Lights | 0 | 7.7635 | 0 | 0.38818 | 0 | 19.4026 | 1.8403 | 1.8403
[41 empty] | LED Exit Signs | 0 | 36.1749 | 0 | 1.8087 | 0 | 22.793 | 1.5665 | 1.5665
|  |  | Cost-Effective Amount is 471 MWa | [37 empty] | Network PC Power Management | 0 | 61.448 | 0 | 3.0724 | 0 | 28.0093 | 1.3223 | 1.3223 |  | Technical Potential - Cumulative
[41 empty] | Efficient Power Supplies | 155.6786 | 0 | 7.7839 | 0 | 14.9157 | 14.9157 | 2.6673 | 2.6673
|  | Technical | [38 empty] | Packaged Refrigeration Equipment | 67.5136 | 0 | 3.3757 | 0 | 18.6625 | 18.6625 | 1.9306 | 1.9306 |  |  | Year 2025
|  |  | All Measures | 2025 Capital $Million | MWa with TRC BC Ratio >1.0 |  |  | <1 | <2 | <3 | <4 | <5 | <6 | <7 | <8 | <9 | <10 | >10 | [23 empty] | 250.1903 | 189.7031 | 11.6856 | 9.4852 | [5 empty] | Flag New/Retro | Measure Index Name | MWa with TRC BC Ratio >1.0 | Categories with B/C>1.00 | % of Measures with B/C >1.00 | <1 | <2 | <3 | <4 | <5 | <6 | <7 | <8 | <9 | <10 | >10
|  |  | Incremental 2025 Total | [47 empty] | New | Integrated Building Design-New | 178.9843 |  |  | 45.6744 | 86.3764 | 121.9277 | 149.3288 | 172.9191 | 187.5517 | 235.1463
|  |  | Incremental 2025 Lost Opportunity | [47 empty] | New | LPD Package-New | 71.3259 |  |  | 62.9572 | 70.7856 | 70.7856 | 71.3943 | 75.555 | 76.3659 | 76.5527
|  |  | Incremental 2025 Retrofit | [37 empty] | Cost-Effective Achievable Potential |  |  | 85% | [6 empty] | New | LPD Package-NR | 47.6347 |  |  | 44.04 | 45.3686 | 45.3686 | 45.5924 | 49.2393 | 49.3651 | 49.9211
[42 empty] | Lost-Opportunity | Retrofit | Annual Lost-Opportunity | Annual Retro | lvl cost LO | lvl Cost Retro | B/C Lost | B/C Retro |  | Retro | LPD Package-Retro | 134.0236 |  |  | 45.4763 | 76.1272 | 103.0879 | 127.2384 | 150.9162 | 157.0803 | 182.5615
|  |  | Cumulative 2025 Total |  | 1285.1106 |  |  | 235.4864 | 684.3997 | 950.8978 | 1165.6492 | 1287.2968 | 1360.6976 | 1576.2022 | 1576.2022 | 1576.2022 | 1576.2022 | 1576.2022 | [22 empty] | HVAC | 139.8005 | 116.9624 | 6.5257 | 5.8481 | 30.3889 | 34.035 | 1.5129 | 1.3313 |  | New | Top Day Lighting-New | 40.4788 |  |  | -0.41705 | 8.6662 | 14.5973 | 28.9142 | 32.3679 | 38.7689 | 38.7705
|  | Lost Opportunity | Cumulative 2025 Lost Opportunity |  |  |  |  | 152.6661 | 502.1905 | 584.4691 | 678.0058 | 727.4554 | 773.0502 | 900.498 | 900.498 | 900.498 | 900.498 | 900.498 | [22 empty] | Lighting | 221.1589 | 113.92 | 10.1052 | 5.696 | 13.2154 | 18.3514 | 8.6115 | 2.1808 |  | New | Perimeter Day lighting Controls (Advanced)-New | 0.66805 |  |  | 0 | 0 | 0 | 0 | 0 | 0 | 4.7434
|  | Retrofit | Cumulative 2025 Retro |  |  |  |  | 82.8203 | 182.2091 | 366.4288 | 487.6434 | 559.8413 | 587.6474 | 675.7042 | 675.7042 | 675.7042 | 675.7042 | 675.7042 | [22 empty] | Envelope | 22.4155 | 3.8236 | 0.80601 | 0.19118 | 15.7381 | 38.2093 | 1.4794 | 0.99245 |  | New | Perimeter Day lighting Controls (Advanced)-NR | 0.33364 |  |  | 0 | 0 | 0 | 0 | 0 | 0 | 1.5531
|  |  | Technical Potential is 1576 MWa | [37 empty] | Equipment | 83.992 | 118.9587 | 3.3757 | 5.9479 | 22.24 | 34.196 | 1.7506 | 2.0572 |  | New | Lighting Controls: Sweep, Occup, Commission-New | 0 |  |  | 0 | 0 | 0 | 0 | 0 | 0 | 0
|  |  | Cost-Effective Amount is 1285 MWa | [37 empty] | Infrastructure | 10.5197 | 105.1141 | 0.52598 | 5.2557 | 14.2096 | 21.9536 | 2.4108 | 1.7942 |  | New | ECM on VAV Boxes-New | 6.1622 |  |  | 0 | 2.546 | 2.546 | 6.1622 | 6.1622 | 6.1622 | 6.1622
|  |  | Cost-Effective & Achievable Potential is 1092 MWa | 85% | 1092.344 | [35 empty] | AC/DC Power Supplies | 155.6786 | 0 | 7.7839 | 0 | 14.9157 | 14.9157 | 2.6673 | 2.6673 |  | New | ECM on VAV Boxes-NR | 4.5411 |  |  | 0 | 1.79 | 4.5411 | 4.5411 | 4.5411 | 4.5411 | 4.5411
[41 empty] | Total Cost-Effective Achievable Potential is 1092 MWa | 633.5652 | 458.7788 | 29.1224 | 22.9389 | 18.7248 | 27.449 | 4.3197 | 1.8337 |  | Retro | ECM on VAV Boxes-Retro | 0 |  |  | 0 | 0 | 0 | 0 | 0 | 0 | 0
[51 empty] | New | Premium HVAC Equipment-New | 5.1237 |  |  | 0 | 1.6831 | 1.6831 | 1.6831 | 2.7697 | 5.1237 | 10.9434
[42 empty] | 58% |  |  |  | 22.3889 |  | 3.2756 |  |  | New | Premium HVAC Equipment-NR | 5.7175 |  |  | 0 | 0.77586 | 0.77586 | 0.77586 | 4.1391 | 4.7941 | 8.9054
[42 empty] | Combined Lost-Op Retro | [8 empty] | New | Glass-New | 4.9214 |  |  | -0.050714 | 0.39832 | 3.4138 | 3.6319 | 4.6066 | 5.0562 | 6.2283
[41 empty] | HVAC | 256.7628 | [8 empty] | New | Glass-NR | 1.9542 |  |  | 0.0049389 | 0.40254 | 1.2703 | 1.5749 | 1.8843 | 1.99 | 2.3708
[41 empty] | Lighting | 335.0789 | [8 empty] | Retro | Glass-Retro | 4.4984 |  |  | 0 | 0 | 1.7088 | 1.755 | 5.2925 | 8.0284 | 16.4808
[41 empty] | Envelope | 26.2391 | [8 empty] | Retro | Package Roof Top Optimization & Repair-Retro | 88.5711 |  |  | 15.1117 | 19.8092 | 36.813 | 56.7767 | 77.97 | 88.5325 | 102.4784
[41 empty] | Equipment | 202.9507 | [8 empty] | New | Variable Speed Chiller-New | 1.1179 |  |  | 0 | 0.25514 | 0.25514 | 1.1179 | 1.1179 | 1.1179 | 1.1179
[41 empty] | Infrastructure | 115.6338 | [8 empty] | New | Variable Speed Chiller-NR | 3.0221 |  |  | 0 | 0.85511 | 0.85511 | 3.0221 | 3.0221 | 3.0221 | 3.0221
[41 empty] | AC/DC Power Supplies | 155.6786 | [8 empty] | Retro | Variable Speed Chiller-Retro | 0 |  |  | 0 | 0 | 0 | 0 | 0 | 0 | 0
[41 empty] | Total | 1092.344 | [8 empty] | New | Controls Commission-New | 10.0367 |  |  | 0 | 0 | 2.8329 | 4.6622 | 10.0367 | 24.1648 | 80.058
[51 empty] | Retro | Built-Up HVAC Controls Optimization-Retro | 45.0317 |  |  | 0 | 0 | 2.9559 | 42.2582 | 53.4983 | 59.308 | 80.1043
[42 empty] | Lost | Retro | [7 empty] | Retro | Built-Up HVAC Control Retrofit-Retro | 0 |  |  | 0 | 0 | 0 | 0 | 0 | 0 | 0
[51 empty] | New | Evaporative Assist Cooling-New | 0 |  |  | 0 | 0 | 0 | 0 | 0 | 0 | 0
[51 empty] | New | Evaporative Assist Cooling-NR | 0 |  |  | 0 | 0 | 0 | 0 | 0 | 0 | 0
[51 empty] | New | Low Pressure Distribution-New | 55.1102 |  |  | -2.6067 | 18.5928 | 34.8938 | 47.4022 | 49.3785 | 49.3785 | 52.5036
[51 empty] | New | Low Pressure Distribution-NR | 0 |  |  | 0 | 0 | 0 | 0 | 0 | 0 | 0
[51 empty] | New | Air-side heat recovery systems-New | 0 |  |  | 0 | 0 | 0 | 0 | 0 | 0 | 0
[51 empty] | Retro | Air-side heat recovery systems-Retro | 0 |  |  | 0 | 0 | 0 | 0 | 0 | 0 | 0
[51 empty] | New | Demand Control Ventilation-New | 0 |  |  | 0 | 0 | 0 | 0 | 0 | 0 | 0
[51 empty] | Retro | Demand Control Ventilation (Parking)-Retro | 0 |  |  | 0 | 0 | 0 | 0 | 0 | 0 | 0
[51 empty] | New | Efficienct fans, pumps and drives-New | 0 |  |  | 0 | 0 | 0 | 0 | 0 | 0 | 0
[51 empty] | New | Efficienct fans, pumps and drives-NR | 0 |  |  | 0 | 0 | 0 | 0 | 0 | 0 | 0
[51 empty] | Retro | Efficienct fans, pumps and drives-Retro | 0 |  |  | 0 | 0 | 0 | 0 | 0 | 0 | 0
[51 empty] | Retro | VSD, ASD-Retro | 4 |  |  | 0 | 0 | 2.5 | 4 | 4 | 4 | 4
[51 empty] | New | ReRoof-NR | 13.8971 |  |  | 3.064 | 9.2523 | 13.0061 | 13.8611 | 14.0381 | 14.1053 | 14.2402
[51 empty] | Retro | Grocery Refrigeration Bundle-Retro | 40.435 |  |  | 8.2836 | 23.2599 | 30.9773 | 40.435 | 42.785 | 45.3122 | 54.7371
[51 empty] | New | Grocery Refrigeration Heat Recovery-New | 0 |  |  | 0 | 0 | 0 | 0 | 0 | 0 | 0
[51 empty] | Retro | Demand controlled circulating systems-Retro | 0 |  |  | 0 | 0 | 0 | 0 | 0 | 0 | 0
[51 empty] | Retro | Plug Load Sensor-Retro | 15.7028 |  |  | 0 | 0 | 0 | 15.7028 | 15.7028 | 15.7028 | 15.7028
[51 empty] | New | Premium Fume Hood-New | 19.3863 |  |  | 0 | 0 | 0 | 19.3863 | 19.3863 | 25.2511 | 25.2511
[51 empty] | Retro | Pre-Rinse Spray Wash-Retro | 11.522 |  |  | 11.522 | 11.522 | 11.522 | 11.522 | 11.522 | 11.522 | 11.522
Technical Potential - Cumulative
New and NR
Year 2025
[51 empty] | Flag New/Retro | Measure Index Name | MWa with TRC BC Ratio >1.0 |  |  | <1 | <2 | <3 | <4 | <5 | <6 | <7 | <8 | <9 | <10 | >10
[51 empty] | New | Integrated Building Design | 178.9843 |  |  | 45.6744 | 86.3764 | 121.9277 | 149.3288 | 172.9191 | 187.5517 | 235.1463
[51 empty] | New | LPD Package | 118.9606 |  |  | 106.9972 | 116.1542 | 116.1542 | 116.9867 | 124.7942 | 125.7311 | 126.4738
[51 empty] | New | Top Day Lighting | 40.4788 |  |  | -0.41705 | 8.6662 | 14.5973 | 28.9142 | 32.3679 | 38.7689 | 38.7705
[51 empty] | New | Perimeter Day lighting Controls | 1.0017 |  |  | 0 | 0 | 0 | 0 | 0 | 0 | 6.2965
[51 empty] | New | ECM on VAV Boxes | 10.7032 |  |  | 0 | 4.336 | 7.0871 | 10.7032 | 10.7032 | 10.7032 | 10.7032
[51 empty] | New | Premium HVAC Equipment | 10.8412 |  |  | 0 | 2.459 | 2.459 | 2.459 | 6.9089 | 9.9178 | 19.8488
[51 empty] | New | Glass | 6.8755 |  |  | -0.045775 | 0.80086 | 4.6842 | 5.2068 | 6.4908 | 7.0462 | 8.5991
[51 empty] | New | Variable Speed Chiller | 4.14 |  |  | 0 | 1.1102 | 1.1102 | 4.14 | 4.14 | 4.14 | 4.14
[51 empty] | New | Controls Commission | 10.0367 |  |  | 0 | 0 | 2.8329 | 4.6622 | 10.0367 | 24.1648 | 80.058
[51 empty] | New | Low Pressure Distribution | 55.1102 |  |  | -2.6067 | 18.5928 | 34.8938 | 47.4022 | 49.3785 | 49.3785 | 52.5036
[51 empty] | New | ReRoof | 13.8971 |  |  | 3.064 | 9.2523 | 13.0061 | 13.8611 | 14.0381 | 14.1053 | 14.2402
[51 empty] | New | Premium Fume Hood | 19.3863 |  |  | 0 | 0 | 0 | 19.3863 | 19.3863 | 25.2511 | 25.2511
[52 empty] | Cost-Effective Amount is 470 MWa | 470.4156 |  |  | <7: 622.0313
Technical Potential - Cumulative
RetroFit
[51 empty] | Flag New/Retro | Measure Index Name | MWa with TRC BC Ratio >1.0 |  |  | <1 | <2 | <3 | <4 | <5 | <6 | <7 | <8 | <9 | <10 | >10
[51 empty] | Retro | LPD Package | 134.0236 |  |  | 45.4763 | 76.1272 | 103.0879 | 127.2384 | 150.9162 | 157.0803 | 182.5615
[51 empty] | Retro | Glass | 4.4984 |  |  | 0 | 0 | 1.7088 | 1.755 | 5.2925 | 8.0284 | 16.4808
[51 empty] | Retro | Package Roof Top Optimization | 88.5711 |  |  | 15.1117 | 19.8092 | 36.813 | 56.7767 | 77.97 | 88.5325 | 102.4784
[51 empty] | Retro | Built-Up HVAC Controls Optimization | 45.0317 |  |  | 0 | 0 | 2.9559 | 42.2582 | 53.4983 | 59.308 | 80.1043
[51 empty] | Retro | Variable Drive Power | 4 |  |  | 0 | 0 | 2.5 | 4 | 4 | 4 | 4
[51 empty] | Retro | Grocery Refrigeration Bundle | 40.435 |  |  | 8.2836 | 23.2599 | 30.9773 | 40.435 | 42.785 | 45.3122 | 54.7371
[51 empty] | Retro | Plug Load Sensor | 15.7028 |  |  | 0 | 0 | 0 | 15.7028 | 15.7028 | 15.7028 | 15.7028
[51 empty] | Retro | Pre-Rinse Spray Wash-Retro | 11.522 |  |  | 11.522 | 11.522 | 11.522 | 11.522 | 11.522 | 11.522 | 11.522
[52 empty] | Cost-Effective Amount is 344 MWa | 343.7844 |  |  | <7: 467.587
[51 empty] | Achievable Potential - Incremental |  | 85%
For Tally ChartNew (COMBINE NEW AND NR, PLOT ONLY NEW)
Year 2025
[50 empty] | Figure Flag | Flag New/Retro | Measure Index Name | MWa with TRC BC Ratio >1.0 |  |  | <1 | <2 | <3 | <4 | <5 | <6 | <7 | <8 | <9 | <10 | >10
[51 empty] | New | Integrated Building Design-New | 152.1366 |  |  | 38.8233 | 34.5967 | 30.2186 | 23.2909 | 20.0518 | 12.4377 | 40.4554
[51 empty] | New | LPD Package-New | 60.627 |  |  | 53.5136 | 6.6542 | 0 | 0.5174 | 3.5365 | 0.68932 | 0.15872
[51 empty] | New | LPD Package-NR | 40.4895 |  |  | 37.434 | 1.1293 | 0 | 0.19026 | 3.0998 | 0.107 | 0.47261
[51 empty] | Retro | LPD Package-Retro | 113.92 |  |  | 38.6548 | 26.0533 | 22.9166 | 20.5278 | 20.1261 | 5.2395 | 21.659
[51 empty] | New | Top Day Lighting-New | 34.4069 |  |  | -0.3545 | 7.7207 | 5.0415 | 12.1694 | 2.9357 | 5.4408 | 0.0014278
[51 empty] | New | Perimeter Day lighting Controls (Advanced)-New | 0.56784 |  |  | 0 | 0 | 0 | 0 | 0 | 0 | 4.0319
[51 empty] | New | Perimeter Day lighting Controls (Advanced)-NR | 0.2836 |  |  | 0 | 0 | 0 | 0 | 0 | 0 | 1.3201
[51 empty] | New | Lighting Controls: Sweep, Occup, Commission-New | 0 |  |  | 0 | 0 | 0 | 0 | 0 | 0 | 0
[51 empty] | New | ECM on VAV Boxes-New | 5.2378 |  |  | 0 | 2.1641 | 0 | 3.0737 | 0 | 0 | 0
[51 empty] | New | ECM on VAV Boxes-NR | 3.8599 |  |  | 0 | 1.5215 | 2.3384 | 0 | 0 | 0 | 0
[51 empty] | Retro | ECM on VAV Boxes-Retro | 0 |  |  | 0 | 0 | 0 | 0 | 0 | 0 | 0
[51 empty] | New | Premium HVAC Equipment-New | 4.3551 |  |  | 0 | 1.4307 | 0 | 0 | 0.9236 | 2.0009 | 4.9468
[51 empty] | New | Premium HVAC Equipment-NR | 4.8598 |  |  | 0 | 0.65948 | 0 | 0 | 2.8588 | 0.55675 | 3.4945
[51 empty] | New | Glass-New | 4.1832 |  |  | -0.043107 | 0.38168 | 2.5632 | 0.18532 | 0.82849 | 0.3822 | 0.99632
[51 empty] | New | Glass-NR | 1.661 |  |  | 0.004198 | 0.33796 | 0.73762 | 0.25888 | 0.26298 | 0.089861 | 0.32366
[51 empty] | Retro | Glass-Retro | 3.8236 |  |  | 0 | 0 | 1.4525 | 0.039292 | 3.0069 | 2.3256 | 7.1845
[51 empty] | Retro | Package Roof Top Optimization & Repair-Retro | 75.2854 |  |  | 12.845 | 3.9928 | 14.4532 | 16.9692 | 18.0143 | 8.9781 | 11.854
[51 empty] | New | Variable Speed Chiller-New | 0.95025 |  |  | 0 | 0.21687 | 0 | 0.73338 | 0 | 0 | 0
[51 empty] | New | Variable Speed Chiller-NR | 2.5688 |  |  | 0 | 0.72684 | 0 | 1.8419 | 0 | 0 | 0
[51 empty] | Retro | Variable Speed Chiller-Retro | 0 |  |  | 0 | 0 | 0 | 0 | 0 | 0 | 0
[51 empty] | New | Controls Commission-New | 8.5312 |  |  | 0 | 0 | 2.4079 | 1.5549 | 4.5684 | 12.0089 | 47.5093
[51 empty] | Retro | Built-Up HVAC Controls Optimization-Retro | 38.277 |  |  | 0 | 0 | 2.5125 | 33.407 | 9.5541 | 4.9382 | 17.6769
[51 empty] | Retro | Built-Up HVAC Control Retrofit-Retro | 0 |  |  | 0 | 0 | 0 | 0 | 0 | 0 | 0
[51 empty] | New | Evaporative Assist Cooling-New | 0 |  |  | 0 | 0 | 0 | 0 | 0 | 0 | 0
[51 empty] | New | Evaporative Assist Cooling-NR | 0 |  |  | 0 | 0 | 0 | 0 | 0 | 0 | 0
[51 empty] | New | Low Pressure Distribution-New | 46.8437 |  |  | -2.2157 | 18.0196 | 13.8558 | 10.6322 | 1.6798 | 0 | 2.6563
[51 empty] | New | Low Pressure Distribution-NR | 0 |  |  | 0 | 0 | 0 | 0 | 0 | 0 | 0
[51 empty] | New | Air-side heat recovery systems-New | 0 |  |  | 0 | 0 | 0 | 0 | 0 | 0 | 0
[51 empty] | Retro | Air-side heat recovery systems-Retro | 0 |  |  | 0 | 0 | 0 | 0 | 0 | 0 | 0
[51 empty] | New | Demand Control Ventilation-New | 0 |  |  | 0 | 0 | 0 | 0 | 0 | 0 | 0
[51 empty] | Retro | Demand Control Ventilation (Parking)-Retro | 0 |  |  | 0 | 0 | 0 | 0 | 0 | 0 | 0
[51 empty] | New | Efficienct fans, pumps and drives-New | 0 |  |  | 0 | 0 | 0 | 0 | 0 | 0 | 0
[51 empty] | New | Efficienct fans, pumps and drives-NR | 0 |  |  | 0 | 0 | 0 | 0 | 0 | 0 | 0
[51 empty] | Retro | Efficienct fans, pumps and drives-Retro | 0 |  |  | 0 | 0 | 0 | 0 | 0 | 0 | 0
[51 empty] | Retro | VSD, ASD-Retro | 3.4 |  |  | 0 | 0 | 2.125 | 1.275 | 0 | 0 | 0
[51 empty] | New | ReRoof-NR | 11.8125 |  |  | 2.6044 | 5.2601 | 3.1907 | 0.72678 | 0.15046 | 0.057123 | 0.11463
[51 empty] | Retro | Grocery Refrigeration Bundle-Retro | 34.3697 |  |  | 7.0411 | 12.7298 | 6.5598 | 8.039 | 1.9975 | 2.1481 | 8.0112
[51 empty] | New | Grocery Refrigeration Heat Recovery-New | 0 |  |  | 0 | 0 | 0 | 0 | 0 | 0 | 0
[51 empty] | Retro | Demand controlled circulating systems-Retro | 0 |  |  | 0 | 0 | 0 | 0 | 0 | 0 | 0
[51 empty] | Retro | Plug Load Sensor-Retro | 13.3473 |  |  | 0 | 0 | 0 | 13.3473 | 0 | 0 | 0
[51 empty] | New | Premium Fume Hood-New | 16.4784 |  |  | 0 | 0 | 0 | 16.4784 | 0 | 4.9851 | 0
[51 empty] | Retro | Pre-Rinse Spray Wash-Retro | 9.7937 |  |  | 9.7937 | 0 | 0 | 0 | 0 | 0 | 0
[51 empty] | Achievable Potential - Cumulative |  | 85% | Use Auto Filter
[51 empty] | For Tally ChartNew (COMBINE NEW AND NR, PLOT ONLY NEW) |  | 0
[51 empty] | 0 | Year 2025 | 0
[51 empty] | Flag New/Retro | Measure Index Name | MWa with TRC BC Ratio >1.0 |  |  | <1 | <2 | <3 | <4 | <5 | <6 | <7 | <8 | <9 | <10 | >10
[51 empty] | New | Integrated Building Design-New | 152.1366 |  |  | 38.8233 | 73.4199 | 103.6386 | 126.9295 | 146.9812 | 159.419 | 199.8744
[51 empty] | New | LPD Package-New | 60.627 |  |  | 53.5136 | 60.1678 | 60.1678 | 60.6852 | 64.2217 | 64.9111 | 65.0698
[51 empty] | New | LPD Package-NR | 40.4895 |  |  | 37.434 | 38.5633 | 38.5633 | 38.7535 | 41.8534 | 41.9604 | 42.433
[51 empty] | Retro | LPD Package-Retro | 113.92 |  |  | 38.6548 | 64.7081 | 87.6248 | 108.1526 | 128.2787 | 133.5183 | 155.1773
[51 empty] | New | Top Day Lighting-New | 34.4069 |  |  | -0.3545 | 7.3662 | 12.4077 | 24.5771 | 27.5127 | 32.9535 | 32.955
[51 empty] | New | Perimeter Day lighting Controls (Advanced)-New | 0.56784 |  |  | 0 | 0 | 0 | 0 | 0 | 0 | 4.0319
[51 empty] | New | Perimeter Day lighting Controls (Advanced)-NR | 0.2836 |  |  | 0 | 0 | 0 | 0 | 0 | 0 | 1.3201
[51 empty] | New | Lighting Controls: Sweep, Occup, Commission-New | 0 |  |  | 0 | 0 | 0 | 0 | 0 | 0 | 0
[51 empty] | New | ECM on VAV Boxes-New | 5.2378 |  |  | 0 | 2.1641 | 2.1641 | 5.2378 | 5.2378 | 5.2378 | 5.2378
[51 empty] | New | ECM on VAV Boxes-NR | 3.8599 |  |  | 0 | 1.5215 | 3.8599 | 3.8599 | 3.8599 | 3.8599 | 3.8599
[51 empty] | Retro | ECM on VAV Boxes-Retro | 0 |  |  | 0 | 0 | 0 | 0 | 0 | 0 | 0
[51 empty] | New | Premium HVAC Equipment-New | 4.3551 |  |  | 0 | 1.4307 | 1.4307 | 1.4307 | 2.3543 | 4.3551 | 9.3019
[51 empty] | New | Premium HVAC Equipment-NR | 4.8598 |  |  | 0 | 0.65948 | 0.65948 | 0.65948 | 3.5183 | 4.075 | 7.5696
[51 empty] | New | Glass-New | 4.1832 |  |  | -0.043107 | 0.33857 | 2.9018 | 3.0871 | 3.9156 | 4.2978 | 5.2941
[51 empty] | New | Glass-NR | 1.661 |  |  | 0.004198 | 0.34216 | 1.0798 | 1.3387 | 1.6016 | 1.6915 | 2.0152
[51 empty] | Retro | Glass-Retro | 3.8236 |  |  | 0 | 0 | 1.4525 | 1.4918 | 4.4986 | 6.8242 | 14.0087
[51 empty] | Retro | Package Roof Top Optimization & Repair-Retro | 75.2854 |  |  | 12.845 | 16.8378 | 31.291 | 48.2602 | 66.2745 | 75.2526 | 87.1067
[51 empty] | New | Variable Speed Chiller-New | 0.95025 |  |  | 0 | 0.21687 | 0.21687 | 0.95025 | 0.95025 | 0.95025 | 0.95025
[51 empty] | New | Variable Speed Chiller-NR | 2.5688 |  |  | 0 | 0.72684 | 0.72684 | 2.5688 | 2.5688 | 2.5688 | 2.5688
[51 empty] | Retro | Variable Speed Chiller-Retro | 0 |  |  | 0 | 0 | 0 | 0 | 0 | 0 | 0
[51 empty] | New | Controls Commission-New | 8.5312 |  |  | 0 | 0 | 2.4079 | 3.9629 | 8.5312 | 20.5401 | 68.0493
[51 empty] | Retro | Built-Up HVAC Controls Optimization-Retro | 38.277 |  |  | 0 | 0 | 2.5125 | 35.9195 | 45.4736 | 50.4118 | 68.0887
[51 empty] | Retro | Built-Up HVAC Control Retrofit-Retro | 0 |  |  | 0 | 0 | 0 | 0 | 0 | 0 | 0
[51 empty] | New | Evaporative Assist Cooling-New | 0 |  |  | 0 | 0 | 0 | 0 | 0 | 0 | 0
[51 empty] | New | Evaporative Assist Cooling-NR | 0 |  |  | 0 | 0 | 0 | 0 | 0 | 0 | 0
[51 empty] | New | Low Pressure Distribution-New | 46.8437 |  |  | -2.2157 | 15.8039 | 29.6597 | 40.2919 | 41.9717 | 41.9717 | 44.6281
[51 empty] | New | Low Pressure Distribution-NR | 0 |  |  | 0 | 0 | 0 | 0 | 0 | 0 | 0
[51 empty] | New | Air-side heat recovery systems-New | 0 |  |  | 0 | 0 | 0 | 0 | 0 | 0 | 0
[51 empty] | Retro | Air-side heat recovery systems-Retro | 0 |  |  | 0 | 0 | 0 | 0 | 0 | 0 | 0
[51 empty] | New | Demand Control Ventilation-New | 0 |  |  | 0 | 0 | 0 | 0 | 0 | 0 | 0
[51 empty] | Retro | Demand Control Ventilation (Parking)-Retro | 0 |  |  | 0 | 0 | 0 | 0 | 0 | 0 | 0
[51 empty] | New | Efficienct fans, pumps and drives-New | 0 |  |  | 0 | 0 | 0 | 0 | 0 | 0 | 0
[51 empty] | New | Efficienct fans, pumps and drives-NR | 0 |  |  | 0 | 0 | 0 | 0 | 0 | 0 | 0
[51 empty] | Retro | Efficienct fans, pumps and drives-Retro | 0 |  |  | 0 | 0 | 0 | 0 | 0 | 0 | 0
[51 empty] | Retro | VSD, ASD-Retro | 3.4 |  |  | 0 | 0 | 2.125 | 3.4 | 3.4 | 3.4 | 3.4
[51 empty] | New | ReRoof-NR | 11.8125 |  |  | 2.6044 | 7.8645 | 11.0552 | 11.782 | 11.9324 | 11.9895 | 12.1042
[50 empty] | Equip | Retro | Grocery Refrigeration Bundle-Retro | 34.3697 |  |  | 7.0411 | 19.7709 | 26.3307 | 34.3697 | 36.3672 | 38.5153 | 46.5265
[51 empty] | New | Grocery Refrigeration Heat Recovery-New | 0 |  |  | 0 | 0 | 0 | 0 | 0 | 0 | 0
[51 empty] | Retro | Demand controlled circulating systems-Retro | 0 |  |  | 0 | 0 | 0 | 0 | 0 | 0 | 0
[50 empty] | Equip | Retro | Plug Load Sensor-Retro | 13.3473 |  |  | 0 | 0 | 0 | 13.3473 | 13.3473 | 13.3473 | 13.3473
[50 empty] | Equip | New | Premium Fume Hood-New | 16.4784 |  |  | 0 | 0 | 0 | 16.4784 | 16.4784 | 21.4635 | 21.4635
[50 empty] | Equip | Retro | Pre-Rinse Spray Wash-Retro | 9.7937 |  |  | 9.7937 | 9.7937 | 9.7937 | 9.7937 | 9.7937 | 9.7937 | 9.7937
[51 empty] | Achievable Potential - Cumulative |  | 85%
[51 empty] | For Achievable, Combine Measure Names |  | 0
[51 empty] | 0 | Year 2025 | 0
[50 empty] | New Building | Flag New/Retro | Measure Index Name | MWa with TRC BC Ratio >1.0 |  |  | <1 | <2 | <3 | <4 | <5 | <6 | <7 | <8 | <9 | <10 | >10
[51 empty] | New | Integrated Building Design | 152.1366 |  |  | 38.8233 | 73.4199 | 103.6386 | 126.9295 | 146.9812 | 159.419 | 199.8744 | 199.8744 | 199.8744 | 199.8744 | 199.8744
[51 empty] | New | Lighting Measures | 101.1165 |  |  | 90.9476 | 98.7311 | 98.7311 | 99.4387 | 106.0751 | 106.8714 | 107.5027 | 107.5027 | 107.5027 | 107.5027 | 107.5027
[51 empty] | New | Top Day Lighting | 34.4069 |  |  | -0.3545 | 7.3662 | 12.4077 | 24.5771 | 27.5127 | 32.9535 | 32.955 | 32.955 | 32.955 | 32.955 | 32.955
[51 empty] | New | Perimeter Day lighting Controls | 0.85144 |  |  | 0 | 0 | 0 | 0 | 0 | 0 | 5.352 | 5.352 | 5.352 | 5.352 | 5.352
[51 empty] | New | ECM on VAV Boxes | 9.0977 |  |  | 0 | 3.6856 | 6.024 | 9.0977 | 9.0977 | 9.0977 | 9.0977 | 9.0977 | 9.0977 | 9.0977 | 9.0977
[51 empty] | New | Premium HVAC Equipment | 9.215 |  |  | 0 | 2.0901 | 2.0901 | 2.0901 | 5.8725 | 8.4302 | 16.8715 | 16.8715 | 16.8715 | 16.8715 | 16.8715
[51 empty] | New | Glass | 5.8442 |  |  | -0.038909 | 0.68073 | 3.9815 | 4.4257 | 5.5172 | 5.9893 | 7.3093 | 7.3093 | 7.3093 | 7.3093 | 7.3093
[51 empty] | New | Variable Speed Chiller | 3.519 |  |  | 0 | 0.94371 | 0.94371 | 3.519 | 3.519 | 3.519 | 3.519 | 3.519 | 3.519 | 3.519 | 3.519
[51 empty] | New | Controls Commission | 8.5312 |  |  | 0 | 0 | 2.4079 | 3.9629 | 8.5312 | 20.5401 | 68.0493 | 68.0493 | 68.0493 | 68.0493 | 68.0493
[51 empty] | New | Low Pressure Distribution | 46.8437 |  |  | -2.2157 | 15.8039 | 29.6597 | 40.2919 | 41.9717 | 41.9717 | 44.6281 | 44.6281 | 44.6281 | 44.6281 | 44.6281
[51 empty] | New | ReRoof | 11.8125 |  |  | 2.6044 | 7.8645 | 11.0552 | 11.782 | 11.9324 | 11.9895 | 12.1042 | 12.1042 | 12.1042 | 12.1042 | 12.1042
[52 empty] | Cost-Effective Amount is 383 MWa | 383.3749 |  |  | 129.7662 | 210.5858 | 270.9396 | 326.1146 | 367.0109 | 400.7814 | 507.2632 | 507.2632 | 507.2632 | 507.2632 | 507.2632
[51 empty] | Achievable Potential - Cumulative |  | 85%
[51 empty] | For Achievable, Combine Measure Names |  | 0
[50 empty] | Retro Building | Flag New/Retro | Measure Index Name | MWa with TRC BC Ratio >1.0 |  |  | <1 | <2 | <3 | <4 | <5 | <6 | <7 | <8 | <9 | <10 | >10
[51 empty] | Retro | Lighting Measures | 113.92 |  |  | 38.6548 | 64.7081 | 87.6248 | 108.1526 | 128.2787 | 133.5183 | 155.1773 | 155.1773 | 155.1773 | 155.1773 | 155.1773
[51 empty] | Retro | Glass | 3.8236 |  |  | 0 | 0 | 1.4525 | 1.4918 | 4.4986 | 6.8242 | 14.0087 | 14.0087 | 14.0087 | 14.0087 | 14.0087
[51 empty] | Retro | Grocery Refrigeration | 34.3697 |  |  | 7.0411 | 19.7709 | 26.3307 | 34.3697 | 36.3672 | 38.5153 | 46.5265 | 46.5265 | 46.5265 | 46.5265 | 46.5265
[51 empty] | Retro | Package Roof Top Optimization | 75.2854 |  |  | 12.845 | 16.8378 | 31.291 | 48.2602 | 66.2745 | 75.2526 | 87.1067 | 87.1067 | 87.1067 | 87.1067 | 87.1067
[51 empty] | Retro | Built-Up HVAC Controls Optimization | 38.277 |  |  | 0 | 0 | 2.5125 | 35.9195 | 45.4736 | 50.4118 | 68.0887 | 68.0887 | 68.0887 | 68.0887 | 68.0887
[51 empty] | Retro | Variable Drive Power | 3.4 |  |  | 0 | 0 | 2.125 | 3.4 | 3.4 | 3.4 | 3.4 | 3.4 | 3.4 | 3.4 | 3.4
[52 empty] | Cost-Effective Amount is 269 MWa | 269.0757 |  |  | 58.5409 | 101.3168 | 151.3364 | 231.5938 | 284.2926 | 307.9222 | 374.3079 | 374.3079 | 374.3079 | 374.3079 | 374.3079
Equip & Infrastructure
[51 empty] | Flag New/Retro | Measure Index Name | MWa with TRC BC Ratio >1.0 |  |  | <1 | <2 | <3 | <4 | <5 | <6 | <7 | <8 | <9 | <10 | >10
[50 empty] | These from above | Retro | Plug Load Sensor | 13.3473 |  |  | 0 | 0 | 0 | 13.3473 | 13.3473 | 13.3473 | 13.3473 | 13.3473 | 13.3473 | 13.3473 | 13.3473
[51 empty] | New | Premium Fume Hood | 16.4784 |  |  | 0 | 0 | 0 | 16.4784 | 16.4784 | 21.4635 | 21.4635 | 21.4635 | 21.4635 | 21.4635 | 21.4635
[51 empty] | Retro | Pre-Rinse Spray Wash | 9.7937 |  |  | 9.7937 | 9.7937 | 9.7937 | 9.7937 | 9.7937 | 9.7937 | 9.7937 | 9.7937 | 9.7937 | 9.7937 | 9.7937
[50 empty] | These from Sum Stand Alone | Retro | Municipal Sewage Treatment | 47.0454 |  |  | 0 | 47.0454 | 47.0454 | 47.0454 | 47.0454 | 47.0454 | 55.3139 | 55.3139 | 55.3139 | 55.3139 | 55.3139
[51 empty] | Retro | Municipal Water Supply | 24.65 |  |  | 0 | 3.4 | 10.2 | 17.85 | 24.65 | 24.65 | 24.65 | 24.65 | 24.65 | 24.65 | 24.65
[51 empty] | Retro | LED Traffic Lights | 7.7635 |  |  | 2.0627 | 3.8415 | 5.9858 | 7.7635 | 8.6942 | 8.6942 | 8.6942 | 8.6942 | 8.6942 | 8.6942 | 8.6942
[51 empty] | Retro | LED Exit Signs | 36.1749 |  |  | 0 | 0 | 36.1749 | 36.1749 | 37.1136 | 37.1192 | 39.1622 | 39.1622 | 39.1622 | 39.1622 | 39.1622
[51 empty] | Retro | Network PC Power Management | 61.448 |  |  | 0 | 0 | 61.448 | 61.448 | 61.448 | 61.448 | 61.448 | 61.448 | 61.448 | 61.448 | 61.448
[51 empty] | New | Efficient Power Supplies | 155.6786 |  |  | 0 | 155.6786 | 155.6786 | 155.6786 | 155.6786 | 155.6786 | 155.6786 | 155.6786 | 155.6786 | 155.6786 | 155.6786
[51 empty] | New | Packaged Refrigeration Equipment | 67.5136 |  |  | 0 | 50.0778 | 59.6608 | 67.5136 | 68.6495 | 68.6495 | 68.6495 | 68.6495 | 68.6495 | 68.6495 | 68.6495
[52 empty] | Cost-Effective Amount is 440 MWa | 439.8935 |  |  | 11.8564 | 269.8371 | 385.9872 | 433.0935 | 442.8987 | 447.8893 | 458.2008 | 458.2008 | 458.2008 | 458.2008 | 458.2008
[53 empty] | Retrofit | New
[51 empty] | Retro | Plug Load Sensor | 13.3473
[51 empty] | Retro | Pre-Rinse Spray Wash | 9.7937
[51 empty] | Retro | Municipal Sewage Treatment | 36.5257 | 10.5197
[51 empty] | Retro | Municipal Water Supply | 24.65
[51 empty] | Retro | LED Traffic Lights | 7.7635
[51 empty] | Retro | LED Exit Signs | 36.1749
[51 empty] | Retro | Network PC Power Management | 61.448
[51 empty] | New | Premium Fume Hood |  | 16.4784
[51 empty] | New | Efficient Power Supplies |  | 155.6786
[51 empty] | New | Packaged Refrigeration Equipment |  | 67.5136
[53 empty] | 189.7031 | 250.1903
439.8935
Note on A3: Charlie Grist: Originall created to estimate annual rates. No loger used as of 10-2004. Section below, 2025 Analysis is used to tally conservation potential. Annual rates are now calculated on the Bundles tab
Note on AA126: Charlie Grist: 5 Nov 2003, Subject to Revision
Note on AA127: Charlie Grist: 5 Nov 2003, Subject to Revision
From Stand Alone
Combined buildings and stand alone
For Figure 3-13.Buildings and Infrastructure Combined Categories. Grocery is in Equipment for this table. For the detailed discussion in Chap 3, Grocery is in the retrofit buildings section.
Figure 3-17: Achievable Conservation Potential in Commercial Infrastructure and Equipment
Figure 3-18: Achievable and Cost-Effective Potential in Infrastructure and Equipment
Beware the overlap between these two (Grocery refrig in two places depending on table)

## 31Jan2005
Q:\CG\Main\Plan 5\Commercial\Assessment\FinalPlan\[Tally Log.xls]Sheet1 |  |  |  |  | Enter Date
Tallies up savings from measures by cost bin for Lost Opportunity and for 2025
This section no longer used |  |  | Annual Lost Opportunity | Measures with B/C>1.00 | Measures with B/C>1.00 | Categories with B/C>1.00 | % of Measures with B/C >1.00 | Block 1: x <=10 m/kWh | Block 2: 10< x <=20 m/kWh | Block 3: 20< x <=30 m/kWh | Block 4: 30< x <=40 m/kWh | Block 5: 40< x <=50 m/kWh | Block 6: 50< x <=60 m/kWh | Block 7: 60m/kWh < x | [10 empty] | New and NR |  |  |  |  | Retro
Base Measure Name | VCohort | New/Retro | Measure Index Name | Annual Capital $Million | MWa with TRC BC Ratio >1.0 |  |  | <10 | <20 | <30 | <40 | <50 | <60 | <70 | <80 | <90 | <100 | >100 | [5 empty] | MWa with TRC BC Ratio >1.0 | HVAC | L | ENVL | R | M | HVAC | L | ENVL | R | M
ALL | New | New | Integrated Building Design-New | 22.956 | 8.9492 |  |  | 2.2837 | 2.0351 | 1.7776 | 1.3701 | 1.1795 | 0.73163 | 2.3797 | [9 empty] | Integrated Building Design-New | 3.682 | 4.9873 | 0 | 0 | 0 | 0 | 0 | 0 | 0 | 0
L | New | New | LPD Package-New | 0.50404 | 2.9719 | 0 | 3.0299 | 2.6232 | 0.32619 | 0 | 0.025363 | 0.17336 | 0.03379 | 0.0077806 | [9 empty] | LPD Package-New | 0 | 2.9719 | 0 | 0 | 0 | 0 | 0 | 0 | 0 | 0
L | NR | New | LPD Package-NR | 0.53837 | 2.2683 | 0 | 2.2549 | 2.0971 | 0.063266 | 0 | 0.010659 | 0.17366 | 0.0059942 | 0.026477 | [9 empty] | LPD Package-NR | 0 | 2.2683 | 0 | 0 | 0 | 0 | 0 | 0 | 0 | 0
L | Retro | Retro | LPD Package-Retro | [20 empty] | LPD Package-Retro | 0 | 0 | 0 | 0 | 0 | 0 | 0 | 0 | 0 | 0
L | New | New | Top Day Lighting-New | 5.5376 | 1.6192 | 0 | 1.5004 | -0.016682 | 0.36333 | 0.23725 | 0.57268 | 0.13815 | 0.25604 | 6.7192e-05 | [9 empty] | Top Day Lighting-New | 0 | 1.6192 | 0 | 0 | 0 | 0 | 0 | 0 | 0 | 0
L | New | New | Perimeter Day lighting Controls (Advanced)-New | 0.1966 | 0.027835 | 0 | 0.043858 | 0 | 0 | 0 | 0 | 0 | 0 | 0.19764 | [9 empty] | Perimeter Day lighting Controls (Advanced)-New | 0 | 0.027835 | 0 | 0 | 0 | 0 | 0 | 0 | 0 | 0
L | NR | New | Perimeter Day lighting Controls (Advanced)-NR | 0.10005 | 0.013902 | 0 | 0.015199 | 0 | 0 | 0 | 0 | 0 | 0 | 0.064711 | [9 empty] | Perimeter Day lighting Controls (Advanced)-NR | 0 | 0.013902 | 0 | 0 | 0 | 0 | 0 | 0 | 0 | 0
L | New | New | Lighting Controls: Sweep, Occup, Commission-New | [20 empty] | Lighting Controls: Sweep, Occup, Commission-New | 0 | 0 | 0 | 0 | 0 | 0 | 0 | 0 | 0 | 0
HVAC | New | New | ECM on VAV Boxes-New | 0.79226 | 0.25676 | 0 | 0.25463 | 0 | 0.10609 | 0 | 0.15067 | 0 | 0 | 0 | [9 empty] | ECM on VAV Boxes-New | 0.25676 | 0 | 0 | 0 | 0 | 0 | 0 | 0 | 0 | 0
HVAC | NR | New | ECM on VAV Boxes-NR | 0.51227 | 0.18921 | 0 | 0.1891 | 0 | 0.074583 | 0.11463 | 0 | 0 | 0 | 0 | [9 empty] | ECM on VAV Boxes-NR | 0.18921 | 0 | 0 | 0 | 0 | 0 | 0 | 0 | 0 | 0
HVAC | Retro | Retro | ECM on VAV Boxes-Retro | [20 empty] | ECM on VAV Boxes-Retro | 0 | 0 | 0 | 0 | 0 | 0 | 0 | 0 | 0 | 0
HVAC | New | New | Premium HVAC Equipment-New | 0.80151 | 0.21349 | 0 | 0.25686 | 0 | 0.07013 | 0 | 0 | 0.045275 | 0.098082 | 0.24249 | [9 empty] | Premium HVAC Equipment-New | 0.21349 | 0 | 0 | 0 | 0 | 0 | 0 | 0 | 0 | 0
HVAC | NR | New | Premium HVAC Equipment-NR | 1.1799 | 0.27226 | 0 | 0.29599 | 0 | 0.036946 | 0 | 0 | 0.16016 | 0.03119 | 0.19577 | [9 empty] | Premium HVAC Equipment-NR | 0.27226 | 0 | 0 | 0 | 0 | 0 | 0 | 0 | 0 | 0
ENVL | New | New | Glass-New | 1.1273 | 0.20506 | 0 | 0.20744 | -0.0021131 | 0.01871 | 0.12565 | 0.0090841 | 0.040612 | 0.018735 | 0.048839 | [9 empty] | Glass-New | 0 | 0 | 0.20506 | 0 | 0 | 0 | 0 | 0 | 0 | 0
ENVL | NR | New | Glass-NR | 0.46896 | 0.081423 | 0 | 0.079089 | 0.00020579 | 0.016567 | 0.036158 | 0.01269 | 0.012891 | 0.0044049 | 0.015866 | [9 empty] | Glass-NR | 0 | 0 | 0.081423 | 0 | 0 | 0 | 0 | 0 | 0 | 0
ENVL | Retro | Retro | Glass-Retro | [20 empty] | Glass-Retro | 0 | 0 | 0 | 0 | 0 | 0 | 0 | 0 | 0 | 0
HVAC | Retro | Retro | Package Roof Top Optimization & Repair-Retro | [20 empty] | Package Roof Top Optimization & Repair-Retro | 0 | 0 | 0 | 0 | 0 | 0 | 0 | 0 | 0 | 0
HVAC | New | New | Variable Speed Chiller-New | 0.23113 | 0.044718 | 0 | 0.044604 | 0 | 0.010206 | 0 | 0.034512 | 0 | 0 | 0 | [9 empty] | Variable Speed Chiller-New | 0.044718 | 0 | 0 | 0 | 0 | 0 | 0 | 0 | 0 | 0
HVAC | NR | New | Variable Speed Chiller-NR | 0.6017 | 0.12088 | 0 | 0.1206 | 0 | 0.034204 | 0 | 0.086679 | 0 | 0 | 0 | [9 empty] | Variable Speed Chiller-NR | 0.12088 | 0 | 0 | 0 | 0 | 0 | 0 | 0 | 0 | 0
HVAC | Retro | Retro | Variable Speed Chiller-Retro | [20 empty] | Variable Speed Chiller-Retro | 0 | 0 | 0 | 0 | 0 | 0 | 0 | 0 | 0 | 0
HVAC | New | New | Controls Commission-New | 1.63 | 0.50184 | 0 | 0.6789 | 0 | 0 | 0.14164 | 0.091466 | 0.26873 | 0.7064 | 2.7947 | [9 empty] | Controls Commission-New | 0.50184 | 0 | 0 | 0 | 0 | 0 | 0 | 0 | 0 | 0
HVAC | Retro | Retro | Built-Up HVAC Controls Optimization-Retro | [20 empty] | Built-Up HVAC Controls Optimization-Retro | 0 | 0 | 0 | 0 | 0 | 0 | 0 | 0 | 0 | 0
HVAC | Retro | Retro | Built-Up HVAC Control Retrofit-Retro | [20 empty] | Built-Up HVAC Control Retrofit-Retro | 0 | 0 | 0 | 0 | 0 | 0 | 0 | 0 | 0 | 0
HVAC | New | New | Evaporative Assist Cooling-New | [20 empty] | Evaporative Assist Cooling-New | 0 | 0 | 0 | 0 | 0 | 0 | 0 | 0 | 0 | 0
HVAC | NR | New | Evaporative Assist Cooling-NR | [20 empty] | Evaporative Assist Cooling-NR | 0 | 0 | 0 | 0 | 0 | 0 | 0 | 0 | 0 | 0
HVAC | New | New | Low Pressure Distribution-New | 11.1196 | 2.3961 | 0 | 2.3242 | -0.11333 | 0.92172 | 0.70874 | 0.54385 | 0.085924 | 0 | 0.13587 | [9 empty] | Low Pressure Distribution-New | 2.3961 | 0 | 0 | 0 | 0 | 0 | 0 | 0 | 0 | 0
HVAC | NR | New | Low Pressure Distribution-NR | [20 empty] | Low Pressure Distribution-NR | 0 | 0 | 0 | 0 | 0 | 0 | 0 | 0 | 0 | 0
HVAC | New | New | Air-side heat recovery systems-New | [20 empty] | Air-side heat recovery systems-New | 0 | 0 | 0 | 0 | 0 | 0 | 0 | 0 | 0 | 0
HVAC | Retro | Retro | Air-side heat recovery systems-Retro | [20 empty] | Air-side heat recovery systems-Retro | 0 | 0 | 0 | 0 | 0 | 0 | 0 | 0 | 0 | 0
HVAC | New | New | Demand Control Ventilation-New | [20 empty] | Demand Control Ventilation-New | 0 | 0 | 0 | 0 | 0 | 0 | 0 | 0 | 0 | 0
HVAC | Retro | Retro | Demand Control Ventilation (Parking)-Retro | [20 empty] | Demand Control Ventilation (Parking)-Retro | 0 | 0 | 0 | 0 | 0 | 0 | 0 | 0 | 0 | 0
HVAC | New | New | Efficienct fans, pumps and drives-New | [20 empty] | Efficienct fans, pumps and drives-New | 0 | 0 | 0 | 0 | 0 | 0 | 0 | 0 | 0 | 0
HVAC | NR | New | Efficienct fans, pumps and drives-NR | [20 empty] | Efficienct fans, pumps and drives-NR | 0 | 0 | 0 | 0 | 0 | 0 | 0 | 0 | 0 | 0
HVAC | Retro | Retro | Efficienct fans, pumps and drives-Retro | [20 empty] | Efficienct fans, pumps and drives-Retro | 0 | 0 | 0 | 0 | 0 | 0 | 0 | 0 | 0 | 0
HVAC | Retro | Retro | VSD, ASD-Retro | [20 empty] | VSD, ASD-Retro | 0 | 0 | 0 | 0 | 0 | 0 | 0 | 0 | 0 | 0
ENVL | NR | New | ReRoof-NR | 1.6269 | 0.66177 | 0 | 0.65076 | 0.14591 | 0.29468 | 0.17875 | 0.040716 | 0.008429 | 0.0032001 | 0.0064221 | [9 empty] | ReRoof-NR | 0 | 0 | 0.66177 | 0 | 0 | 0 | 0 | 0 | 0 | 0
R | Retro | Retro | Grocery Refrigeration Bundle-Retro | [20 empty] | Grocery Refrigeration Bundle-Retro | 0 | 0 | 0 | 0 | 0 | 0 | 0 | 0 | 0 | 0
R | New | New | Grocery Refrigeration Heat Recovery-New | [20 empty] | Grocery Refrigeration Heat Recovery-New | 0 | 0 | 0 | 0 | 0 | 0 | 0 | 0 | 0 | 0
W | Retro | Retro | Demand controlled circulating systems-Retro | [20 empty] | Demand controlled circulating systems-Retro | 0 | 0 | 0 | 0 | 0 | 0 | 0 | 0 | 0 | 0
M | Retro | Retro | Plug Load Sensor-Retro | [20 empty] | Plug Load Sensor-Retro | 0 | 0 | 0 | 0 | 0 | 0 | 0 | 0 | 0 | 0
M | New | New | Premium Fume Hood-New |  |  |  |  | <50: 0 | [5 empty] | Premium Fume Hood-New | 0 | 0 | 0 | 0 | 0 | 0 | 0 | 0 | 0 | 0
M | Retro | Retro | Pre-Rinse Spray Wash-Retro
[25 empty] | 7.6772 | 11.8884 | 0.94825 | 0 | 0 | 0 | 0 | 0 | 0 | 0
|  |  | Total from Buildings | 49.9244 | 20.7938 | 0 | 11.9464 | 7.0181 | 4.3717 | 3.3204 | 2.9484 | 2.2867 | 1.8895 | 6.1163
|  |  | Total from Stand Alone | 11.5463
|  |  |  | 61.4706 | [46 empty] | DATA FOR CHARTS APPEARS BELOW CATEGORIZED IN SEVERAL DIFFERENT WAYS. USE AUTO FILTER TO PARSE. NEW AND NR MEASURES COMBINED BY NAME.
|  | 85% | Achievable | 52.25
Technical Potential - Incremental
For Tally ChartNew (COMBINE NEW AND NR, PLOT ONLY NEW)
|  |  | Year 2025 | Measures with B/C>1.00 | Measures with B/C>1.00 | Categories with B/C>1.00 | % of Measures with B/C >1.00 | Block 1: x <=10 m/kWh | Block 2: 10< x <=20 m/kWh | Block 3: 20< x <=30 m/kWh | Block 4: 30< x <=40 m/kWh | Block 5: 40< x <=50 m/kWh | Block 6: 50< x <=60 m/kWh | Block 7: 60m/kWh < x | [5 empty] | Measures with B/C>1.00 | Measures with B/C>1.00 | Measures with B/C>1.00 |  |  | New and NR |  |  |  |  | Retro | [20 empty] | 0 | Year 2025 | Measures with B/C>1.00 | Categories with B/C>1.00 | % of Measures with B/C >1.00 | Block 1: x <=10 m/kWh | Block 2: 10< x <=20 m/kWh | Block 3: 20< x <=30 m/kWh | Block 4: 30< x <=40 m/kWh | Block 5: 40< x <=50 m/kWh | Block 6: 50< x <=60 m/kWh | Block 7: 60m/kWh < x
End Use | VCohort | Flag New/Retro | Measure Index Name | 2025 Capital $Million | MWa with TRC BC Ratio >1.0 |  |  | <1 | <2 | <3 | <4 | <5 | <6 | <7 | <8 | <9 | <10 | >10 |  | Levelized Cost of B/C>1 | Power System B/C Ratio | PV Benefits per kWh | Achievable MWa with TRC BC Ratio >1.0 |  | HVAC | L | ENVL | R | M | HVAC | L | ENVL | R | M | lvl cost | lvl cost light | lvl cost hvac | B/C | B/C Light | B/C HVAC | [10 empty] | Flag New/Retro | Measure Index Name | MWa with TRC BC Ratio >1.0 | Categories with B/C>1.00 | % of Measures with B/C >1.00 | <1 | <2 | <3 | <4 | <5 | <6 | <7 | <8 | <9 | <10 | >10
ALL | New | New | Integrated Building Design-New | 531.1967 | 178.9843 |  |  | 45.6744 | 40.7019 | 35.5513 | 27.4011 | 23.5903 | 14.6326 | 47.5946 | [5 empty] | 22.6518 | 4.7958 |  | 152.1366 | Integrated Building Design-New | 73.6398 | 99.7459 | 5.5985 | 0 | 0 | 0 | 0 | 0 | 0 | 0 | 22.6518 | 16.0873 | 30.9152 | 4.7958 | 7.4431 | 1.4634 | [10 empty] | New | Integrated Building Design-New | 178.9843 | 0 | 0 | 45.6744 | 40.7019 | 35.5513 | 27.4011 | 23.5903 | 14.6326 | 47.5946
L | New | New | LPD Package-New | 12.0969 | 71.3259 | 0 | 72.7178 | 62.9572 | 7.8284 | 0 | 0.6087 | 4.1606 | 0.81096 | 0.18673 |  |  |  |  | 11.43 | 3.3117 | 11.9424 | 0.5375 | 60.627 | LPD Package-New | 0 | 71.3259 | 0 | 0 | 0 | 0 | 0 | 0 | 0 | 0 | 3.3117 |  |  | 11.9424 | [12 empty] | New | LPD Package-New | 71.3259 | 0 | 72.7178 | 62.9572 | 7.8284 | 0 | 0.6087 | 4.1606 | 0.81096 | 0.18673
L | NR | New | LPD Package-NR | 11.3057 | 47.6347 | 0 | 47.3523 | 44.04 | 1.3286 | 0 | 0.22384 | 3.6469 | 0.12588 | 0.55601 |  |  |  |  | 9.3379 | 3.2468 | 12.2164 | 0.53906 | 40.4895 | LPD Package-NR | 0 | 47.6347 | 0 | 0 | 0 | 0 | 0 | 0 | 0 | 0 | 3.2468 |  |  | 12.2164 | [12 empty] | New | LPD Package-NR | 47.6347 | 0 | 47.3523 | 44.04 | 1.3286 | 0 | 0.22384 | 3.6469 | 0.12588 | 0.55601
L | Retro | Retro | LPD Package-Retro | 358.9221 | 134.0236 | 0 | 140.4686 | 45.4763 | 30.651 | 26.9607 | 24.1504 | 23.6778 | 6.1642 | 25.4812 | [5 empty] | 18.3514 | 2.1808 | 0.54389 | 113.92 | LPD Package-Retro | 0 | 0 | 0 | 0 | 0 | 0 | 134.0236 | 0 | 0 | 0 | 18.3514 |  |  | 2.1808 | [12 empty] | Retro | LPD Package-Retro | 134.0236 | 0 | 140.4686 | 45.4763 | 30.651 | 26.9607 | 24.1504 | 23.6778 | 6.1642 | 25.4812
L | New | New | Top Day Lighting-New | 138.4412 | 40.4788 | 0 | 37.5108 | -0.41705 | 9.0832 | 5.9311 | 14.3169 | 3.4537 | 6.4009 | 0.0016798 | [5 empty] | 34.1007 | 1.5712 | 0.72815 | 34.4069 | Top Day Lighting-New | 0 | 40.4788 | 0 | 0 | 0 | 0 | 0 | 0 | 0 | 0 | 34.1007 |  |  | 1.5712 | [12 empty] | New | Top Day Lighting-New | 40.4788 | 0 | 37.5108 | -0.41705 | 9.0832 | 5.9311 | 14.3169 | 3.4537 | 6.4009 | 0.0016798
L | New | New | Perimeter Day lighting Controls (Advanced)-New | 4.9638 | 0.66805 | 0 | 1.0526 | 0 | 0 | 0 | 0 | 0 | 0 | 4.7434 | [5 empty] | 62.4126 | 0.85966 |  | 0.56784 | Perimeter Day lighting Controls (Advanced)-New | 0 | 0.66805 | 0 | 0 | 0 | 0 | 0 | 0 | 0 | 0 | 62.4126 |  |  | 0.85966 | [12 empty] | New | Perimeter Day lighting Controls (Advanced)-New | 0.66805 | 0 | 1.0526 | 0 | 0 | 0 | 0 | 0 | 0 | 4.7434
L | NR | New | Perimeter Day lighting Controls (Advanced)-NR | 2.4899 | 0.33364 | 0 | 0.36478 | 0 | 0 | 0 | 0 | 0 | 0 | 1.5531 | [5 empty] | 62.6841 | 0.85594 |  | 0.2836 | Perimeter Day lighting Controls (Advanced)-NR | 0 | 0.33364 | 0 | 0 | 0 | 0 | 0 | 0 | 0 | 0 | 62.6841 |  |  | 0.85594 | [12 empty] | New | Perimeter Day lighting Controls (Advanced)-NR | 0.33364 | 0 | 0.36478 | 0 | 0 | 0 | 0 | 0 | 0 | 1.5531
L | New | New | Lighting Controls: Sweep, Occup, Commission-New | [20 empty] | Lighting Controls: Sweep, Occup, Commission-New | 0 | 0 | 0 | 0 | 0 | 0 | 0 | 0 | 0 | 0 | 0 | [15 empty] | New | Lighting Controls: Sweep, Occup, Commission-New | 0 | 0 | 0 | 0 | 0 | 0 | 0 | 0 | 0 | 0
HVAC | New | New | ECM on VAV Boxes-New | 19.0143 | 6.1622 | 0 | 6.1111 | 0 | 2.546 | 0 | 3.6161 | 0 | 0 | 0 | [5 empty] | 25.1489 | 1.7798 | 0.60829 | 5.2378 | ECM on VAV Boxes-New | 6.1622 | 0 | 0 | 0 | 0 | 0 | 0 | 0 | 0 | 0 | 25.1489 |  |  | 1.7798 | [12 empty] | New | ECM on VAV Boxes-New | 6.1622 | 0 | 6.1111 | 0 | 2.546 | 0 | 3.6161 | 0 | 0 | 0
HVAC | NR | New | ECM on VAV Boxes-NR | 12.2946 | 4.5411 | 0 | 4.5385 | 0 | 1.79 | 2.7511 | 0 | 0 | 0 | 0 | [5 empty] | 22.1633 | 1.916 | 0.57711 | 3.8599 | ECM on VAV Boxes-NR | 4.5411 | 0 | 0 | 0 | 0 | 0 | 0 | 0 | 0 | 0 | 22.1633 |  |  | 1.916 | [12 empty] | New | ECM on VAV Boxes-NR | 4.5411 | 0 | 4.5385 | 0 | 1.79 | 2.7511 | 0 | 0 | 0 | 0
HVAC | Retro | Retro | ECM on VAV Boxes-Retro | [20 empty] | ECM on VAV Boxes-Retro | 0 | 0 | 0 | 0 | 0 | 0 | 0 | 0 | 0 | 0 | 0 | [15 empty] | Retro | ECM on VAV Boxes-Retro | 0 | 0 | 0 | 0 | 0 | 0 | 0 | 0 | 0 | 0
HVAC | New | New | Premium HVAC Equipment-New | 19.2362 | 5.1237 | 0 | 6.1647 | 0 | 1.6831 | 0 | 0 | 1.0866 | 2.354 | 5.8197 | [5 empty] | 43.5071 | 1.2264 |  | 4.3551 | Premium HVAC Equipment-New | 5.1237 | 0 | 0 | 0 | 0 | 0 | 0 | 0 | 0 | 0 | 43.5071 |  |  | 1.2264 | [12 empty] | New | Premium HVAC Equipment-New | 5.1237 | 0 | 6.1647 | 0 | 1.6831 | 0 | 0 | 1.0866 | 2.354 | 5.8197
HVAC | NR | New | Premium HVAC Equipment-NR | 24.7776 | 5.7175 | 0 | 6.2159 | 0 | 0.77586 | 0 | 0 | 3.3633 | 0.655 | 4.1112 | [5 empty] | 43.2059 | 1.235 |  | 4.8598 | Premium HVAC Equipment-NR | 5.7175 | 0 | 0 | 0 | 0 | 0 | 0 | 0 | 0 | 0 | 43.2059 |  |  | 1.235 | [12 empty] | New | Premium HVAC Equipment-NR | 5.7175 | 0 | 6.2159 | 0 | 0.77586 | 0 | 0 | 3.3633 | 0.655 | 4.1112
ENVL | New | New | Glass-New | 27.056 | 4.9214 | 0 | 4.9785 | -0.050714 | 0.44903 | 3.0155 | 0.21802 | 0.9747 | 0.44964 | 1.1721 | [5 empty] | 30.0096 | 1.3735 |  | 4.1832 | Glass-New | 0 | 0 | 4.9214 | 0 | 0 | 0 | 0 | 0 | 0 | 0 | 30.0096 |  |  | 1.3735 | [12 empty] | New | Glass-New | 4.9214 | 0 | 4.9785 | -0.050714 | 0.44903 | 3.0155 | 0.21802 | 0.9747 | 0.44964 | 1.1721
ENVL | NR | New | Glass-NR | 11.255 | 1.9542 | 0 | 1.8981 | 0.0049389 | 0.3976 | 0.86779 | 0.30456 | 0.30938 | 0.10572 | 0.38078 | [5 empty] | 28.301 | 1.4716 |  | 1.661 | Glass-NR | 0 | 0 | 1.9542 | 0 | 0 | 0 | 0 | 0 | 0 | 0 | 28.301 |  |  | 1.4716 | [12 empty] | New | Glass-NR | 1.9542 | 0 | 1.8981 | 0.0049389 | 0.3976 | 0.86779 | 0.30456 | 0.30938 | 0.10572 | 0.38078
ENVL | Retro | Retro | Glass-Retro | 24.9433 | 4.4984 | 0 | 4.9636 | 0 | 0 | 1.7088 | 0.046226 | 3.5375 | 2.736 | 8.4524 | [5 empty] | 38.2093 | 0.99245 |  | 3.8236 | Glass-Retro | 0 | 0 | 0 | 0 | 0 | 0 | 0 | 4.4984 | 0 | 0 | 38.2093 |  |  | 0.99245 | [12 empty] | Retro | Glass-Retro | 4.4984 | 0 | 4.9636 | 0 | 0 | 1.7088 | 0.046226 | 3.5375 | 2.736 | 8.4524
HVAC | Retro | Retro | Package Roof Top Optimization & Repair-Retro | 157.0482 | 88.5711 | 0 | 80.0773 | 15.1117 | 4.6974 | 17.0038 | 19.9637 | 21.1933 | 10.5625 | 13.9459 | [5 empty] | 32.3467 | 1.424 |  | 75.2854 | Package Roof Top Optimization & Repair-Retro | 0 | 0 | 0 | 0 | 0 | 88.5711 | 0 | 0 | 0 | 0 | 32.3467 |  |  | 1.424 | [12 empty] | Retro | Package Roof Top Optimization & Repair-Retro | 88.5711 | 0 | 80.0773 | 15.1117 | 4.6974 | 17.0038 | 19.9637 | 21.1933 | 10.5625 | 13.9459
HVAC | New | New | Variable Speed Chiller-New | 5.7782 | 1.1179 | 0 | 1.1151 | 0 | 0.25514 | 0 | 0.8628 | 0 | 0 | 0 | [5 empty] | 32.0512 | 1.5337 |  | 0.95025 | Variable Speed Chiller-New | 1.1179 | 0 | 0 | 0 | 0 | 0 | 0 | 0 | 0 | 0 | 32.0512 |  |  | 1.5337 | [12 empty] | New | Variable Speed Chiller-New | 1.1179 | 0 | 1.1151 | 0 | 0.25514 | 0 | 0.8628 | 0 | 0 | 0
HVAC | NR | New | Variable Speed Chiller-NR | 15.0424 | 3.0221 | 0 | 3.015 | 0 | 0.85511 | 0 | 2.167 | 0 | 0 | 0 | [5 empty] | 30.8884 | 1.5915 |  | 2.5688 | Variable Speed Chiller-NR | 3.0221 | 0 | 0 | 0 | 0 | 0 | 0 | 0 | 0 | 0 | 30.8884 |  |  | 1.5915 | [12 empty] | New | Variable Speed Chiller-NR | 3.0221 | 0 | 3.015 | 0 | 0.85511 | 0 | 2.167 | 0 | 0 | 0
HVAC | Retro | Retro | Variable Speed Chiller-Retro | [20 empty] | Variable Speed Chiller-Retro | 0 | 0 | 0 | 0 | 0 | 0 | 0 | 0 | 0 | 0 | 0 | [15 empty] | Retro | Variable Speed Chiller-Retro | 0 | 0 | 0 | 0 | 0 | 0 | 0 | 0 | 0 | 0
HVAC | New | New | Controls Commission-New | 32.6003 | 10.0367 | 0 | 13.5779 | 0 | 0 | 2.8329 | 1.8293 | 5.3745 | 14.1281 | 55.8932 | [5 empty] | 37.4797 | 1.1212 |  | 8.5312 | Controls Commission-New | 10.0367 | 0 | 0 | 0 | 0 | 0 | 0 | 0 | 0 | 0 | 37.4797 |  |  | 1.1212 | [12 empty] | New | Controls Commission-New | 10.0367 | 0 | 13.5779 | 0 | 0 | 2.8329 | 1.8293 | 5.3745 | 14.1281 | 55.8932
HVAC | Retro | Retro | Built-Up HVAC Controls Optimization-Retro | 134.8711 | 45.0317 | 0 | 43.6009 | 0 | 0 | 2.9559 | 39.3024 | 11.2401 | 5.8097 | 20.7963 | [5 empty] | 36.5229 | 1.1697 |  | 38.277 | Built-Up HVAC Controls Optimization-Retro | 0 | 0 | 0 | 0 | 0 | 45.0317 | 0 | 0 | 0 | 0 | 36.5229 |  |  | 1.1697 | [12 empty] | Retro | Built-Up HVAC Controls Optimization-Retro | 45.0317 | 0 | 43.6009 | 0 | 0 | 2.9559 | 39.3024 | 11.2401 | 5.8097 | 20.7963
HVAC | Retro | Retro | Built-Up HVAC Control Retrofit-Retro | [20 empty] | Built-Up HVAC Control Retrofit-Retro | 0 | 0 | 0 | 0 | 0 | 0 | 0 | 0 | 0 | 0 | 0 | [15 empty] | Retro | Built-Up HVAC Control Retrofit-Retro | 0 | 0 | 0 | 0 | 0 | 0 | 0 | 0 | 0 | 0
HVAC | New | New | Evaporative Assist Cooling-New | [20 empty] | Evaporative Assist Cooling-New | 0 | 0 | 0 | 0 | 0 | 0 | 0 | 0 | 0 | 0 | 0 | [15 empty] | New | Evaporative Assist Cooling-New | 0 | 0 | 0 | 0 | 0 | 0 | 0 | 0 | 0 | 0
HVAC | NR | New | Evaporative Assist Cooling-NR | [20 empty] | Evaporative Assist Cooling-NR | 0 | 0 | 0 | 0 | 0 | 0 | 0 | 0 | 0 | 0 | 0 | [15 empty] | New | Evaporative Assist Cooling-NR | 0 | 0 | 0 | 0 | 0 | 0 | 0 | 0 | 0 | 0
HVAC | New | New | Low Pressure Distribution-New | 255.7513 | 55.1102 | 0 | 53.4567 | -2.6067 | 21.1995 | 16.3009 | 12.5085 | 1.9763 | 0 | 3.1251 | [5 empty] | 27.0474 | 1.6382 |  | 46.8437 | Low Pressure Distribution-New | 55.1102 | 0 | 0 | 0 | 0 | 0 | 0 | 0 | 0 | 0 | 27.0474 |  |  | 1.6382 | [12 empty] | New | Low Pressure Distribution-New | 55.1102 | 0 | 53.4567 | -2.6067 | 21.1995 | 16.3009 | 12.5085 | 1.9763 | 0 | 3.1251
HVAC | NR | New | Low Pressure Distribution-NR | [20 empty] | Low Pressure Distribution-NR | 0 | 0 | 0 | 0 | 0 | 0 | 0 | 0 | 0 | 0 | 0 | [15 empty] | New | Low Pressure Distribution-NR | 0 | 0 | 0 | 0 | 0 | 0 | 0 | 0 | 0 | 0
HVAC | New | New | Air-side heat recovery systems-New | [20 empty] | Air-side heat recovery systems-New | 0 | 0 | 0 | 0 | 0 | 0 | 0 | 0 | 0 | 0 | 0 | [15 empty] | New | Air-side heat recovery systems-New | 0 | 0 | 0 | 0 | 0 | 0 | 0 | 0 | 0 | 0
HVAC | Retro | Retro | Air-side heat recovery systems-Retro | [20 empty] | Air-side heat recovery systems-Retro | 0 | 0 | 0 | 0 | 0 | 0 | 0 | 0 | 0 | 0 | 0 | [15 empty] | Retro | Air-side heat recovery systems-Retro | 0 | 0 | 0 | 0 | 0 | 0 | 0 | 0 | 0 | 0
HVAC | New | New | Demand Control Ventilation-New | [20 empty] | Demand Control Ventilation-New | 0 | 0 | 0 | 0 | 0 | 0 | 0 | 0 | 0 | 0 | 0 | [15 empty] | New | Demand Control Ventilation-New | 0 | 0 | 0 | 0 | 0 | 0 | 0 | 0 | 0 | 0
HVAC | Retro | Retro | Demand Control Ventilation (Parking)-Retro | [20 empty] | Demand Control Ventilation (Parking)-Retro | 0 | 0 | 0 | 0 | 0 | 0 | 0 | 0 | 0 | 0 | 0 | [15 empty] | Retro | Demand Control Ventilation (Parking)-Retro | 0 | 0 | 0 | 0 | 0 | 0 | 0 | 0 | 0 | 0
HVAC | New | New | Efficienct fans, pumps and drives-New | [20 empty] | Efficienct fans, pumps and drives-New | 0 | 0 | 0 | 0 | 0 | 0 | 0 | 0 | 0 | 0 | 0 | [15 empty] | New | Efficienct fans, pumps and drives-New | 0 | 0 | 0 | 0 | 0 | 0 | 0 | 0 | 0 | 0
HVAC | NR | New | Efficienct fans, pumps and drives-NR | [20 empty] | Efficienct fans, pumps and drives-NR | 0 | 0 | 0 | 0 | 0 | 0 | 0 | 0 | 0 | 0 | 0 | [15 empty] | New | Efficienct fans, pumps and drives-NR | 0 | 0 | 0 | 0 | 0 | 0 | 0 | 0 | 0 | 0
HVAC | Retro | Retro | Efficienct fans, pumps and drives-Retro | [20 empty] | Efficienct fans, pumps and drives-Retro | 0 | 0 | 0 | 0 | 0 | 0 | 0 | 0 | 0 | 0 | 0 | [15 empty] | Retro | Efficienct fans, pumps and drives-Retro | 0 | 0 | 0 | 0 | 0 | 0 | 0 | 0 | 0 | 0
HVAC | Retro | Retro | VSD, ASD-Retro | 30.1788 | 4 | 0 | 0 | 0 | 0 | 2.5 | 1.5 | 0 | 0 | 0 | [5 empty] | 43.4078 | 1.1 |  | 3.4 | VSD, ASD-Retro | 0 | 0 | 0 | 0 | 0 | 4 | 0 | 0 | 0 | 0 | 43.4078 |  |  | 1.1 | [12 empty] | Retro | VSD, ASD-Retro | 4 | 0 | 0 | 0 | 0 | 2.5 | 1.5 | 0 | 0 | 0
ENVL | NR | New | ReRoof-NR | 34.1656 | 13.8971 | 0 | 13.666 | 3.064 | 6.1883 | 3.7538 | 0.85504 | 0.17701 | 0.067203 | 0.13486 | [5 empty] | 15.2578 | 2.114 |  | 11.8125 | ReRoof-NR | 0 | 0 | 13.8971 | 0 | 0 | 0 | 0 | 0 | 0 | 0 | 15.2578 |  |  | 2.114 | [12 empty] | New | ReRoof-NR | 13.8971 | 0 | 13.666 | 3.064 | 6.1883 | 3.7538 | 0.85504 | 0.17701 | 0.067203 | 0.13486
R | Retro | Retro | Grocery Refrigeration Bundle-Retro | 67.1358 | 40.435 | 0 | 39.5284 | 8.2836 | 14.9762 | 7.7174 | 9.4577 | 2.35 | 2.5272 | 9.4249 | [5 empty] | 19.1638 | 1.8632 |  | 34.3697 | Grocery Refrigeration Bundle-Retro | 0 | 0 | 0 | 0 | 0 | 0 | 0 | 0 | 40.435 | 0 | 19.1638 |  |  | 1.8632 | [12 empty] | Retro | Grocery Refrigeration Bundle-Retro | 40.435 | 0 | 39.5284 | 8.2836 | 14.9762 | 7.7174 | 9.4577 | 2.35 | 2.5272 | 9.4249
R | New | New | Grocery Refrigeration Heat Recovery-New | [20 empty] | Grocery Refrigeration Heat Recovery-New | 0 | 0 | 0 | 0 | 0 | 0 | 0 | 0 | 0 | 0 | 0 | [15 empty] | New | Grocery Refrigeration Heat Recovery-New | 0 | 0 | 0 | 0 | 0 | 0 | 0 | 0 | 0 | 0
W | Retro | Retro | Demand controlled circulating systems-Retro | [20 empty] | Demand controlled circulating systems-Retro | 0 | 0 | 0 | 0 | 0 | 0 | 0 | 0 | 0 | 0 | 0 | [15 empty] | Retro | Demand controlled circulating systems-Retro | 0 | 0 | 0 | 0 | 0 | 0 | 0 | 0 | 0 | 0
M | Retro | Retro | Plug Load Sensor-Retro | 41.8289 | 15.7028 | 0 | 14.8441 | 0 | 0 | 0 | 15.7028 | 0 | 0 | 0 | [5 empty] | 30.8104 | 1.2308 |  | 13.3473 | Plug Load Sensor-Retro | 0 | 0 | 0 | 0 | 0 | 0 | 0 | 0 | 0 | 15.7028 | 30.8104 |  |  | 1.2308 | [12 empty] | Retro | Plug Load Sensor-Retro | 15.7028 | 0 | 14.8441 | 0 | 0 | 0 | 15.7028 | 0 | 0 | 0
M | New | New | Premium Fume Hood-New | 80.1958 | 19.3863 | 0 | 16.9186 | 0 | 0 | 0 | 19.3863 | 0 | 5.8648 | 0 | [5 empty] | 36.8974 | 1.0133 |  | 16.4784 | Premium Fume Hood-New | 0 | 0 | 0 | 0 | 19.3863 | 0 | 0 | 0 | 0 | 0 | 36.8974 |  |  | 1.0133 | [12 empty] | New | Premium Fume Hood-New | 19.3863 | 0 | 16.9186 | 0 | 0 | 0 | 19.3863 | 0 | 5.8648 | 0
M | Retro | Retro | Pre-Rinse Spray Wash-Retro | 2.5577 | 11.522 | 0 | 11.522 | 11.522 | 0 | 0 | 0 | 0 | 0 | 0 | [5 empty] | 5.729 | 6.6191 |  | 9.7937 |  | 0 | 0 | 0 | 0 | 0 | 0 | 0 | 0 | 0 | 11.522 | 5.729 |  |  | 6.6191 | [12 empty] | Retro | Pre-Rinse Spray Wash-Retro | 11.522 | 0 | 11.522 | 11.522 | 0 | 0 | 0 | 0 | 0 | 0
|  |  | Technical |  | 814.2
|  |  | Total Buildings | 2055.1472 | 814.2 | 0 | 625.659 | 233.0597 | 145.4065 | 129.851 | 194.4213 | 110.1119 | 73.3943 | 203.3734 | [8 empty] | 682.2763
|  |  | Total Retro Buildings | 814.9282
|  |  | Total Lost Op Buildings | 1237.6613
|  | 85% | Achievable | 2025 $ | Annual $
|  |  | Total Buildings | 1746.8751
|  |  | Total Retro Buildings | 692.6889
|  |  | Total Lost Op Buildings | 1052.0121
|  |  | Total Stand Alone | 445.8841
|  |  | Total Retro Stand Alone | 214.9589
|  |  | Totasl Lost Op Stand Alone | 230.9252 | [36 empty] | Cost-Effective Technical Potential |  |  |  | 20
|  |  | Total | 2192.7592 | 109.638 | [36 empty] | Lost-Opportunity | Retrofit | Annual Lost-Opportunity | Annual Retro | lvl cost LO | lvl Cost Retro | B/C Lost | B/C Retro
|  |  | Retro | 907.6479 | 45.3824 | [35 empty] | HVAC | 164.4711 | 137.6028 | 7.6772 | 6.8801 | 30.3889 | 34.035 | 1.5129 | 1.3313
|  |  | Lost Op | 1282.9373 | 64.1469 | [35 empty] | Lighting | 260.187 | 134.0236 | 11.8884 | 6.7012 | 13.2154 | 18.3514 | 8.6115 | 2.1808
[41 empty] | Envelope | 26.3712 | 4.4984 | 0.94825 | 0.22492 | 15.7381 | 38.2093 | 1.4794 | 0.99245
[41 empty] | Grocery Refrigeration | 0 | 40.435 | 0 | 2.0217 | 0 | 19.1638 | 0 | 1.8632
|  | Technical | Buildings |  |  |  |  | <1 | <2 | <3 | <4 | <5 | <6 | <7 | <8 | <9 | <10 | >10 | [22 empty] | Equipment | 19.3863 | 27.2247 | 0 | 1.3612 | 36.8974 | 30.8104 | 1.0133 | 1.2308
|  |  | Incremental 2025 Total |  |  | 0 | 625.659 | 233.0597 | 145.4065 | 129.851 | 194.4213 | 110.1119 | 73.3943 | 203.3734 | [9 empty] | MWa | 164.4711 | 260.187 | 26.3712 | 0 | 19.3863 | 137.6028 | 134.0236 | 4.4984 | 40.435 | 27.2247 | [7 empty] | 470.4156 | 343.7844 | 20.5139 | 17.1892
|  |  | Incremental 2025 Lost Opportunity |  |  |  |  | 152.6661 | 95.0819 | 71.0044 | 84.2981 | 48.1133 | 45.5948 | 125.2726 | [9 empty] | lvl cost | 30.3889 | 13.2154 | 15.7381 |  | 36.8974 | 34.035 | 18.3514 | 38.2093 | 19.1638 | 30.8104
|  |  | Incremental 2025 Retrofit |  |  |  |  | 80.3936 | 50.3246 | 58.8466 | 110.1232 | 61.9986 | 27.7995 | 78.1008 | [9 empty] | B/C ratio | 1.5129 | 8.6115 | 1.4794 |  | 1.0133 | 1.3313 | 2.1808 | 0.99245 | 1.8632 | 1.2308 | [6 empty] | Cost-Effective Achievable Potential |  |  | 85%
[24 empty] | 2005-01-31 | - Cost-Effective L, HVAC, & Env Conservation in 2025 (MWa) | [16 empty] | Lost-Opportunity | Retrofit | Annual Lost-Opportunity | Annual Retro | lvl cost LO | lvl Cost Retro | B/C Lost | B/C Retro
|  |  | Cumulative 2025 Total |  | 814.2 |  |  | 233.0597 | 378.4663 | 508.3173 | 702.7386 | 812.8506 | 886.2449 | 1089.6183 | 1089.6183 | 1089.6183 | 1089.6183 | 1089.6183 | [6 empty] | New and NR |  |  |  |  | Retro | [10 empty] | HVAC | 139.8005 | 116.9624 | 6.5257 | 5.8481 | 30.3889 | 34.035 | 1.5129 | 1.3313
|  |  | Cumulative 2025 Lost Opportunity |  |  |  |  | 152.6661 | 247.748 | 318.7525 | 403.0506 | 451.1639 | 496.7587 | 622.0313 | 622.0313 | 622.0313 | 622.0313 | 622.0313 | [6 empty] | HVAC | L | ENVL | R | M | HVAC | L | ENVL | R | M | [6 empty] | Lighting | 221.1589 | 113.92 | 10.1052 | 5.696 | 13.2154 | 18.3514 | 8.6115 | 2.1808
|  |  | Cumulative 2025 Retro |  |  |  |  | 80.3936 | 130.7183 | 189.5648 | 299.688 | 361.6867 | 389.4862 | 467.587 | 467.587 | 467.587 | 467.587 | 467.587 | [5 empty] | Curve to Date Total | 470.4156 |  |  |  |  | 316.5597 | [10 empty] | Envelope | 22.4155 | 3.8236 | 0.80601 | 0.19118 | 15.7381 | 38.2093 | 1.4794 | 0.99245
[24 empty] | Curve to Date -End Use | 164.4711 | 260.187 | 26.3712 | 0 | 19.3863 | 137.6028 | 134.0236 | 4.4984 | 40.435 | 27.2247 | [6 empty] | Grocery Refrigeration | 0 | 34.3697 | 0 | 1.7185 | 0 | 19.1638 | 0 | 1.8632
|  |  | Cost-Effective Amount is 814 MWa | [38 empty] | 383.3749 | 269.0757 | 17.4368 | 13.4538
|  | Technical | Infrastructure and Appliances |  |  |  |  | <1 | <2 | <3 | <4 | <5 | <6 | <7 | <8 | <9 | <10 | >10
|  |  | Incremental 2025 Total | [37 empty] | Cost-Effective Achievable Potential |  |  | 85%
|  |  | Incremental 2025 Lost Opportunity | [38 empty] | Lost-Opportunity | Retrofit | Annual Lost-Opportunity | Annual Retro | lvl cost LO | lvl Cost Retro | B/C Lost | B/C Retro
Incremental 2025 Retrofit
[41 empty] | Equipment | 16.4784 | 23.141 | 0 | 1.1571 | 36.8974 | 30.8104 | 1.0133 | 1.2308
|  |  | Cumulative 2025 Total |  | 470.9106 |  |  | 2.4267 | 305.9334 | 442.5805 | 462.9106 | 474.4462 | 474.4527 | 486.5839 | 486.5839 | 486.5839 | 486.5839 | 486.5839 | [22 empty] | Municipal Sewage Treatment | 10.5197 | 36.5257 | 0.52598 | 1.8263 | 14.2096 | 14.2096 | 2.4108 | 2.4108
|  |  | Cumulative 2025 Lost Opportunity |  |  |  |  | 0 | 254.4425 | 265.7166 | 274.9552 | 276.2915 | 276.2915 | 278.4667 | 278.4667 | 278.4667 | 278.4667 | 278.4667 | [22 empty] | Municipal Water Supply | 0 | 24.65 | 0 | 1.2325 | 0 | 33 | 1.2 | 1.2
|  |  | Cumulative 2025 Retro |  |  |  |  | 2.4267 | 51.4909 | 176.8639 | 187.9554 | 198.1546 | 198.1612 | 208.1172 | 208.1172 | 208.1172 | 208.1172 | 208.1172 | [22 empty] | LED Traffic Lights | 0 | 7.7635 | 0 | 0.38818 | 0 | 19.4026 | 1.8403 | 1.8403
[41 empty] | LED Exit Signs | 0 | 36.1749 | 0 | 1.8087 | 0 | 22.793 | 1.5665 | 1.5665
|  |  | Cost-Effective Amount is 471 MWa | [37 empty] | Network PC Power Management | 0 | 61.448 | 0 | 3.0724 | 0 | 28.0093 | 1.3223 | 1.3223 |  | Technical Potential - Cumulative
[41 empty] | Efficient Power Supplies | 155.6786 | 0 | 7.7839 | 0 | 14.9157 | 14.9157 | 2.6673 | 2.6673
|  | Technical | [38 empty] | Packaged Refrigeration Equipment | 67.5136 | 0 | 3.3757 | 0 | 18.6625 | 18.6625 | 1.9306 | 1.9306 |  |  | Year 2025
|  |  | All Measures | 2025 Capital $Million | MWa with TRC BC Ratio >1.0 |  |  | <1 | <2 | <3 | <4 | <5 | <6 | <7 | <8 | <9 | <10 | >10 | [23 empty] | 250.1903 | 189.7031 | 11.6856 | 9.4852 | [5 empty] | Flag New/Retro | Measure Index Name | MWa with TRC BC Ratio >1.0 | Categories with B/C>1.00 | % of Measures with B/C >1.00 | <1 | <2 | <3 | <4 | <5 | <6 | <7 | <8 | <9 | <10 | >10
|  |  | Incremental 2025 Total | [47 empty] | New | Integrated Building Design-New | 178.9843 |  |  | 45.6744 | 86.3764 | 121.9277 | 149.3288 | 172.9191 | 187.5517 | 235.1463
|  |  | Incremental 2025 Lost Opportunity | [47 empty] | New | LPD Package-New | 71.3259 |  |  | 62.9572 | 70.7856 | 70.7856 | 71.3943 | 75.555 | 76.3659 | 76.5527
|  |  | Incremental 2025 Retrofit | [37 empty] | Cost-Effective Achievable Potential |  |  | 85% | [6 empty] | New | LPD Package-NR | 47.6347 |  |  | 44.04 | 45.3686 | 45.3686 | 45.5924 | 49.2393 | 49.3651 | 49.9211
[42 empty] | Lost-Opportunity | Retrofit | Annual Lost-Opportunity | Annual Retro | lvl cost LO | lvl Cost Retro | B/C Lost | B/C Retro |  | Retro | LPD Package-Retro | 134.0236 |  |  | 45.4763 | 76.1272 | 103.0879 | 127.2384 | 150.9162 | 157.0803 | 182.5615
|  |  | Cumulative 2025 Total |  | 1285.1106 |  |  | 235.4864 | 684.3997 | 950.8978 | 1165.6492 | 1287.2968 | 1360.6976 | 1576.2022 | 1576.2022 | 1576.2022 | 1576.2022 | 1576.2022 | [22 empty] | HVAC | 139.8005 | 116.9624 | 6.5257 | 5.8481 | 30.3889 | 34.035 | 1.5129 | 1.3313 |  | New | Top Day Lighting-New | 40.4788 |  |  | -0.41705 | 8.6662 | 14.5973 | 28.9142 | 32.3679 | 38.7689 | 38.7705
|  | Lost Opportunity | Cumulative 2025 Lost Opportunity |  |  |  |  | 152.6661 | 502.1905 | 584.4691 | 678.0058 | 727.4554 | 773.0502 | 900.498 | 900.498 | 900.498 | 900.498 | 900.498 | [22 empty] | Lighting | 221.1589 | 113.92 | 10.1052 | 5.696 | 13.2154 | 18.3514 | 8.6115 | 2.1808 |  | New | Perimeter Day lighting Controls (Advanced)-New | 0.66805 |  |  | 0 | 0 | 0 | 0 | 0 | 0 | 4.7434
|  | Retrofit | Cumulative 2025 Retro |  |  |  |  | 82.8203 | 182.2091 | 366.4288 | 487.6434 | 559.8413 | 587.6474 | 675.7042 | 675.7042 | 675.7042 | 675.7042 | 675.7042 | [22 empty] | Envelope | 22.4155 | 3.8236 | 0.80601 | 0.19118 | 15.7381 | 38.2093 | 1.4794 | 0.99245 |  | New | Perimeter Day lighting Controls (Advanced)-NR | 0.33364 |  |  | 0 | 0 | 0 | 0 | 0 | 0 | 1.5531
|  |  | Technical Potential is 1576 MWa | [37 empty] | Equipment | 83.992 | 118.9587 | 3.3757 | 5.9479 | 22.24 | 34.196 | 1.7506 | 2.0572 |  | New | Lighting Controls: Sweep, Occup, Commission-New | 0 |  |  | 0 | 0 | 0 | 0 | 0 | 0 | 0
|  |  | Cost-Effective Amount is 1285 MWa | [37 empty] | Infrastructure | 10.5197 | 105.1141 | 0.52598 | 5.2557 | 14.2096 | 21.9536 | 2.4108 | 1.7942 |  | New | ECM on VAV Boxes-New | 6.1622 |  |  | 0 | 2.546 | 2.546 | 6.1622 | 6.1622 | 6.1622 | 6.1622
|  |  | Cost-Effective & Achievable Potential is 1092 MWa | 85% | 1092.344 | [35 empty] | AC/DC Power Supplies | 155.6786 | 0 | 7.7839 | 0 | 14.9157 | 14.9157 | 2.6673 | 2.6673 |  | New | ECM on VAV Boxes-NR | 4.5411 |  |  | 0 | 1.79 | 4.5411 | 4.5411 | 4.5411 | 4.5411 | 4.5411
[41 empty] | Total Cost-Effective Achievable Potential is 1092 MWa | 633.5652 | 458.7788 | 29.1224 | 22.9389 | 18.7248 | 27.449 | 4.3197 | 1.8337 |  | Retro | ECM on VAV Boxes-Retro | 0 |  |  | 0 | 0 | 0 | 0 | 0 | 0 | 0
[51 empty] | New | Premium HVAC Equipment-New | 5.1237 |  |  | 0 | 1.6831 | 1.6831 | 1.6831 | 2.7697 | 5.1237 | 10.9434
[42 empty] | 58% |  |  |  | 22.3889 |  | 3.2756 |  |  | New | Premium HVAC Equipment-NR | 5.7175 |  |  | 0 | 0.77586 | 0.77586 | 0.77586 | 4.1391 | 4.7941 | 8.9054
[42 empty] | Combined Lost-Op Retro | [8 empty] | New | Glass-New | 4.9214 |  |  | -0.050714 | 0.39832 | 3.4138 | 3.6319 | 4.6066 | 5.0562 | 6.2283
[41 empty] | HVAC | 256.7628 | [8 empty] | New | Glass-NR | 1.9542 |  |  | 0.0049389 | 0.40254 | 1.2703 | 1.5749 | 1.8843 | 1.99 | 2.3708
[41 empty] | Lighting | 335.0789 | [8 empty] | Retro | Glass-Retro | 4.4984 |  |  | 0 | 0 | 1.7088 | 1.755 | 5.2925 | 8.0284 | 16.4808
[41 empty] | Envelope | 26.2391 | [8 empty] | Retro | Package Roof Top Optimization & Repair-Retro | 88.5711 |  |  | 15.1117 | 19.8092 | 36.813 | 56.7767 | 77.97 | 88.5325 | 102.4784
[41 empty] | Equipment | 202.9507 | [8 empty] | New | Variable Speed Chiller-New | 1.1179 |  |  | 0 | 0.25514 | 0.25514 | 1.1179 | 1.1179 | 1.1179 | 1.1179
[41 empty] | Infrastructure | 115.6338 | [8 empty] | New | Variable Speed Chiller-NR | 3.0221 |  |  | 0 | 0.85511 | 0.85511 | 3.0221 | 3.0221 | 3.0221 | 3.0221
[41 empty] | AC/DC Power Supplies | 155.6786 | [8 empty] | Retro | Variable Speed Chiller-Retro | 0 |  |  | 0 | 0 | 0 | 0 | 0 | 0 | 0
[41 empty] | Total | 1092.344 | [8 empty] | New | Controls Commission-New | 10.0367 |  |  | 0 | 0 | 2.8329 | 4.6622 | 10.0367 | 24.1648 | 80.058
[51 empty] | Retro | Built-Up HVAC Controls Optimization-Retro | 45.0317 |  |  | 0 | 0 | 2.9559 | 42.2582 | 53.4983 | 59.308 | 80.1043
[42 empty] | Lost | Retro | [7 empty] | Retro | Built-Up HVAC Control Retrofit-Retro | 0 |  |  | 0 | 0 | 0 | 0 | 0 | 0 | 0
[51 empty] | New | Evaporative Assist Cooling-New | 0 |  |  | 0 | 0 | 0 | 0 | 0 | 0 | 0
[51 empty] | New | Evaporative Assist Cooling-NR | 0 |  |  | 0 | 0 | 0 | 0 | 0 | 0 | 0
[51 empty] | New | Low Pressure Distribution-New | 55.1102 |  |  | -2.6067 | 18.5928 | 34.8938 | 47.4022 | 49.3785 | 49.3785 | 52.5036
[51 empty] | New | Low Pressure Distribution-NR | 0 |  |  | 0 | 0 | 0 | 0 | 0 | 0 | 0
[51 empty] | New | Air-side heat recovery systems-New | 0 |  |  | 0 | 0 | 0 | 0 | 0 | 0 | 0
[51 empty] | Retro | Air-side heat recovery systems-Retro | 0 |  |  | 0 | 0 | 0 | 0 | 0 | 0 | 0
[51 empty] | New | Demand Control Ventilation-New | 0 |  |  | 0 | 0 | 0 | 0 | 0 | 0 | 0
[51 empty] | Retro | Demand Control Ventilation (Parking)-Retro | 0 |  |  | 0 | 0 | 0 | 0 | 0 | 0 | 0
[51 empty] | New | Efficienct fans, pumps and drives-New | 0 |  |  | 0 | 0 | 0 | 0 | 0 | 0 | 0
[51 empty] | New | Efficienct fans, pumps and drives-NR | 0 |  |  | 0 | 0 | 0 | 0 | 0 | 0 | 0
[51 empty] | Retro | Efficienct fans, pumps and drives-Retro | 0 |  |  | 0 | 0 | 0 | 0 | 0 | 0 | 0
[51 empty] | Retro | VSD, ASD-Retro | 4 |  |  | 0 | 0 | 2.5 | 4 | 4 | 4 | 4
[51 empty] | New | ReRoof-NR | 13.8971 |  |  | 3.064 | 9.2523 | 13.0061 | 13.8611 | 14.0381 | 14.1053 | 14.2402
[51 empty] | Retro | Grocery Refrigeration Bundle-Retro | 40.435 |  |  | 8.2836 | 23.2599 | 30.9773 | 40.435 | 42.785 | 45.3122 | 54.7371
[51 empty] | New | Grocery Refrigeration Heat Recovery-New | 0 |  |  | 0 | 0 | 0 | 0 | 0 | 0 | 0
[51 empty] | Retro | Demand controlled circulating systems-Retro | 0 |  |  | 0 | 0 | 0 | 0 | 0 | 0 | 0
[51 empty] | Retro | Plug Load Sensor-Retro | 15.7028 |  |  | 0 | 0 | 0 | 15.7028 | 15.7028 | 15.7028 | 15.7028
[51 empty] | New | Premium Fume Hood-New | 19.3863 |  |  | 0 | 0 | 0 | 19.3863 | 19.3863 | 25.2511 | 25.2511
[51 empty] | Retro | Pre-Rinse Spray Wash-Retro | 11.522 |  |  | 11.522 | 11.522 | 11.522 | 11.522 | 11.522 | 11.522 | 11.522
Technical Potential - Cumulative
New and NR
Year 2025
[51 empty] | Flag New/Retro | Measure Index Name | MWa with TRC BC Ratio >1.0 |  |  | <1 | <2 | <3 | <4 | <5 | <6 | <7 | <8 | <9 | <10 | >10
[51 empty] | New | Integrated Building Design | 178.9843 |  |  | 45.6744 | 86.3764 | 121.9277 | 149.3288 | 172.9191 | 187.5517 | 235.1463
[51 empty] | New | LPD Package | 118.9606 |  |  | 106.9972 | 116.1542 | 116.1542 | 116.9867 | 124.7942 | 125.7311 | 126.4738
[51 empty] | New | Top Day Lighting | 40.4788 |  |  | -0.41705 | 8.6662 | 14.5973 | 28.9142 | 32.3679 | 38.7689 | 38.7705
[51 empty] | New | Perimeter Day lighting Controls | 1.0017 |  |  | 0 | 0 | 0 | 0 | 0 | 0 | 6.2965
[51 empty] | New | ECM on VAV Boxes | 10.7032 |  |  | 0 | 4.336 | 7.0871 | 10.7032 | 10.7032 | 10.7032 | 10.7032
[51 empty] | New | Premium HVAC Equipment | 10.8412 |  |  | 0 | 2.459 | 2.459 | 2.459 | 6.9089 | 9.9178 | 19.8488
[51 empty] | New | Glass | 6.8755 |  |  | -0.045775 | 0.80086 | 4.6842 | 5.2068 | 6.4908 | 7.0462 | 8.5991
[51 empty] | New | Variable Speed Chiller | 4.14 |  |  | 0 | 1.1102 | 1.1102 | 4.14 | 4.14 | 4.14 | 4.14
[51 empty] | New | Controls Commission | 10.0367 |  |  | 0 | 0 | 2.8329 | 4.6622 | 10.0367 | 24.1648 | 80.058
[51 empty] | New | Low Pressure Distribution | 55.1102 |  |  | -2.6067 | 18.5928 | 34.8938 | 47.4022 | 49.3785 | 49.3785 | 52.5036
[51 empty] | New | ReRoof | 13.8971 |  |  | 3.064 | 9.2523 | 13.0061 | 13.8611 | 14.0381 | 14.1053 | 14.2402
[51 empty] | New | Premium Fume Hood | 19.3863 |  |  | 0 | 0 | 0 | 19.3863 | 19.3863 | 25.2511 | 25.2511
[52 empty] | Cost-Effective Amount is 470 MWa | 470.4156 |  |  | <7: 622.0313
Technical Potential - Cumulative
RetroFit
[51 empty] | Flag New/Retro | Measure Index Name | MWa with TRC BC Ratio >1.0 |  |  | <1 | <2 | <3 | <4 | <5 | <6 | <7 | <8 | <9 | <10 | >10
[51 empty] | Retro | LPD Package | 134.0236 |  |  | 45.4763 | 76.1272 | 103.0879 | 127.2384 | 150.9162 | 157.0803 | 182.5615
[51 empty] | Retro | Glass | 4.4984 |  |  | 0 | 0 | 1.7088 | 1.755 | 5.2925 | 8.0284 | 16.4808
[51 empty] | Retro | Package Roof Top Optimization | 88.5711 |  |  | 15.1117 | 19.8092 | 36.813 | 56.7767 | 77.97 | 88.5325 | 102.4784
[51 empty] | Retro | Built-Up HVAC Controls Optimization | 45.0317 |  |  | 0 | 0 | 2.9559 | 42.2582 | 53.4983 | 59.308 | 80.1043
[51 empty] | Retro | Variable Drive Power | 4 |  |  | 0 | 0 | 2.5 | 4 | 4 | 4 | 4
[51 empty] | Retro | Grocery Refrigeration Bundle | 40.435 |  |  | 8.2836 | 23.2599 | 30.9773 | 40.435 | 42.785 | 45.3122 | 54.7371
[51 empty] | Retro | Plug Load Sensor | 15.7028 |  |  | 0 | 0 | 0 | 15.7028 | 15.7028 | 15.7028 | 15.7028
[51 empty] | Retro | Pre-Rinse Spray Wash-Retro | 11.522 |  |  | 11.522 | 11.522 | 11.522 | 11.522 | 11.522 | 11.522 | 11.522
[52 empty] | Cost-Effective Amount is 344 MWa | 343.7844 |  |  | <7: 467.587
[51 empty] | Achievable Potential - Incremental |  | 85%
For Tally ChartNew (COMBINE NEW AND NR, PLOT ONLY NEW)
Year 2025
[50 empty] | Figure Flag | Flag New/Retro | Measure Index Name | MWa with TRC BC Ratio >1.0 |  |  | <1 | <2 | <3 | <4 | <5 | <6 | <7 | <8 | <9 | <10 | >10
[51 empty] | New | Integrated Building Design-New | 152.1366 |  |  | 38.8233 | 34.5967 | 30.2186 | 23.2909 | 20.0518 | 12.4377 | 40.4554
[51 empty] | New | LPD Package-New | 60.627 |  |  | 53.5136 | 6.6542 | 0 | 0.5174 | 3.5365 | 0.68932 | 0.15872
[51 empty] | New | LPD Package-NR | 40.4895 |  |  | 37.434 | 1.1293 | 0 | 0.19026 | 3.0998 | 0.107 | 0.47261
[51 empty] | Retro | LPD Package-Retro | 113.92 |  |  | 38.6548 | 26.0533 | 22.9166 | 20.5278 | 20.1261 | 5.2395 | 21.659
[51 empty] | New | Top Day Lighting-New | 34.4069 |  |  | -0.3545 | 7.7207 | 5.0415 | 12.1694 | 2.9357 | 5.4408 | 0.0014278
[51 empty] | New | Perimeter Day lighting Controls (Advanced)-New | 0.56784 |  |  | 0 | 0 | 0 | 0 | 0 | 0 | 4.0319
[51 empty] | New | Perimeter Day lighting Controls (Advanced)-NR | 0.2836 |  |  | 0 | 0 | 0 | 0 | 0 | 0 | 1.3201
[51 empty] | New | Lighting Controls: Sweep, Occup, Commission-New | 0 |  |  | 0 | 0 | 0 | 0 | 0 | 0 | 0
[51 empty] | New | ECM on VAV Boxes-New | 5.2378 |  |  | 0 | 2.1641 | 0 | 3.0737 | 0 | 0 | 0
[51 empty] | New | ECM on VAV Boxes-NR | 3.8599 |  |  | 0 | 1.5215 | 2.3384 | 0 | 0 | 0 | 0
[51 empty] | Retro | ECM on VAV Boxes-Retro | 0 |  |  | 0 | 0 | 0 | 0 | 0 | 0 | 0
[51 empty] | New | Premium HVAC Equipment-New | 4.3551 |  |  | 0 | 1.4307 | 0 | 0 | 0.9236 | 2.0009 | 4.9468
[51 empty] | New | Premium HVAC Equipment-NR | 4.8598 |  |  | 0 | 0.65948 | 0 | 0 | 2.8588 | 0.55675 | 3.4945
[51 empty] | New | Glass-New | 4.1832 |  |  | -0.043107 | 0.38168 | 2.5632 | 0.18532 | 0.82849 | 0.3822 | 0.99632
[51 empty] | New | Glass-NR | 1.661 |  |  | 0.004198 | 0.33796 | 0.73762 | 0.25888 | 0.26298 | 0.089861 | 0.32366
[51 empty] | Retro | Glass-Retro | 3.8236 |  |  | 0 | 0 | 1.4525 | 0.039292 | 3.0069 | 2.3256 | 7.1845
[51 empty] | Retro | Package Roof Top Optimization & Repair-Retro | 75.2854 |  |  | 12.845 | 3.9928 | 14.4532 | 16.9692 | 18.0143 | 8.9781 | 11.854
[51 empty] | New | Variable Speed Chiller-New | 0.95025 |  |  | 0 | 0.21687 | 0 | 0.73338 | 0 | 0 | 0
[51 empty] | New | Variable Speed Chiller-NR | 2.5688 |  |  | 0 | 0.72684 | 0 | 1.8419 | 0 | 0 | 0
[51 empty] | Retro | Variable Speed Chiller-Retro | 0 |  |  | 0 | 0 | 0 | 0 | 0 | 0 | 0
[51 empty] | New | Controls Commission-New | 8.5312 |  |  | 0 | 0 | 2.4079 | 1.5549 | 4.5684 | 12.0089 | 47.5093
[51 empty] | Retro | Built-Up HVAC Controls Optimization-Retro | 38.277 |  |  | 0 | 0 | 2.5125 | 33.407 | 9.5541 | 4.9382 | 17.6769
[51 empty] | Retro | Built-Up HVAC Control Retrofit-Retro | 0 |  |  | 0 | 0 | 0 | 0 | 0 | 0 | 0
[51 empty] | New | Evaporative Assist Cooling-New | 0 |  |  | 0 | 0 | 0 | 0 | 0 | 0 | 0
[51 empty] | New | Evaporative Assist Cooling-NR | 0 |  |  | 0 | 0 | 0 | 0 | 0 | 0 | 0
[51 empty] | New | Low Pressure Distribution-New | 46.8437 |  |  | -2.2157 | 18.0196 | 13.8558 | 10.6322 | 1.6798 | 0 | 2.6563
[51 empty] | New | Low Pressure Distribution-NR | 0 |  |  | 0 | 0 | 0 | 0 | 0 | 0 | 0
[51 empty] | New | Air-side heat recovery systems-New | 0 |  |  | 0 | 0 | 0 | 0 | 0 | 0 | 0
[51 empty] | Retro | Air-side heat recovery systems-Retro | 0 |  |  | 0 | 0 | 0 | 0 | 0 | 0 | 0
[51 empty] | New | Demand Control Ventilation-New | 0 |  |  | 0 | 0 | 0 | 0 | 0 | 0 | 0
[51 empty] | Retro | Demand Control Ventilation (Parking)-Retro | 0 |  |  | 0 | 0 | 0 | 0 | 0 | 0 | 0
[51 empty] | New | Efficienct fans, pumps and drives-New | 0 |  |  | 0 | 0 | 0 | 0 | 0 | 0 | 0
[51 empty] | New | Efficienct fans, pumps and drives-NR | 0 |  |  | 0 | 0 | 0 | 0 | 0 | 0 | 0
[51 empty] | Retro | Efficienct fans, pumps and drives-Retro | 0 |  |  | 0 | 0 | 0 | 0 | 0 | 0 | 0
[51 empty] | Retro | VSD, ASD-Retro | 3.4 |  |  | 0 | 0 | 2.125 | 1.275 | 0 | 0 | 0
[51 empty] | New | ReRoof-NR | 11.8125 |  |  | 2.6044 | 5.2601 | 3.1907 | 0.72678 | 0.15046 | 0.057123 | 0.11463
[51 empty] | Retro | Grocery Refrigeration Bundle-Retro | 34.3697 |  |  | 7.0411 | 12.7298 | 6.5598 | 8.039 | 1.9975 | 2.1481 | 8.0112
[51 empty] | New | Grocery Refrigeration Heat Recovery-New | 0 |  |  | 0 | 0 | 0 | 0 | 0 | 0 | 0
[51 empty] | Retro | Demand controlled circulating systems-Retro | 0 |  |  | 0 | 0 | 0 | 0 | 0 | 0 | 0
[51 empty] | Retro | Plug Load Sensor-Retro | 13.3473 |  |  | 0 | 0 | 0 | 13.3473 | 0 | 0 | 0
[51 empty] | New | Premium Fume Hood-New | 16.4784 |  |  | 0 | 0 | 0 | 16.4784 | 0 | 4.9851 | 0
[51 empty] | Retro | Pre-Rinse Spray Wash-Retro | 9.7937 |  |  | 9.7937 | 0 | 0 | 0 | 0 | 0 | 0
[51 empty] | Achievable Potential - Cumulative |  | 85% | Use Auto Filter
[51 empty] | For Tally ChartNew (COMBINE NEW AND NR, PLOT ONLY NEW) |  | 0
[51 empty] | 0 | Year 2025 | 0
[51 empty] | Flag New/Retro | Measure Index Name | MWa with TRC BC Ratio >1.0 |  |  | <1 | <2 | <3 | <4 | <5 | <6 | <7 | <8 | <9 | <10 | >10
[51 empty] | New | Integrated Building Design-New | 152.1366 |  |  | 38.8233 | 73.4199 | 103.6386 | 126.9295 | 146.9812 | 159.419 | 199.8744
[51 empty] | New | LPD Package-New | 60.627 |  |  | 53.5136 | 60.1678 | 60.1678 | 60.6852 | 64.2217 | 64.9111 | 65.0698
[51 empty] | New | LPD Package-NR | 40.4895 |  |  | 37.434 | 38.5633 | 38.5633 | 38.7535 | 41.8534 | 41.9604 | 42.433
[51 empty] | Retro | LPD Package-Retro | 113.92 |  |  | 38.6548 | 64.7081 | 87.6248 | 108.1526 | 128.2787 | 133.5183 | 155.1773
[51 empty] | New | Top Day Lighting-New | 34.4069 |  |  | -0.3545 | 7.3662 | 12.4077 | 24.5771 | 27.5127 | 32.9535 | 32.955
[51 empty] | New | Perimeter Day lighting Controls (Advanced)-New | 0.56784 |  |  | 0 | 0 | 0 | 0 | 0 | 0 | 4.0319
[51 empty] | New | Perimeter Day lighting Controls (Advanced)-NR | 0.2836 |  |  | 0 | 0 | 0 | 0 | 0 | 0 | 1.3201
[51 empty] | New | Lighting Controls: Sweep, Occup, Commission-New | 0 |  |  | 0 | 0 | 0 | 0 | 0 | 0 | 0
[51 empty] | New | ECM on VAV Boxes-New | 5.2378 |  |  | 0 | 2.1641 | 2.1641 | 5.2378 | 5.2378 | 5.2378 | 5.2378
[51 empty] | New | ECM on VAV Boxes-NR | 3.8599 |  |  | 0 | 1.5215 | 3.8599 | 3.8599 | 3.8599 | 3.8599 | 3.8599
[51 empty] | Retro | ECM on VAV Boxes-Retro | 0 |  |  | 0 | 0 | 0 | 0 | 0 | 0 | 0
[51 empty] | New | Premium HVAC Equipment-New | 4.3551 |  |  | 0 | 1.4307 | 1.4307 | 1.4307 | 2.3543 | 4.3551 | 9.3019
[51 empty] | New | Premium HVAC Equipment-NR | 4.8598 |  |  | 0 | 0.65948 | 0.65948 | 0.65948 | 3.5183 | 4.075 | 7.5696
[51 empty] | New | Glass-New | 4.1832 |  |  | -0.043107 | 0.33857 | 2.9018 | 3.0871 | 3.9156 | 4.2978 | 5.2941
[51 empty] | New | Glass-NR | 1.661 |  |  | 0.004198 | 0.34216 | 1.0798 | 1.3387 | 1.6016 | 1.6915 | 2.0152
[51 empty] | Retro | Glass-Retro | 3.8236 |  |  | 0 | 0 | 1.4525 | 1.4918 | 4.4986 | 6.8242 | 14.0087
[51 empty] | Retro | Package Roof Top Optimization & Repair-Retro | 75.2854 |  |  | 12.845 | 16.8378 | 31.291 | 48.2602 | 66.2745 | 75.2526 | 87.1067
[51 empty] | New | Variable Speed Chiller-New | 0.95025 |  |  | 0 | 0.21687 | 0.21687 | 0.95025 | 0.95025 | 0.95025 | 0.95025
[51 empty] | New | Variable Speed Chiller-NR | 2.5688 |  |  | 0 | 0.72684 | 0.72684 | 2.5688 | 2.5688 | 2.5688 | 2.5688
[51 empty] | Retro | Variable Speed Chiller-Retro | 0 |  |  | 0 | 0 | 0 | 0 | 0 | 0 | 0
[51 empty] | New | Controls Commission-New | 8.5312 |  |  | 0 | 0 | 2.4079 | 3.9629 | 8.5312 | 20.5401 | 68.0493
[51 empty] | Retro | Built-Up HVAC Controls Optimization-Retro | 38.277 |  |  | 0 | 0 | 2.5125 | 35.9195 | 45.4736 | 50.4118 | 68.0887
[51 empty] | Retro | Built-Up HVAC Control Retrofit-Retro | 0 |  |  | 0 | 0 | 0 | 0 | 0 | 0 | 0
[51 empty] | New | Evaporative Assist Cooling-New | 0 |  |  | 0 | 0 | 0 | 0 | 0 | 0 | 0
[51 empty] | New | Evaporative Assist Cooling-NR | 0 |  |  | 0 | 0 | 0 | 0 | 0 | 0 | 0
[51 empty] | New | Low Pressure Distribution-New | 46.8437 |  |  | -2.2157 | 15.8039 | 29.6597 | 40.2919 | 41.9717 | 41.9717 | 44.6281
[51 empty] | New | Low Pressure Distribution-NR | 0 |  |  | 0 | 0 | 0 | 0 | 0 | 0 | 0
[51 empty] | New | Air-side heat recovery systems-New | 0 |  |  | 0 | 0 | 0 | 0 | 0 | 0 | 0
[51 empty] | Retro | Air-side heat recovery systems-Retro | 0 |  |  | 0 | 0 | 0 | 0 | 0 | 0 | 0
[51 empty] | New | Demand Control Ventilation-New | 0 |  |  | 0 | 0 | 0 | 0 | 0 | 0 | 0
[51 empty] | Retro | Demand Control Ventilation (Parking)-Retro | 0 |  |  | 0 | 0 | 0 | 0 | 0 | 0 | 0
[51 empty] | New | Efficienct fans, pumps and drives-New | 0 |  |  | 0 | 0 | 0 | 0 | 0 | 0 | 0
[51 empty] | New | Efficienct fans, pumps and drives-NR | 0 |  |  | 0 | 0 | 0 | 0 | 0 | 0 | 0
[51 empty] | Retro | Efficienct fans, pumps and drives-Retro | 0 |  |  | 0 | 0 | 0 | 0 | 0 | 0 | 0
[51 empty] | Retro | VSD, ASD-Retro | 3.4 |  |  | 0 | 0 | 2.125 | 3.4 | 3.4 | 3.4 | 3.4
[51 empty] | New | ReRoof-NR | 11.8125 |  |  | 2.6044 | 7.8645 | 11.0552 | 11.782 | 11.9324 | 11.9895 | 12.1042
[50 empty] | Equip | Retro | Grocery Refrigeration Bundle-Retro | 34.3697 |  |  | 7.0411 | 19.7709 | 26.3307 | 34.3697 | 36.3672 | 38.5153 | 46.5265
[51 empty] | New | Grocery Refrigeration Heat Recovery-New | 0 |  |  | 0 | 0 | 0 | 0 | 0 | 0 | 0
[51 empty] | Retro | Demand controlled circulating systems-Retro | 0 |  |  | 0 | 0 | 0 | 0 | 0 | 0 | 0
[50 empty] | Equip | Retro | Plug Load Sensor-Retro | 13.3473 |  |  | 0 | 0 | 0 | 13.3473 | 13.3473 | 13.3473 | 13.3473
[50 empty] | Equip | New | Premium Fume Hood-New | 16.4784 |  |  | 0 | 0 | 0 | 16.4784 | 16.4784 | 21.4635 | 21.4635
[50 empty] | Equip | Retro | Pre-Rinse Spray Wash-Retro | 9.7937 |  |  | 9.7937 | 9.7937 | 9.7937 | 9.7937 | 9.7937 | 9.7937 | 9.7937
[51 empty] | Achievable Potential - Cumulative |  | 85%
[51 empty] | For Achievable, Combine Measure Names |  | 0
[51 empty] | 0 | Year 2025 | 0
[50 empty] | New Building | Flag New/Retro | Measure Index Name | MWa with TRC BC Ratio >1.0 |  |  | <1 | <2 | <3 | <4 | <5 | <6 | <7 | <8 | <9 | <10 | >10
[51 empty] | New | Integrated Building Design | 152.1366 |  |  | 38.8233 | 73.4199 | 103.6386 | 126.9295 | 146.9812 | 159.419 | 199.8744 | 199.8744 | 199.8744 | 199.8744 | 199.8744
[51 empty] | New | Lighting Measures | 101.1165 |  |  | 90.9476 | 98.7311 | 98.7311 | 99.4387 | 106.0751 | 106.8714 | 107.5027 | 107.5027 | 107.5027 | 107.5027 | 107.5027
[51 empty] | New | Top Day Lighting | 34.4069 |  |  | -0.3545 | 7.3662 | 12.4077 | 24.5771 | 27.5127 | 32.9535 | 32.955 | 32.955 | 32.955 | 32.955 | 32.955
[51 empty] | New | Perimeter Day lighting Controls | 0.85144 |  |  | 0 | 0 | 0 | 0 | 0 | 0 | 5.352 | 5.352 | 5.352 | 5.352 | 5.352
[51 empty] | New | ECM on VAV Boxes | 9.0977 |  |  | 0 | 3.6856 | 6.024 | 9.0977 | 9.0977 | 9.0977 | 9.0977 | 9.0977 | 9.0977 | 9.0977 | 9.0977
[51 empty] | New | Premium HVAC Equipment | 9.215 |  |  | 0 | 2.0901 | 2.0901 | 2.0901 | 5.8725 | 8.4302 | 16.8715 | 16.8715 | 16.8715 | 16.8715 | 16.8715
[51 empty] | New | Glass | 5.8442 |  |  | -0.038909 | 0.68073 | 3.9815 | 4.4257 | 5.5172 | 5.9893 | 7.3093 | 7.3093 | 7.3093 | 7.3093 | 7.3093
[51 empty] | New | Variable Speed Chiller | 3.519 |  |  | 0 | 0.94371 | 0.94371 | 3.519 | 3.519 | 3.519 | 3.519 | 3.519 | 3.519 | 3.519 | 3.519
[51 empty] | New | Controls Commission | 8.5312 |  |  | 0 | 0 | 2.4079 | 3.9629 | 8.5312 | 20.5401 | 68.0493 | 68.0493 | 68.0493 | 68.0493 | 68.0493
[51 empty] | New | Low Pressure Distribution | 46.8437 |  |  | -2.2157 | 15.8039 | 29.6597 | 40.2919 | 41.9717 | 41.9717 | 44.6281 | 44.6281 | 44.6281 | 44.6281 | 44.6281
[51 empty] | New | ReRoof | 11.8125 |  |  | 2.6044 | 7.8645 | 11.0552 | 11.782 | 11.9324 | 11.9895 | 12.1042 | 12.1042 | 12.1042 | 12.1042 | 12.1042
[52 empty] | Cost-Effective Amount is 383 MWa | 383.3749 |  |  | 129.7662 | 210.5858 | 270.9396 | 326.1146 | 367.0109 | 400.7814 | 507.2632 | 507.2632 | 507.2632 | 507.2632 | 507.2632
[51 empty] | Achievable Potential - Cumulative |  | 85%
[51 empty] | For Achievable, Combine Measure Names |  | 0
[50 empty] | Retro Building | Flag New/Retro | Measure Index Name | MWa with TRC BC Ratio >1.0 |  |  | <1 | <2 | <3 | <4 | <5 | <6 | <7 | <8 | <9 | <10 | >10
[51 empty] | Retro | Lighting Measures | 113.92 |  |  | 38.6548 | 64.7081 | 87.6248 | 108.1526 | 128.2787 | 133.5183 | 155.1773 | 155.1773 | 155.1773 | 155.1773 | 155.1773
[51 empty] | Retro | Glass | 3.8236 |  |  | 0 | 0 | 1.4525 | 1.4918 | 4.4986 | 6.8242 | 14.0087 | 14.0087 | 14.0087 | 14.0087 | 14.0087
[51 empty] | Retro | Grocery Refrigeration | 34.3697 |  |  | 7.0411 | 19.7709 | 26.3307 | 34.3697 | 36.3672 | 38.5153 | 46.5265 | 46.5265 | 46.5265 | 46.5265 | 46.5265
[51 empty] | Retro | Package Roof Top Optimization | 75.2854 |  |  | 12.845 | 16.8378 | 31.291 | 48.2602 | 66.2745 | 75.2526 | 87.1067 | 87.1067 | 87.1067 | 87.1067 | 87.1067
[51 empty] | Retro | Built-Up HVAC Controls Optimization | 38.277 |  |  | 0 | 0 | 2.5125 | 35.9195 | 45.4736 | 50.4118 | 68.0887 | 68.0887 | 68.0887 | 68.0887 | 68.0887
[51 empty] | Retro | Variable Drive Power | 3.4 |  |  | 0 | 0 | 2.125 | 3.4 | 3.4 | 3.4 | 3.4 | 3.4 | 3.4 | 3.4 | 3.4
[52 empty] | Cost-Effective Amount is 269 MWa | 269.0757 |  |  | 58.5409 | 101.3168 | 151.3364 | 231.5938 | 284.2926 | 307.9222 | 374.3079 | 374.3079 | 374.3079 | 374.3079 | 374.3079
Equip & Infrastructure
[51 empty] | Flag New/Retro | Measure Index Name | MWa with TRC BC Ratio >1.0 |  |  | <1 | <2 | <3 | <4 | <5 | <6 | <7 | <8 | <9 | <10 | >10
[50 empty] | These from above | Retro | Plug Load Sensor | 13.3473 |  |  | 0 | 0 | 0 | 13.3473 | 13.3473 | 13.3473 | 13.3473 | 13.3473 | 13.3473 | 13.3473 | 13.3473
[51 empty] | New | Premium Fume Hood | 16.4784 |  |  | 0 | 0 | 0 | 16.4784 | 16.4784 | 21.4635 | 21.4635 | 21.4635 | 21.4635 | 21.4635 | 21.4635
[51 empty] | Retro | Pre-Rinse Spray Wash | 9.7937 |  |  | 9.7937 | 9.7937 | 9.7937 | 9.7937 | 9.7937 | 9.7937 | 9.7937 | 9.7937 | 9.7937 | 9.7937 | 9.7937
[50 empty] | These from Sum Stand Alone | Retro | Municipal Sewage Treatment | 47.0454 |  |  | 0 | 47.0454 | 47.0454 | 47.0454 | 47.0454 | 47.0454 | 55.3139 | 55.3139 | 55.3139 | 55.3139 | 55.3139
[51 empty] | Retro | Municipal Water Supply | 24.65 |  |  | 0 | 3.4 | 10.2 | 17.85 | 24.65 | 24.65 | 24.65 | 24.65 | 24.65 | 24.65 | 24.65
[51 empty] | Retro | LED Traffic Lights | 7.7635 |  |  | 2.0627 | 3.8415 | 5.9858 | 7.7635 | 8.6942 | 8.6942 | 8.6942 | 8.6942 | 8.6942 | 8.6942 | 8.6942
[51 empty] | Retro | LED Exit Signs | 36.1749 |  |  | 0 | 0 | 36.1749 | 36.1749 | 37.1136 | 37.1192 | 39.1622 | 39.1622 | 39.1622 | 39.1622 | 39.1622
[51 empty] | Retro | Network PC Power Management | 61.448 |  |  | 0 | 0 | 61.448 | 61.448 | 61.448 | 61.448 | 61.448 | 61.448 | 61.448 | 61.448 | 61.448
[51 empty] | New | Efficient Power Supplies | 155.6786 |  |  | 0 | 155.6786 | 155.6786 | 155.6786 | 155.6786 | 155.6786 | 155.6786 | 155.6786 | 155.6786 | 155.6786 | 155.6786
[51 empty] | New | Packaged Refrigeration Equipment | 67.5136 |  |  | 0 | 50.0778 | 59.6608 | 67.5136 | 68.6495 | 68.6495 | 68.6495 | 68.6495 | 68.6495 | 68.6495 | 68.6495
[52 empty] | Cost-Effective Amount is 440 MWa | 439.8935 |  |  | 11.8564 | 269.8371 | 385.9872 | 433.0935 | 442.8987 | 447.8893 | 458.2008 | 458.2008 | 458.2008 | 458.2008 | 458.2008
[53 empty] | Retrofit | New
[51 empty] | Retro | Plug Load Sensor | 13.3473
[51 empty] | Retro | Pre-Rinse Spray Wash | 9.7937
[51 empty] | Retro | Municipal Sewage Treatment | 36.5257 | 10.5197
[51 empty] | Retro | Municipal Water Supply | 24.65
[51 empty] | Retro | LED Traffic Lights | 7.7635
[51 empty] | Retro | LED Exit Signs | 36.1749
[51 empty] | Retro | Network PC Power Management | 61.448
[51 empty] | New | Premium Fume Hood |  | 16.4784
[51 empty] | New | Efficient Power Supplies |  | 155.6786
[51 empty] | New | Packaged Refrigeration Equipment |  | 67.5136
[53 empty] | 189.7031 | 250.1903
439.8935

## 14Jan2005
Q:\CG\Main\Plan 5\Commercial\Assessment\FinalPlan\[HVACMeasureMatrix.xls]Tally |  |  |  |  | 2005-01-14
Tallies up savings from measures by cost bin for Lost Opportunity and for 2025
This section no longer used |  |  | Annual Lost Opportunity | Measures with B/C>1.00 | Measures with B/C>1.00 | Categories with B/C>1.00 | % of Measures with B/C >1.00 | Block 1: x <=10 m/kWh | Block 2: 10< x <=20 m/kWh | Block 3: 20< x <=30 m/kWh | Block 4: 30< x <=40 m/kWh | Block 5: 40< x <=50 m/kWh | Block 6: 50< x <=60 m/kWh | Block 7: 60m/kWh < x | [10 empty] | New and NR |  |  |  |  | Retro
Base Measure Name | VCohort | New/Retro | Measure Index Name | Annual Capital $Million | MWa with TRC BC Ratio >1.0 |  |  | <10 | <20 | <30 | <40 | <50 | <60 | <70 | <80 | <90 | <100 | >100 | [5 empty] | MWa with TRC BC Ratio >1.0 | HVAC | L | ENVL | R | M | HVAC | L | ENVL | R | M
ALL | New | New | Integrated Building Design-New | 22.956 | 8.9492 |  |  | 2.2837 | 2.0351 | 1.7776 | 1.3701 | 1.1795 | 0.73163 | 2.3797 | [9 empty] | Integrated Building Design-New | 3.682 | 4.9873 | 0 | 0 | 0 | 0 | 0 | 0 | 0 | 0
L | New | New | LPD Package-New | 0.50404 | 2.9719 | 0 | 3.0299 | 2.6232 | 0.32619 | 0 | 0.025363 | 0.17336 | 0.03379 | 0.0077806 | [9 empty] | LPD Package-New | 0 | 2.9719 | 0 | 0 | 0 | 0 | 0 | 0 | 0 | 0
L | NR | New | LPD Package-NR | 0.53837 | 2.2683 | 0 | 2.2549 | 2.0971 | 0.063266 | 0 | 0.010659 | 0.17366 | 0.0059942 | 0.026477 | [9 empty] | LPD Package-NR | 0 | 2.2683 | 0 | 0 | 0 | 0 | 0 | 0 | 0 | 0
L | Retro | Retro | LPD Package-Retro | [20 empty] | LPD Package-Retro | 0 | 0 | 0 | 0 | 0 | 0 | 0 | 0 | 0 | 0
L | New | New | Top Day Lighting-New | 5.5376 | 1.6192 | 0 | 1.5004 | -0.016682 | 0.36333 | 0.23725 | 0.57268 | 0.13815 | 0.25604 | 6.7192e-05 | [9 empty] | Top Day Lighting-New | 0 | 1.6192 | 0 | 0 | 0 | 0 | 0 | 0 | 0 | 0
L | New | New | Perimeter Day lighting Controls (Advanced)-New | 0.1966 | 0.027835 | 0 | 0.043858 | 0 | 0 | 0 | 0 | 0 | 0 | 0.19764 | [9 empty] | Perimeter Day lighting Controls (Advanced)-New | 0 | 0.027835 | 0 | 0 | 0 | 0 | 0 | 0 | 0 | 0
L | NR | New | Perimeter Day lighting Controls (Advanced)-NR | 0.10005 | 0.013902 | 0 | 0.015199 | 0 | 0 | 0 | 0 | 0 | 0 | 0.064711 | [9 empty] | Perimeter Day lighting Controls (Advanced)-NR | 0 | 0.013902 | 0 | 0 | 0 | 0 | 0 | 0 | 0 | 0
L | New | New | Lighting Controls: Sweep, Occup, Commission-New | [20 empty] | Lighting Controls: Sweep, Occup, Commission-New | 0 | 0 | 0 | 0 | 0 | 0 | 0 | 0 | 0 | 0
HVAC | New | New | ECM on VAV Boxes-New | 0.79226 | 0.25676 | 0 | 0.25463 | 0 | 0.10609 | 0 | 0.15067 | 0 | 0 | 0 | [9 empty] | ECM on VAV Boxes-New | 0.25676 | 0 | 0 | 0 | 0 | 0 | 0 | 0 | 0 | 0
HVAC | NR | New | ECM on VAV Boxes-NR | 0.51227 | 0.18921 | 0 | 0.1891 | 0 | 0.074583 | 0.11463 | 0 | 0 | 0 | 0 | [9 empty] | ECM on VAV Boxes-NR | 0.18921 | 0 | 0 | 0 | 0 | 0 | 0 | 0 | 0 | 0
HVAC | Retro | Retro | ECM on VAV Boxes-Retro | [20 empty] | ECM on VAV Boxes-Retro | 0 | 0 | 0 | 0 | 0 | 0 | 0 | 0 | 0 | 0
HVAC | New | New | Premium HVAC Equipment-New | 0.80151 | 0.21349 | 0 | 0.25686 | 0 | 0.07013 | 0 | 0 | 0.045275 | 0.098082 | 0.24249 | [9 empty] | Premium HVAC Equipment-New | 0.21349 | 0 | 0 | 0 | 0 | 0 | 0 | 0 | 0 | 0
HVAC | NR | New | Premium HVAC Equipment-NR | 1.1799 | 0.27226 | 0 | 0.29599 | 0 | 0.036946 | 0 | 0 | 0.16016 | 0.03119 | 0.19577 | [9 empty] | Premium HVAC Equipment-NR | 0.27226 | 0 | 0 | 0 | 0 | 0 | 0 | 0 | 0 | 0
ENVL | New | New | Glass-New | 1.1273 | 0.20506 | 0 | 0.20744 | -0.0021131 | 0.01871 | 0.12565 | 0.0090841 | 0.040612 | 0.018735 | 0.048839 | [9 empty] | Glass-New | 0 | 0 | 0.20506 | 0 | 0 | 0 | 0 | 0 | 0 | 0
ENVL | NR | New | Glass-NR | 0.46896 | 0.081423 | 0 | 0.079089 | 0.00020579 | 0.016567 | 0.036158 | 0.01269 | 0.012891 | 0.0044049 | 0.015866 | [9 empty] | Glass-NR | 0 | 0 | 0.081423 | 0 | 0 | 0 | 0 | 0 | 0 | 0
ENVL | Retro | Retro | Glass-Retro | [20 empty] | Glass-Retro | 0 | 0 | 0 | 0 | 0 | 0 | 0 | 0 | 0 | 0
HVAC | Retro | Retro | Package Roof Top Optimization & Repair-Retro | [20 empty] | Package Roof Top Optimization & Repair-Retro | 0 | 0 | 0 | 0 | 0 | 0 | 0 | 0 | 0 | 0
HVAC | New | New | Variable Speed Chiller-New | 0.23113 | 0.044718 | 0 | 0.044604 | 0 | 0.010206 | 0 | 0.034512 | 0 | 0 | 0 | [9 empty] | Variable Speed Chiller-New | 0.044718 | 0 | 0 | 0 | 0 | 0 | 0 | 0 | 0 | 0
HVAC | NR | New | Variable Speed Chiller-NR | 0.6017 | 0.12088 | 0 | 0.1206 | 0 | 0.034204 | 0 | 0.086679 | 0 | 0 | 0 | [9 empty] | Variable Speed Chiller-NR | 0.12088 | 0 | 0 | 0 | 0 | 0 | 0 | 0 | 0 | 0
HVAC | Retro | Retro | Variable Speed Chiller-Retro | [20 empty] | Variable Speed Chiller-Retro | 0 | 0 | 0 | 0 | 0 | 0 | 0 | 0 | 0 | 0
HVAC | New | New | Controls Commission-New | 1.63 | 0.50184 | 0 | 0.6789 | 0 | 0 | 0.14164 | 0.091466 | 0.26873 | 0.7064 | 2.7947 | [9 empty] | Controls Commission-New | 0.50184 | 0 | 0 | 0 | 0 | 0 | 0 | 0 | 0 | 0
HVAC | Retro | Retro | Built-Up HVAC Controls Optimization-Retro | [20 empty] | Built-Up HVAC Controls Optimization-Retro | 0 | 0 | 0 | 0 | 0 | 0 | 0 | 0 | 0 | 0
HVAC | Retro | Retro | Built-Up HVAC Control Retrofit-Retro | [20 empty] | Built-Up HVAC Control Retrofit-Retro | 0 | 0 | 0 | 0 | 0 | 0 | 0 | 0 | 0 | 0
HVAC | New | New | Evaporative Assist Cooling-New | [20 empty] | Evaporative Assist Cooling-New | 0 | 0 | 0 | 0 | 0 | 0 | 0 | 0 | 0 | 0
HVAC | NR | New | Evaporative Assist Cooling-NR | [20 empty] | Evaporative Assist Cooling-NR | 0 | 0 | 0 | 0 | 0 | 0 | 0 | 0 | 0 | 0
HVAC | New | New | Low Pressure Distribution-New | 11.1196 | 2.3961 | 0 | 2.3242 | -0.11333 | 0.92172 | 0.70874 | 0.54385 | 0.085924 | 0 | 0.13587 | [9 empty] | Low Pressure Distribution-New | 2.3961 | 0 | 0 | 0 | 0 | 0 | 0 | 0 | 0 | 0
HVAC | NR | New | Low Pressure Distribution-NR | [20 empty] | Low Pressure Distribution-NR | 0 | 0 | 0 | 0 | 0 | 0 | 0 | 0 | 0 | 0
HVAC | New | New | Air-side heat recovery systems-New | [20 empty] | Air-side heat recovery systems-New | 0 | 0 | 0 | 0 | 0 | 0 | 0 | 0 | 0 | 0
HVAC | Retro | Retro | Air-side heat recovery systems-Retro | [20 empty] | Air-side heat recovery systems-Retro | 0 | 0 | 0 | 0 | 0 | 0 | 0 | 0 | 0 | 0
HVAC | New | New | Demand Control Ventilation-New | [20 empty] | Demand Control Ventilation-New | 0 | 0 | 0 | 0 | 0 | 0 | 0 | 0 | 0 | 0
HVAC | Retro | Retro | Demand Control Ventilation (Parking)-Retro | [20 empty] | Demand Control Ventilation (Parking)-Retro | 0 | 0 | 0 | 0 | 0 | 0 | 0 | 0 | 0 | 0
HVAC | New | New | Efficienct fans, pumps and drives-New | [20 empty] | Efficienct fans, pumps and drives-New | 0 | 0 | 0 | 0 | 0 | 0 | 0 | 0 | 0 | 0
HVAC | NR | New | Efficienct fans, pumps and drives-NR | [20 empty] | Efficienct fans, pumps and drives-NR | 0 | 0 | 0 | 0 | 0 | 0 | 0 | 0 | 0 | 0
HVAC | Retro | Retro | Efficienct fans, pumps and drives-Retro | [20 empty] | Efficienct fans, pumps and drives-Retro | 0 | 0 | 0 | 0 | 0 | 0 | 0 | 0 | 0 | 0
HVAC | Retro | Retro | VSD, ASD-Retro | [20 empty] | VSD, ASD-Retro | 0 | 0 | 0 | 0 | 0 | 0 | 0 | 0 | 0 | 0
ENVL | NR | New | ReRoof-NR | 1.6269 | 0.66177 | 0 | 0.65076 | 0.14591 | 0.29468 | 0.17875 | 0.040716 | 0.008429 | 0.0032001 | 0.0064221 | [9 empty] | ReRoof-NR | 0 | 0 | 0.66177 | 0 | 0 | 0 | 0 | 0 | 0 | 0
R | Retro | Retro | Grocery Refrigeration Bundle-Retro | [20 empty] | Grocery Refrigeration Bundle-Retro | 0 | 0 | 0 | 0 | 0 | 0 | 0 | 0 | 0 | 0
R | New | New | Grocery Refrigeration Heat Recovery-New | [20 empty] | Grocery Refrigeration Heat Recovery-New | 0 | 0 | 0 | 0 | 0 | 0 | 0 | 0 | 0 | 0
W | Retro | Retro | Demand controlled circulating systems-Retro | [20 empty] | Demand controlled circulating systems-Retro | 0 | 0 | 0 | 0 | 0 | 0 | 0 | 0 | 0 | 0
M | Retro | Retro | Plug Load Sensor-Retro | [20 empty] | Plug Load Sensor-Retro | 0 | 0 | 0 | 0 | 0 | 0 | 0 | 0 | 0 | 0
M | New | New | Premium Fume Hood-New |  |  |  |  | <50: 0 | [5 empty] | Premium Fume Hood-New | 0 | 0 | 0 | 0 | 0 | 0 | 0 | 0 | 0 | 0
M | Retro | Retro | Pre-Rinse Spray Wash-Retro
[25 empty] | 7.6772 | 11.8884 | 0.94825 | 0 | 0 | 0 | 0 | 0 | 0 | 0
|  |  | Total from Buildings | 49.9244 | 20.7938 | 0 | 11.9464 | 7.0181 | 4.3717 | 3.3204 | 2.9484 | 2.2867 | 1.8895 | 6.1163
|  |  | Total from Stand Alone | 11.5463
|  |  |  | 61.4706 | [45 empty] | DATA FOR CHARTS APPEARS BELOW CATEGORIZED IN SEVERAL DIFFERENT WAYS. USE AUTO FILTER TO PARSE. NEW AND NR MEASURES COMBINED BY NAME.
|  | 85% | Achievable | 52.25
Technical Potential - Incremental
For Tally ChartNew (COMBINE NEW AND NR, PLOT ONLY NEW)
|  |  | Year 2025 | Measures with B/C>1.00 | Measures with B/C>1.00 | Categories with B/C>1.00 | % of Measures with B/C >1.00 | Block 1: x <=10 m/kWh | Block 2: 10< x <=20 m/kWh | Block 3: 20< x <=30 m/kWh | Block 4: 30< x <=40 m/kWh | Block 5: 40< x <=50 m/kWh | Block 6: 50< x <=60 m/kWh | Block 7: 60m/kWh < x | [5 empty] | Measures with B/C>1.00 | Measures with B/C>1.00 | Measures with B/C>1.00 |  |  | New and NR |  |  |  |  | Retro | [19 empty] | 0 | Year 2025 | Measures with B/C>1.00 | Categories with B/C>1.00 | % of Measures with B/C >1.00 | Block 1: x <=10 m/kWh | Block 2: 10< x <=20 m/kWh | Block 3: 20< x <=30 m/kWh | Block 4: 30< x <=40 m/kWh | Block 5: 40< x <=50 m/kWh | Block 6: 50< x <=60 m/kWh | Block 7: 60m/kWh < x
End Use | VCohort | Flag New/Retro | Measure Index Name | 2025 Capital $Million | MWa with TRC BC Ratio >1.0 |  |  | <1.0 | <2.0 | <3.0 | <4.0 | <5.0 | <6.0 | <7.0 | <8.0 | <9.0 | <10.0 | >10.0 |  | Levelized Cost of B/C>1 | Power System B/C Ratio | PV Benefits per kWh | Achievable MWa with TRC BC Ratio >1.0 |  | HVAC | L | ENVL | R | M | HVAC | L | ENVL | R | M | lvl cost | lvl cost light | lvl cost hvac | B/C | B/C Light | B/C HVAC | [9 empty] | Flag New/Retro | Measure Index Name | MWa with TRC BC Ratio >1.0 | Categories with B/C>1.00 | % of Measures with B/C >1.00 | <1.0 | <2.0 | <3.0 | <4.0 | <5.0 | <6.0 | <7.0
ALL | New | New | Integrated Building Design-New | 531.1967 | 178.9843 |  |  | 45.6744 | 40.7019 | 35.5513 | 27.4011 | 23.5903 | 14.6326 | 47.5946 | [5 empty] | 22.6518 | 4.7958 |  | 152.1366 | Integrated Building Design-New | 73.6398 | 99.7459 | 0 | 0 | 0 | 0 | 0 | 0 | 0 | 0 | 22.6518 | 16.0873 | 30.9152 | 4.7958 | 7.4431 | 1.4634 | [9 empty] | New | Integrated Building Design-New | 178.9843 | 0 | 0 | 45.6744 | 40.7019 | 35.5513 | 27.4011 | 23.5903 | 14.6326 | 47.5946
L | New | New | LPD Package-New | 12.0969 | 71.3259 | 0 | 72.7178 | 62.9572 | 7.8284 | 0 | 0.6087 | 4.1606 | 0.81096 | 0.18673 |  |  |  |  | 11.43 | 3.3117 | 11.9424 | 0.5375 | 60.627 | LPD Package-New | 0 | 71.3259 | 0 | 0 | 0 | 0 | 0 | 0 | 0 | 0 | 3.3117 |  |  | 11.9424 | [11 empty] | New | LPD Package-New | 71.3259 | 0 | 72.7178 | 62.9572 | 7.8284 | 0 | 0.6087 | 4.1606 | 0.81096 | 0.18673
L | NR | New | LPD Package-NR | 11.3057 | 47.6347 | 0 | 47.3523 | 44.04 | 1.3286 | 0 | 0.22384 | 3.6469 | 0.12588 | 0.55601 |  |  |  |  | 9.3379 | 3.2468 | 12.2164 | 0.53906 | 40.4895 | LPD Package-NR | 0 | 47.6347 | 0 | 0 | 0 | 0 | 0 | 0 | 0 | 0 | 3.2468 |  |  | 12.2164 | [11 empty] | New | LPD Package-NR | 47.6347 | 0 | 47.3523 | 44.04 | 1.3286 | 0 | 0.22384 | 3.6469 | 0.12588 | 0.55601
L | Retro | Retro | LPD Package-Retro | 358.9221 | 134.0236 | 0 | 140.4686 | 45.4763 | 30.651 | 26.9607 | 24.1504 | 23.6778 | 6.1642 | 25.4812 | [5 empty] | 18.3514 | 2.1808 | 0.54389 | 113.92 | LPD Package-Retro | 0 | 0 | 0 | 0 | 0 | 0 | 134.0236 | 0 | 0 | 0 | 18.3514 |  |  | 2.1808 | [11 empty] | Retro | LPD Package-Retro | 134.0236 | 0 | 140.4686 | 45.4763 | 30.651 | 26.9607 | 24.1504 | 23.6778 | 6.1642 | 25.4812
L | New | New | Top Day Lighting-New | 138.4412 | 40.4788 | 0 | 37.5108 | -0.41705 | 9.0832 | 5.9311 | 14.3169 | 3.4537 | 6.4009 | 0.0016798 | [5 empty] | 34.1007 | 1.5712 | 0.72815 | 34.4069 | Top Day Lighting-New | 0 | 40.4788 | 0 | 0 | 0 | 0 | 0 | 0 | 0 | 0 | 34.1007 |  |  | 1.5712 | [11 empty] | New | Top Day Lighting-New | 40.4788 | 0 | 37.5108 | -0.41705 | 9.0832 | 5.9311 | 14.3169 | 3.4537 | 6.4009 | 0.0016798
L | New | New | Perimeter Day lighting Controls (Advanced)-New | 4.9638 | 0.66805 | 0 | 1.0526 | 0 | 0 | 0 | 0 | 0 | 0 | 4.7434 | [5 empty] | 62.4126 | 0.85966 |  | 0.56784 | Perimeter Day lighting Controls (Advanced)-New | 0 | 0.66805 | 0 | 0 | 0 | 0 | 0 | 0 | 0 | 0 | 62.4126 |  |  | 0.85966 | [11 empty] | New | Perimeter Day lighting Controls (Advanced)-New | 0.66805 | 0 | 1.0526 | 0 | 0 | 0 | 0 | 0 | 0 | 4.7434
L | NR | New | Perimeter Day lighting Controls (Advanced)-NR | 2.4899 | 0.33364 | 0 | 0.36478 | 0 | 0 | 0 | 0 | 0 | 0 | 1.5531 | [5 empty] | 62.6841 | 0.85594 |  | 0.2836 | Perimeter Day lighting Controls (Advanced)-NR | 0 | 0.33364 | 0 | 0 | 0 | 0 | 0 | 0 | 0 | 0 | 62.6841 |  |  | 0.85594 | [11 empty] | New | Perimeter Day lighting Controls (Advanced)-NR | 0.33364 | 0 | 0.36478 | 0 | 0 | 0 | 0 | 0 | 0 | 1.5531
L | New | New | Lighting Controls: Sweep, Occup, Commission-New | [20 empty] | Lighting Controls: Sweep, Occup, Commission-New | 0 | 0 | 0 | 0 | 0 | 0 | 0 | 0 | 0 | 0 | 0 | [14 empty] | New | Lighting Controls: Sweep, Occup, Commission-New | 0 | 0 | 0 | 0 | 0 | 0 | 0 | 0 | 0 | 0
HVAC | New | New | ECM on VAV Boxes-New | 19.0143 | 6.1622 | 0 | 6.1111 | 0 | 2.546 | 0 | 3.6161 | 0 | 0 | 0 | [5 empty] | 25.1489 | 1.7798 | 0.60829 | 5.2378 | ECM on VAV Boxes-New | 6.1622 | 0 | 0 | 0 | 0 | 0 | 0 | 0 | 0 | 0 | 25.1489 |  |  | 1.7798 | [11 empty] | New | ECM on VAV Boxes-New | 6.1622 | 0 | 6.1111 | 0 | 2.546 | 0 | 3.6161 | 0 | 0 | 0
HVAC | NR | New | ECM on VAV Boxes-NR | 12.2946 | 4.5411 | 0 | 4.5385 | 0 | 1.79 | 2.7511 | 0 | 0 | 0 | 0 | [5 empty] | 22.1633 | 1.916 | 0.57711 | 3.8599 | ECM on VAV Boxes-NR | 4.5411 | 0 | 0 | 0 | 0 | 0 | 0 | 0 | 0 | 0 | 22.1633 |  |  | 1.916 | [11 empty] | New | ECM on VAV Boxes-NR | 4.5411 | 0 | 4.5385 | 0 | 1.79 | 2.7511 | 0 | 0 | 0 | 0
HVAC | Retro | Retro | ECM on VAV Boxes-Retro | [20 empty] | ECM on VAV Boxes-Retro | 0 | 0 | 0 | 0 | 0 | 0 | 0 | 0 | 0 | 0 | 0 | [14 empty] | Retro | ECM on VAV Boxes-Retro | 0 | 0 | 0 | 0 | 0 | 0 | 0 | 0 | 0 | 0
HVAC | New | New | Premium HVAC Equipment-New | 19.2362 | 5.1237 | 0 | 6.1647 | 0 | 1.6831 | 0 | 0 | 1.0866 | 2.354 | 5.8197 | [5 empty] | 43.5071 | 1.2264 |  | 4.3551 | Premium HVAC Equipment-New | 5.1237 | 0 | 0 | 0 | 0 | 0 | 0 | 0 | 0 | 0 | 43.5071 |  |  | 1.2264 | [11 empty] | New | Premium HVAC Equipment-New | 5.1237 | 0 | 6.1647 | 0 | 1.6831 | 0 | 0 | 1.0866 | 2.354 | 5.8197
HVAC | NR | New | Premium HVAC Equipment-NR | 24.7776 | 5.7175 | 0 | 6.2159 | 0 | 0.77586 | 0 | 0 | 3.3633 | 0.655 | 4.1112 | [5 empty] | 43.2059 | 1.235 |  | 4.8598 | Premium HVAC Equipment-NR | 5.7175 | 0 | 0 | 0 | 0 | 0 | 0 | 0 | 0 | 0 | 43.2059 |  |  | 1.235 | [11 empty] | New | Premium HVAC Equipment-NR | 5.7175 | 0 | 6.2159 | 0 | 0.77586 | 0 | 0 | 3.3633 | 0.655 | 4.1112
ENVL | New | New | Glass-New | 27.056 | 4.9214 | 0 | 4.9785 | -0.050714 | 0.44903 | 3.0155 | 0.21802 | 0.9747 | 0.44964 | 1.1721 | [5 empty] | 30.0096 | 0.68673 |  | 4.1832 | Glass-New | 0 | 0 | 4.9214 | 0 | 0 | 0 | 0 | 0 | 0 | 0 | 30.0096 |  |  | 0.68673 | [11 empty] | New | Glass-New | 4.9214 | 0 | 4.9785 | -0.050714 | 0.44903 | 3.0155 | 0.21802 | 0.9747 | 0.44964 | 1.1721
ENVL | NR | New | Glass-NR | 11.255 | 1.9542 | 0 | 1.8981 | 0.0049389 | 0.3976 | 0.86779 | 0.30456 | 0.30938 | 0.10572 | 0.38078 | [5 empty] | 28.301 | 1.4716 |  | 1.661 | Glass-NR | 0 | 0 | 1.9542 | 0 | 0 | 0 | 0 | 0 | 0 | 0 | 28.301 |  |  | 1.4716 | [11 empty] | New | Glass-NR | 1.9542 | 0 | 1.8981 | 0.0049389 | 0.3976 | 0.86779 | 0.30456 | 0.30938 | 0.10572 | 0.38078
ENVL | Retro | Retro | Glass-Retro | 24.9433 | 4.4984 | 0 | 4.9636 | 0 | 0 | 1.7088 | 0.046226 | 3.5375 | 2.736 | 8.4524 | [5 empty] | 38.2093 | 0.99245 |  | 3.8236 | Glass-Retro | 0 | 0 | 0 | 0 | 0 | 0 | 0 | 4.4984 | 0 | 0 | 38.2093 |  |  | 0.99245 | [11 empty] | Retro | Glass-Retro | 4.4984 | 0 | 4.9636 | 0 | 0 | 1.7088 | 0.046226 | 3.5375 | 2.736 | 8.4524
HVAC | Retro | Retro | Package Roof Top Optimization & Repair-Retro | 157.0482 | 88.5711 | 0 | 80.0773 | 15.1117 | 4.6974 | 17.0038 | 19.9637 | 21.1933 | 10.5625 | 13.9459 | [5 empty] | 32.3467 | 1.424 |  | 75.2854 | Package Roof Top Optimization & Repair-Retro | 0 | 0 | 0 | 0 | 0 | 88.5711 | 0 | 0 | 0 | 0 | 32.3467 |  |  | 1.424 | [11 empty] | Retro | Package Roof Top Optimization & Repair-Retro | 88.5711 | 0 | 80.0773 | 15.1117 | 4.6974 | 17.0038 | 19.9637 | 21.1933 | 10.5625 | 13.9459
HVAC | New | New | Variable Speed Chiller-New | 5.7782 | 1.1179 | 0 | 1.1151 | 0 | 0.25514 | 0 | 0.8628 | 0 | 0 | 0 | [5 empty] | 32.0512 | 1.5337 |  | 0.95025 | Variable Speed Chiller-New | 1.1179 | 0 | 0 | 0 | 0 | 0 | 0 | 0 | 0 | 0 | 32.0512 |  |  | 1.5337 | [11 empty] | New | Variable Speed Chiller-New | 1.1179 | 0 | 1.1151 | 0 | 0.25514 | 0 | 0.8628 | 0 | 0 | 0
HVAC | NR | New | Variable Speed Chiller-NR | 15.0424 | 3.0221 | 0 | 3.015 | 0 | 0.85511 | 0 | 2.167 | 0 | 0 | 0 | [5 empty] | 30.8884 | 1.5915 |  | 2.5688 | Variable Speed Chiller-NR | 3.0221 | 0 | 0 | 0 | 0 | 0 | 0 | 0 | 0 | 0 | 30.8884 |  |  | 1.5915 | [11 empty] | New | Variable Speed Chiller-NR | 3.0221 | 0 | 3.015 | 0 | 0.85511 | 0 | 2.167 | 0 | 0 | 0
HVAC | Retro | Retro | Variable Speed Chiller-Retro | [20 empty] | Variable Speed Chiller-Retro | 0 | 0 | 0 | 0 | 0 | 0 | 0 | 0 | 0 | 0 | 0 | [14 empty] | Retro | Variable Speed Chiller-Retro | 0 | 0 | 0 | 0 | 0 | 0 | 0 | 0 | 0 | 0
HVAC | New | New | Controls Commission-New | 32.6003 | 10.0367 | 0 | 13.5779 | 0 | 0 | 2.8329 | 1.8293 | 5.3745 | 14.1281 | 55.8932 | [5 empty] | 37.4797 | 1.1212 |  | 8.5312 | Controls Commission-New | 10.0367 | 0 | 0 | 0 | 0 | 0 | 0 | 0 | 0 | 0 | 37.4797 |  |  | 1.1212 | [11 empty] | New | Controls Commission-New | 10.0367 | 0 | 13.5779 | 0 | 0 | 2.8329 | 1.8293 | 5.3745 | 14.1281 | 55.8932
HVAC | Retro | Retro | Built-Up HVAC Controls Optimization-Retro | 134.8711 | 45.0317 | 0 | 43.6009 | 0 | 0 | 2.9559 | 39.3024 | 11.2401 | 5.8097 | 20.7963 | [5 empty] | 36.5229 | 1.1697 |  | 38.277 | Built-Up HVAC Controls Optimization-Retro | 0 | 0 | 0 | 0 | 0 | 45.0317 | 0 | 0 | 0 | 0 | 36.5229 |  |  | 1.1697 | [11 empty] | Retro | Built-Up HVAC Controls Optimization-Retro | 45.0317 | 0 | 43.6009 | 0 | 0 | 2.9559 | 39.3024 | 11.2401 | 5.8097 | 20.7963
HVAC | Retro | Retro | Built-Up HVAC Control Retrofit-Retro | [20 empty] | Built-Up HVAC Control Retrofit-Retro | 0 | 0 | 0 | 0 | 0 | 0 | 0 | 0 | 0 | 0 | 0 | [14 empty] | Retro | Built-Up HVAC Control Retrofit-Retro | 0 | 0 | 0 | 0 | 0 | 0 | 0 | 0 | 0 | 0
HVAC | New | New | Evaporative Assist Cooling-New | [20 empty] | Evaporative Assist Cooling-New | 0 | 0 | 0 | 0 | 0 | 0 | 0 | 0 | 0 | 0 | 0 | [14 empty] | New | Evaporative Assist Cooling-New | 0 | 0 | 0 | 0 | 0 | 0 | 0 | 0 | 0 | 0
HVAC | NR | New | Evaporative Assist Cooling-NR | [20 empty] | Evaporative Assist Cooling-NR | 0 | 0 | 0 | 0 | 0 | 0 | 0 | 0 | 0 | 0 | 0 | [14 empty] | New | Evaporative Assist Cooling-NR | 0 | 0 | 0 | 0 | 0 | 0 | 0 | 0 | 0 | 0
HVAC | New | New | Low Pressure Distribution-New | 255.7513 | 55.1102 | 0 | 53.4567 | -2.6067 | 21.1995 | 16.3009 | 12.5085 | 1.9763 | 0 | 3.1251 | [5 empty] | 27.0474 | 1.6382 |  | 46.8437 | Low Pressure Distribution-New | 55.1102 | 0 | 0 | 0 | 0 | 0 | 0 | 0 | 0 | 0 | 27.0474 |  |  | 1.6382 | [11 empty] | New | Low Pressure Distribution-New | 55.1102 | 0 | 53.4567 | -2.6067 | 21.1995 | 16.3009 | 12.5085 | 1.9763 | 0 | 3.1251
HVAC | NR | New | Low Pressure Distribution-NR | [20 empty] | Low Pressure Distribution-NR | 0 | 0 | 0 | 0 | 0 | 0 | 0 | 0 | 0 | 0 | 0 | [14 empty] | New | Low Pressure Distribution-NR | 0 | 0 | 0 | 0 | 0 | 0 | 0 | 0 | 0 | 0
HVAC | New | New | Air-side heat recovery systems-New | [20 empty] | Air-side heat recovery systems-New | 0 | 0 | 0 | 0 | 0 | 0 | 0 | 0 | 0 | 0 | 0 | [14 empty] | New | Air-side heat recovery systems-New | 0 | 0 | 0 | 0 | 0 | 0 | 0 | 0 | 0 | 0
HVAC | Retro | Retro | Air-side heat recovery systems-Retro | [20 empty] | Air-side heat recovery systems-Retro | 0 | 0 | 0 | 0 | 0 | 0 | 0 | 0 | 0 | 0 | 0 | [14 empty] | Retro | Air-side heat recovery systems-Retro | 0 | 0 | 0 | 0 | 0 | 0 | 0 | 0 | 0 | 0
HVAC | New | New | Demand Control Ventilation-New | [20 empty] | Demand Control Ventilation-New | 0 | 0 | 0 | 0 | 0 | 0 | 0 | 0 | 0 | 0 | 0 | [14 empty] | New | Demand Control Ventilation-New | 0 | 0 | 0 | 0 | 0 | 0 | 0 | 0 | 0 | 0
HVAC | Retro | Retro | Demand Control Ventilation (Parking)-Retro | [20 empty] | Demand Control Ventilation (Parking)-Retro | 0 | 0 | 0 | 0 | 0 | 0 | 0 | 0 | 0 | 0 | 0 | [14 empty] | Retro | Demand Control Ventilation (Parking)-Retro | 0 | 0 | 0 | 0 | 0 | 0 | 0 | 0 | 0 | 0
HVAC | New | New | Efficienct fans, pumps and drives-New | [20 empty] | Efficienct fans, pumps and drives-New | 0 | 0 | 0 | 0 | 0 | 0 | 0 | 0 | 0 | 0 | 0 | [14 empty] | New | Efficienct fans, pumps and drives-New | 0 | 0 | 0 | 0 | 0 | 0 | 0 | 0 | 0 | 0
HVAC | NR | New | Efficienct fans, pumps and drives-NR | [20 empty] | Efficienct fans, pumps and drives-NR | 0 | 0 | 0 | 0 | 0 | 0 | 0 | 0 | 0 | 0 | 0 | [14 empty] | New | Efficienct fans, pumps and drives-NR | 0 | 0 | 0 | 0 | 0 | 0 | 0 | 0 | 0 | 0
HVAC | Retro | Retro | Efficienct fans, pumps and drives-Retro | [20 empty] | Efficienct fans, pumps and drives-Retro | 0 | 0 | 0 | 0 | 0 | 0 | 0 | 0 | 0 | 0 | 0 | [14 empty] | Retro | Efficienct fans, pumps and drives-Retro | 0 | 0 | 0 | 0 | 0 | 0 | 0 | 0 | 0 | 0
HVAC | Retro | Retro | VSD, ASD-Retro | 30.1788 | 4 | 0 | 0 | 0 | 0 | 2.5 | 1.5 | 0 | 0 | 0 | [5 empty] | 43.4078 | 1.1 |  | 3.4 | VSD, ASD-Retro | 0 | 0 | 0 | 0 | 0 | 4 | 0 | 0 | 0 | 0 | 43.4078 |  |  | 1.1 | [11 empty] | Retro | VSD, ASD-Retro | 4 | 0 | 0 | 0 | 0 | 2.5 | 1.5 | 0 | 0 | 0
ENVL | NR | New | ReRoof-NR | 34.1656 | 13.8971 | 0 | 13.666 | 3.064 | 6.1883 | 3.7538 | 0.85504 | 0.17701 | 0.067203 | 0.13486 | [5 empty] | 15.2578 | 2.114 |  | 11.8125 | ReRoof-NR | 0 | 0 | 13.8971 | 0 | 0 | 0 | 0 | 0 | 0 | 0 | 15.2578 |  |  | 2.114 | [11 empty] | New | ReRoof-NR | 13.8971 | 0 | 13.666 | 3.064 | 6.1883 | 3.7538 | 0.85504 | 0.17701 | 0.067203 | 0.13486
R | Retro | Retro | Grocery Refrigeration Bundle-Retro | 67.1358 | 40.435 | 0 | 39.5284 | 8.2836 | 14.9762 | 7.7174 | 9.4577 | 2.35 | 2.5272 | 9.4249 | [5 empty] | 19.1638 | 1.8632 |  | 34.3697 | Grocery Refrigeration Bundle-Retro | 0 | 0 | 0 | 0 | 0 | 0 | 0 | 0 | 40.435 | 0 | 19.1638 |  |  | 1.8632 | [11 empty] | Retro | Grocery Refrigeration Bundle-Retro | 40.435 | 0 | 39.5284 | 8.2836 | 14.9762 | 7.7174 | 9.4577 | 2.35 | 2.5272 | 9.4249
R | New | New | Grocery Refrigeration Heat Recovery-New | [20 empty] | Grocery Refrigeration Heat Recovery-New | 0 | 0 | 0 | 0 | 0 | 0 | 0 | 0 | 0 | 0 | 0 | [14 empty] | New | Grocery Refrigeration Heat Recovery-New | 0 | 0 | 0 | 0 | 0 | 0 | 0 | 0 | 0 | 0
W | Retro | Retro | Demand controlled circulating systems-Retro | [20 empty] | Demand controlled circulating systems-Retro | 0 | 0 | 0 | 0 | 0 | 0 | 0 | 0 | 0 | 0 | 0 | [14 empty] | Retro | Demand controlled circulating systems-Retro | 0 | 0 | 0 | 0 | 0 | 0 | 0 | 0 | 0 | 0
M | Retro | Retro | Plug Load Sensor-Retro | 41.8289 | 15.7028 | 0 | 14.8441 | 0 | 0 | 0 | 15.7028 | 0 | 0 | 0 | [5 empty] | 30.8104 | 1.2308 |  | 13.3473 | Plug Load Sensor-Retro | 0 | 0 | 0 | 0 | 0 | 0 | 0 | 0 | 0 | 15.7028 | 30.8104 |  |  | 1.2308 | [11 empty] | Retro | Plug Load Sensor-Retro | 15.7028 | 0 | 14.8441 | 0 | 0 | 0 | 15.7028 | 0 | 0 | 0
M | New | New | Premium Fume Hood-New | 80.1958 | 19.3863 | 0 | 16.9186 | 0 | 0 | 0 | 19.3863 | 0 | 5.8648 | 0 | [5 empty] | 36.8974 | 1.0133 |  | 16.4784 | Premium Fume Hood-New | 0 | 0 | 0 | 0 | 19.3863 | 0 | 0 | 0 | 0 | 0 | 36.8974 |  |  | 1.0133 | [11 empty] | New | Premium Fume Hood-New | 19.3863 | 0 | 16.9186 | 0 | 0 | 0 | 19.3863 | 0 | 5.8648 | 0
M | Retro | Retro | Pre-Rinse Spray Wash-Retro | 2.5577 | 11.522 | 0 | 11.522 | 11.522 | 0 | 0 | 0 | 0 | 0 | 0 | [5 empty] | 5.729 | 6.6191 |  | 9.7937 |  | 0 | 0 | 0 | 0 | 0 | 0 | 0 | 0 | 0 | 11.522 | 5.729 |  |  | 6.6191 | [11 empty] | Retro | Pre-Rinse Spray Wash-Retro | 11.522 | 0 | 11.522 | 11.522 | 0 | 0 | 0 | 0 | 0 | 0
|  |  | Technical |  | 814.2
|  |  | Total Buildings | 2055.1472 | 814.2 | 0 | 625.659 | 233.0597 | 145.4065 | 129.851 | 194.4213 | 110.1119 | 73.3943 | 203.3734 | [8 empty] | 682.2763
|  |  | Total Retro Buildings | 814.9282
|  |  | Total Lost Op Buildings | 1237.6613
|  | 85% | Achievable | 2025 $ | Annual $
|  |  | Total Buildings | 1746.8751
|  |  | Total Retro Buildings | 692.6889
|  |  | Total Lost Op Buildings | 1052.0121
|  |  | Total Stand Alone | 445.8841
|  |  | Total Retro Stand Alone | 214.9589
|  |  | Totasl Lost Op Stand Alone | 230.9252 | [36 empty] | Cost-Effective Technical Potential |  |  |  | 20
|  |  | Total | 2192.7592 | 109.638 | [36 empty] | Lost-Opprtunity | Retrofit | Annual Lost-Opportunity | Annual Retro | lvl cost LO | lvl Cost Retro | B/C Lost | B/C Retro
|  |  | Retro | 907.6479 | 45.3824 | [35 empty] | HVAC | 164.4711 | 137.6028 | 7.6772 | 6.8801 | 30.3889 | 34.035 | 1.5129 | 1.3313
|  |  | Lost Op | 1282.9373 | 64.1469 | [35 empty] | Lighting | 260.187 | 134.0236 | 11.8884 | 6.7012 | 13.2154 | 18.3514 | 8.6115 | 2.1808
[41 empty] | Envelope | 20.7726 | 4.4984 | 0.94825 | 0.22492 | 19.9798 | 38.2093 | 1.7154 | 0.99245
[41 empty] | Refrigeration | 0 | 40.435 | 0 | 2.0217 | 0 | 19.1638 | 0 | 1.8632
|  | Technical | Buildings |  |  |  |  | <1.0 | <2.0 | <3.0 | <4.0 | <5.0 | <6.0 | <7.0 | <8.0 | <9.0 | <10.0 | >10.0 | [22 empty] | Equipment | 19.3863 | 27.2247 | 0 | 1.3612 | 36.8974 | 30.8104 | 1.0133 | 1.2308
|  |  | Incremental 2025 Total |  |  | 0 | 625.659 | 233.0597 | 145.4065 | 129.851 | 194.4213 | 110.1119 | 73.3943 | 203.3734 | [9 empty] | MWa | 164.4711 | 260.187 | 20.7726 | 0 | 19.3863 | 137.6028 | 134.0236 | 4.4984 | 40.435 | 27.2247 | [7 empty] | 464.8171 | 343.7844 | 20.5139 | 17.1892
|  |  | Incremental 2025 Lost Opportunity |  |  |  |  | 152.6661 | 95.0819 | 71.0044 | 84.2981 | 48.1133 | 45.5948 | 125.2726 | [9 empty] | lvl cost | 30.3889 | 13.2154 | 19.9798 |  | 36.8974 | 34.035 | 18.3514 | 38.2093 | 19.1638 | 30.8104
|  |  | Incremental 2025 Retrofit |  |  |  |  | 80.3936 | 50.3246 | 58.8466 | 110.1232 | 61.9986 | 27.7995 | 78.1008 | [9 empty] | B/C ratio | 1.5129 | 8.6115 | 1.7154 |  | 1.0133 | 1.3313 | 2.1808 | 0.99245 | 1.8632 | 1.2308 | [6 empty] | Cost-Effective Achievable Potential |  |  | 85%
[24 empty] | 2005-01-14 | - Cost-Effective L, HVAC, & Env Conservation in 2025 (MWa) | [16 empty] | Lost-Opprtunity | Retrofit | Annual Lost-Opportunity | Annual Retro | lvl cost LO | lvl Cost Retro | B/C Lost | B/C Retro
|  |  | Cumulative 2025 Total |  | 814.2 |  |  | 233.0597 | 378.4663 | 508.3173 | 702.7386 | 812.8506 | 886.2449 | 1089.6183 | 1089.6183 | 1089.6183 | 1089.6183 | 1089.6183 | [6 empty] | New and NR |  |  |  |  | Retro | [10 empty] | HVAC | 139.8005 | 116.9624 | 6.5257 | 5.8481 | 30.3889 | 34.035 | 1.5129 | 1.3313
|  |  | Cumulative 2025 Lost Opportunity |  |  |  |  | 152.6661 | 247.748 | 318.7525 | 403.0506 | 451.1639 | 496.7587 | 622.0313 | 622.0313 | 622.0313 | 622.0313 | 622.0313 | [6 empty] | HVAC | L | ENVL | R | M | HVAC | L | ENVL | R | M | [6 empty] | Lighting | 221.1589 | 113.92 | 10.1052 | 5.696 | 13.2154 | 18.3514 | 8.6115 | 2.1808
|  |  | Cumulative 2025 Retro |  |  |  |  | 80.3936 | 130.7183 | 189.5648 | 299.688 | 361.6867 | 389.4862 | 467.587 | 467.587 | 467.587 | 467.587 | 467.587 | [5 empty] | Curve to Date Total | 464.8171 |  |  |  |  | 316.5597 | [10 empty] | Envelope | 17.6567 | 3.8236 | 0.80601 | 0.19118 | 19.9798 | 38.2093 | 1.7154 | 0.99245
[24 empty] | Curve to Date -End Use | 164.4711 | 260.187 | 20.7726 | 0 | 19.3863 | 137.6028 | 134.0236 | 4.4984 | 40.435 | 27.2247 | [6 empty] | Refrigeration | 0 | 34.3697 | 0 | 1.7185 | 0 | 19.1638 | 0 | 1.8632
|  |  | Cost-Effective Amount is 814 MWa | [37 empty] | Equipment | 16.4784 | 23.141 | 0 | 1.1571 | 36.8974 | 30.8104 | 1.0133 | 1.2308
[42 empty] | 395.0945 | 292.2167 | 17.4368 | 14.6108
|  | Technical | Infrastructure and Appliances |  |  |  |  | <1.0 | <2.0 | <3.0 | <4.0 | <5.0 | <6.0 | <7.0 | <8.0 | <9.0 | <10.0 | >10.0
|  |  | Incremental 2025 Total | [37 empty] | Cost-Effective Achievable Potential |  |  | 85%
|  |  | Incremental 2025 Lost Opportunity | [38 empty] | Lost-Opprtunity | Retrofit | Annual Lost-Opportunity | Annual Retro | lvl cost LO | lvl Cost Retro | B/C Lost | B/C Retro
|  |  | Incremental 2025 Retrofit | [37 empty] | Municipal Sewage Treatment | 10.5197 | 36.5257 | 0.52598 | 1.8263 | 14.2096 | 14.2096 | 2.4108 | 2.4108
[41 empty] | Municipal Water Supply | 0 | 24.65 | 0 | 1.2325 | 0 | 33 | 1.2 | 1.2
|  |  | Cumulative 2025 Total |  | 470.9106 |  |  | 2.4267 | 305.9334 | 442.5805 | 462.9106 | 474.4462 | 474.4527 | 486.5839 | 486.5839 | 486.5839 | 486.5839 | 486.5839 | [22 empty] | LED Traffic Lights | 0 | 7.7635 | 0 | 0.38818 | 0 | 19.4026 | 1.8403 | 1.8403
|  |  | Cumulative 2025 Lost Opportunity |  |  |  |  | 0 | 254.4425 | 265.7166 | 274.9552 | 276.2915 | 276.2915 | 278.4667 | 278.4667 | 278.4667 | 278.4667 | 278.4667 | [22 empty] | LED Exit Signs | 0 | 36.1749 | 0 | 1.8087 | 0 | 22.793 | 1.5665 | 1.5665
|  |  | Cumulative 2025 Retro |  |  |  |  | 2.4267 | 51.4909 | 176.8639 | 187.9554 | 198.1546 | 198.1612 | 208.1172 | 208.1172 | 208.1172 | 208.1172 | 208.1172 | [22 empty] | Network PC Power Management | 0 | 61.448 | 0 | 3.0724 | 0 | 28.0093 | 1.3223 | 1.3223
[41 empty] | Efficient Power Supplies | 155.6786 | 0 | 7.7839 | 0 | 14.9157 | 14.9157 | 2.6673 | 2.6673
|  |  | Cost-Effective Amount is 471 MWa | [37 empty] | Packaged Refrigeration Equipment | 67.5136 | 0 | 3.3757 | 0 | 18.6625 | 18.6625 | 1.9306 | 1.9306 | Technical Potential - Cumulative
[42 empty] | 233.7119 | 166.5621 | 11.6856 | 8.3281
|  | Technical | [48 empty] | Year 2025
|  |  | All Measures | 2025 Capital $Million | MWa with TRC BC Ratio >1.0 |  |  | <1.0 | <2.0 | <3.0 | <4.0 | <5.0 | <6.0 | <7.0 | <8.0 | <9.0 | <10.0 | >10.0 | [31 empty] | Flag New/Retro | Measure Index Name | MWa with TRC BC Ratio >1.0 | Categories with B/C>1.00 | % of Measures with B/C >1.00 | <1.0 | <2.0 | <3.0 | <4.0 | <5.0 | <6.0 | <7.0
|  |  | Incremental 2025 Total | [37 empty] | Cost-Effective Achievable Potential |  |  | 85% | [5 empty] | New | Integrated Building Design-New | 178.9843 |  |  | 45.6744 | 86.3764 | 121.9277 | 149.3288 | 172.9191 | 187.5517 | 235.1463
|  |  | Incremental 2025 Lost Opportunity | [38 empty] | Lost-Opprtunity | Retrofit | Annual Lost-Opportunity | Annual Retro | lvl cost LO | lvl Cost Retro | B/C Lost | B/C Retro | New | LPD Package-New | 71.3259 |  |  | 62.9572 | 70.7856 | 70.7856 | 71.3943 | 75.555 | 76.3659 | 76.5527
|  |  | Incremental 2025 Retrofit | [37 empty] | HVAC | 139.8005 | 116.9624 | 6.5257 | 5.8481 | 30.3889 | 34.035 | 1.5129 | 1.3313 | New | LPD Package-NR | 47.6347 |  |  | 44.04 | 45.3686 | 45.3686 | 45.5924 | 49.2393 | 49.3651 | 49.9211
[41 empty] | Lighting | 221.1589 | 113.92 | 10.1052 | 5.696 | 13.2154 | 18.3514 | 8.6115 | 2.1808 | Retro | LPD Package-Retro | 134.0236 |  |  | 45.4763 | 76.1272 | 103.0879 | 127.2384 | 150.9162 | 157.0803 | 182.5615
|  |  | Cumulative 2025 Total |  | 1285.1106 |  |  | 235.4864 | 684.3997 | 950.8978 | 1165.6492 | 1287.2968 | 1360.6976 | 1576.2022 | 1576.2022 | 1576.2022 | 1576.2022 | 1576.2022 | [22 empty] | Envelope | 17.6567 | 3.8236 | 0.80601 | 0.19118 | 19.9798 | 38.2093 | 1.7154 | 0.99245 | New | Top Day Lighting-New | 40.4788 |  |  | -0.41705 | 8.6662 | 14.5973 | 28.9142 | 32.3679 | 38.7689 | 38.7705
|  |  | Cumulative 2025 Lost Opportunity |  |  |  |  | 152.6661 | 502.1905 | 584.4691 | 678.0058 | 727.4554 | 773.0502 | 900.498 | 900.498 | 900.498 | 900.498 | 900.498 | [22 empty] | Equipment | 83.992 | 118.9587 | 3.3757 | 5.9479 | 22.24 | 34.196 | 1.7506 | 2.0572 | New | Perimeter Day lighting Controls (Advanced)-New | 0.66805 |  |  | 0 | 0 | 0 | 0 | 0 | 0 | 4.7434
|  |  | Cumulative 2025 Retro |  |  |  |  | 82.8203 | 182.2091 | 366.4288 | 487.6434 | 559.8413 | 587.6474 | 675.7042 | 675.7042 | 675.7042 | 675.7042 | 675.7042 | [22 empty] | Infrastructure | 10.5197 | 105.1141 | 0.52598 | 5.2557 | 14.2096 | 21.9536 | 2.4108 | 1.7942 | New | Perimeter Day lighting Controls (Advanced)-NR | 0.33364 |  |  | 0 | 0 | 0 | 0 | 0 | 0 | 1.5531
|  |  | Technical Potential is 1576 MWa | [37 empty] | AC/DC Power Supplies | 155.6786 | 0 | 7.7839 | 0 | 14.9157 | 14.9157 | 2.6673 | 2.6673 | New | Lighting Controls: Sweep, Occup, Commission-New | 0 |  |  | 0 | 0 | 0 | 0 | 0 | 0 | 0
|  |  | Cost-Effective Amount is 1285 MWa | [37 empty] | Total Cost-Effective Achievable Potential is 1088 MWa | 628.8064 | 458.7788 | 29.1224 | 22.9389 | 18.8665 | 27.449 | 4.3479 | 1.8337 | New | ECM on VAV Boxes-New | 6.1622 |  |  | 0 | 2.546 | 2.546 | 6.1622 | 6.1622 | 6.1622 | 6.1622
|  |  | Cost-Effective & Achievable Potential is 1092 MWa | 85% | 1092.344 | [44 empty] | New | ECM on VAV Boxes-NR | 4.5411 |  |  | 0 | 1.79 | 4.5411 | 4.5411 | 4.5411 | 4.5411 | 4.5411
[42 empty] | 57.82% |  |  |  | 22.4869 |  | 3.2873 |  | Retro | ECM on VAV Boxes-Retro | 0 |  |  | 0 | 0 | 0 | 0 | 0 | 0 | 0
[50 empty] | New | Premium HVAC Equipment-New | 5.1237 |  |  | 0 | 1.6831 | 1.6831 | 1.6831 | 2.7697 | 5.1237 | 10.9434
[50 empty] | New | Premium HVAC Equipment-NR | 5.7175 |  |  | 0 | 0.77586 | 0.77586 | 0.77586 | 4.1391 | 4.7941 | 8.9054
[50 empty] | New | Glass-New | 4.9214 |  |  | -0.050714 | 0.39832 | 3.4138 | 3.6319 | 4.6066 | 5.0562 | 6.2283
[50 empty] | New | Glass-NR | 1.9542 |  |  | 0.0049389 | 0.40254 | 1.2703 | 1.5749 | 1.8843 | 1.99 | 2.3708
[50 empty] | Retro | Glass-Retro | 4.4984 |  |  | 0 | 0 | 1.7088 | 1.755 | 5.2925 | 8.0284 | 16.4808
[50 empty] | Retro | Package Roof Top Optimization & Repair-Retro | 88.5711 |  |  | 15.1117 | 19.8092 | 36.813 | 56.7767 | 77.97 | 88.5325 | 102.4784
[50 empty] | New | Variable Speed Chiller-New | 1.1179 |  |  | 0 | 0.25514 | 0.25514 | 1.1179 | 1.1179 | 1.1179 | 1.1179
[50 empty] | New | Variable Speed Chiller-NR | 3.0221 |  |  | 0 | 0.85511 | 0.85511 | 3.0221 | 3.0221 | 3.0221 | 3.0221
[50 empty] | Retro | Variable Speed Chiller-Retro | 0 |  |  | 0 | 0 | 0 | 0 | 0 | 0 | 0
[50 empty] | New | Controls Commission-New | 10.0367 |  |  | 0 | 0 | 2.8329 | 4.6622 | 10.0367 | 24.1648 | 80.058
[50 empty] | Retro | Built-Up HVAC Controls Optimization-Retro | 45.0317 |  |  | 0 | 0 | 2.9559 | 42.2582 | 53.4983 | 59.308 | 80.1043
[50 empty] | Retro | Built-Up HVAC Control Retrofit-Retro | 0 |  |  | 0 | 0 | 0 | 0 | 0 | 0 | 0
[50 empty] | New | Evaporative Assist Cooling-New | 0 |  |  | 0 | 0 | 0 | 0 | 0 | 0 | 0
[50 empty] | New | Evaporative Assist Cooling-NR | 0 |  |  | 0 | 0 | 0 | 0 | 0 | 0 | 0
[50 empty] | New | Low Pressure Distribution-New | 55.1102 |  |  | -2.6067 | 18.5928 | 34.8938 | 47.4022 | 49.3785 | 49.3785 | 52.5036
[50 empty] | New | Low Pressure Distribution-NR | 0 |  |  | 0 | 0 | 0 | 0 | 0 | 0 | 0
[50 empty] | New | Air-side heat recovery systems-New | 0 |  |  | 0 | 0 | 0 | 0 | 0 | 0 | 0
[50 empty] | Retro | Air-side heat recovery systems-Retro | 0 |  |  | 0 | 0 | 0 | 0 | 0 | 0 | 0
[50 empty] | New | Demand Control Ventilation-New | 0 |  |  | 0 | 0 | 0 | 0 | 0 | 0 | 0
[50 empty] | Retro | Demand Control Ventilation (Parking)-Retro | 0 |  |  | 0 | 0 | 0 | 0 | 0 | 0 | 0
[50 empty] | New | Efficienct fans, pumps and drives-New | 0 |  |  | 0 | 0 | 0 | 0 | 0 | 0 | 0
[50 empty] | New | Efficienct fans, pumps and drives-NR | 0 |  |  | 0 | 0 | 0 | 0 | 0 | 0 | 0
[50 empty] | Retro | Efficienct fans, pumps and drives-Retro | 0 |  |  | 0 | 0 | 0 | 0 | 0 | 0 | 0
[50 empty] | Retro | VSD, ASD-Retro | 4 |  |  | 0 | 0 | 2.5 | 4 | 4 | 4 | 4
[50 empty] | New | ReRoof-NR | 13.8971 |  |  | 3.064 | 9.2523 | 13.0061 | 13.8611 | 14.0381 | 14.1053 | 14.2402
[50 empty] | Retro | Grocery Refrigeration Bundle-Retro | 40.435 |  |  | 8.2836 | 23.2599 | 30.9773 | 40.435 | 42.785 | 45.3122 | 54.7371
[50 empty] | New | Grocery Refrigeration Heat Recovery-New | 0 |  |  | 0 | 0 | 0 | 0 | 0 | 0 | 0
[50 empty] | Retro | Demand controlled circulating systems-Retro | 0 |  |  | 0 | 0 | 0 | 0 | 0 | 0 | 0
[50 empty] | Retro | Plug Load Sensor-Retro | 15.7028 |  |  | 0 | 0 | 0 | 15.7028 | 15.7028 | 15.7028 | 15.7028
[50 empty] | New | Premium Fume Hood-New | 19.3863 |  |  | 0 | 0 | 0 | 19.3863 | 19.3863 | 25.2511 | 25.2511
[50 empty] | Retro | Pre-Rinse Spray Wash-Retro | 11.522 |  |  | 11.522 | 11.522 | 11.522 | 11.522 | 11.522 | 11.522 | 11.522
Technical Potential - Cumulative
New and NR
Year 2025
[50 empty] | Flag New/Retro | Measure Index Name | MWa with TRC BC Ratio >1.0 |  |  | <1.0 | <2.0 | <3.0 | <4.0 | <5.0 | <6.0 | <7.0
[50 empty] | New | Integrated Building Design | 178.9843 |  |  | 45.6744 | 86.3764 | 121.9277 | 149.3288 | 172.9191 | 187.5517 | 235.1463
[50 empty] | New | LPD Package | 118.9606 |  |  | 106.9972 | 116.1542 | 116.1542 | 116.9867 | 124.7942 | 125.7311 | 126.4738
[50 empty] | New | Top Day Lighting | 40.4788 |  |  | -0.41705 | 8.6662 | 14.5973 | 28.9142 | 32.3679 | 38.7689 | 38.7705
[50 empty] | New | Perimeter Day lighting Controls | 1.0017 |  |  | 0 | 0 | 0 | 0 | 0 | 0 | 6.2965
[50 empty] | New | ECM on VAV Boxes | 10.7032 |  |  | 0 | 4.336 | 7.0871 | 10.7032 | 10.7032 | 10.7032 | 10.7032
[50 empty] | New | Premium HVAC Equipment | 10.8412 |  |  | 0 | 2.459 | 2.459 | 2.459 | 6.9089 | 9.9178 | 19.8488
[50 empty] | New | Glass | 6.8755 |  |  | -0.045775 | 0.80086 | 4.6842 | 5.2068 | 6.4908 | 7.0462 | 8.5991
[50 empty] | New | Variable Speed Chiller | 4.14 |  |  | 0 | 1.1102 | 1.1102 | 4.14 | 4.14 | 4.14 | 4.14
[50 empty] | New | Controls Commission | 10.0367 |  |  | 0 | 0 | 2.8329 | 4.6622 | 10.0367 | 24.1648 | 80.058
[50 empty] | New | Low Pressure Distribution | 55.1102 |  |  | -2.6067 | 18.5928 | 34.8938 | 47.4022 | 49.3785 | 49.3785 | 52.5036
[50 empty] | New | ReRoof | 13.8971 |  |  | 3.064 | 9.2523 | 13.0061 | 13.8611 | 14.0381 | 14.1053 | 14.2402
[50 empty] | New | Premium Fume Hood | 19.3863 |  |  | 0 | 0 | 0 | 19.3863 | 19.3863 | 25.2511 | 25.2511
[51 empty] | Cost-Effective Amount is 470 MWa | 470.4156 | [8 empty] | 622.0313
Technical Potential - Cumulative
RetroFit
[50 empty] | Flag New/Retro | Measure Index Name | MWa with TRC BC Ratio >1.0 |  |  | <1.0 | <2.0 | <3.0 | <4.0 | <5.0 | <6.0 | <7.0
[50 empty] | Retro | LPD Package | 134.0236 |  |  | 45.4763 | 76.1272 | 103.0879 | 127.2384 | 150.9162 | 157.0803 | 182.5615
[50 empty] | Retro | Glass | 4.4984 |  |  | 0 | 0 | 1.7088 | 1.755 | 5.2925 | 8.0284 | 16.4808
[50 empty] | Retro | Package Roof Top Optimization | 88.5711 |  |  | 15.1117 | 19.8092 | 36.813 | 56.7767 | 77.97 | 88.5325 | 102.4784
[50 empty] | Retro | Built-Up HVAC Controls Optimization | 45.0317 |  |  | 0 | 0 | 2.9559 | 42.2582 | 53.4983 | 59.308 | 80.1043
[50 empty] | Retro | Variable Drive Power | 4 |  |  | 0 | 0 | 2.5 | 4 | 4 | 4 | 4
[50 empty] | Retro | Grocery Refrigeration Bundle | 40.435 |  |  | 8.2836 | 23.2599 | 30.9773 | 40.435 | 42.785 | 45.3122 | 54.7371
[50 empty] | Retro | Plug Load Sensor | 15.7028 |  |  | 0 | 0 | 0 | 15.7028 | 15.7028 | 15.7028 | 15.7028
[50 empty] | Retro | Pre-Rinse Spray Wash-Retro | 11.522 |  |  | 11.522 | 11.522 | 11.522 | 11.522 | 11.522 | 11.522 | 11.522
[51 empty] | Cost-Effective Amount is 344 MWa | 343.7844 | [8 empty] | 467.587
[50 empty] | Achievable Potential - Incremental |  | 85%
For Tally ChartNew (COMBINE NEW AND NR, PLOT ONLY NEW)
Year 2025
[50 empty] | Flag New/Retro | Measure Index Name | MWa with TRC BC Ratio >1.0 |  |  | <1.0 | <2.0 | <3.0 | <4.0 | <5.0 | <6.0 | <7.0
[50 empty] | New | Integrated Building Design-New | 152.1366 |  |  | 38.8233 | 34.5967 | 30.2186 | 23.2909 | 20.0518 | 12.4377 | 40.4554
[50 empty] | New | LPD Package-New | 60.627 |  |  | 53.5136 | 6.6542 | 0 | 0.5174 | 3.5365 | 0.68932 | 0.15872
[50 empty] | New | LPD Package-NR | 40.4895 |  |  | 37.434 | 1.1293 | 0 | 0.19026 | 3.0998 | 0.107 | 0.47261
[50 empty] | Retro | LPD Package-Retro | 113.92 |  |  | 38.6548 | 26.0533 | 22.9166 | 20.5278 | 20.1261 | 5.2395 | 21.659
[50 empty] | New | Top Day Lighting-New | 34.4069 |  |  | -0.3545 | 7.7207 | 5.0415 | 12.1694 | 2.9357 | 5.4408 | 0.0014278
[50 empty] | New | Perimeter Day lighting Controls (Advanced)-New | 0.56784 |  |  | 0 | 0 | 0 | 0 | 0 | 0 | 4.0319
[50 empty] | New | Perimeter Day lighting Controls (Advanced)-NR | 0.2836 |  |  | 0 | 0 | 0 | 0 | 0 | 0 | 1.3201
[50 empty] | New | Lighting Controls: Sweep, Occup, Commission-New | 0 |  |  | 0 | 0 | 0 | 0 | 0 | 0 | 0
[50 empty] | New | ECM on VAV Boxes-New | 5.2378 |  |  | 0 | 2.1641 | 0 | 3.0737 | 0 | 0 | 0
[50 empty] | New | ECM on VAV Boxes-NR | 3.8599 |  |  | 0 | 1.5215 | 2.3384 | 0 | 0 | 0 | 0
[50 empty] | Retro | ECM on VAV Boxes-Retro | 0 |  |  | 0 | 0 | 0 | 0 | 0 | 0 | 0
[50 empty] | New | Premium HVAC Equipment-New | 4.3551 |  |  | 0 | 1.4307 | 0 | 0 | 0.9236 | 2.0009 | 4.9468
[50 empty] | New | Premium HVAC Equipment-NR | 4.8598 |  |  | 0 | 0.65948 | 0 | 0 | 2.8588 | 0.55675 | 3.4945
[50 empty] | New | Glass-New | 4.1832 |  |  | -0.043107 | 0.38168 | 2.5632 | 0.18532 | 0.82849 | 0.3822 | 0.99632
[50 empty] | New | Glass-NR | 1.661 |  |  | 0.004198 | 0.33796 | 0.73762 | 0.25888 | 0.26298 | 0.089861 | 0.32366
[50 empty] | Retro | Glass-Retro | 3.8236 |  |  | 0 | 0 | 1.4525 | 0.039292 | 3.0069 | 2.3256 | 7.1845
[50 empty] | Retro | Package Roof Top Optimization & Repair-Retro | 75.2854 |  |  | 12.845 | 3.9928 | 14.4532 | 16.9692 | 18.0143 | 8.9781 | 11.854
[50 empty] | New | Variable Speed Chiller-New | 0.95025 |  |  | 0 | 0.21687 | 0 | 0.73338 | 0 | 0 | 0
[50 empty] | New | Variable Speed Chiller-NR | 2.5688 |  |  | 0 | 0.72684 | 0 | 1.8419 | 0 | 0 | 0
[50 empty] | Retro | Variable Speed Chiller-Retro | 0 |  |  | 0 | 0 | 0 | 0 | 0 | 0 | 0
[50 empty] | New | Controls Commission-New | 8.5312 |  |  | 0 | 0 | 2.4079 | 1.5549 | 4.5684 | 12.0089 | 47.5093
[50 empty] | Retro | Built-Up HVAC Controls Optimization-Retro | 38.277 |  |  | 0 | 0 | 2.5125 | 33.407 | 9.5541 | 4.9382 | 17.6769
[50 empty] | Retro | Built-Up HVAC Control Retrofit-Retro | 0 |  |  | 0 | 0 | 0 | 0 | 0 | 0 | 0
[50 empty] | New | Evaporative Assist Cooling-New | 0 |  |  | 0 | 0 | 0 | 0 | 0 | 0 | 0
[50 empty] | New | Evaporative Assist Cooling-NR | 0 |  |  | 0 | 0 | 0 | 0 | 0 | 0 | 0
[50 empty] | New | Low Pressure Distribution-New | 46.8437 |  |  | -2.2157 | 18.0196 | 13.8558 | 10.6322 | 1.6798 | 0 | 2.6563
[50 empty] | New | Low Pressure Distribution-NR | 0 |  |  | 0 | 0 | 0 | 0 | 0 | 0 | 0
[50 empty] | New | Air-side heat recovery systems-New | 0 |  |  | 0 | 0 | 0 | 0 | 0 | 0 | 0
[50 empty] | Retro | Air-side heat recovery systems-Retro | 0 |  |  | 0 | 0 | 0 | 0 | 0 | 0 | 0
[50 empty] | New | Demand Control Ventilation-New | 0 |  |  | 0 | 0 | 0 | 0 | 0 | 0 | 0
[50 empty] | Retro | Demand Control Ventilation (Parking)-Retro | 0 |  |  | 0 | 0 | 0 | 0 | 0 | 0 | 0
[50 empty] | New | Efficienct fans, pumps and drives-New | 0 |  |  | 0 | 0 | 0 | 0 | 0 | 0 | 0
[50 empty] | New | Efficienct fans, pumps and drives-NR | 0 |  |  | 0 | 0 | 0 | 0 | 0 | 0 | 0
[50 empty] | Retro | Efficienct fans, pumps and drives-Retro | 0 |  |  | 0 | 0 | 0 | 0 | 0 | 0 | 0
[50 empty] | Retro | VSD, ASD-Retro | 3.4 |  |  | 0 | 0 | 2.125 | 1.275 | 0 | 0 | 0
[50 empty] | New | ReRoof-NR | 11.8125 |  |  | 2.6044 | 5.2601 | 3.1907 | 0.72678 | 0.15046 | 0.057123 | 0.11463
[50 empty] | Retro | Grocery Refrigeration Bundle-Retro | 34.3697 |  |  | 7.0411 | 12.7298 | 6.5598 | 8.039 | 1.9975 | 2.1481 | 8.0112
[50 empty] | New | Grocery Refrigeration Heat Recovery-New | 0 |  |  | 0 | 0 | 0 | 0 | 0 | 0 | 0
[50 empty] | Retro | Demand controlled circulating systems-Retro | 0 |  |  | 0 | 0 | 0 | 0 | 0 | 0 | 0
[50 empty] | Retro | Plug Load Sensor-Retro | 13.3473 |  |  | 0 | 0 | 0 | 13.3473 | 0 | 0 | 0
[50 empty] | New | Premium Fume Hood-New | 16.4784 |  |  | 0 | 0 | 0 | 16.4784 | 0 | 4.9851 | 0
[50 empty] | Retro | Pre-Rinse Spray Wash-Retro | 9.7937 |  |  | 9.7937 | 0 | 0 | 0 | 0 | 0 | 0
[50 empty] | Achievable Potential - Cumulative |  | 85% | Use Auto Filter
[50 empty] | For Tally ChartNew (COMBINE NEW AND NR, PLOT ONLY NEW) |  | 0
[50 empty] | 0 | Year 2025 | 0
[50 empty] | Flag New/Retro | Measure Index Name | MWa with TRC BC Ratio >1.0 |  |  | <1.0 | <2.0 | <3.0 | <4.0 | <5.0 | <6.0 | <7.0
[50 empty] | New | Integrated Building Design-New | 152.1366 |  |  | 38.8233 | 73.4199 | 103.6386 | 126.9295 | 146.9812 | 159.419 | 199.8744
[50 empty] | New | LPD Package-New | 60.627 |  |  | 53.5136 | 60.1678 | 60.1678 | 60.6852 | 64.2217 | 64.9111 | 65.0698
[50 empty] | New | LPD Package-NR | 40.4895 |  |  | 37.434 | 38.5633 | 38.5633 | 38.7535 | 41.8534 | 41.9604 | 42.433
[50 empty] | Retro | LPD Package-Retro | 113.92 |  |  | 38.6548 | 64.7081 | 87.6248 | 108.1526 | 128.2787 | 133.5183 | 155.1773
[50 empty] | New | Top Day Lighting-New | 34.4069 |  |  | -0.3545 | 7.3662 | 12.4077 | 24.5771 | 27.5127 | 32.9535 | 32.955
[50 empty] | New | Perimeter Day lighting Controls (Advanced)-New | 0.56784 |  |  | 0 | 0 | 0 | 0 | 0 | 0 | 4.0319
[50 empty] | New | Perimeter Day lighting Controls (Advanced)-NR | 0.2836 |  |  | 0 | 0 | 0 | 0 | 0 | 0 | 1.3201
[50 empty] | New | Lighting Controls: Sweep, Occup, Commission-New | 0 |  |  | 0 | 0 | 0 | 0 | 0 | 0 | 0
[50 empty] | New | ECM on VAV Boxes-New | 5.2378 |  |  | 0 | 2.1641 | 2.1641 | 5.2378 | 5.2378 | 5.2378 | 5.2378
[50 empty] | New | ECM on VAV Boxes-NR | 3.8599 |  |  | 0 | 1.5215 | 3.8599 | 3.8599 | 3.8599 | 3.8599 | 3.8599
[50 empty] | Retro | ECM on VAV Boxes-Retro | 0 |  |  | 0 | 0 | 0 | 0 | 0 | 0 | 0
[50 empty] | New | Premium HVAC Equipment-New | 4.3551 |  |  | 0 | 1.4307 | 1.4307 | 1.4307 | 2.3543 | 4.3551 | 9.3019
[50 empty] | New | Premium HVAC Equipment-NR | 4.8598 |  |  | 0 | 0.65948 | 0.65948 | 0.65948 | 3.5183 | 4.075 | 7.5696
[50 empty] | New | Glass-New | 4.1832 |  |  | -0.043107 | 0.33857 | 2.9018 | 3.0871 | 3.9156 | 4.2978 | 5.2941
[50 empty] | New | Glass-NR | 1.661 |  |  | 0.004198 | 0.34216 | 1.0798 | 1.3387 | 1.6016 | 1.6915 | 2.0152
[50 empty] | Retro | Glass-Retro | 3.8236 |  |  | 0 | 0 | 1.4525 | 1.4918 | 4.4986 | 6.8242 | 14.0087
[50 empty] | Retro | Package Roof Top Optimization & Repair-Retro | 75.2854 |  |  | 12.845 | 16.8378 | 31.291 | 48.2602 | 66.2745 | 75.2526 | 87.1067
[50 empty] | New | Variable Speed Chiller-New | 0.95025 |  |  | 0 | 0.21687 | 0.21687 | 0.95025 | 0.95025 | 0.95025 | 0.95025
[50 empty] | New | Variable Speed Chiller-NR | 2.5688 |  |  | 0 | 0.72684 | 0.72684 | 2.5688 | 2.5688 | 2.5688 | 2.5688
[50 empty] | Retro | Variable Speed Chiller-Retro | 0 |  |  | 0 | 0 | 0 | 0 | 0 | 0 | 0
[50 empty] | New | Controls Commission-New | 8.5312 |  |  | 0 | 0 | 2.4079 | 3.9629 | 8.5312 | 20.5401 | 68.0493
[50 empty] | Retro | Built-Up HVAC Controls Optimization-Retro | 38.277 |  |  | 0 | 0 | 2.5125 | 35.9195 | 45.4736 | 50.4118 | 68.0887
[50 empty] | Retro | Built-Up HVAC Control Retrofit-Retro | 0 |  |  | 0 | 0 | 0 | 0 | 0 | 0 | 0
[50 empty] | New | Evaporative Assist Cooling-New | 0 |  |  | 0 | 0 | 0 | 0 | 0 | 0 | 0
[50 empty] | New | Evaporative Assist Cooling-NR | 0 |  |  | 0 | 0 | 0 | 0 | 0 | 0 | 0
[50 empty] | New | Low Pressure Distribution-New | 46.8437 |  |  | -2.2157 | 15.8039 | 29.6597 | 40.2919 | 41.9717 | 41.9717 | 44.6281
[50 empty] | New | Low Pressure Distribution-NR | 0 |  |  | 0 | 0 | 0 | 0 | 0 | 0 | 0
[50 empty] | New | Air-side heat recovery systems-New | 0 |  |  | 0 | 0 | 0 | 0 | 0 | 0 | 0
[50 empty] | Retro | Air-side heat recovery systems-Retro | 0 |  |  | 0 | 0 | 0 | 0 | 0 | 0 | 0
[50 empty] | New | Demand Control Ventilation-New | 0 |  |  | 0 | 0 | 0 | 0 | 0 | 0 | 0
[50 empty] | Retro | Demand Control Ventilation (Parking)-Retro | 0 |  |  | 0 | 0 | 0 | 0 | 0 | 0 | 0
[50 empty] | New | Efficienct fans, pumps and drives-New | 0 |  |  | 0 | 0 | 0 | 0 | 0 | 0 | 0
[50 empty] | New | Efficienct fans, pumps and drives-NR | 0 |  |  | 0 | 0 | 0 | 0 | 0 | 0 | 0
[50 empty] | Retro | Efficienct fans, pumps and drives-Retro | 0 |  |  | 0 | 0 | 0 | 0 | 0 | 0 | 0
[50 empty] | Retro | VSD, ASD-Retro | 3.4 |  |  | 0 | 0 | 2.125 | 3.4 | 3.4 | 3.4 | 3.4
[50 empty] | New | ReRoof-NR | 11.8125 |  |  | 2.6044 | 7.8645 | 11.0552 | 11.782 | 11.9324 | 11.9895 | 12.1042
[50 empty] | Retro | Grocery Refrigeration Bundle-Retro | 34.3697 |  |  | 7.0411 | 19.7709 | 26.3307 | 34.3697 | 36.3672 | 38.5153 | 46.5265
[50 empty] | New | Grocery Refrigeration Heat Recovery-New | 0 |  |  | 0 | 0 | 0 | 0 | 0 | 0 | 0
[50 empty] | Retro | Demand controlled circulating systems-Retro | 0 |  |  | 0 | 0 | 0 | 0 | 0 | 0 | 0
[50 empty] | Retro | Plug Load Sensor-Retro | 13.3473 |  |  | 0 | 0 | 0 | 13.3473 | 13.3473 | 13.3473 | 13.3473
[50 empty] | New | Premium Fume Hood-New | 16.4784 |  |  | 0 | 0 | 0 | 16.4784 | 16.4784 | 21.4635 | 21.4635
[50 empty] | Retro | Pre-Rinse Spray Wash-Retro | 9.7937 |  |  | 9.7937 | 9.7937 | 9.7937 | 9.7937 | 9.7937 | 9.7937 | 9.7937
[50 empty] | Achievable Potential - Cumulative |  | 85%
[50 empty] | For Achievable, Combine Measure Names |  | 0
[50 empty] | 0 | Year 2025 | 0
[50 empty] | Flag New/Retro | Measure Index Name | MWa with TRC BC Ratio >1.0 |  |  | <1.0 | <2.0 | <3.0 | <4.0 | <5.0 | <6.0 | <7.0
[50 empty] | New | Integrated Building Design | 152.1366 |  |  | 38.8233 | 73.4199 | 103.6386 | 126.9295 | 146.9812 | 159.419 | 199.8744
[50 empty] | New | Lighting Measures | 101.1165 |  |  | 90.9476 | 98.7311 | 98.7311 | 99.4387 | 106.0751 | 106.8714 | 107.5027
[50 empty] | New | Top Day Lighting | 34.4069 |  |  | -0.3545 | 7.3662 | 12.4077 | 24.5771 | 27.5127 | 32.9535 | 32.955
[50 empty] | New | Perimeter Day lighting Controls | 0.85144 |  |  | 0 | 0 | 0 | 0 | 0 | 0 | 5.352
[50 empty] | New | ECM on VAV Boxes | 9.0977 |  |  | 0 | 3.6856 | 6.024 | 9.0977 | 9.0977 | 9.0977 | 9.0977
[50 empty] | New | Premium HVAC Equipment | 9.215 |  |  | 0 | 2.0901 | 2.0901 | 2.0901 | 5.8725 | 8.4302 | 16.8715
[50 empty] | New | Glass | 5.8442 |  |  | -0.038909 | 0.68073 | 3.9815 | 4.4257 | 5.5172 | 5.9893 | 7.3093
[50 empty] | New | Variable Speed Chiller | 3.519 |  |  | 0 | 0.94371 | 0.94371 | 3.519 | 3.519 | 3.519 | 3.519
[50 empty] | New | Controls Commission | 8.5312 |  |  | 0 | 0 | 2.4079 | 3.9629 | 8.5312 | 20.5401 | 68.0493
[50 empty] | New | Low Pressure Distribution | 46.8437 |  |  | -2.2157 | 15.8039 | 29.6597 | 40.2919 | 41.9717 | 41.9717 | 44.6281
[50 empty] | New | ReRoof | 11.8125 |  |  | 2.6044 | 7.8645 | 11.0552 | 11.782 | 11.9324 | 11.9895 | 12.1042
[50 empty] | New | Premium Fume Hood | 16.4784 |  |  | 0 | 0 | 0 | 16.4784 | 16.4784 | 21.4635 | 21.4635
[51 empty] | Cost-Effective Amount is 400 MWa | 399.8533 | [8 empty] | 528.7266
[50 empty] | Achievable Potential - Cumulative |  | 85%
[50 empty] | For Achievable, Combine Measure Names |  | 0
[50 empty] | Flag New/Retro | Measure Index Name | MWa with TRC BC Ratio >1.0 |  |  | <1.0 | <2.0 | <3.0 | <4.0 | <5.0 | <6.0 | <7.0
[50 empty] | Retro | Lighting Measures | 113.92 |  |  | 38.6548 | 64.7081 | 87.6248 | 108.1526 | 128.2787 | 133.5183 | 155.1773
[50 empty] | Retro | Glass | 3.8236 |  |  | 0 | 0 | 1.4525 | 1.4918 | 4.4986 | 6.8242 | 14.0087
[50 empty] | Retro | Package Roof Top Optimization | 75.2854 |  |  | 12.845 | 16.8378 | 31.291 | 48.2602 | 66.2745 | 75.2526 | 87.1067
[50 empty] | Retro | Built-Up HVAC Controls Optimization | 38.277 |  |  | 0 | 0 | 2.5125 | 35.9195 | 45.4736 | 50.4118 | 68.0887
[50 empty] | Retro | Variable Drive Power | 3.4 |  |  | 0 | 0 | 2.125 | 3.4 | 3.4 | 3.4 | 3.4
[50 empty] | Retro | Grocery Refrigeration | 34.3697 |  |  | 7.0411 | 19.7709 | 26.3307 | 34.3697 | 36.3672 | 38.5153 | 46.5265
[50 empty] | Retro | Plug Load Sensor | 13.3473 |  |  | 0 | 0 | 0 | 13.3473 | 13.3473 | 13.3473 | 13.3473
[50 empty] | Retro | Pre-Rinse Spray Wash-Retro | 9.7937 |  |  | 9.7937 | 9.7937 | 9.7937 | 9.7937 | 9.7937 | 9.7937 | 9.7937
[51 empty] | Cost-Effective Amount is 282 MWa | 282.423 | [8 empty] | 397.4489

## 20Aug2004
Q:\CG\Main\Plan 5\Commercial\Assessment\HVAC\[Tally Log.xls]Sheet1 |  |  |  |  | 2004-08-20
Tallies up savings from measures by cost bin for Lost Opportunity and for 2025
|  |  | Annual Lost Opportunity | Measures with B/C>1.00 | Measures with B/C>1.00 | Categories with B/C>1.00 | % of Measures with B/C >1.00 | Block 1: x <=10 m/kWh | Block 2: 10< x <=20 m/kWh | Block 3: 20< x <=30 m/kWh | Block 4: 30< x <=40 m/kWh | Block 5: 40< x <=50 m/kWh | Block 6: 50< x <=60 m/kWh | Block 7: 60m/kWh < x | [10 empty] | New and NR |  |  |  |  | Retro
Base Measure Name | VCohort | New/Retro | Measure Index Name | Annual Capital $Million | MWa with TRC BC Ratio >1.0 |  |  | <10 | <20 | <30 | <40 | <50 | <60 | <70 | <80 | <90 | <100 | >100 | [5 empty] | MWa with TRC BC Ratio >1.0 | HVAC | L | ENVL | R | M | HVAC | L | ENVL | R | M
ALL | New | New | Integrated Building Design-New | 21.6708 | 9.1353 |  |  | 2.2854 | 2.0037 | 1.607 | 1.3625 | 1.1264 | 0.71067 | 2.3431 | [9 empty] | Integrated Building Design-New | 4.148 | 4.9873 | 0 | 0 | 0 | 0 | 0 | 0 | 0 | 0
L | New | New | LPD Package-New | 0.50404 | 2.9719 | 0 | 3.0299 | 2.6232 | 0.32619 | 0 | 0.025363 | 0.17336 | 0.03379 | 0.0077806 | [9 empty] | LPD Package-New | 0 | 2.9719 | 0 | 0 | 0 | 0 | 0 | 0 | 0 | 0
L | NR | New | LPD Package-NR | 0.90206 | 3.5943 | 0 | 3.573 | 3.3571 | 0.070597 | 0 | 0.043904 | 0.23401 | 0.012303 | 0.02982 | [9 empty] | LPD Package-NR | 0 | 3.5943 | 0 | 0 | 0 | 0 | 0 | 0 | 0 | 0
L | Retro | Retro | LPD Package-Retro | [20 empty] | LPD Package-Retro | 0 | 0 | 0 | 0 | 0 | 0 | 0 | 0 | 0 | 0
L | New | New | Top Day Lighting-New | 5.5376 | 1.6192 | 0 | 1.5004 | -0.016682 | 0.36333 | 0.23725 | 0.57268 | 0.13815 | 0.25604 | 6.7192e-05 | [9 empty] | Top Day Lighting-New | 0 | 1.6192 | 0 | 0 | 0 | 0 | 0 | 0 | 0 | 0
L | New | New | Perimeter Day lighting Controls (Advanced)-New | 0.1966 | 0.027835 | 0 | 0.043858 | 0 | 0 | 0 | 0 | 0 | 0 | 0.19764 | [9 empty] | Perimeter Day lighting Controls (Advanced)-New | 0 | 0.027835 | 0 | 0 | 0 | 0 | 0 | 0 | 0 | 0
L | NR | New | Perimeter Day lighting Controls (Advanced)-NR | 0.10005 | 0.013902 | 0 | 0.015199 | 0 | 0 | 0 | 0 | 0 | 0 | 0.064711 | [9 empty] | Perimeter Day lighting Controls (Advanced)-NR | 0 | 0.013902 | 0 | 0 | 0 | 0 | 0 | 0 | 0 | 0
L | New | New | Lighting Controls: Sweep, Occup, Commission-New | [20 empty] | Lighting Controls: Sweep, Occup, Commission-New | 0 | 0 | 0 | 0 | 0 | 0 | 0 | 0 | 0 | 0
HVAC | New | New | ECM on VAV Boxes-New | 0.79226 | 0.25676 | 0 | 0.25463 | 0 | 0.10609 | 0 | 0.15067 | 0 | 0 | 0 | [9 empty] | ECM on VAV Boxes-New | 0.25676 | 0 | 0 | 0 | 0 | 0 | 0 | 0 | 0 | 0
HVAC | NR | New | ECM on VAV Boxes-NR | 0.51227 | 0.18921 | 0 | 0.1891 | 0 | 0.074583 | 0.11463 | 0 | 0 | 0 | 0 | [9 empty] | ECM on VAV Boxes-NR | 0.18921 | 0 | 0 | 0 | 0 | 0 | 0 | 0 | 0 | 0
HVAC | Retro | Retro | ECM on VAV Boxes-Retro | [20 empty] | ECM on VAV Boxes-Retro | 0 | 0 | 0 | 0 | 0 | 0 | 0 | 0 | 0 | 0
HVAC | New | New | Premium HVAC Equipment-New | 0.80151 | 0.21349 | 0 | 0.25686 | 0 | 0.07013 | 0 | 0 | 0.045275 | 0.098082 | 0.24249 | [9 empty] | Premium HVAC Equipment-New | 0.21349 | 0 | 0 | 0 | 0 | 0 | 0 | 0 | 0 | 0
HVAC | NR | New | Premium HVAC Equipment-NR | 1.1799 | 0.27226 | 0 | 0.29599 | 0 | 0.036946 | 0 | 0 | 0.16016 | 0.03119 | 0.19577 | [9 empty] | Premium HVAC Equipment-NR | 0.27226 | 0 | 0 | 0 | 0 | 0 | 0 | 0 | 0 | 0
ENVL | New | New | Glass-New | 0.15332 | 0.038794 | 0 | 0.037198 | -0.0022294 | 0.011286 | 0.013491 | 0.0076674 | 0.0078664 | 0.00023453 | 0.0030538 | [9 empty] | Glass-New | 0 | 0 | 0.038794 | 0 | 0 | 0 | 0 | 0 | 0 | 0
ENVL | NR | New | Glass-NR | 0.023121 | 0.0045296 | 0 | 0.0062784 | -0.00062658 | 0 | 0.00027015 | 0.0023208 | 0.0044636 | 0.0031065 | 0.0087795 | [9 empty] | Glass-NR | 0 | 0 | 0.0045296 | 0 | 0 | 0 | 0 | 0 | 0 | 0
ENVL | Retro | Retro | Glass-Retro | [20 empty] | Glass-Retro | 0 | 0 | 0 | 0 | 0 | 0 | 0 | 0 | 0 | 0
HVAC | Retro | Retro | Package Roof Top Optimization & Repair-Retro | [20 empty] | Package Roof Top Optimization & Repair-Retro | 0 | 0 | 0 | 0 | 0 | 0 | 0 | 0 | 0 | 0
HVAC | New | New | Variable Speed Chiller-New | 0.23113 | 0.044718 | 0 | 0.044604 | 0 | 0.010206 | 0 | 0.034512 | 0 | 0 | 0 | [9 empty] | Variable Speed Chiller-New | 0.044718 | 0 | 0 | 0 | 0 | 0 | 0 | 0 | 0 | 0
HVAC | NR | New | Variable Speed Chiller-NR | 0.6017 | 0.12088 | 0 | 0.1206 | 0 | 0.034204 | 0 | 0.086679 | 0 | 0 | 0 | [9 empty] | Variable Speed Chiller-NR | 0.12088 | 0 | 0 | 0 | 0 | 0 | 0 | 0 | 0 | 0
HVAC | Retro | Retro | Variable Speed Chiller-Retro | [20 empty] | Variable Speed Chiller-Retro | 0 | 0 | 0 | 0 | 0 | 0 | 0 | 0 | 0 | 0
HVAC | New | New | Controls Commission-New | 1.63 | 0.50184 | 0 | 0.6789 | 0 | 0 | 0.14164 | 0.091466 | 0.26873 | 0.7064 | 2.7947 | [9 empty] | Controls Commission-New | 0.50184 | 0 | 0 | 0 | 0 | 0 | 0 | 0 | 0 | 0
HVAC | Retro | Retro | Built-Up HVAC Controls Optimization-Retro | [20 empty] | Built-Up HVAC Controls Optimization-Retro | 0 | 0 | 0 | 0 | 0 | 0 | 0 | 0 | 0 | 0
HVAC | Retro | Retro | Built-Up HVAC Control Retrofit-Retro | [20 empty] | Built-Up HVAC Control Retrofit-Retro | 0 | 0 | 0 | 0 | 0 | 0 | 0 | 0 | 0 | 0
HVAC | New | New | Evaporative Assist Cooling-New | [20 empty] | Evaporative Assist Cooling-New | 0 | 0 | 0 | 0 | 0 | 0 | 0 | 0 | 0 | 0
HVAC | NR | New | Evaporative Assist Cooling-NR | [20 empty] | Evaporative Assist Cooling-NR | 0 | 0 | 0 | 0 | 0 | 0 | 0 | 0 | 0 | 0
HVAC | New | New | Low Pressure Distribution-New | 11.1196 | 2.3961 | 0 | 2.3242 | -0.11333 | 0.92172 | 0.70874 | 0.54385 | 0.085924 | 0 | 0.13587 | [9 empty] | Low Pressure Distribution-New | 2.3961 | 0 | 0 | 0 | 0 | 0 | 0 | 0 | 0 | 0
HVAC | NR | New | Low Pressure Distribution-NR | [20 empty] | Low Pressure Distribution-NR | 0 | 0 | 0 | 0 | 0 | 0 | 0 | 0 | 0 | 0
HVAC | New | New | Air-side heat recovery systems-New | [20 empty] | Air-side heat recovery systems-New | 0 | 0 | 0 | 0 | 0 | 0 | 0 | 0 | 0 | 0
HVAC | Retro | Retro | Air-side heat recovery systems-Retro | [20 empty] | Air-side heat recovery systems-Retro | 0 | 0 | 0 | 0 | 0 | 0 | 0 | 0 | 0 | 0
HVAC | New | New | Demand Control Ventilation-New | [20 empty] | Demand Control Ventilation-New | 0 | 0 | 0 | 0 | 0 | 0 | 0 | 0 | 0 | 0
HVAC | Retro | Retro | Demand Control Ventilation (Parking)-Retro | [20 empty] | Demand Control Ventilation (Parking)-Retro | 0 | 0 | 0 | 0 | 0 | 0 | 0 | 0 | 0 | 0
HVAC | New | New | Efficienct fans, pumps and drives-New | [20 empty] | Efficienct fans, pumps and drives-New | 0 | 0 | 0 | 0 | 0 | 0 | 0 | 0 | 0 | 0
HVAC | NR | New | Efficienct fans, pumps and drives-NR | [20 empty] | Efficienct fans, pumps and drives-NR | 0 | 0 | 0 | 0 | 0 | 0 | 0 | 0 | 0 | 0
HVAC | Retro | Retro | Efficienct fans, pumps and drives-Retro | [20 empty] | Efficienct fans, pumps and drives-Retro | 0 | 0 | 0 | 0 | 0 | 0 | 0 | 0 | 0 | 0
HVAC | Retro | Retro | VSD, ASD-Retro | [20 empty] | VSD, ASD-Retro | 0 | 0 | 0 | 0 | 0 | 0 | 0 | 0 | 0 | 0
ENVL | NR | New | ReRoof-NR | 1.6269 | 0.66177 | 0 | 0.65076 | 0.14591 | 0.29468 | 0.17875 | 0.040716 | 0.008429 | 0.0032001 | 0.0064221 | [9 empty] | ReRoof-NR | 0 | 0 | 0.66177 | 0 | 0 | 0 | 0 | 0 | 0 | 0
R | Retro | Retro | Grocery Refrigeration Bundle-Retro | [20 empty] | Grocery Refrigeration Bundle-Retro | 0 | 0 | 0 | 0 | 0 | 0 | 0 | 0 | 0 | 0
R | New | New | Grocery Refrigeration Heat Recovery-New | [20 empty] | Grocery Refrigeration Heat Recovery-New | 0 | 0 | 0 | 0 | 0 | 0 | 0 | 0 | 0 | 0
W | Retro | Retro | Demand controlled circulating systems-Retro | [20 empty] | Demand controlled circulating systems-Retro | 0 | 0 | 0 | 0 | 0 | 0 | 0 | 0 | 0 | 0
M | Retro | Retro | Plug Load Sensor-Retro | [20 empty] | Plug Load Sensor-Retro | 0 | 0 | 0 | 0 | 0 | 0 | 0 | 0 | 0 | 0
M | New | New | Premium Fume Hood-New |  |  |  |  | <50: 0 | [5 empty] | Premium Fume Hood-New | 0 | 0 | 0 | 0 | 0 | 0 | 0 | 0 | 0 | 0
[25 empty] | 8.1433 | 13.2144 | 0.70509 | 0 | 0 | 0 | 0 | 0 | 0 | 0
|  |  | Total from Buildings | 47.583 | 22.0628 | 0 | 13.0215 | 8.2788 | 4.3237 | 3.0017 | 2.9623 | 2.2527 | 1.855 | 6.0302
|  |  | Total from Stand Alone | 11.5463
|  |  |  | 59.1292 | [45 empty] | DATA FOR CHARTS APPEARS BELOW CATEGORIZED IN SEVERAL DIFFERENT WAYS. USE AUTO FILTER TO PARSE. NEW AND NR MEASURES COMBINED BY NAME.
|  | 85% | Achievable | 50.2598
Technical Potential - Incremental
For Tally ChartNew (COMBINE NEW AND NR, PLOT ONLY NEW)
|  |  | Year 2025 | Measures with B/C>1.00 | Measures with B/C>1.00 | Categories with B/C>1.00 | % of Measures with B/C >1.00 | Block 1: x <=10 m/kWh | Block 2: 10< x <=20 m/kWh | Block 3: 20< x <=30 m/kWh | Block 4: 30< x <=40 m/kWh | Block 5: 40< x <=50 m/kWh | Block 6: 50< x <=60 m/kWh | Block 7: 60m/kWh < x | [5 empty] | Measures with B/C>1.00 | Measures with B/C>1.00 | Measures with B/C>1.00 |  |  | New and NR |  |  |  |  | Retro | [19 empty] | 0 | Year 2025 | Measures with B/C>1.00 | Categories with B/C>1.00 | % of Measures with B/C >1.00 | Block 1: x <=10 m/kWh | Block 2: 10< x <=20 m/kWh | Block 3: 20< x <=30 m/kWh | Block 4: 30< x <=40 m/kWh | Block 5: 40< x <=50 m/kWh | Block 6: 50< x <=60 m/kWh | Block 7: 60m/kWh < x
End Use | VCohort | Flag New/Retro | Measure Index Name | 2025 Capital $Million | MWa with TRC BC Ratio >1.0 |  |  | <10 | <20 | <30 | <40 | <50 | <60 | <70 | <80 | <90 | <100 | >100 |  | Levelized Cost of B/C>1 | Power System B/C Ratio | PV Benefits per kWh | Achievable MWa with TRC BC Ratio >1.0 |  | HVAC | L | ENVL | R | M | HVAC | L | ENVL | R | M | lvl cost | lvl cost light | lvl cost hvac | B/C | B/C Light | B/C HVAC | [9 empty] | Flag New/Retro | Measure Index Name | MWa with TRC BC Ratio >1.0 | Categories with B/C>1.00 | % of Measures with B/C >1.00 | <10 | <20 | <30 | <40 | <50 | <60 | <70
ALL | New | New | Integrated Building Design-New | 500.3509 | 182.7063 |  |  | 45.7076 | 40.0742 | 32.1393 | 27.2495 | 22.5272 | 14.2135 | 46.862 | [5 empty] | 22.6664 | 4.7392 |  | 155.3004 | Integrated Building Design-New | 82.9604 | 99.7459 | 0 | 0 | 0 | 0 | 0 | 0 | 0 | 0 | 22.6664 | 16.0873 | 30.5767 | 4.7392 | 7.4431 | 1.4882 | [9 empty] | New | Integrated Building Design-New | 182.7063 | 0 | 0 | 45.7076 | 40.0742 | 32.1393 | 27.2495 | 22.5272 | 14.2135 | 46.862
L | New | New | LPD Package-New | 12.0969 | 71.3259 | 0 | 72.7178 | 62.9572 | 7.8284 | 0 | 0.6087 | 4.1606 | 0.81096 | 0.18673 |  |  |  |  | 10.1773 | 3.3117 | 11.9424 | 0.5375 | 60.627 | LPD Package-New | 0 | 71.3259 | 0 | 0 | 0 | 0 | 0 | 0 | 0 | 0 | 3.3117 |  |  | 11.9424 | [11 empty] | New | LPD Package-New | 71.3259 | 0 | 72.7178 | 62.9572 | 7.8284 | 0 | 0.6087 | 4.1606 | 0.81096 | 0.18673
L | NR | New | LPD Package-NR | 18.9432 | 75.4803 | 0 | 75.0334 | 70.5001 | 1.4825 | 0 | 0.92199 | 4.9143 | 0.25836 | 0.62622 |  |  |  |  | 9.9235 | 3.1409 | 12.6152 | 0.53849 | 64.1582 | LPD Package-NR | 0 | 75.4803 | 0 | 0 | 0 | 0 | 0 | 0 | 0 | 0 | 3.1409 |  |  | 12.6152 | [11 empty] | New | LPD Package-NR | 75.4803 | 0 | 75.0334 | 70.5001 | 1.4825 | 0 | 0.92199 | 4.9143 | 0.25836 | 0.62622
L | Retro | Retro | LPD Package-Retro | 358.9221 | 134.0236 | 0 | 140.4686 | 45.4763 | 30.651 | 26.9607 | 24.1504 | 23.6778 | 6.1642 | 25.4812 | [5 empty] | 18.3514 | 2.1808 | 0.54389 | 113.92 | LPD Package-Retro | 0 | 0 | 0 | 0 | 0 | 0 | 134.0236 | 0 | 0 | 0 | 18.3514 |  |  | 2.1808 | [11 empty] | Retro | LPD Package-Retro | 134.0236 | 0 | 140.4686 | 45.4763 | 30.651 | 26.9607 | 24.1504 | 23.6778 | 6.1642 | 25.4812
L | New | New | Top Day Lighting-New | 138.4412 | 40.4788 | 0 | 37.5108 | -0.41705 | 9.0832 | 5.9311 | 14.3169 | 3.4537 | 6.4009 | 0.0016798 | [5 empty] | 34.1007 | 1.5712 | 0.72815 | 34.4069 | Top Day Lighting-New | 0 | 40.4788 | 0 | 0 | 0 | 0 | 0 | 0 | 0 | 0 | 34.1007 |  |  | 1.5712 | [11 empty] | New | Top Day Lighting-New | 40.4788 | 0 | 37.5108 | -0.41705 | 9.0832 | 5.9311 | 14.3169 | 3.4537 | 6.4009 | 0.0016798
L | New | New | Perimeter Day lighting Controls (Advanced)-New | 4.9638 | 0.66805 | 0 | 1.0526 | 0 | 0 | 0 | 0 | 0 | 0 | 4.7434 | [5 empty] | 62.4126 | 0.85966 |  | 0.56784 | Perimeter Day lighting Controls (Advanced)-New | 0 | 0.66805 | 0 | 0 | 0 | 0 | 0 | 0 | 0 | 0 | 62.4126 |  |  | 0.85966 | [11 empty] | New | Perimeter Day lighting Controls (Advanced)-New | 0.66805 | 0 | 1.0526 | 0 | 0 | 0 | 0 | 0 | 0 | 4.7434
L | NR | New | Perimeter Day lighting Controls (Advanced)-NR | 2.4899 | 0.33364 | 0 | 0.36478 | 0 | 0 | 0 | 0 | 0 | 0 | 1.5531 | [5 empty] | 62.6841 | 0.85594 |  | 0.2836 | Perimeter Day lighting Controls (Advanced)-NR | 0 | 0.33364 | 0 | 0 | 0 | 0 | 0 | 0 | 0 | 0 | 62.6841 |  |  | 0.85594 | [11 empty] | New | Perimeter Day lighting Controls (Advanced)-NR | 0.33364 | 0 | 0.36478 | 0 | 0 | 0 | 0 | 0 | 0 | 1.5531
L | New | New | Lighting Controls: Sweep, Occup, Commission-New | [20 empty] | Lighting Controls: Sweep, Occup, Commission-New | 0 | 0 | 0 | 0 | 0 | 0 | 0 | 0 | 0 | 0 | 0 | [14 empty] | New | Lighting Controls: Sweep, Occup, Commission-New | 0 | 0 | 0 | 0 | 0 | 0 | 0 | 0 | 0 | 0
HVAC | New | New | ECM on VAV Boxes-New | 19.0143 | 6.1622 | 0 | 6.1111 | 0 | 2.546 | 0 | 3.6161 | 0 | 0 | 0 | [5 empty] | 25.1489 | 1.7798 | 0.60829 | 5.2378 | ECM on VAV Boxes-New | 6.1622 | 0 | 0 | 0 | 0 | 0 | 0 | 0 | 0 | 0 | 25.1489 |  |  | 1.7798 | [11 empty] | New | ECM on VAV Boxes-New | 6.1622 | 0 | 6.1111 | 0 | 2.546 | 0 | 3.6161 | 0 | 0 | 0
HVAC | NR | New | ECM on VAV Boxes-NR | 12.2946 | 4.5411 | 0 | 4.5385 | 0 | 1.79 | 2.7511 | 0 | 0 | 0 | 0 | [5 empty] | 22.1633 | 1.916 | 0.57711 | 3.8599 | ECM on VAV Boxes-NR | 4.5411 | 0 | 0 | 0 | 0 | 0 | 0 | 0 | 0 | 0 | 22.1633 |  |  | 1.916 | [11 empty] | New | ECM on VAV Boxes-NR | 4.5411 | 0 | 4.5385 | 0 | 1.79 | 2.7511 | 0 | 0 | 0 | 0
HVAC | Retro | Retro | ECM on VAV Boxes-Retro | [20 empty] | ECM on VAV Boxes-Retro | 0 | 0 | 0 | 0 | 0 | 0 | 0 | 0 | 0 | 0 | 0 | [14 empty] | Retro | ECM on VAV Boxes-Retro | 0 | 0 | 0 | 0 | 0 | 0 | 0 | 0 | 0 | 0
HVAC | New | New | Premium HVAC Equipment-New | 19.2362 | 5.1237 | 0 | 6.1647 | 0 | 1.6831 | 0 | 0 | 1.0866 | 2.354 | 5.8197 | [5 empty] | 43.5071 | 1.2264 |  | 4.3551 | Premium HVAC Equipment-New | 5.1237 | 0 | 0 | 0 | 0 | 0 | 0 | 0 | 0 | 0 | 43.5071 |  |  | 1.2264 | [11 empty] | New | Premium HVAC Equipment-New | 5.1237 | 0 | 6.1647 | 0 | 1.6831 | 0 | 0 | 1.0866 | 2.354 | 5.8197
HVAC | NR | New | Premium HVAC Equipment-NR | 24.7776 | 5.7175 | 0 | 6.2159 | 0 | 0.77586 | 0 | 0 | 3.3633 | 0.655 | 4.1112 | [5 empty] | 43.2059 | 1.235 |  | 4.8598 | Premium HVAC Equipment-NR | 5.7175 | 0 | 0 | 0 | 0 | 0 | 0 | 0 | 0 | 0 | 43.2059 |  |  | 1.235 | [11 empty] | New | Premium HVAC Equipment-NR | 5.7175 | 0 | 6.2159 | 0 | 0.77586 | 0 | 0 | 3.3633 | 0.655 | 4.1112
ENVL | New | New | Glass-New | 3.6797 | 0.93107 | 0 | 0.89276 | -0.053507 | 0.27087 | 0.32379 | 0.18402 | 0.18879 | 0.0056288 | 0.073292 | [5 empty] | 27.2752 | 0.69515 |  | 0.79141 | Glass-New | 0 | 0 | 0.93107 | 0 | 0 | 0 | 0 | 0 | 0 | 0 | 27.2752 |  |  | 0.69515 | [11 empty] | New | Glass-New | 0.93107 | 0 | 0.89276 | -0.053507 | 0.27087 | 0.32379 | 0.18402 | 0.18879 | 0.0056288 | 0.073292
ENVL | NR | New | Glass-NR | 0.55489 | 0.10871 | 0 | 0.15068 | -0.015038 | 0 | 0.0064837 | 0.055699 | 0.10713 | 0.074556 | 0.21071 | [5 empty] | 35.2262 | 1.0765 |  | 0.092404 | Glass-NR | 0 | 0 | 0.10871 | 0 | 0 | 0 | 0 | 0 | 0 | 0 | 35.2262 |  |  | 1.0765 | [11 empty] | New | Glass-NR | 0.10871 | 0 | 0.15068 | -0.015038 | 0 | 0.0064837 | 0.055699 | 0.10713 | 0.074556 | 0.21071
ENVL | Retro | Retro | Glass-Retro | 42.4323 | 10.2111 | 0 | 10.7044 | 0 | 0 | 8.6813 | 1.0819 | 1.1408 | 0.93115 | 1.0766 | [5 empty] | 28.6783 | 1.3223 |  | 8.6795 | Glass-Retro | 0 | 0 | 0 | 0 | 0 | 0 | 0 | 10.2111 | 0 | 0 | 28.6783 |  |  | 1.3223 | [11 empty] | Retro | Glass-Retro | 10.2111 | 0 | 10.7044 | 0 | 0 | 8.6813 | 1.0819 | 1.1408 | 0.93115 | 1.0766
HVAC | Retro | Retro | Package Roof Top Optimization & Repair-Retro | 157.0482 | 88.5711 | 0 | 80.0773 | 15.1117 | 4.6974 | 17.0038 | 19.9637 | 21.1933 | 10.5625 | 13.9459 | [5 empty] | 32.3467 | 1.424 |  | 75.2854 | Package Roof Top Optimization & Repair-Retro | 0 | 0 | 0 | 0 | 0 | 88.5711 | 0 | 0 | 0 | 0 | 32.3467 |  |  | 1.424 | [11 empty] | Retro | Package Roof Top Optimization & Repair-Retro | 88.5711 | 0 | 80.0773 | 15.1117 | 4.6974 | 17.0038 | 19.9637 | 21.1933 | 10.5625 | 13.9459
HVAC | New | New | Variable Speed Chiller-New | 5.7782 | 1.1179 | 0 | 1.1151 | 0 | 0.25514 | 0 | 0.8628 | 0 | 0 | 0 | [5 empty] | 32.0512 | 1.5337 |  | 0.95025 | Variable Speed Chiller-New | 1.1179 | 0 | 0 | 0 | 0 | 0 | 0 | 0 | 0 | 0 | 32.0512 |  |  | 1.5337 | [11 empty] | New | Variable Speed Chiller-New | 1.1179 | 0 | 1.1151 | 0 | 0.25514 | 0 | 0.8628 | 0 | 0 | 0
HVAC | NR | New | Variable Speed Chiller-NR | 15.0424 | 3.0221 | 0 | 3.015 | 0 | 0.85511 | 0 | 2.167 | 0 | 0 | 0 | [5 empty] | 30.8884 | 1.5915 |  | 2.5688 | Variable Speed Chiller-NR | 3.0221 | 0 | 0 | 0 | 0 | 0 | 0 | 0 | 0 | 0 | 30.8884 |  |  | 1.5915 | [11 empty] | New | Variable Speed Chiller-NR | 3.0221 | 0 | 3.015 | 0 | 0.85511 | 0 | 2.167 | 0 | 0 | 0
HVAC | Retro | Retro | Variable Speed Chiller-Retro | [20 empty] | Variable Speed Chiller-Retro | 0 | 0 | 0 | 0 | 0 | 0 | 0 | 0 | 0 | 0 | 0 | [14 empty] | Retro | Variable Speed Chiller-Retro | 0 | 0 | 0 | 0 | 0 | 0 | 0 | 0 | 0 | 0
HVAC | New | New | Controls Commission-New | 32.6003 | 10.0367 | 0 | 13.5779 | 0 | 0 | 2.8329 | 1.8293 | 5.3745 | 14.1281 | 55.8932 | [5 empty] | 37.4797 | 1.1212 |  | 8.5312 | Controls Commission-New | 10.0367 | 0 | 0 | 0 | 0 | 0 | 0 | 0 | 0 | 0 | 37.4797 |  |  | 1.1212 | [11 empty] | New | Controls Commission-New | 10.0367 | 0 | 13.5779 | 0 | 0 | 2.8329 | 1.8293 | 5.3745 | 14.1281 | 55.8932
HVAC | Retro | Retro | Built-Up HVAC Controls Optimization-Retro | 134.8711 | 45.0317 | 0 | 43.6009 | 0 | 0 | 2.9559 | 39.3024 | 11.2401 | 5.8097 | 20.7963 | [5 empty] | 36.5229 | 1.1697 |  | 38.277 | Built-Up HVAC Controls Optimization-Retro | 0 | 0 | 0 | 0 | 0 | 45.0317 | 0 | 0 | 0 | 0 | 36.5229 |  |  | 1.1697 | [11 empty] | Retro | Built-Up HVAC Controls Optimization-Retro | 45.0317 | 0 | 43.6009 | 0 | 0 | 2.9559 | 39.3024 | 11.2401 | 5.8097 | 20.7963
HVAC | Retro | Retro | Built-Up HVAC Control Retrofit-Retro | [20 empty] | Built-Up HVAC Control Retrofit-Retro | 0 | 0 | 0 | 0 | 0 | 0 | 0 | 0 | 0 | 0 | 0 | [14 empty] | Retro | Built-Up HVAC Control Retrofit-Retro | 0 | 0 | 0 | 0 | 0 | 0 | 0 | 0 | 0 | 0
HVAC | New | New | Evaporative Assist Cooling-New | [20 empty] | Evaporative Assist Cooling-New | 0 | 0 | 0 | 0 | 0 | 0 | 0 | 0 | 0 | 0 | 0 | [14 empty] | New | Evaporative Assist Cooling-New | 0 | 0 | 0 | 0 | 0 | 0 | 0 | 0 | 0 | 0
HVAC | NR | New | Evaporative Assist Cooling-NR | [20 empty] | Evaporative Assist Cooling-NR | 0 | 0 | 0 | 0 | 0 | 0 | 0 | 0 | 0 | 0 | 0 | [14 empty] | New | Evaporative Assist Cooling-NR | 0 | 0 | 0 | 0 | 0 | 0 | 0 | 0 | 0 | 0
HVAC | New | New | Low Pressure Distribution-New | 255.7513 | 55.1102 | 0 | 53.4567 | -2.6067 | 21.1995 | 16.3009 | 12.5085 | 1.9763 | 0 | 3.1251 | [5 empty] | 27.0474 | 1.6382 |  | 46.8437 | Low Pressure Distribution-New | 55.1102 | 0 | 0 | 0 | 0 | 0 | 0 | 0 | 0 | 0 | 27.0474 |  |  | 1.6382 | [11 empty] | New | Low Pressure Distribution-New | 55.1102 | 0 | 53.4567 | -2.6067 | 21.1995 | 16.3009 | 12.5085 | 1.9763 | 0 | 3.1251
HVAC | NR | New | Low Pressure Distribution-NR | [20 empty] | Low Pressure Distribution-NR | 0 | 0 | 0 | 0 | 0 | 0 | 0 | 0 | 0 | 0 | 0 | [14 empty] | New | Low Pressure Distribution-NR | 0 | 0 | 0 | 0 | 0 | 0 | 0 | 0 | 0 | 0
HVAC | New | New | Air-side heat recovery systems-New | [20 empty] | Air-side heat recovery systems-New | 0 | 0 | 0 | 0 | 0 | 0 | 0 | 0 | 0 | 0 | 0 | [14 empty] | New | Air-side heat recovery systems-New | 0 | 0 | 0 | 0 | 0 | 0 | 0 | 0 | 0 | 0
HVAC | Retro | Retro | Air-side heat recovery systems-Retro | [20 empty] | Air-side heat recovery systems-Retro | 0 | 0 | 0 | 0 | 0 | 0 | 0 | 0 | 0 | 0 | 0 | [14 empty] | Retro | Air-side heat recovery systems-Retro | 0 | 0 | 0 | 0 | 0 | 0 | 0 | 0 | 0 | 0
HVAC | New | New | Demand Control Ventilation-New | [20 empty] | Demand Control Ventilation-New | 0 | 0 | 0 | 0 | 0 | 0 | 0 | 0 | 0 | 0 | 0 | [14 empty] | New | Demand Control Ventilation-New | 0 | 0 | 0 | 0 | 0 | 0 | 0 | 0 | 0 | 0
HVAC | Retro | Retro | Demand Control Ventilation (Parking)-Retro | [20 empty] | Demand Control Ventilation (Parking)-Retro | 0 | 0 | 0 | 0 | 0 | 0 | 0 | 0 | 0 | 0 | 0 | [14 empty] | Retro | Demand Control Ventilation (Parking)-Retro | 0 | 0 | 0 | 0 | 0 | 0 | 0 | 0 | 0 | 0
HVAC | New | New | Efficienct fans, pumps and drives-New | [20 empty] | Efficienct fans, pumps and drives-New | 0 | 0 | 0 | 0 | 0 | 0 | 0 | 0 | 0 | 0 | 0 | [14 empty] | New | Efficienct fans, pumps and drives-New | 0 | 0 | 0 | 0 | 0 | 0 | 0 | 0 | 0 | 0
HVAC | NR | New | Efficienct fans, pumps and drives-NR | [20 empty] | Efficienct fans, pumps and drives-NR | 0 | 0 | 0 | 0 | 0 | 0 | 0 | 0 | 0 | 0 | 0 | [14 empty] | New | Efficienct fans, pumps and drives-NR | 0 | 0 | 0 | 0 | 0 | 0 | 0 | 0 | 0 | 0
HVAC | Retro | Retro | Efficienct fans, pumps and drives-Retro | [20 empty] | Efficienct fans, pumps and drives-Retro | 0 | 0 | 0 | 0 | 0 | 0 | 0 | 0 | 0 | 0 | 0 | [14 empty] | Retro | Efficienct fans, pumps and drives-Retro | 0 | 0 | 0 | 0 | 0 | 0 | 0 | 0 | 0 | 0
HVAC | Retro | Retro | VSD, ASD-Retro | 30.1788 | 4 | 0 | 0 | 0 | 0 | 2.5 | 1.5 | 0 | 0 | 0 | [5 empty] | 43.4078 | 1.1 |  | 3.4 | VSD, ASD-Retro | 0 | 0 | 0 | 0 | 0 | 4 | 0 | 0 | 0 | 0 | 43.4078 |  |  | 1.1 | [11 empty] | Retro | VSD, ASD-Retro | 4 | 0 | 0 | 0 | 0 | 2.5 | 1.5 | 0 | 0 | 0
ENVL | NR | New | ReRoof-NR | 34.1656 | 13.8971 | 0 | 13.666 | 3.064 | 6.1883 | 3.7538 | 0.85504 | 0.17701 | 0.067203 | 0.13486 | [5 empty] | 15.2578 | 2.114 |  | 11.8125 | ReRoof-NR | 0 | 0 | 13.8971 | 0 | 0 | 0 | 0 | 0 | 0 | 0 | 15.2578 |  |  | 2.114 | [11 empty] | New | ReRoof-NR | 13.8971 | 0 | 13.666 | 3.064 | 6.1883 | 3.7538 | 0.85504 | 0.17701 | 0.067203 | 0.13486
R | Retro | Retro | Grocery Refrigeration Bundle-Retro | 67.1358 | 40.435 | 0 | 39.5284 | 8.2836 | 14.9762 | 7.7174 | 9.4577 | 2.35 | 2.5272 | 9.4249 | [5 empty] | 19.1638 | 1.8632 |  | 34.3697 | Grocery Refrigeration Bundle-Retro | 0 | 0 | 0 | 0 | 0 | 0 | 0 | 0 | 40.435 | 0 | 19.1638 |  |  | 1.8632 | [11 empty] | Retro | Grocery Refrigeration Bundle-Retro | 40.435 | 0 | 39.5284 | 8.2836 | 14.9762 | 7.7174 | 9.4577 | 2.35 | 2.5272 | 9.4249
R | New | New | Grocery Refrigeration Heat Recovery-New | [20 empty] | Grocery Refrigeration Heat Recovery-New | 0 | 0 | 0 | 0 | 0 | 0 | 0 | 0 | 0 | 0 | 0 | [14 empty] | New | Grocery Refrigeration Heat Recovery-New | 0 | 0 | 0 | 0 | 0 | 0 | 0 | 0 | 0 | 0
W | Retro | Retro | Demand controlled circulating systems-Retro | [20 empty] | Demand controlled circulating systems-Retro | 0 | 0 | 0 | 0 | 0 | 0 | 0 | 0 | 0 | 0 | 0 | [14 empty] | Retro | Demand controlled circulating systems-Retro | 0 | 0 | 0 | 0 | 0 | 0 | 0 | 0 | 0 | 0
M | Retro | Retro | Plug Load Sensor-Retro | 41.8289 | 15.7028 | 0 | 14.8441 | 0 | 0 | 0 | 15.7028 | 0 | 0 | 0 | [5 empty] | 30.8104 | 1.2308 |  | 13.3473 | Plug Load Sensor-Retro | 0 | 0 | 0 | 0 | 0 | 0 | 0 | 0 | 0 | 15.7028 | 30.8104 |  |  | 1.2308 | [11 empty] | Retro | Plug Load Sensor-Retro | 15.7028 | 0 | 14.8441 | 0 | 0 | 0 | 15.7028 | 0 | 0 | 0
M | New | New | Premium Fume Hood-New | 80.1958 | 19.3863 | 0 | 16.9186 | 0 | 0 | 0 | 19.3863 | 0 | 5.8648 | 0 | [5 empty] | 36.8974 | 1.0133 |  | 16.4784 | Premium Fume Hood-New | 0 | 0 | 0 | 0 | 19.3863 | 0 | 0 | 0 | 0 | 0 | 36.8974 |  |  | 1.0133 | [11 empty] | New | Premium Fume Hood-New | 19.3863 | 0 | 16.9186 | 0 | 0 | 0 | 19.3863 | 0 | 5.8648 | 0
|  |  | Technical |  | 834.1227
|  |  | Total Buildings | 2012.794 | 834.1227 | 0 | 641.7259 | 248.0082 | 144.357 | 129.8584 | 195.7208 | 106.9315 | 70.8276 | 194.0663 | [8 empty] | 709.0043
|  |  | Total Retro Buildings | 832.4172
|  |  | Total Lost Op Buildings | 1180.3767
|  | 85% | Achievable | 2025 $ | Annual $
|  |  | Total Buildings | 1710.8749
|  |  | Total Retro Buildings | 707.5546
|  |  | Total Lost Op Buildings | 1003.3202
|  |  | Total Stand Alone | 445.8841
|  |  | Total Retro Stand Alone | 214.9589
|  |  | Totasl Lost Op Stand Alone | 230.9252 | [36 empty] | Cost-Effective Technical Potential |  |  |  | 20
|  |  | Total | 2156.759 | 107.8379 | [36 empty] | Lost-Opprtunity | Retrofit | Annual Lost-Opportunity | Annual Retro | lvl cost LO | lvl Cost Retro | B/C Lost | B/C Retro
|  |  | Retro | 922.5136 | 46.1257 | [35 empty] | HVAC | 173.7918 | 137.6028 | 8.1433 | 6.8801 | 30.2555 | 34.035 | 1.5221 | 1.3313
|  |  | Lost Op | 1234.2454 | 61.7123 | [35 empty] | Lighting | 288.0325 | 134.0236 | 13.2144 | 6.7012 | 12.2239 | 18.3514 | 9.0645 | 2.1808
[41 empty] | Envelope | 14.9368 | 10.2111 | 0.70509 | 0.51056 | 16.1522 | 28.6783 | 2.018 | 1.3223
[41 empty] | Refrigeration | 0 | 40.435 | 0 | 2.0217 | 0 | 19.1638 | 0 | 1.8632
|  | Technical | Buildings |  |  |  |  | <10 | <20 | <30 | <40 | <50 | <60 | <70 | <80 | <90 | <100 | >100 | [22 empty] | Equipment | 19.3863 | 15.7028 | 0 | 0.78514 | 36.8974 | 30.8104 | 1.0133 | 1.2308
|  |  | Incremental 2025 Total |  |  | 0 | 641.7259 | 248.0082 | 144.357 | 129.8584 | 195.7208 | 106.9315 | 70.8276 | 194.0663 | [9 empty] | MWa | 173.7918 | 288.0325 | 14.9368 | 0 | 19.3863 | 137.6028 | 134.0236 | 10.2111 | 40.435 | 15.7028 | [7 empty] | 496.1475 | 337.9752 | 22.0628 | 16.8988
|  |  | Incremental 2025 Lost Opportunity |  |  |  |  | 179.1366 | 94.0324 | 64.0394 | 84.5619 | 47.3295 | 44.8329 | 123.3413 | [9 empty] | lvl cost | 30.2555 | 12.2239 | 16.1522 |  | 36.8974 | 34.035 | 18.3514 | 28.6783 | 19.1638 | 30.8104
|  |  | Incremental 2025 Retrofit |  |  |  |  | 68.8716 | 50.3246 | 65.8191 | 111.1589 | 59.602 | 25.9947 | 70.725 | [9 empty] | B/C ratio | 1.5221 | 9.0645 | 2.018 |  | 1.0133 | 1.3313 | 2.1808 | 1.3223 | 1.8632 | 1.2308 | [6 empty] | Cost-Effective Achievable Potential |  |  | 85%
[24 empty] | 2004-08-20 | - Cost-Effective L, HVAC, & Env Conservation in 2025 (MWa) | [16 empty] | Lost-Opprtunity | Retrofit | Annual Lost-Opportunity | Annual Retro | lvl cost LO | lvl Cost Retro | B/C Lost | B/C Retro
|  |  | Cumulative 2025 Total |  | 834.1227 |  |  | 248.0082 | 392.3652 | 522.2237 | 717.9444 | 824.8759 | 895.7035 | 1089.7699 | 1089.7699 | 1089.7699 | 1089.7699 | 1089.7699 | [6 empty] | New and NR |  |  |  |  | Retro | [10 empty] | HVAC | 147.723 | 116.9624 | 6.9218 | 5.8481 | 30.2555 | 34.035 | 1.5221 | 1.3313
|  |  | Cumulative 2025 Lost Opportunity |  |  |  |  | 179.1366 | 273.169 | 337.2083 | 421.7702 | 469.0997 | 513.9326 | 637.274 | 637.274 | 637.274 | 637.274 | 637.274 | [6 empty] | HVAC | L | ENVL | R | M | HVAC | L | ENVL | R | M | [6 empty] | Lighting | 244.8276 | 113.92 | 11.2322 | 5.696 | 12.2239 | 18.3514 | 9.0645 | 2.1808
|  |  | Cumulative 2025 Retro |  |  |  |  | 68.8716 | 119.1963 | 185.0153 | 296.1742 | 355.7762 | 381.7709 | 452.4959 | 452.4959 | 452.4959 | 452.4959 | 452.4959 | [5 empty] | Curve to Date Total | 496.1475 |  |  |  |  | 322.2724 | [10 empty] | Envelope | 12.6963 | 8.6795 | 0.59933 | 0.43397 | 16.1522 | 28.6783 | 2.018 | 1.3223
[24 empty] | Curve to Date -End Use | 173.7918 | 288.0325 | 14.9368 | 0 | 19.3863 | 137.6028 | 134.0236 | 10.2111 | 40.435 | 15.7028 | [6 empty] | Refrigeration | 0 | 34.3697 | 0 | 1.7185 | 0 | 19.1638 | 0 | 1.8632
|  |  | Cost-Effective Amount is 834 MWa | [37 empty] | Equipment | 16.4784 | 13.3473 | 0 | 0.66737 | 36.8974 | 30.8104 | 1.0133 | 1.2308
[42 empty] | 421.7254 | 287.2789 | 18.7533 | 14.3639
|  | Technical | Infrastructure and Appliances |  |  |  |  | <10 | <20 | <30 | <40 | <50 | <60 | <70 | <80 | <90 | <100 | >100
|  |  | Incremental 2025 Total | [37 empty] | Cost-Effective Achievable Potential |  |  | 85%
|  |  | Incremental 2025 Lost Opportunity | [38 empty] | Lost-Opprtunity | Retrofit | Annual Lost-Opportunity | Annual Retro | lvl cost LO | lvl Cost Retro | B/C Lost | B/C Retro
|  |  | Incremental 2025 Retrofit | [37 empty] | Municipal Sewage Treatment | 10.5197 | 36.5257 | 0.52598 | 1.8263 | 14.2096 | 14.2096 | 2.4108 | 2.4108
[41 empty] | Municipal Water Supply | 0 | 24.65 | 0 | 1.2325 | 0 | 33 | 1.2 | 1.2
|  |  | Cumulative 2025 Total |  | 470.9106 |  |  | 2.4267 | 305.9334 | 442.5805 | 462.9106 | 474.4462 | 474.4527 | 486.5839 | 486.5839 | 486.5839 | 486.5839 | 486.5839 | [22 empty] | LED Traffic Lights | 0 | 7.7635 | 0 | 0.38818 | 0 | 19.4026 | 1.8403 | 1.8403
|  |  | Cumulative 2025 Lost Opportunity |  |  |  |  | 0 | 254.4425 | 265.7166 | 274.9552 | 276.2915 | 276.2915 | 278.4667 | 278.4667 | 278.4667 | 278.4667 | 278.4667 | [22 empty] | LED Exit Signs | 0 | 36.1749 | 0 | 1.8087 | 0 | 22.793 | 1.5665 | 1.5665
|  |  | Cumulative 2025 Retro |  |  |  |  | 2.4267 | 51.4909 | 176.8639 | 187.9554 | 198.1546 | 198.1612 | 208.1172 | 208.1172 | 208.1172 | 208.1172 | 208.1172 | [22 empty] | Network PC Power Management | 0 | 61.448 | 0 | 3.0724 | 0 | 28.0093 | 1.3223 | 1.3223
[41 empty] | Efficient Power Supplies | 155.6786 | 0 | 7.7839 | 0 | 14.9157 | 14.9157 | 2.6673 | 2.6673
|  |  | Cost-Effective Amount is 471 MWa | [37 empty] | Packaged Refrigeration Equipment | 67.5136 | 0 | 3.3757 | 0 | 18.6625 | 18.6625 | 1.9306 | 1.9306 | Technical Potential - Cumulative
[42 empty] | 233.7119 | 166.5621 | 11.6856 | 8.3281
|  | Technical | [48 empty] | Year 2025
|  |  | All Measures | 2025 Capital $Million | MWa with TRC BC Ratio >1.0 |  |  | <10 | <20 | <30 | <40 | <50 | <60 | <70 | <80 | <90 | <100 | >100 | [31 empty] | Flag New/Retro | Measure Index Name | MWa with TRC BC Ratio >1.0 | Categories with B/C>1.00 | % of Measures with B/C >1.00 | <10 | <20 | <30 | <40 | <50 | <60 | <70
|  |  | Incremental 2025 Total | [37 empty] | Cost-Effective Achievable Potential |  |  | 85% | [5 empty] | New | Integrated Building Design-New | 182.7063 |  |  | 45.7076 | 85.7818 | 117.9211 | 145.1706 | 167.6978 | 181.9113 | 228.7733
|  |  | Incremental 2025 Lost Opportunity | [38 empty] | Lost-Opprtunity | Retrofit | Annual Lost-Opportunity | Annual Retro | lvl cost LO | lvl Cost Retro | B/C Lost | B/C Retro | New | LPD Package-New | 71.3259 |  |  | 62.9572 | 70.7856 | 70.7856 | 71.3943 | 75.555 | 76.3659 | 76.5527
|  |  | Incremental 2025 Retrofit | [37 empty] | HVAC | 147.723 | 116.9624 | 6.9218 | 5.8481 | 30.2555 | 34.035 | 1.5221 | 1.3313 | New | LPD Package-NR | 75.4803 |  |  | 70.5001 | 71.9826 | 71.9826 | 72.9046 | 77.8189 | 78.0773 | 78.7035
[41 empty] | Lighting | 244.8276 | 113.92 | 11.2322 | 5.696 | 12.2239 | 18.3514 | 9.0645 | 2.1808 | Retro | LPD Package-Retro | 134.0236 |  |  | 45.4763 | 76.1272 | 103.0879 | 127.2384 | 150.9162 | 157.0803 | 182.5615
|  |  | Cumulative 2025 Total |  | 1305.0333 |  |  | 250.4349 | 698.2986 | 964.8042 | 1180.8551 | 1299.3221 | 1370.1563 | 1576.3538 | 1576.3538 | 1576.3538 | 1576.3538 | 1576.3538 | [22 empty] | Envelope | 12.6963 | 8.6795 | 0.59933 | 0.43397 | 16.1522 | 28.6783 | 2.018 | 1.3223 | New | Top Day Lighting-New | 40.4788 |  |  | -0.41705 | 8.6662 | 14.5973 | 28.9142 | 32.3679 | 38.7689 | 38.7705
|  |  | Cumulative 2025 Lost Opportunity |  |  |  |  | 179.1366 | 527.6115 | 602.925 | 696.7255 | 745.3913 | 790.2242 | 915.7407 | 915.7407 | 915.7407 | 915.7407 | 915.7407 | [22 empty] | Equipment | 83.992 | 109.165 | 3.3757 | 5.4583 | 22.24 | 34.4998 | 1.7506 | 2.1314 | New | Perimeter Day lighting Controls (Advanced)-New | 0.66805 |  |  | 0 | 0 | 0 | 0 | 0 | 0 | 4.7434
|  |  | Cumulative 2025 Retro |  |  |  |  | 71.2983 | 170.6871 | 361.8793 | 484.1296 | 553.9308 | 579.9321 | 660.6131 | 660.6131 | 660.6131 | 660.6131 | 660.6131 | [22 empty] | Infrastructure | 10.5197 | 105.1141 | 0.52598 | 5.2557 | 14.2096 | 21.9536 | 2.4108 | 1.7942 | New | Perimeter Day lighting Controls (Advanced)-NR | 0.33364 |  |  | 0 | 0 | 0 | 0 | 0 | 0 | 1.5531
|  |  | Technical Potential is 1576 MWa | [37 empty] | AC/DC Power Supplies | 155.6786 | 0 | 7.7839 | 0 | 14.9157 | 14.9157 | 2.6673 | 2.6673 | New | Lighting Controls: Sweep, Occup, Commission-New | 0 |  |  | 0 | 0 | 0 | 0 | 0 | 0 | 0
|  |  | Cost-Effective Amount is 1305 MWa | [37 empty] | Total Cost-Effective Achievable Potential is 1109 MWa | 655.4373 | 453.841 | 30.4389 | 22.692 | 18.3187 | 27.3094 | 4.6646 | 1.844 | New | ECM on VAV Boxes-New | 6.1622 |  |  | 0 | 2.546 | 2.546 | 6.1622 | 6.1622 | 6.1622 | 6.1622
|  |  | Cost-Effective & Achievable Potential is 1109 MWa | 85% | 1109.2783 | [44 empty] | New | ECM on VAV Boxes-NR | 4.5411 |  |  | 0 | 1.79 | 4.5411 | 4.5411 | 4.5411 | 4.5411 | 4.5411
[42 empty] | 59.09% |  |  |  | 21.9971 |  | 3.5106 |  | Retro | ECM on VAV Boxes-Retro | 0 |  |  | 0 | 0 | 0 | 0 | 0 | 0 | 0
[50 empty] | New | Premium HVAC Equipment-New | 5.1237 |  |  | 0 | 1.6831 | 1.6831 | 1.6831 | 2.7697 | 5.1237 | 10.9434
[50 empty] | New | Premium HVAC Equipment-NR | 5.7175 |  |  | 0 | 0.77586 | 0.77586 | 0.77586 | 4.1391 | 4.7941 | 8.9054
[50 empty] | New | Glass-New | 0.93107 |  |  | -0.053507 | 0.21737 | 0.54116 | 0.72517 | 0.91397 | 0.9196 | 0.99289
[50 empty] | New | Glass-NR | 0.10871 |  |  | -0.015038 | -0.015038 | -0.0085542 | 0.047144 | 0.15427 | 0.22883 | 0.43953
[50 empty] | Retro | Glass-Retro | 10.2111 |  |  | 0 | 0 | 8.6813 | 9.7632 | 10.904 | 11.8352 | 12.9118
[50 empty] | Retro | Package Roof Top Optimization & Repair-Retro | 88.5711 |  |  | 15.1117 | 19.8092 | 36.813 | 56.7767 | 77.97 | 88.5325 | 102.4784
[50 empty] | New | Variable Speed Chiller-New | 1.1179 |  |  | 0 | 0.25514 | 0.25514 | 1.1179 | 1.1179 | 1.1179 | 1.1179
[50 empty] | New | Variable Speed Chiller-NR | 3.0221 |  |  | 0 | 0.85511 | 0.85511 | 3.0221 | 3.0221 | 3.0221 | 3.0221
[50 empty] | Retro | Variable Speed Chiller-Retro | 0 |  |  | 0 | 0 | 0 | 0 | 0 | 0 | 0
[50 empty] | New | Controls Commission-New | 10.0367 |  |  | 0 | 0 | 2.8329 | 4.6622 | 10.0367 | 24.1648 | 80.058
[50 empty] | Retro | Built-Up HVAC Controls Optimization-Retro | 45.0317 |  |  | 0 | 0 | 2.9559 | 42.2582 | 53.4983 | 59.308 | 80.1043
[50 empty] | Retro | Built-Up HVAC Control Retrofit-Retro | 0 |  |  | 0 | 0 | 0 | 0 | 0 | 0 | 0
[50 empty] | New | Evaporative Assist Cooling-New | 0 |  |  | 0 | 0 | 0 | 0 | 0 | 0 | 0
[50 empty] | New | Evaporative Assist Cooling-NR | 0 |  |  | 0 | 0 | 0 | 0 | 0 | 0 | 0
[50 empty] | New | Low Pressure Distribution-New | 55.1102 |  |  | -2.6067 | 18.5928 | 34.8938 | 47.4022 | 49.3785 | 49.3785 | 52.5036
[50 empty] | New | Low Pressure Distribution-NR | 0 |  |  | 0 | 0 | 0 | 0 | 0 | 0 | 0
[50 empty] | New | Air-side heat recovery systems-New | 0 |  |  | 0 | 0 | 0 | 0 | 0 | 0 | 0
[50 empty] | Retro | Air-side heat recovery systems-Retro | 0 |  |  | 0 | 0 | 0 | 0 | 0 | 0 | 0
[50 empty] | New | Demand Control Ventilation-New | 0 |  |  | 0 | 0 | 0 | 0 | 0 | 0 | 0
[50 empty] | Retro | Demand Control Ventilation (Parking)-Retro | 0 |  |  | 0 | 0 | 0 | 0 | 0 | 0 | 0
[50 empty] | New | Efficienct fans, pumps and drives-New | 0 |  |  | 0 | 0 | 0 | 0 | 0 | 0 | 0
[50 empty] | New | Efficienct fans, pumps and drives-NR | 0 |  |  | 0 | 0 | 0 | 0 | 0 | 0 | 0
[50 empty] | Retro | Efficienct fans, pumps and drives-Retro | 0 |  |  | 0 | 0 | 0 | 0 | 0 | 0 | 0
[50 empty] | Retro | VSD, ASD-Retro | 4 |  |  | 0 | 0 | 2.5 | 4 | 4 | 4 | 4
[50 empty] | New | ReRoof-NR | 13.8971 |  |  | 3.064 | 9.2523 | 13.0061 | 13.8611 | 14.0381 | 14.1053 | 14.2402
[50 empty] | Retro | Grocery Refrigeration Bundle-Retro | 40.435 |  |  | 8.2836 | 23.2599 | 30.9773 | 40.435 | 42.785 | 45.3122 | 54.7371
[50 empty] | New | Grocery Refrigeration Heat Recovery-New | 0 |  |  | 0 | 0 | 0 | 0 | 0 | 0 | 0
[50 empty] | Retro | Demand controlled circulating systems-Retro | 0 |  |  | 0 | 0 | 0 | 0 | 0 | 0 | 0
[50 empty] | Retro | Plug Load Sensor-Retro | 15.7028 |  |  | 0 | 0 | 0 | 15.7028 | 15.7028 | 15.7028 | 15.7028
[50 empty] | New | Premium Fume Hood-New | 19.3863 |  |  | 0 | 0 | 0 | 19.3863 | 19.3863 | 25.2511 | 25.2511
Technical Potential - Cumulative
New and NR
Year 2025
[50 empty] | Flag New/Retro | Measure Index Name | MWa with TRC BC Ratio >1.0 |  |  | <10 | <20 | <30 | <40 | <50 | <60 | <70
[50 empty] | New | Integrated Building Design | 182.7063 |  |  | 45.7076 | 85.7818 | 117.9211 | 145.1706 | 167.6978 | 181.9113 | 228.7733
[50 empty] | New | LPD Package | 146.8062 |  |  | 133.4573 | 142.7683 | 142.7683 | 144.299 | 153.3739 | 154.4432 | 155.2562
[50 empty] | New | Top Day Lighting | 40.4788 |  |  | -0.41705 | 8.6662 | 14.5973 | 28.9142 | 32.3679 | 38.7689 | 38.7705
[50 empty] | New | Perimeter Day lighting Controls | 1.0017 |  |  | 0 | 0 | 0 | 0 | 0 | 0 | 6.2965
[50 empty] | New | ECM on VAV Boxes | 10.7032 |  |  | 0 | 4.336 | 7.0871 | 10.7032 | 10.7032 | 10.7032 | 10.7032
[50 empty] | New | Premium HVAC Equipment | 10.8412 |  |  | 0 | 2.459 | 2.459 | 2.459 | 6.9089 | 9.9178 | 19.8488
[50 empty] | New | Glass | 1.0398 |  |  | -0.068544 | 0.20233 | 0.5326 | 0.77232 | 1.0682 | 1.1484 | 1.4324
[50 empty] | New | Variable Speed Chiller | 4.14 |  |  | 0 | 1.1102 | 1.1102 | 4.14 | 4.14 | 4.14 | 4.14
[50 empty] | New | Controls Commission | 10.0367 |  |  | 0 | 0 | 2.8329 | 4.6622 | 10.0367 | 24.1648 | 80.058
[50 empty] | New | Low Pressure Distribution | 55.1102 |  |  | -2.6067 | 18.5928 | 34.8938 | 47.4022 | 49.3785 | 49.3785 | 52.5036
[50 empty] | New | ReRoof | 13.8971 |  |  | 3.064 | 9.2523 | 13.0061 | 13.8611 | 14.0381 | 14.1053 | 14.2402
[50 empty] | New | Premium Fume Hood | 19.3863 |  |  | 0 | 0 | 0 | 19.3863 | 19.3863 | 25.2511 | 25.2511
[51 empty] | Cost-Effective Amount is 496 MWa | 496.1475 |  |  | <70: 637.274
Technical Potential - Cumulative
RetroFit
[50 empty] | Flag New/Retro | Measure Index Name | MWa with TRC BC Ratio >1.0 |  |  | <10 | <20 | <30 | <40 | <50 | <60 | <70
[50 empty] | Retro | LPD Package | 134.0236 |  |  | 45.4763 | 76.1272 | 103.0879 | 127.2384 | 150.9162 | 157.0803 | 182.5615
[50 empty] | Retro | Glass | 10.2111 |  |  | 0 | 0 | 8.6813 | 9.7632 | 10.904 | 11.8352 | 12.9118
[50 empty] | Retro | Package Roof Top Optimization | 88.5711 |  |  | 15.1117 | 19.8092 | 36.813 | 56.7767 | 77.97 | 88.5325 | 102.4784
[50 empty] | Retro | Built-Up HVAC Controls Optimization | 45.0317 |  |  | 0 | 0 | 2.9559 | 42.2582 | 53.4983 | 59.308 | 80.1043
[50 empty] | Retro | Variable Drive Power | 4 |  |  | 0 | 0 | 2.5 | 4 | 4 | 4 | 4
[50 empty] | Retro | Grocery Refrigeration Bundle | 40.435 |  |  | 8.2836 | 23.2599 | 30.9773 | 40.435 | 42.785 | 45.3122 | 54.7371
[50 empty] | Retro | Plug Load Sensor | 15.7028 |  |  | 0 | 0 | 0 | 15.7028 | 15.7028 | 15.7028 | 15.7028
[51 empty] | Cost-Effective Amount is 338 MWa | 337.9752 |  |  | <70: 452.4959
[50 empty] | Achievable Potential - Incremental |  | 85%
For Tally ChartNew (COMBINE NEW AND NR, PLOT ONLY NEW)
Year 2025
[50 empty] | Flag New/Retro | Measure Index Name | MWa with TRC BC Ratio >1.0 |  |  | <10 | <20 | <30 | <40 | <50 | <60 | <70
[50 empty] | New | Integrated Building Design-New | 155.3004 |  |  | 38.8514 | 34.0631 | 27.3184 | 23.1621 | 19.1481 | 12.0814 | 39.8327
[50 empty] | New | LPD Package-New | 60.627 |  |  | 53.5136 | 6.6542 | 0 | 0.5174 | 3.5365 | 0.68932 | 0.15872
[50 empty] | New | LPD Package-NR | 64.1582 |  |  | 59.9251 | 1.2601 | 0 | 0.78369 | 4.1772 | 0.21961 | 0.53228
[50 empty] | Retro | LPD Package-Retro | 113.92 |  |  | 38.6548 | 26.0533 | 22.9166 | 20.5278 | 20.1261 | 5.2395 | 21.659
[50 empty] | New | Top Day Lighting-New | 34.4069 |  |  | -0.3545 | 7.7207 | 5.0415 | 12.1694 | 2.9357 | 5.4408 | 0.0014278
[50 empty] | New | Perimeter Day lighting Controls (Advanced)-New | 0.56784 |  |  | 0 | 0 | 0 | 0 | 0 | 0 | 4.0319
[50 empty] | New | Perimeter Day lighting Controls (Advanced)-NR | 0.2836 |  |  | 0 | 0 | 0 | 0 | 0 | 0 | 1.3201
[50 empty] | New | Lighting Controls: Sweep, Occup, Commission-New | 0 |  |  | 0 | 0 | 0 | 0 | 0 | 0 | 0
[50 empty] | New | ECM on VAV Boxes-New | 5.2378 |  |  | 0 | 2.1641 | 0 | 3.0737 | 0 | 0 | 0
[50 empty] | New | ECM on VAV Boxes-NR | 3.8599 |  |  | 0 | 1.5215 | 2.3384 | 0 | 0 | 0 | 0
[50 empty] | Retro | ECM on VAV Boxes-Retro | 0 |  |  | 0 | 0 | 0 | 0 | 0 | 0 | 0
[50 empty] | New | Premium HVAC Equipment-New | 4.3551 |  |  | 0 | 1.4307 | 0 | 0 | 0.9236 | 2.0009 | 4.9468
[50 empty] | New | Premium HVAC Equipment-NR | 4.8598 |  |  | 0 | 0.65948 | 0 | 0 | 2.8588 | 0.55675 | 3.4945
[50 empty] | New | Glass-New | 0.79141 |  |  | -0.045481 | 0.23024 | 0.27522 | 0.15642 | 0.16047 | 0.0047845 | 0.062298
[50 empty] | New | Glass-NR | 0.092404 |  |  | -0.012782 | 0 | 0.0055111 | 0.047344 | 0.091058 | 0.063373 | 0.1791
[50 empty] | Retro | Glass-Retro | 8.6795 |  |  | 0 | 0 | 7.3791 | 0.91962 | 0.9697 | 0.79147 | 0.91511
[50 empty] | Retro | Package Roof Top Optimization & Repair-Retro | 75.2854 |  |  | 12.845 | 3.9928 | 14.4532 | 16.9692 | 18.0143 | 8.9781 | 11.854
[50 empty] | New | Variable Speed Chiller-New | 0.95025 |  |  | 0 | 0.21687 | 0 | 0.73338 | 0 | 0 | 0
[50 empty] | New | Variable Speed Chiller-NR | 2.5688 |  |  | 0 | 0.72684 | 0 | 1.8419 | 0 | 0 | 0
[50 empty] | Retro | Variable Speed Chiller-Retro | 0 |  |  | 0 | 0 | 0 | 0 | 0 | 0 | 0
[50 empty] | New | Controls Commission-New | 8.5312 |  |  | 0 | 0 | 2.4079 | 1.5549 | 4.5684 | 12.0089 | 47.5093
[50 empty] | Retro | Built-Up HVAC Controls Optimization-Retro | 38.277 |  |  | 0 | 0 | 2.5125 | 33.407 | 9.5541 | 4.9382 | 17.6769
[50 empty] | Retro | Built-Up HVAC Control Retrofit-Retro | 0 |  |  | 0 | 0 | 0 | 0 | 0 | 0 | 0
[50 empty] | New | Evaporative Assist Cooling-New | 0 |  |  | 0 | 0 | 0 | 0 | 0 | 0 | 0
[50 empty] | New | Evaporative Assist Cooling-NR | 0 |  |  | 0 | 0 | 0 | 0 | 0 | 0 | 0
[50 empty] | New | Low Pressure Distribution-New | 46.8437 |  |  | -2.2157 | 18.0196 | 13.8558 | 10.6322 | 1.6798 | 0 | 2.6563
[50 empty] | New | Low Pressure Distribution-NR | 0 |  |  | 0 | 0 | 0 | 0 | 0 | 0 | 0
[50 empty] | New | Air-side heat recovery systems-New | 0 |  |  | 0 | 0 | 0 | 0 | 0 | 0 | 0
[50 empty] | Retro | Air-side heat recovery systems-Retro | 0 |  |  | 0 | 0 | 0 | 0 | 0 | 0 | 0
[50 empty] | New | Demand Control Ventilation-New | 0 |  |  | 0 | 0 | 0 | 0 | 0 | 0 | 0
[50 empty] | Retro | Demand Control Ventilation (Parking)-Retro | 0 |  |  | 0 | 0 | 0 | 0 | 0 | 0 | 0
[50 empty] | New | Efficienct fans, pumps and drives-New | 0 |  |  | 0 | 0 | 0 | 0 | 0 | 0 | 0
[50 empty] | New | Efficienct fans, pumps and drives-NR | 0 |  |  | 0 | 0 | 0 | 0 | 0 | 0 | 0
[50 empty] | Retro | Efficienct fans, pumps and drives-Retro | 0 |  |  | 0 | 0 | 0 | 0 | 0 | 0 | 0
[50 empty] | Retro | VSD, ASD-Retro | 3.4 |  |  | 0 | 0 | 2.125 | 1.275 | 0 | 0 | 0
[50 empty] | New | ReRoof-NR | 11.8125 |  |  | 2.6044 | 5.2601 | 3.1907 | 0.72678 | 0.15046 | 0.057123 | 0.11463
[50 empty] | Retro | Grocery Refrigeration Bundle-Retro | 34.3697 |  |  | 7.0411 | 12.7298 | 6.5598 | 8.039 | 1.9975 | 2.1481 | 8.0112
[50 empty] | New | Grocery Refrigeration Heat Recovery-New | 0 |  |  | 0 | 0 | 0 | 0 | 0 | 0 | 0
[50 empty] | Retro | Demand controlled circulating systems-Retro | 0 |  |  | 0 | 0 | 0 | 0 | 0 | 0 | 0
[50 empty] | Retro | Plug Load Sensor-Retro | 13.3473 |  |  | 0 | 0 | 0 | 13.3473 | 0 | 0 | 0
[50 empty] | New | Premium Fume Hood-New | 16.4784 |  |  | 0 | 0 | 0 | 16.4784 | 0 | 4.9851 | 0
[50 empty] | Achievable Potential - Cumulative |  | 85% | Use Auto Filter
[50 empty] | For Tally ChartNew (COMBINE NEW AND NR, PLOT ONLY NEW) |  | 0
[50 empty] | 0 | Year 2025 | 0
[50 empty] | Flag New/Retro | Measure Index Name | MWa with TRC BC Ratio >1.0 |  |  | <10 | <20 | <30 | <40 | <50 | <60 | <70
[50 empty] | New | Integrated Building Design-New | 155.3004 |  |  | 38.8514 | 72.9145 | 100.233 | 123.3951 | 142.5432 | 154.6246 | 194.4573
[50 empty] | New | LPD Package-New | 60.627 |  |  | 53.5136 | 60.1678 | 60.1678 | 60.6852 | 64.2217 | 64.9111 | 65.0698
[50 empty] | New | LPD Package-NR | 64.1582 |  |  | 59.9251 | 61.1852 | 61.1852 | 61.9689 | 66.1461 | 66.3657 | 66.898
[50 empty] | Retro | LPD Package-Retro | 113.92 |  |  | 38.6548 | 64.7081 | 87.6248 | 108.1526 | 128.2787 | 133.5183 | 155.1773
[50 empty] | New | Top Day Lighting-New | 34.4069 |  |  | -0.3545 | 7.3662 | 12.4077 | 24.5771 | 27.5127 | 32.9535 | 32.955
[50 empty] | New | Perimeter Day lighting Controls (Advanced)-New | 0.56784 |  |  | 0 | 0 | 0 | 0 | 0 | 0 | 4.0319
[50 empty] | New | Perimeter Day lighting Controls (Advanced)-NR | 0.2836 |  |  | 0 | 0 | 0 | 0 | 0 | 0 | 1.3201
[50 empty] | New | Lighting Controls: Sweep, Occup, Commission-New | 0 |  |  | 0 | 0 | 0 | 0 | 0 | 0 | 0
[50 empty] | New | ECM on VAV Boxes-New | 5.2378 |  |  | 0 | 2.1641 | 2.1641 | 5.2378 | 5.2378 | 5.2378 | 5.2378
[50 empty] | New | ECM on VAV Boxes-NR | 3.8599 |  |  | 0 | 1.5215 | 3.8599 | 3.8599 | 3.8599 | 3.8599 | 3.8599
[50 empty] | Retro | ECM on VAV Boxes-Retro | 0 |  |  | 0 | 0 | 0 | 0 | 0 | 0 | 0
[50 empty] | New | Premium HVAC Equipment-New | 4.3551 |  |  | 0 | 1.4307 | 1.4307 | 1.4307 | 2.3543 | 4.3551 | 9.3019
[50 empty] | New | Premium HVAC Equipment-NR | 4.8598 |  |  | 0 | 0.65948 | 0.65948 | 0.65948 | 3.5183 | 4.075 | 7.5696
[50 empty] | New | Glass-New | 0.79141 |  |  | -0.045481 | 0.18476 | 0.45998 | 0.6164 | 0.77687 | 0.78166 | 0.84396
[50 empty] | New | Glass-NR | 0.092404 |  |  | -0.012782 | -0.012782 | -0.0072711 | 0.040073 | 0.13113 | 0.1945 | 0.3736
[50 empty] | Retro | Glass-Retro | 8.6795 |  |  | 0 | 0 | 7.3791 | 8.2987 | 9.2684 | 10.0599 | 10.975
[50 empty] | Retro | Package Roof Top Optimization & Repair-Retro | 75.2854 |  |  | 12.845 | 16.8378 | 31.291 | 48.2602 | 66.2745 | 75.2526 | 87.1067
[50 empty] | New | Variable Speed Chiller-New | 0.95025 |  |  | 0 | 0.21687 | 0.21687 | 0.95025 | 0.95025 | 0.95025 | 0.95025
[50 empty] | New | Variable Speed Chiller-NR | 2.5688 |  |  | 0 | 0.72684 | 0.72684 | 2.5688 | 2.5688 | 2.5688 | 2.5688
[50 empty] | Retro | Variable Speed Chiller-Retro | 0 |  |  | 0 | 0 | 0 | 0 | 0 | 0 | 0
[50 empty] | New | Controls Commission-New | 8.5312 |  |  | 0 | 0 | 2.4079 | 3.9629 | 8.5312 | 20.5401 | 68.0493
[50 empty] | Retro | Built-Up HVAC Controls Optimization-Retro | 38.277 |  |  | 0 | 0 | 2.5125 | 35.9195 | 45.4736 | 50.4118 | 68.0887
[50 empty] | Retro | Built-Up HVAC Control Retrofit-Retro | 0 |  |  | 0 | 0 | 0 | 0 | 0 | 0 | 0
[50 empty] | New | Evaporative Assist Cooling-New | 0 |  |  | 0 | 0 | 0 | 0 | 0 | 0 | 0
[50 empty] | New | Evaporative Assist Cooling-NR | 0 |  |  | 0 | 0 | 0 | 0 | 0 | 0 | 0
[50 empty] | New | Low Pressure Distribution-New | 46.8437 |  |  | -2.2157 | 15.8039 | 29.6597 | 40.2919 | 41.9717 | 41.9717 | 44.6281
[50 empty] | New | Low Pressure Distribution-NR | 0 |  |  | 0 | 0 | 0 | 0 | 0 | 0 | 0
[50 empty] | New | Air-side heat recovery systems-New | 0 |  |  | 0 | 0 | 0 | 0 | 0 | 0 | 0
[50 empty] | Retro | Air-side heat recovery systems-Retro | 0 |  |  | 0 | 0 | 0 | 0 | 0 | 0 | 0
[50 empty] | New | Demand Control Ventilation-New | 0 |  |  | 0 | 0 | 0 | 0 | 0 | 0 | 0
[50 empty] | Retro | Demand Control Ventilation (Parking)-Retro | 0 |  |  | 0 | 0 | 0 | 0 | 0 | 0 | 0
[50 empty] | New | Efficienct fans, pumps and drives-New | 0 |  |  | 0 | 0 | 0 | 0 | 0 | 0 | 0
[50 empty] | New | Efficienct fans, pumps and drives-NR | 0 |  |  | 0 | 0 | 0 | 0 | 0 | 0 | 0
[50 empty] | Retro | Efficienct fans, pumps and drives-Retro | 0 |  |  | 0 | 0 | 0 | 0 | 0 | 0 | 0
[50 empty] | Retro | VSD, ASD-Retro | 3.4 |  |  | 0 | 0 | 2.125 | 3.4 | 3.4 | 3.4 | 3.4
[50 empty] | New | ReRoof-NR | 11.8125 |  |  | 2.6044 | 7.8645 | 11.0552 | 11.782 | 11.9324 | 11.9895 | 12.1042
[50 empty] | Retro | Grocery Refrigeration Bundle-Retro | 34.3697 |  |  | 7.0411 | 19.7709 | 26.3307 | 34.3697 | 36.3672 | 38.5153 | 46.5265
[50 empty] | New | Grocery Refrigeration Heat Recovery-New | 0 |  |  | 0 | 0 | 0 | 0 | 0 | 0 | 0
[50 empty] | Retro | Demand controlled circulating systems-Retro | 0 |  |  | 0 | 0 | 0 | 0 | 0 | 0 | 0
[50 empty] | Retro | Plug Load Sensor-Retro | 13.3473 |  |  | 0 | 0 | 0 | 13.3473 | 13.3473 | 13.3473 | 13.3473
[50 empty] | New | Premium Fume Hood-New | 16.4784 |  |  | 0 | 0 | 0 | 16.4784 | 16.4784 | 21.4635 | 21.4635
[50 empty] | Achievable Potential - Cumulative |  | 85%
[50 empty] | For Achievable, Combine Measure Names |  | 0
[50 empty] | 0 | Year 2025 | 0
[50 empty] | Flag New/Retro | Measure Index Name | MWa with TRC BC Ratio >1.0 |  |  | <10 | <20 | <30 | <40 | <50 | <60 | <70
[50 empty] | New | Integrated Building Design | 155.3004 |  |  | 38.8514 | 72.9145 | 100.233 | 123.3951 | 142.5432 | 154.6246 | 194.4573
[50 empty] | New | Lighting Measures | 124.7852 |  |  | 113.4387 | 121.353 | 121.353 | 122.6541 | 130.3678 | 131.2767 | 131.9677
[50 empty] | New | Top Day Lighting | 34.4069 |  |  | -0.3545 | 7.3662 | 12.4077 | 24.5771 | 27.5127 | 32.9535 | 32.955
[50 empty] | New | Perimeter Day lighting Controls | 0.85144 |  |  | 0 | 0 | 0 | 0 | 0 | 0 | 5.352
[50 empty] | New | ECM on VAV Boxes | 9.0977 |  |  | 0 | 3.6856 | 6.024 | 9.0977 | 9.0977 | 9.0977 | 9.0977
[50 empty] | New | Premium HVAC Equipment | 9.215 |  |  | 0 | 2.0901 | 2.0901 | 2.0901 | 5.8725 | 8.4302 | 16.8715
[50 empty] | New | Glass | 0.88381 |  |  | -0.058263 | 0.17198 | 0.45271 | 0.65647 | 0.908 | 0.97616 | 1.2176
[50 empty] | New | Variable Speed Chiller | 3.519 |  |  | 0 | 0.94371 | 0.94371 | 3.519 | 3.519 | 3.519 | 3.519
[50 empty] | New | Controls Commission | 8.5312 |  |  | 0 | 0 | 2.4079 | 3.9629 | 8.5312 | 20.5401 | 68.0493
[50 empty] | New | Low Pressure Distribution | 46.8437 |  |  | -2.2157 | 15.8039 | 29.6597 | 40.2919 | 41.9717 | 41.9717 | 44.6281
[50 empty] | New | ReRoof | 11.8125 |  |  | 2.6044 | 7.8645 | 11.0552 | 11.782 | 11.9324 | 11.9895 | 12.1042
[50 empty] | New | Premium Fume Hood | 16.4784 |  |  | 0 | 0 | 0 | 16.4784 | 16.4784 | 21.4635 | 21.4635
[51 empty] | Cost-Effective Amount is 422 MWa | 421.7254 |  |  | <70: 541.6829
[50 empty] | Achievable Potential - Cumulative |  | 85%
[50 empty] | For Achievable, Combine Measure Names |  | 0
[50 empty] | Flag New/Retro | Measure Index Name | MWa with TRC BC Ratio >1.0 |  |  | <10 | <20 | <30 | <40 | <50 | <60 | <70
[50 empty] | Retro | Lighting Measures | 113.92 |  |  | 38.6548 | 64.7081 | 87.6248 | 108.1526 | 128.2787 | 133.5183 | 155.1773
[50 empty] | Retro | Glass | 8.6795 |  |  | 0 | 0 | 7.3791 | 8.2987 | 9.2684 | 10.0599 | 10.975
[50 empty] | Retro | Package Roof Top Optimization | 75.2854 |  |  | 12.845 | 16.8378 | 31.291 | 48.2602 | 66.2745 | 75.2526 | 87.1067
[50 empty] | Retro | Built-Up HVAC Controls Optimization | 38.277 |  |  | 0 | 0 | 2.5125 | 35.9195 | 45.4736 | 50.4118 | 68.0887
[50 empty] | Retro | Variable Drive Power | 3.4 |  |  | 0 | 0 | 2.125 | 3.4 | 3.4 | 3.4 | 3.4
[50 empty] | Retro | Grocery Refrigeration | 34.3697 |  |  | 7.0411 | 19.7709 | 26.3307 | 34.3697 | 36.3672 | 38.5153 | 46.5265
[50 empty] | Retro | Plug Load Sensor | 13.3473 |  |  | 0 | 0 | 0 | 13.3473 | 13.3473 | 13.3473 | 13.3473
[51 empty] | Cost-Effective Amount is 287 MWa | 287.2789 |  |  | <70: 384.6215

## 28May2004
Q:\CG\Main\Plan 5\Commercial\Assessment\HVAC\[Tally Log.xls]Sheet1 |  |  |  |  | 2004-05-28
Tallies up savings from measures by cost bin for Lost Opportunity and for 2025
|  |  | Annual Lost Opportunity | Measures with B/C>1.00 | Measures with B/C>1.00 | Categories with B/C>1.00 | % of Measures with B/C >1.00 | Block 1: x <=10 m/kWh | Block 2: 10< x <=20 m/kWh | Block 3: 20< x <=30 m/kWh | Block 4: 30< x <=40 m/kWh | Block 5: 40< x <=50 m/kWh | Block 6: 50< x <=60 m/kWh | Block 7: 60m/kWh < x | [9 empty] | New and NR |  |  |  |  | Retro
Base Measure Name | VCohort | New/Retro | Measure Index Name | Annual Capital $Million | MWa with TRC BC Ratio >1.0 |  |  | <10 | <20 | <30 | <40 | <50 | <60 | <70 | <80 | <90 | <100 | >100 |  |  |  |  | MWa with TRC BC Ratio >1.0 | HVAC | L | ENVL | R | M | HVAC | L | ENVL | R | M
ALL | New | New | Integrated Building Design-New | 21.6708 | 9.1353 |  |  | 2.2854 | 2.0037 | 1.607 | 1.3625 | 1.1264 | 0.71067 | 2.3431 | [8 empty] | Integrated Building Design-New | 4.148 | 4.9873 | 0 | 0 | 0 | 0 | 0 | 0 | 0 | 0
L | New | New | LPD Package-New | 0.50404 | 2.9719 | 0 | 3.0299 | 2.6232 | 0.32619 | 0 | 0.025363 | 0.17336 | 0.03379 | 0.0077806 | [8 empty] | LPD Package-New | 0 | 2.9719 | 0 | 0 | 0 | 0 | 0 | 0 | 0 | 0
L | NR | New | LPD Package-NR | 0.90206 | 3.5943 | 0 | 3.573 | 3.3571 | 0.070597 | 0 | 0.043904 | 0.23401 | 0.012303 | 0.02982 | [8 empty] | LPD Package-NR | 0 | 3.5943 | 0 | 0 | 0 | 0 | 0 | 0 | 0 | 0
L | Retro | Retro | LPD Package-Retro | [19 empty] | LPD Package-Retro | 0 | 0 | 0 | 0 | 0 | 0 | 0 | 0 | 0 | 0
L | New | New | Top Day Lighting-New | 5.5376 | 1.6192 | 0 | 1.5004 | -0.016682 | 0.36333 | 0.23725 | 0.57268 | 0.13815 | 0.25604 | 6.7192e-05 | [8 empty] | Top Day Lighting-New | 0 | 1.6192 | 0 | 0 | 0 | 0 | 0 | 0 | 0 | 0
L | New | New | Perimeter Day lighting Controls (Advanced)-New | 0.1966 | 0.027835 | 0 | 0.043858 | 0 | 0 | 0 | 0 | 0 | 0 | 0.19764 | [8 empty] | Perimeter Day lighting Controls (Advanced)-New | 0 | 0.027835 | 0 | 0 | 0 | 0 | 0 | 0 | 0 | 0
L | NR | New | Perimeter Day lighting Controls (Advanced)-NR | 0.10005 | 0.013902 | 0 | 0.015199 | 0 | 0 | 0 | 0 | 0 | 0 | 0.064711 | [8 empty] | Perimeter Day lighting Controls (Advanced)-NR | 0 | 0.013902 | 0 | 0 | 0 | 0 | 0 | 0 | 0 | 0
L | New | New | Lighting Controls: Sweep, Occup, Commission-New | [19 empty] | Lighting Controls: Sweep, Occup, Commission-New | 0 | 0 | 0 | 0 | 0 | 0 | 0 | 0 | 0 | 0
HVAC | New | New | ECM on VAV Boxes-New | 0.79226 | 0.25676 | 0 | 0.25463 | 0 | 0.10609 | 0 | 0.15067 | 0 | 0 | 0 | [8 empty] | ECM on VAV Boxes-New | 0.25676 | 0 | 0 | 0 | 0 | 0 | 0 | 0 | 0 | 0
HVAC | NR | New | ECM on VAV Boxes-NR | 0.51227 | 0.18921 | 0 | 0.1891 | 0 | 0.074583 | 0.11463 | 0 | 0 | 0 | 0 | [8 empty] | ECM on VAV Boxes-NR | 0.18921 | 0 | 0 | 0 | 0 | 0 | 0 | 0 | 0 | 0
HVAC | Retro | Retro | ECM on VAV Boxes-Retro | [19 empty] | ECM on VAV Boxes-Retro | 0 | 0 | 0 | 0 | 0 | 0 | 0 | 0 | 0 | 0
HVAC | New | New | Premium HVAC Equipment-New | 0.80151 | 0.21349 | 0 | 0.25686 | 0 | 0.07013 | 0 | 0 | 0.045275 | 0.098082 | 0.24249 | [8 empty] | Premium HVAC Equipment-New | 0.21349 | 0 | 0 | 0 | 0 | 0 | 0 | 0 | 0 | 0
HVAC | NR | New | Premium HVAC Equipment-NR | 1.1799 | 0.27226 | 0 | 0.29599 | 0 | 0.036946 | 0 | 0 | 0.16016 | 0.03119 | 0.19577 | [8 empty] | Premium HVAC Equipment-NR | 0.27226 | 0 | 0 | 0 | 0 | 0 | 0 | 0 | 0 | 0
ENVL | New | New | Glass-New | 0.15332 | 0.038794 | 0 | 0.037198 | -0.0022294 | 0.011286 | 0.013491 | 0.0076674 | 0.0078664 | 0.00023453 | 0.0030538 | [8 empty] | Glass-New | 0 | 0 | 0.038794 | 0 | 0 | 0 | 0 | 0 | 0 | 0
ENVL | NR | New | Glass-NR | 0.023121 | 0.0045296 | 0 | 0.0062784 | -0.00062658 | 0 | 0.00027015 | 0.0023208 | 0.0044636 | 0.0031065 | 0.0087795 | [8 empty] | Glass-NR | 0 | 0 | 0.0045296 | 0 | 0 | 0 | 0 | 0 | 0 | 0
ENVL | Retro | Retro | Glass-Retro | [19 empty] | Glass-Retro | 0 | 0 | 0 | 0 | 0 | 0 | 0 | 0 | 0 | 0
HVAC | Retro | Retro | Package Roof Top Optimization & Repair-Retro | [19 empty] | Package Roof Top Optimization & Repair-Retro | 0 | 0 | 0 | 0 | 0 | 0 | 0 | 0 | 0 | 0
HVAC | New | New | Variable Speed Chiller-New | 0.23113 | 0.044718 | 0 | 0.044604 | 0 | 0.010206 | 0 | 0.034512 | 0 | 0 | 0 | [8 empty] | Variable Speed Chiller-New | 0.044718 | 0 | 0 | 0 | 0 | 0 | 0 | 0 | 0 | 0
HVAC | NR | New | Variable Speed Chiller-NR | 0.6017 | 0.12088 | 0 | 0.1206 | 0 | 0.034204 | 0 | 0.086679 | 0 | 0 | 0 | [8 empty] | Variable Speed Chiller-NR | 0.12088 | 0 | 0 | 0 | 0 | 0 | 0 | 0 | 0 | 0
HVAC | Retro | Retro | Variable Speed Chiller-Retro | [19 empty] | Variable Speed Chiller-Retro | 0 | 0 | 0 | 0 | 0 | 0 | 0 | 0 | 0 | 0
HVAC | New | New | Controls Commission-New | 1.63 | 0.50184 | 0 | 0.6789 | 0 | 0 | 0.14164 | 0.091466 | 0.26873 | 0.7064 | 2.7947 | [8 empty] | Controls Commission-New | 0.50184 | 0 | 0 | 0 | 0 | 0 | 0 | 0 | 0 | 0
HVAC | Retro | Retro | Built-Up HVAC Controls Optimization-Retro | [19 empty] | Built-Up HVAC Controls Optimization-Retro | 0 | 0 | 0 | 0 | 0 | 0 | 0 | 0 | 0 | 0
HVAC | Retro | Retro | Built-Up HVAC Control Retrofit-Retro | [19 empty] | Built-Up HVAC Control Retrofit-Retro | 0 | 0 | 0 | 0 | 0 | 0 | 0 | 0 | 0 | 0
HVAC | New | New | Evaporative Assist Cooling-New | [19 empty] | Evaporative Assist Cooling-New | 0 | 0 | 0 | 0 | 0 | 0 | 0 | 0 | 0 | 0
HVAC | NR | New | Evaporative Assist Cooling-NR | [19 empty] | Evaporative Assist Cooling-NR | 0 | 0 | 0 | 0 | 0 | 0 | 0 | 0 | 0 | 0
HVAC | New | New | Low Pressure Distribution-New | 11.1196 | 2.3961 | 0 | 2.3242 | -0.11333 | 0.92172 | 0.70874 | 0.54385 | 0.085924 | 0 | 0.13587 | [8 empty] | Low Pressure Distribution-New | 2.3961 | 0 | 0 | 0 | 0 | 0 | 0 | 0 | 0 | 0
HVAC | NR | New | Low Pressure Distribution-NR | [19 empty] | Low Pressure Distribution-NR | 0 | 0 | 0 | 0 | 0 | 0 | 0 | 0 | 0 | 0
HVAC | New | New | Air-side heat recovery systems-New | [19 empty] | Air-side heat recovery systems-New | 0 | 0 | 0 | 0 | 0 | 0 | 0 | 0 | 0 | 0
HVAC | Retro | Retro | Air-side heat recovery systems-Retro | [19 empty] | Air-side heat recovery systems-Retro | 0 | 0 | 0 | 0 | 0 | 0 | 0 | 0 | 0 | 0
HVAC | New | New | Demand Control Ventilation-New | [19 empty] | Demand Control Ventilation-New | 0 | 0 | 0 | 0 | 0 | 0 | 0 | 0 | 0 | 0
HVAC | Retro | Retro | Demand Control Ventilation (Parking)-Retro | [19 empty] | Demand Control Ventilation (Parking)-Retro | 0 | 0 | 0 | 0 | 0 | 0 | 0 | 0 | 0 | 0
HVAC | New | New | Efficienct fans, pumps and drives-New | [19 empty] | Efficienct fans, pumps and drives-New | 0 | 0 | 0 | 0 | 0 | 0 | 0 | 0 | 0 | 0
HVAC | NR | New | Efficienct fans, pumps and drives-NR | [19 empty] | Efficienct fans, pumps and drives-NR | 0 | 0 | 0 | 0 | 0 | 0 | 0 | 0 | 0 | 0
HVAC | Retro | Retro | Efficienct fans, pumps and drives-Retro | [19 empty] | Efficienct fans, pumps and drives-Retro | 0 | 0 | 0 | 0 | 0 | 0 | 0 | 0 | 0 | 0
HVAC | Retro | Retro | VSD, ASD-Retro | [19 empty] | VSD, ASD-Retro | 0 | 0 | 0 | 0 | 0 | 0 | 0 | 0 | 0 | 0
ENVL | NR | New | ReRoof-NR | 1.6269 | 0.66177 | 0 | 0.65076 | 0.14591 | 0.29468 | 0.17875 | 0.040716 | 0.008429 | 0.0032001 | 0.0064221 | [8 empty] | ReRoof-NR | 0 | 0 | 0.66177 | 0 | 0 | 0 | 0 | 0 | 0 | 0
R | Retro | Retro | Grocery Refrigeration Bundle-Retro | [19 empty] | Grocery Refrigeration Bundle-Retro | 0 | 0 | 0 | 0 | 0 | 0 | 0 | 0 | 0 | 0
R | New | New | Grocery Refrigeration Heat Recovery-New | [19 empty] | Grocery Refrigeration Heat Recovery-New | 0 | 0 | 0 | 0 | 0 | 0 | 0 | 0 | 0 | 0
W | Retro | Retro | Demand controlled circulating systems-Retro | [19 empty] | Demand controlled circulating systems-Retro | 0 | 0 | 0 | 0 | 0 | 0 | 0 | 0 | 0 | 0
M | Retro | Retro | Plug Load Sensor-Retro | [19 empty] | Plug Load Sensor-Retro | 0 | 0 | 0 | 0 | 0 | 0 | 0 | 0 | 0 | 0
M | New | New | Premium Fume Hood-New |  |  |  |  | <50: 0 |  |  |  |  | Premium Fume Hood-New | 0 | 0 | 0 | 0 | 0 | 0 | 0 | 0 | 0 | 0
[24 empty] | 8.1433 | 13.2144 | 0.70509 | 0 | 0 | 0 | 0 | 0 | 0 | 0
|  |  | Total from Buildings | 47.583 | 22.0628 | 0 | 13.0215 | 8.2788 | 4.3237 | 3.0017 | 2.9623 | 2.2527 | 1.855 | 6.0302
|  |  | Total from Stand Alone | 8.5613
|  |  |  | 56.1442 | [44 empty] | DATA FOR CHARTS APPEARS BELOW CATEGORIZED IN SEVERAL DIFFERENT WAYS. USE AUTO FILTER TO PARSE. NEW AND NR MEASURES COMBINED BY NAME.
|  | 85% | Achievable | 47.7226
Technical Potential - Incremental
For Tally ChartNew (COMBINE NEW AND NR, PLOT ONLY NEW)
|  |  | Year 2025 | Measures with B/C>1.00 | Measures with B/C>1.00 | Categories with B/C>1.00 | % of Measures with B/C >1.00 | Block 1: x <=10 m/kWh | Block 2: 10< x <=20 m/kWh | Block 3: 20< x <=30 m/kWh | Block 4: 30< x <=40 m/kWh | Block 5: 40< x <=50 m/kWh | Block 6: 50< x <=60 m/kWh | Block 7: 60m/kWh < x | [5 empty] | Measures with B/C>1.00 | Measures with B/C>1.00 |  |  | New and NR |  |  |  |  | Retro | [19 empty] | 0 | Year 2025 | Measures with B/C>1.00 | Categories with B/C>1.00 | % of Measures with B/C >1.00 | Block 1: x <=10 m/kWh | Block 2: 10< x <=20 m/kWh | Block 3: 20< x <=30 m/kWh | Block 4: 30< x <=40 m/kWh | Block 5: 40< x <=50 m/kWh | Block 6: 50< x <=60 m/kWh | Block 7: 60m/kWh < x
End Use | VCohort | Flag New/Retro | Measure Index Name | 2025 Capital $Million | MWa with TRC BC Ratio >1.0 |  |  | <10 | <20 | <30 | <40 | <50 | <60 | <70 | <80 | <90 | <100 | >100 |  | Levelized Cost of B/C>1 | Power System B/C Ratio | Achievable MWa with TRC BC Ratio >1.0 |  | HVAC | L | ENVL | R | M | HVAC | L | ENVL | R | M | lvl cost | lvl cost light | lvl cost hvac | B/C | B/C Light | B/C HVAC | [9 empty] | Flag New/Retro | Measure Index Name | MWa with TRC BC Ratio >1.0 | Categories with B/C>1.00 | % of Measures with B/C >1.00 | <10 | <20 | <30 | <40 | <50 | <60 | <70
ALL | New | New | Integrated Building Design-New | 500.3509 | 182.7063 |  |  | 45.7076 | 40.0742 | 32.1393 | 27.2495 | 22.5272 | 14.2135 | 46.862 | [5 empty] | 22.6664 | 4.7392 | 155.3004 | Integrated Building Design-New | 82.9604 | 99.7459 | 0 | 0 | 0 | 0 | 0 | 0 | 0 | 0 | 22.6664 | 16.0873 | 30.5767 | 4.7392 | 7.4431 | 1.4882 | [9 empty] | New | Integrated Building Design-New | 182.7063 | 0 | 0 | 45.7076 | 40.0742 | 32.1393 | 27.2495 | 22.5272 | 14.2135 | 46.862
L | New | New | LPD Package-New | 12.0969 | 71.3259 | 0 | 72.7178 | 62.9572 | 7.8284 | 0 | 0.6087 | 4.1606 | 0.81096 | 0.18673 |  |  |  |  | 10.1773 | 3.3117 | 11.9424 | 60.627 | LPD Package-New | 0 | 71.3259 | 0 | 0 | 0 | 0 | 0 | 0 | 0 | 0 | 3.3117 |  |  | 11.9424 | [11 empty] | New | LPD Package-New | 71.3259 | 0 | 72.7178 | 62.9572 | 7.8284 | 0 | 0.6087 | 4.1606 | 0.81096 | 0.18673
L | NR | New | LPD Package-NR | 18.9432 | 75.4803 | 0 | 75.0334 | 70.5001 | 1.4825 | 0 | 0.92199 | 4.9143 | 0.25836 | 0.62622 |  |  |  |  | 9.9235 | 3.1409 | 12.6152 | 64.1582 | LPD Package-NR | 0 | 75.4803 | 0 | 0 | 0 | 0 | 0 | 0 | 0 | 0 | 3.1409 |  |  | 12.6152 | [11 empty] | New | LPD Package-NR | 75.4803 | 0 | 75.0334 | 70.5001 | 1.4825 | 0 | 0.92199 | 4.9143 | 0.25836 | 0.62622
L | Retro | Retro | LPD Package-Retro | 358.9221 | 134.0236 | 0 | 140.4686 | 45.4763 | 30.651 | 26.9607 | 24.1504 | 23.6778 | 6.1642 | 25.4812 | [5 empty] | 18.3514 | 2.1808 | 113.92 | LPD Package-Retro | 0 | 0 | 0 | 0 | 0 | 0 | 134.0236 | 0 | 0 | 0 | 18.3514 |  |  | 2.1808 | [11 empty] | Retro | LPD Package-Retro | 134.0236 | 0 | 140.4686 | 45.4763 | 30.651 | 26.9607 | 24.1504 | 23.6778 | 6.1642 | 25.4812
L | New | New | Top Day Lighting-New | 138.4412 | 40.4788 | 0 | 37.5108 | -0.41705 | 9.0832 | 5.9311 | 14.3169 | 3.4537 | 6.4009 | 0.0016798 | [5 empty] | 34.1007 | 1.5712 | 34.4069 | Top Day Lighting-New | 0 | 40.4788 | 0 | 0 | 0 | 0 | 0 | 0 | 0 | 0 | 34.1007 |  |  | 1.5712 | [11 empty] | New | Top Day Lighting-New | 40.4788 | 0 | 37.5108 | -0.41705 | 9.0832 | 5.9311 | 14.3169 | 3.4537 | 6.4009 | 0.0016798
L | New | New | Perimeter Day lighting Controls (Advanced)-New | 4.9638 | 0.66805 | 0 | 1.0526 | 0 | 0 | 0 | 0 | 0 | 0 | 4.7434 | [5 empty] | 62.4126 | 0.85966 | 0.56784 | Perimeter Day lighting Controls (Advanced)-New | 0 | 0.66805 | 0 | 0 | 0 | 0 | 0 | 0 | 0 | 0 | 62.4126 |  |  | 0.85966 | [11 empty] | New | Perimeter Day lighting Controls (Advanced)-New | 0.66805 | 0 | 1.0526 | 0 | 0 | 0 | 0 | 0 | 0 | 4.7434
L | NR | New | Perimeter Day lighting Controls (Advanced)-NR | 2.4899 | 0.33364 | 0 | 0.36478 | 0 | 0 | 0 | 0 | 0 | 0 | 1.5531 | [5 empty] | 62.6841 | 0.85594 | 0.2836 | Perimeter Day lighting Controls (Advanced)-NR | 0 | 0.33364 | 0 | 0 | 0 | 0 | 0 | 0 | 0 | 0 | 62.6841 |  |  | 0.85594 | [11 empty] | New | Perimeter Day lighting Controls (Advanced)-NR | 0.33364 | 0 | 0.36478 | 0 | 0 | 0 | 0 | 0 | 0 | 1.5531
L | New | New | Lighting Controls: Sweep, Occup, Commission-New | [19 empty] | Lighting Controls: Sweep, Occup, Commission-New | 0 | 0 | 0 | 0 | 0 | 0 | 0 | 0 | 0 | 0 | 0 | [14 empty] | New | Lighting Controls: Sweep, Occup, Commission-New | 0 | 0 | 0 | 0 | 0 | 0 | 0 | 0 | 0 | 0
HVAC | New | New | ECM on VAV Boxes-New | 19.0143 | 6.1622 | 0 | 6.1111 | 0 | 2.546 | 0 | 3.6161 | 0 | 0 | 0 | [5 empty] | 25.1489 | 1.7798 | 5.2378 | ECM on VAV Boxes-New | 6.1622 | 0 | 0 | 0 | 0 | 0 | 0 | 0 | 0 | 0 | 25.1489 |  |  | 1.7798 | [11 empty] | New | ECM on VAV Boxes-New | 6.1622 | 0 | 6.1111 | 0 | 2.546 | 0 | 3.6161 | 0 | 0 | 0
HVAC | NR | New | ECM on VAV Boxes-NR | 12.2946 | 4.5411 | 0 | 4.5385 | 0 | 1.79 | 2.7511 | 0 | 0 | 0 | 0 | [5 empty] | 22.1633 | 1.916 | 3.8599 | ECM on VAV Boxes-NR | 4.5411 | 0 | 0 | 0 | 0 | 0 | 0 | 0 | 0 | 0 | 22.1633 |  |  | 1.916 | [11 empty] | New | ECM on VAV Boxes-NR | 4.5411 | 0 | 4.5385 | 0 | 1.79 | 2.7511 | 0 | 0 | 0 | 0
HVAC | Retro | Retro | ECM on VAV Boxes-Retro | [19 empty] | ECM on VAV Boxes-Retro | 0 | 0 | 0 | 0 | 0 | 0 | 0 | 0 | 0 | 0 | 0 | [14 empty] | Retro | ECM on VAV Boxes-Retro | 0 | 0 | 0 | 0 | 0 | 0 | 0 | 0 | 0 | 0
HVAC | New | New | Premium HVAC Equipment-New | 19.2362 | 5.1237 | 0 | 6.1647 | 0 | 1.6831 | 0 | 0 | 1.0866 | 2.354 | 5.8197 | [5 empty] | 43.5071 | 1.2264 | 4.3551 | Premium HVAC Equipment-New | 5.1237 | 0 | 0 | 0 | 0 | 0 | 0 | 0 | 0 | 0 | 43.5071 |  |  | 1.2264 | [11 empty] | New | Premium HVAC Equipment-New | 5.1237 | 0 | 6.1647 | 0 | 1.6831 | 0 | 0 | 1.0866 | 2.354 | 5.8197
HVAC | NR | New | Premium HVAC Equipment-NR | 24.7776 | 5.7175 | 0 | 6.2159 | 0 | 0.77586 | 0 | 0 | 3.3633 | 0.655 | 4.1112 | [5 empty] | 43.2059 | 1.235 | 4.8598 | Premium HVAC Equipment-NR | 5.7175 | 0 | 0 | 0 | 0 | 0 | 0 | 0 | 0 | 0 | 43.2059 |  |  | 1.235 | [11 empty] | New | Premium HVAC Equipment-NR | 5.7175 | 0 | 6.2159 | 0 | 0.77586 | 0 | 0 | 3.3633 | 0.655 | 4.1112
ENVL | New | New | Glass-New | 3.6797 | 0.93107 | 0 | 0.89276 | -0.053507 | 0.27087 | 0.32379 | 0.18402 | 0.18879 | 0.0056288 | 0.073292 | [5 empty] | 27.2752 | 0.69515 | 0.79141 | Glass-New | 0 | 0 | 0.93107 | 0 | 0 | 0 | 0 | 0 | 0 | 0 | 27.2752 |  |  | 0.69515 | [11 empty] | New | Glass-New | 0.93107 | 0 | 0.89276 | -0.053507 | 0.27087 | 0.32379 | 0.18402 | 0.18879 | 0.0056288 | 0.073292
ENVL | NR | New | Glass-NR | 0.55489 | 0.10871 | 0 | 0.15068 | -0.015038 | 0 | 0.0064837 | 0.055699 | 0.10713 | 0.074556 | 0.21071 | [5 empty] | 35.2262 | 1.0765 | 0.092404 | Glass-NR | 0 | 0 | 0.10871 | 0 | 0 | 0 | 0 | 0 | 0 | 0 | 35.2262 |  |  | 1.0765 | [11 empty] | New | Glass-NR | 0.10871 | 0 | 0.15068 | -0.015038 | 0 | 0.0064837 | 0.055699 | 0.10713 | 0.074556 | 0.21071
ENVL | Retro | Retro | Glass-Retro | 42.4323 | 10.2111 | 0 | 10.7044 | 0 | 0 | 8.6813 | 1.0819 | 1.1408 | 0.93115 | 1.0766 | [5 empty] | 28.6783 | 1.3223 | 8.6795 | Glass-Retro | 0 | 0 | 0 | 0 | 0 | 0 | 0 | 10.2111 | 0 | 0 | 28.6783 |  |  | 1.3223 | [11 empty] | Retro | Glass-Retro | 10.2111 | 0 | 10.7044 | 0 | 0 | 8.6813 | 1.0819 | 1.1408 | 0.93115 | 1.0766
HVAC | Retro | Retro | Package Roof Top Optimization & Repair-Retro | 157.0482 | 88.5711 | 0 | 80.0773 | 15.1117 | 4.6974 | 17.0038 | 19.9637 | 21.1933 | 10.5625 | 13.9459 | [5 empty] | 32.3467 | 1.424 | 75.2854 | Package Roof Top Optimization & Repair-Retro | 0 | 0 | 0 | 0 | 0 | 88.5711 | 0 | 0 | 0 | 0 | 32.3467 |  |  | 1.424 | [11 empty] | Retro | Package Roof Top Optimization & Repair-Retro | 88.5711 | 0 | 80.0773 | 15.1117 | 4.6974 | 17.0038 | 19.9637 | 21.1933 | 10.5625 | 13.9459
HVAC | New | New | Variable Speed Chiller-New | 5.7782 | 1.1179 | 0 | 1.1151 | 0 | 0.25514 | 0 | 0.8628 | 0 | 0 | 0 | [5 empty] | 32.0512 | 1.5337 | 0.95025 | Variable Speed Chiller-New | 1.1179 | 0 | 0 | 0 | 0 | 0 | 0 | 0 | 0 | 0 | 32.0512 |  |  | 1.5337 | [11 empty] | New | Variable Speed Chiller-New | 1.1179 | 0 | 1.1151 | 0 | 0.25514 | 0 | 0.8628 | 0 | 0 | 0
HVAC | NR | New | Variable Speed Chiller-NR | 15.0424 | 3.0221 | 0 | 3.015 | 0 | 0.85511 | 0 | 2.167 | 0 | 0 | 0 | [5 empty] | 30.8884 | 1.5915 | 2.5688 | Variable Speed Chiller-NR | 3.0221 | 0 | 0 | 0 | 0 | 0 | 0 | 0 | 0 | 0 | 30.8884 |  |  | 1.5915 | [11 empty] | New | Variable Speed Chiller-NR | 3.0221 | 0 | 3.015 | 0 | 0.85511 | 0 | 2.167 | 0 | 0 | 0
HVAC | Retro | Retro | Variable Speed Chiller-Retro | [19 empty] | Variable Speed Chiller-Retro | 0 | 0 | 0 | 0 | 0 | 0 | 0 | 0 | 0 | 0 | 0 | [14 empty] | Retro | Variable Speed Chiller-Retro | 0 | 0 | 0 | 0 | 0 | 0 | 0 | 0 | 0 | 0
HVAC | New | New | Controls Commission-New | 32.6003 | 10.0367 | 0 | 13.5779 | 0 | 0 | 2.8329 | 1.8293 | 5.3745 | 14.1281 | 55.8932 | [5 empty] | 37.4797 | 1.1212 | 8.5312 | Controls Commission-New | 10.0367 | 0 | 0 | 0 | 0 | 0 | 0 | 0 | 0 | 0 | 37.4797 |  |  | 1.1212 | [11 empty] | New | Controls Commission-New | 10.0367 | 0 | 13.5779 | 0 | 0 | 2.8329 | 1.8293 | 5.3745 | 14.1281 | 55.8932
HVAC | Retro | Retro | Built-Up HVAC Controls Optimization-Retro | 134.8711 | 45.0317 | 0 | 43.6009 | 0 | 0 | 2.9559 | 39.3024 | 11.2401 | 5.8097 | 20.7963 | [5 empty] | 36.5229 | 1.1697 | 38.277 | Built-Up HVAC Controls Optimization-Retro | 0 | 0 | 0 | 0 | 0 | 45.0317 | 0 | 0 | 0 | 0 | 36.5229 |  |  | 1.1697 | [11 empty] | Retro | Built-Up HVAC Controls Optimization-Retro | 45.0317 | 0 | 43.6009 | 0 | 0 | 2.9559 | 39.3024 | 11.2401 | 5.8097 | 20.7963
HVAC | Retro | Retro | Built-Up HVAC Control Retrofit-Retro | [19 empty] | Built-Up HVAC Control Retrofit-Retro | 0 | 0 | 0 | 0 | 0 | 0 | 0 | 0 | 0 | 0 | 0 | [14 empty] | Retro | Built-Up HVAC Control Retrofit-Retro | 0 | 0 | 0 | 0 | 0 | 0 | 0 | 0 | 0 | 0
HVAC | New | New | Evaporative Assist Cooling-New | [19 empty] | Evaporative Assist Cooling-New | 0 | 0 | 0 | 0 | 0 | 0 | 0 | 0 | 0 | 0 | 0 | [14 empty] | New | Evaporative Assist Cooling-New | 0 | 0 | 0 | 0 | 0 | 0 | 0 | 0 | 0 | 0
HVAC | NR | New | Evaporative Assist Cooling-NR | [19 empty] | Evaporative Assist Cooling-NR | 0 | 0 | 0 | 0 | 0 | 0 | 0 | 0 | 0 | 0 | 0 | [14 empty] | New | Evaporative Assist Cooling-NR | 0 | 0 | 0 | 0 | 0 | 0 | 0 | 0 | 0 | 0
HVAC | New | New | Low Pressure Distribution-New | 255.7513 | 55.1102 | 0 | 53.4567 | -2.6067 | 21.1995 | 16.3009 | 12.5085 | 1.9763 | 0 | 3.1251 | [5 empty] | 27.0474 | 1.6382 | 46.8437 | Low Pressure Distribution-New | 55.1102 | 0 | 0 | 0 | 0 | 0 | 0 | 0 | 0 | 0 | 27.0474 |  |  | 1.6382 | [11 empty] | New | Low Pressure Distribution-New | 55.1102 | 0 | 53.4567 | -2.6067 | 21.1995 | 16.3009 | 12.5085 | 1.9763 | 0 | 3.1251
HVAC | NR | New | Low Pressure Distribution-NR | [19 empty] | Low Pressure Distribution-NR | 0 | 0 | 0 | 0 | 0 | 0 | 0 | 0 | 0 | 0 | 0 | [14 empty] | New | Low Pressure Distribution-NR | 0 | 0 | 0 | 0 | 0 | 0 | 0 | 0 | 0 | 0
HVAC | New | New | Air-side heat recovery systems-New | [19 empty] | Air-side heat recovery systems-New | 0 | 0 | 0 | 0 | 0 | 0 | 0 | 0 | 0 | 0 | 0 | [14 empty] | New | Air-side heat recovery systems-New | 0 | 0 | 0 | 0 | 0 | 0 | 0 | 0 | 0 | 0
HVAC | Retro | Retro | Air-side heat recovery systems-Retro | [19 empty] | Air-side heat recovery systems-Retro | 0 | 0 | 0 | 0 | 0 | 0 | 0 | 0 | 0 | 0 | 0 | [14 empty] | Retro | Air-side heat recovery systems-Retro | 0 | 0 | 0 | 0 | 0 | 0 | 0 | 0 | 0 | 0
HVAC | New | New | Demand Control Ventilation-New | [19 empty] | Demand Control Ventilation-New | 0 | 0 | 0 | 0 | 0 | 0 | 0 | 0 | 0 | 0 | 0 | [14 empty] | New | Demand Control Ventilation-New | 0 | 0 | 0 | 0 | 0 | 0 | 0 | 0 | 0 | 0
HVAC | Retro | Retro | Demand Control Ventilation (Parking)-Retro | [19 empty] | Demand Control Ventilation (Parking)-Retro | 0 | 0 | 0 | 0 | 0 | 0 | 0 | 0 | 0 | 0 | 0 | [14 empty] | Retro | Demand Control Ventilation (Parking)-Retro | 0 | 0 | 0 | 0 | 0 | 0 | 0 | 0 | 0 | 0
HVAC | New | New | Efficienct fans, pumps and drives-New | [19 empty] | Efficienct fans, pumps and drives-New | 0 | 0 | 0 | 0 | 0 | 0 | 0 | 0 | 0 | 0 | 0 | [14 empty] | New | Efficienct fans, pumps and drives-New | 0 | 0 | 0 | 0 | 0 | 0 | 0 | 0 | 0 | 0
HVAC | NR | New | Efficienct fans, pumps and drives-NR | [19 empty] | Efficienct fans, pumps and drives-NR | 0 | 0 | 0 | 0 | 0 | 0 | 0 | 0 | 0 | 0 | 0 | [14 empty] | New | Efficienct fans, pumps and drives-NR | 0 | 0 | 0 | 0 | 0 | 0 | 0 | 0 | 0 | 0
HVAC | Retro | Retro | Efficienct fans, pumps and drives-Retro | [19 empty] | Efficienct fans, pumps and drives-Retro | 0 | 0 | 0 | 0 | 0 | 0 | 0 | 0 | 0 | 0 | 0 | [14 empty] | Retro | Efficienct fans, pumps and drives-Retro | 0 | 0 | 0 | 0 | 0 | 0 | 0 | 0 | 0 | 0
HVAC | Retro | Retro | VSD, ASD-Retro | 30.1788 | 4 | 0 | 0 | 0 | 0 | 2.5 | 1.5 | 0 | 0 | 0 | [5 empty] | 4 | 1.1 | 3.4 | VSD, ASD-Retro | 0 | 0 | 0 | 0 | 0 | 4 | 0 | 0 | 0 | 0 | 4 |  |  | 1.1 | [11 empty] | Retro | VSD, ASD-Retro | 4 | 0 | 0 | 0 | 0 | 2.5 | 1.5 | 0 | 0 | 0
ENVL | NR | New | ReRoof-NR | 34.1656 | 13.8971 | 0 | 13.666 | 3.064 | 6.1883 | 3.7538 | 0.85504 | 0.17701 | 0.067203 | 0.13486 | [5 empty] | 15.2578 | 2.114 | 11.8125 | ReRoof-NR | 0 | 0 | 13.8971 | 0 | 0 | 0 | 0 | 0 | 0 | 0 | 15.2578 |  |  | 2.114 | [11 empty] | New | ReRoof-NR | 13.8971 | 0 | 13.666 | 3.064 | 6.1883 | 3.7538 | 0.85504 | 0.17701 | 0.067203 | 0.13486
R | Retro | Retro | Grocery Refrigeration Bundle-Retro | 67.1358 | 40.435 | 0 | 39.5284 | 8.2836 | 14.9762 | 7.7174 | 9.4577 | 2.35 | 2.5272 | 9.4249 | [5 empty] | 19.1638 | 1.8632 | 34.3697 | Grocery Refrigeration Bundle-Retro | 0 | 0 | 0 | 0 | 0 | 0 | 0 | 0 | 40.435 | 0 | 19.1638 |  |  | 1.8632 |  |  | Cost-Effective Technical Potential | [8 empty] | Retro | Grocery Refrigeration Bundle-Retro | 40.435 | 0 | 39.5284 | 8.2836 | 14.9762 | 7.7174 | 9.4577 | 2.35 | 2.5272 | 9.4249
R | New | New | Grocery Refrigeration Heat Recovery-New | [19 empty] | Grocery Refrigeration Heat Recovery-New | 0 | 0 | 0 | 0 | 0 | 0 | 0 | 0 | 0 | 0 | 0 | [6 empty] | Lost-Opprtunity | Retrofit | Annual Lost-Opportunity |  | lvl cost LO | lvl Cost Retro | B/C Lost | B/C Retro | New | Grocery Refrigeration Heat Recovery-New | 0 | 0 | 0 | 0 | 0 | 0 | 0 | 0 | 0 | 0
W | Retro | Retro | Demand controlled circulating systems-Retro | [19 empty] | Demand controlled circulating systems-Retro | 0 | 0 | 0 | 0 | 0 | 0 | 0 | 0 | 0 | 0 | 0 | [5 empty] | HVAC | 173.7918 | 137.6028 | 8.1433 | 6.9218 | 30.2555 | 32.8894 | 1.5221 | 1.3313 | Retro | Demand controlled circulating systems-Retro | 0 | 0 | 0 | 0 | 0 | 0 | 0 | 0 | 0 | 0
M | Retro | Retro | Plug Load Sensor-Retro | 41.8289 | 15.7028 | 0 | 14.8441 | 0 | 0 | 0 | 15.7028 | 0 | 0 | 0 | [5 empty] | 30.8104 | 1.2308 | 13.3473 | Plug Load Sensor-Retro | 0 | 0 | 0 | 0 | 0 | 0 | 0 | 0 | 0 | 15.7028 | 30.8104 |  |  | 1.2308 |  |  | Lighting | 288.0325 | 134.0236 | 13.2144 | 11.2322 | 12.2239 | 18.3514 | 9.0645 | 2.1808 | Retro | Plug Load Sensor-Retro | 15.7028 | 0 | 14.8441 | 0 | 0 | 0 | 15.7028 | 0 | 0 | 0
M | New | New | Premium Fume Hood-New | 80.1958 | 19.3863 | 0 | 16.9186 | 0 | 0 | 0 | 19.3863 | 0 | 5.8648 | 0 | [5 empty] | 36.8974 | 1.0133 | 16.4784 | Premium Fume Hood-New | 0 | 0 | 0 | 0 | 19.3863 | 0 | 0 | 0 | 0 | 0 | 36.8974 |  |  | 1.0133 |  |  | Envelope | 14.9368 | 10.2111 | 0.70509 | 0.59933 | 16.1522 | 28.6783 | 2.018 | 1.3223 | New | Premium Fume Hood-New | 19.3863 | 0 | 16.9186 | 0 | 0 | 0 | 19.3863 | 0 | 5.8648 | 0
|  |  | Technical |  | 834.1227
|  |  | Total Buildings | 2012.794 | 834.1227 | 0 | 641.7259 | 248.0082 | 144.357 | 129.8584 | 195.7208 | 106.9315 | 70.8276 | 194.0663 | [7 empty] | 709.0043
|  |  | Total Retro Buildings | 832.4172
|  |  | Total Lost Op Buildings | 1180.3767
|  | 85% | Achievable | 2025 $ | Annual $
|  |  | Total Buildings | 1710.8749
|  |  | Total Retro Buildings | 707.5546
|  |  | Total Lost Op Buildings | 1003.3202
|  |  | Total Stand Alone | 371.6978
|  |  | Total Retro Stand Alone | 200.4727
|  |  | Totasl Lost Op Stand Alone | 171.2251
|  |  | Total | 2082.5726 | 104.1286
|  |  | Retro | 908.0274 | 45.4014
|  |  | Lost Op | 1174.5453 | 58.7273
[40 empty] | Refrigeration | 0 | 40.435 | 0 | 0 | 0 | 19.1638 | 0 | 1.8632
|  |  | Buildings |  |  |  |  | <10 | <20 | <30 | <40 | <50 | <60 | <70 | <80 | <90 | <100 | >100 | [21 empty] | Equipment | 19.3863 | 15.7028 | 0 | 0 | 36.8974 | 30.8104 | 1.0133 | 1.2308
|  |  | Incremental 2025 Total |  |  | 0 | 641.7259 | 248.0082 | 144.357 | 129.8584 | 195.7208 | 106.9315 | 70.8276 | 194.0663 | [8 empty] | MWa | 173.7918 | 288.0325 | 14.9368 | 0 | 19.3863 | 137.6028 | 134.0236 | 10.2111 | 40.435 | 15.7028 | [7 empty] | 496.1475 | 337.9752 | 22.0628
|  |  | Incremental 2025 Lost Opportunity |  |  |  |  | 179.1366 | 94.0324 | 64.0394 | 84.5619 | 47.3295 | 44.8329 | 123.3413 | [8 empty] | lvl cost | 30.2555 | 12.2239 | 16.1522 |  | 36.8974 | 32.8894 | 18.3514 | 28.6783 | 19.1638 | 30.8104
|  |  | Incremental 2025 Retrofit |  |  |  |  | 68.8716 | 50.3246 | 65.8191 | 111.1589 | 59.602 | 25.9947 | 70.725 | [8 empty] | B/C ratio | 1.5221 | 9.0645 | 2.018 |  | 1.0133 | 1.3313 | 2.1808 | 1.3223 | 1.8632 | 1.2308 | [6 empty] | Cost-Effective Achievable Potential |  |  | 85%
[23 empty] | 2004-06-01 | - Cost-Effective L, HVAC, & Env Conservation in 2025 (MWa) | [16 empty] | Lost-Opprtunity | Retrofit | Annual Lost-Opportunity |  | lvl cost LO | lvl Cost Retro | B/C Lost | B/C Retro
|  |  | Cumulative 2025 Total |  | 834.1227 |  |  | 248.0082 | 392.3652 | 522.2237 | 717.9444 | 824.8759 | 895.7035 | 1089.7699 | 1089.7699 | 1089.7699 | 1089.7699 | 1089.7699 | [5 empty] | New and NR |  |  |  |  | Retro | [10 empty] | HVAC | 147.723 | 116.9624 | 6.9218 |  | 30.2555 | 32.8894 | 1.5221 | 1.3313
|  |  | Cumulative 2025 Lost Opportunity |  |  |  |  | 179.1366 | 273.169 | 337.2083 | 421.7702 | 469.0997 | 513.9326 | 637.274 | 637.274 | 637.274 | 637.274 | 637.274 | [5 empty] | HVAC | L | ENVL | R | M | HVAC | L | ENVL | R | M | [6 empty] | Lighting | 244.8276 | 113.92 | 11.2322 |  | 12.2239 | 18.3514 | 9.0645 | 2.1808
|  |  | Cumulative 2025 Lost Retro |  |  |  |  | 68.8716 | 119.1963 | 185.0153 | 296.1742 | 355.7762 | 381.7709 | 452.4959 | 452.4959 | 452.4959 | 452.4959 | 452.4959 |  |  |  |  | Curve to Date Total | 496.1475 |  |  |  |  | 322.2724 | [10 empty] | Envelope | 12.6963 | 8.6795 | 0.59933 |  | 16.1522 | 28.6783 | 2.018 | 1.3223
[23 empty] | Curve to Date -End Use | 173.7918 | 288.0325 | 14.9368 | 0 | 19.3863 | 137.6028 | 134.0236 | 10.2111 | 40.435 | 15.7028 | [6 empty] | Refrigeration | 0 | 34.3697 | 0 |  | 0 | 19.1638 | 0 | 1.8632
|  |  | Cost-Effective Amount is 834 MWa | [36 empty] | Equipment | 16.4784 | 13.3473 | 0 |  | 36.8974 | 30.8104 | 1.0133 | 1.2308
[41 empty] | 421.7254 | 287.2789 | 18.7533
|  |  | Infrastructure and Appliances |  |  |  |  | <10 | <20 | <30 | <40 | <50 | <60 | <70 | <80 | <90 | <100 | >100
|  |  | Incremental 2025 Total | [36 empty] | Cost-Effective Achievable Potential |  |  | 85%
|  |  | Incremental 2025 Lost Opportunity | [37 empty] | Lost-Opprtunity | Retrofit | Annual Lost-Opportunity |  | lvl cost LO | lvl Cost Retro | B/C Lost | B/C Retro
|  |  | Incremental 2025 Retrofit | [36 empty] | Municipal Sewage Treatment | 14.9748 | 42.9453 | 0.74874 |  | 14.2096 | 14.2096 | 2.4108 | 2.4108
[40 empty] | Municipal Water Supply | 4.25 | 18.2143 | 0.2125 |  | 40 | 40 | 1.1 | 1.1
|  |  | Cumulative 2025 Total |  | 494.7897 |  |  | 84.2862 | 244.9697 | 440.3403 | 467.6989 | 477.6626 | 484.0441 | 490.6878 | 500.4947 | 500.7266 | 506.1056 | 506.1747 | [21 empty] | LED Traffic Lights | 0.24406 | 10.3997 | 0.012203 |  | 25.6336 | 25.6336 | 1.3691 | 1.3691
|  |  | Cumulative 2025 Lost Opportunity |  |  |  |  | 66.2631 | 193.6712 | 268.2464 | 281.6975 | 283.9517 | 284.7561 | 285.5314 | 287.4885 | 287.4934 | 288.8841 | 288.8886 | [21 empty] | LED Exit Signs | 2.8942 | 41.4456 | 0.14471 |  | 25.6757 | 25.2203 | 1.3371 | 1.3371
|  |  | Cumulative 2025 Lost Retro |  |  |  |  | 18.0231 | 50.3237 | 170.9326 | 184.6872 | 192.3745 | 197.9517 | 203.82 | 211.6699 | 211.8969 | 215.8852 | 215.9498 | [21 empty] | Network PC Power Management | 0 | 62.1126 | 0 |  | 26.4766 | 26.4766 | 1.2907 | 1.2907
[40 empty] | Efficient Power Supplies | 155.6786 | 0.04136 | 7.7839 |  | 9.1118 | 9.1118 | 4.3663 | 4.3663
|  |  | Cost-Effective Amount is 495 MWa | [36 empty] | Packaged Refrigeration Equipment | 67.5136 | 0 | 3.3757 |  | 18.6625 | 18.6625 | 1.9306 | 1.9306 | Technical Potential - Cumulative
[41 empty] | 245.5553 | 175.1588 | 12.2778
Year 2025
|  |  | All Measures | 2025 Capital $Million | MWa with TRC BC Ratio >1.0 |  |  | <10 | <20 | <30 | <40 | <50 | <60 | <70 | <80 | <90 | <100 | >100 | [30 empty] | Flag New/Retro | Measure Index Name | MWa with TRC BC Ratio >1.0 | Categories with B/C>1.00 | % of Measures with B/C >1.00 | <10 | <20 | <30 | <40 | <50 | <60 | <70
|  |  | Incremental 2025 Total | [36 empty] | Cost-Effective Achievable Potential |  |  | 85% | [5 empty] | New | Integrated Building Design-New | 182.7063 |  |  | 45.7076 | 85.7818 | 117.9211 | 145.1706 | 167.6978 | 181.9113 | 228.7733
|  |  | Incremental 2025 Lost Opportunity | [37 empty] | Lost-Opprtunity | Retrofit | Annual Lost-Opportunity |  | lvl cost LO | lvl Cost Retro | B/C Lost | B/C Retro | New | LPD Package-New | 71.3259 |  |  | 62.9572 | 70.7856 | 70.7856 | 71.3943 | 75.555 | 76.3659 | 76.5527
|  |  | Incremental 2025 Retrofit | [36 empty] | HVAC | 147.723 | 116.9624 | 6.9218 |  | 30.2555 | 32.8894 | 1.5221 | 1.3313 | New | LPD Package-NR | 75.4803 |  |  | 70.5001 | 71.9826 | 71.9826 | 72.9046 | 77.8189 | 78.0773 | 78.7035
[40 empty] | Lighting | 244.8276 | 113.92 | 11.2322 |  | 12.2239 | 18.3514 | 9.0645 | 2.1808 | Retro | LPD Package-Retro | 134.0236 |  |  | 45.4763 | 76.1272 | 103.0879 | 127.2384 | 150.9162 | 157.0803 | 182.5615
|  |  | Cumulative 2025 Total |  | 1328.9124 |  |  | 332.2944 | 637.3349 | 962.564 | 1185.6434 | 1302.5385 | 1379.7477 | 1580.4576 | 1590.2646 | 1590.4965 | 1595.8755 | 1595.9445 | [21 empty] | Envelope | 12.6963 | 8.6795 | 0.59933 |  | 16.1522 | 28.6783 | 2.018 | 1.3223 | New | Top Day Lighting-New | 40.4788 |  |  | -0.41705 | 8.6662 | 14.5973 | 28.9142 | 32.3679 | 38.7689 | 38.7705
|  |  | Cumulative 2025 Lost Opportunity |  |  |  |  | 245.3997 | 466.8402 | 605.4548 | 703.4678 | 753.0514 | 798.6887 | 922.8054 | 924.7625 | 924.7673 | 926.158 | 926.1625 | [21 empty] | Equipment | 83.992 | 109.8296 | 3.3757 |  | 22.24 | 36.6592 | 1.7506 | 2.0968 | New | Perimeter Day lighting Controls (Advanced)-New | 0.66805 |  |  | 0 | 0 | 0 | 0 | 0 | 0 | 4.7434
|  |  | Cumulative 2025 Retro |  |  |  |  | 86.8947 | 169.5199 | 355.9479 | 480.8614 | 548.1507 | 579.7226 | 656.3159 | 664.1658 | 664.3928 | 668.3811 | 668.4457 | [21 empty] | Infrastructure | 22.363 | 113.0049 | 0.96124 |  | 20.7195 | 23.4561 | 2.0114 | 1.7099 | New | Perimeter Day lighting Controls (Advanced)-NR | 0.33364 |  |  | 0 | 0 | 0 | 0 | 0 | 0 | 1.5531
|  |  | Technical Potential is 1596 MWa | [36 empty] | AC/DC Power Supplies | 155.6786 | 0.04136 | 7.7839 |  | 9.1118 | 9.1118 | 4.3663 | 4.3663 | New | Lighting Controls: Sweep, Occup, Commission-New | 0 |  |  | 0 | 0 | 0 | 0 | 0 | 0 | 0
|  |  | Cost-Effective Amount is 1329 MWa | [36 empty] | Total Cost-Effective Achievable Potential is 1130 MWa | 667.2807 | 462.4377 | 30.8742 |  | 17.1099 | 27.817 | 5.0076 | 1.815 | New | ECM on VAV Boxes-New | 6.1622 |  |  | 0 | 2.546 | 2.546 | 6.1622 | 6.1622 | 6.1622 | 6.1622
|  |  | Cost-Effective & Achievable Potential is 1130 MWa | 85% | 1129.5755 | [43 empty] | New | ECM on VAV Boxes-NR | 4.5411 |  |  | 0 | 1.79 | 4.5411 | 4.5411 | 4.5411 | 4.5411 | 4.5411
[41 empty] | 59.07% |  |  |  | 21.4927 |  | 3.7008 |  | Retro | ECM on VAV Boxes-Retro | 0 |  |  | 0 | 0 | 0 | 0 | 0 | 0 | 0
[49 empty] | New | Premium HVAC Equipment-New | 5.1237 |  |  | 0 | 1.6831 | 1.6831 | 1.6831 | 2.7697 | 5.1237 | 10.9434
[49 empty] | New | Premium HVAC Equipment-NR | 5.7175 |  |  | 0 | 0.77586 | 0.77586 | 0.77586 | 4.1391 | 4.7941 | 8.9054
[49 empty] | New | Glass-New | 0.93107 |  |  | -0.053507 | 0.21737 | 0.54116 | 0.72517 | 0.91397 | 0.9196 | 0.99289
[49 empty] | New | Glass-NR | 0.10871 |  |  | -0.015038 | -0.015038 | -0.0085542 | 0.047144 | 0.15427 | 0.22883 | 0.43953
[49 empty] | Retro | Glass-Retro | 10.2111 |  |  | 0 | 0 | 8.6813 | 9.7632 | 10.904 | 11.8352 | 12.9118
[49 empty] | Retro | Package Roof Top Optimization & Repair-Retro | 88.5711 |  |  | 15.1117 | 19.8092 | 36.813 | 56.7767 | 77.97 | 88.5325 | 102.4784
[49 empty] | New | Variable Speed Chiller-New | 1.1179 |  |  | 0 | 0.25514 | 0.25514 | 1.1179 | 1.1179 | 1.1179 | 1.1179
[49 empty] | New | Variable Speed Chiller-NR | 3.0221 |  |  | 0 | 0.85511 | 0.85511 | 3.0221 | 3.0221 | 3.0221 | 3.0221
[49 empty] | Retro | Variable Speed Chiller-Retro | 0 |  |  | 0 | 0 | 0 | 0 | 0 | 0 | 0
[49 empty] | New | Controls Commission-New | 10.0367 |  |  | 0 | 0 | 2.8329 | 4.6622 | 10.0367 | 24.1648 | 80.058
[49 empty] | Retro | Built-Up HVAC Controls Optimization-Retro | 45.0317 |  |  | 0 | 0 | 2.9559 | 42.2582 | 53.4983 | 59.308 | 80.1043
[49 empty] | Retro | Built-Up HVAC Control Retrofit-Retro | 0 |  |  | 0 | 0 | 0 | 0 | 0 | 0 | 0
[49 empty] | New | Evaporative Assist Cooling-New | 0 |  |  | 0 | 0 | 0 | 0 | 0 | 0 | 0
[49 empty] | New | Evaporative Assist Cooling-NR | 0 |  |  | 0 | 0 | 0 | 0 | 0 | 0 | 0
[49 empty] | New | Low Pressure Distribution-New | 55.1102 |  |  | -2.6067 | 18.5928 | 34.8938 | 47.4022 | 49.3785 | 49.3785 | 52.5036
[49 empty] | New | Low Pressure Distribution-NR | 0 |  |  | 0 | 0 | 0 | 0 | 0 | 0 | 0
[49 empty] | New | Air-side heat recovery systems-New | 0 |  |  | 0 | 0 | 0 | 0 | 0 | 0 | 0
[49 empty] | Retro | Air-side heat recovery systems-Retro | 0 |  |  | 0 | 0 | 0 | 0 | 0 | 0 | 0
[49 empty] | New | Demand Control Ventilation-New | 0 |  |  | 0 | 0 | 0 | 0 | 0 | 0 | 0
[49 empty] | Retro | Demand Control Ventilation (Parking)-Retro | 0 |  |  | 0 | 0 | 0 | 0 | 0 | 0 | 0
[49 empty] | New | Efficienct fans, pumps and drives-New | 0 |  |  | 0 | 0 | 0 | 0 | 0 | 0 | 0
[49 empty] | New | Efficienct fans, pumps and drives-NR | 0 |  |  | 0 | 0 | 0 | 0 | 0 | 0 | 0
[49 empty] | Retro | Efficienct fans, pumps and drives-Retro | 0 |  |  | 0 | 0 | 0 | 0 | 0 | 0 | 0
[49 empty] | Retro | VSD, ASD-Retro | 4 |  |  | 0 | 0 | 2.5 | 4 | 4 | 4 | 4
[49 empty] | New | ReRoof-NR | 13.8971 |  |  | 3.064 | 9.2523 | 13.0061 | 13.8611 | 14.0381 | 14.1053 | 14.2402
[49 empty] | Retro | Grocery Refrigeration Bundle-Retro | 40.435 |  |  | 8.2836 | 23.2599 | 30.9773 | 40.435 | 42.785 | 45.3122 | 54.7371
[49 empty] | New | Grocery Refrigeration Heat Recovery-New | 0 |  |  | 0 | 0 | 0 | 0 | 0 | 0 | 0
[49 empty] | Retro | Demand controlled circulating systems-Retro | 0 |  |  | 0 | 0 | 0 | 0 | 0 | 0 | 0
[49 empty] | Retro | Plug Load Sensor-Retro | 15.7028 |  |  | 0 | 0 | 0 | 15.7028 | 15.7028 | 15.7028 | 15.7028
[49 empty] | New | Premium Fume Hood-New | 19.3863 |  |  | 0 | 0 | 0 | 19.3863 | 19.3863 | 25.2511 | 25.2511
Technical Potential - Cumulative
New and NR
Year 2025
[49 empty] | Flag New/Retro | Measure Index Name | MWa with TRC BC Ratio >1.0 |  |  | <10 | <20 | <30 | <40 | <50 | <60 | <70
[49 empty] | New | Integrated Building Design | 182.7063 |  |  | 45.7076 | 85.7818 | 117.9211 | 145.1706 | 167.6978 | 181.9113 | 228.7733
[49 empty] | New | LPD Package | 146.8062 |  |  | 133.4573 | 142.7683 | 142.7683 | 144.299 | 153.3739 | 154.4432 | 155.2562
[49 empty] | New | Top Day Lighting | 40.4788 |  |  | -0.41705 | 8.6662 | 14.5973 | 28.9142 | 32.3679 | 38.7689 | 38.7705
[49 empty] | New | Perimeter Day lighting Controls | 1.0017 |  |  | 0 | 0 | 0 | 0 | 0 | 0 | 6.2965
[49 empty] | New | ECM on VAV Boxes | 10.7032 |  |  | 0 | 4.336 | 7.0871 | 10.7032 | 10.7032 | 10.7032 | 10.7032
[49 empty] | New | Premium HVAC Equipment | 10.8412 |  |  | 0 | 2.459 | 2.459 | 2.459 | 6.9089 | 9.9178 | 19.8488
[49 empty] | New | Glass | 1.0398 |  |  | -0.068544 | 0.20233 | 0.5326 | 0.77232 | 1.0682 | 1.1484 | 1.4324
[49 empty] | New | Variable Speed Chiller | 4.14 |  |  | 0 | 1.1102 | 1.1102 | 4.14 | 4.14 | 4.14 | 4.14
[49 empty] | New | Controls Commission | 10.0367 |  |  | 0 | 0 | 2.8329 | 4.6622 | 10.0367 | 24.1648 | 80.058
[49 empty] | New | Low Pressure Distribution | 55.1102 |  |  | -2.6067 | 18.5928 | 34.8938 | 47.4022 | 49.3785 | 49.3785 | 52.5036
[49 empty] | New | ReRoof | 13.8971 |  |  | 3.064 | 9.2523 | 13.0061 | 13.8611 | 14.0381 | 14.1053 | 14.2402
[49 empty] | New | Premium Fume Hood | 19.3863 |  |  | 0 | 0 | 0 | 19.3863 | 19.3863 | 25.2511 | 25.2511
[50 empty] | Cost-Effective Amount is 496 MWa | 496.1475 |  |  | <70: 637.274
Technical Potential - Cumulative
RetroFit
[49 empty] | Flag New/Retro | Measure Index Name | MWa with TRC BC Ratio >1.0 |  |  | <10 | <20 | <30 | <40 | <50 | <60 | <70
[49 empty] | Retro | LPD Package | 134.0236 |  |  | 45.4763 | 76.1272 | 103.0879 | 127.2384 | 150.9162 | 157.0803 | 182.5615
[49 empty] | Retro | Glass | 10.2111 |  |  | 0 | 0 | 8.6813 | 9.7632 | 10.904 | 11.8352 | 12.9118
[49 empty] | Retro | Package Roof Top Optimization | 88.5711 |  |  | 15.1117 | 19.8092 | 36.813 | 56.7767 | 77.97 | 88.5325 | 102.4784
[49 empty] | Retro | Built-Up HVAC Controls Optimization | 45.0317 |  |  | 0 | 0 | 2.9559 | 42.2582 | 53.4983 | 59.308 | 80.1043
[49 empty] | Retro | Variable Drive Power | 4 |  |  | 0 | 0 | 2.5 | 4 | 4 | 4 | 4
[49 empty] | Retro | Grocery Refrigeration Bundle | 40.435 |  |  | 8.2836 | 23.2599 | 30.9773 | 40.435 | 42.785 | 45.3122 | 54.7371
[49 empty] | Retro | Plug Load Sensor | 15.7028 |  |  | 0 | 0 | 0 | 15.7028 | 15.7028 | 15.7028 | 15.7028
[50 empty] | Cost-Effective Amount is 338 MWa | 337.9752 |  |  | <70: 452.4959
[49 empty] | Achievable Potential - Incremental |  | 85%
For Tally ChartNew (COMBINE NEW AND NR, PLOT ONLY NEW)
Year 2025
[49 empty] | Flag New/Retro | Measure Index Name | MWa with TRC BC Ratio >1.0 |  |  | <10 | <20 | <30 | <40 | <50 | <60 | <70
[49 empty] | New | Integrated Building Design-New | 155.3004 |  |  | 38.8514 | 34.0631 | 27.3184 | 23.1621 | 19.1481 | 12.0814 | 39.8327
[49 empty] | New | LPD Package-New | 60.627 |  |  | 53.5136 | 6.6542 | 0 | 0.5174 | 3.5365 | 0.68932 | 0.15872
[49 empty] | New | LPD Package-NR | 64.1582 |  |  | 59.9251 | 1.2601 | 0 | 0.78369 | 4.1772 | 0.21961 | 0.53228
[49 empty] | Retro | LPD Package-Retro | 113.92 |  |  | 38.6548 | 26.0533 | 22.9166 | 20.5278 | 20.1261 | 5.2395 | 21.659
[49 empty] | New | Top Day Lighting-New | 34.4069 |  |  | -0.3545 | 7.7207 | 5.0415 | 12.1694 | 2.9357 | 5.4408 | 0.0014278
[49 empty] | New | Perimeter Day lighting Controls (Advanced)-New | 0.56784 |  |  | 0 | 0 | 0 | 0 | 0 | 0 | 4.0319
[49 empty] | New | Perimeter Day lighting Controls (Advanced)-NR | 0.2836 |  |  | 0 | 0 | 0 | 0 | 0 | 0 | 1.3201
[49 empty] | New | Lighting Controls: Sweep, Occup, Commission-New | 0 |  |  | 0 | 0 | 0 | 0 | 0 | 0 | 0
[49 empty] | New | ECM on VAV Boxes-New | 5.2378 |  |  | 0 | 2.1641 | 0 | 3.0737 | 0 | 0 | 0
[49 empty] | New | ECM on VAV Boxes-NR | 3.8599 |  |  | 0 | 1.5215 | 2.3384 | 0 | 0 | 0 | 0
[49 empty] | Retro | ECM on VAV Boxes-Retro | 0 |  |  | 0 | 0 | 0 | 0 | 0 | 0 | 0
[49 empty] | New | Premium HVAC Equipment-New | 4.3551 |  |  | 0 | 1.4307 | 0 | 0 | 0.9236 | 2.0009 | 4.9468
[49 empty] | New | Premium HVAC Equipment-NR | 4.8598 |  |  | 0 | 0.65948 | 0 | 0 | 2.8588 | 0.55675 | 3.4945
[49 empty] | New | Glass-New | 0.79141 |  |  | -0.045481 | 0.23024 | 0.27522 | 0.15642 | 0.16047 | 0.0047845 | 0.062298
[49 empty] | New | Glass-NR | 0.092404 |  |  | -0.012782 | 0 | 0.0055111 | 0.047344 | 0.091058 | 0.063373 | 0.1791
[49 empty] | Retro | Glass-Retro | 8.6795 |  |  | 0 | 0 | 7.3791 | 0.91962 | 0.9697 | 0.79147 | 0.91511
[49 empty] | Retro | Package Roof Top Optimization & Repair-Retro | 75.2854 |  |  | 12.845 | 3.9928 | 14.4532 | 16.9692 | 18.0143 | 8.9781 | 11.854
[49 empty] | New | Variable Speed Chiller-New | 0.95025 |  |  | 0 | 0.21687 | 0 | 0.73338 | 0 | 0 | 0
[49 empty] | New | Variable Speed Chiller-NR | 2.5688 |  |  | 0 | 0.72684 | 0 | 1.8419 | 0 | 0 | 0
[49 empty] | Retro | Variable Speed Chiller-Retro | 0 |  |  | 0 | 0 | 0 | 0 | 0 | 0 | 0
[49 empty] | New | Controls Commission-New | 8.5312 |  |  | 0 | 0 | 2.4079 | 1.5549 | 4.5684 | 12.0089 | 47.5093
[49 empty] | Retro | Built-Up HVAC Controls Optimization-Retro | 38.277 |  |  | 0 | 0 | 2.5125 | 33.407 | 9.5541 | 4.9382 | 17.6769
[49 empty] | Retro | Built-Up HVAC Control Retrofit-Retro | 0 |  |  | 0 | 0 | 0 | 0 | 0 | 0 | 0
[49 empty] | New | Evaporative Assist Cooling-New | 0 |  |  | 0 | 0 | 0 | 0 | 0 | 0 | 0
[49 empty] | New | Evaporative Assist Cooling-NR | 0 |  |  | 0 | 0 | 0 | 0 | 0 | 0 | 0
[49 empty] | New | Low Pressure Distribution-New | 46.8437 |  |  | -2.2157 | 18.0196 | 13.8558 | 10.6322 | 1.6798 | 0 | 2.6563
[49 empty] | New | Low Pressure Distribution-NR | 0 |  |  | 0 | 0 | 0 | 0 | 0 | 0 | 0
[49 empty] | New | Air-side heat recovery systems-New | 0 |  |  | 0 | 0 | 0 | 0 | 0 | 0 | 0
[49 empty] | Retro | Air-side heat recovery systems-Retro | 0 |  |  | 0 | 0 | 0 | 0 | 0 | 0 | 0
[49 empty] | New | Demand Control Ventilation-New | 0 |  |  | 0 | 0 | 0 | 0 | 0 | 0 | 0
[49 empty] | Retro | Demand Control Ventilation (Parking)-Retro | 0 |  |  | 0 | 0 | 0 | 0 | 0 | 0 | 0
[49 empty] | New | Efficienct fans, pumps and drives-New | 0 |  |  | 0 | 0 | 0 | 0 | 0 | 0 | 0
[49 empty] | New | Efficienct fans, pumps and drives-NR | 0 |  |  | 0 | 0 | 0 | 0 | 0 | 0 | 0
[49 empty] | Retro | Efficienct fans, pumps and drives-Retro | 0 |  |  | 0 | 0 | 0 | 0 | 0 | 0 | 0
[49 empty] | Retro | VSD, ASD-Retro | 3.4 |  |  | 0 | 0 | 2.125 | 1.275 | 0 | 0 | 0
[49 empty] | New | ReRoof-NR | 11.8125 |  |  | 2.6044 | 5.2601 | 3.1907 | 0.72678 | 0.15046 | 0.057123 | 0.11463
[49 empty] | Retro | Grocery Refrigeration Bundle-Retro | 34.3697 |  |  | 7.0411 | 12.7298 | 6.5598 | 8.039 | 1.9975 | 2.1481 | 8.0112
[49 empty] | New | Grocery Refrigeration Heat Recovery-New | 0 |  |  | 0 | 0 | 0 | 0 | 0 | 0 | 0
[49 empty] | Retro | Demand controlled circulating systems-Retro | 0 |  |  | 0 | 0 | 0 | 0 | 0 | 0 | 0
[49 empty] | Retro | Plug Load Sensor-Retro | 13.3473 |  |  | 0 | 0 | 0 | 13.3473 | 0 | 0 | 0
[49 empty] | New | Premium Fume Hood-New | 16.4784 |  |  | 0 | 0 | 0 | 16.4784 | 0 | 4.9851 | 0
[49 empty] | Achievable Potential - Cumulative |  | 85% | Use Auto Filter
[49 empty] | For Tally ChartNew (COMBINE NEW AND NR, PLOT ONLY NEW) |  | 0
[49 empty] | 0 | Year 2025 | 0
[49 empty] | Flag New/Retro | Measure Index Name | MWa with TRC BC Ratio >1.0 |  |  | <10 | <20 | <30 | <40 | <50 | <60 | <70
[49 empty] | New | Integrated Building Design-New | 155.3004 |  |  | 38.8514 | 72.9145 | 100.233 | 123.3951 | 142.5432 | 154.6246 | 194.4573
[49 empty] | New | LPD Package-New | 60.627 |  |  | 53.5136 | 60.1678 | 60.1678 | 60.6852 | 64.2217 | 64.9111 | 65.0698
[49 empty] | New | LPD Package-NR | 64.1582 |  |  | 59.9251 | 61.1852 | 61.1852 | 61.9689 | 66.1461 | 66.3657 | 66.898
[49 empty] | Retro | LPD Package-Retro | 113.92 |  |  | 38.6548 | 64.7081 | 87.6248 | 108.1526 | 128.2787 | 133.5183 | 155.1773
[49 empty] | New | Top Day Lighting-New | 34.4069 |  |  | -0.3545 | 7.3662 | 12.4077 | 24.5771 | 27.5127 | 32.9535 | 32.955
[49 empty] | New | Perimeter Day lighting Controls (Advanced)-New | 0.56784 |  |  | 0 | 0 | 0 | 0 | 0 | 0 | 4.0319
[49 empty] | New | Perimeter Day lighting Controls (Advanced)-NR | 0.2836 |  |  | 0 | 0 | 0 | 0 | 0 | 0 | 1.3201
[49 empty] | New | Lighting Controls: Sweep, Occup, Commission-New | 0 |  |  | 0 | 0 | 0 | 0 | 0 | 0 | 0
[49 empty] | New | ECM on VAV Boxes-New | 5.2378 |  |  | 0 | 2.1641 | 2.1641 | 5.2378 | 5.2378 | 5.2378 | 5.2378
[49 empty] | New | ECM on VAV Boxes-NR | 3.8599 |  |  | 0 | 1.5215 | 3.8599 | 3.8599 | 3.8599 | 3.8599 | 3.8599
[49 empty] | Retro | ECM on VAV Boxes-Retro | 0 |  |  | 0 | 0 | 0 | 0 | 0 | 0 | 0
[49 empty] | New | Premium HVAC Equipment-New | 4.3551 |  |  | 0 | 1.4307 | 1.4307 | 1.4307 | 2.3543 | 4.3551 | 9.3019
[49 empty] | New | Premium HVAC Equipment-NR | 4.8598 |  |  | 0 | 0.65948 | 0.65948 | 0.65948 | 3.5183 | 4.075 | 7.5696
[49 empty] | New | Glass-New | 0.79141 |  |  | -0.045481 | 0.18476 | 0.45998 | 0.6164 | 0.77687 | 0.78166 | 0.84396
[49 empty] | New | Glass-NR | 0.092404 |  |  | -0.012782 | -0.012782 | -0.0072711 | 0.040073 | 0.13113 | 0.1945 | 0.3736
[49 empty] | Retro | Glass-Retro | 8.6795 |  |  | 0 | 0 | 7.3791 | 8.2987 | 9.2684 | 10.0599 | 10.975
[49 empty] | Retro | Package Roof Top Optimization & Repair-Retro | 75.2854 |  |  | 12.845 | 16.8378 | 31.291 | 48.2602 | 66.2745 | 75.2526 | 87.1067
[49 empty] | New | Variable Speed Chiller-New | 0.95025 |  |  | 0 | 0.21687 | 0.21687 | 0.95025 | 0.95025 | 0.95025 | 0.95025
[49 empty] | New | Variable Speed Chiller-NR | 2.5688 |  |  | 0 | 0.72684 | 0.72684 | 2.5688 | 2.5688 | 2.5688 | 2.5688
[49 empty] | Retro | Variable Speed Chiller-Retro | 0 |  |  | 0 | 0 | 0 | 0 | 0 | 0 | 0
[49 empty] | New | Controls Commission-New | 8.5312 |  |  | 0 | 0 | 2.4079 | 3.9629 | 8.5312 | 20.5401 | 68.0493
[49 empty] | Retro | Built-Up HVAC Controls Optimization-Retro | 38.277 |  |  | 0 | 0 | 2.5125 | 35.9195 | 45.4736 | 50.4118 | 68.0887
[49 empty] | Retro | Built-Up HVAC Control Retrofit-Retro | 0 |  |  | 0 | 0 | 0 | 0 | 0 | 0 | 0
[49 empty] | New | Evaporative Assist Cooling-New | 0 |  |  | 0 | 0 | 0 | 0 | 0 | 0 | 0
[49 empty] | New | Evaporative Assist Cooling-NR | 0 |  |  | 0 | 0 | 0 | 0 | 0 | 0 | 0
[49 empty] | New | Low Pressure Distribution-New | 46.8437 |  |  | -2.2157 | 15.8039 | 29.6597 | 40.2919 | 41.9717 | 41.9717 | 44.6281
[49 empty] | New | Low Pressure Distribution-NR | 0 |  |  | 0 | 0 | 0 | 0 | 0 | 0 | 0
[49 empty] | New | Air-side heat recovery systems-New | 0 |  |  | 0 | 0 | 0 | 0 | 0 | 0 | 0
[49 empty] | Retro | Air-side heat recovery systems-Retro | 0 |  |  | 0 | 0 | 0 | 0 | 0 | 0 | 0
[49 empty] | New | Demand Control Ventilation-New | 0 |  |  | 0 | 0 | 0 | 0 | 0 | 0 | 0
[49 empty] | Retro | Demand Control Ventilation (Parking)-Retro | 0 |  |  | 0 | 0 | 0 | 0 | 0 | 0 | 0
[49 empty] | New | Efficienct fans, pumps and drives-New | 0 |  |  | 0 | 0 | 0 | 0 | 0 | 0 | 0
[49 empty] | New | Efficienct fans, pumps and drives-NR | 0 |  |  | 0 | 0 | 0 | 0 | 0 | 0 | 0
[49 empty] | Retro | Efficienct fans, pumps and drives-Retro | 0 |  |  | 0 | 0 | 0 | 0 | 0 | 0 | 0
[49 empty] | Retro | VSD, ASD-Retro | 3.4 |  |  | 0 | 0 | 2.125 | 3.4 | 3.4 | 3.4 | 3.4
[49 empty] | New | ReRoof-NR | 11.8125 |  |  | 2.6044 | 7.8645 | 11.0552 | 11.782 | 11.9324 | 11.9895 | 12.1042
[49 empty] | Retro | Grocery Refrigeration Bundle-Retro | 34.3697 |  |  | 7.0411 | 19.7709 | 26.3307 | 34.3697 | 36.3672 | 38.5153 | 46.5265
[49 empty] | New | Grocery Refrigeration Heat Recovery-New | 0 |  |  | 0 | 0 | 0 | 0 | 0 | 0 | 0
[49 empty] | Retro | Demand controlled circulating systems-Retro | 0 |  |  | 0 | 0 | 0 | 0 | 0 | 0 | 0
[49 empty] | Retro | Plug Load Sensor-Retro | 13.3473 |  |  | 0 | 0 | 0 | 13.3473 | 13.3473 | 13.3473 | 13.3473
[49 empty] | New | Premium Fume Hood-New | 16.4784 |  |  | 0 | 0 | 0 | 16.4784 | 16.4784 | 21.4635 | 21.4635
[49 empty] | Achievable Potential - Cumulative |  | 85%
[49 empty] | For Achievable, Combine Measure Names |  | 0
[49 empty] | 0 | Year 2025 | 0
[49 empty] | Flag New/Retro | Measure Index Name | MWa with TRC BC Ratio >1.0 |  |  | <10 | <20 | <30 | <40 | <50 | <60 | <70
[49 empty] | New | Integrated Building Design | 155.3004 |  |  | 38.8514 | 72.9145 | 100.233 | 123.3951 | 142.5432 | 154.6246 | 194.4573
[49 empty] | New | Lighting Measures | 124.7852 |  |  | 113.4387 | 121.353 | 121.353 | 122.6541 | 130.3678 | 131.2767 | 131.9677
[49 empty] | New | Top Day Lighting | 34.4069 |  |  | -0.3545 | 7.3662 | 12.4077 | 24.5771 | 27.5127 | 32.9535 | 32.955
[49 empty] | New | Perimeter Day lighting Controls | 0.85144 |  |  | 0 | 0 | 0 | 0 | 0 | 0 | 5.352
[49 empty] | New | ECM on VAV Boxes | 9.0977 |  |  | 0 | 3.6856 | 6.024 | 9.0977 | 9.0977 | 9.0977 | 9.0977
[49 empty] | New | Premium HVAC Equipment | 9.215 |  |  | 0 | 2.0901 | 2.0901 | 2.0901 | 5.8725 | 8.4302 | 16.8715
[49 empty] | New | Glass | 0.88381 |  |  | -0.058263 | 0.17198 | 0.45271 | 0.65647 | 0.908 | 0.97616 | 1.2176
[49 empty] | New | Variable Speed Chiller | 3.519 |  |  | 0 | 0.94371 | 0.94371 | 3.519 | 3.519 | 3.519 | 3.519
[49 empty] | New | Controls Commission | 8.5312 |  |  | 0 | 0 | 2.4079 | 3.9629 | 8.5312 | 20.5401 | 68.0493
[49 empty] | New | Low Pressure Distribution | 46.8437 |  |  | -2.2157 | 15.8039 | 29.6597 | 40.2919 | 41.9717 | 41.9717 | 44.6281
[49 empty] | New | ReRoof | 11.8125 |  |  | 2.6044 | 7.8645 | 11.0552 | 11.782 | 11.9324 | 11.9895 | 12.1042
[49 empty] | New | Premium Fume Hood | 16.4784 |  |  | 0 | 0 | 0 | 16.4784 | 16.4784 | 21.4635 | 21.4635
[50 empty] | Cost-Effective Amount is 422 MWa | 421.7254 |  |  | <70: 541.6829
[49 empty] | Achievable Potential - Cumulative |  | 85%
[49 empty] | For Achievable, Combine Measure Names |  | 0
[49 empty] | Flag New/Retro | Measure Index Name | MWa with TRC BC Ratio >1.0 |  |  | <10 | <20 | <30 | <40 | <50 | <60 | <70
[49 empty] | Retro | Lighting Measures | 113.92 |  |  | 38.6548 | 64.7081 | 87.6248 | 108.1526 | 128.2787 | 133.5183 | 155.1773
[49 empty] | Retro | Glass | 8.6795 |  |  | 0 | 0 | 7.3791 | 8.2987 | 9.2684 | 10.0599 | 10.975
[49 empty] | Retro | Package Roof Top Optimization | 75.2854 |  |  | 12.845 | 16.8378 | 31.291 | 48.2602 | 66.2745 | 75.2526 | 87.1067
[49 empty] | Retro | Built-Up HVAC Controls Optimization | 38.277 |  |  | 0 | 0 | 2.5125 | 35.9195 | 45.4736 | 50.4118 | 68.0887
[49 empty] | Retro | Variable Drive Power | 3.4 |  |  | 0 | 0 | 2.125 | 3.4 | 3.4 | 3.4 | 3.4
[49 empty] | Retro | Grocery Refrigeration | 34.3697 |  |  | 7.0411 | 19.7709 | 26.3307 | 34.3697 | 36.3672 | 38.5153 | 46.5265
[49 empty] | Retro | Plug Load Sensor | 13.3473 |  |  | 0 | 0 | 0 | 13.3473 | 13.3473 | 13.3473 | 13.3473
[50 empty] | Cost-Effective Amount is 287 MWa | 287.2789 |  |  | <70: 384.6215

## 20May2004
Q:\CG\Main\Plan 5\Commercial\Assessment\HVAC\[Tally Log.xls]Tally
Tallies up savings from measures by cost bin for Lost Opportunity and for 2025
|  |  | Annual Lost Opportunity | Measures with B/C>1.00 | Measures with B/C>1.00 | Categories with B/C>1.00 | % of Measures with B/C >1.00 | Block 1: x <=10 m/kWh | Block 2: 10< x <=20 m/kWh | Block 3: 20< x <=30 m/kWh | Block 4: 30< x <=40 m/kWh | Block 5: 40< x <=50 m/kWh | Block 6: 50< x <=60 m/kWh | Block 7: 60m/kWh < x | [6 empty] | New and NR |  |  |  |  | Retro
Base Measure Name | VCohort | New/Retro | Measure Index Name | Annual Capital $Million | MWa with TRC BC Ratio >1.0 |  |  | <10 | <20 | <30 | <40 | <50 | <60 | <70 | <80 | <90 | <100 | >100 |  | MWa with TRC BC Ratio >1.0 | HVAC | L | ENVL | R | M | HVAC | L | ENVL | R | M
ALL | New | New | Integrated Building Design-New | 21.294 | 9.0395 |  |  | 2.1908 | 2.0025 | 1.607 | 1.3625 | 1.1264 | 0.71067 | 2.3431 | [5 empty] | Integrated Building Design-New | 4.148 | 4.8915 | 0 | 0 | 0 | 0 | 0 | 0 | 0 | 0
L | New | New | LPD Package-New | 0.50404 | 2.9719 | 0 | 3.0299 | 2.6232 | 0.32619 | 0 | 0.025363 | 0.17336 | 0.03379 | 0.0077806 | [5 empty] | LPD Package-New | 0 | 2.9719 | 0 | 0 | 0 | 0 | 0 | 0 | 0 | 0
L | NR | New | LPD Package-NR | 0.90206 | 3.5943 | 0 | 3.573 | 3.3571 | 0.070597 | 0 | 0.043904 | 0.23401 | 0.012303 | 0.02982 | [5 empty] | LPD Package-NR | 0 | 3.5943 | 0 | 0 | 0 | 0 | 0 | 0 | 0 | 0
L | Retro | Retro | LPD Package-Retro | [16 empty] | LPD Package-Retro | 0 | 0 | 0 | 0 | 0 | 0 | 0 | 0 | 0 | 0
L | New | New | Top Day Lighting-New | 5.5376 | 1.6192 | 0 | 1.5004 | -0.016682 | 0.36333 | 0.23725 | 0.57268 | 0.13815 | 0.25604 | 6.7192e-05 | [5 empty] | Top Day Lighting-New | 0 | 1.6192 | 0 | 0 | 0 | 0 | 0 | 0 | 0 | 0
L | New | New | Perimeter Day lighting Controls (Advanced)-New | 0.1966 | 0.027835 | 0 | 0.043858 | 0 | 0 | 0 | 0 | 0 | 0 | 0.19764 | [5 empty] | Perimeter Day lighting Controls (Advanced)-New | 0 | 0.027835 | 0 | 0 | 0 | 0 | 0 | 0 | 0 | 0
L | NR | New | Perimeter Day lighting Controls (Advanced)-NR | 0.10005 | 0.013902 | 0 | 0.015199 | 0 | 0 | 0 | 0 | 0 | 0 | 0.064711 | [5 empty] | Perimeter Day lighting Controls (Advanced)-NR | 0 | 0.013902 | 0 | 0 | 0 | 0 | 0 | 0 | 0 | 0
L | New | New | Lighting Controls: Sweep, Occup, Commission-New | [16 empty] | Lighting Controls: Sweep, Occup, Commission-New | 0 | 0 | 0 | 0 | 0 | 0 | 0 | 0 | 0 | 0
HVAC | New | New | ECM on VAV Boxes-New | 0.79226 | 0.25676 | 0 | 0.25463 | 0 | 0.10609 | 0 | 0.15067 | 0 | 0 | 0 | [5 empty] | ECM on VAV Boxes-New | 0.25676 | 0 | 0 | 0 | 0 | 0 | 0 | 0 | 0 | 0
HVAC | NR | New | ECM on VAV Boxes-NR | 0.51227 | 0.18921 | 0 | 0.1891 | 0 | 0.074583 | 0.11463 | 0 | 0 | 0 | 0 | [5 empty] | ECM on VAV Boxes-NR | 0.18921 | 0 | 0 | 0 | 0 | 0 | 0 | 0 | 0 | 0
HVAC | Retro | Retro | ECM on VAV Boxes-Retro | [16 empty] | ECM on VAV Boxes-Retro | 0 | 0 | 0 | 0 | 0 | 0 | 0 | 0 | 0 | 0
HVAC | New | New | Premium HVAC Equipment-New | 0.80151 | 0.21349 | 0 | 0.25686 | 0 | 0.07013 | 0 | 0 | 0.045275 | 0.098082 | 0.24249 | [5 empty] | Premium HVAC Equipment-New | 0.21349 | 0 | 0 | 0 | 0 | 0 | 0 | 0 | 0 | 0
HVAC | NR | New | Premium HVAC Equipment-NR | 1.1799 | 0.27226 | 0 | 0.29599 | 0 | 0.036946 | 0 | 0 | 0.16016 | 0.03119 | 0.19577 | [5 empty] | Premium HVAC Equipment-NR | 0.27226 | 0 | 0 | 0 | 0 | 0 | 0 | 0 | 0 | 0
ENVL | New | New | Glass-New | 0.15332 | 0.038794 | 0 | 0.037198 | -0.0022294 | 0.011286 | 0.013491 | 0.0076674 | 0.0078664 | 0.00023453 | 0.0030538 | [5 empty] | Glass-New | 0 | 0 | 0.038794 | 0 | 0 | 0 | 0 | 0 | 0 | 0
ENVL | NR | New | Glass-NR | 0.023121 | 0.0045296 | 0 | 0.0062784 | -0.00062658 | 0 | 0.00027015 | 0.0023208 | 0.0044636 | 0.0031065 | 0.0087795 | [5 empty] | Glass-NR | 0 | 0 | 0.0045296 | 0 | 0 | 0 | 0 | 0 | 0 | 0
ENVL | Retro | Retro | Glass-Retro | [16 empty] | Glass-Retro | 0 | 0 | 0 | 0 | 0 | 0 | 0 | 0 | 0 | 0
HVAC | Retro | Retro | Package Roof Top Optimization & Repair-Retro | [16 empty] | Package Roof Top Optimization & Repair-Retro | 0 | 0 | 0 | 0 | 0 | 0 | 0 | 0 | 0 | 0
HVAC | New | New | Variable Speed Chiller-New | 0.23113 | 0.044718 | 0 | 0.044604 | 0 | 0.010206 | 0 | 0.034512 | 0 | 0 | 0 | [5 empty] | Variable Speed Chiller-New | 0.044718 | 0 | 0 | 0 | 0 | 0 | 0 | 0 | 0 | 0
HVAC | NR | New | Variable Speed Chiller-NR | 0.6017 | 0.12088 | 0 | 0.1206 | 0 | 0.034204 | 0 | 0.086679 | 0 | 0 | 0 | [5 empty] | Variable Speed Chiller-NR | 0.12088 | 0 | 0 | 0 | 0 | 0 | 0 | 0 | 0 | 0
HVAC | Retro | Retro | Variable Speed Chiller-Retro | [16 empty] | Variable Speed Chiller-Retro | 0 | 0 | 0 | 0 | 0 | 0 | 0 | 0 | 0 | 0
HVAC | New | New | Controls Commission-New | 1.63 | 0.50184 | 0 | 0.6789 | 0 | 0 | 0.14164 | 0.091466 | 0.26873 | 0.7064 | 2.7947 | [5 empty] | Controls Commission-New | 0.50184 | 0 | 0 | 0 | 0 | 0 | 0 | 0 | 0 | 0
HVAC | Retro | Retro | Built-Up HVAC Controls Optimization-Retro | [16 empty] | Built-Up HVAC Controls Optimization-Retro | 0 | 0 | 0 | 0 | 0 | 0 | 0 | 0 | 0 | 0
HVAC | Retro | Retro | Built-Up HVAC Control Retrofit-Retro | [16 empty] | Built-Up HVAC Control Retrofit-Retro | 0 | 0 | 0 | 0 | 0 | 0 | 0 | 0 | 0 | 0
HVAC | New | New | Evaporative Assist Cooling-New | [16 empty] | Evaporative Assist Cooling-New | 0 | 0 | 0 | 0 | 0 | 0 | 0 | 0 | 0 | 0
HVAC | NR | New | Evaporative Assist Cooling-NR | [16 empty] | Evaporative Assist Cooling-NR | 0 | 0 | 0 | 0 | 0 | 0 | 0 | 0 | 0 | 0
HVAC | New | New | Low Pressure Distribution-New | 11.1196 | 2.3961 | 0 | 2.3242 | -0.11333 | 0.92172 | 0.70874 | 0.54385 | 0.085924 | 0 | 0.13587 | [5 empty] | Low Pressure Distribution-New | 2.3961 | 0 | 0 | 0 | 0 | 0 | 0 | 0 | 0 | 0
HVAC | NR | New | Low Pressure Distribution-NR | [16 empty] | Low Pressure Distribution-NR | 0 | 0 | 0 | 0 | 0 | 0 | 0 | 0 | 0 | 0
HVAC | New | New | Air-side heat recovery systems-New | [16 empty] | Air-side heat recovery systems-New | 0 | 0 | 0 | 0 | 0 | 0 | 0 | 0 | 0 | 0
HVAC | Retro | Retro | Air-side heat recovery systems-Retro | [16 empty] | Air-side heat recovery systems-Retro | 0 | 0 | 0 | 0 | 0 | 0 | 0 | 0 | 0 | 0
HVAC | New | New | Demand Control Ventilation-New | [16 empty] | Demand Control Ventilation-New | 0 | 0 | 0 | 0 | 0 | 0 | 0 | 0 | 0 | 0
HVAC | Retro | Retro | Demand Control Ventilation (Parking)-Retro | [16 empty] | Demand Control Ventilation (Parking)-Retro | 0 | 0 | 0 | 0 | 0 | 0 | 0 | 0 | 0 | 0
HVAC | New | New | Efficienct fans, pumps and drives-New | [16 empty] | Efficienct fans, pumps and drives-New | 0 | 0 | 0 | 0 | 0 | 0 | 0 | 0 | 0 | 0
HVAC | NR | New | Efficienct fans, pumps and drives-NR | [16 empty] | Efficienct fans, pumps and drives-NR | 0 | 0 | 0 | 0 | 0 | 0 | 0 | 0 | 0 | 0
HVAC | Retro | Retro | Efficienct fans, pumps and drives-Retro | [16 empty] | Efficienct fans, pumps and drives-Retro | 0 | 0 | 0 | 0 | 0 | 0 | 0 | 0 | 0 | 0
HVAC | Retro | Retro | VSD, ASD-Retro | [16 empty] | VSD, ASD-Retro | 0 | 0 | 0 | 0 | 0 | 0 | 0 | 0 | 0 | 0
ENVL | NR | New | ReRoof-NR | 1.6269 | 0.66177 | 0 | 0.65076 | 0.14591 | 0.29468 | 0.17875 | 0.040716 | 0.008429 | 0.0032001 | 0.0064221 | [5 empty] | ReRoof-NR | 0 | 0 | 0.66177 | 0 | 0 | 0 | 0 | 0 | 0 | 0
R | Retro | Retro | Grocery Refrigeration Bundle-Retro | [16 empty] | Grocery Refrigeration Bundle-Retro | 0 | 0 | 0 | 0 | 0 | 0 | 0 | 0 | 0 | 0
R | New | New | Grocery Refrigeration Heat Recovery-New | [16 empty] | Grocery Refrigeration Heat Recovery-New | 0 | 0 | 0 | 0 | 0 | 0 | 0 | 0 | 0 | 0
W | Retro | Retro | Demand controlled circulating systems-Retro | [16 empty] | Demand controlled circulating systems-Retro | 0 | 0 | 0 | 0 | 0 | 0 | 0 | 0 | 0 | 0
M | Retro | Retro | Plug Load Sensor-Retro | [16 empty] | Plug Load Sensor-Retro | 0 | 0 | 0 | 0 | 0 | 0 | 0 | 0 | 0 | 0
M | New | New | Premium Fume Hood-New |  |  |  |  | <50: 0 |  | Premium Fume Hood-New | 0 | 0 | 0 | 0 | 0 | 0 | 0 | 0 | 0 | 0
[21 empty] | 8.1433 | 13.1186 | 0.70509 | 0 | 0 | 0 | 0 | 0 | 0 | 0
|  |  | Total from Buildings | 47.2062 | 21.967 | 0 | 13.0215 | 8.1842 | 4.3224 | 3.0017 | 2.9623 | 2.2527 | 1.855 | 6.0302
|  |  | Total from Stand Alone | 0
|  |  |  | 47.2062 | [34 empty] | DATA FOR CHARTS APPEARS BELOW CATEGORIZED IN SEVERAL DIFFERENT WAYS. USE AUTO FILTER TO PARSE. NEW AND NR MEASURES COMBINED BY NAME.
|  | 85% | Achievable | 40.1253
Technical Potential - Incremental
For Tally ChartNew (COMBINE NEW AND NR, PLOT ONLY NEW)
|  |  | Year 2025 | Measures with B/C>1.00 | Measures with B/C>1.00 | Categories with B/C>1.00 | % of Measures with B/C >1.00 | Block 1: x <=10 m/kWh | Block 2: 10< x <=20 m/kWh | Block 3: 20< x <=30 m/kWh | Block 4: 30< x <=40 m/kWh | Block 5: 40< x <=50 m/kWh | Block 6: 50< x <=60 m/kWh | Block 7: 60m/kWh < x |  |  |  |  | Measures with B/C>1.00 |  | New and NR |  |  |  |  | Retro | [12 empty] | 0 | Year 2025 | Measures with B/C>1.00 | Categories with B/C>1.00 | % of Measures with B/C >1.00 | Block 1: x <=10 m/kWh | Block 2: 10< x <=20 m/kWh | Block 3: 20< x <=30 m/kWh | Block 4: 30< x <=40 m/kWh | Block 5: 40< x <=50 m/kWh | Block 6: 50< x <=60 m/kWh | Block 7: 60m/kWh < x
End Use | VCohort | Flag New/Retro | Measure Index Name | 2025 Capital $Million | MWa with TRC BC Ratio >1.0 |  |  | <10 | <20 | <30 | <40 | <50 | <60 | <70 | <80 | <90 | <100 | >100 | Levelized Cost of B/C>1 |  | HVAC | L | ENVL | R | M | HVAC | L | ENVL | R | M | lvl cost | [7 empty] | Flag New/Retro | Measure Index Name | MWa with TRC BC Ratio >1.0 | Categories with B/C>1.00 | % of Measures with B/C >1.00 | <10 | <20 | <30 | <40 | <50 | <60 | <70
ALL | New | New | Integrated Building Design-New | 491.3085 | 180.7907 |  |  | 43.8168 | 40.0493 | 32.1393 | 27.2495 | 22.5272 | 14.2135 | 46.862 |  |  |  |  | 20.6343 | Integrated Building Design-New | 82.9604 | 97.8303 | 0 | 0 | 0 | 0 | 0 | 0 | 0 | 0 | 20.6343 | [7 empty] | New | Integrated Building Design-New | 180.7907 | 0 | 0 | 43.8168 | 40.0493 | 32.1393 | 27.2495 | 22.5272 | 14.2135 | 46.862
L | New | New | LPD Package-New | 12.0969 | 71.3259 | 0 | 72.7178 | 62.9572 | 7.8284 | 0 | 0.6087 | 4.1606 | 0.81096 | 0.18673 |  |  |  |  | 3.3117 | LPD Package-New | 0 | 71.3259 | 0 | 0 | 0 | 0 | 0 | 0 | 0 | 0 | 3.3117 | [7 empty] | New | LPD Package-New | 71.3259 | 0 | 72.7178 | 62.9572 | 7.8284 | 0 | 0.6087 | 4.1606 | 0.81096 | 0.18673
L | NR | New | LPD Package-NR | 18.9432 | 75.4803 | 0 | 75.0334 | 70.5001 | 1.4825 | 0 | 0.92199 | 4.9143 | 0.25836 | 0.62622 |  |  |  |  | 3.1409 | LPD Package-NR | 0 | 75.4803 | 0 | 0 | 0 | 0 | 0 | 0 | 0 | 0 | 3.1409 | [7 empty] | New | LPD Package-NR | 75.4803 | 0 | 75.0334 | 70.5001 | 1.4825 | 0 | 0.92199 | 4.9143 | 0.25836 | 0.62622
L | Retro | Retro | LPD Package-Retro | 358.9221 | 134.0236 | 0 | 140.4686 | 45.4763 | 30.651 | 26.9607 | 24.1504 | 23.6778 | 6.1642 | 25.4812 |  |  |  |  | 18.3514 | LPD Package-Retro | 0 | 0 | 0 | 0 | 0 | 0 | 134.0236 | 0 | 0 | 0 | 18.3514 | [7 empty] | Retro | LPD Package-Retro | 134.0236 | 0 | 140.4686 | 45.4763 | 30.651 | 26.9607 | 24.1504 | 23.6778 | 6.1642 | 25.4812
L | New | New | Top Day Lighting-New | 138.4412 | 40.4788 | 0 | 37.5108 | -0.41705 | 9.0832 | 5.9311 | 14.3169 | 3.4537 | 6.4009 | 0.0016798 |  |  |  |  | 34.1007 | Top Day Lighting-New | 0 | 40.4788 | 0 | 0 | 0 | 0 | 0 | 0 | 0 | 0 | 34.1007 | [7 empty] | New | Top Day Lighting-New | 40.4788 | 0 | 37.5108 | -0.41705 | 9.0832 | 5.9311 | 14.3169 | 3.4537 | 6.4009 | 0.0016798
L | New | New | Perimeter Day lighting Controls (Advanced)-New | 4.9638 | 0.66805 | 0 | 1.0526 | 0 | 0 | 0 | 0 | 0 | 0 | 4.7434 |  |  |  |  | 85 | Perimeter Day lighting Controls (Advanced)-New | 0 | 0.66805 | 0 | 0 | 0 | 0 | 0 | 0 | 0 | 0 | 85 | [7 empty] | New | Perimeter Day lighting Controls (Advanced)-New | 0.66805 | 0 | 1.0526 | 0 | 0 | 0 | 0 | 0 | 0 | 4.7434
L | NR | New | Perimeter Day lighting Controls (Advanced)-NR | 2.4899 | 0.33364 | 0 | 0.36478 | 0 | 0 | 0 | 0 | 0 | 0 | 1.5531 |  |  |  |  | 62.6841 | Perimeter Day lighting Controls (Advanced)-NR | 0 | 0.33364 | 0 | 0 | 0 | 0 | 0 | 0 | 0 | 0 | 62.6841 | [7 empty] | New | Perimeter Day lighting Controls (Advanced)-NR | 0.33364 | 0 | 0.36478 | 0 | 0 | 0 | 0 | 0 | 0 | 1.5531
L | New | New | Lighting Controls: Sweep, Occup, Commission-New | [16 empty] | Lighting Controls: Sweep, Occup, Commission-New | 0 | 0 | 0 | 0 | 0 | 0 | 0 | 0 | 0 | 0 | 0 | [7 empty] | New | Lighting Controls: Sweep, Occup, Commission-New | 0 | 0 | 0 | 0 | 0 | 0 | 0 | 0 | 0 | 0
HVAC | New | New | ECM on VAV Boxes-New | 19.0143 | 6.1622 | 0 | 6.1111 | 0 | 2.546 | 0 | 3.6161 | 0 | 0 | 0 |  |  |  |  | 25.1489 | ECM on VAV Boxes-New | 6.1622 | 0 | 0 | 0 | 0 | 0 | 0 | 0 | 0 | 0 | 25.1489 | [7 empty] | New | ECM on VAV Boxes-New | 6.1622 | 0 | 6.1111 | 0 | 2.546 | 0 | 3.6161 | 0 | 0 | 0
HVAC | NR | New | ECM on VAV Boxes-NR | 12.2946 | 4.5411 | 0 | 4.5385 | 0 | 1.79 | 2.7511 | 0 | 0 | 0 | 0 |  |  |  |  | 22.1633 | ECM on VAV Boxes-NR | 4.5411 | 0 | 0 | 0 | 0 | 0 | 0 | 0 | 0 | 0 | 22.1633 | [7 empty] | New | ECM on VAV Boxes-NR | 4.5411 | 0 | 4.5385 | 0 | 1.79 | 2.7511 | 0 | 0 | 0 | 0
HVAC | Retro | Retro | ECM on VAV Boxes-Retro | [16 empty] | ECM on VAV Boxes-Retro | 0 | 0 | 0 | 0 | 0 | 0 | 0 | 0 | 0 | 0 | 0 | [7 empty] | Retro | ECM on VAV Boxes-Retro | 0 | 0 | 0 | 0 | 0 | 0 | 0 | 0 | 0 | 0
HVAC | New | New | Premium HVAC Equipment-New | 19.2362 | 5.1237 | 0 | 6.1647 | 0 | 1.6831 | 0 | 0 | 1.0866 | 2.354 | 5.8197 |  |  |  |  | 43.5071 | Premium HVAC Equipment-New | 5.1237 | 0 | 0 | 0 | 0 | 0 | 0 | 0 | 0 | 0 | 43.5071 | [7 empty] | New | Premium HVAC Equipment-New | 5.1237 | 0 | 6.1647 | 0 | 1.6831 | 0 | 0 | 1.0866 | 2.354 | 5.8197
HVAC | NR | New | Premium HVAC Equipment-NR | 24.7776 | 5.7175 | 0 | 6.2159 | 0 | 0.77586 | 0 | 0 | 3.3633 | 0.655 | 4.1112 |  |  |  |  | 43.2059 | Premium HVAC Equipment-NR | 5.7175 | 0 | 0 | 0 | 0 | 0 | 0 | 0 | 0 | 0 | 43.2059 | [7 empty] | New | Premium HVAC Equipment-NR | 5.7175 | 0 | 6.2159 | 0 | 0.77586 | 0 | 0 | 3.3633 | 0.655 | 4.1112
ENVL | New | New | Glass-New | 3.6797 | 0.93107 | 0 | 0.89276 | -0.053507 | 0.27087 | 0.32379 | 0.18402 | 0.18879 | 0.0056288 | 0.073292 |  |  |  |  | 13.6376 | Glass-New | 0 | 0 | 0.93107 | 0 | 0 | 0 | 0 | 0 | 0 | 0 | 13.6376 | [7 empty] | New | Glass-New | 0.93107 | 0 | 0.89276 | -0.053507 | 0.27087 | 0.32379 | 0.18402 | 0.18879 | 0.0056288 | 0.073292
ENVL | NR | New | Glass-NR | 0.55489 | 0.10871 | 0 | 0.15068 | -0.015038 | 0 | 0.0064837 | 0.055699 | 0.10713 | 0.074556 | 0.21071 |  |  |  |  | 35.2262 | Glass-NR | 0 | 0 | 0.10871 | 0 | 0 | 0 | 0 | 0 | 0 | 0 | 35.2262 | [7 empty] | New | Glass-NR | 0.10871 | 0 | 0.15068 | -0.015038 | 0 | 0.0064837 | 0.055699 | 0.10713 | 0.074556 | 0.21071
ENVL | Retro | Retro | Glass-Retro | 42.4323 | 10.2111 | 0 | 10.7044 | 0 | 0 | 8.6813 | 1.0819 | 1.1408 | 0.93115 | 1.0766 |  |  |  |  | 28.6783 | Glass-Retro | 0 | 0 | 0 | 0 | 0 | 0 | 0 | 10.2111 | 0 | 0 | 28.6783 | [7 empty] | Retro | Glass-Retro | 10.2111 | 0 | 10.7044 | 0 | 0 | 8.6813 | 1.0819 | 1.1408 | 0.93115 | 1.0766
HVAC | Retro | Retro | Package Roof Top Optimization & Repair-Retro | 157.0482 | 88.5711 | 0 | 80.0773 | 15.1117 | 4.6974 | 17.0038 | 19.9637 | 21.1933 | 10.5625 | 13.9459 |  |  |  |  | 32.3467 | Package Roof Top Optimization & Repair-Retro | 0 | 0 | 0 | 0 | 0 | 88.5711 | 0 | 0 | 0 | 0 | 32.3467 | [7 empty] | Retro | Package Roof Top Optimization & Repair-Retro | 88.5711 | 0 | 80.0773 | 15.1117 | 4.6974 | 17.0038 | 19.9637 | 21.1933 | 10.5625 | 13.9459
HVAC | New | New | Variable Speed Chiller-New | 5.7782 | 1.1179 | 0 | 1.1151 | 0 | 0.25514 | 0 | 0.8628 | 0 | 0 | 0 |  |  |  |  | 32.0512 | Variable Speed Chiller-New | 1.1179 | 0 | 0 | 0 | 0 | 0 | 0 | 0 | 0 | 0 | 32.0512 | [7 empty] | New | Variable Speed Chiller-New | 1.1179 | 0 | 1.1151 | 0 | 0.25514 | 0 | 0.8628 | 0 | 0 | 0
HVAC | NR | New | Variable Speed Chiller-NR | 15.0424 | 3.0221 | 0 | 3.015 | 0 | 0.85511 | 0 | 2.167 | 0 | 0 | 0 |  |  |  |  | 30.8884 | Variable Speed Chiller-NR | 3.0221 | 0 | 0 | 0 | 0 | 0 | 0 | 0 | 0 | 0 | 30.8884 | [7 empty] | New | Variable Speed Chiller-NR | 3.0221 | 0 | 3.015 | 0 | 0.85511 | 0 | 2.167 | 0 | 0 | 0
HVAC | Retro | Retro | Variable Speed Chiller-Retro | [16 empty] | Variable Speed Chiller-Retro | 0 | 0 | 0 | 0 | 0 | 0 | 0 | 0 | 0 | 0 | 0 | [7 empty] | Retro | Variable Speed Chiller-Retro | 0 | 0 | 0 | 0 | 0 | 0 | 0 | 0 | 0 | 0
HVAC | New | New | Controls Commission-New | 32.6003 | 10.0367 | 0 | 13.5779 | 0 | 0 | 2.8329 | 1.8293 | 5.3745 | 14.1281 | 55.8932 |  |  |  |  | 37.4797 | Controls Commission-New | 10.0367 | 0 | 0 | 0 | 0 | 0 | 0 | 0 | 0 | 0 | 37.4797 | [7 empty] | New | Controls Commission-New | 10.0367 | 0 | 13.5779 | 0 | 0 | 2.8329 | 1.8293 | 5.3745 | 14.1281 | 55.8932
HVAC | Retro | Retro | Built-Up HVAC Controls Optimization-Retro | 134.8711 | 45.0317 | 0 | 43.6009 | 0 | 0 | 2.9559 | 39.3024 | 11.2401 | 5.8097 | 20.7963 |  |  |  |  | 36.5229 | Built-Up HVAC Controls Optimization-Retro | 0 | 0 | 0 | 0 | 0 | 45.0317 | 0 | 0 | 0 | 0 | 36.5229 | [7 empty] | Retro | Built-Up HVAC Controls Optimization-Retro | 45.0317 | 0 | 43.6009 | 0 | 0 | 2.9559 | 39.3024 | 11.2401 | 5.8097 | 20.7963
HVAC | Retro | Retro | Built-Up HVAC Control Retrofit-Retro | [16 empty] | Built-Up HVAC Control Retrofit-Retro | 0 | 0 | 0 | 0 | 0 | 0 | 0 | 0 | 0 | 0 | 0 | [7 empty] | Retro | Built-Up HVAC Control Retrofit-Retro | 0 | 0 | 0 | 0 | 0 | 0 | 0 | 0 | 0 | 0
HVAC | New | New | Evaporative Assist Cooling-New | [16 empty] | Evaporative Assist Cooling-New | 0 | 0 | 0 | 0 | 0 | 0 | 0 | 0 | 0 | 0 | 0 | [7 empty] | New | Evaporative Assist Cooling-New | 0 | 0 | 0 | 0 | 0 | 0 | 0 | 0 | 0 | 0
HVAC | NR | New | Evaporative Assist Cooling-NR | [16 empty] | Evaporative Assist Cooling-NR | 0 | 0 | 0 | 0 | 0 | 0 | 0 | 0 | 0 | 0 | 0 | [7 empty] | New | Evaporative Assist Cooling-NR | 0 | 0 | 0 | 0 | 0 | 0 | 0 | 0 | 0 | 0
HVAC | New | New | Low Pressure Distribution-New | 255.7513 | 55.1102 | 0 | 53.4567 | -2.6067 | 21.1995 | 16.3009 | 12.5085 | 1.9763 | 0 | 3.1251 |  |  |  |  | 27.0474 | Low Pressure Distribution-New | 55.1102 | 0 | 0 | 0 | 0 | 0 | 0 | 0 | 0 | 0 | 27.0474 | [7 empty] | New | Low Pressure Distribution-New | 55.1102 | 0 | 53.4567 | -2.6067 | 21.1995 | 16.3009 | 12.5085 | 1.9763 | 0 | 3.1251
HVAC | NR | New | Low Pressure Distribution-NR | [16 empty] | Low Pressure Distribution-NR | 0 | 0 | 0 | 0 | 0 | 0 | 0 | 0 | 0 | 0 | 0 | [7 empty] | New | Low Pressure Distribution-NR | 0 | 0 | 0 | 0 | 0 | 0 | 0 | 0 | 0 | 0
HVAC | New | New | Air-side heat recovery systems-New | [16 empty] | Air-side heat recovery systems-New | 0 | 0 | 0 | 0 | 0 | 0 | 0 | 0 | 0 | 0 | 0 | [7 empty] | New | Air-side heat recovery systems-New | 0 | 0 | 0 | 0 | 0 | 0 | 0 | 0 | 0 | 0
HVAC | Retro | Retro | Air-side heat recovery systems-Retro | [16 empty] | Air-side heat recovery systems-Retro | 0 | 0 | 0 | 0 | 0 | 0 | 0 | 0 | 0 | 0 | 0 | [7 empty] | Retro | Air-side heat recovery systems-Retro | 0 | 0 | 0 | 0 | 0 | 0 | 0 | 0 | 0 | 0
HVAC | New | New | Demand Control Ventilation-New | [16 empty] | Demand Control Ventilation-New | 0 | 0 | 0 | 0 | 0 | 0 | 0 | 0 | 0 | 0 | 0 | [7 empty] | New | Demand Control Ventilation-New | 0 | 0 | 0 | 0 | 0 | 0 | 0 | 0 | 0 | 0
HVAC | Retro | Retro | Demand Control Ventilation (Parking)-Retro | [16 empty] | Demand Control Ventilation (Parking)-Retro | 0 | 0 | 0 | 0 | 0 | 0 | 0 | 0 | 0 | 0 | 0 | [7 empty] | Retro | Demand Control Ventilation (Parking)-Retro | 0 | 0 | 0 | 0 | 0 | 0 | 0 | 0 | 0 | 0
HVAC | New | New | Efficienct fans, pumps and drives-New | [16 empty] | Efficienct fans, pumps and drives-New | 0 | 0 | 0 | 0 | 0 | 0 | 0 | 0 | 0 | 0 | 0 | [7 empty] | New | Efficienct fans, pumps and drives-New | 0 | 0 | 0 | 0 | 0 | 0 | 0 | 0 | 0 | 0
HVAC | NR | New | Efficienct fans, pumps and drives-NR | [16 empty] | Efficienct fans, pumps and drives-NR | 0 | 0 | 0 | 0 | 0 | 0 | 0 | 0 | 0 | 0 | 0 | [7 empty] | New | Efficienct fans, pumps and drives-NR | 0 | 0 | 0 | 0 | 0 | 0 | 0 | 0 | 0 | 0
HVAC | Retro | Retro | Efficienct fans, pumps and drives-Retro | [16 empty] | Efficienct fans, pumps and drives-Retro | 0 | 0 | 0 | 0 | 0 | 0 | 0 | 0 | 0 | 0 | 0 | [7 empty] | Retro | Efficienct fans, pumps and drives-Retro | 0 | 0 | 0 | 0 | 0 | 0 | 0 | 0 | 0 | 0
HVAC | Retro | Retro | VSD, ASD-Retro | 2.5 | 4 | 0 | 0 | 0 | 0 | 2.5 | 1.5 | 0 | 0 | 0 |  |  |  |  | 35 | VSD, ASD-Retro | 0 | 0 | 0 | 0 | 0 | 4 | 0 | 0 | 0 | 0 | 35 | [7 empty] | Retro | VSD, ASD-Retro | 4 | 0 | 0 | 0 | 0 | 2.5 | 1.5 | 0 | 0 | 0
ENVL | NR | New | ReRoof-NR | 34.1656 | 13.8971 | 0 | 13.666 | 3.064 | 6.1883 | 3.7538 | 0.85504 | 0.17701 | 0.067203 | 0.13486 |  |  |  |  | 15.2578 | ReRoof-NR | 0 | 0 | 13.8971 | 0 | 0 | 0 | 0 | 0 | 0 | 0 | 15.2578 | [7 empty] | New | ReRoof-NR | 13.8971 | 0 | 13.666 | 3.064 | 6.1883 | 3.7538 | 0.85504 | 0.17701 | 0.067203 | 0.13486
R | Retro | Retro | Grocery Refrigeration Bundle-Retro | 67.1358 | 40.435 | 0 | 39.5284 | 8.2836 | 14.9762 | 7.7174 | 9.4577 | 2.35 | 2.5272 | 9.4249 |  |  |  |  | 19.1638 | Grocery Refrigeration Bundle-Retro | 0 | 0 | 0 | 0 | 0 | 0 | 0 | 0 | 40.435 | 0 | 19.1638 | Cost-Effective Technical Potential | [6 empty] | Retro | Grocery Refrigeration Bundle-Retro | 40.435 | 0 | 39.5284 | 8.2836 | 14.9762 | 7.7174 | 9.4577 | 2.35 | 2.5272 | 9.4249
R | New | New | Grocery Refrigeration Heat Recovery-New | [16 empty] | Grocery Refrigeration Heat Recovery-New | 0 | 0 | 0 | 0 | 0 | 0 | 0 | 0 | 0 | 0 | 0 |  | Lost-Opprtunity | Retrofit | Annual Lost-Opportunity |  | lvl cost LO | lvl Cost Retro | New | Grocery Refrigeration Heat Recovery-New | 0 | 0 | 0 | 0 | 0 | 0 | 0 | 0 | 0 | 0
W | Retro | Retro | Demand controlled circulating systems-Retro | [16 empty] | Demand controlled circulating systems-Retro | 0 | 0 | 0 | 0 | 0 | 0 | 0 | 0 | 0 | 0 | 0 | HVAC | 173.7918 | 137.6028 | 8.1433 | 6.9218 | 25.5094 | 33.7906 | Retro | Demand controlled circulating systems-Retro | 0 | 0 | 0 | 0 | 0 | 0 | 0 | 0 | 0 | 0
M | Retro | Retro | Plug Load Sensor-Retro | 41.8289 | 15.7028 | 0 | 14.8441 | 0 | 0 | 0 | 15.7028 | 0 | 0 | 0 |  |  |  |  | 30.8104 | Plug Load Sensor-Retro | 0 | 0 | 0 | 0 | 0 | 0 | 0 | 0 | 0 | 15.7028 | 30.8104 | Lighting | 286.1169 | 134.0236 | 13.1186 | 11.1508 | 13.8055 | 18.3514 | Retro | Plug Load Sensor-Retro | 15.7028 | 0 | 14.8441 | 0 | 0 | 0 | 15.7028 | 0 | 0 | 0
M | New | New | Premium Fume Hood-New | 80.1958 | 19.3863 | 0 | 16.9186 | 0 | 0 | 0 | 19.3863 | 0 | 5.8648 | 0 |  |  |  |  | 36.8974 | Premium Fume Hood-New | 0 | 0 | 0 | 0 | 19.3863 | 0 | 0 | 0 | 0 | 0 | 36.8974 | Envelope | 14.9368 | 10.2111 | 0.70509 | 0.59933 | 15.3022 | 28.6783 | New | Premium Fume Hood-New | 19.3863 | 0 | 16.9186 | 0 | 0 | 0 | 19.3863 | 0 | 5.8648 | 0
|  |  | Technical |  | 832.207
|  |  | Total Buildings | 1976.0728 | 832.207 | 0 | 641.7259 | 246.1175 | 144.3321 | 129.8584 | 195.7208 | 106.9315 | 70.8276 | 194.0663
|  |  | Total Retro Buildings | 804.7384
|  |  | Total Lost Op Buildings | 1091.1385
|  | 85% | Achievable | 2025 $ | Annual $
|  |  | Total Buildings | 1679.6619
|  |  | Total Retro Buildings | 684.0277
|  |  | Total Lost Op Buildings | 927.4678
|  |  | Total Stand Alone | 0
|  |  | Total Retro Stand Alone | 0
|  |  | Totasl Lost Op Stand Alone | 0
|  |  | Total | 1679.6619 | 83.9831
|  |  | Retro | 684.0277 | 34.2014
|  |  | Lost Op | 927.4678 | 46.3734
[32 empty] | Refrigeration | 0 | 40.435 | 0 | 0 | 0 | 19.1638
|  |  | Buildings |  |  |  |  | <10 | <20 | <30 | <40 | <50 | <60 | <70 | <80 | <90 | <100 | >100 | [13 empty] | Equipment | 19.3863 | 15.7028 | 0 | 0 | 36.8974 | 30.8104
|  |  | Incremental 2025 Total |  |  | 0 | 641.7259 | 246.1175 | 144.3321 | 129.8584 | 195.7208 | 106.9315 | 70.8276 | 194.0663 | [5 empty] | MWa | 173.7918 | 286.1169 | 14.9368 | 0 | 19.3863 | 137.6028 | 134.0236 | 10.2111 | 40.435 | 15.7028 |  |  | 494.2319 | 337.9752 | 21.967
|  |  | Incremental 2025 Lost Opportunity |  |  |  |  | 177.2459 | 94.0075 | 64.0394 | 84.5619 | 47.3295 | 44.8329 | 123.3413 | [5 empty] | lvl cost | 25.5094 | 13.8055 | 15.3022 |  | 36.8974 | 33.7906 | 18.3514 | 28.6783 | 19.1638 | 30.8104
|  |  | Incremental 2025 Retrofit |  |  |  |  | 68.8716 | 50.3246 | 65.8191 | 111.1589 | 59.602 | 25.9947 | 70.725 | [17 empty] | Cost-Effective Achievable Potential |  |  | 85%
[20 empty] | 2004-05-20 | - Cost-Effective L, HVAC, & Env Conservation in 2025 (MWa) | [11 empty] | Lost-Opprtunity | Retrofit | Annual Lost-Opportunity |  | lvl cost LO | lvl Cost Retro
|  |  | Cumulative 2025 Total |  | 832.207 |  |  | 246.1175 | 390.4496 | 520.3081 | 716.0288 | 822.9603 | 893.7879 | 1087.8542 | 1087.8542 | 1087.8542 | 1087.8542 | 1087.8542 |  |  | New and NR |  |  |  |  | Retro | [5 empty] | HVAC | 147.723 | 116.9624 | 6.9218 |  | 25.5094 | 33.7906
|  |  | Cumulative 2025 Lost Opportunity |  |  |  |  | 177.2459 | 271.2533 | 335.2927 | 419.8546 | 467.1841 | 512.017 | 635.3583 | [6 empty] | HVAC | L | ENVL | R | M | HVAC | L | ENVL | R | M |  | Lighting | 243.1994 | 113.92 | 11.1508 |  | 13.8055 | 18.3514
|  |  | Cumulative 2025 Lost Retro |  |  |  |  | 68.8716 | 119.1963 | 185.0153 | 296.1742 | 355.7762 | 381.7709 | 452.4959 | [5 empty] | Curve to Date Total | 494.2319 |  |  |  |  | 322.2724 | [5 empty] | Envelope | 12.6963 | 8.6795 | 0.59933 |  | 15.3022 | 28.6783
[20 empty] | Curve to Date -End Use | 173.7918 | 286.1169 | 14.9368 | 0 | 19.3863 | 137.6028 | 134.0236 | 10.2111 | 40.435 | 15.7028 |  | Refrigeration | 0 | 34.3697 | 0 |  | 0 | 19.1638
|  |  | Cost-Effective Amount is 832 MWa | [28 empty] | Equipment | 16.4784 | 13.3473 | 0 |  | 36.8974 | 30.8104
[33 empty] | 420.0971 | 287.2789 | 18.6719
|  |  | Infrastructure and Appliances |  |  |  |  | <10 | <20 | <30 | <40 | <50 | <60 | <70 | <80 | <90 | <100 | >100
|  |  | Incremental 2025 Total | [28 empty] | Cost-Effective Achievable Potential |  |  | 0.85
|  |  | Incremental 2025 Lost Opportunity | [29 empty] | Lost-Opprtunity | Retrofit | Annual Lost-Opportunity |  | lvl cost LO | lvl Cost Retro
|  |  | Incremental 2025 Retrofit | [28 empty] | Municipal Sewage Treatment | 14.9748 | 42.9453 | 0.74874 |  | 23.7262 | 23.7262
[32 empty] | Municipal Water Supply | 4.25 | 18.2143 | 0.2125 |  | 40 | 40
|  |  | Cumulative 2025 Total |  | 494.7897 |  |  | 84.2862 | 244.9697 | 440.3403 | 467.6989 | 477.6626 | 484.0441 | 490.6878 | 500.4947 | 500.7266 | 506.1056 | 506.1747 | [13 empty] | LED Traffic Lights | 0.24406 | 10.3997 | 0.012203 |  | 32.0814 | 32.0814
|  |  | Cumulative 2025 Lost Opportunity |  |  |  |  | 66.2631 | 193.6712 | 268.2464 | 281.6975 | 283.9517 | 284.7561 | 285.5314 | 287.4885 | 287.4934 | 288.8841 | 288.8886 | [13 empty] | LED Exit Signs | 2.8942 | 41.4456 | 0.14471 |  | 25.6757 | 25.6757
|  |  | Cumulative 2025 Lost Retro |  |  |  |  | 18.0231 | 50.3237 | 170.9326 | 184.6872 | 192.3745 | 197.9517 | 203.82 | 211.6699 | 211.8969 | 215.8852 | 215.9498 | [13 empty] | Network PC Power Management | 0 | 62.1126 | 0 |  | 26.5913 | 26.5913
[32 empty] | Efficient Power Supplies | 155.6786 | 0.04136 | 7.7839 |  | 9.1118 | 9.1118
|  |  | Cost-Effective Amount is 495 MWa | [28 empty] | Packaged Refrigeration Equipment | 67.5136 | 0 | 3.3757 |  | 18.6625 | 18.6625 | Technical Potential - Cumulative
[33 empty] | 245.5553 | 175.1588 | 12.2778
Year 2025
|  |  | All Measures | 2025 Capital $Million | MWa with TRC BC Ratio >1.0 |  |  | <10 | <20 | <30 | <40 | <50 | <60 | <70 | <80 | <90 | <100 | >100 | [20 empty] | Flag New/Retro | Measure Index Name | MWa with TRC BC Ratio >1.0 | Categories with B/C>1.00 | % of Measures with B/C >1.00 | <10 | <20 | <30 | <40 | <50 | <60 | <70
|  |  | Incremental 2025 Total | [28 empty] | Cost-Effective Achievable Potential |  |  | 85% |  |  |  | New | Integrated Building Design-New | 180.7907 |  |  | 43.8168 | 83.8662 | 116.0055 | 143.255 | 165.7822 | 179.9957 | 226.8577
|  |  | Incremental 2025 Lost Opportunity | [29 empty] | Lost-Opprtunity | Retrofit | Annual Lost-Opportunity |  | lvl cost LO | lvl Cost Retro | New | LPD Package-New | 71.3259 |  |  | 62.9572 | 70.7856 | 70.7856 | 71.3943 | 75.555 | 76.3659 | 76.5527
|  |  | Incremental 2025 Retrofit | [28 empty] | HVAC | 147.723 | 116.9624 | 6.9218 |  | 25.5094 | 33.7906 | New | LPD Package-NR | 75.4803 |  |  | 70.5001 | 71.9826 | 71.9826 | 72.9046 | 77.8189 | 78.0773 | 78.7035
[32 empty] | Lighting | 243.1994 | 113.92 | 11.1508 |  | 13.8055 | 18.3514 | Retro | LPD Package-Retro | 134.0236 |  |  | 45.4763 | 76.1272 | 103.0879 | 127.2384 | 150.9162 | 157.0803 | 182.5615
|  |  | Cumulative 2025 Total |  | 1326.9967 |  |  | 330.4037 | 635.4193 | 960.6484 | 1183.7278 | 1300.6228 | 1377.832 | 1578.542 | 1588.349 | 1588.5808 | 1593.9598 | 1594.0289 | [13 empty] | Envelope | 12.6963 | 8.6795 | 0.59933 |  | 15.3022 | 28.6783 | New | Top Day Lighting-New | 40.4788 |  |  | -0.41705 | 8.6662 | 14.5973 | 28.9142 | 32.3679 | 38.7689 | 38.7705
|  |  | Cumulative 2025 Lost Opportunity |  |  |  |  | 243.5089 | 464.9246 | 603.5391 | 701.5521 | 751.1358 | 796.7731 | 920.8898 | 287.4885 | 287.4934 | 288.8841 | 288.8886 | [13 empty] | Equipment | 239.6706 | 109.871 | 11.1596 |  | 13.7126 | 26.2422 | New | Perimeter Day lighting Controls (Advanced)-New | 0.66805 |  |  | 0 | 0 | 0 | 0 | 0 | 0 | 4.7434
|  |  | Cumulative 2025 Retro |  |  |  |  | 86.8947 | 169.5199 | 355.9479 | 480.8614 | 548.1507 | 579.7226 | 656.3159 | 211.6699 | 211.8969 | 215.8852 | 215.9498 | [13 empty] | Infrastructure | 22.363 | 113.0049 | 0.96124 |  | 27.1625 | 27.8332 | New | Perimeter Day lighting Controls (Advanced)-NR | 0.33364 |  |  | 0 | 0 | 0 | 0 | 0 | 0 | 1.5531
|  |  | Technical Potential is 1594 MWa | [28 empty] | Total Cost-Effective Achievable Potential is 1128 MWa | 665.6524 | 462.4377 | 30.7928 |  | 16.8467 | 26.642 | New | Lighting Controls: Sweep, Occup, Commission-New | 0 |  |  | 0 | 0 | 0 | 0 | 0 | 0 | 0
|  |  | Cost-Effective Amount is 1327 MWa | [35 empty] | New | ECM on VAV Boxes-New | 6.1622 |  |  | 0 | 2.546 | 2.546 | 6.1622 | 6.1622 | 6.1622 | 6.1622
|  |  | Cost-Effective & Acievable Potential is 1128 MWa | 85% | 1127.9472 | [31 empty] | 20.8621 |  | New | ECM on VAV Boxes-NR | 4.5411 |  |  | 0 | 1.79 | 4.5411 | 4.5411 | 4.5411 | 4.5411 | 4.5411
[39 empty] | Retro | ECM on VAV Boxes-Retro | 0 |  |  | 0 | 0 | 0 | 0 | 0 | 0 | 0
[39 empty] | New | Premium HVAC Equipment-New | 5.1237 |  |  | 0 | 1.6831 | 1.6831 | 1.6831 | 2.7697 | 5.1237 | 10.9434
[39 empty] | New | Premium HVAC Equipment-NR | 5.7175 |  |  | 0 | 0.77586 | 0.77586 | 0.77586 | 4.1391 | 4.7941 | 8.9054
[39 empty] | New | Glass-New | 0.93107 |  |  | -0.053507 | 0.21737 | 0.54116 | 0.72517 | 0.91397 | 0.9196 | 0.99289
[39 empty] | New | Glass-NR | 0.10871 |  |  | -0.015038 | -0.015038 | -0.0085542 | 0.047144 | 0.15427 | 0.22883 | 0.43953
[39 empty] | Retro | Glass-Retro | 10.2111 |  |  | 0 | 0 | 8.6813 | 9.7632 | 10.904 | 11.8352 | 12.9118
[39 empty] | Retro | Package Roof Top Optimization & Repair-Retro | 88.5711 |  |  | 15.1117 | 19.8092 | 36.813 | 56.7767 | 77.97 | 88.5325 | 102.4784
[39 empty] | New | Variable Speed Chiller-New | 1.1179 |  |  | 0 | 0.25514 | 0.25514 | 1.1179 | 1.1179 | 1.1179 | 1.1179
[39 empty] | New | Variable Speed Chiller-NR | 3.0221 |  |  | 0 | 0.85511 | 0.85511 | 3.0221 | 3.0221 | 3.0221 | 3.0221
[39 empty] | Retro | Variable Speed Chiller-Retro | 0 |  |  | 0 | 0 | 0 | 0 | 0 | 0 | 0
[39 empty] | New | Controls Commission-New | 10.0367 |  |  | 0 | 0 | 2.8329 | 4.6622 | 10.0367 | 24.1648 | 80.058
[39 empty] | Retro | Built-Up HVAC Controls Optimization-Retro | 45.0317 |  |  | 0 | 0 | 2.9559 | 42.2582 | 53.4983 | 59.308 | 80.1043
[39 empty] | Retro | Built-Up HVAC Control Retrofit-Retro | 0 |  |  | 0 | 0 | 0 | 0 | 0 | 0 | 0
[39 empty] | New | Evaporative Assist Cooling-New | 0 |  |  | 0 | 0 | 0 | 0 | 0 | 0 | 0
[39 empty] | New | Evaporative Assist Cooling-NR | 0 |  |  | 0 | 0 | 0 | 0 | 0 | 0 | 0
[39 empty] | New | Low Pressure Distribution-New | 55.1102 |  |  | -2.6067 | 18.5928 | 34.8938 | 47.4022 | 49.3785 | 49.3785 | 52.5036
[39 empty] | New | Low Pressure Distribution-NR | 0 |  |  | 0 | 0 | 0 | 0 | 0 | 0 | 0
[39 empty] | New | Air-side heat recovery systems-New | 0 |  |  | 0 | 0 | 0 | 0 | 0 | 0 | 0
[39 empty] | Retro | Air-side heat recovery systems-Retro | 0 |  |  | 0 | 0 | 0 | 0 | 0 | 0 | 0
[39 empty] | New | Demand Control Ventilation-New | 0 |  |  | 0 | 0 | 0 | 0 | 0 | 0 | 0
[39 empty] | Retro | Demand Control Ventilation (Parking)-Retro | 0 |  |  | 0 | 0 | 0 | 0 | 0 | 0 | 0
[39 empty] | New | Efficienct fans, pumps and drives-New | 0 |  |  | 0 | 0 | 0 | 0 | 0 | 0 | 0
[39 empty] | New | Efficienct fans, pumps and drives-NR | 0 |  |  | 0 | 0 | 0 | 0 | 0 | 0 | 0
[39 empty] | Retro | Efficienct fans, pumps and drives-Retro | 0 |  |  | 0 | 0 | 0 | 0 | 0 | 0 | 0
[39 empty] | Retro | VSD, ASD-Retro | 4 |  |  | 0 | 0 | 2.5 | 4 | 4 | 4 | 4
[39 empty] | New | ReRoof-NR | 13.8971 |  |  | 3.064 | 9.2523 | 13.0061 | 13.8611 | 14.0381 | 14.1053 | 14.2402
[39 empty] | Retro | Grocery Refrigeration Bundle-Retro | 40.435 |  |  | 8.2836 | 23.2599 | 30.9773 | 40.435 | 42.785 | 45.3122 | 54.7371
[39 empty] | New | Grocery Refrigeration Heat Recovery-New | 0 |  |  | 0 | 0 | 0 | 0 | 0 | 0 | 0
[39 empty] | Retro | Demand controlled circulating systems-Retro | 0 |  |  | 0 | 0 | 0 | 0 | 0 | 0 | 0
[39 empty] | Retro | Plug Load Sensor-Retro | 15.7028 |  |  | 0 | 0 | 0 | 15.7028 | 15.7028 | 15.7028 | 15.7028
[39 empty] | New | Premium Fume Hood-New | 19.3863 |  |  | 0 | 0 | 0 | 19.3863 | 19.3863 | 25.2511 | 25.2511
Technical Potential - Cumulative
New and NR
Year 2025
[39 empty] | Flag New/Retro | Measure Index Name | MWa with TRC BC Ratio >1.0 |  |  | <10 | <20 | <30 | <40 | <50 | <60 | <70
[39 empty] | New | Integrated Building Design | 180.7907 |  |  | 43.8168 | 83.8662 | 116.0055 | 143.255 | 165.7822 | 179.9957 | 226.8577
[39 empty] | New | LPD Package | 146.8062 |  |  | 133.4573 | 142.7683 | 142.7683 | 144.299 | 153.3739 | 154.4432 | 155.2562
[39 empty] | New | Top Day Lighting | 40.4788 |  |  | -0.41705 | 8.6662 | 14.5973 | 28.9142 | 32.3679 | 38.7689 | 38.7705
[39 empty] | New | Perimeter Day lighting Controls | 1.0017 |  |  | 0 | 0 | 0 | 0 | 0 | 0 | 6.2965
[39 empty] | New | ECM on VAV Boxes | 10.7032 |  |  | 0 | 4.336 | 7.0871 | 10.7032 | 10.7032 | 10.7032 | 10.7032
[39 empty] | New | Premium HVAC Equipment | 10.8412 |  |  | 0 | 2.459 | 2.459 | 2.459 | 6.9089 | 9.9178 | 19.8488
[39 empty] | New | Glass | 1.0398 |  |  | -0.068544 | 0.20233 | 0.5326 | 0.77232 | 1.0682 | 1.1484 | 1.4324
[39 empty] | New | Variable Speed Chiller | 4.14 |  |  | 0 | 1.1102 | 1.1102 | 4.14 | 4.14 | 4.14 | 4.14
[39 empty] | New | Controls Commission | 10.0367 |  |  | 0 | 0 | 2.8329 | 4.6622 | 10.0367 | 24.1648 | 80.058
[39 empty] | New | Low Pressure Distribution | 55.1102 |  |  | -2.6067 | 18.5928 | 34.8938 | 47.4022 | 49.3785 | 49.3785 | 52.5036
[39 empty] | New | ReRoof | 13.8971 |  |  | 3.064 | 9.2523 | 13.0061 | 13.8611 | 14.0381 | 14.1053 | 14.2402
[39 empty] | New | Premium Fume Hood | 19.3863 |  |  | 0 | 0 | 0 | 19.3863 | 19.3863 | 25.2511 | 25.2511
[40 empty] | Cost-Effective Amount is 494 MWa | 494.2319 |  |  | <70: 635.3583
Technical Potential - Cumulative
RetroFit
[39 empty] | Flag New/Retro | Measure Index Name | MWa with TRC BC Ratio >1.0 |  |  | <10 | <20 | <30 | <40 | <50 | <60 | <70
[39 empty] | Retro | LPD Package | 134.0236 |  |  | 45.4763 | 76.1272 | 103.0879 | 127.2384 | 150.9162 | 157.0803 | 182.5615
[39 empty] | Retro | Glass | 10.2111 |  |  | 0 | 0 | 8.6813 | 9.7632 | 10.904 | 11.8352 | 12.9118
[39 empty] | Retro | Package Roof Top Optimization | 88.5711 |  |  | 15.1117 | 19.8092 | 36.813 | 56.7767 | 77.97 | 88.5325 | 102.4784
[39 empty] | Retro | Built-Up HVAC Controls Optimization | 45.0317 |  |  | 0 | 0 | 2.9559 | 42.2582 | 53.4983 | 59.308 | 80.1043
[39 empty] | Retro | Variable Drive Power | 4 |  |  | 0 | 0 | 2.5 | 4 | 4 | 4 | 4
[39 empty] | Retro | Grocery Refrigeration Bundle | 40.435 |  |  | 8.2836 | 23.2599 | 30.9773 | 40.435 | 42.785 | 45.3122 | 54.7371
[39 empty] | Retro | Plug Load Sensor | 15.7028 |  |  | 0 | 0 | 0 | 15.7028 | 15.7028 | 15.7028 | 15.7028
[40 empty] | Cost-Effective Amount is 338 MWa | 337.9752 |  |  | <70: 452.4959
[39 empty] | Achievable Potential - Incremental |  | 85%
For Tally ChartNew (COMBINE NEW AND NR, PLOT ONLY NEW)
Year 2025
[39 empty] | Flag New/Retro | Measure Index Name | MWa with TRC BC Ratio >1.0 |  |  | <10 | <20 | <30 | <40 | <50 | <60 | <70
[39 empty] | New | Integrated Building Design-New | 153.6721 |  |  | 37.2443 | 34.0419 | 27.3184 | 23.1621 | 19.1481 | 12.0814 | 39.8327
[39 empty] | New | LPD Package-New | 60.627 |  |  | 53.5136 | 6.6542 | 0 | 0.5174 | 3.5365 | 0.68932 | 0.15872
[39 empty] | New | LPD Package-NR | 64.1582 |  |  | 59.9251 | 1.2601 | 0 | 0.78369 | 4.1772 | 0.21961 | 0.53228
[39 empty] | Retro | LPD Package-Retro | 113.92 |  |  | 38.6548 | 26.0533 | 22.9166 | 20.5278 | 20.1261 | 5.2395 | 21.659
[39 empty] | New | Top Day Lighting-New | 34.4069 |  |  | -0.3545 | 7.7207 | 5.0415 | 12.1694 | 2.9357 | 5.4408 | 0.0014278
[39 empty] | New | Perimeter Day lighting Controls (Advanced)-New | 0.56784 |  |  | 0 | 0 | 0 | 0 | 0 | 0 | 4.0319
[39 empty] | New | Perimeter Day lighting Controls (Advanced)-NR | 0.2836 |  |  | 0 | 0 | 0 | 0 | 0 | 0 | 1.3201
[39 empty] | New | Lighting Controls: Sweep, Occup, Commission-New | 0 |  |  | 0 | 0 | 0 | 0 | 0 | 0 | 0
[39 empty] | New | ECM on VAV Boxes-New | 5.2378 |  |  | 0 | 2.1641 | 0 | 3.0737 | 0 | 0 | 0
[39 empty] | New | ECM on VAV Boxes-NR | 3.8599 |  |  | 0 | 1.5215 | 2.3384 | 0 | 0 | 0 | 0
[39 empty] | Retro | ECM on VAV Boxes-Retro | 0 |  |  | 0 | 0 | 0 | 0 | 0 | 0 | 0
[39 empty] | New | Premium HVAC Equipment-New | 4.3551 |  |  | 0 | 1.4307 | 0 | 0 | 0.9236 | 2.0009 | 4.9468
[39 empty] | New | Premium HVAC Equipment-NR | 4.8598 |  |  | 0 | 0.65948 | 0 | 0 | 2.8588 | 0.55675 | 3.4945
[39 empty] | New | Glass-New | 0.79141 |  |  | -0.045481 | 0.23024 | 0.27522 | 0.15642 | 0.16047 | 0.0047845 | 0.062298
[39 empty] | New | Glass-NR | 0.092404 |  |  | -0.012782 | 0 | 0.0055111 | 0.047344 | 0.091058 | 0.063373 | 0.1791
[39 empty] | Retro | Glass-Retro | 8.6795 |  |  | 0 | 0 | 7.3791 | 0.91962 | 0.9697 | 0.79147 | 0.91511
[39 empty] | Retro | Package Roof Top Optimization & Repair-Retro | 75.2854 |  |  | 12.845 | 3.9928 | 14.4532 | 16.9692 | 18.0143 | 8.9781 | 11.854
[39 empty] | New | Variable Speed Chiller-New | 0.95025 |  |  | 0 | 0.21687 | 0 | 0.73338 | 0 | 0 | 0
[39 empty] | New | Variable Speed Chiller-NR | 2.5688 |  |  | 0 | 0.72684 | 0 | 1.8419 | 0 | 0 | 0
[39 empty] | Retro | Variable Speed Chiller-Retro | 0 |  |  | 0 | 0 | 0 | 0 | 0 | 0 | 0
[39 empty] | New | Controls Commission-New | 8.5312 |  |  | 0 | 0 | 2.4079 | 1.5549 | 4.5684 | 12.0089 | 47.5093
[39 empty] | Retro | Built-Up HVAC Controls Optimization-Retro | 38.277 |  |  | 0 | 0 | 2.5125 | 33.407 | 9.5541 | 4.9382 | 17.6769
[39 empty] | Retro | Built-Up HVAC Control Retrofit-Retro | 0 |  |  | 0 | 0 | 0 | 0 | 0 | 0 | 0
[39 empty] | New | Evaporative Assist Cooling-New | 0 |  |  | 0 | 0 | 0 | 0 | 0 | 0 | 0
[39 empty] | New | Evaporative Assist Cooling-NR | 0 |  |  | 0 | 0 | 0 | 0 | 0 | 0 | 0
[39 empty] | New | Low Pressure Distribution-New | 46.8437 |  |  | -2.2157 | 18.0196 | 13.8558 | 10.6322 | 1.6798 | 0 | 2.6563
[39 empty] | New | Low Pressure Distribution-NR | 0 |  |  | 0 | 0 | 0 | 0 | 0 | 0 | 0
[39 empty] | New | Air-side heat recovery systems-New | 0 |  |  | 0 | 0 | 0 | 0 | 0 | 0 | 0
[39 empty] | Retro | Air-side heat recovery systems-Retro | 0 |  |  | 0 | 0 | 0 | 0 | 0 | 0 | 0
[39 empty] | New | Demand Control Ventilation-New | 0 |  |  | 0 | 0 | 0 | 0 | 0 | 0 | 0
[39 empty] | Retro | Demand Control Ventilation (Parking)-Retro | 0 |  |  | 0 | 0 | 0 | 0 | 0 | 0 | 0
[39 empty] | New | Efficienct fans, pumps and drives-New | 0 |  |  | 0 | 0 | 0 | 0 | 0 | 0 | 0
[39 empty] | New | Efficienct fans, pumps and drives-NR | 0 |  |  | 0 | 0 | 0 | 0 | 0 | 0 | 0
[39 empty] | Retro | Efficienct fans, pumps and drives-Retro | 0 |  |  | 0 | 0 | 0 | 0 | 0 | 0 | 0
[39 empty] | Retro | VSD, ASD-Retro | 3.4 |  |  | 0 | 0 | 2.125 | 1.275 | 0 | 0 | 0
[39 empty] | New | ReRoof-NR | 11.8125 |  |  | 2.6044 | 5.2601 | 3.1907 | 0.72678 | 0.15046 | 0.057123 | 0.11463
[39 empty] | Retro | Grocery Refrigeration Bundle-Retro | 34.3697 |  |  | 7.0411 | 12.7298 | 6.5598 | 8.039 | 1.9975 | 2.1481 | 8.0112
[39 empty] | New | Grocery Refrigeration Heat Recovery-New | 0 |  |  | 0 | 0 | 0 | 0 | 0 | 0 | 0
[39 empty] | Retro | Demand controlled circulating systems-Retro | 0 |  |  | 0 | 0 | 0 | 0 | 0 | 0 | 0
[39 empty] | Retro | Plug Load Sensor-Retro | 13.3473 |  |  | 0 | 0 | 0 | 13.3473 | 0 | 0 | 0
[39 empty] | New | Premium Fume Hood-New | 16.4784 |  |  | 0 | 0 | 0 | 16.4784 | 0 | 4.9851 | 0
[39 empty] | Achievable Potential - Cumulative |  | 85% | Use Auto Filter
[39 empty] | For Tally ChartNew (COMBINE NEW AND NR, PLOT ONLY NEW) |  | 0
[39 empty] | 0 | Year 2025 | 0
[39 empty] | Flag New/Retro | Measure Index Name | MWa with TRC BC Ratio >1.0 |  |  | <10 | <20 | <30 | <40 | <50 | <60 | <70
[39 empty] | New | Integrated Building Design-New | 153.6721 |  |  | 37.2443 | 71.2862 | 98.6047 | 121.7668 | 140.9149 | 152.9963 | 192.8291
[39 empty] | New | LPD Package-New | 60.627 |  |  | 53.5136 | 60.1678 | 60.1678 | 60.6852 | 64.2217 | 64.9111 | 65.0698
[39 empty] | New | LPD Package-NR | 64.1582 |  |  | 59.9251 | 61.1852 | 61.1852 | 61.9689 | 66.1461 | 66.3657 | 66.898
[39 empty] | Retro | LPD Package-Retro | 113.92 |  |  | 38.6548 | 64.7081 | 87.6248 | 108.1526 | 128.2787 | 133.5183 | 155.1773
[39 empty] | New | Top Day Lighting-New | 34.4069 |  |  | -0.3545 | 7.3662 | 12.4077 | 24.5771 | 27.5127 | 32.9535 | 32.955
[39 empty] | New | Perimeter Day lighting Controls (Advanced)-New | 0.56784 |  |  | 0 | 0 | 0 | 0 | 0 | 0 | 4.0319
[39 empty] | New | Perimeter Day lighting Controls (Advanced)-NR | 0.2836 |  |  | 0 | 0 | 0 | 0 | 0 | 0 | 1.3201
[39 empty] | New | Lighting Controls: Sweep, Occup, Commission-New | 0 |  |  | 0 | 0 | 0 | 0 | 0 | 0 | 0
[39 empty] | New | ECM on VAV Boxes-New | 5.2378 |  |  | 0 | 2.1641 | 2.1641 | 5.2378 | 5.2378 | 5.2378 | 5.2378
[39 empty] | New | ECM on VAV Boxes-NR | 3.8599 |  |  | 0 | 1.5215 | 3.8599 | 3.8599 | 3.8599 | 3.8599 | 3.8599
[39 empty] | Retro | ECM on VAV Boxes-Retro | 0 |  |  | 0 | 0 | 0 | 0 | 0 | 0 | 0
[39 empty] | New | Premium HVAC Equipment-New | 4.3551 |  |  | 0 | 1.4307 | 1.4307 | 1.4307 | 2.3543 | 4.3551 | 9.3019
[39 empty] | New | Premium HVAC Equipment-NR | 4.8598 |  |  | 0 | 0.65948 | 0.65948 | 0.65948 | 3.5183 | 4.075 | 7.5696
[39 empty] | New | Glass-New | 0.79141 |  |  | -0.045481 | 0.18476 | 0.45998 | 0.6164 | 0.77687 | 0.78166 | 0.84396
[39 empty] | New | Glass-NR | 0.092404 |  |  | -0.012782 | -0.012782 | -0.0072711 | 0.040073 | 0.13113 | 0.1945 | 0.3736
[39 empty] | Retro | Glass-Retro | 8.6795 |  |  | 0 | 0 | 7.3791 | 8.2987 | 9.2684 | 10.0599 | 10.975
[39 empty] | Retro | Package Roof Top Optimization & Repair-Retro | 75.2854 |  |  | 12.845 | 16.8378 | 31.291 | 48.2602 | 66.2745 | 75.2526 | 87.1067
[39 empty] | New | Variable Speed Chiller-New | 0.95025 |  |  | 0 | 0.21687 | 0.21687 | 0.95025 | 0.95025 | 0.95025 | 0.95025
[39 empty] | New | Variable Speed Chiller-NR | 2.5688 |  |  | 0 | 0.72684 | 0.72684 | 2.5688 | 2.5688 | 2.5688 | 2.5688
[39 empty] | Retro | Variable Speed Chiller-Retro | 0 |  |  | 0 | 0 | 0 | 0 | 0 | 0 | 0
[39 empty] | New | Controls Commission-New | 8.5312 |  |  | 0 | 0 | 2.4079 | 3.9629 | 8.5312 | 20.5401 | 68.0493
[39 empty] | Retro | Built-Up HVAC Controls Optimization-Retro | 38.277 |  |  | 0 | 0 | 2.5125 | 35.9195 | 45.4736 | 50.4118 | 68.0887
[39 empty] | Retro | Built-Up HVAC Control Retrofit-Retro | 0 |  |  | 0 | 0 | 0 | 0 | 0 | 0 | 0
[39 empty] | New | Evaporative Assist Cooling-New | 0 |  |  | 0 | 0 | 0 | 0 | 0 | 0 | 0
[39 empty] | New | Evaporative Assist Cooling-NR | 0 |  |  | 0 | 0 | 0 | 0 | 0 | 0 | 0
[39 empty] | New | Low Pressure Distribution-New | 46.8437 |  |  | -2.2157 | 15.8039 | 29.6597 | 40.2919 | 41.9717 | 41.9717 | 44.6281
[39 empty] | New | Low Pressure Distribution-NR | 0 |  |  | 0 | 0 | 0 | 0 | 0 | 0 | 0
[39 empty] | New | Air-side heat recovery systems-New | 0 |  |  | 0 | 0 | 0 | 0 | 0 | 0 | 0
[39 empty] | Retro | Air-side heat recovery systems-Retro | 0 |  |  | 0 | 0 | 0 | 0 | 0 | 0 | 0
[39 empty] | New | Demand Control Ventilation-New | 0 |  |  | 0 | 0 | 0 | 0 | 0 | 0 | 0
[39 empty] | Retro | Demand Control Ventilation (Parking)-Retro | 0 |  |  | 0 | 0 | 0 | 0 | 0 | 0 | 0
[39 empty] | New | Efficienct fans, pumps and drives-New | 0 |  |  | 0 | 0 | 0 | 0 | 0 | 0 | 0
[39 empty] | New | Efficienct fans, pumps and drives-NR | 0 |  |  | 0 | 0 | 0 | 0 | 0 | 0 | 0
[39 empty] | Retro | Efficienct fans, pumps and drives-Retro | 0 |  |  | 0 | 0 | 0 | 0 | 0 | 0 | 0
[39 empty] | Retro | VSD, ASD-Retro | 3.4 |  |  | 0 | 0 | 2.125 | 3.4 | 3.4 | 3.4 | 3.4
[39 empty] | New | ReRoof-NR | 11.8125 |  |  | 2.6044 | 7.8645 | 11.0552 | 11.782 | 11.9324 | 11.9895 | 12.1042
[39 empty] | Retro | Grocery Refrigeration Bundle-Retro | 34.3697 |  |  | 7.0411 | 19.7709 | 26.3307 | 34.3697 | 36.3672 | 38.5153 | 46.5265
[39 empty] | New | Grocery Refrigeration Heat Recovery-New | 0 |  |  | 0 | 0 | 0 | 0 | 0 | 0 | 0
[39 empty] | Retro | Demand controlled circulating systems-Retro | 0 |  |  | 0 | 0 | 0 | 0 | 0 | 0 | 0
[39 empty] | Retro | Plug Load Sensor-Retro | 13.3473 |  |  | 0 | 0 | 0 | 13.3473 | 13.3473 | 13.3473 | 13.3473
[39 empty] | New | Premium Fume Hood-New | 16.4784 |  |  | 0 | 0 | 0 | 16.4784 | 16.4784 | 21.4635 | 21.4635
[39 empty] | Achievable Potential - Cumulative |  | 85%
[39 empty] | For Achievable, Combine Measure Names |  | 0
[39 empty] | 0 | Year 2025 | 0
[39 empty] | Flag New/Retro | Measure Index Name | MWa with TRC BC Ratio >1.0 |  |  | <10 | <20 | <30 | <40 | <50 | <60 | <70
[39 empty] | New | Integrated Building Design | 153.6721 |  |  | 37.2443 | 71.2862 | 98.6047 | 121.7668 | 140.9149 | 152.9963 | 192.8291
[39 empty] | New | Lighting Measures | 124.7852 |  |  | 113.4387 | 121.353 | 121.353 | 122.6541 | 130.3678 | 131.2767 | 131.9677
[39 empty] | New | Top Day Lighting | 34.4069 |  |  | -0.3545 | 7.3662 | 12.4077 | 24.5771 | 27.5127 | 32.9535 | 32.955
[39 empty] | New | Perimeter Day lighting Controls | 0.85144 |  |  | 0 | 0 | 0 | 0 | 0 | 0 | 5.352
[39 empty] | New | ECM on VAV Boxes | 9.0977 |  |  | 0 | 3.6856 | 6.024 | 9.0977 | 9.0977 | 9.0977 | 9.0977
[39 empty] | New | Premium HVAC Equipment | 9.215 |  |  | 0 | 2.0901 | 2.0901 | 2.0901 | 5.8725 | 8.4302 | 16.8715
[39 empty] | New | Glass | 0.88381 |  |  | -0.058263 | 0.17198 | 0.45271 | 0.65647 | 0.908 | 0.97616 | 1.2176
[39 empty] | New | Variable Speed Chiller | 3.519 |  |  | 0 | 0.94371 | 0.94371 | 3.519 | 3.519 | 3.519 | 3.519
[39 empty] | New | Controls Commission | 8.5312 |  |  | 0 | 0 | 2.4079 | 3.9629 | 8.5312 | 20.5401 | 68.0493
[39 empty] | New | Low Pressure Distribution | 46.8437 |  |  | -2.2157 | 15.8039 | 29.6597 | 40.2919 | 41.9717 | 41.9717 | 44.6281
[39 empty] | New | ReRoof | 11.8125 |  |  | 2.6044 | 7.8645 | 11.0552 | 11.782 | 11.9324 | 11.9895 | 12.1042
[39 empty] | New | Premium Fume Hood | 16.4784 |  |  | 0 | 0 | 0 | 16.4784 | 16.4784 | 21.4635 | 21.4635
[40 empty] | Cost-Effective Amount is 420 MWa | 420.0971 |  |  | <70: 540.0546
[39 empty] | Achievable Potential - Cumulative |  | 85%
[39 empty] | For Achievable, Combine Measure Names |  | 0
[39 empty] | Flag New/Retro | Measure Index Name | MWa with TRC BC Ratio >1.0 |  |  | <10 | <20 | <30 | <40 | <50 | <60 | <70
[39 empty] | Retro | Lighting Measures | 113.92 |  |  | 38.6548 | 64.7081 | 87.6248 | 108.1526 | 128.2787 | 133.5183 | 155.1773
[39 empty] | Retro | Glass | 8.6795 |  |  | 0 | 0 | 7.3791 | 8.2987 | 9.2684 | 10.0599 | 10.975
[39 empty] | Retro | Package Roof Top Optimization | 75.2854 |  |  | 12.845 | 16.8378 | 31.291 | 48.2602 | 66.2745 | 75.2526 | 87.1067
[39 empty] | Retro | Built-Up HVAC Controls Optimization | 38.277 |  |  | 0 | 0 | 2.5125 | 35.9195 | 45.4736 | 50.4118 | 68.0887
[39 empty] | Retro | Variable Drive Power | 3.4 |  |  | 0 | 0 | 2.125 | 3.4 | 3.4 | 3.4 | 3.4
[39 empty] | Retro | Grocery Refrigeration | 34.3697 |  |  | 7.0411 | 19.7709 | 26.3307 | 34.3697 | 36.3672 | 38.5153 | 46.5265
[39 empty] | Retro | Plug Load Sensor | 13.3473 |  |  | 0 | 0 | 0 | 13.3473 | 13.3473 | 13.3473 | 13.3473
[40 empty] | Cost-Effective Amount is 287 MWa | 287.2789 |  |  | <70: 384.6215

## 14May2004
Q:\CG\Main\Plan 5\Commercial\Assessment\HVAC\[Tally Log.xls]Notes
Tallies up savings from measures by cost bin for Lost Opportunity and for 2025
|  |  | Annual Lost Opportunity | Measures with B/C>1.00 | Measures with B/C>1.00 | Categories with B/C>1.00 | % of Measures with B/C >1.00 | Block 1: x <=10 m/kWh | Block 2: 10< x <=20 m/kWh | Block 3: 20< x <=30 m/kWh | Block 4: 30< x <=40 m/kWh | Block 5: 40< x <=50 m/kWh | Block 6: 50< x <=60 m/kWh | Block 7: 60m/kWh < x | [6 empty] | New and NR |  |  |  |  | Retro
Base Measure Name | VCohort | New/Retro | Measure Index Name | Annual Capital $Million | MWa with TRC BC Ratio >1.0 |  |  | <10 | <20 | <30 | <40 | <50 | <60 | <70 | <80 | <90 | <100 | >100 |  | MWa with TRC BC Ratio >1.0 | HVAC | L | ENVL | R | M | HVAC | L | ENVL | R | M
ALL | New | New | Integrated Building Design-New | 21.294 | 9.0395 |  |  | 2.1908 | 2.0025 | 1.607 | 1.3625 | 1.1264 | 0.71067 | 2.3431 | [5 empty] | Integrated Building Design-New | 4.148 | 4.8915 | 0 | 0 | 0 | 0 | 0 | 0 | 0 | 0
L | New | New | LPD Package-New | 0.50404 | 2.9719 | 0 | 3.0299 | 2.6232 | 0.32619 | 0 | 0.025363 | 0.17336 | 0.03379 | 0.0077806 | [5 empty] | LPD Package-New | 0 | 2.9719 | 0 | 0 | 0 | 0 | 0 | 0 | 0 | 0
L | NR | New | LPD Package-NR | 0.90206 | 3.5943 | 0 | 3.573 | 3.3571 | 0.070597 | 0 | 0.043904 | 0.23401 | 0.012303 | 0.02982 | [5 empty] | LPD Package-NR | 0 | 3.5943 | 0 | 0 | 0 | 0 | 0 | 0 | 0 | 0
L | Retro | Retro | LPD Package-Retro | [16 empty] | LPD Package-Retro | 0 | 0 | 0 | 0 | 0 | 0 | 0 | 0 | 0 | 0
L | New | New | Top Day Lighting-New | 5.5376 | 1.6192 | 0 | 1.5004 | -0.016682 | 0.36333 | 0.23725 | 0.57268 | 0.13815 | 0.25604 | 6.7192e-05 | [5 empty] | Top Day Lighting-New | 0 | 1.6192 | 0 | 0 | 0 | 0 | 0 | 0 | 0 | 0
L | New | New | Perimeter Day lighting Controls (Advanced)-New | 0.1966 | 0.027835 | 0 | 0.043858 | 0 | 0 | 0 | 0 | 0 | 0 | 0.19764 | [5 empty] | Perimeter Day lighting Controls (Advanced)-New | 0 | 0.027835 | 0 | 0 | 0 | 0 | 0 | 0 | 0 | 0
L | NR | New | Perimeter Day lighting Controls (Advanced)-NR | 0.10005 | 0.013902 | 0 | 0.015199 | 0 | 0 | 0 | 0 | 0 | 0 | 0.064711 | [5 empty] | Perimeter Day lighting Controls (Advanced)-NR | 0 | 0.013902 | 0 | 0 | 0 | 0 | 0 | 0 | 0 | 0
L | New | New | Lighting Controls: Sweep, Occup, Commission-New | [16 empty] | Lighting Controls: Sweep, Occup, Commission-New | 0 | 0 | 0 | 0 | 0 | 0 | 0 | 0 | 0 | 0
HVAC | New | New | ECM on VAV Boxes-New | 0.79226 | 0.25676 | 0 | 0.25463 | 0 | 0.10609 | 0 | 0.15067 | 0 | 0 | 0 | [5 empty] | ECM on VAV Boxes-New | 0.25676 | 0 | 0 | 0 | 0 | 0 | 0 | 0 | 0 | 0
HVAC | NR | New | ECM on VAV Boxes-NR | 0.51227 | 0.18921 | 0 | 0.1891 | 0 | 0.074583 | 0.11463 | 0 | 0 | 0 | 0 | [5 empty] | ECM on VAV Boxes-NR | 0.18921 | 0 | 0 | 0 | 0 | 0 | 0 | 0 | 0 | 0
HVAC | Retro | Retro | ECM on VAV Boxes-Retro | [16 empty] | ECM on VAV Boxes-Retro | 0 | 0 | 0 | 0 | 0 | 0 | 0 | 0 | 0 | 0
HVAC | New | New | Premium HVAC Equipment-New | 0.80151 | 0.21349 | 0 | 0.25686 | 0 | 0.07013 | 0 | 0 | 0.045275 | 0.098082 | 0.24249 | [5 empty] | Premium HVAC Equipment-New | 0.21349 | 0 | 0 | 0 | 0 | 0 | 0 | 0 | 0 | 0
HVAC | NR | New | Premium HVAC Equipment-NR | 1.1799 | 0.27226 | 0 | 0.29599 | 0 | 0.036946 | 0 | 0 | 0.16016 | 0.03119 | 0.19577 | [5 empty] | Premium HVAC Equipment-NR | 0.27226 | 0 | 0 | 0 | 0 | 0 | 0 | 0 | 0 | 0
ENVL | New | New | Glass-New | 0.15332 | 0.038794 | 0 | 0.037198 | -0.0022294 | 0.011286 | 0.013491 | 0.0076674 | 0.0078664 | 0.00023453 | 0.0030538 | [5 empty] | Glass-New | 0 | 0 | 0.038794 | 0 | 0 | 0 | 0 | 0 | 0 | 0
ENVL | NR | New | Glass-NR | 0.023121 | 0.0045296 | 0 | 0.0062784 | -0.00062658 | 0 | 0.00027015 | 0.0023208 | 0.0044636 | 0.0031065 | 0.0087795 | [5 empty] | Glass-NR | 0 | 0 | 0.0045296 | 0 | 0 | 0 | 0 | 0 | 0 | 0
ENVL | Retro | Retro | Glass-Retro | [16 empty] | Glass-Retro | 0 | 0 | 0 | 0 | 0 | 0 | 0 | 0 | 0 | 0
HVAC | Retro | Retro | Package Roof Top Optimization & Repair-Retro | [16 empty] | Package Roof Top Optimization & Repair-Retro | 0 | 0 | 0 | 0 | 0 | 0 | 0 | 0 | 0 | 0
HVAC | New | New | Variable Speed Chiller-New | 0.23113 | 0.044718 | 0 | 0.044604 | 0 | 0.010206 | 0 | 0.034512 | 0 | 0 | 0 | [5 empty] | Variable Speed Chiller-New | 0.044718 | 0 | 0 | 0 | 0 | 0 | 0 | 0 | 0 | 0
HVAC | NR | New | Variable Speed Chiller-NR | 0.6017 | 0.12088 | 0 | 0.1206 | 0 | 0.034204 | 0 | 0.086679 | 0 | 0 | 0 | [5 empty] | Variable Speed Chiller-NR | 0.12088 | 0 | 0 | 0 | 0 | 0 | 0 | 0 | 0 | 0
HVAC | Retro | Retro | Variable Speed Chiller-Retro | [16 empty] | Variable Speed Chiller-Retro | 0 | 0 | 0 | 0 | 0 | 0 | 0 | 0 | 0 | 0
HVAC | New | New | Controls Commission-New | 1.63 | 0.50184 | 0 | 0.6789 | 0 | 0 | 0.14164 | 0.091466 | 0.26873 | 0.7064 | 2.7947 | [5 empty] | Controls Commission-New | 0.50184 | 0 | 0 | 0 | 0 | 0 | 0 | 0 | 0 | 0
HVAC | Retro | Retro | Built-Up HVAC Controls Optimization-Retro | [16 empty] | Built-Up HVAC Controls Optimization-Retro | 0 | 0 | 0 | 0 | 0 | 0 | 0 | 0 | 0 | 0
HVAC | Retro | Retro | Built-Up HVAC Control Retrofit-Retro | [16 empty] | Built-Up HVAC Control Retrofit-Retro | 0 | 0 | 0 | 0 | 0 | 0 | 0 | 0 | 0 | 0
HVAC | New | New | Evaporative Assist Cooling-New | [16 empty] | Evaporative Assist Cooling-New | 0 | 0 | 0 | 0 | 0 | 0 | 0 | 0 | 0 | 0
HVAC | NR | New | Evaporative Assist Cooling-NR | [16 empty] | Evaporative Assist Cooling-NR | 0 | 0 | 0 | 0 | 0 | 0 | 0 | 0 | 0 | 0
HVAC | New | New | Low Pressure Distribution-New | 11.1196 | 2.3961 | 0 | 2.3242 | -0.11333 | 0.92172 | 0.70874 | 0.54385 | 0.085924 | 0 | 0.13587 | [5 empty] | Low Pressure Distribution-New | 2.3961 | 0 | 0 | 0 | 0 | 0 | 0 | 0 | 0 | 0
HVAC | NR | New | Low Pressure Distribution-NR | [16 empty] | Low Pressure Distribution-NR | 0 | 0 | 0 | 0 | 0 | 0 | 0 | 0 | 0 | 0
HVAC | New | New | Air-side heat recovery systems-New | [16 empty] | Air-side heat recovery systems-New | 0 | 0 | 0 | 0 | 0 | 0 | 0 | 0 | 0 | 0
HVAC | Retro | Retro | Air-side heat recovery systems-Retro | [16 empty] | Air-side heat recovery systems-Retro | 0 | 0 | 0 | 0 | 0 | 0 | 0 | 0 | 0 | 0
HVAC | New | New | Demand Control Ventilation-New | [16 empty] | Demand Control Ventilation-New | 0 | 0 | 0 | 0 | 0 | 0 | 0 | 0 | 0 | 0
HVAC | Retro | Retro | Demand Control Ventilation (Parking)-Retro | [16 empty] | Demand Control Ventilation (Parking)-Retro | 0 | 0 | 0 | 0 | 0 | 0 | 0 | 0 | 0 | 0
HVAC | New | New | Efficienct fans, pumps and drives-New | [16 empty] | Efficienct fans, pumps and drives-New | 0 | 0 | 0 | 0 | 0 | 0 | 0 | 0 | 0 | 0
HVAC | NR | New | Efficienct fans, pumps and drives-NR | [16 empty] | Efficienct fans, pumps and drives-NR | 0 | 0 | 0 | 0 | 0 | 0 | 0 | 0 | 0 | 0
HVAC | Retro | Retro | Efficienct fans, pumps and drives-Retro | [16 empty] | Efficienct fans, pumps and drives-Retro | 0 | 0 | 0 | 0 | 0 | 0 | 0 | 0 | 0 | 0
HVAC | Retro | Retro | VSD, ASD-Retro | [16 empty] | VSD, ASD-Retro | 0 | 0 | 0 | 0 | 0 | 0 | 0 | 0 | 0 | 0
ENVL | NR | New | ReRoof-NR | 1.6269 | 0.66177 | 0 | 0.65076 | 0.14591 | 0.29468 | 0.17875 | 0.040716 | 0.008429 | 0.0032001 | 0.0064221 | [5 empty] | ReRoof-NR | 0 | 0 | 0.66177 | 0 | 0 | 0 | 0 | 0 | 0 | 0
R | Retro | Retro | Grocery Refrigeration Bundle-Retro | [16 empty] | Grocery Refrigeration Bundle-Retro | 0 | 0 | 0 | 0 | 0 | 0 | 0 | 0 | 0 | 0
R | New | New | Grocery Refrigeration Heat Recovery-New | [16 empty] | Grocery Refrigeration Heat Recovery-New | 0 | 0 | 0 | 0 | 0 | 0 | 0 | 0 | 0 | 0
W | Retro | Retro | Demand controlled circulating systems-Retro | [16 empty] | Demand controlled circulating systems-Retro | 0 | 0 | 0 | 0 | 0 | 0 | 0 | 0 | 0 | 0
M | Retro | Retro | Plug Load Sensor-Retro | [16 empty] | Plug Load Sensor-Retro | 0 | 0 | 0 | 0 | 0 | 0 | 0 | 0 | 0 | 0
M | New | New | Premium Fume Hood-New |  |  |  |  | <50: 0 |  | Premium Fume Hood-New | 0 | 0 | 0 | 0 | 0 | 0 | 0 | 0 | 0 | 0
[21 empty] | 8.1433 | 13.1186 | 0.70509 | 0 | 0 | 0 | 0 | 0 | 0 | 0
|  |  | Total from Buildings | 47.2062 | 21.967 | 0 | 13.0215 | 8.1842 | 4.3224 | 3.0017 | 2.9623 | 2.2527 | 1.855 | 6.0302
|  |  | Total from Stand Alone | 0
|  |  |  | 47.2062 | [34 empty] | DATA FOR CHARTS APPEARS BELOW CATEGORIZED IN SEVERAL DIFFERENT WAYS. USE AUTO FILTER TO PARSE. NEW AND NR MEASURES COMBINED BY NAME.
|  | 85% | Achievable | 40.1253
Technical Potential - Incremental
For Tally ChartNew (COMBINE NEW AND NR, PLOT ONLY NEW)
|  |  | Year 2025 | Measures with B/C>1.00 | Measures with B/C>1.00 | Categories with B/C>1.00 | % of Measures with B/C >1.00 | Block 1: x <=10 m/kWh | Block 2: 10< x <=20 m/kWh | Block 3: 20< x <=30 m/kWh | Block 4: 30< x <=40 m/kWh | Block 5: 40< x <=50 m/kWh | Block 6: 50< x <=60 m/kWh | Block 7: 60m/kWh < x |  |  |  |  | Measures with B/C>1.00 |  | New and NR |  |  |  |  | Retro | [12 empty] | 0 | Year 2025 | Measures with B/C>1.00 | Categories with B/C>1.00 | % of Measures with B/C >1.00 | Block 1: x <=10 m/kWh | Block 2: 10< x <=20 m/kWh | Block 3: 20< x <=30 m/kWh | Block 4: 30< x <=40 m/kWh | Block 5: 40< x <=50 m/kWh | Block 6: 50< x <=60 m/kWh | Block 7: 60m/kWh < x
End Use | VCohort | Flag New/Retro | Measure Index Name | 2025 Capital $Million | MWa with TRC BC Ratio >1.0 |  |  | <10 | <20 | <30 | <40 | <50 | <60 | <70 | <80 | <90 | <100 | >100 | Levelized Cost of B/C>1 |  | HVAC | L | ENVL | R | M | HVAC | L | ENVL | R | M | lvl cost | [7 empty] | Flag New/Retro | Measure Index Name | MWa with TRC BC Ratio >1.0 | Categories with B/C>1.00 | % of Measures with B/C >1.00 | <10 | <20 | <30 | <40 | <50 | <60 | <70
ALL | New | New | Integrated Building Design-New | 491.3085 | 180.7907 |  |  | 43.8168 | 40.0493 | 32.1393 | 27.2495 | 22.5272 | 14.2135 | 46.862 |  |  |  |  | 20.6343 | Integrated Building Design-New | 82.9604 | 97.8303 | 0 | 0 | 0 | 0 | 0 | 0 | 0 | 0 | 20.6343 | [7 empty] | New | Integrated Building Design-New | 180.7907 | 0 | 0 | 43.8168 | 40.0493 | 32.1393 | 27.2495 | 22.5272 | 14.2135 | 46.862
L | New | New | LPD Package-New | 12.0969 | 71.3259 | 0 | 72.7178 | 62.9572 | 7.8284 | 0 | 0.6087 | 4.1606 | 0.81096 | 0.18673 |  |  |  |  | 3.3117 | LPD Package-New | 0 | 71.3259 | 0 | 0 | 0 | 0 | 0 | 0 | 0 | 0 | 3.3117 | [7 empty] | New | LPD Package-New | 71.3259 | 0 | 72.7178 | 62.9572 | 7.8284 | 0 | 0.6087 | 4.1606 | 0.81096 | 0.18673
L | NR | New | LPD Package-NR | 18.9432 | 75.4803 | 0 | 75.0334 | 70.5001 | 1.4825 | 0 | 0.92199 | 4.9143 | 0.25836 | 0.62622 |  |  |  |  | 3.1409 | LPD Package-NR | 0 | 75.4803 | 0 | 0 | 0 | 0 | 0 | 0 | 0 | 0 | 3.1409 | [7 empty] | New | LPD Package-NR | 75.4803 | 0 | 75.0334 | 70.5001 | 1.4825 | 0 | 0.92199 | 4.9143 | 0.25836 | 0.62622
L | Retro | Retro | LPD Package-Retro | 358.9221 | 134.0236 | 0 | 140.4686 | 45.4763 | 30.651 | 26.9607 | 24.1504 | 23.6778 | 6.1642 | 25.4812 |  |  |  |  | 18.3514 | LPD Package-Retro | 0 | 0 | 0 | 0 | 0 | 0 | 134.0236 | 0 | 0 | 0 | 18.3514 | [7 empty] | Retro | LPD Package-Retro | 134.0236 | 0 | 140.4686 | 45.4763 | 30.651 | 26.9607 | 24.1504 | 23.6778 | 6.1642 | 25.4812
L | New | New | Top Day Lighting-New | 138.4412 | 40.4788 | 0 | 37.5108 | -0.41705 | 9.0832 | 5.9311 | 14.3169 | 3.4537 | 6.4009 | 0.0016798 |  |  |  |  | 34.1007 | Top Day Lighting-New | 0 | 40.4788 | 0 | 0 | 0 | 0 | 0 | 0 | 0 | 0 | 34.1007 | [7 empty] | New | Top Day Lighting-New | 40.4788 | 0 | 37.5108 | -0.41705 | 9.0832 | 5.9311 | 14.3169 | 3.4537 | 6.4009 | 0.0016798
L | New | New | Perimeter Day lighting Controls (Advanced)-New | 4.9638 | 0.66805 | 0 | 1.0526 | 0 | 0 | 0 | 0 | 0 | 0 | 4.7434 |  |  |  |  | 85 | Perimeter Day lighting Controls (Advanced)-New | 0 | 0.66805 | 0 | 0 | 0 | 0 | 0 | 0 | 0 | 0 | 85 | [7 empty] | New | Perimeter Day lighting Controls (Advanced)-New | 0.66805 | 0 | 1.0526 | 0 | 0 | 0 | 0 | 0 | 0 | 4.7434
L | NR | New | Perimeter Day lighting Controls (Advanced)-NR | 2.4899 | 0.33364 | 0 | 0.36478 | 0 | 0 | 0 | 0 | 0 | 0 | 1.5531 |  |  |  |  | 62.6841 | Perimeter Day lighting Controls (Advanced)-NR | 0 | 0.33364 | 0 | 0 | 0 | 0 | 0 | 0 | 0 | 0 | 62.6841 | [7 empty] | New | Perimeter Day lighting Controls (Advanced)-NR | 0.33364 | 0 | 0.36478 | 0 | 0 | 0 | 0 | 0 | 0 | 1.5531
L | New | New | Lighting Controls: Sweep, Occup, Commission-New | [16 empty] | Lighting Controls: Sweep, Occup, Commission-New | 0 | 0 | 0 | 0 | 0 | 0 | 0 | 0 | 0 | 0 | 0 | [7 empty] | New | Lighting Controls: Sweep, Occup, Commission-New | 0 | 0 | 0 | 0 | 0 | 0 | 0 | 0 | 0 | 0
HVAC | New | New | ECM on VAV Boxes-New | 19.0143 | 6.1622 | 0 | 6.1111 | 0 | 2.546 | 0 | 3.6161 | 0 | 0 | 0 |  |  |  |  | 25.1489 | ECM on VAV Boxes-New | 6.1622 | 0 | 0 | 0 | 0 | 0 | 0 | 0 | 0 | 0 | 25.1489 | [7 empty] | New | ECM on VAV Boxes-New | 6.1622 | 0 | 6.1111 | 0 | 2.546 | 0 | 3.6161 | 0 | 0 | 0
HVAC | NR | New | ECM on VAV Boxes-NR | 12.2946 | 4.5411 | 0 | 4.5385 | 0 | 1.79 | 2.7511 | 0 | 0 | 0 | 0 |  |  |  |  | 22.1633 | ECM on VAV Boxes-NR | 4.5411 | 0 | 0 | 0 | 0 | 0 | 0 | 0 | 0 | 0 | 22.1633 | [7 empty] | New | ECM on VAV Boxes-NR | 4.5411 | 0 | 4.5385 | 0 | 1.79 | 2.7511 | 0 | 0 | 0 | 0
HVAC | Retro | Retro | ECM on VAV Boxes-Retro | [16 empty] | ECM on VAV Boxes-Retro | 0 | 0 | 0 | 0 | 0 | 0 | 0 | 0 | 0 | 0 | 0 | [7 empty] | Retro | ECM on VAV Boxes-Retro | 0 | 0 | 0 | 0 | 0 | 0 | 0 | 0 | 0 | 0
HVAC | New | New | Premium HVAC Equipment-New | 19.2362 | 5.1237 | 0 | 6.1647 | 0 | 1.6831 | 0 | 0 | 1.0866 | 2.354 | 5.8197 |  |  |  |  | 43.5071 | Premium HVAC Equipment-New | 5.1237 | 0 | 0 | 0 | 0 | 0 | 0 | 0 | 0 | 0 | 43.5071 | [7 empty] | New | Premium HVAC Equipment-New | 5.1237 | 0 | 6.1647 | 0 | 1.6831 | 0 | 0 | 1.0866 | 2.354 | 5.8197
HVAC | NR | New | Premium HVAC Equipment-NR | 24.7776 | 5.7175 | 0 | 6.2159 | 0 | 0.77586 | 0 | 0 | 3.3633 | 0.655 | 4.1112 |  |  |  |  | 43.2059 | Premium HVAC Equipment-NR | 5.7175 | 0 | 0 | 0 | 0 | 0 | 0 | 0 | 0 | 0 | 43.2059 | [7 empty] | New | Premium HVAC Equipment-NR | 5.7175 | 0 | 6.2159 | 0 | 0.77586 | 0 | 0 | 3.3633 | 0.655 | 4.1112
ENVL | New | New | Glass-New | 3.6797 | 0.93107 | 0 | 0.89276 | -0.053507 | 0.27087 | 0.32379 | 0.18402 | 0.18879 | 0.0056288 | 0.073292 |  |  |  |  | 13.6376 | Glass-New | 0 | 0 | 0.93107 | 0 | 0 | 0 | 0 | 0 | 0 | 0 | 13.6376 | [7 empty] | New | Glass-New | 0.93107 | 0 | 0.89276 | -0.053507 | 0.27087 | 0.32379 | 0.18402 | 0.18879 | 0.0056288 | 0.073292
ENVL | NR | New | Glass-NR | 0.55489 | 0.10871 | 0 | 0.15068 | -0.015038 | 0 | 0.0064837 | 0.055699 | 0.10713 | 0.074556 | 0.21071 |  |  |  |  | 35.2262 | Glass-NR | 0 | 0 | 0.10871 | 0 | 0 | 0 | 0 | 0 | 0 | 0 | 35.2262 | [7 empty] | New | Glass-NR | 0.10871 | 0 | 0.15068 | -0.015038 | 0 | 0.0064837 | 0.055699 | 0.10713 | 0.074556 | 0.21071
ENVL | Retro | Retro | Glass-Retro | 42.4323 | 10.2111 | 0 | 10.7044 | 0 | 0 | 8.6813 | 1.0819 | 1.1408 | 0.93115 | 1.0766 |  |  |  |  | 28.6783 | Glass-Retro | 0 | 0 | 0 | 0 | 0 | 0 | 0 | 10.2111 | 0 | 0 | 28.6783 | [7 empty] | Retro | Glass-Retro | 10.2111 | 0 | 10.7044 | 0 | 0 | 8.6813 | 1.0819 | 1.1408 | 0.93115 | 1.0766
HVAC | Retro | Retro | Package Roof Top Optimization & Repair-Retro | 157.0482 | 88.5711 | 0 | 80.0773 | 15.1117 | 4.6974 | 17.0038 | 19.9637 | 21.1933 | 10.5625 | 13.9459 |  |  |  |  | 32.3467 | Package Roof Top Optimization & Repair-Retro | 0 | 0 | 0 | 0 | 0 | 88.5711 | 0 | 0 | 0 | 0 | 32.3467 | [7 empty] | Retro | Package Roof Top Optimization & Repair-Retro | 88.5711 | 0 | 80.0773 | 15.1117 | 4.6974 | 17.0038 | 19.9637 | 21.1933 | 10.5625 | 13.9459
HVAC | New | New | Variable Speed Chiller-New | 5.7782 | 1.1179 | 0 | 1.1151 | 0 | 0.25514 | 0 | 0.8628 | 0 | 0 | 0 |  |  |  |  | 32.0512 | Variable Speed Chiller-New | 1.1179 | 0 | 0 | 0 | 0 | 0 | 0 | 0 | 0 | 0 | 32.0512 | [7 empty] | New | Variable Speed Chiller-New | 1.1179 | 0 | 1.1151 | 0 | 0.25514 | 0 | 0.8628 | 0 | 0 | 0
HVAC | NR | New | Variable Speed Chiller-NR | 15.0424 | 3.0221 | 0 | 3.015 | 0 | 0.85511 | 0 | 2.167 | 0 | 0 | 0 |  |  |  |  | 30.8884 | Variable Speed Chiller-NR | 3.0221 | 0 | 0 | 0 | 0 | 0 | 0 | 0 | 0 | 0 | 30.8884 | [7 empty] | New | Variable Speed Chiller-NR | 3.0221 | 0 | 3.015 | 0 | 0.85511 | 0 | 2.167 | 0 | 0 | 0
HVAC | Retro | Retro | Variable Speed Chiller-Retro | [16 empty] | Variable Speed Chiller-Retro | 0 | 0 | 0 | 0 | 0 | 0 | 0 | 0 | 0 | 0 | 0 | [7 empty] | Retro | Variable Speed Chiller-Retro | 0 | 0 | 0 | 0 | 0 | 0 | 0 | 0 | 0 | 0
HVAC | New | New | Controls Commission-New | 32.6003 | 10.0367 | 0 | 13.5779 | 0 | 0 | 2.8329 | 1.8293 | 5.3745 | 14.1281 | 55.8932 |  |  |  |  | 37.4797 | Controls Commission-New | 10.0367 | 0 | 0 | 0 | 0 | 0 | 0 | 0 | 0 | 0 | 37.4797 | [7 empty] | New | Controls Commission-New | 10.0367 | 0 | 13.5779 | 0 | 0 | 2.8329 | 1.8293 | 5.3745 | 14.1281 | 55.8932
HVAC | Retro | Retro | Built-Up HVAC Controls Optimization-Retro | 134.8711 | 45.0317 | 0 | 43.6009 | 0 | 0 | 2.9559 | 39.3024 | 11.2401 | 5.8097 | 20.7963 |  |  |  |  | 36.5229 | Built-Up HVAC Controls Optimization-Retro | 0 | 0 | 0 | 0 | 0 | 45.0317 | 0 | 0 | 0 | 0 | 36.5229 | [7 empty] | Retro | Built-Up HVAC Controls Optimization-Retro | 45.0317 | 0 | 43.6009 | 0 | 0 | 2.9559 | 39.3024 | 11.2401 | 5.8097 | 20.7963
HVAC | Retro | Retro | Built-Up HVAC Control Retrofit-Retro | [16 empty] | Built-Up HVAC Control Retrofit-Retro | 0 | 0 | 0 | 0 | 0 | 0 | 0 | 0 | 0 | 0 | 0 | [7 empty] | Retro | Built-Up HVAC Control Retrofit-Retro | 0 | 0 | 0 | 0 | 0 | 0 | 0 | 0 | 0 | 0
HVAC | New | New | Evaporative Assist Cooling-New | [16 empty] | Evaporative Assist Cooling-New | 0 | 0 | 0 | 0 | 0 | 0 | 0 | 0 | 0 | 0 | 0 | [7 empty] | New | Evaporative Assist Cooling-New | 0 | 0 | 0 | 0 | 0 | 0 | 0 | 0 | 0 | 0
HVAC | NR | New | Evaporative Assist Cooling-NR | [16 empty] | Evaporative Assist Cooling-NR | 0 | 0 | 0 | 0 | 0 | 0 | 0 | 0 | 0 | 0 | 0 | [7 empty] | New | Evaporative Assist Cooling-NR | 0 | 0 | 0 | 0 | 0 | 0 | 0 | 0 | 0 | 0
HVAC | New | New | Low Pressure Distribution-New | 255.7513 | 55.1102 | 0 | 53.4567 | -2.6067 | 21.1995 | 16.3009 | 12.5085 | 1.9763 | 0 | 3.1251 |  |  |  |  | 27.0474 | Low Pressure Distribution-New | 55.1102 | 0 | 0 | 0 | 0 | 0 | 0 | 0 | 0 | 0 | 27.0474 | [7 empty] | New | Low Pressure Distribution-New | 55.1102 | 0 | 53.4567 | -2.6067 | 21.1995 | 16.3009 | 12.5085 | 1.9763 | 0 | 3.1251
HVAC | NR | New | Low Pressure Distribution-NR | [16 empty] | Low Pressure Distribution-NR | 0 | 0 | 0 | 0 | 0 | 0 | 0 | 0 | 0 | 0 | 0 | [7 empty] | New | Low Pressure Distribution-NR | 0 | 0 | 0 | 0 | 0 | 0 | 0 | 0 | 0 | 0
HVAC | New | New | Air-side heat recovery systems-New | [16 empty] | Air-side heat recovery systems-New | 0 | 0 | 0 | 0 | 0 | 0 | 0 | 0 | 0 | 0 | 0 | [7 empty] | New | Air-side heat recovery systems-New | 0 | 0 | 0 | 0 | 0 | 0 | 0 | 0 | 0 | 0
HVAC | Retro | Retro | Air-side heat recovery systems-Retro | [16 empty] | Air-side heat recovery systems-Retro | 0 | 0 | 0 | 0 | 0 | 0 | 0 | 0 | 0 | 0 | 0 | [7 empty] | Retro | Air-side heat recovery systems-Retro | 0 | 0 | 0 | 0 | 0 | 0 | 0 | 0 | 0 | 0
HVAC | New | New | Demand Control Ventilation-New | [16 empty] | Demand Control Ventilation-New | 0 | 0 | 0 | 0 | 0 | 0 | 0 | 0 | 0 | 0 | 0 | [7 empty] | New | Demand Control Ventilation-New | 0 | 0 | 0 | 0 | 0 | 0 | 0 | 0 | 0 | 0
HVAC | Retro | Retro | Demand Control Ventilation (Parking)-Retro | [16 empty] | Demand Control Ventilation (Parking)-Retro | 0 | 0 | 0 | 0 | 0 | 0 | 0 | 0 | 0 | 0 | 0 | [7 empty] | Retro | Demand Control Ventilation (Parking)-Retro | 0 | 0 | 0 | 0 | 0 | 0 | 0 | 0 | 0 | 0
HVAC | New | New | Efficienct fans, pumps and drives-New | [16 empty] | Efficienct fans, pumps and drives-New | 0 | 0 | 0 | 0 | 0 | 0 | 0 | 0 | 0 | 0 | 0 | [7 empty] | New | Efficienct fans, pumps and drives-New | 0 | 0 | 0 | 0 | 0 | 0 | 0 | 0 | 0 | 0
HVAC | NR | New | Efficienct fans, pumps and drives-NR | [16 empty] | Efficienct fans, pumps and drives-NR | 0 | 0 | 0 | 0 | 0 | 0 | 0 | 0 | 0 | 0 | 0 | [7 empty] | New | Efficienct fans, pumps and drives-NR | 0 | 0 | 0 | 0 | 0 | 0 | 0 | 0 | 0 | 0
HVAC | Retro | Retro | Efficienct fans, pumps and drives-Retro | [16 empty] | Efficienct fans, pumps and drives-Retro | 0 | 0 | 0 | 0 | 0 | 0 | 0 | 0 | 0 | 0 | 0 | [7 empty] | Retro | Efficienct fans, pumps and drives-Retro | 0 | 0 | 0 | 0 | 0 | 0 | 0 | 0 | 0 | 0
HVAC | Retro | Retro | VSD, ASD-Retro | 2.5 | 4 | 0 | 0 | 0 | 0 | 2.5 | 1.5 | 0 | 0 | 0 |  |  |  |  | 35 | VSD, ASD-Retro | 0 | 0 | 0 | 0 | 0 | 4 | 0 | 0 | 0 | 0 | 35 | [7 empty] | Retro | VSD, ASD-Retro | 4 | 0 | 0 | 0 | 0 | 2.5 | 1.5 | 0 | 0 | 0
ENVL | NR | New | ReRoof-NR | 34.1656 | 13.8971 | 0 | 13.666 | 3.064 | 6.1883 | 3.7538 | 0.85504 | 0.17701 | 0.067203 | 0.13486 |  |  |  |  | 15.2578 | ReRoof-NR | 0 | 0 | 13.8971 | 0 | 0 | 0 | 0 | 0 | 0 | 0 | 15.2578 | [7 empty] | New | ReRoof-NR | 13.8971 | 0 | 13.666 | 3.064 | 6.1883 | 3.7538 | 0.85504 | 0.17701 | 0.067203 | 0.13486
R | Retro | Retro | Grocery Refrigeration Bundle-Retro | 67.1358 | 40.435 | 0 | 39.5284 | 8.2836 | 14.9762 | 7.7174 | 9.4577 | 2.35 | 2.5272 | 9.4249 |  |  |  |  | 19.1638 | Grocery Refrigeration Bundle-Retro | 0 | 0 | 0 | 0 | 0 | 0 | 0 | 0 | 40.435 | 0 | 19.1638 | Cost-Effective Technical Potential | [6 empty] | Retro | Grocery Refrigeration Bundle-Retro | 40.435 | 0 | 39.5284 | 8.2836 | 14.9762 | 7.7174 | 9.4577 | 2.35 | 2.5272 | 9.4249
R | New | New | Grocery Refrigeration Heat Recovery-New | [16 empty] | Grocery Refrigeration Heat Recovery-New | 0 | 0 | 0 | 0 | 0 | 0 | 0 | 0 | 0 | 0 | 0 |  | Lost-Opprtunity | Retrofit | Annual Lost-Opportunity |  | lvl cost LO | lvl Cost Retro | New | Grocery Refrigeration Heat Recovery-New | 0 | 0 | 0 | 0 | 0 | 0 | 0 | 0 | 0 | 0
W | Retro | Retro | Demand controlled circulating systems-Retro | [16 empty] | Demand controlled circulating systems-Retro | 0 | 0 | 0 | 0 | 0 | 0 | 0 | 0 | 0 | 0 | 0 | HVAC | 173.7918 | 137.6028 | 8.1433 | 6.9218 | 25.5094 | 33.7906 | Retro | Demand controlled circulating systems-Retro | 0 | 0 | 0 | 0 | 0 | 0 | 0 | 0 | 0 | 0
M | Retro | Retro | Plug Load Sensor-Retro | 41.8289 | 15.7028 | 0 | 14.8441 | 0 | 0 | 0 | 15.7028 | 0 | 0 | 0 |  |  |  |  | 30.8104 | Plug Load Sensor-Retro | 0 | 0 | 0 | 0 | 0 | 0 | 0 | 0 | 0 | 15.7028 | 30.8104 | Lighting | 286.1169 | 134.0236 | 13.1186 | 11.1508 | 13.8055 | 18.3514 | Retro | Plug Load Sensor-Retro | 15.7028 | 0 | 14.8441 | 0 | 0 | 0 | 15.7028 | 0 | 0 | 0
M | New | New | Premium Fume Hood-New | 80.1958 | 19.3863 | 0 | 16.9186 | 0 | 0 | 0 | 19.3863 | 0 | 5.8648 | 0 |  |  |  |  | 36.8974 | Premium Fume Hood-New | 0 | 0 | 0 | 0 | 19.3863 | 0 | 0 | 0 | 0 | 0 | 36.8974 | Envelope | 14.9368 | 10.2111 | 0.70509 | 0.59933 | 15.3022 | 28.6783 | New | Premium Fume Hood-New | 19.3863 | 0 | 16.9186 | 0 | 0 | 0 | 19.3863 | 0 | 5.8648 | 0
|  |  | Technical |  | 832.207
|  |  | Total Buildings | 1976.0728 | 832.207 | 0 | 641.7259 | 246.1175 | 144.3321 | 129.8584 | 195.7208 | 106.9315 | 70.8276 | 194.0663
|  |  | Total Retro Buildings | 804.7384
|  |  | Total Lost Op Buildings | 1091.1385
|  | 85% | Achievable | 2025 $ | Annual $
|  |  | Total Buildings | 1679.6619
|  |  | Total Retro Buildings | 684.0277
|  |  | Total Lost Op Buildings | 927.4678
|  |  | Total Stand Alone | 0
|  |  | Total Retro Stand Alone | 0
|  |  | Totasl Lost Op Stand Alone | 0
|  |  | Total | 1679.6619 | 83.9831
|  |  | Retro | 684.0277 | 34.2014
|  |  | Lost Op | 927.4678 | 46.3734
[32 empty] | Refrigeration | 0 | 40.435 | 0 | 0 | 0 | 19.1638
|  |  | Buildings |  |  |  |  | <10 | <20 | <30 | <40 | <50 | <60 | <70 | <80 | <90 | <100 | >100 | [13 empty] | Equipment | 19.3863 | 15.7028 | 0 | 0 | 36.8974 | 30.8104
|  |  | Incremental 2025 Total |  |  | 0 | 641.7259 | 246.1175 | 144.3321 | 129.8584 | 195.7208 | 106.9315 | 70.8276 | 194.0663 | [5 empty] | MWa | 173.7918 | 286.1169 | 14.9368 | 0 | 19.3863 | 137.6028 | 134.0236 | 10.2111 | 40.435 | 15.7028 |  |  | 494.2319 | 337.9752 | 21.967
|  |  | Incremental 2025 Lost Opportunity |  |  |  |  | 177.2459 | 94.0075 | 64.0394 | 84.5619 | 47.3295 | 44.8329 | 123.3413 | [5 empty] | lvl cost | 25.5094 | 13.8055 | 15.3022 |  | 36.8974 | 33.7906 | 18.3514 | 28.6783 | 19.1638 | 30.8104
|  |  | Incremental 2025 Retrofit |  |  |  |  | 68.8716 | 50.3246 | 65.8191 | 111.1589 | 59.602 | 25.9947 | 70.725 | [17 empty] | Cost-Effective Achievable Potential |  |  | 85%
[20 empty] | 2004-05-14 | - Cost-Effective L, HVAC, & Env Conservation in 2025 (MWa) | [11 empty] | Lost-Opprtunity | Retrofit | Annual Lost-Opportunity |  | lvl cost LO | lvl Cost Retro
|  |  | Cumulative 2025 Total |  | 832.207 |  |  | 246.1175 | 390.4496 | 520.3081 | 716.0288 | 822.9603 | 893.7879 | 1087.8542 | 1087.8542 | 1087.8542 | 1087.8542 | 1087.8542 |  |  | New and NR |  |  |  |  | Retro | [5 empty] | HVAC | 147.723 | 116.9624 | 6.9218 |  | 25.5094 | 33.7906
|  |  | Cumulative 2025 Lost Opportunity |  |  |  |  | 177.2459 | 271.2533 | 335.2927 | 419.8546 | 467.1841 | 512.017 | 635.3583 | [6 empty] | HVAC | L | ENVL | R | M | HVAC | L | ENVL | R | M |  | Lighting | 243.1994 | 113.92 | 11.1508 |  | 13.8055 | 18.3514
|  |  | Cumulative 2025 Lost Retro |  |  |  |  | 68.8716 | 119.1963 | 185.0153 | 296.1742 | 355.7762 | 381.7709 | 452.4959 | [5 empty] | Curve to Date Total | 494.2319 |  |  |  |  | 322.2724 | [5 empty] | Envelope | 12.6963 | 8.6795 | 0.59933 |  | 15.3022 | 28.6783
[20 empty] | Curve to Date -End Use | 173.7918 | 286.1169 | 14.9368 | 0 | 19.3863 | 137.6028 | 134.0236 | 10.2111 | 40.435 | 15.7028 |  | Refrigeration | 0 | 34.3697 | 0 |  | 0 | 19.1638
|  |  | Cost-Effective Amount is 832 MWa | [28 empty] | Equipment | 16.4784 | 13.3473 | 0 |  | 36.8974 | 30.8104
[33 empty] | 420.0971 | 287.2789 | 18.6719
|  |  | Infrastructure and Appliances |  |  |  |  | <10 | <20 | <30 | <40 | <50 | <60 | <70 | <80 | <90 | <100 | >100
|  |  | Incremental 2025 Total | [28 empty] | Cost-Effective Achievable Potential |  |  | 0.85
|  |  | Incremental 2025 Lost Opportunity | [29 empty] | Lost-Opprtunity | Retrofit | Annual Lost-Opportunity |  | lvl cost LO | lvl Cost Retro
|  |  | Incremental 2025 Retrofit | [28 empty] | 0 | MWa | 0 | 0 |  | 23.7262 | 23.7262
[32 empty] | 0 | Lost-Op | Retro | Annual Lost-Op |  | 40 | 40
|  |  | Cumulative 2025 Total |  | 494.7897 |  |  | 84.2862 | 244.9697 | 440.3403 | 467.6989 | 477.6626 | 484.0441 | 490.6878 | 500.4947 | 500.7266 | 506.1056 | 506.1747 | [13 empty] | Municipal Sewage Treatment | 14.9748 | 42.9453 | 0.74874 |  | 32.0814 | 32.0814
|  |  | Cumulative 2025 Lost Opportunity |  |  |  |  | 66.2631 | 195.3603 | 343.91 | 358.2282 | 361.2188 | 362.7375 | 364.2271 | 366.8985 | 366.9033 | 368.294 | 368.2985 | [13 empty] | Municipal Water Supply | 6.0714 | 15.1786 | 0.30357 |  | 25.6757 | 25.6757
|  |  | Cumulative 2025 Lost Retro |  |  |  |  | 18.0231 | 49.6094 | 96.4304 | 109.4707 | 116.4437 | 121.3067 | 126.4606 | 133.5962 | 133.8233 | 137.8116 | 137.8762 | [13 empty] | LED Traffic Lights | 0.22153 | 10.3997 | 0.011076 |  | 26.5913 | 26.5913
[32 empty] | LED Exit Signs | 2.8904 | 41.4456 | 0.14452 |  | 19 | 19
|  |  | Cost-Effective Amount is 495 MWa | [28 empty] | Network PC Power Management | 62.1126 | 0 | 3.1056 |  | 18.6625 | 18.6625 | Technical Potential - Cumulative
[33 empty] | 155.6786 | 0.04136 | 7.7839
Year 2025
|  |  | All Measures | 2025 Capital $Million | MWa with TRC BC Ratio >1.0 |  |  | <10 | <20 | <30 | <40 | <50 | <60 | <70 | <80 | <90 | <100 | >100 | [20 empty] | Flag New/Retro | Measure Index Name | MWa with TRC BC Ratio >1.0 | Categories with B/C>1.00 | % of Measures with B/C >1.00 | <10 | <20 | <30 | <40 | <50 | <60 | <70
|  |  | Incremental 2025 Total | [28 empty] | Cost-Effective Achievable Potential |  |  | 85% |  |  |  | New | Integrated Building Design-New | 180.7907 |  |  | 43.8168 | 83.8662 | 116.0055 | 143.255 | 165.7822 | 179.9957 | 226.8577
|  |  | Incremental 2025 Lost Opportunity | [29 empty] | Lost-Opprtunity | Retrofit | Annual Lost-Opportunity |  | lvl cost LO | lvl Cost Retro | New | LPD Package-New | 71.3259 |  |  | 62.9572 | 70.7856 | 70.7856 | 71.3943 | 75.555 | 76.3659 | 76.5527
|  |  | Incremental 2025 Retrofit | [28 empty] | HVAC | 147.723 | 116.9624 | 6.9218 |  | 25.5094 | 33.7906 | New | LPD Package-NR | 75.4803 |  |  | 70.5001 | 71.9826 | 71.9826 | 72.9046 | 77.8189 | 78.0773 | 78.7035
[32 empty] | Lighting | 243.1994 | 113.92 | 11.1508 |  | 13.8055 | 18.3514 | Retro | LPD Package-Retro | 134.0236 |  |  | 45.4763 | 76.1272 | 103.0879 | 127.2384 | 150.9162 | 157.0803 | 182.5615
|  |  | Cumulative 2025 Total |  | 1326.9967 |  |  | 330.4037 | 635.4193 | 960.6484 | 1183.7278 | 1300.6228 | 1377.832 | 1578.542 | 1588.349 | 1588.5808 | 1593.9598 | 1594.0289 | [13 empty] | Envelope | 12.6963 | 8.6795 | 0.59933 |  | 15.3022 | 28.6783 | New | Top Day Lighting-New | 40.4788 |  |  | -0.41705 | 8.6662 | 14.5973 | 28.9142 | 32.3679 | 38.7689 | 38.7705
|  |  | Cumulative 2025 Lost Opportunity |  |  |  |  | 243.5089 | 466.6137 | 679.2027 | 778.0828 | 828.4029 | 874.7545 | 999.5854 | 366.8985 | 366.9033 | 368.294 | 368.2985 | [13 empty] | Equipment | 81.7029 | 99.5623 | 3.2612 |  | 22.3737 | 21.4328 | New | Perimeter Day lighting Controls (Advanced)-New | 0.66805 |  |  | 0 | 0 | 0 | 0 | 0 | 0 | 4.7434
|  |  | Cumulative 2025 Retro |  |  |  |  | 86.8947 | 168.8057 | 281.4457 | 405.6449 | 472.2199 | 503.0776 | 578.9565 | 133.5962 | 133.8233 | 137.8116 | 137.8762 | [13 empty] | Infrastructure | 21.0462 | 58.1239 | 1.0523 |  | #VALUE! | #VALUE! | New | Perimeter Day lighting Controls (Advanced)-NR | 0.33364 |  |  | 0 | 0 | 0 | 0 | 0 | 0 | 1.5531
|  |  | Technical Potential is 1594 MWa | [28 empty] | Total Cost-Effective Achievable Potential is 904 MWa | 506.3678 | 397.2481 | 22.9855 |  | #VALUE! | #VALUE! | New | Lighting Controls: Sweep, Occup, Commission-New | 0 |  |  | 0 | 0 | 0 | 0 | 0 | 0 | 0
|  |  | Cost-Effective Amount is 1327 MWa | [35 empty] | New | ECM on VAV Boxes-New | 6.1622 |  |  | 0 | 2.546 | 2.546 | 6.1622 | 6.1622 | 6.1622 | 6.1622
|  |  | Cost-Effective & Acievable Potential is 1128 MWa | 85% | 1127.9472 | [31 empty] | #VALUE! |  | New | ECM on VAV Boxes-NR | 4.5411 |  |  | 0 | 1.79 | 4.5411 | 4.5411 | 4.5411 | 4.5411 | 4.5411
[39 empty] | Retro | ECM on VAV Boxes-Retro | 0 |  |  | 0 | 0 | 0 | 0 | 0 | 0 | 0
[39 empty] | New | Premium HVAC Equipment-New | 5.1237 |  |  | 0 | 1.6831 | 1.6831 | 1.6831 | 2.7697 | 5.1237 | 10.9434
[39 empty] | New | Premium HVAC Equipment-NR | 5.7175 |  |  | 0 | 0.77586 | 0.77586 | 0.77586 | 4.1391 | 4.7941 | 8.9054
[39 empty] | New | Glass-New | 0.93107 |  |  | -0.053507 | 0.21737 | 0.54116 | 0.72517 | 0.91397 | 0.9196 | 0.99289
[39 empty] | New | Glass-NR | 0.10871 |  |  | -0.015038 | -0.015038 | -0.0085542 | 0.047144 | 0.15427 | 0.22883 | 0.43953
[39 empty] | Retro | Glass-Retro | 10.2111 |  |  | 0 | 0 | 8.6813 | 9.7632 | 10.904 | 11.8352 | 12.9118
[39 empty] | Retro | Package Roof Top Optimization & Repair-Retro | 88.5711 |  |  | 15.1117 | 19.8092 | 36.813 | 56.7767 | 77.97 | 88.5325 | 102.4784
[39 empty] | New | Variable Speed Chiller-New | 1.1179 |  |  | 0 | 0.25514 | 0.25514 | 1.1179 | 1.1179 | 1.1179 | 1.1179
[39 empty] | New | Variable Speed Chiller-NR | 3.0221 |  |  | 0 | 0.85511 | 0.85511 | 3.0221 | 3.0221 | 3.0221 | 3.0221
[39 empty] | Retro | Variable Speed Chiller-Retro | 0 |  |  | 0 | 0 | 0 | 0 | 0 | 0 | 0
[39 empty] | New | Controls Commission-New | 10.0367 |  |  | 0 | 0 | 2.8329 | 4.6622 | 10.0367 | 24.1648 | 80.058
[39 empty] | Retro | Built-Up HVAC Controls Optimization-Retro | 45.0317 |  |  | 0 | 0 | 2.9559 | 42.2582 | 53.4983 | 59.308 | 80.1043
[39 empty] | Retro | Built-Up HVAC Control Retrofit-Retro | 0 |  |  | 0 | 0 | 0 | 0 | 0 | 0 | 0
[39 empty] | New | Evaporative Assist Cooling-New | 0 |  |  | 0 | 0 | 0 | 0 | 0 | 0 | 0
[39 empty] | New | Evaporative Assist Cooling-NR | 0 |  |  | 0 | 0 | 0 | 0 | 0 | 0 | 0
[39 empty] | New | Low Pressure Distribution-New | 55.1102 |  |  | -2.6067 | 18.5928 | 34.8938 | 47.4022 | 49.3785 | 49.3785 | 52.5036
[39 empty] | New | Low Pressure Distribution-NR | 0 |  |  | 0 | 0 | 0 | 0 | 0 | 0 | 0
[39 empty] | New | Air-side heat recovery systems-New | 0 |  |  | 0 | 0 | 0 | 0 | 0 | 0 | 0
[39 empty] | Retro | Air-side heat recovery systems-Retro | 0 |  |  | 0 | 0 | 0 | 0 | 0 | 0 | 0
[39 empty] | New | Demand Control Ventilation-New | 0 |  |  | 0 | 0 | 0 | 0 | 0 | 0 | 0
[39 empty] | Retro | Demand Control Ventilation (Parking)-Retro | 0 |  |  | 0 | 0 | 0 | 0 | 0 | 0 | 0
[39 empty] | New | Efficienct fans, pumps and drives-New | 0 |  |  | 0 | 0 | 0 | 0 | 0 | 0 | 0
[39 empty] | New | Efficienct fans, pumps and drives-NR | 0 |  |  | 0 | 0 | 0 | 0 | 0 | 0 | 0
[39 empty] | Retro | Efficienct fans, pumps and drives-Retro | 0 |  |  | 0 | 0 | 0 | 0 | 0 | 0 | 0
[39 empty] | Retro | VSD, ASD-Retro | 4 |  |  | 0 | 0 | 2.5 | 4 | 4 | 4 | 4
[39 empty] | New | ReRoof-NR | 13.8971 |  |  | 3.064 | 9.2523 | 13.0061 | 13.8611 | 14.0381 | 14.1053 | 14.2402
[39 empty] | Retro | Grocery Refrigeration Bundle-Retro | 40.435 |  |  | 8.2836 | 23.2599 | 30.9773 | 40.435 | 42.785 | 45.3122 | 54.7371
[39 empty] | New | Grocery Refrigeration Heat Recovery-New | 0 |  |  | 0 | 0 | 0 | 0 | 0 | 0 | 0
[39 empty] | Retro | Demand controlled circulating systems-Retro | 0 |  |  | 0 | 0 | 0 | 0 | 0 | 0 | 0
[39 empty] | Retro | Plug Load Sensor-Retro | 15.7028 |  |  | 0 | 0 | 0 | 15.7028 | 15.7028 | 15.7028 | 15.7028
[39 empty] | New | Premium Fume Hood-New | 19.3863 |  |  | 0 | 0 | 0 | 19.3863 | 19.3863 | 25.2511 | 25.2511
Technical Potential - Cumulative
New and NR
Year 2025
[39 empty] | Flag New/Retro | Measure Index Name | MWa with TRC BC Ratio >1.0 |  |  | <10 | <20 | <30 | <40 | <50 | <60 | <70
[39 empty] | New | Integrated Building Design | 180.7907 |  |  | 43.8168 | 83.8662 | 116.0055 | 143.255 | 165.7822 | 179.9957 | 226.8577
[39 empty] | New | LPD Package | 146.8062 |  |  | 133.4573 | 142.7683 | 142.7683 | 144.299 | 153.3739 | 154.4432 | 155.2562
[39 empty] | New | Top Day Lighting | 40.4788 |  |  | -0.41705 | 8.6662 | 14.5973 | 28.9142 | 32.3679 | 38.7689 | 38.7705
[39 empty] | New | Perimeter Day lighting Controls | 1.0017 |  |  | 0 | 0 | 0 | 0 | 0 | 0 | 6.2965
[39 empty] | New | ECM on VAV Boxes | 10.7032 |  |  | 0 | 4.336 | 7.0871 | 10.7032 | 10.7032 | 10.7032 | 10.7032
[39 empty] | New | Premium HVAC Equipment | 10.8412 |  |  | 0 | 2.459 | 2.459 | 2.459 | 6.9089 | 9.9178 | 19.8488
[39 empty] | New | Glass | 1.0398 |  |  | -0.068544 | 0.20233 | 0.5326 | 0.77232 | 1.0682 | 1.1484 | 1.4324
[39 empty] | New | Variable Speed Chiller | 4.14 |  |  | 0 | 1.1102 | 1.1102 | 4.14 | 4.14 | 4.14 | 4.14
[39 empty] | New | Controls Commission | 10.0367 |  |  | 0 | 0 | 2.8329 | 4.6622 | 10.0367 | 24.1648 | 80.058
[39 empty] | New | Low Pressure Distribution | 55.1102 |  |  | -2.6067 | 18.5928 | 34.8938 | 47.4022 | 49.3785 | 49.3785 | 52.5036
[39 empty] | New | ReRoof | 13.8971 |  |  | 3.064 | 9.2523 | 13.0061 | 13.8611 | 14.0381 | 14.1053 | 14.2402
[39 empty] | New | Premium Fume Hood | 19.3863 |  |  | 0 | 0 | 0 | 19.3863 | 19.3863 | 25.2511 | 25.2511
[40 empty] | Cost-Effective Amount is 494 MWa | 494.2319 |  |  | <70: 635.3583
Technical Potential - Cumulative
RetroFit
[39 empty] | Flag New/Retro | Measure Index Name | MWa with TRC BC Ratio >1.0 |  |  | <10 | <20 | <30 | <40 | <50 | <60 | <70
[39 empty] | Retro | LPD Package | 134.0236 |  |  | 45.4763 | 76.1272 | 103.0879 | 127.2384 | 150.9162 | 157.0803 | 182.5615
[39 empty] | Retro | Glass | 10.2111 |  |  | 0 | 0 | 8.6813 | 9.7632 | 10.904 | 11.8352 | 12.9118
[39 empty] | Retro | Package Roof Top Optimization | 88.5711 |  |  | 15.1117 | 19.8092 | 36.813 | 56.7767 | 77.97 | 88.5325 | 102.4784
[39 empty] | Retro | Built-Up HVAC Controls Optimization | 45.0317 |  |  | 0 | 0 | 2.9559 | 42.2582 | 53.4983 | 59.308 | 80.1043
[39 empty] | Retro | Variable Drive Power | 4 |  |  | 0 | 0 | 2.5 | 4 | 4 | 4 | 4
[39 empty] | Retro | Grocery Refrigeration Bundle | 40.435 |  |  | 8.2836 | 23.2599 | 30.9773 | 40.435 | 42.785 | 45.3122 | 54.7371
[39 empty] | Retro | Plug Load Sensor | 15.7028 |  |  | 0 | 0 | 0 | 15.7028 | 15.7028 | 15.7028 | 15.7028
[40 empty] | Cost-Effective Amount is 338 MWa | 337.9752 |  |  | <70: 452.4959
[39 empty] | Achievable Potential - Incremental |  | 85%
For Tally ChartNew (COMBINE NEW AND NR, PLOT ONLY NEW)
Year 2025
[39 empty] | Flag New/Retro | Measure Index Name | MWa with TRC BC Ratio >1.0 |  |  | <10 | <20 | <30 | <40 | <50 | <60 | <70
[39 empty] | New | Integrated Building Design-New | 153.6721 |  |  | 37.2443 | 34.0419 | 27.3184 | 23.1621 | 19.1481 | 12.0814 | 39.8327
[39 empty] | New | LPD Package-New | 60.627 |  |  | 53.5136 | 6.6542 | 0 | 0.5174 | 3.5365 | 0.68932 | 0.15872
[39 empty] | New | LPD Package-NR | 64.1582 |  |  | 59.9251 | 1.2601 | 0 | 0.78369 | 4.1772 | 0.21961 | 0.53228
[39 empty] | Retro | LPD Package-Retro | 113.92 |  |  | 38.6548 | 26.0533 | 22.9166 | 20.5278 | 20.1261 | 5.2395 | 21.659
[39 empty] | New | Top Day Lighting-New | 34.4069 |  |  | -0.3545 | 7.7207 | 5.0415 | 12.1694 | 2.9357 | 5.4408 | 0.0014278
[39 empty] | New | Perimeter Day lighting Controls (Advanced)-New | 0.56784 |  |  | 0 | 0 | 0 | 0 | 0 | 0 | 4.0319
[39 empty] | New | Perimeter Day lighting Controls (Advanced)-NR | 0.2836 |  |  | 0 | 0 | 0 | 0 | 0 | 0 | 1.3201
[39 empty] | New | Lighting Controls: Sweep, Occup, Commission-New | 0 |  |  | 0 | 0 | 0 | 0 | 0 | 0 | 0
[39 empty] | New | ECM on VAV Boxes-New | 5.2378 |  |  | 0 | 2.1641 | 0 | 3.0737 | 0 | 0 | 0
[39 empty] | New | ECM on VAV Boxes-NR | 3.8599 |  |  | 0 | 1.5215 | 2.3384 | 0 | 0 | 0 | 0
[39 empty] | Retro | ECM on VAV Boxes-Retro | 0 |  |  | 0 | 0 | 0 | 0 | 0 | 0 | 0
[39 empty] | New | Premium HVAC Equipment-New | 4.3551 |  |  | 0 | 1.4307 | 0 | 0 | 0.9236 | 2.0009 | 4.9468
[39 empty] | New | Premium HVAC Equipment-NR | 4.8598 |  |  | 0 | 0.65948 | 0 | 0 | 2.8588 | 0.55675 | 3.4945
[39 empty] | New | Glass-New | 0.79141 |  |  | -0.045481 | 0.23024 | 0.27522 | 0.15642 | 0.16047 | 0.0047845 | 0.062298
[39 empty] | New | Glass-NR | 0.092404 |  |  | -0.012782 | 0 | 0.0055111 | 0.047344 | 0.091058 | 0.063373 | 0.1791
[39 empty] | Retro | Glass-Retro | 8.6795 |  |  | 0 | 0 | 7.3791 | 0.91962 | 0.9697 | 0.79147 | 0.91511
[39 empty] | Retro | Package Roof Top Optimization & Repair-Retro | 75.2854 |  |  | 12.845 | 3.9928 | 14.4532 | 16.9692 | 18.0143 | 8.9781 | 11.854
[39 empty] | New | Variable Speed Chiller-New | 0.95025 |  |  | 0 | 0.21687 | 0 | 0.73338 | 0 | 0 | 0
[39 empty] | New | Variable Speed Chiller-NR | 2.5688 |  |  | 0 | 0.72684 | 0 | 1.8419 | 0 | 0 | 0
[39 empty] | Retro | Variable Speed Chiller-Retro | 0 |  |  | 0 | 0 | 0 | 0 | 0 | 0 | 0
[39 empty] | New | Controls Commission-New | 8.5312 |  |  | 0 | 0 | 2.4079 | 1.5549 | 4.5684 | 12.0089 | 47.5093
[39 empty] | Retro | Built-Up HVAC Controls Optimization-Retro | 38.277 |  |  | 0 | 0 | 2.5125 | 33.407 | 9.5541 | 4.9382 | 17.6769
[39 empty] | Retro | Built-Up HVAC Control Retrofit-Retro | 0 |  |  | 0 | 0 | 0 | 0 | 0 | 0 | 0
[39 empty] | New | Evaporative Assist Cooling-New | 0 |  |  | 0 | 0 | 0 | 0 | 0 | 0 | 0
[39 empty] | New | Evaporative Assist Cooling-NR | 0 |  |  | 0 | 0 | 0 | 0 | 0 | 0 | 0
[39 empty] | New | Low Pressure Distribution-New | 46.8437 |  |  | -2.2157 | 18.0196 | 13.8558 | 10.6322 | 1.6798 | 0 | 2.6563
[39 empty] | New | Low Pressure Distribution-NR | 0 |  |  | 0 | 0 | 0 | 0 | 0 | 0 | 0
[39 empty] | New | Air-side heat recovery systems-New | 0 |  |  | 0 | 0 | 0 | 0 | 0 | 0 | 0
[39 empty] | Retro | Air-side heat recovery systems-Retro | 0 |  |  | 0 | 0 | 0 | 0 | 0 | 0 | 0
[39 empty] | New | Demand Control Ventilation-New | 0 |  |  | 0 | 0 | 0 | 0 | 0 | 0 | 0
[39 empty] | Retro | Demand Control Ventilation (Parking)-Retro | 0 |  |  | 0 | 0 | 0 | 0 | 0 | 0 | 0
[39 empty] | New | Efficienct fans, pumps and drives-New | 0 |  |  | 0 | 0 | 0 | 0 | 0 | 0 | 0
[39 empty] | New | Efficienct fans, pumps and drives-NR | 0 |  |  | 0 | 0 | 0 | 0 | 0 | 0 | 0
[39 empty] | Retro | Efficienct fans, pumps and drives-Retro | 0 |  |  | 0 | 0 | 0 | 0 | 0 | 0 | 0
[39 empty] | Retro | VSD, ASD-Retro | 3.4 |  |  | 0 | 0 | 2.125 | 1.275 | 0 | 0 | 0
[39 empty] | New | ReRoof-NR | 11.8125 |  |  | 2.6044 | 5.2601 | 3.1907 | 0.72678 | 0.15046 | 0.057123 | 0.11463
[39 empty] | Retro | Grocery Refrigeration Bundle-Retro | 34.3697 |  |  | 7.0411 | 12.7298 | 6.5598 | 8.039 | 1.9975 | 2.1481 | 8.0112
[39 empty] | New | Grocery Refrigeration Heat Recovery-New | 0 |  |  | 0 | 0 | 0 | 0 | 0 | 0 | 0
[39 empty] | Retro | Demand controlled circulating systems-Retro | 0 |  |  | 0 | 0 | 0 | 0 | 0 | 0 | 0
[39 empty] | Retro | Plug Load Sensor-Retro | 13.3473 |  |  | 0 | 0 | 0 | 13.3473 | 0 | 0 | 0
[39 empty] | New | Premium Fume Hood-New | 16.4784 |  |  | 0 | 0 | 0 | 16.4784 | 0 | 4.9851 | 0
[39 empty] | Achievable Potential - Cumulative |  | 85% | Use Auto Filter
[39 empty] | For Tally ChartNew (COMBINE NEW AND NR, PLOT ONLY NEW) |  | 0
[39 empty] | 0 | Year 2025 | 0
[39 empty] | Flag New/Retro | Measure Index Name | MWa with TRC BC Ratio >1.0 |  |  | <10 | <20 | <30 | <40 | <50 | <60 | <70
[39 empty] | New | Integrated Building Design-New | 153.6721 |  |  | 37.2443 | 71.2862 | 98.6047 | 121.7668 | 140.9149 | 152.9963 | 192.8291
[39 empty] | New | LPD Package-New | 60.627 |  |  | 53.5136 | 60.1678 | 60.1678 | 60.6852 | 64.2217 | 64.9111 | 65.0698
[39 empty] | New | LPD Package-NR | 64.1582 |  |  | 59.9251 | 61.1852 | 61.1852 | 61.9689 | 66.1461 | 66.3657 | 66.898
[39 empty] | Retro | LPD Package-Retro | 113.92 |  |  | 38.6548 | 64.7081 | 87.6248 | 108.1526 | 128.2787 | 133.5183 | 155.1773
[39 empty] | New | Top Day Lighting-New | 34.4069 |  |  | -0.3545 | 7.3662 | 12.4077 | 24.5771 | 27.5127 | 32.9535 | 32.955
[39 empty] | New | Perimeter Day lighting Controls (Advanced)-New | 0.56784 |  |  | 0 | 0 | 0 | 0 | 0 | 0 | 4.0319
[39 empty] | New | Perimeter Day lighting Controls (Advanced)-NR | 0.2836 |  |  | 0 | 0 | 0 | 0 | 0 | 0 | 1.3201
[39 empty] | New | Lighting Controls: Sweep, Occup, Commission-New | 0 |  |  | 0 | 0 | 0 | 0 | 0 | 0 | 0
[39 empty] | New | ECM on VAV Boxes-New | 5.2378 |  |  | 0 | 2.1641 | 2.1641 | 5.2378 | 5.2378 | 5.2378 | 5.2378
[39 empty] | New | ECM on VAV Boxes-NR | 3.8599 |  |  | 0 | 1.5215 | 3.8599 | 3.8599 | 3.8599 | 3.8599 | 3.8599
[39 empty] | Retro | ECM on VAV Boxes-Retro | 0 |  |  | 0 | 0 | 0 | 0 | 0 | 0 | 0
[39 empty] | New | Premium HVAC Equipment-New | 4.3551 |  |  | 0 | 1.4307 | 1.4307 | 1.4307 | 2.3543 | 4.3551 | 9.3019
[39 empty] | New | Premium HVAC Equipment-NR | 4.8598 |  |  | 0 | 0.65948 | 0.65948 | 0.65948 | 3.5183 | 4.075 | 7.5696
[39 empty] | New | Glass-New | 0.79141 |  |  | -0.045481 | 0.18476 | 0.45998 | 0.6164 | 0.77687 | 0.78166 | 0.84396
[39 empty] | New | Glass-NR | 0.092404 |  |  | -0.012782 | -0.012782 | -0.0072711 | 0.040073 | 0.13113 | 0.1945 | 0.3736
[39 empty] | Retro | Glass-Retro | 8.6795 |  |  | 0 | 0 | 7.3791 | 8.2987 | 9.2684 | 10.0599 | 10.975
[39 empty] | Retro | Package Roof Top Optimization & Repair-Retro | 75.2854 |  |  | 12.845 | 16.8378 | 31.291 | 48.2602 | 66.2745 | 75.2526 | 87.1067
[39 empty] | New | Variable Speed Chiller-New | 0.95025 |  |  | 0 | 0.21687 | 0.21687 | 0.95025 | 0.95025 | 0.95025 | 0.95025
[39 empty] | New | Variable Speed Chiller-NR | 2.5688 |  |  | 0 | 0.72684 | 0.72684 | 2.5688 | 2.5688 | 2.5688 | 2.5688
[39 empty] | Retro | Variable Speed Chiller-Retro | 0 |  |  | 0 | 0 | 0 | 0 | 0 | 0 | 0
[39 empty] | New | Controls Commission-New | 8.5312 |  |  | 0 | 0 | 2.4079 | 3.9629 | 8.5312 | 20.5401 | 68.0493
[39 empty] | Retro | Built-Up HVAC Controls Optimization-Retro | 38.277 |  |  | 0 | 0 | 2.5125 | 35.9195 | 45.4736 | 50.4118 | 68.0887
[39 empty] | Retro | Built-Up HVAC Control Retrofit-Retro | 0 |  |  | 0 | 0 | 0 | 0 | 0 | 0 | 0
[39 empty] | New | Evaporative Assist Cooling-New | 0 |  |  | 0 | 0 | 0 | 0 | 0 | 0 | 0
[39 empty] | New | Evaporative Assist Cooling-NR | 0 |  |  | 0 | 0 | 0 | 0 | 0 | 0 | 0
[39 empty] | New | Low Pressure Distribution-New | 46.8437 |  |  | -2.2157 | 15.8039 | 29.6597 | 40.2919 | 41.9717 | 41.9717 | 44.6281
[39 empty] | New | Low Pressure Distribution-NR | 0 |  |  | 0 | 0 | 0 | 0 | 0 | 0 | 0
[39 empty] | New | Air-side heat recovery systems-New | 0 |  |  | 0 | 0 | 0 | 0 | 0 | 0 | 0
[39 empty] | Retro | Air-side heat recovery systems-Retro | 0 |  |  | 0 | 0 | 0 | 0 | 0 | 0 | 0
[39 empty] | New | Demand Control Ventilation-New | 0 |  |  | 0 | 0 | 0 | 0 | 0 | 0 | 0
[39 empty] | Retro | Demand Control Ventilation (Parking)-Retro | 0 |  |  | 0 | 0 | 0 | 0 | 0 | 0 | 0
[39 empty] | New | Efficienct fans, pumps and drives-New | 0 |  |  | 0 | 0 | 0 | 0 | 0 | 0 | 0
[39 empty] | New | Efficienct fans, pumps and drives-NR | 0 |  |  | 0 | 0 | 0 | 0 | 0 | 0 | 0
[39 empty] | Retro | Efficienct fans, pumps and drives-Retro | 0 |  |  | 0 | 0 | 0 | 0 | 0 | 0 | 0
[39 empty] | Retro | VSD, ASD-Retro | 3.4 |  |  | 0 | 0 | 2.125 | 3.4 | 3.4 | 3.4 | 3.4
[39 empty] | New | ReRoof-NR | 11.8125 |  |  | 2.6044 | 7.8645 | 11.0552 | 11.782 | 11.9324 | 11.9895 | 12.1042
[39 empty] | Retro | Grocery Refrigeration Bundle-Retro | 34.3697 |  |  | 7.0411 | 19.7709 | 26.3307 | 34.3697 | 36.3672 | 38.5153 | 46.5265
[39 empty] | New | Grocery Refrigeration Heat Recovery-New | 0 |  |  | 0 | 0 | 0 | 0 | 0 | 0 | 0
[39 empty] | Retro | Demand controlled circulating systems-Retro | 0 |  |  | 0 | 0 | 0 | 0 | 0 | 0 | 0
[39 empty] | Retro | Plug Load Sensor-Retro | 13.3473 |  |  | 0 | 0 | 0 | 13.3473 | 13.3473 | 13.3473 | 13.3473
[39 empty] | New | Premium Fume Hood-New | 16.4784 |  |  | 0 | 0 | 0 | 16.4784 | 16.4784 | 21.4635 | 21.4635
[39 empty] | Achievable Potential - Cumulative |  | 85%
[39 empty] | For Achievable, Combine Measure Names |  | 0
[39 empty] | 0 | Year 2025 | 0
[39 empty] | Flag New/Retro | Measure Index Name | MWa with TRC BC Ratio >1.0 |  |  | <10 | <20 | <30 | <40 | <50 | <60 | <70
[39 empty] | New | Integrated Building Design | 153.6721 |  |  | 37.2443 | 71.2862 | 98.6047 | 121.7668 | 140.9149 | 152.9963 | 192.8291
[39 empty] | New | Lighting Measures | 124.7852 |  |  | 113.4387 | 121.353 | 121.353 | 122.6541 | 130.3678 | 131.2767 | 131.9677
[39 empty] | New | Top Day Lighting | 34.4069 |  |  | -0.3545 | 7.3662 | 12.4077 | 24.5771 | 27.5127 | 32.9535 | 32.955
[39 empty] | New | Perimeter Day lighting Controls | 0.85144 |  |  | 0 | 0 | 0 | 0 | 0 | 0 | 5.352
[39 empty] | New | ECM on VAV Boxes | 9.0977 |  |  | 0 | 3.6856 | 6.024 | 9.0977 | 9.0977 | 9.0977 | 9.0977
[39 empty] | New | Premium HVAC Equipment | 9.215 |  |  | 0 | 2.0901 | 2.0901 | 2.0901 | 5.8725 | 8.4302 | 16.8715
[39 empty] | New | Glass | 0.88381 |  |  | -0.058263 | 0.17198 | 0.45271 | 0.65647 | 0.908 | 0.97616 | 1.2176
[39 empty] | New | Variable Speed Chiller | 3.519 |  |  | 0 | 0.94371 | 0.94371 | 3.519 | 3.519 | 3.519 | 3.519
[39 empty] | New | Controls Commission | 8.5312 |  |  | 0 | 0 | 2.4079 | 3.9629 | 8.5312 | 20.5401 | 68.0493
[39 empty] | New | Low Pressure Distribution | 46.8437 |  |  | -2.2157 | 15.8039 | 29.6597 | 40.2919 | 41.9717 | 41.9717 | 44.6281
[39 empty] | New | ReRoof | 11.8125 |  |  | 2.6044 | 7.8645 | 11.0552 | 11.782 | 11.9324 | 11.9895 | 12.1042
[39 empty] | New | Premium Fume Hood | 16.4784 |  |  | 0 | 0 | 0 | 16.4784 | 16.4784 | 21.4635 | 21.4635
[40 empty] | Cost-Effective Amount is 420 MWa | 420.0971 |  |  | <70: 540.0546
[39 empty] | Achievable Potential - Cumulative |  | 85%
[39 empty] | For Achievable, Combine Measure Names |  | 0
[39 empty] | Flag New/Retro | Measure Index Name | MWa with TRC BC Ratio >1.0 |  |  | <10 | <20 | <30 | <40 | <50 | <60 | <70
[39 empty] | Retro | Lighting Measures | 113.92 |  |  | 38.6548 | 64.7081 | 87.6248 | 108.1526 | 128.2787 | 133.5183 | 155.1773
[39 empty] | Retro | Glass | 8.6795 |  |  | 0 | 0 | 7.3791 | 8.2987 | 9.2684 | 10.0599 | 10.975
[39 empty] | Retro | Package Roof Top Optimization | 75.2854 |  |  | 12.845 | 16.8378 | 31.291 | 48.2602 | 66.2745 | 75.2526 | 87.1067
[39 empty] | Retro | Built-Up HVAC Controls Optimization | 38.277 |  |  | 0 | 0 | 2.5125 | 35.9195 | 45.4736 | 50.4118 | 68.0887
[39 empty] | Retro | Variable Drive Power | 3.4 |  |  | 0 | 0 | 2.125 | 3.4 | 3.4 | 3.4 | 3.4
[39 empty] | Retro | Grocery Refrigeration | 34.3697 |  |  | 7.0411 | 19.7709 | 26.3307 | 34.3697 | 36.3672 | 38.5153 | 46.5265
[39 empty] | Retro | Plug Load Sensor | 13.3473 |  |  | 0 | 0 | 0 | 13.3473 | 13.3473 | 13.3473 | 13.3473
[40 empty] | Cost-Effective Amount is 287 MWa | 287.2789 |  |  | <70: 384.6215

## 14Apr2004
Q:\CG\Main\Plan 5\Commercial\Assessment\HVAC\[Tally Log.xls]Sheet1 | [5 empty] | 2004-04-14 | 16:04
Tallies up savings from measures by cost bin for Lost Opportunity and for 2025
|  |  | Annual Lost Opportunity | Measures with B/C>1.00 | Measures with B/C>1.00 | Categories with B/C>1.00 | % of Measures with B/C >1.00 | Block 1: x <=10 m/kWh | Block 2: 10< x <=20 m/kWh | Block 3: 20< x <=30 m/kWh | Block 4: 30< x <=40 m/kWh | Block 5: 40< x <=50 m/kWh | Block 6: 50< x <=60 m/kWh | Block 7: 60m/kWh < x | [6 empty] | New and NR |  |  |  |  | Retro
Base Measure Name | VCohort | New/Retro | Measure Index Name | Annual Capital $Million | MWa with TRC BC Ratio >1.0 |  |  | <10 | <20 | <30 | <40 | <50 | <60 | <70 | <80 | <90 | <100 | >100 |  | MWa with TRC BC Ratio >1.0 | HVAC | L | ENVL | R | M | HVAC | L | ENVL | R | M
ALL | New | New | Integrated Building Design-New | 21.1548 | 9.0395 |  |  | 2.1908 | 2.0025 | 1.607 | 1.3625 | 1.1264 | 0.71067 | 2.3431 | [5 empty] | Integrated Building Design-New | 4.148 | 4.8915 | 0 | 0 | 0 | 0 | 0 | 0 | 0 | 0
L | New | New | LPD Package-New | 1.0848 | 2.9541 | 0 | 3.0121 | 2.6104 | 0.32116 | 0 | 0.025363 | 0.17336 | 0.03379 | 0.0077806 | [5 empty] | LPD Package-New | 0 | 2.9541 | 0 | 0 | 0 | 0 | 0 | 0 | 0 | 0
L | NR | New | LPD Package-NR | 0.82641 | 2.2911 | 0 | 2.2777 | 2.1201 | 0.06309 | 0 | 0.010659 | 0.17366 | 0.0059942 | 0.026477 | [5 empty] | LPD Package-NR | 0 | 2.2911 | 0 | 0 | 0 | 0 | 0 | 0 | 0 | 0
L | Retro | Retro | LPD Package-Retro | [16 empty] | LPD Package-Retro | 0 | 0 | 0 | 0 | 0 | 0 | 0 | 0 | 0 | 0
L | New | New | Top Day Lighting-New | 6.5733 | 1.6192 | 0 | 1.5004 | -0.016682 | 0.36333 | 0.23725 | 0.57268 | 0.13815 | 0.25604 | 6.7192e-05 | [5 empty] | Top Day Lighting-New | 0 | 1.6192 | 0 | 0 | 0 | 0 | 0 | 0 | 0 | 0
L | New | New | Perimeter Day lighting Controls (Advanced)-New | 0.20683 | 0.027835 | 0 | 0.043858 | 0 | 0 | 0 | 0 | 0 | 0 | 0.19764 | [5 empty] | Perimeter Day lighting Controls (Advanced)-New | 0 | 0.027835 | 0 | 0 | 0 | 0 | 0 | 0 | 0 | 0
L | NR | New | Perimeter Day lighting Controls (Advanced)-NR | 0.10374 | 0.013902 | 0 | 0.015199 | 0 | 0 | 0 | 0 | 0 | 0 | 0.064711 | [5 empty] | Perimeter Day lighting Controls (Advanced)-NR | 0 | 0.013902 | 0 | 0 | 0 | 0 | 0 | 0 | 0 | 0
L | New | New | Lighting Controls: Sweep, Occup, Commission-New | [16 empty] | Lighting Controls: Sweep, Occup, Commission-New | 0 | 0 | 0 | 0 | 0 | 0 | 0 | 0 | 0 | 0
HVAC | New | New | ECM on VAV Boxes-New | 0.76873 | 0.25676 | 0 | 0.25463 | 0 | 0.10609 | 0 | 0.15067 | 0 | 0 | 0 | [5 empty] | ECM on VAV Boxes-New | 0.25676 | 0 | 0 | 0 | 0 | 0 | 0 | 0 | 0 | 0
HVAC | NR | New | ECM on VAV Boxes-NR | 0.49925 | 0.18921 | 0 | 0.1891 | 0 | 0.074583 | 0.11463 | 0 | 0 | 0 | 0 | [5 empty] | ECM on VAV Boxes-NR | 0.18921 | 0 | 0 | 0 | 0 | 0 | 0 | 0 | 0 | 0
HVAC | Retro | Retro | ECM on VAV Boxes-Retro | [16 empty] | ECM on VAV Boxes-Retro | 0 | 0 | 0 | 0 | 0 | 0 | 0 | 0 | 0 | 0
HVAC | New | New | Premium HVAC Equipment-New | 0.95167 | 0.21349 | 0 | 0.25686 | 0 | 0.07013 | 0 | 0 | 0.045275 | 0.098082 | 0.24249 | [5 empty] | Premium HVAC Equipment-New | 0.21349 | 0 | 0 | 0 | 0 | 0 | 0 | 0 | 0 | 0
HVAC | NR | New | Premium HVAC Equipment-NR | 1.4004 | 0.27226 | 0 | 0.29599 | 0 | 0.036946 | 0 | 0 | 0.16016 | 0.03119 | 0.19577 | [5 empty] | Premium HVAC Equipment-NR | 0.27226 | 0 | 0 | 0 | 0 | 0 | 0 | 0 | 0 | 0
ENVL | New | New | Glass-New | 0.12597 | 0.038794 | 0 | 0.037198 | -0.0022294 | 0.011286 | 0.013491 | 0.0076674 | 0.0078664 | 0.00023453 | 0.0030538 | [5 empty] | Glass-New | 0 | 0 | 0.038794 | 0 | 0 | 0 | 0 | 0 | 0 | 0
ENVL | NR | New | Glass-NR | 0.018996 | 0.0045296 | 0 | 0.0062784 | -0.00062658 | 0 | 0.00027015 | 0.0023208 | 0.0044636 | 0.0031065 | 0.0087795 | [5 empty] | Glass-NR | 0 | 0 | 0.0045296 | 0 | 0 | 0 | 0 | 0 | 0 | 0
ENVL | Retro | Retro | Glass-Retro | [16 empty] | Glass-Retro | 0 | 0 | 0 | 0 | 0 | 0 | 0 | 0 | 0 | 0
HVAC | Retro | Retro | Package Roof Top Optimization & Repair-Retro | [16 empty] | Package Roof Top Optimization & Repair-Retro | 0 | 0 | 0 | 0 | 0 | 0 | 0 | 0 | 0 | 0
HVAC | New | New | Variable Speed Chiller-New | 0.17063 | 0.044718 | 0 | 0.044717 | 0 | 0.010206 | 0 | 0.034512 | 0 | 0 | 0 | [5 empty] | Variable Speed Chiller-New | 0.044718 | 0 | 0 | 0 | 0 | 0 | 0 | 0 | 0 | 0
HVAC | NR | New | Variable Speed Chiller-NR | 0.30749 | 0.084215 | 0 | 0.084214 | 0 | 0.024708 | 0 | 0.059507 | 0 | 0 | 0 | [5 empty] | Variable Speed Chiller-NR | 0.084215 | 0 | 0 | 0 | 0 | 0 | 0 | 0 | 0 | 0
HVAC | Retro | Retro | Variable Speed Chiller-Retro | [16 empty] | Variable Speed Chiller-Retro | 0 | 0 | 0 | 0 | 0 | 0 | 0 | 0 | 0 | 0
HVAC | New | New | Controls Commission-New | 2.2392 | 0.50184 | 0 | 0.6789 | 0 | 0 | 0.14164 | 0.091466 | 0.26873 | 0.7064 | 2.7947 | [5 empty] | Controls Commission-New | 0.50184 | 0 | 0 | 0 | 0 | 0 | 0 | 0 | 0 | 0
HVAC | Retro | Retro | Built-Up HVAC Controls Optimization-Retro | [16 empty] | Built-Up HVAC Controls Optimization-Retro | 0 | 0 | 0 | 0 | 0 | 0 | 0 | 0 | 0 | 0
HVAC | Retro | Retro | Built-Up HVAC Control Retrofit-Retro | [16 empty] | Built-Up HVAC Control Retrofit-Retro | 0 | 0 | 0 | 0 | 0 | 0 | 0 | 0 | 0 | 0
HVAC | New | New | Evaporative Assist Cooling-New | [16 empty] | Evaporative Assist Cooling-New | 0 | 0 | 0 | 0 | 0 | 0 | 0 | 0 | 0 | 0
HVAC | NR | New | Evaporative Assist Cooling-NR | [16 empty] | Evaporative Assist Cooling-NR | 0 | 0 | 0 | 0 | 0 | 0 | 0 | 0 | 0 | 0
HVAC | New | New | Low Pressure Distribution-New | 7.7155 | 2.3961 | 0 | 2.3242 | -0.11333 | 0.92172 | 0.70874 | 0.54385 | 0.085924 | 0 | 0.13587 | [5 empty] | Low Pressure Distribution-New | 2.3961 | 0 | 0 | 0 | 0 | 0 | 0 | 0 | 0 | 0
HVAC | NR | New | Low Pressure Distribution-NR | [16 empty] | Low Pressure Distribution-NR | 0 | 0 | 0 | 0 | 0 | 0 | 0 | 0 | 0 | 0
HVAC | New | New | Air-side heat recovery systems-New | [16 empty] | Air-side heat recovery systems-New | 0 | 0 | 0 | 0 | 0 | 0 | 0 | 0 | 0 | 0
HVAC | Retro | Retro | Air-side heat recovery systems-Retro | [16 empty] | Air-side heat recovery systems-Retro | 0 | 0 | 0 | 0 | 0 | 0 | 0 | 0 | 0 | 0
HVAC | New | New | Demand Control Ventilation-New | [16 empty] | Demand Control Ventilation-New | 0 | 0 | 0 | 0 | 0 | 0 | 0 | 0 | 0 | 0
HVAC | Retro | Retro | Demand Control Ventilation (Parking)-Retro | [16 empty] | Demand Control Ventilation (Parking)-Retro | 0 | 0 | 0 | 0 | 0 | 0 | 0 | 0 | 0 | 0
HVAC | New | New | Efficienct fans, pumps and drives-New | [16 empty] | Efficienct fans, pumps and drives-New | 0 | 0 | 0 | 0 | 0 | 0 | 0 | 0 | 0 | 0
HVAC | NR | New | Efficienct fans, pumps and drives-NR | [16 empty] | Efficienct fans, pumps and drives-NR | 0 | 0 | 0 | 0 | 0 | 0 | 0 | 0 | 0 | 0
HVAC | Retro | Retro | Efficienct fans, pumps and drives-Retro | [16 empty] | Efficienct fans, pumps and drives-Retro | 0 | 0 | 0 | 0 | 0 | 0 | 0 | 0 | 0 | 0
HVAC | Retro | Retro | VSD, ASD-Retro | [16 empty] | VSD, ASD-Retro | 0 | 0 | 0 | 0 | 0 | 0 | 0 | 0 | 0 | 0
ENVL | NR | New | ReRoof-NR | 1.2021 | 0.66177 | 0 | 0.65076 | 0.14591 | 0.29468 | 0.17875 | 0.040716 | 0.008429 | 0.0032001 | 0.0064221 | [5 empty] | ReRoof-NR | 0 | 0 | 0.66177 | 0 | 0 | 0 | 0 | 0 | 0 | 0
R | Retro | Retro | Grocery Refrigeration Bundle-Retro | [16 empty] | Grocery Refrigeration Bundle-Retro | 0 | 0 | 0 | 0 | 0 | 0 | 0 | 0 | 0 | 0
R | New | New | Grocery Refrigeration Heat Recovery-New | [16 empty] | Grocery Refrigeration Heat Recovery-New | 0 | 0 | 0 | 0 | 0 | 0 | 0 | 0 | 0 | 0
W | Retro | Retro | Demand controlled circulating systems-Retro | [16 empty] | Demand controlled circulating systems-Retro | 0 | 0 | 0 | 0 | 0 | 0 | 0 | 0 | 0 | 0
M | Retro | Retro | Plug Load Sensor-Retro | [16 empty] | Plug Load Sensor-Retro | 0 | 0 | 0 | 0 | 0 | 0 | 0 | 0 | 0 | 0
M | New | New | Premium Fume Hood-New |  |  |  |  | <50: 0 |  | Premium Fume Hood-New | 0 | 0 | 0 | 0 | 0 | 0 | 0 | 0 | 0 | 0
[21 empty] | 8.1066 | 11.7976 | 0.70509 | 0 | 0 | 0 | 0 | 0 | 0 | 0
|  |  | Total from Buildings | 45.3498 | 20.6093 | 0 | 11.6721 | 6.9344 | 4.3004 | 3.0017 | 2.9019 | 2.1924 | 1.8487 | 6.0268
|  |  | Total from Stand Alone | 18.6918
|  |  |  | 64.0416 | [34 empty] | DATA FOR CHARTS APPEARS BELOW CATEGORIZED IN SEVERAL DIFFERENT WAYS. USE AUTO FILTER TO PARSE. NEW AND NR MEASURES COMBINED BY NAME.
|  | 85% | Achievable | 54.4354
Technical Potential - Incremental
For Tally ChartNew (COMBINE NEW AND NR, PLOT ONLY NEW)
|  |  | Year 2025 | Measures with B/C>1.00 | Measures with B/C>1.00 | Categories with B/C>1.00 | % of Measures with B/C >1.00 | Block 1: x <=10 m/kWh | Block 2: 10< x <=20 m/kWh | Block 3: 20< x <=30 m/kWh | Block 4: 30< x <=40 m/kWh | Block 5: 40< x <=50 m/kWh | Block 6: 50< x <=60 m/kWh | Block 7: 60m/kWh < x |  |  |  |  | Measures with B/C>1.00 |  | New and NR |  |  |  |  | Retro | [12 empty] | 0 | Year 2025 | Measures with B/C>1.00 | Categories with B/C>1.00 | % of Measures with B/C >1.00 | Block 1: x <=10 m/kWh | Block 2: 10< x <=20 m/kWh | Block 3: 20< x <=30 m/kWh | Block 4: 30< x <=40 m/kWh | Block 5: 40< x <=50 m/kWh | Block 6: 50< x <=60 m/kWh | Block 7: 60m/kWh < x
End Use | VCohort | Flag New/Retro | Measure Index Name | 2025 Capital $Million | MWa with TRC BC Ratio >1.0 |  |  | <10 | <20 | <30 | <40 | <50 | <60 | <70 | <80 | <90 | <100 | >100 | Levelized Cost of B/C>1 |  | HVAC | L | ENVL | R | M | HVAC | L | ENVL | R | M | lvl cost | [7 empty] | Flag New/Retro | Measure Index Name | MWa with TRC BC Ratio >1.0 | Categories with B/C>1.00 | % of Measures with B/C >1.00 | <10 | <20 | <30 | <40 | <50 | <60 | <70
ALL | New | New | Integrated Building Design-New | 487.1079 | 180.7907 |  |  | 43.8168 | 40.0493 | 32.1393 | 27.2495 | 22.5272 | 14.2135 | 46.862 |  |  |  |  | 20.6343 | Integrated Building Design-New | 82.9604 | 97.8303 | 0 | 0 | 0 | 0 | 0 | 0 | 0 | 0 | 20.6343 | [7 empty] | New | Integrated Building Design-New | 180.7907 | 0 | 0 | 43.8168 | 40.0493 | 32.1393 | 27.2495 | 22.5272 | 14.2135 | 46.862
L | New | New | LPD Package-New | 26.0353 | 70.8985 | 0 | 72.2904 | 62.6505 | 7.7078 | 0 | 0.6087 | 4.1606 | 0.81096 | 0.18673 |  |  |  |  | 3.0845 | LPD Package-New | 0 | 70.8985 | 0 | 0 | 0 | 0 | 0 | 0 | 0 | 0 | 3.0845 | [7 empty] | New | LPD Package-New | 70.8985 | 0 | 72.2904 | 62.6505 | 7.7078 | 0 | 0.6087 | 4.1606 | 0.81096 | 0.18673
L | NR | New | LPD Package-NR | 17.3546 | 48.1133 | 0 | 47.8314 | 44.5223 | 1.3249 | 0 | 0.22384 | 3.6469 | 0.12588 | 0.55601 |  |  |  |  | 3.0298 | LPD Package-NR | 0 | 48.1133 | 0 | 0 | 0 | 0 | 0 | 0 | 0 | 0 | 3.0298 | [7 empty] | New | LPD Package-NR | 48.1133 | 0 | 47.8314 | 44.5223 | 1.3249 | 0 | 0.22384 | 3.6469 | 0.12588 | 0.55601
L | Retro | Retro | LPD Package-Retro | 292.8083 | 134.0236 | 0 | 140.4686 | 45.4763 | 30.651 | 26.9607 | 24.1504 | 23.6778 | 6.1642 | 25.4812 |  |  |  |  | 18.3514 | LPD Package-Retro | 0 | 0 | 0 | 0 | 0 | 0 | 134.0236 | 0 | 0 | 0 | 18.3514 | [7 empty] | Retro | LPD Package-Retro | 134.0236 | 0 | 140.4686 | 45.4763 | 30.651 | 26.9607 | 24.1504 | 23.6778 | 6.1642 | 25.4812
L | New | New | Top Day Lighting-New | 164.3327 | 40.4788 | 0 | 37.5108 | -0.41705 | 9.0832 | 5.9311 | 14.3169 | 3.4537 | 6.4009 | 0.0016798 |  |  |  |  | 34.1007 | Top Day Lighting-New | 0 | 40.4788 | 0 | 0 | 0 | 0 | 0 | 0 | 0 | 0 | 34.1007 | [7 empty] | New | Top Day Lighting-New | 40.4788 | 0 | 37.5108 | -0.41705 | 9.0832 | 5.9311 | 14.3169 | 3.4537 | 6.4009 | 0.0016798
L | New | New | Perimeter Day lighting Controls (Advanced)-New | 4.9638 | 0.66805 | 0 | 1.0526 | 0 | 0 | 0 | 0 | 0 | 0 | 4.7434 |  |  |  |  | 85 | Perimeter Day lighting Controls (Advanced)-New | 0 | 0.66805 | 0 | 0 | 0 | 0 | 0 | 0 | 0 | 0 | 85 | [7 empty] | New | Perimeter Day lighting Controls (Advanced)-New | 0.66805 | 0 | 1.0526 | 0 | 0 | 0 | 0 | 0 | 0 | 4.7434
L | NR | New | Perimeter Day lighting Controls (Advanced)-NR | 2.4899 | 0.33364 | 0 | 0.36478 | 0 | 0 | 0 | 0 | 0 | 0 | 1.5531 |  |  |  |  | 62.6841 | Perimeter Day lighting Controls (Advanced)-NR | 0 | 0.33364 | 0 | 0 | 0 | 0 | 0 | 0 | 0 | 0 | 62.6841 | [7 empty] | New | Perimeter Day lighting Controls (Advanced)-NR | 0.33364 | 0 | 0.36478 | 0 | 0 | 0 | 0 | 0 | 0 | 1.5531
L | New | New | Lighting Controls: Sweep, Occup, Commission-New | [16 empty] | Lighting Controls: Sweep, Occup, Commission-New | 0 | 0 | 0 | 0 | 0 | 0 | 0 | 0 | 0 | 0 | 0 | [7 empty] | New | Lighting Controls: Sweep, Occup, Commission-New | 0 | 0 | 0 | 0 | 0 | 0 | 0 | 0 | 0 | 0
HVAC | New | New | ECM on VAV Boxes-New | 18.4495 | 6.1622 | 0 | 6.1111 | 0 | 2.546 | 0 | 3.6161 | 0 | 0 | 0 |  |  |  |  | 25.1489 | ECM on VAV Boxes-New | 6.1622 | 0 | 0 | 0 | 0 | 0 | 0 | 0 | 0 | 0 | 25.1489 | [7 empty] | New | ECM on VAV Boxes-New | 6.1622 | 0 | 6.1111 | 0 | 2.546 | 0 | 3.6161 | 0 | 0 | 0
HVAC | NR | New | ECM on VAV Boxes-NR | 11.9819 | 4.5411 | 0 | 4.5385 | 0 | 1.79 | 2.7511 | 0 | 0 | 0 | 0 |  |  |  |  | 22.1633 | ECM on VAV Boxes-NR | 4.5411 | 0 | 0 | 0 | 0 | 0 | 0 | 0 | 0 | 0 | 22.1633 | [7 empty] | New | ECM on VAV Boxes-NR | 4.5411 | 0 | 4.5385 | 0 | 1.79 | 2.7511 | 0 | 0 | 0 | 0
HVAC | Retro | Retro | ECM on VAV Boxes-Retro | [16 empty] | ECM on VAV Boxes-Retro | 0 | 0 | 0 | 0 | 0 | 0 | 0 | 0 | 0 | 0 | 0 | [7 empty] | Retro | ECM on VAV Boxes-Retro | 0 | 0 | 0 | 0 | 0 | 0 | 0 | 0 | 0 | 0
HVAC | New | New | Premium HVAC Equipment-New | 22.8401 | 5.1237 | 0 | 6.1647 | 0 | 1.6831 | 0 | 0 | 1.0866 | 2.354 | 5.8197 |  |  |  |  | 43.5071 | Premium HVAC Equipment-New | 5.1237 | 0 | 0 | 0 | 0 | 0 | 0 | 0 | 0 | 0 | 43.5071 | [7 empty] | New | Premium HVAC Equipment-New | 5.1237 | 0 | 6.1647 | 0 | 1.6831 | 0 | 0 | 1.0866 | 2.354 | 5.8197
HVAC | NR | New | Premium HVAC Equipment-NR | 29.409 | 5.7175 | 0 | 6.2159 | 0 | 0.77586 | 0 | 0 | 3.3633 | 0.655 | 4.1112 |  |  |  |  | 43.2059 | Premium HVAC Equipment-NR | 5.7175 | 0 | 0 | 0 | 0 | 0 | 0 | 0 | 0 | 0 | 43.2059 | [7 empty] | New | Premium HVAC Equipment-NR | 5.7175 | 0 | 6.2159 | 0 | 0.77586 | 0 | 0 | 3.3633 | 0.655 | 4.1112
ENVL | New | New | Glass-New | 3.0233 | 0.93107 | 0 | 0.89276 | -0.053507 | 0.27087 | 0.32379 | 0.18402 | 0.18879 | 0.0056288 | 0.073292 |  |  |  |  | 13.6376 | Glass-New | 0 | 0 | 0.93107 | 0 | 0 | 0 | 0 | 0 | 0 | 0 | 13.6376 | [7 empty] | New | Glass-New | 0.93107 | 0 | 0.89276 | -0.053507 | 0.27087 | 0.32379 | 0.18402 | 0.18879 | 0.0056288 | 0.073292
ENVL | NR | New | Glass-NR | 0.4559 | 0.10871 | 0 | 0.15068 | -0.015038 | 0 | 0.0064837 | 0.055699 | 0.10713 | 0.074556 | 0.21071 |  |  |  |  | 35.2262 | Glass-NR | 0 | 0 | 0.10871 | 0 | 0 | 0 | 0 | 0 | 0 | 0 | 35.2262 | [7 empty] | New | Glass-NR | 0.10871 | 0 | 0.15068 | -0.015038 | 0 | 0.0064837 | 0.055699 | 0.10713 | 0.074556 | 0.21071
ENVL | Retro | Retro | Glass-Retro | 34.8627 | 10.2111 | 0 | 10.7044 | 0 | 0 | 8.6813 | 1.0819 | 1.1408 | 0.93115 | 1.0766 |  |  |  |  | 28.6783 | Glass-Retro | 0 | 0 | 0 | 0 | 0 | 0 | 0 | 10.2111 | 0 | 0 | 28.6783 | [7 empty] | Retro | Glass-Retro | 10.2111 | 0 | 10.7044 | 0 | 0 | 8.6813 | 1.0819 | 1.1408 | 0.93115 | 1.0766
HVAC | Retro | Retro | Package Roof Top Optimization & Repair-Retro | 341.08 | 88.5711 | 0 | 80.0773 | 15.1117 | 4.6974 | 17.0038 | 19.9637 | 21.1933 | 10.5625 | 13.9459 |  |  |  |  | 32.3467 | Package Roof Top Optimization & Repair-Retro | 0 | 0 | 0 | 0 | 0 | 88.5711 | 0 | 0 | 0 | 0 | 32.3467 | [7 empty] | Retro | Package Roof Top Optimization & Repair-Retro | 88.5711 | 0 | 80.0773 | 15.1117 | 4.6974 | 17.0038 | 19.9637 | 21.1933 | 10.5625 | 13.9459
HVAC | New | New | Variable Speed Chiller-New | 4.2658 | 1.1179 | 0 | 1.1179 | 0 | 0.25514 | 0 | 0.8628 | 0 | 0 | 0 |  |  |  |  | 32.0512 | Variable Speed Chiller-New | 1.1179 | 0 | 0 | 0 | 0 | 0 | 0 | 0 | 0 | 0 | 32.0512 | [7 empty] | New | Variable Speed Chiller-New | 1.1179 | 0 | 1.1179 | 0 | 0.25514 | 0 | 0.8628 | 0 | 0 | 0
HVAC | NR | New | Variable Speed Chiller-NR | 7.6873 | 2.1054 | 0 | 2.1053 | 0 | 0.61769 | 0 | 1.4877 | 0 | 0 | 0 |  |  |  |  | 30.6699 | Variable Speed Chiller-NR | 2.1054 | 0 | 0 | 0 | 0 | 0 | 0 | 0 | 0 | 0 | 30.6699 | [7 empty] | New | Variable Speed Chiller-NR | 2.1054 | 0 | 2.1053 | 0 | 0.61769 | 0 | 1.4877 | 0 | 0 | 0
HVAC | Retro | Retro | Variable Speed Chiller-Retro | [16 empty] | Variable Speed Chiller-Retro | 0 | 0 | 0 | 0 | 0 | 0 | 0 | 0 | 0 | 0 | 0 | [7 empty] | Retro | Variable Speed Chiller-Retro | 0 | 0 | 0 | 0 | 0 | 0 | 0 | 0 | 0 | 0
HVAC | New | New | Controls Commission-New | 44.7839 | 10.0367 | 0 | 13.5779 | 0 | 0 | 2.8329 | 1.8293 | 5.3745 | 14.1281 | 55.8932 |  |  |  |  | 37.4797 | Controls Commission-New | 10.0367 | 0 | 0 | 0 | 0 | 0 | 0 | 0 | 0 | 0 | 37.4797 | [7 empty] | New | Controls Commission-New | 10.0367 | 0 | 13.5779 | 0 | 0 | 2.8329 | 1.8293 | 5.3745 | 14.1281 | 55.8932
HVAC | Retro | Retro | Built-Up HVAC Controls Optimization-Retro | 195.8023 | 45.0317 | 0 | 43.6009 | 0 | 0 | 2.9559 | 39.3024 | 11.2401 | 5.8097 | 20.7963 |  |  |  |  | 36.5229 | Built-Up HVAC Controls Optimization-Retro | 0 | 0 | 0 | 0 | 0 | 45.0317 | 0 | 0 | 0 | 0 | 36.5229 | [7 empty] | Retro | Built-Up HVAC Controls Optimization-Retro | 45.0317 | 0 | 43.6009 | 0 | 0 | 2.9559 | 39.3024 | 11.2401 | 5.8097 | 20.7963
HVAC | Retro | Retro | Built-Up HVAC Control Retrofit-Retro | [16 empty] | Built-Up HVAC Control Retrofit-Retro | 0 | 0 | 0 | 0 | 0 | 0 | 0 | 0 | 0 | 0 | 0 | [7 empty] | Retro | Built-Up HVAC Control Retrofit-Retro | 0 | 0 | 0 | 0 | 0 | 0 | 0 | 0 | 0 | 0
HVAC | New | New | Evaporative Assist Cooling-New | [16 empty] | Evaporative Assist Cooling-New | 0 | 0 | 0 | 0 | 0 | 0 | 0 | 0 | 0 | 0 | 0 | [7 empty] | New | Evaporative Assist Cooling-New | 0 | 0 | 0 | 0 | 0 | 0 | 0 | 0 | 0 | 0
HVAC | NR | New | Evaporative Assist Cooling-NR | [16 empty] | Evaporative Assist Cooling-NR | 0 | 0 | 0 | 0 | 0 | 0 | 0 | 0 | 0 | 0 | 0 | [7 empty] | New | Evaporative Assist Cooling-NR | 0 | 0 | 0 | 0 | 0 | 0 | 0 | 0 | 0 | 0
HVAC | New | New | Low Pressure Distribution-New | 177.4565 | 55.1102 | 0 | 53.4567 | -2.6067 | 21.1995 | 16.3009 | 12.5085 | 1.9763 | 0 | 3.1251 |  |  |  |  | 27.0474 | Low Pressure Distribution-New | 55.1102 | 0 | 0 | 0 | 0 | 0 | 0 | 0 | 0 | 0 | 27.0474 | [7 empty] | New | Low Pressure Distribution-New | 55.1102 | 0 | 53.4567 | -2.6067 | 21.1995 | 16.3009 | 12.5085 | 1.9763 | 0 | 3.1251
HVAC | NR | New | Low Pressure Distribution-NR | [16 empty] | Low Pressure Distribution-NR | 0 | 0 | 0 | 0 | 0 | 0 | 0 | 0 | 0 | 0 | 0 | [7 empty] | New | Low Pressure Distribution-NR | 0 | 0 | 0 | 0 | 0 | 0 | 0 | 0 | 0 | 0
HVAC | New | New | Air-side heat recovery systems-New | [16 empty] | Air-side heat recovery systems-New | 0 | 0 | 0 | 0 | 0 | 0 | 0 | 0 | 0 | 0 | 0 | [7 empty] | New | Air-side heat recovery systems-New | 0 | 0 | 0 | 0 | 0 | 0 | 0 | 0 | 0 | 0
HVAC | Retro | Retro | Air-side heat recovery systems-Retro | [16 empty] | Air-side heat recovery systems-Retro | 0 | 0 | 0 | 0 | 0 | 0 | 0 | 0 | 0 | 0 | 0 | [7 empty] | Retro | Air-side heat recovery systems-Retro | 0 | 0 | 0 | 0 | 0 | 0 | 0 | 0 | 0 | 0
HVAC | New | New | Demand Control Ventilation-New | [16 empty] | Demand Control Ventilation-New | 0 | 0 | 0 | 0 | 0 | 0 | 0 | 0 | 0 | 0 | 0 | [7 empty] | New | Demand Control Ventilation-New | 0 | 0 | 0 | 0 | 0 | 0 | 0 | 0 | 0 | 0
HVAC | Retro | Retro | Demand Control Ventilation (Parking)-Retro | [16 empty] | Demand Control Ventilation (Parking)-Retro | 0 | 0 | 0 | 0 | 0 | 0 | 0 | 0 | 0 | 0 | 0 | [7 empty] | Retro | Demand Control Ventilation (Parking)-Retro | 0 | 0 | 0 | 0 | 0 | 0 | 0 | 0 | 0 | 0
HVAC | New | New | Efficienct fans, pumps and drives-New | [16 empty] | Efficienct fans, pumps and drives-New | 0 | 0 | 0 | 0 | 0 | 0 | 0 | 0 | 0 | 0 | 0 | [7 empty] | New | Efficienct fans, pumps and drives-New | 0 | 0 | 0 | 0 | 0 | 0 | 0 | 0 | 0 | 0
HVAC | NR | New | Efficienct fans, pumps and drives-NR | [16 empty] | Efficienct fans, pumps and drives-NR | 0 | 0 | 0 | 0 | 0 | 0 | 0 | 0 | 0 | 0 | 0 | [7 empty] | New | Efficienct fans, pumps and drives-NR | 0 | 0 | 0 | 0 | 0 | 0 | 0 | 0 | 0 | 0
HVAC | Retro | Retro | Efficienct fans, pumps and drives-Retro | [16 empty] | Efficienct fans, pumps and drives-Retro | 0 | 0 | 0 | 0 | 0 | 0 | 0 | 0 | 0 | 0 | 0 | [7 empty] | Retro | Efficienct fans, pumps and drives-Retro | 0 | 0 | 0 | 0 | 0 | 0 | 0 | 0 | 0 | 0
HVAC | Retro | Retro | VSD, ASD-Retro | 2.5 | 4 | 0 | 0 | 0 | 0 | 2.5 | 1.5 | 0 | 0 | 0 |  |  |  |  | 35 | VSD, ASD-Retro | 0 | 0 | 0 | 0 | 0 | 4 | 0 | 0 | 0 | 0 | 35 | [7 empty] | Retro | VSD, ASD-Retro | 4 | 0 | 0 | 0 | 0 | 2.5 | 1.5 | 0 | 0 | 0
ENVL | NR | New | ReRoof-NR | 25.2435 | 13.8971 | 0 | 13.666 | 3.064 | 6.1883 | 3.7538 | 0.85504 | 0.17701 | 0.067203 | 0.13486 |  |  |  |  | 15.2578 | ReRoof-NR | 0 | 0 | 13.8971 | 0 | 0 | 0 | 0 | 0 | 0 | 0 | 15.2578 | [7 empty] | New | ReRoof-NR | 13.8971 | 0 | 13.666 | 3.064 | 6.1883 | 3.7538 | 0.85504 | 0.17701 | 0.067203 | 0.13486
R | Retro | Retro | Grocery Refrigeration Bundle-Retro | 92.2511 | 40.435 | 0 | 39.5284 | 8.2836 | 14.9762 | 7.7174 | 9.4577 | 2.35 | 2.5272 | 9.4249 |  |  |  |  | 19.1638 | Grocery Refrigeration Bundle-Retro | 0 | 0 | 0 | 0 | 0 | 0 | 0 | 0 | 40.435 | 0 | 19.1638 | Cost-Effective Technical Potential | [6 empty] | Retro | Grocery Refrigeration Bundle-Retro | 40.435 | 0 | 39.5284 | 8.2836 | 14.9762 | 7.7174 | 9.4577 | 2.35 | 2.5272 | 9.4249
R | New | New | Grocery Refrigeration Heat Recovery-New | [16 empty] | Grocery Refrigeration Heat Recovery-New | 0 | 0 | 0 | 0 | 0 | 0 | 0 | 0 | 0 | 0 | 0 |  | Lost-Opprtunity | Retrofit | Annual Lost-Opportunity |  | lvl cost LO | lvl Cost Retro | New | Grocery Refrigeration Heat Recovery-New | 0 | 0 | 0 | 0 | 0 | 0 | 0 | 0 | 0 | 0
W | Retro | Retro | Demand controlled circulating systems-Retro | [16 empty] | Demand controlled circulating systems-Retro | 0 | 0 | 0 | 0 | 0 | 0 | 0 | 0 | 0 | 0 | 0 | HVAC | 172.875 | 137.6028 | 8.1066 | 6.8906 | 25.4783 | 33.7906 | Retro | Demand controlled circulating systems-Retro | 0 | 0 | 0 | 0 | 0 | 0 | 0 | 0 | 0 | 0
M | Retro | Retro | Plug Load Sensor-Retro | 57.598 | 15.7028 | 0 | 14.8441 | 0 | 0 | 0 | 15.7028 | 0 | 0 | 0 |  |  |  |  | 30.8104 | Plug Load Sensor-Retro | 0 | 0 | 0 | 0 | 0 | 0 | 0 | 0 | 0 | 15.7028 | 30.8104 | Lighting | 258.3226 | 134.0236 | 11.7976 | 10.028 | 14.8697 | 18.3514 | Retro | Plug Load Sensor-Retro | 15.7028 | 0 | 14.8441 | 0 | 0 | 0 | 15.7028 | 0 | 0 | 0
M | New | New | Premium Fume Hood-New | 85.1581 | 19.3863 | 0 | 16.9186 | 0 | 0 | 0 | 19.3863 | 0 | 5.8648 | 0 |  |  |  |  | 36.8974 | Premium Fume Hood-New | 0 | 0 | 0 | 0 | 19.3863 | 0 | 0 | 0 | 0 | 0 | 36.8974 | Envelope | 14.9368 | 10.2111 | 0.70509 | 0.59933 | 15.3022 | 28.6783 | New | Premium Fume Hood-New | 19.3863 | 0 | 16.9186 | 0 | 0 | 0 | 19.3863 | 0 | 5.8648 | 0
|  |  | Technical |  | 803.496
|  |  | Total Buildings | 2149.9414 | 803.496 | 0 | 613.1897 | 219.833 | 143.8164 | 129.8584 | 194.3433 | 105.664 | 70.6952 | 193.9961
|  |  | Total Retro Buildings | 1016.9025
|  |  | Total Lost Op Buildings | 1047.8808
|  | 85% | Achievable | 2025 $ | Annual $
|  |  | Total Buildings | 1827.4502
|  |  | Total Retro Buildings | 864.3671
|  |  | Total Lost Op Buildings | 890.6987
|  |  | Total Stand Alone | 541.8118
|  |  | Total Retro Stand Alone | 167.9759
|  |  | Totasl Lost Op Stand Alone | 373.8359
|  |  | Total | 2369.262 | 118.4631
|  |  | Retro | 1032.343 | 51.6172
|  |  | Lost Op | 1264.5346 | 63.2267
[32 empty] | Refrigeration | 0 | 40.435 | 0 | 0 | 0 | 19.1638
|  |  | Buildings |  |  |  |  | <10 | <20 | <30 | <40 | <50 | <60 | <70 | <80 | <90 | <100 | >100 | [13 empty] | Equipment | 19.3863 | 15.7028 | 0 | 0 | 36.8974 | 30.8104
|  |  | Incremental 2025 Total |  |  | 0 | 613.1897 | 219.833 | 143.8164 | 129.8584 | 194.3433 | 105.664 | 70.6952 | 193.9961 | [5 empty] | MWa | 172.875 | 258.3226 | 14.9368 | 0 | 19.3863 | 137.6028 | 134.0236 | 10.2111 | 40.435 | 15.7028 |  |  | 465.5209 | 337.9752 | 20.6093
|  |  | Incremental 2025 Lost Opportunity |  |  |  |  | 150.9614 | 93.4918 | 64.0394 | 83.1844 | 46.062 | 44.7004 | 123.2711 | [5 empty] | lvl cost | 25.4783 | 14.8697 | 15.3022 |  | 36.8974 | 33.7906 | 18.3514 | 28.6783 | 19.1638 | 30.8104
|  |  | Incremental 2025 Retrofit |  |  |  |  | 68.8716 | 50.3246 | 65.8191 | 111.1589 | 59.602 | 25.9947 | 70.725 | [17 empty] | Cost-Effective Achievable Potential |  |  | 85%
[20 empty] | 2004-04-14 | - Cost-Effective L, HVAC, & Env Conservation in 2025 (MWa) | [11 empty] | Lost-Opprtunity | Retrofit | Annual Lost-Opportunity |  | lvl cost LO | lvl Cost Retro
|  |  | Cumulative 2025 Total |  | 803.496 |  |  | 219.833 | 363.6494 | 493.5079 | 687.8512 | 793.5152 | 864.2103 | 1058.2064 | 1058.2064 | 1058.2064 | 1058.2064 | 1058.2064 |  |  | New and NR |  |  |  |  | Retro | [5 empty] | HVAC | 146.9438 | 116.9624 | 6.8906 |  | 25.4783 | 33.7906
|  |  | Cumulative 2025 Lost Opportunity |  |  |  |  | 150.9614 | 244.4532 | 308.4925 | 391.677 | 437.739 | 482.4394 | 605.7105 | [6 empty] | HVAC | L | ENVL | R | M | HVAC | L | ENVL | R | M |  | Lighting | 219.5742 | 113.92 | 10.028 |  | 14.8697 | 18.3514
|  |  | Cumulative 2025 Lost Retro |  |  |  |  | 68.8716 | 119.1963 | 185.0153 | 296.1742 | 355.7762 | 381.7709 | 452.4959 | [5 empty] | Curve to Date Total | 465.5209 |  |  |  |  | 322.2724 | [5 empty] | Envelope | 12.6963 | 8.6795 | 0.59933 |  | 15.3022 | 28.6783
[20 empty] | Curve to Date -End Use | 172.875 | 258.3226 | 14.9368 | 0 | 19.3863 | 137.6028 | 134.0236 | 10.2111 | 40.435 | 15.7028 |  | Refrigeration | 0 | 34.3697 | 0 |  | 0 | 19.1638
|  |  | Cost-Effective Amount is 803 MWa | [28 empty] | Equipment | 16.4784 | 13.3473 | 0 |  | 36.8974 | 30.8104
[33 empty] | 395.6927 | 287.2789 | 17.5179
|  |  | Infrastructure and Appliances |  |  |  |  | <10 | <20 | <30 | <40 | <50 | <60 | <70 | <80 | <90 | <100 | >100
|  |  | Incremental 2025 Total | [28 empty] | Cost-Effective Achievable Potential |  |  | 0.85
|  |  | Incremental 2025 Lost Opportunity | [29 empty] | Lost-Opprtunity | Retrofit | Annual Lost-Opportunity |  | lvl cost LO | lvl Cost Retro
|  |  | Incremental 2025 Retrofit | [28 empty] | 0 | MWa | 0 | 0 |  | 23.676 | 23.676
[32 empty] | 0 | Lost-Op | Retro | Annual Lost-Op |  | 40 | 40
|  |  | Cumulative 2025 Total |  | 453.8673 |  |  | 95.2862 | 267.1666 | 403.1587 | 427.7454 | 437.7201 | 444.1017 | 449.1017 | 460.5996 | 460.8421 | 466.2211 | 466.2902 | [13 empty] | Municipal Sewage Treatment | 14.9748 | 42.9453 | 0.74874 |  | 29.7168 | 29.7168
|  |  | Cumulative 2025 Lost Opportunity |  |  |  |  | 77.279 | 217.6778 | 306.5232 | 318.063 | 321.0755 | 322.5942 | 324.0228 | 326.849 | 326.8747 | 328.2654 | 328.2699 | [13 empty] | Municipal Water Supply | 6.0714 | 15.1786 | 0.30357 |  | 26.5967 | 26.5967
|  |  | Cumulative 2025 Lost Retro |  |  |  |  | 18.0072 | 49.4888 | 96.6354 | 109.6824 | 116.6446 | 121.5075 | 125.0789 | 133.7507 | 133.9673 | 137.9556 | 138.0202 | [13 empty] | LED Traffic Lights | 1.2422 | 10.4479 | 0.062109 |  | 26.8735 | 26.8735
[32 empty] | LED Exit Signs | 2.8904 | 41.4456 | 0.14452 |  | 19 | 19
|  |  | Cost-Effective Amount is 454 MWa | [28 empty] | Network PC Power Management | 61.9488 | 0.16381 | 3.0974 |  | 18.6625 | 18.6625 | Technical Potential - Cumulative
[33 empty] | 120.7 | 0 | 6.035
Year 2025
|  |  | All Measures | 2025 Capital $Million | MWa with TRC BC Ratio >1.0 |  |  | <10 | <20 | <30 | <40 | <50 | <60 | <70 | <80 | <90 | <100 | >100 | [20 empty] | Flag New/Retro | Measure Index Name | MWa with TRC BC Ratio >1.0 | Categories with B/C>1.00 | % of Measures with B/C >1.00 | <10 | <20 | <30 | <40 | <50 | <60 | <70
|  |  | Incremental 2025 Total | [28 empty] | Cost-Effective Achievable Potential |  |  | 85% |  |  |  | New | Integrated Building Design-New | 180.7907 |  |  | 43.8168 | 83.8662 | 116.0055 | 143.255 | 165.7822 | 179.9957 | 226.8577
|  |  | Incremental 2025 Lost Opportunity | [29 empty] | Lost-Opprtunity | Retrofit | Annual Lost-Opportunity |  | lvl cost LO | lvl Cost Retro | New | LPD Package-New | 70.8985 |  |  | 62.6505 | 70.3583 | 70.3583 | 70.967 | 75.1276 | 75.9386 | 76.1253
|  |  | Incremental 2025 Retrofit | [28 empty] | HVAC | 146.9438 | 116.9624 | 6.8906 |  | 25.4783 | 33.7906 | New | LPD Package-NR | 48.1133 |  |  | 44.5223 | 45.8472 | 45.8472 | 46.071 | 49.7179 | 49.8438 | 50.3998
[32 empty] | Lighting | 219.5742 | 113.92 | 10.028 |  | 14.8697 | 18.3514 | Retro | LPD Package-Retro | 134.0236 |  |  | 45.4763 | 76.1272 | 103.0879 | 127.2384 | 150.9162 | 157.0803 | 182.5615
|  |  | Cumulative 2025 Total |  | 1257.3633 |  |  | 315.1192 | 630.816 | 896.6665 | 1115.5966 | 1231.2353 | 1308.312 | 1507.3081 | 1518.8061 | 1519.0485 | 1524.4275 | 1524.4966 | [13 empty] | Envelope | 12.6963 | 8.6795 | 0.59933 |  | 15.3022 | 28.6783 | New | Top Day Lighting-New | 40.4788 |  |  | -0.41705 | 8.6662 | 14.5973 | 28.9142 | 32.3679 | 38.7689 | 38.7705
|  |  | Cumulative 2025 Lost Opportunity |  |  |  |  | 228.2404 | 462.1309 | 615.0158 | 709.74 | 758.8145 | 805.0336 | 929.7333 | 326.849 | 326.8747 | 328.2654 | 328.2699 | [13 empty] | Equipment | 82.5597 | 99.7744 | 3.3041 |  | 22.4374 | 21.4603 | New | Perimeter Day lighting Controls (Advanced)-New | 0.66805 |  |  | 0 | 0 | 0 | 0 | 0 | 0 | 4.7434
|  |  | Cumulative 2025 Retro |  |  |  |  | 86.8788 | 168.685 | 281.6508 | 405.8566 | 472.4207 | 503.2784 | 577.5748 | 133.7507 | 133.9673 | 137.9556 | 138.0202 | [13 empty] | Infrastructure | 21.0462 | 58.1239 | 1.0523 |  | #VALUE! | #VALUE! | New | Perimeter Day lighting Controls (Advanced)-NR | 0.33364 |  |  | 0 | 0 | 0 | 0 | 0 | 0 | 1.5531
|  |  | Technical Potential is 1524 MWa | [28 empty] | Total Cost-Effective Achievable Potential is 880 MWa | 482.8203 | 397.4601 | 21.8743 |  | #VALUE! | #VALUE! | New | Lighting Controls: Sweep, Occup, Commission-New | 0 |  |  | 0 | 0 | 0 | 0 | 0 | 0 | 0
|  |  | Cost-Effective Amount is 1257 MWa | [35 empty] | New | ECM on VAV Boxes-New | 6.1622 |  |  | 0 | 2.546 | 2.546 | 6.1622 | 6.1622 | 6.1622 | 6.1622
|  |  | Cost-Effective & Acievable Potential is 1069 MWa | 85% | 1068.7588 | [31 empty] | #VALUE! |  | New | ECM on VAV Boxes-NR | 4.5411 |  |  | 0 | 1.79 | 4.5411 | 4.5411 | 4.5411 | 4.5411 | 4.5411
[39 empty] | Retro | ECM on VAV Boxes-Retro | 0 |  |  | 0 | 0 | 0 | 0 | 0 | 0 | 0
[39 empty] | New | Premium HVAC Equipment-New | 5.1237 |  |  | 0 | 1.6831 | 1.6831 | 1.6831 | 2.7697 | 5.1237 | 10.9434
[39 empty] | New | Premium HVAC Equipment-NR | 5.7175 |  |  | 0 | 0.77586 | 0.77586 | 0.77586 | 4.1391 | 4.7941 | 8.9054
[39 empty] | New | Glass-New | 0.93107 |  |  | -0.053507 | 0.21737 | 0.54116 | 0.72517 | 0.91397 | 0.9196 | 0.99289
[39 empty] | New | Glass-NR | 0.10871 |  |  | -0.015038 | -0.015038 | -0.0085542 | 0.047144 | 0.15427 | 0.22883 | 0.43953
[39 empty] | Retro | Glass-Retro | 10.2111 |  |  | 0 | 0 | 8.6813 | 9.7632 | 10.904 | 11.8352 | 12.9118
[39 empty] | Retro | Package Roof Top Optimization & Repair-Retro | 88.5711 |  |  | 15.1117 | 19.8092 | 36.813 | 56.7767 | 77.97 | 88.5325 | 102.4784
[39 empty] | New | Variable Speed Chiller-New | 1.1179 |  |  | 0 | 0.25514 | 0.25514 | 1.1179 | 1.1179 | 1.1179 | 1.1179
[39 empty] | New | Variable Speed Chiller-NR | 2.1054 |  |  | 0 | 0.61769 | 0.61769 | 2.1054 | 2.1054 | 2.1054 | 2.1054
[39 empty] | Retro | Variable Speed Chiller-Retro | 0 |  |  | 0 | 0 | 0 | 0 | 0 | 0 | 0
[39 empty] | New | Controls Commission-New | 10.0367 |  |  | 0 | 0 | 2.8329 | 4.6622 | 10.0367 | 24.1648 | 80.058
[39 empty] | Retro | Built-Up HVAC Controls Optimization-Retro | 45.0317 |  |  | 0 | 0 | 2.9559 | 42.2582 | 53.4983 | 59.308 | 80.1043
[39 empty] | Retro | Built-Up HVAC Control Retrofit-Retro | 0 |  |  | 0 | 0 | 0 | 0 | 0 | 0 | 0
[39 empty] | New | Evaporative Assist Cooling-New | 0 |  |  | 0 | 0 | 0 | 0 | 0 | 0 | 0
[39 empty] | New | Evaporative Assist Cooling-NR | 0 |  |  | 0 | 0 | 0 | 0 | 0 | 0 | 0
[39 empty] | New | Low Pressure Distribution-New | 55.1102 |  |  | -2.6067 | 18.5928 | 34.8938 | 47.4022 | 49.3785 | 49.3785 | 52.5036
[39 empty] | New | Low Pressure Distribution-NR | 0 |  |  | 0 | 0 | 0 | 0 | 0 | 0 | 0
[39 empty] | New | Air-side heat recovery systems-New | 0 |  |  | 0 | 0 | 0 | 0 | 0 | 0 | 0
[39 empty] | Retro | Air-side heat recovery systems-Retro | 0 |  |  | 0 | 0 | 0 | 0 | 0 | 0 | 0
[39 empty] | New | Demand Control Ventilation-New | 0 |  |  | 0 | 0 | 0 | 0 | 0 | 0 | 0
[39 empty] | Retro | Demand Control Ventilation (Parking)-Retro | 0 |  |  | 0 | 0 | 0 | 0 | 0 | 0 | 0
[39 empty] | New | Efficienct fans, pumps and drives-New | 0 |  |  | 0 | 0 | 0 | 0 | 0 | 0 | 0
[39 empty] | New | Efficienct fans, pumps and drives-NR | 0 |  |  | 0 | 0 | 0 | 0 | 0 | 0 | 0
[39 empty] | Retro | Efficienct fans, pumps and drives-Retro | 0 |  |  | 0 | 0 | 0 | 0 | 0 | 0 | 0
[39 empty] | Retro | VSD, ASD-Retro | 4 |  |  | 0 | 0 | 2.5 | 4 | 4 | 4 | 4
[39 empty] | New | ReRoof-NR | 13.8971 |  |  | 3.064 | 9.2523 | 13.0061 | 13.8611 | 14.0381 | 14.1053 | 14.2402
[39 empty] | Retro | Grocery Refrigeration Bundle-Retro | 40.435 |  |  | 8.2836 | 23.2599 | 30.9773 | 40.435 | 42.785 | 45.3122 | 54.7371
[39 empty] | New | Grocery Refrigeration Heat Recovery-New | 0 |  |  | 0 | 0 | 0 | 0 | 0 | 0 | 0
[39 empty] | Retro | Demand controlled circulating systems-Retro | 0 |  |  | 0 | 0 | 0 | 0 | 0 | 0 | 0
[39 empty] | Retro | Plug Load Sensor-Retro | 15.7028 |  |  | 0 | 0 | 0 | 15.7028 | 15.7028 | 15.7028 | 15.7028
[39 empty] | New | Premium Fume Hood-New | 19.3863 |  |  | 0 | 0 | 0 | 19.3863 | 19.3863 | 25.2511 | 25.2511
Technical Potential - Cumulative
New and NR
Year 2025
[39 empty] | Flag New/Retro | Measure Index Name | MWa with TRC BC Ratio >1.0 |  |  | <10 | <20 | <30 | <40 | <50 | <60 | <70
[39 empty] | New | Integrated Building Design | 180.7907 |  |  | 43.8168 | 83.8662 | 116.0055 | 143.255 | 165.7822 | 179.9957 | 226.8577
[39 empty] | New | LPD Package | 119.0119 |  |  | 107.1728 | 116.2055 | 116.2055 | 117.038 | 124.8455 | 125.7824 | 126.5251
[39 empty] | New | Top Day Lighting | 40.4788 |  |  | -0.41705 | 8.6662 | 14.5973 | 28.9142 | 32.3679 | 38.7689 | 38.7705
[39 empty] | New | Perimeter Day lighting Controls | 1.0017 |  |  | 0 | 0 | 0 | 0 | 0 | 0 | 6.2965
[39 empty] | New | ECM on VAV Boxes | 10.7032 |  |  | 0 | 4.336 | 7.0871 | 10.7032 | 10.7032 | 10.7032 | 10.7032
[39 empty] | New | Premium HVAC Equipment | 10.8412 |  |  | 0 | 2.459 | 2.459 | 2.459 | 6.9089 | 9.9178 | 19.8488
[39 empty] | New | Glass | 1.0398 |  |  | -0.068544 | 0.20233 | 0.5326 | 0.77232 | 1.0682 | 1.1484 | 1.4324
[39 empty] | New | Variable Speed Chiller | 3.2233 |  |  | 0 | 0.87283 | 0.87283 | 3.2233 | 3.2233 | 3.2233 | 3.2233
[39 empty] | New | Controls Commission | 10.0367 |  |  | 0 | 0 | 2.8329 | 4.6622 | 10.0367 | 24.1648 | 80.058
[39 empty] | New | Low Pressure Distribution | 55.1102 |  |  | -2.6067 | 18.5928 | 34.8938 | 47.4022 | 49.3785 | 49.3785 | 52.5036
[39 empty] | New | ReRoof | 13.8971 |  |  | 3.064 | 9.2523 | 13.0061 | 13.8611 | 14.0381 | 14.1053 | 14.2402
[39 empty] | New | Premium Fume Hood | 19.3863 |  |  | 0 | 0 | 0 | 19.3863 | 19.3863 | 25.2511 | 25.2511
[40 empty] | Cost-Effective Amount is 466 MWa | 465.5209 |  |  | <70: 605.7105
Technical Potential - Cumulative
RetroFit
[39 empty] | Flag New/Retro | Measure Index Name | MWa with TRC BC Ratio >1.0 |  |  | <10 | <20 | <30 | <40 | <50 | <60 | <70
[39 empty] | Retro | LPD Package | 134.0236 |  |  | 45.4763 | 76.1272 | 103.0879 | 127.2384 | 150.9162 | 157.0803 | 182.5615
[39 empty] | Retro | Glass | 10.2111 |  |  | 0 | 0 | 8.6813 | 9.7632 | 10.904 | 11.8352 | 12.9118
[39 empty] | Retro | Package Roof Top Optimization | 88.5711 |  |  | 15.1117 | 19.8092 | 36.813 | 56.7767 | 77.97 | 88.5325 | 102.4784
[39 empty] | Retro | Built-Up HVAC Controls Optimization | 45.0317 |  |  | 0 | 0 | 2.9559 | 42.2582 | 53.4983 | 59.308 | 80.1043
[39 empty] | Retro | Variable Drive Power | 4 |  |  | 0 | 0 | 2.5 | 4 | 4 | 4 | 4
[39 empty] | Retro | Grocery Refrigeration Bundle | 40.435 |  |  | 8.2836 | 23.2599 | 30.9773 | 40.435 | 42.785 | 45.3122 | 54.7371
[39 empty] | Retro | Plug Load Sensor | 15.7028 |  |  | 0 | 0 | 0 | 15.7028 | 15.7028 | 15.7028 | 15.7028
[40 empty] | Cost-Effective Amount is 338 MWa | 337.9752 |  |  | <70: 452.4959
[39 empty] | Achievable Potential - Incremental |  | 85%
For Tally ChartNew (COMBINE NEW AND NR, PLOT ONLY NEW)
Year 2025
[39 empty] | Flag New/Retro | Measure Index Name | MWa with TRC BC Ratio >1.0 |  |  | <10 | <20 | <30 | <40 | <50 | <60 | <70
[39 empty] | New | Integrated Building Design-New | 153.6721 |  |  | 37.2443 | 34.0419 | 27.3184 | 23.1621 | 19.1481 | 12.0814 | 39.8327
[39 empty] | New | LPD Package-New | 60.2638 |  |  | 53.2529 | 6.5516 | 0 | 0.5174 | 3.5365 | 0.68932 | 0.15872
[39 empty] | New | LPD Package-NR | 40.8963 |  |  | 37.844 | 1.1262 | 0 | 0.19026 | 3.0998 | 0.107 | 0.47261
[39 empty] | Retro | LPD Package-Retro | 113.92 |  |  | 38.6548 | 26.0533 | 22.9166 | 20.5278 | 20.1261 | 5.2395 | 21.659
[39 empty] | New | Top Day Lighting-New | 34.4069 |  |  | -0.3545 | 7.7207 | 5.0415 | 12.1694 | 2.9357 | 5.4408 | 0.0014278
[39 empty] | New | Perimeter Day lighting Controls (Advanced)-New | 0.56784 |  |  | 0 | 0 | 0 | 0 | 0 | 0 | 4.0319
[39 empty] | New | Perimeter Day lighting Controls (Advanced)-NR | 0.2836 |  |  | 0 | 0 | 0 | 0 | 0 | 0 | 1.3201
[39 empty] | New | Lighting Controls: Sweep, Occup, Commission-New | 0 |  |  | 0 | 0 | 0 | 0 | 0 | 0 | 0
[39 empty] | New | ECM on VAV Boxes-New | 5.2378 |  |  | 0 | 2.1641 | 0 | 3.0737 | 0 | 0 | 0
[39 empty] | New | ECM on VAV Boxes-NR | 3.8599 |  |  | 0 | 1.5215 | 2.3384 | 0 | 0 | 0 | 0
[39 empty] | Retro | ECM on VAV Boxes-Retro | 0 |  |  | 0 | 0 | 0 | 0 | 0 | 0 | 0
[39 empty] | New | Premium HVAC Equipment-New | 4.3551 |  |  | 0 | 1.4307 | 0 | 0 | 0.9236 | 2.0009 | 4.9468
[39 empty] | New | Premium HVAC Equipment-NR | 4.8598 |  |  | 0 | 0.65948 | 0 | 0 | 2.8588 | 0.55675 | 3.4945
[39 empty] | New | Glass-New | 0.79141 |  |  | -0.045481 | 0.23024 | 0.27522 | 0.15642 | 0.16047 | 0.0047845 | 0.062298
[39 empty] | New | Glass-NR | 0.092404 |  |  | -0.012782 | 0 | 0.0055111 | 0.047344 | 0.091058 | 0.063373 | 0.1791
[39 empty] | Retro | Glass-Retro | 8.6795 |  |  | 0 | 0 | 7.3791 | 0.91962 | 0.9697 | 0.79147 | 0.91511
[39 empty] | Retro | Package Roof Top Optimization & Repair-Retro | 75.2854 |  |  | 12.845 | 3.9928 | 14.4532 | 16.9692 | 18.0143 | 8.9781 | 11.854
[39 empty] | New | Variable Speed Chiller-New | 0.95025 |  |  | 0 | 0.21687 | 0 | 0.73338 | 0 | 0 | 0
[39 empty] | New | Variable Speed Chiller-NR | 1.7896 |  |  | 0 | 0.52504 | 0 | 1.2645 | 0 | 0 | 0
[39 empty] | Retro | Variable Speed Chiller-Retro | 0 |  |  | 0 | 0 | 0 | 0 | 0 | 0 | 0
[39 empty] | New | Controls Commission-New | 8.5312 |  |  | 0 | 0 | 2.4079 | 1.5549 | 4.5684 | 12.0089 | 47.5093
[39 empty] | Retro | Built-Up HVAC Controls Optimization-Retro | 38.277 |  |  | 0 | 0 | 2.5125 | 33.407 | 9.5541 | 4.9382 | 17.6769
[39 empty] | Retro | Built-Up HVAC Control Retrofit-Retro | 0 |  |  | 0 | 0 | 0 | 0 | 0 | 0 | 0
[39 empty] | New | Evaporative Assist Cooling-New | 0 |  |  | 0 | 0 | 0 | 0 | 0 | 0 | 0
[39 empty] | New | Evaporative Assist Cooling-NR | 0 |  |  | 0 | 0 | 0 | 0 | 0 | 0 | 0
[39 empty] | New | Low Pressure Distribution-New | 46.8437 |  |  | -2.2157 | 18.0196 | 13.8558 | 10.6322 | 1.6798 | 0 | 2.6563
[39 empty] | New | Low Pressure Distribution-NR | 0 |  |  | 0 | 0 | 0 | 0 | 0 | 0 | 0
[39 empty] | New | Air-side heat recovery systems-New | 0 |  |  | 0 | 0 | 0 | 0 | 0 | 0 | 0
[39 empty] | Retro | Air-side heat recovery systems-Retro | 0 |  |  | 0 | 0 | 0 | 0 | 0 | 0 | 0
[39 empty] | New | Demand Control Ventilation-New | 0 |  |  | 0 | 0 | 0 | 0 | 0 | 0 | 0
[39 empty] | Retro | Demand Control Ventilation (Parking)-Retro | 0 |  |  | 0 | 0 | 0 | 0 | 0 | 0 | 0
[39 empty] | New | Efficienct fans, pumps and drives-New | 0 |  |  | 0 | 0 | 0 | 0 | 0 | 0 | 0
[39 empty] | New | Efficienct fans, pumps and drives-NR | 0 |  |  | 0 | 0 | 0 | 0 | 0 | 0 | 0
[39 empty] | Retro | Efficienct fans, pumps and drives-Retro | 0 |  |  | 0 | 0 | 0 | 0 | 0 | 0 | 0
[39 empty] | Retro | VSD, ASD-Retro | 3.4 |  |  | 0 | 0 | 2.125 | 1.275 | 0 | 0 | 0
[39 empty] | New | ReRoof-NR | 11.8125 |  |  | 2.6044 | 5.2601 | 3.1907 | 0.72678 | 0.15046 | 0.057123 | 0.11463
[39 empty] | Retro | Grocery Refrigeration Bundle-Retro | 34.3697 |  |  | 7.0411 | 12.7298 | 6.5598 | 8.039 | 1.9975 | 2.1481 | 8.0112
[39 empty] | New | Grocery Refrigeration Heat Recovery-New | 0 |  |  | 0 | 0 | 0 | 0 | 0 | 0 | 0
[39 empty] | Retro | Demand controlled circulating systems-Retro | 0 |  |  | 0 | 0 | 0 | 0 | 0 | 0 | 0
[39 empty] | Retro | Plug Load Sensor-Retro | 13.3473 |  |  | 0 | 0 | 0 | 13.3473 | 0 | 0 | 0
[39 empty] | New | Premium Fume Hood-New | 16.4784 |  |  | 0 | 0 | 0 | 16.4784 | 0 | 4.9851 | 0
[39 empty] | Achievable Potential - Cumulative |  | 85% | Use Auto Filter
[39 empty] | For Tally ChartNew (COMBINE NEW AND NR, PLOT ONLY NEW) |  | 0
[39 empty] | 0 | Year 2025 | 0
[39 empty] | Flag New/Retro | Measure Index Name | MWa with TRC BC Ratio >1.0 |  |  | <10 | <20 | <30 | <40 | <50 | <60 | <70
[39 empty] | New | Integrated Building Design-New | 153.6721 |  |  | 37.2443 | 71.2862 | 98.6047 | 121.7668 | 140.9149 | 152.9963 | 192.8291
[39 empty] | New | LPD Package-New | 60.2638 |  |  | 53.2529 | 59.8046 | 59.8046 | 60.322 | 63.8585 | 64.5478 | 64.7065
[39 empty] | New | LPD Package-NR | 40.8963 |  |  | 37.844 | 38.9701 | 38.9701 | 39.1604 | 42.2602 | 42.3672 | 42.8398
[39 empty] | Retro | LPD Package-Retro | 113.92 |  |  | 38.6548 | 64.7081 | 87.6248 | 108.1526 | 128.2787 | 133.5183 | 155.1773
[39 empty] | New | Top Day Lighting-New | 34.4069 |  |  | -0.3545 | 7.3662 | 12.4077 | 24.5771 | 27.5127 | 32.9535 | 32.955
[39 empty] | New | Perimeter Day lighting Controls (Advanced)-New | 0.56784 |  |  | 0 | 0 | 0 | 0 | 0 | 0 | 4.0319
[39 empty] | New | Perimeter Day lighting Controls (Advanced)-NR | 0.2836 |  |  | 0 | 0 | 0 | 0 | 0 | 0 | 1.3201
[39 empty] | New | Lighting Controls: Sweep, Occup, Commission-New | 0 |  |  | 0 | 0 | 0 | 0 | 0 | 0 | 0
[39 empty] | New | ECM on VAV Boxes-New | 5.2378 |  |  | 0 | 2.1641 | 2.1641 | 5.2378 | 5.2378 | 5.2378 | 5.2378
[39 empty] | New | ECM on VAV Boxes-NR | 3.8599 |  |  | 0 | 1.5215 | 3.8599 | 3.8599 | 3.8599 | 3.8599 | 3.8599
[39 empty] | Retro | ECM on VAV Boxes-Retro | 0 |  |  | 0 | 0 | 0 | 0 | 0 | 0 | 0
[39 empty] | New | Premium HVAC Equipment-New | 4.3551 |  |  | 0 | 1.4307 | 1.4307 | 1.4307 | 2.3543 | 4.3551 | 9.3019
[39 empty] | New | Premium HVAC Equipment-NR | 4.8598 |  |  | 0 | 0.65948 | 0.65948 | 0.65948 | 3.5183 | 4.075 | 7.5696
[39 empty] | New | Glass-New | 0.79141 |  |  | -0.045481 | 0.18476 | 0.45998 | 0.6164 | 0.77687 | 0.78166 | 0.84396
[39 empty] | New | Glass-NR | 0.092404 |  |  | -0.012782 | -0.012782 | -0.0072711 | 0.040073 | 0.13113 | 0.1945 | 0.3736
[39 empty] | Retro | Glass-Retro | 8.6795 |  |  | 0 | 0 | 7.3791 | 8.2987 | 9.2684 | 10.0599 | 10.975
[39 empty] | Retro | Package Roof Top Optimization & Repair-Retro | 75.2854 |  |  | 12.845 | 16.8378 | 31.291 | 48.2602 | 66.2745 | 75.2526 | 87.1067
[39 empty] | New | Variable Speed Chiller-New | 0.95025 |  |  | 0 | 0.21687 | 0.21687 | 0.95025 | 0.95025 | 0.95025 | 0.95025
[39 empty] | New | Variable Speed Chiller-NR | 1.7896 |  |  | 0 | 0.52504 | 0.52504 | 1.7896 | 1.7896 | 1.7896 | 1.7896
[39 empty] | Retro | Variable Speed Chiller-Retro | 0 |  |  | 0 | 0 | 0 | 0 | 0 | 0 | 0
[39 empty] | New | Controls Commission-New | 8.5312 |  |  | 0 | 0 | 2.4079 | 3.9629 | 8.5312 | 20.5401 | 68.0493
[39 empty] | Retro | Built-Up HVAC Controls Optimization-Retro | 38.277 |  |  | 0 | 0 | 2.5125 | 35.9195 | 45.4736 | 50.4118 | 68.0887
[39 empty] | Retro | Built-Up HVAC Control Retrofit-Retro | 0 |  |  | 0 | 0 | 0 | 0 | 0 | 0 | 0
[39 empty] | New | Evaporative Assist Cooling-New | 0 |  |  | 0 | 0 | 0 | 0 | 0 | 0 | 0
[39 empty] | New | Evaporative Assist Cooling-NR | 0 |  |  | 0 | 0 | 0 | 0 | 0 | 0 | 0
[39 empty] | New | Low Pressure Distribution-New | 46.8437 |  |  | -2.2157 | 15.8039 | 29.6597 | 40.2919 | 41.9717 | 41.9717 | 44.6281
[39 empty] | New | Low Pressure Distribution-NR | 0 |  |  | 0 | 0 | 0 | 0 | 0 | 0 | 0
[39 empty] | New | Air-side heat recovery systems-New | 0 |  |  | 0 | 0 | 0 | 0 | 0 | 0 | 0
[39 empty] | Retro | Air-side heat recovery systems-Retro | 0 |  |  | 0 | 0 | 0 | 0 | 0 | 0 | 0
[39 empty] | New | Demand Control Ventilation-New | 0 |  |  | 0 | 0 | 0 | 0 | 0 | 0 | 0
[39 empty] | Retro | Demand Control Ventilation (Parking)-Retro | 0 |  |  | 0 | 0 | 0 | 0 | 0 | 0 | 0
[39 empty] | New | Efficienct fans, pumps and drives-New | 0 |  |  | 0 | 0 | 0 | 0 | 0 | 0 | 0
[39 empty] | New | Efficienct fans, pumps and drives-NR | 0 |  |  | 0 | 0 | 0 | 0 | 0 | 0 | 0
[39 empty] | Retro | Efficienct fans, pumps and drives-Retro | 0 |  |  | 0 | 0 | 0 | 0 | 0 | 0 | 0
[39 empty] | Retro | VSD, ASD-Retro | 3.4 |  |  | 0 | 0 | 2.125 | 3.4 | 3.4 | 3.4 | 3.4
[39 empty] | New | ReRoof-NR | 11.8125 |  |  | 2.6044 | 7.8645 | 11.0552 | 11.782 | 11.9324 | 11.9895 | 12.1042
[39 empty] | Retro | Grocery Refrigeration Bundle-Retro | 34.3697 |  |  | 7.0411 | 19.7709 | 26.3307 | 34.3697 | 36.3672 | 38.5153 | 46.5265
[39 empty] | New | Grocery Refrigeration Heat Recovery-New | 0 |  |  | 0 | 0 | 0 | 0 | 0 | 0 | 0
[39 empty] | Retro | Demand controlled circulating systems-Retro | 0 |  |  | 0 | 0 | 0 | 0 | 0 | 0 | 0
[39 empty] | Retro | Plug Load Sensor-Retro | 13.3473 |  |  | 0 | 0 | 0 | 13.3473 | 13.3473 | 13.3473 | 13.3473
[39 empty] | New | Premium Fume Hood-New | 16.4784 |  |  | 0 | 0 | 0 | 16.4784 | 16.4784 | 21.4635 | 21.4635
[39 empty] | Achievable Potential - Cumulative |  | 85%
[39 empty] | For Achievable, Combine Measure Names |  | 0
[39 empty] | 0 | Year 2025 | 0
[39 empty] | Flag New/Retro | Measure Index Name | MWa with TRC BC Ratio >1.0 |  |  | <10 | <20 | <30 | <40 | <50 | <60 | <70
[39 empty] | New | Integrated Building Design | 153.6721 |  |  | 37.2443 | 71.2862 | 98.6047 | 121.7668 | 140.9149 | 152.9963 | 192.8291
[39 empty] | New | Lighting Measures | 101.1601 |  |  | 91.0969 | 98.7747 | 98.7747 | 99.4823 | 106.1187 | 106.915 | 107.5463
[39 empty] | New | Top Day Lighting | 34.4069 |  |  | -0.3545 | 7.3662 | 12.4077 | 24.5771 | 27.5127 | 32.9535 | 32.955
[39 empty] | New | Perimeter Day lighting Controls | 0.85144 |  |  | 0 | 0 | 0 | 0 | 0 | 0 | 5.352
[39 empty] | New | ECM on VAV Boxes | 9.0977 |  |  | 0 | 3.6856 | 6.024 | 9.0977 | 9.0977 | 9.0977 | 9.0977
[39 empty] | New | Premium HVAC Equipment | 9.215 |  |  | 0 | 2.0901 | 2.0901 | 2.0901 | 5.8725 | 8.4302 | 16.8715
[39 empty] | New | Glass | 0.88381 |  |  | -0.058263 | 0.17198 | 0.45271 | 0.65647 | 0.908 | 0.97616 | 1.2176
[39 empty] | New | Variable Speed Chiller | 2.7398 |  |  | 0 | 0.74191 | 0.74191 | 2.7398 | 2.7398 | 2.7398 | 2.7398
[39 empty] | New | Controls Commission | 8.5312 |  |  | 0 | 0 | 2.4079 | 3.9629 | 8.5312 | 20.5401 | 68.0493
[39 empty] | New | Low Pressure Distribution | 46.8437 |  |  | -2.2157 | 15.8039 | 29.6597 | 40.2919 | 41.9717 | 41.9717 | 44.6281
[39 empty] | New | ReRoof | 11.8125 |  |  | 2.6044 | 7.8645 | 11.0552 | 11.782 | 11.9324 | 11.9895 | 12.1042
[39 empty] | New | Premium Fume Hood | 16.4784 |  |  | 0 | 0 | 0 | 16.4784 | 16.4784 | 21.4635 | 21.4635
[40 empty] | Cost-Effective Amount is 396 MWa | 395.6927 |  |  | <70: 514.854
[39 empty] | Achievable Potential - Cumulative |  | 85%
[39 empty] | For Achievable, Combine Measure Names |  | 0
[39 empty] | Flag New/Retro | Measure Index Name | MWa with TRC BC Ratio >1.0 |  |  | <10 | <20 | <30 | <40 | <50 | <60 | <70
[39 empty] | Retro | Lighting Measures | 113.92 |  |  | 38.6548 | 64.7081 | 87.6248 | 108.1526 | 128.2787 | 133.5183 | 155.1773
[39 empty] | Retro | Glass | 8.6795 |  |  | 0 | 0 | 7.3791 | 8.2987 | 9.2684 | 10.0599 | 10.975
[39 empty] | Retro | Package Roof Top Optimization | 75.2854 |  |  | 12.845 | 16.8378 | 31.291 | 48.2602 | 66.2745 | 75.2526 | 87.1067
[39 empty] | Retro | Built-Up HVAC Controls Optimization | 38.277 |  |  | 0 | 0 | 2.5125 | 35.9195 | 45.4736 | 50.4118 | 68.0887
[39 empty] | Retro | Variable Drive Power | 3.4 |  |  | 0 | 0 | 2.125 | 3.4 | 3.4 | 3.4 | 3.4
[39 empty] | Retro | Grocery Refrigeration | 34.3697 |  |  | 7.0411 | 19.7709 | 26.3307 | 34.3697 | 36.3672 | 38.5153 | 46.5265
[39 empty] | Retro | Plug Load Sensor | 13.3473 |  |  | 0 | 0 | 0 | 13.3473 | 13.3473 | 13.3473 | 13.3473
[40 empty] | Cost-Effective Amount is 287 MWa | 287.2789 |  |  | <70: 384.6215

## 13May2004
Q:\CG\Main\Plan 5\Commercial\Assessment\HVAC\[Tally Log.xls]16Apr04B | [5 empty] | 2004-05-13 |  | 12:43
Tallies up savings from measures by cost bin for Lost Opportunity and for 2025
|  |  | Annual Lost Opportunity | Measures with B/C>1.00 | Measures with B/C>1.00 | Categories with B/C>1.00 | % of Measures with B/C >1.00 | Block 1: x <=10 m/kWh | Block 2: 10< x <=20 m/kWh | Block 3: 20< x <=30 m/kWh | Block 4: 30< x <=40 m/kWh | Block 5: 40< x <=50 m/kWh | Block 6: 50< x <=60 m/kWh | Block 7: 60m/kWh < x | [6 empty] | New and NR |  |  |  |  | Retro
Base Measure Name | VCohort | New/Retro | Measure Index Name | Annual Capital $Million | MWa with TRC BC Ratio >1.0 |  |  | <10 | <20 | <30 | <40 | <50 | <60 | <70 | <80 | <90 | <100 | >100 |  | MWa with TRC BC Ratio >1.0 | HVAC | L | ENVL | R | M | HVAC | L | ENVL | R | M
ALL | New | New | Integrated Building Design-New | 21.294 | 9.0395 |  |  | 2.1908 | 2.0025 | 1.607 | 1.3625 | 1.1264 | 0.71067 | 2.3431 | [5 empty] | Integrated Building Design-New | 4.148 | 4.8915 | 0 | 0 | 0 | 0 | 0 | 0 | 0 | 0
L | New | New | LPD Package-New | 0.062232 | 2.9541 | 0 | 3.0121 | 2.6104 | 0.32116 | 0 | 0.025363 | 0.17336 | 0.03379 | 0.0077806 | [5 empty] | LPD Package-New | 0 | 2.9541 | 0 | 0 | 0 | 0 | 0 | 0 | 0 | 0
L | NR | New | LPD Package-NR | 0.30227 | 2.2911 | 0 | 2.2777 | 2.1201 | 0.06309 | 0 | 0.010659 | 0.17366 | 0.0059942 | 0.026477 | [5 empty] | LPD Package-NR | 0 | 2.2911 | 0 | 0 | 0 | 0 | 0 | 0 | 0 | 0
L | Retro | Retro | LPD Package-Retro | [16 empty] | LPD Package-Retro | 0 | 0 | 0 | 0 | 0 | 0 | 0 | 0 | 0 | 0
L | New | New | Top Day Lighting-New | 5.5376 | 1.6192 | 0 | 1.5004 | -0.016682 | 0.36333 | 0.23725 | 0.57268 | 0.13815 | 0.25604 | 6.7192e-05 | [5 empty] | Top Day Lighting-New | 0 | 1.6192 | 0 | 0 | 0 | 0 | 0 | 0 | 0 | 0
L | New | New | Perimeter Day lighting Controls (Advanced)-New | 0.1966 | 0.027835 | 0 | 0.043858 | 0 | 0 | 0 | 0 | 0 | 0 | 0.19764 | [5 empty] | Perimeter Day lighting Controls (Advanced)-New | 0 | 0.027835 | 0 | 0 | 0 | 0 | 0 | 0 | 0 | 0
L | NR | New | Perimeter Day lighting Controls (Advanced)-NR | 0.10005 | 0.013902 | 0 | 0.015199 | 0 | 0 | 0 | 0 | 0 | 0 | 0.064711 | [5 empty] | Perimeter Day lighting Controls (Advanced)-NR | 0 | 0.013902 | 0 | 0 | 0 | 0 | 0 | 0 | 0 | 0
L | New | New | Lighting Controls: Sweep, Occup, Commission-New | [16 empty] | Lighting Controls: Sweep, Occup, Commission-New | 0 | 0 | 0 | 0 | 0 | 0 | 0 | 0 | 0 | 0
HVAC | New | New | ECM on VAV Boxes-New | 0.79226 | 0.25676 | 0 | 0.25463 | 0 | 0.10609 | 0 | 0.15067 | 0 | 0 | 0 | [5 empty] | ECM on VAV Boxes-New | 0.25676 | 0 | 0 | 0 | 0 | 0 | 0 | 0 | 0 | 0
HVAC | NR | New | ECM on VAV Boxes-NR | 0.51227 | 0.18921 | 0 | 0.1891 | 0 | 0.074583 | 0.11463 | 0 | 0 | 0 | 0 | [5 empty] | ECM on VAV Boxes-NR | 0.18921 | 0 | 0 | 0 | 0 | 0 | 0 | 0 | 0 | 0
HVAC | Retro | Retro | ECM on VAV Boxes-Retro | [16 empty] | ECM on VAV Boxes-Retro | 0 | 0 | 0 | 0 | 0 | 0 | 0 | 0 | 0 | 0
HVAC | New | New | Premium HVAC Equipment-New | 0.80151 | 0.21349 | 0 | 0.25686 | 0 | 0.07013 | 0 | 0 | 0.045275 | 0.098082 | 0.24249 | [5 empty] | Premium HVAC Equipment-New | 0.21349 | 0 | 0 | 0 | 0 | 0 | 0 | 0 | 0 | 0
HVAC | NR | New | Premium HVAC Equipment-NR | 1.1799 | 0.27226 | 0 | 0.29599 | 0 | 0.036946 | 0 | 0 | 0.16016 | 0.03119 | 0.19577 | [5 empty] | Premium HVAC Equipment-NR | 0.27226 | 0 | 0 | 0 | 0 | 0 | 0 | 0 | 0 | 0
ENVL | New | New | Glass-New | 0.15332 | 0.038794 | 0 | 0.037198 | -0.0022294 | 0.011286 | 0.013491 | 0.0076674 | 0.0078664 | 0.00023453 | 0.0030538 | [5 empty] | Glass-New | 0 | 0 | 0.038794 | 0 | 0 | 0 | 0 | 0 | 0 | 0
ENVL | NR | New | Glass-NR | 0.023121 | 0.0045296 | 0 | 0.0062784 | -0.00062658 | 0 | 0.00027015 | 0.0023208 | 0.0044636 | 0.0031065 | 0.0087795 | [5 empty] | Glass-NR | 0 | 0 | 0.0045296 | 0 | 0 | 0 | 0 | 0 | 0 | 0
ENVL | Retro | Retro | Glass-Retro | [16 empty] | Glass-Retro | 0 | 0 | 0 | 0 | 0 | 0 | 0 | 0 | 0 | 0
HVAC | Retro | Retro | Package Roof Top Optimization & Repair-Retro | [16 empty] | Package Roof Top Optimization & Repair-Retro | 0 | 0 | 0 | 0 | 0 | 0 | 0 | 0 | 0 | 0
HVAC | New | New | Variable Speed Chiller-New | 0.23113 | 0.044718 | 0 | 0.044604 | 0 | 0.010206 | 0 | 0.034512 | 0 | 0 | 0 | [5 empty] | Variable Speed Chiller-New | 0.044718 | 0 | 0 | 0 | 0 | 0 | 0 | 0 | 0 | 0
HVAC | NR | New | Variable Speed Chiller-NR | 0.6017 | 0.12088 | 0 | 0.1206 | 0 | 0.034204 | 0 | 0.086679 | 0 | 0 | 0 | [5 empty] | Variable Speed Chiller-NR | 0.12088 | 0 | 0 | 0 | 0 | 0 | 0 | 0 | 0 | 0
HVAC | Retro | Retro | Variable Speed Chiller-Retro | [16 empty] | Variable Speed Chiller-Retro | 0 | 0 | 0 | 0 | 0 | 0 | 0 | 0 | 0 | 0
HVAC | New | New | Controls Commission-New | 1.63 | 0.50184 | 0 | 0.6789 | 0 | 0 | 0.14164 | 0.091466 | 0.26873 | 0.7064 | 2.7947 | [5 empty] | Controls Commission-New | 0.50184 | 0 | 0 | 0 | 0 | 0 | 0 | 0 | 0 | 0
HVAC | Retro | Retro | Built-Up HVAC Controls Optimization-Retro | [16 empty] | Built-Up HVAC Controls Optimization-Retro | 0 | 0 | 0 | 0 | 0 | 0 | 0 | 0 | 0 | 0
HVAC | Retro | Retro | Built-Up HVAC Control Retrofit-Retro | [16 empty] | Built-Up HVAC Control Retrofit-Retro | 0 | 0 | 0 | 0 | 0 | 0 | 0 | 0 | 0 | 0
HVAC | New | New | Evaporative Assist Cooling-New | [16 empty] | Evaporative Assist Cooling-New | 0 | 0 | 0 | 0 | 0 | 0 | 0 | 0 | 0 | 0
HVAC | NR | New | Evaporative Assist Cooling-NR | [16 empty] | Evaporative Assist Cooling-NR | 0 | 0 | 0 | 0 | 0 | 0 | 0 | 0 | 0 | 0
HVAC | New | New | Low Pressure Distribution-New | 11.1196 | 2.3961 | 0 | 2.3242 | -0.11333 | 0.92172 | 0.70874 | 0.54385 | 0.085924 | 0 | 0.13587 | [5 empty] | Low Pressure Distribution-New | 2.3961 | 0 | 0 | 0 | 0 | 0 | 0 | 0 | 0 | 0
HVAC | NR | New | Low Pressure Distribution-NR | [16 empty] | Low Pressure Distribution-NR | 0 | 0 | 0 | 0 | 0 | 0 | 0 | 0 | 0 | 0
HVAC | New | New | Air-side heat recovery systems-New | [16 empty] | Air-side heat recovery systems-New | 0 | 0 | 0 | 0 | 0 | 0 | 0 | 0 | 0 | 0
HVAC | Retro | Retro | Air-side heat recovery systems-Retro | [16 empty] | Air-side heat recovery systems-Retro | 0 | 0 | 0 | 0 | 0 | 0 | 0 | 0 | 0 | 0
HVAC | New | New | Demand Control Ventilation-New | [16 empty] | Demand Control Ventilation-New | 0 | 0 | 0 | 0 | 0 | 0 | 0 | 0 | 0 | 0
HVAC | Retro | Retro | Demand Control Ventilation (Parking)-Retro | [16 empty] | Demand Control Ventilation (Parking)-Retro | 0 | 0 | 0 | 0 | 0 | 0 | 0 | 0 | 0 | 0
HVAC | New | New | Efficienct fans, pumps and drives-New | [16 empty] | Efficienct fans, pumps and drives-New | 0 | 0 | 0 | 0 | 0 | 0 | 0 | 0 | 0 | 0
HVAC | NR | New | Efficienct fans, pumps and drives-NR | [16 empty] | Efficienct fans, pumps and drives-NR | 0 | 0 | 0 | 0 | 0 | 0 | 0 | 0 | 0 | 0
HVAC | Retro | Retro | Efficienct fans, pumps and drives-Retro | [16 empty] | Efficienct fans, pumps and drives-Retro | 0 | 0 | 0 | 0 | 0 | 0 | 0 | 0 | 0 | 0
HVAC | Retro | Retro | VSD, ASD-Retro | [16 empty] | VSD, ASD-Retro | 0 | 0 | 0 | 0 | 0 | 0 | 0 | 0 | 0 | 0
ENVL | NR | New | ReRoof-NR | 1.6269 | 0.66177 | 0 | 0.65076 | 0.14591 | 0.29468 | 0.17875 | 0.040716 | 0.008429 | 0.0032001 | 0.0064221 | [5 empty] | ReRoof-NR | 0 | 0 | 0.66177 | 0 | 0 | 0 | 0 | 0 | 0 | 0
R | Retro | Retro | Grocery Refrigeration Bundle-Retro | [16 empty] | Grocery Refrigeration Bundle-Retro | 0 | 0 | 0 | 0 | 0 | 0 | 0 | 0 | 0 | 0
R | New | New | Grocery Refrigeration Heat Recovery-New | [16 empty] | Grocery Refrigeration Heat Recovery-New | 0 | 0 | 0 | 0 | 0 | 0 | 0 | 0 | 0 | 0
W | Retro | Retro | Demand controlled circulating systems-Retro | [16 empty] | Demand controlled circulating systems-Retro | 0 | 0 | 0 | 0 | 0 | 0 | 0 | 0 | 0 | 0
M | Retro | Retro | Plug Load Sensor-Retro | [16 empty] | Plug Load Sensor-Retro | 0 | 0 | 0 | 0 | 0 | 0 | 0 | 0 | 0 | 0
M | New | New | Premium Fume Hood-New |  |  |  |  | <50: 0 |  | Premium Fume Hood-New | 0 | 0 | 0 | 0 | 0 | 0 | 0 | 0 | 0 | 0
[21 empty] | 8.1433 | 11.7976 | 0.70509 | 0 | 0 | 0 | 0 | 0 | 0 | 0
|  |  | Total from Buildings | 46.1646 | 20.646 | 0 | 11.7084 | 6.9344 | 4.3099 | 3.0017 | 2.9291 | 2.1924 | 1.8487 | 6.0268
|  |  | Total from Stand Alone | 0
|  |  |  | 46.1646 | [34 empty] | DATA FOR CHARTS APPEARS BELOW CATEGORIZED IN SEVERAL DIFFERENT WAYS. USE AUTO FILTER TO PARSE. NEW AND NR MEASURES COMBINED BY NAME.
|  | 85% | Achievable | 39.2399
Technical Potential - Incremental
For Tally ChartNew (COMBINE NEW AND NR, PLOT ONLY NEW)
|  |  | Year 2025 | Measures with B/C>1.00 | Measures with B/C>1.00 | Categories with B/C>1.00 | % of Measures with B/C >1.00 | Block 1: x <=10 m/kWh | Block 2: 10< x <=20 m/kWh | Block 3: 20< x <=30 m/kWh | Block 4: 30< x <=40 m/kWh | Block 5: 40< x <=50 m/kWh | Block 6: 50< x <=60 m/kWh | Block 7: 60m/kWh < x |  |  |  |  | Measures with B/C>1.00 |  | New and NR |  |  |  |  | Retro | [12 empty] | 0 | Year 2025 | Measures with B/C>1.00 | Categories with B/C>1.00 | % of Measures with B/C >1.00 | Block 1: x <=10 m/kWh | Block 2: 10< x <=20 m/kWh | Block 3: 20< x <=30 m/kWh | Block 4: 30< x <=40 m/kWh | Block 5: 40< x <=50 m/kWh | Block 6: 50< x <=60 m/kWh | Block 7: 60m/kWh < x
End Use | VCohort | Flag New/Retro | Measure Index Name | 2025 Capital $Million | MWa with TRC BC Ratio >1.0 |  |  | <10 | <20 | <30 | <40 | <50 | <60 | <70 | <80 | <90 | <100 | >100 | Levelized Cost of B/C>1 |  | HVAC | L | ENVL | R | M | HVAC | L | ENVL | R | M | lvl cost | [7 empty] | Flag New/Retro | Measure Index Name | MWa with TRC BC Ratio >1.0 | Categories with B/C>1.00 | % of Measures with B/C >1.00 | <10 | <20 | <30 | <40 | <50 | <60 | <70
ALL | New | New | Integrated Building Design-New | 491.3085 | 180.7907 |  |  | 43.8168 | 40.0493 | 32.1393 | 27.2495 | 22.5272 | 14.2135 | 46.862 |  |  |  |  | 20.6343 | Integrated Building Design-New | 82.9604 | 97.8303 | 0 | 0 | 0 | 0 | 0 | 0 | 0 | 0 | 20.6343 | [7 empty] | New | Integrated Building Design-New | 180.7907 | 0 | 0 | 43.8168 | 40.0493 | 32.1393 | 27.2495 | 22.5272 | 14.2135 | 46.862
L | New | New | LPD Package-New | 1.4936 | 70.8985 | 0 | 72.2904 | 62.6505 | 7.7078 | 0 | 0.6087 | 4.1606 | 0.81096 | 0.18673 |  |  |  |  | 3.0845 | LPD Package-New | 0 | 70.8985 | 0 | 0 | 0 | 0 | 0 | 0 | 0 | 0 | 3.0845 | [7 empty] | New | LPD Package-New | 70.8985 | 0 | 72.2904 | 62.6505 | 7.7078 | 0 | 0.6087 | 4.1606 | 0.81096 | 0.18673
L | NR | New | LPD Package-NR | 6.3476 | 48.1133 | 0 | 47.8314 | 44.5223 | 1.3249 | 0 | 0.22384 | 3.6469 | 0.12588 | 0.55601 |  |  |  |  | 3.0298 | LPD Package-NR | 0 | 48.1133 | 0 | 0 | 0 | 0 | 0 | 0 | 0 | 0 | 3.0298 | [7 empty] | New | LPD Package-NR | 48.1133 | 0 | 47.8314 | 44.5223 | 1.3249 | 0 | 0.22384 | 3.6469 | 0.12588 | 0.55601
L | Retro | Retro | LPD Package-Retro | 358.9221 | 134.0236 | 0 | 140.4686 | 45.4763 | 30.651 | 26.9607 | 24.1504 | 23.6778 | 6.1642 | 25.4812 |  |  |  |  | 18.3514 | LPD Package-Retro | 0 | 0 | 0 | 0 | 0 | 0 | 134.0236 | 0 | 0 | 0 | 18.3514 | [7 empty] | Retro | LPD Package-Retro | 134.0236 | 0 | 140.4686 | 45.4763 | 30.651 | 26.9607 | 24.1504 | 23.6778 | 6.1642 | 25.4812
L | New | New | Top Day Lighting-New | 138.4412 | 40.4788 | 0 | 37.5108 | -0.41705 | 9.0832 | 5.9311 | 14.3169 | 3.4537 | 6.4009 | 0.0016798 |  |  |  |  | 34.1007 | Top Day Lighting-New | 0 | 40.4788 | 0 | 0 | 0 | 0 | 0 | 0 | 0 | 0 | 34.1007 | [7 empty] | New | Top Day Lighting-New | 40.4788 | 0 | 37.5108 | -0.41705 | 9.0832 | 5.9311 | 14.3169 | 3.4537 | 6.4009 | 0.0016798
L | New | New | Perimeter Day lighting Controls (Advanced)-New | 4.9638 | 0.66805 | 0 | 1.0526 | 0 | 0 | 0 | 0 | 0 | 0 | 4.7434 |  |  |  |  | 85 | Perimeter Day lighting Controls (Advanced)-New | 0 | 0.66805 | 0 | 0 | 0 | 0 | 0 | 0 | 0 | 0 | 85 | [7 empty] | New | Perimeter Day lighting Controls (Advanced)-New | 0.66805 | 0 | 1.0526 | 0 | 0 | 0 | 0 | 0 | 0 | 4.7434
L | NR | New | Perimeter Day lighting Controls (Advanced)-NR | 2.4899 | 0.33364 | 0 | 0.36478 | 0 | 0 | 0 | 0 | 0 | 0 | 1.5531 |  |  |  |  | 62.6841 | Perimeter Day lighting Controls (Advanced)-NR | 0 | 0.33364 | 0 | 0 | 0 | 0 | 0 | 0 | 0 | 0 | 62.6841 | [7 empty] | New | Perimeter Day lighting Controls (Advanced)-NR | 0.33364 | 0 | 0.36478 | 0 | 0 | 0 | 0 | 0 | 0 | 1.5531
L | New | New | Lighting Controls: Sweep, Occup, Commission-New | [16 empty] | Lighting Controls: Sweep, Occup, Commission-New | 0 | 0 | 0 | 0 | 0 | 0 | 0 | 0 | 0 | 0 | 0 | [7 empty] | New | Lighting Controls: Sweep, Occup, Commission-New | 0 | 0 | 0 | 0 | 0 | 0 | 0 | 0 | 0 | 0
HVAC | New | New | ECM on VAV Boxes-New | 19.0143 | 6.1622 | 0 | 6.1111 | 0 | 2.546 | 0 | 3.6161 | 0 | 0 | 0 |  |  |  |  | 25.1489 | ECM on VAV Boxes-New | 6.1622 | 0 | 0 | 0 | 0 | 0 | 0 | 0 | 0 | 0 | 25.1489 | [7 empty] | New | ECM on VAV Boxes-New | 6.1622 | 0 | 6.1111 | 0 | 2.546 | 0 | 3.6161 | 0 | 0 | 0
HVAC | NR | New | ECM on VAV Boxes-NR | 12.2946 | 4.5411 | 0 | 4.5385 | 0 | 1.79 | 2.7511 | 0 | 0 | 0 | 0 |  |  |  |  | 22.1633 | ECM on VAV Boxes-NR | 4.5411 | 0 | 0 | 0 | 0 | 0 | 0 | 0 | 0 | 0 | 22.1633 | [7 empty] | New | ECM on VAV Boxes-NR | 4.5411 | 0 | 4.5385 | 0 | 1.79 | 2.7511 | 0 | 0 | 0 | 0
HVAC | Retro | Retro | ECM on VAV Boxes-Retro | [16 empty] | ECM on VAV Boxes-Retro | 0 | 0 | 0 | 0 | 0 | 0 | 0 | 0 | 0 | 0 | 0 | [7 empty] | Retro | ECM on VAV Boxes-Retro | 0 | 0 | 0 | 0 | 0 | 0 | 0 | 0 | 0 | 0
HVAC | New | New | Premium HVAC Equipment-New | 19.2362 | 5.1237 | 0 | 6.1647 | 0 | 1.6831 | 0 | 0 | 1.0866 | 2.354 | 5.8197 |  |  |  |  | 43.5071 | Premium HVAC Equipment-New | 5.1237 | 0 | 0 | 0 | 0 | 0 | 0 | 0 | 0 | 0 | 43.5071 | [7 empty] | New | Premium HVAC Equipment-New | 5.1237 | 0 | 6.1647 | 0 | 1.6831 | 0 | 0 | 1.0866 | 2.354 | 5.8197
HVAC | NR | New | Premium HVAC Equipment-NR | 24.7776 | 5.7175 | 0 | 6.2159 | 0 | 0.77586 | 0 | 0 | 3.3633 | 0.655 | 4.1112 |  |  |  |  | 43.2059 | Premium HVAC Equipment-NR | 5.7175 | 0 | 0 | 0 | 0 | 0 | 0 | 0 | 0 | 0 | 43.2059 | [7 empty] | New | Premium HVAC Equipment-NR | 5.7175 | 0 | 6.2159 | 0 | 0.77586 | 0 | 0 | 3.3633 | 0.655 | 4.1112
ENVL | New | New | Glass-New | 3.6797 | 0.93107 | 0 | 0.89276 | -0.053507 | 0.27087 | 0.32379 | 0.18402 | 0.18879 | 0.0056288 | 0.073292 |  |  |  |  | 13.6376 | Glass-New | 0 | 0 | 0.93107 | 0 | 0 | 0 | 0 | 0 | 0 | 0 | 13.6376 | [7 empty] | New | Glass-New | 0.93107 | 0 | 0.89276 | -0.053507 | 0.27087 | 0.32379 | 0.18402 | 0.18879 | 0.0056288 | 0.073292
ENVL | NR | New | Glass-NR | 0.55489 | 0.10871 | 0 | 0.15068 | -0.015038 | 0 | 0.0064837 | 0.055699 | 0.10713 | 0.074556 | 0.21071 |  |  |  |  | 35.2262 | Glass-NR | 0 | 0 | 0.10871 | 0 | 0 | 0 | 0 | 0 | 0 | 0 | 35.2262 | [7 empty] | New | Glass-NR | 0.10871 | 0 | 0.15068 | -0.015038 | 0 | 0.0064837 | 0.055699 | 0.10713 | 0.074556 | 0.21071
ENVL | Retro | Retro | Glass-Retro | 42.4323 | 10.2111 | 0 | 10.7044 | 0 | 0 | 8.6813 | 1.0819 | 1.1408 | 0.93115 | 1.0766 |  |  |  |  | 28.6783 | Glass-Retro | 0 | 0 | 0 | 0 | 0 | 0 | 0 | 10.2111 | 0 | 0 | 28.6783 | [7 empty] | Retro | Glass-Retro | 10.2111 | 0 | 10.7044 | 0 | 0 | 8.6813 | 1.0819 | 1.1408 | 0.93115 | 1.0766
HVAC | Retro | Retro | Package Roof Top Optimization & Repair-Retro | 157.0482 | 88.5711 | 0 | 80.0773 | 15.1117 | 4.6974 | 17.0038 | 19.9637 | 21.1933 | 10.5625 | 13.9459 |  |  |  |  | 32.3467 | Package Roof Top Optimization & Repair-Retro | 0 | 0 | 0 | 0 | 0 | 88.5711 | 0 | 0 | 0 | 0 | 32.3467 | [7 empty] | Retro | Package Roof Top Optimization & Repair-Retro | 88.5711 | 0 | 80.0773 | 15.1117 | 4.6974 | 17.0038 | 19.9637 | 21.1933 | 10.5625 | 13.9459
HVAC | New | New | Variable Speed Chiller-New | 5.7782 | 1.1179 | 0 | 1.1151 | 0 | 0.25514 | 0 | 0.8628 | 0 | 0 | 0 |  |  |  |  | 32.0512 | Variable Speed Chiller-New | 1.1179 | 0 | 0 | 0 | 0 | 0 | 0 | 0 | 0 | 0 | 32.0512 | [7 empty] | New | Variable Speed Chiller-New | 1.1179 | 0 | 1.1151 | 0 | 0.25514 | 0 | 0.8628 | 0 | 0 | 0
HVAC | NR | New | Variable Speed Chiller-NR | 15.0424 | 3.0221 | 0 | 3.015 | 0 | 0.85511 | 0 | 2.167 | 0 | 0 | 0 |  |  |  |  | 30.8884 | Variable Speed Chiller-NR | 3.0221 | 0 | 0 | 0 | 0 | 0 | 0 | 0 | 0 | 0 | 30.8884 | [7 empty] | New | Variable Speed Chiller-NR | 3.0221 | 0 | 3.015 | 0 | 0.85511 | 0 | 2.167 | 0 | 0 | 0
HVAC | Retro | Retro | Variable Speed Chiller-Retro | [16 empty] | Variable Speed Chiller-Retro | 0 | 0 | 0 | 0 | 0 | 0 | 0 | 0 | 0 | 0 | 0 | [7 empty] | Retro | Variable Speed Chiller-Retro | 0 | 0 | 0 | 0 | 0 | 0 | 0 | 0 | 0 | 0
HVAC | New | New | Controls Commission-New | 32.6003 | 10.0367 | 0 | 13.5779 | 0 | 0 | 2.8329 | 1.8293 | 5.3745 | 14.1281 | 55.8932 |  |  |  |  | 37.4797 | Controls Commission-New | 10.0367 | 0 | 0 | 0 | 0 | 0 | 0 | 0 | 0 | 0 | 37.4797 | [7 empty] | New | Controls Commission-New | 10.0367 | 0 | 13.5779 | 0 | 0 | 2.8329 | 1.8293 | 5.3745 | 14.1281 | 55.8932
HVAC | Retro | Retro | Built-Up HVAC Controls Optimization-Retro | 134.8711 | 45.0317 | 0 | 43.6009 | 0 | 0 | 2.9559 | 39.3024 | 11.2401 | 5.8097 | 20.7963 |  |  |  |  | 36.5229 | Built-Up HVAC Controls Optimization-Retro | 0 | 0 | 0 | 0 | 0 | 45.0317 | 0 | 0 | 0 | 0 | 36.5229 | [7 empty] | Retro | Built-Up HVAC Controls Optimization-Retro | 45.0317 | 0 | 43.6009 | 0 | 0 | 2.9559 | 39.3024 | 11.2401 | 5.8097 | 20.7963
HVAC | Retro | Retro | Built-Up HVAC Control Retrofit-Retro | [16 empty] | Built-Up HVAC Control Retrofit-Retro | 0 | 0 | 0 | 0 | 0 | 0 | 0 | 0 | 0 | 0 | 0 | [7 empty] | Retro | Built-Up HVAC Control Retrofit-Retro | 0 | 0 | 0 | 0 | 0 | 0 | 0 | 0 | 0 | 0
HVAC | New | New | Evaporative Assist Cooling-New | [16 empty] | Evaporative Assist Cooling-New | 0 | 0 | 0 | 0 | 0 | 0 | 0 | 0 | 0 | 0 | 0 | [7 empty] | New | Evaporative Assist Cooling-New | 0 | 0 | 0 | 0 | 0 | 0 | 0 | 0 | 0 | 0
HVAC | NR | New | Evaporative Assist Cooling-NR | [16 empty] | Evaporative Assist Cooling-NR | 0 | 0 | 0 | 0 | 0 | 0 | 0 | 0 | 0 | 0 | 0 | [7 empty] | New | Evaporative Assist Cooling-NR | 0 | 0 | 0 | 0 | 0 | 0 | 0 | 0 | 0 | 0
HVAC | New | New | Low Pressure Distribution-New | 255.7513 | 55.1102 | 0 | 53.4567 | -2.6067 | 21.1995 | 16.3009 | 12.5085 | 1.9763 | 0 | 3.1251 |  |  |  |  | 27.0474 | Low Pressure Distribution-New | 55.1102 | 0 | 0 | 0 | 0 | 0 | 0 | 0 | 0 | 0 | 27.0474 | [7 empty] | New | Low Pressure Distribution-New | 55.1102 | 0 | 53.4567 | -2.6067 | 21.1995 | 16.3009 | 12.5085 | 1.9763 | 0 | 3.1251
HVAC | NR | New | Low Pressure Distribution-NR | [16 empty] | Low Pressure Distribution-NR | 0 | 0 | 0 | 0 | 0 | 0 | 0 | 0 | 0 | 0 | 0 | [7 empty] | New | Low Pressure Distribution-NR | 0 | 0 | 0 | 0 | 0 | 0 | 0 | 0 | 0 | 0
HVAC | New | New | Air-side heat recovery systems-New | [16 empty] | Air-side heat recovery systems-New | 0 | 0 | 0 | 0 | 0 | 0 | 0 | 0 | 0 | 0 | 0 | [7 empty] | New | Air-side heat recovery systems-New | 0 | 0 | 0 | 0 | 0 | 0 | 0 | 0 | 0 | 0
HVAC | Retro | Retro | Air-side heat recovery systems-Retro | [16 empty] | Air-side heat recovery systems-Retro | 0 | 0 | 0 | 0 | 0 | 0 | 0 | 0 | 0 | 0 | 0 | [7 empty] | Retro | Air-side heat recovery systems-Retro | 0 | 0 | 0 | 0 | 0 | 0 | 0 | 0 | 0 | 0
HVAC | New | New | Demand Control Ventilation-New | [16 empty] | Demand Control Ventilation-New | 0 | 0 | 0 | 0 | 0 | 0 | 0 | 0 | 0 | 0 | 0 | [7 empty] | New | Demand Control Ventilation-New | 0 | 0 | 0 | 0 | 0 | 0 | 0 | 0 | 0 | 0
HVAC | Retro | Retro | Demand Control Ventilation (Parking)-Retro | [16 empty] | Demand Control Ventilation (Parking)-Retro | 0 | 0 | 0 | 0 | 0 | 0 | 0 | 0 | 0 | 0 | 0 | [7 empty] | Retro | Demand Control Ventilation (Parking)-Retro | 0 | 0 | 0 | 0 | 0 | 0 | 0 | 0 | 0 | 0
HVAC | New | New | Efficienct fans, pumps and drives-New | [16 empty] | Efficienct fans, pumps and drives-New | 0 | 0 | 0 | 0 | 0 | 0 | 0 | 0 | 0 | 0 | 0 | [7 empty] | New | Efficienct fans, pumps and drives-New | 0 | 0 | 0 | 0 | 0 | 0 | 0 | 0 | 0 | 0
HVAC | NR | New | Efficienct fans, pumps and drives-NR | [16 empty] | Efficienct fans, pumps and drives-NR | 0 | 0 | 0 | 0 | 0 | 0 | 0 | 0 | 0 | 0 | 0 | [7 empty] | New | Efficienct fans, pumps and drives-NR | 0 | 0 | 0 | 0 | 0 | 0 | 0 | 0 | 0 | 0
HVAC | Retro | Retro | Efficienct fans, pumps and drives-Retro | [16 empty] | Efficienct fans, pumps and drives-Retro | 0 | 0 | 0 | 0 | 0 | 0 | 0 | 0 | 0 | 0 | 0 | [7 empty] | Retro | Efficienct fans, pumps and drives-Retro | 0 | 0 | 0 | 0 | 0 | 0 | 0 | 0 | 0 | 0
HVAC | Retro | Retro | VSD, ASD-Retro | 2.5 | 4 | 0 | 0 | 0 | 0 | 2.5 | 1.5 | 0 | 0 | 0 |  |  |  |  | 35 | VSD, ASD-Retro | 0 | 0 | 0 | 0 | 0 | 4 | 0 | 0 | 0 | 0 | 35 | [7 empty] | Retro | VSD, ASD-Retro | 4 | 0 | 0 | 0 | 0 | 2.5 | 1.5 | 0 | 0 | 0
ENVL | NR | New | ReRoof-NR | 34.1656 | 13.8971 | 0 | 13.666 | 3.064 | 6.1883 | 3.7538 | 0.85504 | 0.17701 | 0.067203 | 0.13486 |  |  |  |  | 15.2578 | ReRoof-NR | 0 | 0 | 13.8971 | 0 | 0 | 0 | 0 | 0 | 0 | 0 | 15.2578 | [7 empty] | New | ReRoof-NR | 13.8971 | 0 | 13.666 | 3.064 | 6.1883 | 3.7538 | 0.85504 | 0.17701 | 0.067203 | 0.13486
R | Retro | Retro | Grocery Refrigeration Bundle-Retro | 67.1358 | 40.435 | 0 | 39.5284 | 8.2836 | 14.9762 | 7.7174 | 9.4577 | 2.35 | 2.5272 | 9.4249 |  |  |  |  | 19.1638 | Grocery Refrigeration Bundle-Retro | 0 | 0 | 0 | 0 | 0 | 0 | 0 | 0 | 40.435 | 0 | 19.1638 | Cost-Effective Technical Potential | [6 empty] | Retro | Grocery Refrigeration Bundle-Retro | 40.435 | 0 | 39.5284 | 8.2836 | 14.9762 | 7.7174 | 9.4577 | 2.35 | 2.5272 | 9.4249
R | New | New | Grocery Refrigeration Heat Recovery-New | [16 empty] | Grocery Refrigeration Heat Recovery-New | 0 | 0 | 0 | 0 | 0 | 0 | 0 | 0 | 0 | 0 | 0 |  | Lost-Opprtunity | Retrofit | Annual Lost-Opportunity |  | lvl cost LO | lvl Cost Retro | New | Grocery Refrigeration Heat Recovery-New | 0 | 0 | 0 | 0 | 0 | 0 | 0 | 0 | 0 | 0
W | Retro | Retro | Demand controlled circulating systems-Retro | [16 empty] | Demand controlled circulating systems-Retro | 0 | 0 | 0 | 0 | 0 | 0 | 0 | 0 | 0 | 0 | 0 | HVAC | 173.7918 | 137.6028 | 8.1433 | 6.9218 | 25.5094 | 33.7906 | Retro | Demand controlled circulating systems-Retro | 0 | 0 | 0 | 0 | 0 | 0 | 0 | 0 | 0 | 0
M | Retro | Retro | Plug Load Sensor-Retro | 41.8289 | 15.7028 | 0 | 14.8441 | 0 | 0 | 0 | 15.7028 | 0 | 0 | 0 |  |  |  |  | 30.8104 | Plug Load Sensor-Retro | 0 | 0 | 0 | 0 | 0 | 0 | 0 | 0 | 0 | 15.7028 | 30.8104 | Lighting | 258.3226 | 134.0236 | 11.7976 | 10.028 | 14.8697 | 18.3514 | Retro | Plug Load Sensor-Retro | 15.7028 | 0 | 14.8441 | 0 | 0 | 0 | 15.7028 | 0 | 0 | 0
M | New | New | Premium Fume Hood-New | 80.1958 | 19.3863 | 0 | 16.9186 | 0 | 0 | 0 | 19.3863 | 0 | 5.8648 | 0 |  |  |  |  | 36.8974 | Premium Fume Hood-New | 0 | 0 | 0 | 0 | 19.3863 | 0 | 0 | 0 | 0 | 0 | 36.8974 | Envelope | 14.9368 | 10.2111 | 0.70509 | 0.59933 | 15.3022 | 28.6783 | New | Premium Fume Hood-New | 19.3863 | 0 | 16.9186 | 0 | 0 | 0 | 19.3863 | 0 | 5.8648 | 0
|  |  | Technical |  | 804.4128
|  |  | Total Buildings | 1952.8738 | 804.4128 | 0 | 614.0965 | 219.833 | 144.0538 | 129.8584 | 195.0226 | 105.664 | 70.6952 | 193.9961
|  |  | Total Retro Buildings | 804.7384
|  |  | Total Lost Op Buildings | 1067.9396
|  | 85% | Achievable | 2025 $ | Annual $
|  |  | Total Buildings | 1659.9428
|  |  | Total Retro Buildings | 684.0277
|  |  | Total Lost Op Buildings | 907.7487
|  |  | Total Stand Alone | 0
|  |  | Total Retro Stand Alone | 0
|  |  | Totasl Lost Op Stand Alone | 0
|  |  | Total | 1659.9428 | 82.9971
|  |  | Retro | 684.0277 | 34.2014
|  |  | Lost Op | 907.7487 | 45.3874
[32 empty] | Refrigeration | 0 | 40.435 | 0 | 0 | 0 | 19.1638
|  |  | Buildings |  |  |  |  | <10 | <20 | <30 | <40 | <50 | <60 | <70 | <80 | <90 | <100 | >100 | [13 empty] | Equipment | 19.3863 | 15.7028 | 0 | 0 | 36.8974 | 30.8104
|  |  | Incremental 2025 Total |  |  | 0 | 614.0965 | 219.833 | 144.0538 | 129.8584 | 195.0226 | 105.664 | 70.6952 | 193.9961 | [5 empty] | MWa | 173.7918 | 258.3226 | 14.9368 | 0 | 19.3863 | 137.6028 | 134.0236 | 10.2111 | 40.435 | 15.7028 |  |  | 466.4376 | 337.9752 | 20.646
|  |  | Incremental 2025 Lost Opportunity |  |  |  |  | 150.9614 | 93.7292 | 64.0394 | 83.8637 | 46.062 | 44.7004 | 123.2711 | [5 empty] | lvl cost | 25.5094 | 14.8697 | 15.3022 |  | 36.8974 | 33.7906 | 18.3514 | 28.6783 | 19.1638 | 30.8104
|  |  | Incremental 2025 Retrofit |  |  |  |  | 68.8716 | 50.3246 | 65.8191 | 111.1589 | 59.602 | 25.9947 | 70.725 | [17 empty] | Cost-Effective Achievable Potential |  |  | 85%
[20 empty] | 2004-05-13 | - Cost-Effective L, HVAC, & Env Conservation in 2025 (MWa) | [11 empty] | Lost-Opprtunity | Retrofit | Annual Lost-Opportunity |  | lvl cost LO | lvl Cost Retro
|  |  | Cumulative 2025 Total |  | 804.4128 |  |  | 219.833 | 363.8868 | 493.7453 | 688.7679 | 794.4319 | 865.1271 | 1059.1232 | 1059.1232 | 1059.1232 | 1059.1232 | 1059.1232 |  |  | New and NR |  |  |  |  | Retro | [5 empty] | HVAC | 147.723 | 116.9624 | 6.9218 |  | 25.5094 | 33.7906
|  |  | Cumulative 2025 Lost Opportunity |  |  |  |  | 150.9614 | 244.6906 | 308.73 | 392.5937 | 438.6557 | 483.3562 | 606.6273 | [6 empty] | HVAC | L | ENVL | R | M | HVAC | L | ENVL | R | M |  | Lighting | 219.5742 | 113.92 | 10.028 |  | 14.8697 | 18.3514
|  |  | Cumulative 2025 Lost Retro |  |  |  |  | 68.8716 | 119.1963 | 185.0153 | 296.1742 | 355.7762 | 381.7709 | 452.4959 | [5 empty] | Curve to Date Total | 466.4376 |  |  |  |  | 322.2724 | [5 empty] | Envelope | 12.6963 | 8.6795 | 0.59933 |  | 15.3022 | 28.6783
[20 empty] | Curve to Date -End Use | 173.7918 | 258.3226 | 14.9368 | 0 | 19.3863 | 137.6028 | 134.0236 | 10.2111 | 40.435 | 15.7028 |  | Refrigeration | 0 | 34.3697 | 0 |  | 0 | 19.1638
|  |  | Cost-Effective Amount is 804 MWa | [28 empty] | Equipment | 16.4784 | 13.3473 | 0 |  | 36.8974 | 30.8104
[33 empty] | 396.4719 | 287.2789 | 17.5491
|  |  | Infrastructure and Appliances |  |  |  |  | <10 | <20 | <30 | <40 | <50 | <60 | <70 | <80 | <90 | <100 | >100
|  |  | Incremental 2025 Total | [28 empty] | Cost-Effective Achievable Potential |  |  | 0.85
|  |  | Incremental 2025 Lost Opportunity | [29 empty] | Lost-Opprtunity | Retrofit | Annual Lost-Opportunity |  | lvl cost LO | lvl Cost Retro
|  |  | Incremental 2025 Retrofit | [28 empty] | 0 | MWa | 0 | 0 |  | 23.7262 | 23.7262
[32 empty] | 0 | Lost-Op | Retro | Annual Lost-Op |  | 40 | 40
|  |  | Cumulative 2025 Total |  | 494.7897 |  |  | 84.2862 | 244.9697 | 440.3403 | 467.6989 | 477.6626 | 484.0441 | 490.6878 | 500.4947 | 500.7266 | 506.1056 | 506.1747 | [13 empty] | Municipal Sewage Treatment | 14.9748 | 42.9453 | 0.74874 |  | 32.0814 | 32.0814
|  |  | Cumulative 2025 Lost Opportunity |  |  |  |  | 66.2631 | 195.3603 | 343.91 | 358.2282 | 361.2188 | 362.7375 | 364.2271 | 366.8985 | 366.9033 | 368.294 | 368.2985 | [13 empty] | Municipal Water Supply | 6.0714 | 15.1786 | 0.30357 |  | 25.6757 | 25.6757
|  |  | Cumulative 2025 Lost Retro |  |  |  |  | 18.0231 | 49.6094 | 96.4304 | 109.4707 | 116.4437 | 121.3067 | 126.4606 | 133.5962 | 133.8233 | 137.8116 | 137.8762 | [13 empty] | LED Traffic Lights | 0.22153 | 10.3997 | 0.011076 |  | 26.5913 | 26.5913
[32 empty] | LED Exit Signs | 2.8904 | 41.4456 | 0.14452 |  | 19 | 19
|  |  | Cost-Effective Amount is 495 MWa | [28 empty] | Network PC Power Management | 62.1126 | 0 | 3.1056 |  | 18.6625 | 18.6625 | Technical Potential - Cumulative
[33 empty] | 155.6786 | 0.04136 | 7.7839
Year 2025
|  |  | All Measures | 2025 Capital $Million | MWa with TRC BC Ratio >1.0 |  |  | <10 | <20 | <30 | <40 | <50 | <60 | <70 | <80 | <90 | <100 | >100 | [20 empty] | Flag New/Retro | Measure Index Name | MWa with TRC BC Ratio >1.0 | Categories with B/C>1.00 | % of Measures with B/C >1.00 | <10 | <20 | <30 | <40 | <50 | <60 | <70
|  |  | Incremental 2025 Total | [28 empty] | Cost-Effective Achievable Potential |  |  | 85% |  |  |  | New | Integrated Building Design-New | 180.7907 |  |  | 43.8168 | 83.8662 | 116.0055 | 143.255 | 165.7822 | 179.9957 | 226.8577
|  |  | Incremental 2025 Lost Opportunity | [29 empty] | Lost-Opprtunity | Retrofit | Annual Lost-Opportunity |  | lvl cost LO | lvl Cost Retro | New | LPD Package-New | 70.8985 |  |  | 62.6505 | 70.3583 | 70.3583 | 70.967 | 75.1276 | 75.9386 | 76.1253
|  |  | Incremental 2025 Retrofit | [28 empty] | HVAC | 147.723 | 116.9624 | 6.9218 |  | 25.5094 | 33.7906 | New | LPD Package-NR | 48.1133 |  |  | 44.5223 | 45.8472 | 45.8472 | 46.071 | 49.7179 | 49.8438 | 50.3998
[32 empty] | Lighting | 219.5742 | 113.92 | 10.028 |  | 14.8697 | 18.3514 | Retro | LPD Package-Retro | 134.0236 |  |  | 45.4763 | 76.1272 | 103.0879 | 127.2384 | 150.9162 | 157.0803 | 182.5615
|  |  | Cumulative 2025 Total |  | 1299.2025 |  |  | 304.1192 | 608.8565 | 934.0856 | 1156.4668 | 1272.0945 | 1349.1712 | 1549.8109 | 1559.6179 | 1559.8498 | 1565.2288 | 1565.2979 | [13 empty] | Envelope | 12.6963 | 8.6795 | 0.59933 |  | 15.3022 | 28.6783 | New | Top Day Lighting-New | 40.4788 |  |  | -0.41705 | 8.6662 | 14.5973 | 28.9142 | 32.3679 | 38.7689 | 38.7705
|  |  | Cumulative 2025 Lost Opportunity |  |  |  |  | 217.2245 | 440.0509 | 652.6399 | 750.8219 | 799.8745 | 846.0936 | 970.8544 | 366.8985 | 366.9033 | 368.294 | 368.2985 | [13 empty] | Equipment | 81.7029 | 99.5623 | 3.2612 |  | 22.3737 | 21.4328 | New | Perimeter Day lighting Controls (Advanced)-New | 0.66805 |  |  | 0 | 0 | 0 | 0 | 0 | 0 | 4.7434
|  |  | Cumulative 2025 Retro |  |  |  |  | 86.8947 | 168.8057 | 281.4457 | 405.6449 | 472.2199 | 503.0776 | 578.9565 | 133.5962 | 133.8233 | 137.8116 | 137.8762 | [13 empty] | Infrastructure | 21.0462 | 58.1239 | 1.0523 |  | #VALUE! | #VALUE! | New | Perimeter Day lighting Controls (Advanced)-NR | 0.33364 |  |  | 0 | 0 | 0 | 0 | 0 | 0 | 1.5531
|  |  | Technical Potential is 1565 MWa | [28 empty] | Total Cost-Effective Achievable Potential is 880 MWa | 482.7426 | 397.2481 | 21.8626 |  | #VALUE! | #VALUE! | New | Lighting Controls: Sweep, Occup, Commission-New | 0 |  |  | 0 | 0 | 0 | 0 | 0 | 0 | 0
|  |  | Cost-Effective Amount is 1299 MWa | [35 empty] | New | ECM on VAV Boxes-New | 6.1622 |  |  | 0 | 2.546 | 2.546 | 6.1622 | 6.1622 | 6.1622 | 6.1622
|  |  | Cost-Effective & Acievable Potential is 1104 MWa | 85% | 1104.3221 | [31 empty] | #VALUE! |  | New | ECM on VAV Boxes-NR | 4.5411 |  |  | 0 | 1.79 | 4.5411 | 4.5411 | 4.5411 | 4.5411 | 4.5411
[39 empty] | Retro | ECM on VAV Boxes-Retro | 0 |  |  | 0 | 0 | 0 | 0 | 0 | 0 | 0
[39 empty] | New | Premium HVAC Equipment-New | 5.1237 |  |  | 0 | 1.6831 | 1.6831 | 1.6831 | 2.7697 | 5.1237 | 10.9434
[39 empty] | New | Premium HVAC Equipment-NR | 5.7175 |  |  | 0 | 0.77586 | 0.77586 | 0.77586 | 4.1391 | 4.7941 | 8.9054
[39 empty] | New | Glass-New | 0.93107 |  |  | -0.053507 | 0.21737 | 0.54116 | 0.72517 | 0.91397 | 0.9196 | 0.99289
[39 empty] | New | Glass-NR | 0.10871 |  |  | -0.015038 | -0.015038 | -0.0085542 | 0.047144 | 0.15427 | 0.22883 | 0.43953
[39 empty] | Retro | Glass-Retro | 10.2111 |  |  | 0 | 0 | 8.6813 | 9.7632 | 10.904 | 11.8352 | 12.9118
[39 empty] | Retro | Package Roof Top Optimization & Repair-Retro | 88.5711 |  |  | 15.1117 | 19.8092 | 36.813 | 56.7767 | 77.97 | 88.5325 | 102.4784
[39 empty] | New | Variable Speed Chiller-New | 1.1179 |  |  | 0 | 0.25514 | 0.25514 | 1.1179 | 1.1179 | 1.1179 | 1.1179
[39 empty] | New | Variable Speed Chiller-NR | 3.0221 |  |  | 0 | 0.85511 | 0.85511 | 3.0221 | 3.0221 | 3.0221 | 3.0221
[39 empty] | Retro | Variable Speed Chiller-Retro | 0 |  |  | 0 | 0 | 0 | 0 | 0 | 0 | 0
[39 empty] | New | Controls Commission-New | 10.0367 |  |  | 0 | 0 | 2.8329 | 4.6622 | 10.0367 | 24.1648 | 80.058
[39 empty] | Retro | Built-Up HVAC Controls Optimization-Retro | 45.0317 |  |  | 0 | 0 | 2.9559 | 42.2582 | 53.4983 | 59.308 | 80.1043
[39 empty] | Retro | Built-Up HVAC Control Retrofit-Retro | 0 |  |  | 0 | 0 | 0 | 0 | 0 | 0 | 0
[39 empty] | New | Evaporative Assist Cooling-New | 0 |  |  | 0 | 0 | 0 | 0 | 0 | 0 | 0
[39 empty] | New | Evaporative Assist Cooling-NR | 0 |  |  | 0 | 0 | 0 | 0 | 0 | 0 | 0
[39 empty] | New | Low Pressure Distribution-New | 55.1102 |  |  | -2.6067 | 18.5928 | 34.8938 | 47.4022 | 49.3785 | 49.3785 | 52.5036
[39 empty] | New | Low Pressure Distribution-NR | 0 |  |  | 0 | 0 | 0 | 0 | 0 | 0 | 0
[39 empty] | New | Air-side heat recovery systems-New | 0 |  |  | 0 | 0 | 0 | 0 | 0 | 0 | 0
[39 empty] | Retro | Air-side heat recovery systems-Retro | 0 |  |  | 0 | 0 | 0 | 0 | 0 | 0 | 0
[39 empty] | New | Demand Control Ventilation-New | 0 |  |  | 0 | 0 | 0 | 0 | 0 | 0 | 0
[39 empty] | Retro | Demand Control Ventilation (Parking)-Retro | 0 |  |  | 0 | 0 | 0 | 0 | 0 | 0 | 0
[39 empty] | New | Efficienct fans, pumps and drives-New | 0 |  |  | 0 | 0 | 0 | 0 | 0 | 0 | 0
[39 empty] | New | Efficienct fans, pumps and drives-NR | 0 |  |  | 0 | 0 | 0 | 0 | 0 | 0 | 0
[39 empty] | Retro | Efficienct fans, pumps and drives-Retro | 0 |  |  | 0 | 0 | 0 | 0 | 0 | 0 | 0
[39 empty] | Retro | VSD, ASD-Retro | 4 |  |  | 0 | 0 | 2.5 | 4 | 4 | 4 | 4
[39 empty] | New | ReRoof-NR | 13.8971 |  |  | 3.064 | 9.2523 | 13.0061 | 13.8611 | 14.0381 | 14.1053 | 14.2402
[39 empty] | Retro | Grocery Refrigeration Bundle-Retro | 40.435 |  |  | 8.2836 | 23.2599 | 30.9773 | 40.435 | 42.785 | 45.3122 | 54.7371
[39 empty] | New | Grocery Refrigeration Heat Recovery-New | 0 |  |  | 0 | 0 | 0 | 0 | 0 | 0 | 0
[39 empty] | Retro | Demand controlled circulating systems-Retro | 0 |  |  | 0 | 0 | 0 | 0 | 0 | 0 | 0
[39 empty] | Retro | Plug Load Sensor-Retro | 15.7028 |  |  | 0 | 0 | 0 | 15.7028 | 15.7028 | 15.7028 | 15.7028
[39 empty] | New | Premium Fume Hood-New | 19.3863 |  |  | 0 | 0 | 0 | 19.3863 | 19.3863 | 25.2511 | 25.2511
Technical Potential - Cumulative
New and NR
Year 2025
[39 empty] | Flag New/Retro | Measure Index Name | MWa with TRC BC Ratio >1.0 |  |  | <10 | <20 | <30 | <40 | <50 | <60 | <70
[39 empty] | New | Integrated Building Design | 180.7907 |  |  | 43.8168 | 83.8662 | 116.0055 | 143.255 | 165.7822 | 179.9957 | 226.8577
[39 empty] | New | LPD Package | 119.0119 |  |  | 107.1728 | 116.2055 | 116.2055 | 117.038 | 124.8455 | 125.7824 | 126.5251
[39 empty] | New | Top Day Lighting | 40.4788 |  |  | -0.41705 | 8.6662 | 14.5973 | 28.9142 | 32.3679 | 38.7689 | 38.7705
[39 empty] | New | Perimeter Day lighting Controls | 1.0017 |  |  | 0 | 0 | 0 | 0 | 0 | 0 | 6.2965
[39 empty] | New | ECM on VAV Boxes | 10.7032 |  |  | 0 | 4.336 | 7.0871 | 10.7032 | 10.7032 | 10.7032 | 10.7032
[39 empty] | New | Premium HVAC Equipment | 10.8412 |  |  | 0 | 2.459 | 2.459 | 2.459 | 6.9089 | 9.9178 | 19.8488
[39 empty] | New | Glass | 1.0398 |  |  | -0.068544 | 0.20233 | 0.5326 | 0.77232 | 1.0682 | 1.1484 | 1.4324
[39 empty] | New | Variable Speed Chiller | 4.14 |  |  | 0 | 1.1102 | 1.1102 | 4.14 | 4.14 | 4.14 | 4.14
[39 empty] | New | Controls Commission | 10.0367 |  |  | 0 | 0 | 2.8329 | 4.6622 | 10.0367 | 24.1648 | 80.058
[39 empty] | New | Low Pressure Distribution | 55.1102 |  |  | -2.6067 | 18.5928 | 34.8938 | 47.4022 | 49.3785 | 49.3785 | 52.5036
[39 empty] | New | ReRoof | 13.8971 |  |  | 3.064 | 9.2523 | 13.0061 | 13.8611 | 14.0381 | 14.1053 | 14.2402
[39 empty] | New | Premium Fume Hood | 19.3863 |  |  | 0 | 0 | 0 | 19.3863 | 19.3863 | 25.2511 | 25.2511
[40 empty] | Cost-Effective Amount is 466 MWa | 466.4376 |  |  | <70: 606.6273
Technical Potential - Cumulative
RetroFit
[39 empty] | Flag New/Retro | Measure Index Name | MWa with TRC BC Ratio >1.0 |  |  | <10 | <20 | <30 | <40 | <50 | <60 | <70
[39 empty] | Retro | LPD Package | 134.0236 |  |  | 45.4763 | 76.1272 | 103.0879 | 127.2384 | 150.9162 | 157.0803 | 182.5615
[39 empty] | Retro | Glass | 10.2111 |  |  | 0 | 0 | 8.6813 | 9.7632 | 10.904 | 11.8352 | 12.9118
[39 empty] | Retro | Package Roof Top Optimization | 88.5711 |  |  | 15.1117 | 19.8092 | 36.813 | 56.7767 | 77.97 | 88.5325 | 102.4784
[39 empty] | Retro | Built-Up HVAC Controls Optimization | 45.0317 |  |  | 0 | 0 | 2.9559 | 42.2582 | 53.4983 | 59.308 | 80.1043
[39 empty] | Retro | Variable Drive Power | 4 |  |  | 0 | 0 | 2.5 | 4 | 4 | 4 | 4
[39 empty] | Retro | Grocery Refrigeration Bundle | 40.435 |  |  | 8.2836 | 23.2599 | 30.9773 | 40.435 | 42.785 | 45.3122 | 54.7371
[39 empty] | Retro | Plug Load Sensor | 15.7028 |  |  | 0 | 0 | 0 | 15.7028 | 15.7028 | 15.7028 | 15.7028
[40 empty] | Cost-Effective Amount is 338 MWa | 337.9752 |  |  | <70: 452.4959
[39 empty] | Achievable Potential - Incremental |  | 85%
For Tally ChartNew (COMBINE NEW AND NR, PLOT ONLY NEW)
Year 2025
[39 empty] | Flag New/Retro | Measure Index Name | MWa with TRC BC Ratio >1.0 |  |  | <10 | <20 | <30 | <40 | <50 | <60 | <70
[39 empty] | New | Integrated Building Design-New | 153.6721 |  |  | 37.2443 | 34.0419 | 27.3184 | 23.1621 | 19.1481 | 12.0814 | 39.8327
[39 empty] | New | LPD Package-New | 60.2638 |  |  | 53.2529 | 6.5516 | 0 | 0.5174 | 3.5365 | 0.68932 | 0.15872
[39 empty] | New | LPD Package-NR | 40.8963 |  |  | 37.844 | 1.1262 | 0 | 0.19026 | 3.0998 | 0.107 | 0.47261
[39 empty] | Retro | LPD Package-Retro | 113.92 |  |  | 38.6548 | 26.0533 | 22.9166 | 20.5278 | 20.1261 | 5.2395 | 21.659
[39 empty] | New | Top Day Lighting-New | 34.4069 |  |  | -0.3545 | 7.7207 | 5.0415 | 12.1694 | 2.9357 | 5.4408 | 0.0014278
[39 empty] | New | Perimeter Day lighting Controls (Advanced)-New | 0.56784 |  |  | 0 | 0 | 0 | 0 | 0 | 0 | 4.0319
[39 empty] | New | Perimeter Day lighting Controls (Advanced)-NR | 0.2836 |  |  | 0 | 0 | 0 | 0 | 0 | 0 | 1.3201
[39 empty] | New | Lighting Controls: Sweep, Occup, Commission-New | 0 |  |  | 0 | 0 | 0 | 0 | 0 | 0 | 0
[39 empty] | New | ECM on VAV Boxes-New | 5.2378 |  |  | 0 | 2.1641 | 0 | 3.0737 | 0 | 0 | 0
[39 empty] | New | ECM on VAV Boxes-NR | 3.8599 |  |  | 0 | 1.5215 | 2.3384 | 0 | 0 | 0 | 0
[39 empty] | Retro | ECM on VAV Boxes-Retro | 0 |  |  | 0 | 0 | 0 | 0 | 0 | 0 | 0
[39 empty] | New | Premium HVAC Equipment-New | 4.3551 |  |  | 0 | 1.4307 | 0 | 0 | 0.9236 | 2.0009 | 4.9468
[39 empty] | New | Premium HVAC Equipment-NR | 4.8598 |  |  | 0 | 0.65948 | 0 | 0 | 2.8588 | 0.55675 | 3.4945
[39 empty] | New | Glass-New | 0.79141 |  |  | -0.045481 | 0.23024 | 0.27522 | 0.15642 | 0.16047 | 0.0047845 | 0.062298
[39 empty] | New | Glass-NR | 0.092404 |  |  | -0.012782 | 0 | 0.0055111 | 0.047344 | 0.091058 | 0.063373 | 0.1791
[39 empty] | Retro | Glass-Retro | 8.6795 |  |  | 0 | 0 | 7.3791 | 0.91962 | 0.9697 | 0.79147 | 0.91511
[39 empty] | Retro | Package Roof Top Optimization & Repair-Retro | 75.2854 |  |  | 12.845 | 3.9928 | 14.4532 | 16.9692 | 18.0143 | 8.9781 | 11.854
[39 empty] | New | Variable Speed Chiller-New | 0.95025 |  |  | 0 | 0.21687 | 0 | 0.73338 | 0 | 0 | 0
[39 empty] | New | Variable Speed Chiller-NR | 2.5688 |  |  | 0 | 0.72684 | 0 | 1.8419 | 0 | 0 | 0
[39 empty] | Retro | Variable Speed Chiller-Retro | 0 |  |  | 0 | 0 | 0 | 0 | 0 | 0 | 0
[39 empty] | New | Controls Commission-New | 8.5312 |  |  | 0 | 0 | 2.4079 | 1.5549 | 4.5684 | 12.0089 | 47.5093
[39 empty] | Retro | Built-Up HVAC Controls Optimization-Retro | 38.277 |  |  | 0 | 0 | 2.5125 | 33.407 | 9.5541 | 4.9382 | 17.6769
[39 empty] | Retro | Built-Up HVAC Control Retrofit-Retro | 0 |  |  | 0 | 0 | 0 | 0 | 0 | 0 | 0
[39 empty] | New | Evaporative Assist Cooling-New | 0 |  |  | 0 | 0 | 0 | 0 | 0 | 0 | 0
[39 empty] | New | Evaporative Assist Cooling-NR | 0 |  |  | 0 | 0 | 0 | 0 | 0 | 0 | 0
[39 empty] | New | Low Pressure Distribution-New | 46.8437 |  |  | -2.2157 | 18.0196 | 13.8558 | 10.6322 | 1.6798 | 0 | 2.6563
[39 empty] | New | Low Pressure Distribution-NR | 0 |  |  | 0 | 0 | 0 | 0 | 0 | 0 | 0
[39 empty] | New | Air-side heat recovery systems-New | 0 |  |  | 0 | 0 | 0 | 0 | 0 | 0 | 0
[39 empty] | Retro | Air-side heat recovery systems-Retro | 0 |  |  | 0 | 0 | 0 | 0 | 0 | 0 | 0
[39 empty] | New | Demand Control Ventilation-New | 0 |  |  | 0 | 0 | 0 | 0 | 0 | 0 | 0
[39 empty] | Retro | Demand Control Ventilation (Parking)-Retro | 0 |  |  | 0 | 0 | 0 | 0 | 0 | 0 | 0
[39 empty] | New | Efficienct fans, pumps and drives-New | 0 |  |  | 0 | 0 | 0 | 0 | 0 | 0 | 0
[39 empty] | New | Efficienct fans, pumps and drives-NR | 0 |  |  | 0 | 0 | 0 | 0 | 0 | 0 | 0
[39 empty] | Retro | Efficienct fans, pumps and drives-Retro | 0 |  |  | 0 | 0 | 0 | 0 | 0 | 0 | 0
[39 empty] | Retro | VSD, ASD-Retro | 3.4 |  |  | 0 | 0 | 2.125 | 1.275 | 0 | 0 | 0
[39 empty] | New | ReRoof-NR | 11.8125 |  |  | 2.6044 | 5.2601 | 3.1907 | 0.72678 | 0.15046 | 0.057123 | 0.11463
[39 empty] | Retro | Grocery Refrigeration Bundle-Retro | 34.3697 |  |  | 7.0411 | 12.7298 | 6.5598 | 8.039 | 1.9975 | 2.1481 | 8.0112
[39 empty] | New | Grocery Refrigeration Heat Recovery-New | 0 |  |  | 0 | 0 | 0 | 0 | 0 | 0 | 0
[39 empty] | Retro | Demand controlled circulating systems-Retro | 0 |  |  | 0 | 0 | 0 | 0 | 0 | 0 | 0
[39 empty] | Retro | Plug Load Sensor-Retro | 13.3473 |  |  | 0 | 0 | 0 | 13.3473 | 0 | 0 | 0
[39 empty] | New | Premium Fume Hood-New | 16.4784 |  |  | 0 | 0 | 0 | 16.4784 | 0 | 4.9851 | 0
[39 empty] | Achievable Potential - Cumulative |  | 85% | Use Auto Filter
[39 empty] | For Tally ChartNew (COMBINE NEW AND NR, PLOT ONLY NEW) |  | 0
[39 empty] | 0 | Year 2025 | 0
[39 empty] | Flag New/Retro | Measure Index Name | MWa with TRC BC Ratio >1.0 |  |  | <10 | <20 | <30 | <40 | <50 | <60 | <70
[39 empty] | New | Integrated Building Design-New | 153.6721 |  |  | 37.2443 | 71.2862 | 98.6047 | 121.7668 | 140.9149 | 152.9963 | 192.8291
[39 empty] | New | LPD Package-New | 60.2638 |  |  | 53.2529 | 59.8046 | 59.8046 | 60.322 | 63.8585 | 64.5478 | 64.7065
[39 empty] | New | LPD Package-NR | 40.8963 |  |  | 37.844 | 38.9701 | 38.9701 | 39.1604 | 42.2602 | 42.3672 | 42.8398
[39 empty] | Retro | LPD Package-Retro | 113.92 |  |  | 38.6548 | 64.7081 | 87.6248 | 108.1526 | 128.2787 | 133.5183 | 155.1773
[39 empty] | New | Top Day Lighting-New | 34.4069 |  |  | -0.3545 | 7.3662 | 12.4077 | 24.5771 | 27.5127 | 32.9535 | 32.955
[39 empty] | New | Perimeter Day lighting Controls (Advanced)-New | 0.56784 |  |  | 0 | 0 | 0 | 0 | 0 | 0 | 4.0319
[39 empty] | New | Perimeter Day lighting Controls (Advanced)-NR | 0.2836 |  |  | 0 | 0 | 0 | 0 | 0 | 0 | 1.3201
[39 empty] | New | Lighting Controls: Sweep, Occup, Commission-New | 0 |  |  | 0 | 0 | 0 | 0 | 0 | 0 | 0
[39 empty] | New | ECM on VAV Boxes-New | 5.2378 |  |  | 0 | 2.1641 | 2.1641 | 5.2378 | 5.2378 | 5.2378 | 5.2378
[39 empty] | New | ECM on VAV Boxes-NR | 3.8599 |  |  | 0 | 1.5215 | 3.8599 | 3.8599 | 3.8599 | 3.8599 | 3.8599
[39 empty] | Retro | ECM on VAV Boxes-Retro | 0 |  |  | 0 | 0 | 0 | 0 | 0 | 0 | 0
[39 empty] | New | Premium HVAC Equipment-New | 4.3551 |  |  | 0 | 1.4307 | 1.4307 | 1.4307 | 2.3543 | 4.3551 | 9.3019
[39 empty] | New | Premium HVAC Equipment-NR | 4.8598 |  |  | 0 | 0.65948 | 0.65948 | 0.65948 | 3.5183 | 4.075 | 7.5696
[39 empty] | New | Glass-New | 0.79141 |  |  | -0.045481 | 0.18476 | 0.45998 | 0.6164 | 0.77687 | 0.78166 | 0.84396
[39 empty] | New | Glass-NR | 0.092404 |  |  | -0.012782 | -0.012782 | -0.0072711 | 0.040073 | 0.13113 | 0.1945 | 0.3736
[39 empty] | Retro | Glass-Retro | 8.6795 |  |  | 0 | 0 | 7.3791 | 8.2987 | 9.2684 | 10.0599 | 10.975
[39 empty] | Retro | Package Roof Top Optimization & Repair-Retro | 75.2854 |  |  | 12.845 | 16.8378 | 31.291 | 48.2602 | 66.2745 | 75.2526 | 87.1067
[39 empty] | New | Variable Speed Chiller-New | 0.95025 |  |  | 0 | 0.21687 | 0.21687 | 0.95025 | 0.95025 | 0.95025 | 0.95025
[39 empty] | New | Variable Speed Chiller-NR | 2.5688 |  |  | 0 | 0.72684 | 0.72684 | 2.5688 | 2.5688 | 2.5688 | 2.5688
[39 empty] | Retro | Variable Speed Chiller-Retro | 0 |  |  | 0 | 0 | 0 | 0 | 0 | 0 | 0
[39 empty] | New | Controls Commission-New | 8.5312 |  |  | 0 | 0 | 2.4079 | 3.9629 | 8.5312 | 20.5401 | 68.0493
[39 empty] | Retro | Built-Up HVAC Controls Optimization-Retro | 38.277 |  |  | 0 | 0 | 2.5125 | 35.9195 | 45.4736 | 50.4118 | 68.0887
[39 empty] | Retro | Built-Up HVAC Control Retrofit-Retro | 0 |  |  | 0 | 0 | 0 | 0 | 0 | 0 | 0
[39 empty] | New | Evaporative Assist Cooling-New | 0 |  |  | 0 | 0 | 0 | 0 | 0 | 0 | 0
[39 empty] | New | Evaporative Assist Cooling-NR | 0 |  |  | 0 | 0 | 0 | 0 | 0 | 0 | 0
[39 empty] | New | Low Pressure Distribution-New | 46.8437 |  |  | -2.2157 | 15.8039 | 29.6597 | 40.2919 | 41.9717 | 41.9717 | 44.6281
[39 empty] | New | Low Pressure Distribution-NR | 0 |  |  | 0 | 0 | 0 | 0 | 0 | 0 | 0
[39 empty] | New | Air-side heat recovery systems-New | 0 |  |  | 0 | 0 | 0 | 0 | 0 | 0 | 0
[39 empty] | Retro | Air-side heat recovery systems-Retro | 0 |  |  | 0 | 0 | 0 | 0 | 0 | 0 | 0
[39 empty] | New | Demand Control Ventilation-New | 0 |  |  | 0 | 0 | 0 | 0 | 0 | 0 | 0
[39 empty] | Retro | Demand Control Ventilation (Parking)-Retro | 0 |  |  | 0 | 0 | 0 | 0 | 0 | 0 | 0
[39 empty] | New | Efficienct fans, pumps and drives-New | 0 |  |  | 0 | 0 | 0 | 0 | 0 | 0 | 0
[39 empty] | New | Efficienct fans, pumps and drives-NR | 0 |  |  | 0 | 0 | 0 | 0 | 0 | 0 | 0
[39 empty] | Retro | Efficienct fans, pumps and drives-Retro | 0 |  |  | 0 | 0 | 0 | 0 | 0 | 0 | 0
[39 empty] | Retro | VSD, ASD-Retro | 3.4 |  |  | 0 | 0 | 2.125 | 3.4 | 3.4 | 3.4 | 3.4
[39 empty] | New | ReRoof-NR | 11.8125 |  |  | 2.6044 | 7.8645 | 11.0552 | 11.782 | 11.9324 | 11.9895 | 12.1042
[39 empty] | Retro | Grocery Refrigeration Bundle-Retro | 34.3697 |  |  | 7.0411 | 19.7709 | 26.3307 | 34.3697 | 36.3672 | 38.5153 | 46.5265
[39 empty] | New | Grocery Refrigeration Heat Recovery-New | 0 |  |  | 0 | 0 | 0 | 0 | 0 | 0 | 0
[39 empty] | Retro | Demand controlled circulating systems-Retro | 0 |  |  | 0 | 0 | 0 | 0 | 0 | 0 | 0
[39 empty] | Retro | Plug Load Sensor-Retro | 13.3473 |  |  | 0 | 0 | 0 | 13.3473 | 13.3473 | 13.3473 | 13.3473
[39 empty] | New | Premium Fume Hood-New | 16.4784 |  |  | 0 | 0 | 0 | 16.4784 | 16.4784 | 21.4635 | 21.4635
[39 empty] | Achievable Potential - Cumulative |  | 85%
[39 empty] | For Achievable, Combine Measure Names |  | 0
[39 empty] | 0 | Year 2025 | 0
[39 empty] | Flag New/Retro | Measure Index Name | MWa with TRC BC Ratio >1.0 |  |  | <10 | <20 | <30 | <40 | <50 | <60 | <70
[39 empty] | New | Integrated Building Design | 153.6721 |  |  | 37.2443 | 71.2862 | 98.6047 | 121.7668 | 140.9149 | 152.9963 | 192.8291
[39 empty] | New | Lighting Measures | 101.1601 |  |  | 91.0969 | 98.7747 | 98.7747 | 99.4823 | 106.1187 | 106.915 | 107.5463
[39 empty] | New | Top Day Lighting | 34.4069 |  |  | -0.3545 | 7.3662 | 12.4077 | 24.5771 | 27.5127 | 32.9535 | 32.955
[39 empty] | New | Perimeter Day lighting Controls | 0.85144 |  |  | 0 | 0 | 0 | 0 | 0 | 0 | 5.352
[39 empty] | New | ECM on VAV Boxes | 9.0977 |  |  | 0 | 3.6856 | 6.024 | 9.0977 | 9.0977 | 9.0977 | 9.0977
[39 empty] | New | Premium HVAC Equipment | 9.215 |  |  | 0 | 2.0901 | 2.0901 | 2.0901 | 5.8725 | 8.4302 | 16.8715
[39 empty] | New | Glass | 0.88381 |  |  | -0.058263 | 0.17198 | 0.45271 | 0.65647 | 0.908 | 0.97616 | 1.2176
[39 empty] | New | Variable Speed Chiller | 3.519 |  |  | 0 | 0.94371 | 0.94371 | 3.519 | 3.519 | 3.519 | 3.519
[39 empty] | New | Controls Commission | 8.5312 |  |  | 0 | 0 | 2.4079 | 3.9629 | 8.5312 | 20.5401 | 68.0493
[39 empty] | New | Low Pressure Distribution | 46.8437 |  |  | -2.2157 | 15.8039 | 29.6597 | 40.2919 | 41.9717 | 41.9717 | 44.6281
[39 empty] | New | ReRoof | 11.8125 |  |  | 2.6044 | 7.8645 | 11.0552 | 11.782 | 11.9324 | 11.9895 | 12.1042
[39 empty] | New | Premium Fume Hood | 16.4784 |  |  | 0 | 0 | 0 | 16.4784 | 16.4784 | 21.4635 | 21.4635
[40 empty] | Cost-Effective Amount is 396 MWa | 396.4719 |  |  | <70: 515.6332
[39 empty] | Achievable Potential - Cumulative |  | 85%
[39 empty] | For Achievable, Combine Measure Names |  | 0
[39 empty] | Flag New/Retro | Measure Index Name | MWa with TRC BC Ratio >1.0 |  |  | <10 | <20 | <30 | <40 | <50 | <60 | <70
[39 empty] | Retro | Lighting Measures | 113.92 |  |  | 38.6548 | 64.7081 | 87.6248 | 108.1526 | 128.2787 | 133.5183 | 155.1773
[39 empty] | Retro | Glass | 8.6795 |  |  | 0 | 0 | 7.3791 | 8.2987 | 9.2684 | 10.0599 | 10.975
[39 empty] | Retro | Package Roof Top Optimization | 75.2854 |  |  | 12.845 | 16.8378 | 31.291 | 48.2602 | 66.2745 | 75.2526 | 87.1067
[39 empty] | Retro | Built-Up HVAC Controls Optimization | 38.277 |  |  | 0 | 0 | 2.5125 | 35.9195 | 45.4736 | 50.4118 | 68.0887
[39 empty] | Retro | Variable Drive Power | 3.4 |  |  | 0 | 0 | 2.125 | 3.4 | 3.4 | 3.4 | 3.4
[39 empty] | Retro | Grocery Refrigeration | 34.3697 |  |  | 7.0411 | 19.7709 | 26.3307 | 34.3697 | 36.3672 | 38.5153 | 46.5265
[39 empty] | Retro | Plug Load Sensor | 13.3473 |  |  | 0 | 0 | 0 | 13.3473 | 13.3473 | 13.3473 | 13.3473
[40 empty] | Cost-Effective Amount is 287 MWa | 287.2789 |  |  | <70: 384.6215

## 16Apr04B
Q:\CG\Main\Plan 5\Commercial\Assessment\HVAC\[Tally Log.xls]Notes
Tallies up savings from measures by cost bin for Lost Opportunity and for 2025
|  |  | Annual Lost Opportunity | Measures with B/C>1.00 | Measures with B/C>1.00 | Categories with B/C>1.00 | % of Measures with B/C >1.00 | Block 1: x <=10 m/kWh | Block 2: 10< x <=20 m/kWh | Block 3: 20< x <=30 m/kWh | Block 4: 30< x <=40 m/kWh | Block 5: 40< x <=50 m/kWh | Block 6: 50< x <=60 m/kWh | Block 7: 60m/kWh < x | [6 empty] | New and NR |  |  |  |  | Retro
Base Measure Name | VCohort | New/Retro | Measure Index Name | Annual Capital $Million | MWa with TRC BC Ratio >1.0 |  |  | <10 | <20 | <30 | <40 | <50 | <60 | <70 | <80 | <90 | <100 | >100 |  | MWa with TRC BC Ratio >1.0 | HVAC | L | ENVL | R | M | HVAC | L | ENVL | R | M
ALL | New | New | Integrated Building Design-New | 21.1548 | 9.0395 |  |  | 2.1908 | 2.0025 | 1.607 | 1.3625 | 1.1264 | 0.71067 | 2.3431 | [5 empty] | Integrated Building Design-New | 4.148 | 4.8915 | 0 | 0 | 0 | 0 | 0 | 0 | 0 | 0
L | New | New | LPD Package-New | 1.0848 | 2.9541 | 0 | 3.0121 | 2.6104 | 0.32116 | 0 | 0.025363 | 0.17336 | 0.03379 | 0.0077806 | [5 empty] | LPD Package-New | 0 | 2.9541 | 0 | 0 | 0 | 0 | 0 | 0 | 0 | 0
L | NR | New | LPD Package-NR | 0.82641 | 2.2911 | 0 | 2.2777 | 2.1201 | 0.06309 | 0 | 0.010659 | 0.17366 | 0.0059942 | 0.026477 | [5 empty] | LPD Package-NR | 0 | 2.2911 | 0 | 0 | 0 | 0 | 0 | 0 | 0 | 0
L | Retro | Retro | LPD Package-Retro | [16 empty] | LPD Package-Retro | 0 | 0 | 0 | 0 | 0 | 0 | 0 | 0 | 0 | 0
L | New | New | Top Day Lighting-New | 6.5733 | 1.6192 | 0 | 1.5004 | -0.016682 | 0.36333 | 0.23725 | 0.57268 | 0.13815 | 0.25604 | 6.7192e-05 | [5 empty] | Top Day Lighting-New | 0 | 1.6192 | 0 | 0 | 0 | 0 | 0 | 0 | 0 | 0
L | New | New | Perimeter Day lighting Controls (Advanced)-New | 0.20683 | 0.027835 | 0 | 0.043858 | 0 | 0 | 0 | 0 | 0 | 0 | 0.19764 | [5 empty] | Perimeter Day lighting Controls (Advanced)-New | 0 | 0.027835 | 0 | 0 | 0 | 0 | 0 | 0 | 0 | 0
L | NR | New | Perimeter Day lighting Controls (Advanced)-NR | 0.10374 | 0.013902 | 0 | 0.015199 | 0 | 0 | 0 | 0 | 0 | 0 | 0.064711 | [5 empty] | Perimeter Day lighting Controls (Advanced)-NR | 0 | 0.013902 | 0 | 0 | 0 | 0 | 0 | 0 | 0 | 0
L | New | New | Lighting Controls: Sweep, Occup, Commission-New | [16 empty] | Lighting Controls: Sweep, Occup, Commission-New | 0 | 0 | 0 | 0 | 0 | 0 | 0 | 0 | 0 | 0
HVAC | New | New | ECM on VAV Boxes-New | 0.76873 | 0.25676 | 0 | 0.25463 | 0 | 0.10609 | 0 | 0.15067 | 0 | 0 | 0 | [5 empty] | ECM on VAV Boxes-New | 0.25676 | 0 | 0 | 0 | 0 | 0 | 0 | 0 | 0 | 0
HVAC | NR | New | ECM on VAV Boxes-NR | 0.49925 | 0.18921 | 0 | 0.1891 | 0 | 0.074583 | 0.11463 | 0 | 0 | 0 | 0 | [5 empty] | ECM on VAV Boxes-NR | 0.18921 | 0 | 0 | 0 | 0 | 0 | 0 | 0 | 0 | 0
HVAC | Retro | Retro | ECM on VAV Boxes-Retro | [16 empty] | ECM on VAV Boxes-Retro | 0 | 0 | 0 | 0 | 0 | 0 | 0 | 0 | 0 | 0
HVAC | New | New | Premium HVAC Equipment-New | 0.95167 | 0.21349 | 0 | 0.25686 | 0 | 0.07013 | 0 | 0 | 0.045275 | 0.098082 | 0.24249 | [5 empty] | Premium HVAC Equipment-New | 0.21349 | 0 | 0 | 0 | 0 | 0 | 0 | 0 | 0 | 0
HVAC | NR | New | Premium HVAC Equipment-NR | 1.4004 | 0.27226 | 0 | 0.29599 | 0 | 0.036946 | 0 | 0 | 0.16016 | 0.03119 | 0.19577 | [5 empty] | Premium HVAC Equipment-NR | 0.27226 | 0 | 0 | 0 | 0 | 0 | 0 | 0 | 0 | 0
ENVL | New | New | Glass-New | 0.12597 | 0.038794 | 0 | 0.037198 | -0.0022294 | 0.011286 | 0.013491 | 0.0076674 | 0.0078664 | 0.00023453 | 0.0030538 | [5 empty] | Glass-New | 0 | 0 | 0.038794 | 0 | 0 | 0 | 0 | 0 | 0 | 0
ENVL | NR | New | Glass-NR | 0.018996 | 0.0045296 | 0 | 0.0062784 | -0.00062658 | 0 | 0.00027015 | 0.0023208 | 0.0044636 | 0.0031065 | 0.0087795 | [5 empty] | Glass-NR | 0 | 0 | 0.0045296 | 0 | 0 | 0 | 0 | 0 | 0 | 0
ENVL | Retro | Retro | Glass-Retro | [16 empty] | Glass-Retro | 0 | 0 | 0 | 0 | 0 | 0 | 0 | 0 | 0 | 0
HVAC | Retro | Retro | Package Roof Top Optimization & Repair-Retro | [16 empty] | Package Roof Top Optimization & Repair-Retro | 0 | 0 | 0 | 0 | 0 | 0 | 0 | 0 | 0 | 0
HVAC | New | New | Variable Speed Chiller-New | 0.17063 | 0.044718 | 0 | 0.044604 | 0 | 0.010206 | 0 | 0.034512 | 0 | 0 | 0 | [5 empty] | Variable Speed Chiller-New | 0.044718 | 0 | 0 | 0 | 0 | 0 | 0 | 0 | 0 | 0
HVAC | NR | New | Variable Speed Chiller-NR | 0.44453 | 0.12088 | 0 | 0.1206 | 0 | 0.034204 | 0 | 0.086679 | 0 | 0 | 0 | [5 empty] | Variable Speed Chiller-NR | 0.12088 | 0 | 0 | 0 | 0 | 0 | 0 | 0 | 0 | 0
HVAC | Retro | Retro | Variable Speed Chiller-Retro | [16 empty] | Variable Speed Chiller-Retro | 0 | 0 | 0 | 0 | 0 | 0 | 0 | 0 | 0 | 0
HVAC | New | New | Controls Commission-New | 2.2392 | 0.50184 | 0 | 0.6789 | 0 | 0 | 0.14164 | 0.091466 | 0.26873 | 0.7064 | 2.7947 | [5 empty] | Controls Commission-New | 0.50184 | 0 | 0 | 0 | 0 | 0 | 0 | 0 | 0 | 0
HVAC | Retro | Retro | Built-Up HVAC Controls Optimization-Retro | [16 empty] | Built-Up HVAC Controls Optimization-Retro | 0 | 0 | 0 | 0 | 0 | 0 | 0 | 0 | 0 | 0
HVAC | Retro | Retro | Built-Up HVAC Control Retrofit-Retro | [16 empty] | Built-Up HVAC Control Retrofit-Retro | 0 | 0 | 0 | 0 | 0 | 0 | 0 | 0 | 0 | 0
HVAC | New | New | Evaporative Assist Cooling-New | [16 empty] | Evaporative Assist Cooling-New | 0 | 0 | 0 | 0 | 0 | 0 | 0 | 0 | 0 | 0
HVAC | NR | New | Evaporative Assist Cooling-NR | [16 empty] | Evaporative Assist Cooling-NR | 0 | 0 | 0 | 0 | 0 | 0 | 0 | 0 | 0 | 0
HVAC | New | New | Low Pressure Distribution-New | 7.7155 | 2.3961 | 0 | 2.3242 | -0.11333 | 0.92172 | 0.70874 | 0.54385 | 0.085924 | 0 | 0.13587 | [5 empty] | Low Pressure Distribution-New | 2.3961 | 0 | 0 | 0 | 0 | 0 | 0 | 0 | 0 | 0
HVAC | NR | New | Low Pressure Distribution-NR | [16 empty] | Low Pressure Distribution-NR | 0 | 0 | 0 | 0 | 0 | 0 | 0 | 0 | 0 | 0
HVAC | New | New | Air-side heat recovery systems-New | [16 empty] | Air-side heat recovery systems-New | 0 | 0 | 0 | 0 | 0 | 0 | 0 | 0 | 0 | 0
HVAC | Retro | Retro | Air-side heat recovery systems-Retro | [16 empty] | Air-side heat recovery systems-Retro | 0 | 0 | 0 | 0 | 0 | 0 | 0 | 0 | 0 | 0
HVAC | New | New | Demand Control Ventilation-New | [16 empty] | Demand Control Ventilation-New | 0 | 0 | 0 | 0 | 0 | 0 | 0 | 0 | 0 | 0
HVAC | Retro | Retro | Demand Control Ventilation (Parking)-Retro | [16 empty] | Demand Control Ventilation (Parking)-Retro | 0 | 0 | 0 | 0 | 0 | 0 | 0 | 0 | 0 | 0
HVAC | New | New | Efficienct fans, pumps and drives-New | [16 empty] | Efficienct fans, pumps and drives-New | 0 | 0 | 0 | 0 | 0 | 0 | 0 | 0 | 0 | 0
HVAC | NR | New | Efficienct fans, pumps and drives-NR | [16 empty] | Efficienct fans, pumps and drives-NR | 0 | 0 | 0 | 0 | 0 | 0 | 0 | 0 | 0 | 0
HVAC | Retro | Retro | Efficienct fans, pumps and drives-Retro | [16 empty] | Efficienct fans, pumps and drives-Retro | 0 | 0 | 0 | 0 | 0 | 0 | 0 | 0 | 0 | 0
HVAC | Retro | Retro | VSD, ASD-Retro | [16 empty] | VSD, ASD-Retro | 0 | 0 | 0 | 0 | 0 | 0 | 0 | 0 | 0 | 0
ENVL | NR | New | ReRoof-NR | 1.2021 | 0.66177 | 0 | 0.65076 | 0.14591 | 0.29468 | 0.17875 | 0.040716 | 0.008429 | 0.0032001 | 0.0064221 | [5 empty] | ReRoof-NR | 0 | 0 | 0.66177 | 0 | 0 | 0 | 0 | 0 | 0 | 0
R | Retro | Retro | Grocery Refrigeration Bundle-Retro | [16 empty] | Grocery Refrigeration Bundle-Retro | 0 | 0 | 0 | 0 | 0 | 0 | 0 | 0 | 0 | 0
R | New | New | Grocery Refrigeration Heat Recovery-New | [16 empty] | Grocery Refrigeration Heat Recovery-New | 0 | 0 | 0 | 0 | 0 | 0 | 0 | 0 | 0 | 0
W | Retro | Retro | Demand controlled circulating systems-Retro | [16 empty] | Demand controlled circulating systems-Retro | 0 | 0 | 0 | 0 | 0 | 0 | 0 | 0 | 0 | 0
M | Retro | Retro | Plug Load Sensor-Retro | [16 empty] | Plug Load Sensor-Retro | 0 | 0 | 0 | 0 | 0 | 0 | 0 | 0 | 0 | 0
M | New | New | Premium Fume Hood-New |  |  |  |  | <50: 0 |  | Premium Fume Hood-New | 0 | 0 | 0 | 0 | 0 | 0 | 0 | 0 | 0 | 0
[21 empty] | 8.1433 | 11.7976 | 0.70509 | 0 | 0 | 0 | 0 | 0 | 0 | 0
|  |  | Total from Buildings | 45.4869 | 20.646 | 0 | 11.7084 | 6.9344 | 4.3099 | 3.0017 | 2.9291 | 2.1924 | 1.8487 | 6.0268
|  |  | Total from Stand Alone | 23.1261
|  |  |  | 68.613 | [34 empty] | DATA FOR CHARTS APPEARS BELOW CATEGORIZED IN SEVERAL DIFFERENT WAYS. USE AUTO FILTER TO PARSE. NEW AND NR MEASURES COMBINED BY NAME.
|  | 85% | Achievable | 58.321
Technical Potential - Incremental
For Tally ChartNew (COMBINE NEW AND NR, PLOT ONLY NEW)
|  |  | Year 2025 | Measures with B/C>1.00 | Measures with B/C>1.00 | Categories with B/C>1.00 | % of Measures with B/C >1.00 | Block 1: x <=10 m/kWh | Block 2: 10< x <=20 m/kWh | Block 3: 20< x <=30 m/kWh | Block 4: 30< x <=40 m/kWh | Block 5: 40< x <=50 m/kWh | Block 6: 50< x <=60 m/kWh | Block 7: 60m/kWh < x |  |  |  |  | Measures with B/C>1.00 |  | New and NR |  |  |  |  | Retro | [12 empty] | 0 | Year 2025 | Measures with B/C>1.00 | Categories with B/C>1.00 | % of Measures with B/C >1.00 | Block 1: x <=10 m/kWh | Block 2: 10< x <=20 m/kWh | Block 3: 20< x <=30 m/kWh | Block 4: 30< x <=40 m/kWh | Block 5: 40< x <=50 m/kWh | Block 6: 50< x <=60 m/kWh | Block 7: 60m/kWh < x
End Use | VCohort | Flag New/Retro | Measure Index Name | 2025 Capital $Million | MWa with TRC BC Ratio >1.0 |  |  | <10 | <20 | <30 | <40 | <50 | <60 | <70 | <80 | <90 | <100 | >100 | Levelized Cost of B/C>1 |  | HVAC | L | ENVL | R | M | HVAC | L | ENVL | R | M | lvl cost | [7 empty] | Flag New/Retro | Measure Index Name | MWa with TRC BC Ratio >1.0 | Categories with B/C>1.00 | % of Measures with B/C >1.00 | <10 | <20 | <30 | <40 | <50 | <60 | <70
ALL | New | New | Integrated Building Design-New | 487.1079 | 180.7907 |  |  | 43.8168 | 40.0493 | 32.1393 | 27.2495 | 22.5272 | 14.2135 | 46.862 |  |  |  |  | 20.6343 | Integrated Building Design-New | 82.9604 | 97.8303 | 0 | 0 | 0 | 0 | 0 | 0 | 0 | 0 | 20.6343 | [7 empty] | New | Integrated Building Design-New | 180.7907 | 0 | 0 | 43.8168 | 40.0493 | 32.1393 | 27.2495 | 22.5272 | 14.2135 | 46.862
L | New | New | LPD Package-New | 26.0353 | 70.8985 | 0 | 72.2904 | 62.6505 | 7.7078 | 0 | 0.6087 | 4.1606 | 0.81096 | 0.18673 |  |  |  |  | 3.0845 | LPD Package-New | 0 | 70.8985 | 0 | 0 | 0 | 0 | 0 | 0 | 0 | 0 | 3.0845 | [7 empty] | New | LPD Package-New | 70.8985 | 0 | 72.2904 | 62.6505 | 7.7078 | 0 | 0.6087 | 4.1606 | 0.81096 | 0.18673
L | NR | New | LPD Package-NR | 17.3546 | 48.1133 | 0 | 47.8314 | 44.5223 | 1.3249 | 0 | 0.22384 | 3.6469 | 0.12588 | 0.55601 |  |  |  |  | 3.0298 | LPD Package-NR | 0 | 48.1133 | 0 | 0 | 0 | 0 | 0 | 0 | 0 | 0 | 3.0298 | [7 empty] | New | LPD Package-NR | 48.1133 | 0 | 47.8314 | 44.5223 | 1.3249 | 0 | 0.22384 | 3.6469 | 0.12588 | 0.55601
L | Retro | Retro | LPD Package-Retro | 292.8083 | 134.0236 | 0 | 140.4686 | 45.4763 | 30.651 | 26.9607 | 24.1504 | 23.6778 | 6.1642 | 25.4812 |  |  |  |  | 18.3514 | LPD Package-Retro | 0 | 0 | 0 | 0 | 0 | 0 | 134.0236 | 0 | 0 | 0 | 18.3514 | [7 empty] | Retro | LPD Package-Retro | 134.0236 | 0 | 140.4686 | 45.4763 | 30.651 | 26.9607 | 24.1504 | 23.6778 | 6.1642 | 25.4812
L | New | New | Top Day Lighting-New | 164.3327 | 40.4788 | 0 | 37.5108 | -0.41705 | 9.0832 | 5.9311 | 14.3169 | 3.4537 | 6.4009 | 0.0016798 |  |  |  |  | 34.1007 | Top Day Lighting-New | 0 | 40.4788 | 0 | 0 | 0 | 0 | 0 | 0 | 0 | 0 | 34.1007 | [7 empty] | New | Top Day Lighting-New | 40.4788 | 0 | 37.5108 | -0.41705 | 9.0832 | 5.9311 | 14.3169 | 3.4537 | 6.4009 | 0.0016798
L | New | New | Perimeter Day lighting Controls (Advanced)-New | 4.9638 | 0.66805 | 0 | 1.0526 | 0 | 0 | 0 | 0 | 0 | 0 | 4.7434 |  |  |  |  | 85 | Perimeter Day lighting Controls (Advanced)-New | 0 | 0.66805 | 0 | 0 | 0 | 0 | 0 | 0 | 0 | 0 | 85 | [7 empty] | New | Perimeter Day lighting Controls (Advanced)-New | 0.66805 | 0 | 1.0526 | 0 | 0 | 0 | 0 | 0 | 0 | 4.7434
L | NR | New | Perimeter Day lighting Controls (Advanced)-NR | 2.4899 | 0.33364 | 0 | 0.36478 | 0 | 0 | 0 | 0 | 0 | 0 | 1.5531 |  |  |  |  | 62.6841 | Perimeter Day lighting Controls (Advanced)-NR | 0 | 0.33364 | 0 | 0 | 0 | 0 | 0 | 0 | 0 | 0 | 62.6841 | [7 empty] | New | Perimeter Day lighting Controls (Advanced)-NR | 0.33364 | 0 | 0.36478 | 0 | 0 | 0 | 0 | 0 | 0 | 1.5531
L | New | New | Lighting Controls: Sweep, Occup, Commission-New | [16 empty] | Lighting Controls: Sweep, Occup, Commission-New | 0 | 0 | 0 | 0 | 0 | 0 | 0 | 0 | 0 | 0 | 0 | [7 empty] | New | Lighting Controls: Sweep, Occup, Commission-New | 0 | 0 | 0 | 0 | 0 | 0 | 0 | 0 | 0 | 0
HVAC | New | New | ECM on VAV Boxes-New | 18.4495 | 6.1622 | 0 | 6.1111 | 0 | 2.546 | 0 | 3.6161 | 0 | 0 | 0 |  |  |  |  | 25.1489 | ECM on VAV Boxes-New | 6.1622 | 0 | 0 | 0 | 0 | 0 | 0 | 0 | 0 | 0 | 25.1489 | [7 empty] | New | ECM on VAV Boxes-New | 6.1622 | 0 | 6.1111 | 0 | 2.546 | 0 | 3.6161 | 0 | 0 | 0
HVAC | NR | New | ECM on VAV Boxes-NR | 11.9819 | 4.5411 | 0 | 4.5385 | 0 | 1.79 | 2.7511 | 0 | 0 | 0 | 0 |  |  |  |  | 22.1633 | ECM on VAV Boxes-NR | 4.5411 | 0 | 0 | 0 | 0 | 0 | 0 | 0 | 0 | 0 | 22.1633 | [7 empty] | New | ECM on VAV Boxes-NR | 4.5411 | 0 | 4.5385 | 0 | 1.79 | 2.7511 | 0 | 0 | 0 | 0
HVAC | Retro | Retro | ECM on VAV Boxes-Retro | [16 empty] | ECM on VAV Boxes-Retro | 0 | 0 | 0 | 0 | 0 | 0 | 0 | 0 | 0 | 0 | 0 | [7 empty] | Retro | ECM on VAV Boxes-Retro | 0 | 0 | 0 | 0 | 0 | 0 | 0 | 0 | 0 | 0
HVAC | New | New | Premium HVAC Equipment-New | 22.8401 | 5.1237 | 0 | 6.1647 | 0 | 1.6831 | 0 | 0 | 1.0866 | 2.354 | 5.8197 |  |  |  |  | 43.5071 | Premium HVAC Equipment-New | 5.1237 | 0 | 0 | 0 | 0 | 0 | 0 | 0 | 0 | 0 | 43.5071 | [7 empty] | New | Premium HVAC Equipment-New | 5.1237 | 0 | 6.1647 | 0 | 1.6831 | 0 | 0 | 1.0866 | 2.354 | 5.8197
HVAC | NR | New | Premium HVAC Equipment-NR | 29.409 | 5.7175 | 0 | 6.2159 | 0 | 0.77586 | 0 | 0 | 3.3633 | 0.655 | 4.1112 |  |  |  |  | 43.2059 | Premium HVAC Equipment-NR | 5.7175 | 0 | 0 | 0 | 0 | 0 | 0 | 0 | 0 | 0 | 43.2059 | [7 empty] | New | Premium HVAC Equipment-NR | 5.7175 | 0 | 6.2159 | 0 | 0.77586 | 0 | 0 | 3.3633 | 0.655 | 4.1112
ENVL | New | New | Glass-New | 3.0233 | 0.93107 | 0 | 0.89276 | -0.053507 | 0.27087 | 0.32379 | 0.18402 | 0.18879 | 0.0056288 | 0.073292 |  |  |  |  | 13.6376 | Glass-New | 0 | 0 | 0.93107 | 0 | 0 | 0 | 0 | 0 | 0 | 0 | 13.6376 | [7 empty] | New | Glass-New | 0.93107 | 0 | 0.89276 | -0.053507 | 0.27087 | 0.32379 | 0.18402 | 0.18879 | 0.0056288 | 0.073292
ENVL | NR | New | Glass-NR | 0.4559 | 0.10871 | 0 | 0.15068 | -0.015038 | 0 | 0.0064837 | 0.055699 | 0.10713 | 0.074556 | 0.21071 |  |  |  |  | 35.2262 | Glass-NR | 0 | 0 | 0.10871 | 0 | 0 | 0 | 0 | 0 | 0 | 0 | 35.2262 | [7 empty] | New | Glass-NR | 0.10871 | 0 | 0.15068 | -0.015038 | 0 | 0.0064837 | 0.055699 | 0.10713 | 0.074556 | 0.21071
ENVL | Retro | Retro | Glass-Retro | 34.8627 | 10.2111 | 0 | 10.7044 | 0 | 0 | 8.6813 | 1.0819 | 1.1408 | 0.93115 | 1.0766 |  |  |  |  | 28.6783 | Glass-Retro | 0 | 0 | 0 | 0 | 0 | 0 | 0 | 10.2111 | 0 | 0 | 28.6783 | [7 empty] | Retro | Glass-Retro | 10.2111 | 0 | 10.7044 | 0 | 0 | 8.6813 | 1.0819 | 1.1408 | 0.93115 | 1.0766
HVAC | Retro | Retro | Package Roof Top Optimization & Repair-Retro | 341.08 | 88.5711 | 0 | 80.0773 | 15.1117 | 4.6974 | 17.0038 | 19.9637 | 21.1933 | 10.5625 | 13.9459 |  |  |  |  | 32.3467 | Package Roof Top Optimization & Repair-Retro | 0 | 0 | 0 | 0 | 0 | 88.5711 | 0 | 0 | 0 | 0 | 32.3467 | [7 empty] | Retro | Package Roof Top Optimization & Repair-Retro | 88.5711 | 0 | 80.0773 | 15.1117 | 4.6974 | 17.0038 | 19.9637 | 21.1933 | 10.5625 | 13.9459
HVAC | New | New | Variable Speed Chiller-New | 4.2658 | 1.1179 | 0 | 1.1151 | 0 | 0.25514 | 0 | 0.8628 | 0 | 0 | 0 |  |  |  |  | 32.0512 | Variable Speed Chiller-New | 1.1179 | 0 | 0 | 0 | 0 | 0 | 0 | 0 | 0 | 0 | 32.0512 | [7 empty] | New | Variable Speed Chiller-New | 1.1179 | 0 | 1.1151 | 0 | 0.25514 | 0 | 0.8628 | 0 | 0 | 0
HVAC | NR | New | Variable Speed Chiller-NR | 11.1131 | 3.0221 | 0 | 3.015 | 0 | 0.85511 | 0 | 2.167 | 0 | 0 | 0 |  |  |  |  | 30.8884 | Variable Speed Chiller-NR | 3.0221 | 0 | 0 | 0 | 0 | 0 | 0 | 0 | 0 | 0 | 30.8884 | [7 empty] | New | Variable Speed Chiller-NR | 3.0221 | 0 | 3.015 | 0 | 0.85511 | 0 | 2.167 | 0 | 0 | 0
HVAC | Retro | Retro | Variable Speed Chiller-Retro | [16 empty] | Variable Speed Chiller-Retro | 0 | 0 | 0 | 0 | 0 | 0 | 0 | 0 | 0 | 0 | 0 | [7 empty] | Retro | Variable Speed Chiller-Retro | 0 | 0 | 0 | 0 | 0 | 0 | 0 | 0 | 0 | 0
HVAC | New | New | Controls Commission-New | 44.7839 | 10.0367 | 0 | 13.5779 | 0 | 0 | 2.8329 | 1.8293 | 5.3745 | 14.1281 | 55.8932 |  |  |  |  | 37.4797 | Controls Commission-New | 10.0367 | 0 | 0 | 0 | 0 | 0 | 0 | 0 | 0 | 0 | 37.4797 | [7 empty] | New | Controls Commission-New | 10.0367 | 0 | 13.5779 | 0 | 0 | 2.8329 | 1.8293 | 5.3745 | 14.1281 | 55.8932
HVAC | Retro | Retro | Built-Up HVAC Controls Optimization-Retro | 195.8023 | 45.0317 | 0 | 43.6009 | 0 | 0 | 2.9559 | 39.3024 | 11.2401 | 5.8097 | 20.7963 |  |  |  |  | 36.5229 | Built-Up HVAC Controls Optimization-Retro | 0 | 0 | 0 | 0 | 0 | 45.0317 | 0 | 0 | 0 | 0 | 36.5229 | [7 empty] | Retro | Built-Up HVAC Controls Optimization-Retro | 45.0317 | 0 | 43.6009 | 0 | 0 | 2.9559 | 39.3024 | 11.2401 | 5.8097 | 20.7963
HVAC | Retro | Retro | Built-Up HVAC Control Retrofit-Retro | [16 empty] | Built-Up HVAC Control Retrofit-Retro | 0 | 0 | 0 | 0 | 0 | 0 | 0 | 0 | 0 | 0 | 0 | [7 empty] | Retro | Built-Up HVAC Control Retrofit-Retro | 0 | 0 | 0 | 0 | 0 | 0 | 0 | 0 | 0 | 0
HVAC | New | New | Evaporative Assist Cooling-New | [16 empty] | Evaporative Assist Cooling-New | 0 | 0 | 0 | 0 | 0 | 0 | 0 | 0 | 0 | 0 | 0 | [7 empty] | New | Evaporative Assist Cooling-New | 0 | 0 | 0 | 0 | 0 | 0 | 0 | 0 | 0 | 0
HVAC | NR | New | Evaporative Assist Cooling-NR | [16 empty] | Evaporative Assist Cooling-NR | 0 | 0 | 0 | 0 | 0 | 0 | 0 | 0 | 0 | 0 | 0 | [7 empty] | New | Evaporative Assist Cooling-NR | 0 | 0 | 0 | 0 | 0 | 0 | 0 | 0 | 0 | 0
HVAC | New | New | Low Pressure Distribution-New | 177.4565 | 55.1102 | 0 | 53.4567 | -2.6067 | 21.1995 | 16.3009 | 12.5085 | 1.9763 | 0 | 3.1251 |  |  |  |  | 27.0474 | Low Pressure Distribution-New | 55.1102 | 0 | 0 | 0 | 0 | 0 | 0 | 0 | 0 | 0 | 27.0474 | [7 empty] | New | Low Pressure Distribution-New | 55.1102 | 0 | 53.4567 | -2.6067 | 21.1995 | 16.3009 | 12.5085 | 1.9763 | 0 | 3.1251
HVAC | NR | New | Low Pressure Distribution-NR | [16 empty] | Low Pressure Distribution-NR | 0 | 0 | 0 | 0 | 0 | 0 | 0 | 0 | 0 | 0 | 0 | [7 empty] | New | Low Pressure Distribution-NR | 0 | 0 | 0 | 0 | 0 | 0 | 0 | 0 | 0 | 0
HVAC | New | New | Air-side heat recovery systems-New | [16 empty] | Air-side heat recovery systems-New | 0 | 0 | 0 | 0 | 0 | 0 | 0 | 0 | 0 | 0 | 0 | [7 empty] | New | Air-side heat recovery systems-New | 0 | 0 | 0 | 0 | 0 | 0 | 0 | 0 | 0 | 0
HVAC | Retro | Retro | Air-side heat recovery systems-Retro | [16 empty] | Air-side heat recovery systems-Retro | 0 | 0 | 0 | 0 | 0 | 0 | 0 | 0 | 0 | 0 | 0 | [7 empty] | Retro | Air-side heat recovery systems-Retro | 0 | 0 | 0 | 0 | 0 | 0 | 0 | 0 | 0 | 0
HVAC | New | New | Demand Control Ventilation-New | [16 empty] | Demand Control Ventilation-New | 0 | 0 | 0 | 0 | 0 | 0 | 0 | 0 | 0 | 0 | 0 | [7 empty] | New | Demand Control Ventilation-New | 0 | 0 | 0 | 0 | 0 | 0 | 0 | 0 | 0 | 0
HVAC | Retro | Retro | Demand Control Ventilation (Parking)-Retro | [16 empty] | Demand Control Ventilation (Parking)-Retro | 0 | 0 | 0 | 0 | 0 | 0 | 0 | 0 | 0 | 0 | 0 | [7 empty] | Retro | Demand Control Ventilation (Parking)-Retro | 0 | 0 | 0 | 0 | 0 | 0 | 0 | 0 | 0 | 0
HVAC | New | New | Efficienct fans, pumps and drives-New | [16 empty] | Efficienct fans, pumps and drives-New | 0 | 0 | 0 | 0 | 0 | 0 | 0 | 0 | 0 | 0 | 0 | [7 empty] | New | Efficienct fans, pumps and drives-New | 0 | 0 | 0 | 0 | 0 | 0 | 0 | 0 | 0 | 0
HVAC | NR | New | Efficienct fans, pumps and drives-NR | [16 empty] | Efficienct fans, pumps and drives-NR | 0 | 0 | 0 | 0 | 0 | 0 | 0 | 0 | 0 | 0 | 0 | [7 empty] | New | Efficienct fans, pumps and drives-NR | 0 | 0 | 0 | 0 | 0 | 0 | 0 | 0 | 0 | 0
HVAC | Retro | Retro | Efficienct fans, pumps and drives-Retro | [16 empty] | Efficienct fans, pumps and drives-Retro | 0 | 0 | 0 | 0 | 0 | 0 | 0 | 0 | 0 | 0 | 0 | [7 empty] | Retro | Efficienct fans, pumps and drives-Retro | 0 | 0 | 0 | 0 | 0 | 0 | 0 | 0 | 0 | 0
HVAC | Retro | Retro | VSD, ASD-Retro | 2.5 | 4 | 0 | 0 | 0 | 0 | 2.5 | 1.5 | 0 | 0 | 0 |  |  |  |  | 35 | VSD, ASD-Retro | 0 | 0 | 0 | 0 | 0 | 4 | 0 | 0 | 0 | 0 | 35 | [7 empty] | Retro | VSD, ASD-Retro | 4 | 0 | 0 | 0 | 0 | 2.5 | 1.5 | 0 | 0 | 0
ENVL | NR | New | ReRoof-NR | 25.2435 | 13.8971 | 0 | 13.666 | 3.064 | 6.1883 | 3.7538 | 0.85504 | 0.17701 | 0.067203 | 0.13486 |  |  |  |  | 15.2578 | ReRoof-NR | 0 | 0 | 13.8971 | 0 | 0 | 0 | 0 | 0 | 0 | 0 | 15.2578 | [7 empty] | New | ReRoof-NR | 13.8971 | 0 | 13.666 | 3.064 | 6.1883 | 3.7538 | 0.85504 | 0.17701 | 0.067203 | 0.13486
R | Retro | Retro | Grocery Refrigeration Bundle-Retro | 92.2511 | 40.435 | 0 | 39.5284 | 8.2836 | 14.9762 | 7.7174 | 9.4577 | 2.35 | 2.5272 | 9.4249 |  |  |  |  | 19.1638 | Grocery Refrigeration Bundle-Retro | 0 | 0 | 0 | 0 | 0 | 0 | 0 | 0 | 40.435 | 0 | 19.1638 | Cost-Effective Technical Potential | [6 empty] | Retro | Grocery Refrigeration Bundle-Retro | 40.435 | 0 | 39.5284 | 8.2836 | 14.9762 | 7.7174 | 9.4577 | 2.35 | 2.5272 | 9.4249
R | New | New | Grocery Refrigeration Heat Recovery-New | [16 empty] | Grocery Refrigeration Heat Recovery-New | 0 | 0 | 0 | 0 | 0 | 0 | 0 | 0 | 0 | 0 | 0 |  | Lost-Opprtunity | Retrofit | Annual Lost-Opportunity |  | lvl cost LO | lvl Cost Retro | New | Grocery Refrigeration Heat Recovery-New | 0 | 0 | 0 | 0 | 0 | 0 | 0 | 0 | 0 | 0
W | Retro | Retro | Demand controlled circulating systems-Retro | [16 empty] | Demand controlled circulating systems-Retro | 0 | 0 | 0 | 0 | 0 | 0 | 0 | 0 | 0 | 0 | 0 | HVAC | 173.7918 | 137.6028 | 8.1433 | 6.9218 | 25.5094 | 33.7906 | Retro | Demand controlled circulating systems-Retro | 0 | 0 | 0 | 0 | 0 | 0 | 0 | 0 | 0 | 0
M | Retro | Retro | Plug Load Sensor-Retro | 57.598 | 15.7028 | 0 | 14.8441 | 0 | 0 | 0 | 15.7028 | 0 | 0 | 0 |  |  |  |  | 30.8104 | Plug Load Sensor-Retro | 0 | 0 | 0 | 0 | 0 | 0 | 0 | 0 | 0 | 15.7028 | 30.8104 | Lighting | 258.3226 | 134.0236 | 11.7976 | 10.028 | 14.8697 | 18.3514 | Retro | Plug Load Sensor-Retro | 15.7028 | 0 | 14.8441 | 0 | 0 | 0 | 15.7028 | 0 | 0 | 0
M | New | New | Premium Fume Hood-New | 85.1581 | 19.3863 | 0 | 16.9186 | 0 | 0 | 0 | 19.3863 | 0 | 5.8648 | 0 |  |  |  |  | 36.8974 | Premium Fume Hood-New | 0 | 0 | 0 | 0 | 19.3863 | 0 | 0 | 0 | 0 | 0 | 36.8974 | Envelope | 14.9368 | 10.2111 | 0.70509 | 0.59933 | 15.3022 | 28.6783 | New | Premium Fume Hood-New | 19.3863 | 0 | 16.9186 | 0 | 0 | 0 | 19.3863 | 0 | 5.8648 | 0
|  |  | Technical |  | 804.4128
|  |  | Total Buildings | 2153.3672 | 804.4128 | 0 | 614.0965 | 219.833 | 144.0538 | 129.8584 | 195.0226 | 105.664 | 70.6952 | 193.9961
|  |  | Total Retro Buildings | 1016.9025
|  |  | Total Lost Op Buildings | 1051.3066
|  | 85% | Achievable | 2025 $ | Annual $
|  |  | Total Buildings | 1830.3621
|  |  | Total Retro Buildings | 864.3671
|  |  | Total Lost Op Buildings | 893.6107
|  |  | Total Stand Alone | 635.7065
|  |  | Total Retro Stand Alone | 173.1841
|  |  | Totasl Lost Op Stand Alone | 462.5224
|  |  | Total | 2466.0687 | 123.3034
|  |  | Retro | 1037.5513 | 51.8776
|  |  | Lost Op | 1356.133 | 67.8067
[32 empty] | Refrigeration | 0 | 40.435 | 0 | 0 | 0 | 19.1638
|  |  | Buildings |  |  |  |  | <10 | <20 | <30 | <40 | <50 | <60 | <70 | <80 | <90 | <100 | >100 | [13 empty] | Equipment | 19.3863 | 15.7028 | 0 | 0 | 36.8974 | 30.8104
|  |  | Incremental 2025 Total |  |  | 0 | 614.0965 | 219.833 | 144.0538 | 129.8584 | 195.0226 | 105.664 | 70.6952 | 193.9961 | [5 empty] | MWa | 173.7918 | 258.3226 | 14.9368 | 0 | 19.3863 | 137.6028 | 134.0236 | 10.2111 | 40.435 | 15.7028 |  |  | 466.4376 | 337.9752 | 20.646
|  |  | Incremental 2025 Lost Opportunity |  |  |  |  | 150.9614 | 93.7292 | 64.0394 | 83.8637 | 46.062 | 44.7004 | 123.2711 | [5 empty] | lvl cost | 25.5094 | 14.8697 | 15.3022 |  | 36.8974 | 33.7906 | 18.3514 | 28.6783 | 19.1638 | 30.8104
|  |  | Incremental 2025 Retrofit |  |  |  |  | 68.8716 | 50.3246 | 65.8191 | 111.1589 | 59.602 | 25.9947 | 70.725 | [17 empty] | Cost-Effective Achievable Potential |  |  | 85%
[20 empty] | 2004-04-16 | - Cost-Effective L, HVAC, & Env Conservation in 2025 (MWa) | [11 empty] | Lost-Opprtunity | Retrofit | Annual Lost-Opportunity |  | lvl cost LO | lvl Cost Retro
|  |  | Cumulative 2025 Total |  | 804.4128 |  |  | 219.833 | 363.8868 | 493.7453 | 688.7679 | 794.4319 | 865.1271 | 1059.1232 | 1059.1232 | 1059.1232 | 1059.1232 | 1059.1232 |  |  | New and NR |  |  |  |  | Retro | [5 empty] | HVAC | 147.723 | 116.9624 | 6.9218 |  | 25.5094 | 33.7906
|  |  | Cumulative 2025 Lost Opportunity |  |  |  |  | 150.9614 | 244.6906 | 308.73 | 392.5937 | 438.6557 | 483.3562 | 606.6273 | [6 empty] | HVAC | L | ENVL | R | M | HVAC | L | ENVL | R | M |  | Lighting | 219.5742 | 113.92 | 10.028 |  | 14.8697 | 18.3514
|  |  | Cumulative 2025 Lost Retro |  |  |  |  | 68.8716 | 119.1963 | 185.0153 | 296.1742 | 355.7762 | 381.7709 | 452.4959 | [5 empty] | Curve to Date Total | 466.4376 |  |  |  |  | 322.2724 | [5 empty] | Envelope | 12.6963 | 8.6795 | 0.59933 |  | 15.3022 | 28.6783
[20 empty] | Curve to Date -End Use | 173.7918 | 258.3226 | 14.9368 | 0 | 19.3863 | 137.6028 | 134.0236 | 10.2111 | 40.435 | 15.7028 |  | Refrigeration | 0 | 34.3697 | 0 |  | 0 | 19.1638
|  |  | Cost-Effective Amount is 804 MWa | [28 empty] | Equipment | 16.4784 | 13.3473 | 0 |  | 36.8974 | 30.8104
[33 empty] | 396.4719 | 287.2789 | 17.5491
|  |  | Infrastructure and Appliances |  |  |  |  | <10 | <20 | <30 | <40 | <50 | <60 | <70 | <80 | <90 | <100 | >100
|  |  | Incremental 2025 Total | [28 empty] | Cost-Effective Achievable Potential |  |  | 0.85
|  |  | Incremental 2025 Lost Opportunity | [29 empty] | Lost-Opprtunity | Retrofit | Annual Lost-Opportunity |  | lvl cost LO | lvl Cost Retro
|  |  | Incremental 2025 Retrofit | [28 empty] | 0 | MWa | 0 | 0 |  | 23.7262 | 23.7262
[32 empty] | 0 | Lost-Op | Retro | Annual Lost-Op |  | 40 | 40
|  |  | Cumulative 2025 Total |  | 494.7897 |  |  | 84.2862 | 244.9697 | 440.3403 | 467.4989 | 477.4626 | 483.8441 | 490.4878 | 500.2947 | 500.5266 | 505.9056 | 505.9747 | [13 empty] | Municipal Sewage Treatment | 14.9748 | 42.9453 | 0.74874 |  | 32.0814 | 32.0814
|  |  | Cumulative 2025 Lost Opportunity |  |  |  |  | 66.3286 | 195.4914 | 343.9139 | 358.0355 | 361.0261 | 362.5448 | 364.0344 | 366.7058 | 366.7106 | 368.1013 | 368.1058 | [13 empty] | Municipal Water Supply | 6.0714 | 15.1786 | 0.30357 |  | 25.6757 | 25.6757
|  |  | Cumulative 2025 Lost Retro |  |  |  |  | 17.9576 | 49.4783 | 96.4264 | 109.4634 | 116.4364 | 121.2994 | 126.4534 | 133.589 | 133.816 | 137.8043 | 137.8689 | [13 empty] | LED Traffic Lights | 0.22153 | 10.3997 | 0.011076 |  | 26.5913 | 26.5913
[32 empty] | LED Exit Signs | 2.8904 | 41.4456 | 0.14452 |  | 19 | 19
|  |  | Cost-Effective Amount is 495 MWa | [28 empty] | Network PC Power Management | 61.9488 | 0.16381 | 3.0974 |  | 18.6625 | 18.6625 | Technical Potential - Cumulative
[33 empty] | 155.6786 | -0.12864 | 7.7839
Year 2025
|  |  | All Measures | 2025 Capital $Million | MWa with TRC BC Ratio >1.0 |  |  | <10 | <20 | <30 | <40 | <50 | <60 | <70 | <80 | <90 | <100 | >100 | [20 empty] | Flag New/Retro | Measure Index Name | MWa with TRC BC Ratio >1.0 | Categories with B/C>1.00 | % of Measures with B/C >1.00 | <10 | <20 | <30 | <40 | <50 | <60 | <70
|  |  | Incremental 2025 Total | [28 empty] | Cost-Effective Achievable Potential |  |  | 85% |  |  |  | New | Integrated Building Design-New | 180.7907 |  |  | 43.8168 | 83.8662 | 116.0055 | 143.255 | 165.7822 | 179.9957 | 226.8577
|  |  | Incremental 2025 Lost Opportunity | [29 empty] | Lost-Opprtunity | Retrofit | Annual Lost-Opportunity |  | lvl cost LO | lvl Cost Retro | New | LPD Package-New | 70.8985 |  |  | 62.6505 | 70.3583 | 70.3583 | 70.967 | 75.1276 | 75.9386 | 76.1253
|  |  | Incremental 2025 Retrofit | [28 empty] | HVAC | 147.723 | 116.9624 | 6.9218 |  | 25.5094 | 33.7906 | New | LPD Package-NR | 48.1133 |  |  | 44.5223 | 45.8472 | 45.8472 | 46.071 | 49.7179 | 49.8438 | 50.3998
[32 empty] | Lighting | 219.5742 | 113.92 | 10.028 |  | 14.8697 | 18.3514 | Retro | LPD Package-Retro | 134.0236 |  |  | 45.4763 | 76.1272 | 103.0879 | 127.2384 | 150.9162 | 157.0803 | 182.5615
|  |  | Cumulative 2025 Total |  | 1299.2025 |  |  | 304.1192 | 608.8565 | 934.0856 | 1156.2668 | 1271.8945 | 1348.9712 | 1549.6109 | 1559.4179 | 1559.6498 | 1565.0288 | 1565.0979 | [13 empty] | Envelope | 12.6963 | 8.6795 | 0.59933 |  | 15.3022 | 28.6783 | New | Top Day Lighting-New | 40.4788 |  |  | -0.41705 | 8.6662 | 14.5973 | 28.9142 | 32.3679 | 38.7689 | 38.7705
|  |  | Cumulative 2025 Lost Opportunity |  |  |  |  | 217.29 | 440.182 | 652.6439 | 750.6292 | 799.6818 | 845.9009 | 970.6617 | 366.7058 | 366.7106 | 368.1013 | 368.1058 | [13 empty] | Equipment | 81.5391 | 99.7261 | 3.253 |  | 22.3811 | 21.4282 | New | Perimeter Day lighting Controls (Advanced)-New | 0.66805 |  |  | 0 | 0 | 0 | 0 | 0 | 0 | 4.7434
|  |  | Cumulative 2025 Retro |  |  |  |  | 86.8292 | 168.6745 | 281.4417 | 405.6377 | 472.2126 | 503.0703 | 578.9493 | 133.589 | 133.816 | 137.8043 | 137.8689 | [13 empty] | Infrastructure | 21.0462 | 58.1239 | 1.0523 |  | #VALUE! | #VALUE! | New | Perimeter Day lighting Controls (Advanced)-NR | 0.33364 |  |  | 0 | 0 | 0 | 0 | 0 | 0 | 1.5531
|  |  | Technical Potential is 1565 MWa | [28 empty] | Total Cost-Effective Achievable Potential is 880 MWa | 482.5788 | 397.4119 | 21.8544 |  | #VALUE! | #VALUE! | New | Lighting Controls: Sweep, Occup, Commission-New | 0 |  |  | 0 | 0 | 0 | 0 | 0 | 0 | 0
|  |  | Cost-Effective Amount is 1299 MWa | [35 empty] | New | ECM on VAV Boxes-New | 6.1622 |  |  | 0 | 2.546 | 2.546 | 6.1622 | 6.1622 | 6.1622 | 6.1622
|  |  | Cost-Effective & Acievable Potential is 1104 MWa | 85% | 1104.3221 | [31 empty] | #VALUE! |  | New | ECM on VAV Boxes-NR | 4.5411 |  |  | 0 | 1.79 | 4.5411 | 4.5411 | 4.5411 | 4.5411 | 4.5411
[39 empty] | Retro | ECM on VAV Boxes-Retro | 0 |  |  | 0 | 0 | 0 | 0 | 0 | 0 | 0
[39 empty] | New | Premium HVAC Equipment-New | 5.1237 |  |  | 0 | 1.6831 | 1.6831 | 1.6831 | 2.7697 | 5.1237 | 10.9434
[39 empty] | New | Premium HVAC Equipment-NR | 5.7175 |  |  | 0 | 0.77586 | 0.77586 | 0.77586 | 4.1391 | 4.7941 | 8.9054
[39 empty] | New | Glass-New | 0.93107 |  |  | -0.053507 | 0.21737 | 0.54116 | 0.72517 | 0.91397 | 0.9196 | 0.99289
[39 empty] | New | Glass-NR | 0.10871 |  |  | -0.015038 | -0.015038 | -0.0085542 | 0.047144 | 0.15427 | 0.22883 | 0.43953
[39 empty] | Retro | Glass-Retro | 10.2111 |  |  | 0 | 0 | 8.6813 | 9.7632 | 10.904 | 11.8352 | 12.9118
[39 empty] | Retro | Package Roof Top Optimization & Repair-Retro | 88.5711 |  |  | 15.1117 | 19.8092 | 36.813 | 56.7767 | 77.97 | 88.5325 | 102.4784
[39 empty] | New | Variable Speed Chiller-New | 1.1179 |  |  | 0 | 0.25514 | 0.25514 | 1.1179 | 1.1179 | 1.1179 | 1.1179
[39 empty] | New | Variable Speed Chiller-NR | 3.0221 |  |  | 0 | 0.85511 | 0.85511 | 3.0221 | 3.0221 | 3.0221 | 3.0221
[39 empty] | Retro | Variable Speed Chiller-Retro | 0 |  |  | 0 | 0 | 0 | 0 | 0 | 0 | 0
[39 empty] | New | Controls Commission-New | 10.0367 |  |  | 0 | 0 | 2.8329 | 4.6622 | 10.0367 | 24.1648 | 80.058
[39 empty] | Retro | Built-Up HVAC Controls Optimization-Retro | 45.0317 |  |  | 0 | 0 | 2.9559 | 42.2582 | 53.4983 | 59.308 | 80.1043
[39 empty] | Retro | Built-Up HVAC Control Retrofit-Retro | 0 |  |  | 0 | 0 | 0 | 0 | 0 | 0 | 0
[39 empty] | New | Evaporative Assist Cooling-New | 0 |  |  | 0 | 0 | 0 | 0 | 0 | 0 | 0
[39 empty] | New | Evaporative Assist Cooling-NR | 0 |  |  | 0 | 0 | 0 | 0 | 0 | 0 | 0
[39 empty] | New | Low Pressure Distribution-New | 55.1102 |  |  | -2.6067 | 18.5928 | 34.8938 | 47.4022 | 49.3785 | 49.3785 | 52.5036
[39 empty] | New | Low Pressure Distribution-NR | 0 |  |  | 0 | 0 | 0 | 0 | 0 | 0 | 0
[39 empty] | New | Air-side heat recovery systems-New | 0 |  |  | 0 | 0 | 0 | 0 | 0 | 0 | 0
[39 empty] | Retro | Air-side heat recovery systems-Retro | 0 |  |  | 0 | 0 | 0 | 0 | 0 | 0 | 0
[39 empty] | New | Demand Control Ventilation-New | 0 |  |  | 0 | 0 | 0 | 0 | 0 | 0 | 0
[39 empty] | Retro | Demand Control Ventilation (Parking)-Retro | 0 |  |  | 0 | 0 | 0 | 0 | 0 | 0 | 0
[39 empty] | New | Efficienct fans, pumps and drives-New | 0 |  |  | 0 | 0 | 0 | 0 | 0 | 0 | 0
[39 empty] | New | Efficienct fans, pumps and drives-NR | 0 |  |  | 0 | 0 | 0 | 0 | 0 | 0 | 0
[39 empty] | Retro | Efficienct fans, pumps and drives-Retro | 0 |  |  | 0 | 0 | 0 | 0 | 0 | 0 | 0
[39 empty] | Retro | VSD, ASD-Retro | 4 |  |  | 0 | 0 | 2.5 | 4 | 4 | 4 | 4
[39 empty] | New | ReRoof-NR | 13.8971 |  |  | 3.064 | 9.2523 | 13.0061 | 13.8611 | 14.0381 | 14.1053 | 14.2402
[39 empty] | Retro | Grocery Refrigeration Bundle-Retro | 40.435 |  |  | 8.2836 | 23.2599 | 30.9773 | 40.435 | 42.785 | 45.3122 | 54.7371
[39 empty] | New | Grocery Refrigeration Heat Recovery-New | 0 |  |  | 0 | 0 | 0 | 0 | 0 | 0 | 0
[39 empty] | Retro | Demand controlled circulating systems-Retro | 0 |  |  | 0 | 0 | 0 | 0 | 0 | 0 | 0
[39 empty] | Retro | Plug Load Sensor-Retro | 15.7028 |  |  | 0 | 0 | 0 | 15.7028 | 15.7028 | 15.7028 | 15.7028
[39 empty] | New | Premium Fume Hood-New | 19.3863 |  |  | 0 | 0 | 0 | 19.3863 | 19.3863 | 25.2511 | 25.2511
Technical Potential - Cumulative
New and NR
Year 2025
[39 empty] | Flag New/Retro | Measure Index Name | MWa with TRC BC Ratio >1.0 |  |  | <10 | <20 | <30 | <40 | <50 | <60 | <70
[39 empty] | New | Integrated Building Design | 180.7907 |  |  | 43.8168 | 83.8662 | 116.0055 | 143.255 | 165.7822 | 179.9957 | 226.8577
[39 empty] | New | LPD Package | 119.0119 |  |  | 107.1728 | 116.2055 | 116.2055 | 117.038 | 124.8455 | 125.7824 | 126.5251
[39 empty] | New | Top Day Lighting | 40.4788 |  |  | -0.41705 | 8.6662 | 14.5973 | 28.9142 | 32.3679 | 38.7689 | 38.7705
[39 empty] | New | Perimeter Day lighting Controls | 1.0017 |  |  | 0 | 0 | 0 | 0 | 0 | 0 | 6.2965
[39 empty] | New | ECM on VAV Boxes | 10.7032 |  |  | 0 | 4.336 | 7.0871 | 10.7032 | 10.7032 | 10.7032 | 10.7032
[39 empty] | New | Premium HVAC Equipment | 10.8412 |  |  | 0 | 2.459 | 2.459 | 2.459 | 6.9089 | 9.9178 | 19.8488
[39 empty] | New | Glass | 1.0398 |  |  | -0.068544 | 0.20233 | 0.5326 | 0.77232 | 1.0682 | 1.1484 | 1.4324
[39 empty] | New | Variable Speed Chiller | 4.14 |  |  | 0 | 1.1102 | 1.1102 | 4.14 | 4.14 | 4.14 | 4.14
[39 empty] | New | Controls Commission | 10.0367 |  |  | 0 | 0 | 2.8329 | 4.6622 | 10.0367 | 24.1648 | 80.058
[39 empty] | New | Low Pressure Distribution | 55.1102 |  |  | -2.6067 | 18.5928 | 34.8938 | 47.4022 | 49.3785 | 49.3785 | 52.5036
[39 empty] | New | ReRoof | 13.8971 |  |  | 3.064 | 9.2523 | 13.0061 | 13.8611 | 14.0381 | 14.1053 | 14.2402
[39 empty] | New | Premium Fume Hood | 19.3863 |  |  | 0 | 0 | 0 | 19.3863 | 19.3863 | 25.2511 | 25.2511
[40 empty] | Cost-Effective Amount is 466 MWa | 466.4376 |  |  | <70: 606.6273
Technical Potential - Cumulative
RetroFit
[39 empty] | Flag New/Retro | Measure Index Name | MWa with TRC BC Ratio >1.0 |  |  | <10 | <20 | <30 | <40 | <50 | <60 | <70
[39 empty] | Retro | LPD Package | 134.0236 |  |  | 45.4763 | 76.1272 | 103.0879 | 127.2384 | 150.9162 | 157.0803 | 182.5615
[39 empty] | Retro | Glass | 10.2111 |  |  | 0 | 0 | 8.6813 | 9.7632 | 10.904 | 11.8352 | 12.9118
[39 empty] | Retro | Package Roof Top Optimization | 88.5711 |  |  | 15.1117 | 19.8092 | 36.813 | 56.7767 | 77.97 | 88.5325 | 102.4784
[39 empty] | Retro | Built-Up HVAC Controls Optimization | 45.0317 |  |  | 0 | 0 | 2.9559 | 42.2582 | 53.4983 | 59.308 | 80.1043
[39 empty] | Retro | Variable Drive Power | 4 |  |  | 0 | 0 | 2.5 | 4 | 4 | 4 | 4
[39 empty] | Retro | Grocery Refrigeration Bundle | 40.435 |  |  | 8.2836 | 23.2599 | 30.9773 | 40.435 | 42.785 | 45.3122 | 54.7371
[39 empty] | Retro | Plug Load Sensor | 15.7028 |  |  | 0 | 0 | 0 | 15.7028 | 15.7028 | 15.7028 | 15.7028
[40 empty] | Cost-Effective Amount is 338 MWa | 337.9752 |  |  | <70: 452.4959
[39 empty] | Achievable Potential - Incremental |  | 85%
For Tally ChartNew (COMBINE NEW AND NR, PLOT ONLY NEW)
Year 2025
[39 empty] | Flag New/Retro | Measure Index Name | MWa with TRC BC Ratio >1.0 |  |  | <10 | <20 | <30 | <40 | <50 | <60 | <70
[39 empty] | New | Integrated Building Design-New | 153.6721 |  |  | 37.2443 | 34.0419 | 27.3184 | 23.1621 | 19.1481 | 12.0814 | 39.8327
[39 empty] | New | LPD Package-New | 60.2638 |  |  | 53.2529 | 6.5516 | 0 | 0.5174 | 3.5365 | 0.68932 | 0.15872
[39 empty] | New | LPD Package-NR | 40.8963 |  |  | 37.844 | 1.1262 | 0 | 0.19026 | 3.0998 | 0.107 | 0.47261
[39 empty] | Retro | LPD Package-Retro | 113.92 |  |  | 38.6548 | 26.0533 | 22.9166 | 20.5278 | 20.1261 | 5.2395 | 21.659
[39 empty] | New | Top Day Lighting-New | 34.4069 |  |  | -0.3545 | 7.7207 | 5.0415 | 12.1694 | 2.9357 | 5.4408 | 0.0014278
[39 empty] | New | Perimeter Day lighting Controls (Advanced)-New | 0.56784 |  |  | 0 | 0 | 0 | 0 | 0 | 0 | 4.0319
[39 empty] | New | Perimeter Day lighting Controls (Advanced)-NR | 0.2836 |  |  | 0 | 0 | 0 | 0 | 0 | 0 | 1.3201
[39 empty] | New | Lighting Controls: Sweep, Occup, Commission-New | 0 |  |  | 0 | 0 | 0 | 0 | 0 | 0 | 0
[39 empty] | New | ECM on VAV Boxes-New | 5.2378 |  |  | 0 | 2.1641 | 0 | 3.0737 | 0 | 0 | 0
[39 empty] | New | ECM on VAV Boxes-NR | 3.8599 |  |  | 0 | 1.5215 | 2.3384 | 0 | 0 | 0 | 0
[39 empty] | Retro | ECM on VAV Boxes-Retro | 0 |  |  | 0 | 0 | 0 | 0 | 0 | 0 | 0
[39 empty] | New | Premium HVAC Equipment-New | 4.3551 |  |  | 0 | 1.4307 | 0 | 0 | 0.9236 | 2.0009 | 4.9468
[39 empty] | New | Premium HVAC Equipment-NR | 4.8598 |  |  | 0 | 0.65948 | 0 | 0 | 2.8588 | 0.55675 | 3.4945
[39 empty] | New | Glass-New | 0.79141 |  |  | -0.045481 | 0.23024 | 0.27522 | 0.15642 | 0.16047 | 0.0047845 | 0.062298
[39 empty] | New | Glass-NR | 0.092404 |  |  | -0.012782 | 0 | 0.0055111 | 0.047344 | 0.091058 | 0.063373 | 0.1791
[39 empty] | Retro | Glass-Retro | 8.6795 |  |  | 0 | 0 | 7.3791 | 0.91962 | 0.9697 | 0.79147 | 0.91511
[39 empty] | Retro | Package Roof Top Optimization & Repair-Retro | 75.2854 |  |  | 12.845 | 3.9928 | 14.4532 | 16.9692 | 18.0143 | 8.9781 | 11.854
[39 empty] | New | Variable Speed Chiller-New | 0.95025 |  |  | 0 | 0.21687 | 0 | 0.73338 | 0 | 0 | 0
[39 empty] | New | Variable Speed Chiller-NR | 2.5688 |  |  | 0 | 0.72684 | 0 | 1.8419 | 0 | 0 | 0
[39 empty] | Retro | Variable Speed Chiller-Retro | 0 |  |  | 0 | 0 | 0 | 0 | 0 | 0 | 0
[39 empty] | New | Controls Commission-New | 8.5312 |  |  | 0 | 0 | 2.4079 | 1.5549 | 4.5684 | 12.0089 | 47.5093
[39 empty] | Retro | Built-Up HVAC Controls Optimization-Retro | 38.277 |  |  | 0 | 0 | 2.5125 | 33.407 | 9.5541 | 4.9382 | 17.6769
[39 empty] | Retro | Built-Up HVAC Control Retrofit-Retro | 0 |  |  | 0 | 0 | 0 | 0 | 0 | 0 | 0
[39 empty] | New | Evaporative Assist Cooling-New | 0 |  |  | 0 | 0 | 0 | 0 | 0 | 0 | 0
[39 empty] | New | Evaporative Assist Cooling-NR | 0 |  |  | 0 | 0 | 0 | 0 | 0 | 0 | 0
[39 empty] | New | Low Pressure Distribution-New | 46.8437 |  |  | -2.2157 | 18.0196 | 13.8558 | 10.6322 | 1.6798 | 0 | 2.6563
[39 empty] | New | Low Pressure Distribution-NR | 0 |  |  | 0 | 0 | 0 | 0 | 0 | 0 | 0
[39 empty] | New | Air-side heat recovery systems-New | 0 |  |  | 0 | 0 | 0 | 0 | 0 | 0 | 0
[39 empty] | Retro | Air-side heat recovery systems-Retro | 0 |  |  | 0 | 0 | 0 | 0 | 0 | 0 | 0
[39 empty] | New | Demand Control Ventilation-New | 0 |  |  | 0 | 0 | 0 | 0 | 0 | 0 | 0
[39 empty] | Retro | Demand Control Ventilation (Parking)-Retro | 0 |  |  | 0 | 0 | 0 | 0 | 0 | 0 | 0
[39 empty] | New | Efficienct fans, pumps and drives-New | 0 |  |  | 0 | 0 | 0 | 0 | 0 | 0 | 0
[39 empty] | New | Efficienct fans, pumps and drives-NR | 0 |  |  | 0 | 0 | 0 | 0 | 0 | 0 | 0
[39 empty] | Retro | Efficienct fans, pumps and drives-Retro | 0 |  |  | 0 | 0 | 0 | 0 | 0 | 0 | 0
[39 empty] | Retro | VSD, ASD-Retro | 3.4 |  |  | 0 | 0 | 2.125 | 1.275 | 0 | 0 | 0
[39 empty] | New | ReRoof-NR | 11.8125 |  |  | 2.6044 | 5.2601 | 3.1907 | 0.72678 | 0.15046 | 0.057123 | 0.11463
[39 empty] | Retro | Grocery Refrigeration Bundle-Retro | 34.3697 |  |  | 7.0411 | 12.7298 | 6.5598 | 8.039 | 1.9975 | 2.1481 | 8.0112
[39 empty] | New | Grocery Refrigeration Heat Recovery-New | 0 |  |  | 0 | 0 | 0 | 0 | 0 | 0 | 0
[39 empty] | Retro | Demand controlled circulating systems-Retro | 0 |  |  | 0 | 0 | 0 | 0 | 0 | 0 | 0
[39 empty] | Retro | Plug Load Sensor-Retro | 13.3473 |  |  | 0 | 0 | 0 | 13.3473 | 0 | 0 | 0
[39 empty] | New | Premium Fume Hood-New | 16.4784 |  |  | 0 | 0 | 0 | 16.4784 | 0 | 4.9851 | 0
[39 empty] | Achievable Potential - Cumulative |  | 85% | Use Auto Filter
[39 empty] | For Tally ChartNew (COMBINE NEW AND NR, PLOT ONLY NEW) |  | 0
[39 empty] | 0 | Year 2025 | 0
[39 empty] | Flag New/Retro | Measure Index Name | MWa with TRC BC Ratio >1.0 |  |  | <10 | <20 | <30 | <40 | <50 | <60 | <70
[39 empty] | New | Integrated Building Design-New | 153.6721 |  |  | 37.2443 | 71.2862 | 98.6047 | 121.7668 | 140.9149 | 152.9963 | 192.8291
[39 empty] | New | LPD Package-New | 60.2638 |  |  | 53.2529 | 59.8046 | 59.8046 | 60.322 | 63.8585 | 64.5478 | 64.7065
[39 empty] | New | LPD Package-NR | 40.8963 |  |  | 37.844 | 38.9701 | 38.9701 | 39.1604 | 42.2602 | 42.3672 | 42.8398
[39 empty] | Retro | LPD Package-Retro | 113.92 |  |  | 38.6548 | 64.7081 | 87.6248 | 108.1526 | 128.2787 | 133.5183 | 155.1773
[39 empty] | New | Top Day Lighting-New | 34.4069 |  |  | -0.3545 | 7.3662 | 12.4077 | 24.5771 | 27.5127 | 32.9535 | 32.955
[39 empty] | New | Perimeter Day lighting Controls (Advanced)-New | 0.56784 |  |  | 0 | 0 | 0 | 0 | 0 | 0 | 4.0319
[39 empty] | New | Perimeter Day lighting Controls (Advanced)-NR | 0.2836 |  |  | 0 | 0 | 0 | 0 | 0 | 0 | 1.3201
[39 empty] | New | Lighting Controls: Sweep, Occup, Commission-New | 0 |  |  | 0 | 0 | 0 | 0 | 0 | 0 | 0
[39 empty] | New | ECM on VAV Boxes-New | 5.2378 |  |  | 0 | 2.1641 | 2.1641 | 5.2378 | 5.2378 | 5.2378 | 5.2378
[39 empty] | New | ECM on VAV Boxes-NR | 3.8599 |  |  | 0 | 1.5215 | 3.8599 | 3.8599 | 3.8599 | 3.8599 | 3.8599
[39 empty] | Retro | ECM on VAV Boxes-Retro | 0 |  |  | 0 | 0 | 0 | 0 | 0 | 0 | 0
[39 empty] | New | Premium HVAC Equipment-New | 4.3551 |  |  | 0 | 1.4307 | 1.4307 | 1.4307 | 2.3543 | 4.3551 | 9.3019
[39 empty] | New | Premium HVAC Equipment-NR | 4.8598 |  |  | 0 | 0.65948 | 0.65948 | 0.65948 | 3.5183 | 4.075 | 7.5696
[39 empty] | New | Glass-New | 0.79141 |  |  | -0.045481 | 0.18476 | 0.45998 | 0.6164 | 0.77687 | 0.78166 | 0.84396
[39 empty] | New | Glass-NR | 0.092404 |  |  | -0.012782 | -0.012782 | -0.0072711 | 0.040073 | 0.13113 | 0.1945 | 0.3736
[39 empty] | Retro | Glass-Retro | 8.6795 |  |  | 0 | 0 | 7.3791 | 8.2987 | 9.2684 | 10.0599 | 10.975
[39 empty] | Retro | Package Roof Top Optimization & Repair-Retro | 75.2854 |  |  | 12.845 | 16.8378 | 31.291 | 48.2602 | 66.2745 | 75.2526 | 87.1067
[39 empty] | New | Variable Speed Chiller-New | 0.95025 |  |  | 0 | 0.21687 | 0.21687 | 0.95025 | 0.95025 | 0.95025 | 0.95025
[39 empty] | New | Variable Speed Chiller-NR | 2.5688 |  |  | 0 | 0.72684 | 0.72684 | 2.5688 | 2.5688 | 2.5688 | 2.5688
[39 empty] | Retro | Variable Speed Chiller-Retro | 0 |  |  | 0 | 0 | 0 | 0 | 0 | 0 | 0
[39 empty] | New | Controls Commission-New | 8.5312 |  |  | 0 | 0 | 2.4079 | 3.9629 | 8.5312 | 20.5401 | 68.0493
[39 empty] | Retro | Built-Up HVAC Controls Optimization-Retro | 38.277 |  |  | 0 | 0 | 2.5125 | 35.9195 | 45.4736 | 50.4118 | 68.0887
[39 empty] | Retro | Built-Up HVAC Control Retrofit-Retro | 0 |  |  | 0 | 0 | 0 | 0 | 0 | 0 | 0
[39 empty] | New | Evaporative Assist Cooling-New | 0 |  |  | 0 | 0 | 0 | 0 | 0 | 0 | 0
[39 empty] | New | Evaporative Assist Cooling-NR | 0 |  |  | 0 | 0 | 0 | 0 | 0 | 0 | 0
[39 empty] | New | Low Pressure Distribution-New | 46.8437 |  |  | -2.2157 | 15.8039 | 29.6597 | 40.2919 | 41.9717 | 41.9717 | 44.6281
[39 empty] | New | Low Pressure Distribution-NR | 0 |  |  | 0 | 0 | 0 | 0 | 0 | 0 | 0
[39 empty] | New | Air-side heat recovery systems-New | 0 |  |  | 0 | 0 | 0 | 0 | 0 | 0 | 0
[39 empty] | Retro | Air-side heat recovery systems-Retro | 0 |  |  | 0 | 0 | 0 | 0 | 0 | 0 | 0
[39 empty] | New | Demand Control Ventilation-New | 0 |  |  | 0 | 0 | 0 | 0 | 0 | 0 | 0
[39 empty] | Retro | Demand Control Ventilation (Parking)-Retro | 0 |  |  | 0 | 0 | 0 | 0 | 0 | 0 | 0
[39 empty] | New | Efficienct fans, pumps and drives-New | 0 |  |  | 0 | 0 | 0 | 0 | 0 | 0 | 0
[39 empty] | New | Efficienct fans, pumps and drives-NR | 0 |  |  | 0 | 0 | 0 | 0 | 0 | 0 | 0
[39 empty] | Retro | Efficienct fans, pumps and drives-Retro | 0 |  |  | 0 | 0 | 0 | 0 | 0 | 0 | 0
[39 empty] | Retro | VSD, ASD-Retro | 3.4 |  |  | 0 | 0 | 2.125 | 3.4 | 3.4 | 3.4 | 3.4
[39 empty] | New | ReRoof-NR | 11.8125 |  |  | 2.6044 | 7.8645 | 11.0552 | 11.782 | 11.9324 | 11.9895 | 12.1042
[39 empty] | Retro | Grocery Refrigeration Bundle-Retro | 34.3697 |  |  | 7.0411 | 19.7709 | 26.3307 | 34.3697 | 36.3672 | 38.5153 | 46.5265
[39 empty] | New | Grocery Refrigeration Heat Recovery-New | 0 |  |  | 0 | 0 | 0 | 0 | 0 | 0 | 0
[39 empty] | Retro | Demand controlled circulating systems-Retro | 0 |  |  | 0 | 0 | 0 | 0 | 0 | 0 | 0
[39 empty] | Retro | Plug Load Sensor-Retro | 13.3473 |  |  | 0 | 0 | 0 | 13.3473 | 13.3473 | 13.3473 | 13.3473
[39 empty] | New | Premium Fume Hood-New | 16.4784 |  |  | 0 | 0 | 0 | 16.4784 | 16.4784 | 21.4635 | 21.4635
[39 empty] | Achievable Potential - Cumulative |  | 85%
[39 empty] | For Achievable, Combine Measure Names |  | 0
[39 empty] | 0 | Year 2025 | 0
[39 empty] | Flag New/Retro | Measure Index Name | MWa with TRC BC Ratio >1.0 |  |  | <10 | <20 | <30 | <40 | <50 | <60 | <70
[39 empty] | New | Integrated Building Design | 153.6721 |  |  | 37.2443 | 71.2862 | 98.6047 | 121.7668 | 140.9149 | 152.9963 | 192.8291
[39 empty] | New | Lighting Measures | 101.1601 |  |  | 91.0969 | 98.7747 | 98.7747 | 99.4823 | 106.1187 | 106.915 | 107.5463
[39 empty] | New | Top Day Lighting | 34.4069 |  |  | -0.3545 | 7.3662 | 12.4077 | 24.5771 | 27.5127 | 32.9535 | 32.955
[39 empty] | New | Perimeter Day lighting Controls | 0.85144 |  |  | 0 | 0 | 0 | 0 | 0 | 0 | 5.352
[39 empty] | New | ECM on VAV Boxes | 9.0977 |  |  | 0 | 3.6856 | 6.024 | 9.0977 | 9.0977 | 9.0977 | 9.0977
[39 empty] | New | Premium HVAC Equipment | 9.215 |  |  | 0 | 2.0901 | 2.0901 | 2.0901 | 5.8725 | 8.4302 | 16.8715
[39 empty] | New | Glass | 0.88381 |  |  | -0.058263 | 0.17198 | 0.45271 | 0.65647 | 0.908 | 0.97616 | 1.2176
[39 empty] | New | Variable Speed Chiller | 3.519 |  |  | 0 | 0.94371 | 0.94371 | 3.519 | 3.519 | 3.519 | 3.519
[39 empty] | New | Controls Commission | 8.5312 |  |  | 0 | 0 | 2.4079 | 3.9629 | 8.5312 | 20.5401 | 68.0493
[39 empty] | New | Low Pressure Distribution | 46.8437 |  |  | -2.2157 | 15.8039 | 29.6597 | 40.2919 | 41.9717 | 41.9717 | 44.6281
[39 empty] | New | ReRoof | 11.8125 |  |  | 2.6044 | 7.8645 | 11.0552 | 11.782 | 11.9324 | 11.9895 | 12.1042
[39 empty] | New | Premium Fume Hood | 16.4784 |  |  | 0 | 0 | 0 | 16.4784 | 16.4784 | 21.4635 | 21.4635
[40 empty] | Cost-Effective Amount is 396 MWa | 396.4719 |  |  | <70: 515.6332
[39 empty] | Achievable Potential - Cumulative |  | 85%
[39 empty] | For Achievable, Combine Measure Names |  | 0
[39 empty] | Flag New/Retro | Measure Index Name | MWa with TRC BC Ratio >1.0 |  |  | <10 | <20 | <30 | <40 | <50 | <60 | <70
[39 empty] | Retro | Lighting Measures | 113.92 |  |  | 38.6548 | 64.7081 | 87.6248 | 108.1526 | 128.2787 | 133.5183 | 155.1773
[39 empty] | Retro | Glass | 8.6795 |  |  | 0 | 0 | 7.3791 | 8.2987 | 9.2684 | 10.0599 | 10.975
[39 empty] | Retro | Package Roof Top Optimization | 75.2854 |  |  | 12.845 | 16.8378 | 31.291 | 48.2602 | 66.2745 | 75.2526 | 87.1067
[39 empty] | Retro | Built-Up HVAC Controls Optimization | 38.277 |  |  | 0 | 0 | 2.5125 | 35.9195 | 45.4736 | 50.4118 | 68.0887
[39 empty] | Retro | Variable Drive Power | 3.4 |  |  | 0 | 0 | 2.125 | 3.4 | 3.4 | 3.4 | 3.4
[39 empty] | Retro | Grocery Refrigeration | 34.3697 |  |  | 7.0411 | 19.7709 | 26.3307 | 34.3697 | 36.3672 | 38.5153 | 46.5265
[39 empty] | Retro | Plug Load Sensor | 13.3473 |  |  | 0 | 0 | 0 | 13.3473 | 13.3473 | 13.3473 | 13.3473
[40 empty] | Cost-Effective Amount is 287 MWa | 287.2789 |  |  | <70: 384.6215

## 16Apr04
Q:\CG\Main\Plan 5\Commercial\Assessment\HVAC\[PC-VSDChiller-D1.xls]Results
Tallies up savings from measures by cost bin for Lost Opportunity and for 2025
|  |  | Annual Lost Opportunity | Measures with B/C>1.00 | Measures with B/C>1.00 | Categories with B/C>1.00 | % of Measures with B/C >1.00 | Block 1: x <=10 m/kWh | Block 2: 10< x <=20 m/kWh | Block 3: 20< x <=30 m/kWh | Block 4: 30< x <=40 m/kWh | Block 5: 40< x <=50 m/kWh | Block 6: 50< x <=60 m/kWh | Block 7: 60m/kWh < x | [6 empty] | New and NR |  |  |  |  | Retro
Base Measure Name | VCohort | New/Retro | Measure Index Name | Annual Capital $Million | MWa with TRC BC Ratio >1.0 |  |  | <10 | <20 | <30 | <40 | <50 | <60 | <70 | <80 | <90 | <100 | >100 |  | MWa with TRC BC Ratio >1.0 | HVAC | L | ENVL | R | M | HVAC | L | ENVL | R | M
ALL | New | New | Integrated Building Design-New | 21.1548 | 9.0395 |  |  | 2.1908 | 2.0025 | 1.607 | 1.3625 | 1.1264 | 0.71067 | 2.3431 | [5 empty] | Integrated Building Design-New | 4.148 | 4.8915 | 0 | 0 | 0 | 0 | 0 | 0 | 0 | 0
L | New | New | LPD Package-New | 1.0848 | 2.9541 | 0 | 3.0121 | 2.6104 | 0.32116 | 0 | 0.025363 | 0.17336 | 0.03379 | 0.0077806 | [5 empty] | LPD Package-New | 0 | 2.9541 | 0 | 0 | 0 | 0 | 0 | 0 | 0 | 0
L | NR | New | LPD Package-NR | 0.82641 | 2.2911 | 0 | 2.2777 | 2.1201 | 0.06309 | 0 | 0.010659 | 0.17366 | 0.0059942 | 0.026477 | [5 empty] | LPD Package-NR | 0 | 2.2911 | 0 | 0 | 0 | 0 | 0 | 0 | 0 | 0
L | Retro | Retro | LPD Package-Retro | [16 empty] | LPD Package-Retro | 0 | 0 | 0 | 0 | 0 | 0 | 0 | 0 | 0 | 0
L | New | New | Top Day Lighting-New | 6.5733 | 1.6192 | 0 | 1.5004 | -0.016682 | 0.36333 | 0.23725 | 0.57268 | 0.13815 | 0.25604 | 6.7192e-05 | [5 empty] | Top Day Lighting-New | 0 | 1.6192 | 0 | 0 | 0 | 0 | 0 | 0 | 0 | 0
L | New | New | Perimeter Day lighting Controls (Advanced)-New | 0.20683 | 0.027835 | 0 | 0.043858 | 0 | 0 | 0 | 0 | 0 | 0 | 0.19764 | [5 empty] | Perimeter Day lighting Controls (Advanced)-New | 0 | 0.027835 | 0 | 0 | 0 | 0 | 0 | 0 | 0 | 0
L | NR | New | Perimeter Day lighting Controls (Advanced)-NR | 0.10374 | 0.013902 | 0 | 0.015199 | 0 | 0 | 0 | 0 | 0 | 0 | 0.064711 | [5 empty] | Perimeter Day lighting Controls (Advanced)-NR | 0 | 0.013902 | 0 | 0 | 0 | 0 | 0 | 0 | 0 | 0
L | New | New | Lighting Controls: Sweep, Occup, Commission-New | [16 empty] | Lighting Controls: Sweep, Occup, Commission-New | 0 | 0 | 0 | 0 | 0 | 0 | 0 | 0 | 0 | 0
HVAC | New | New | ECM on VAV Boxes-New | 0.76873 | 0.25676 | 0 | 0.25463 | 0 | 0.10609 | 0 | 0.15067 | 0 | 0 | 0 | [5 empty] | ECM on VAV Boxes-New | 0.25676 | 0 | 0 | 0 | 0 | 0 | 0 | 0 | 0 | 0
HVAC | NR | New | ECM on VAV Boxes-NR | 0.49925 | 0.18921 | 0 | 0.1891 | 0 | 0.074583 | 0.11463 | 0 | 0 | 0 | 0 | [5 empty] | ECM on VAV Boxes-NR | 0.18921 | 0 | 0 | 0 | 0 | 0 | 0 | 0 | 0 | 0
HVAC | Retro | Retro | ECM on VAV Boxes-Retro | [16 empty] | ECM on VAV Boxes-Retro | 0 | 0 | 0 | 0 | 0 | 0 | 0 | 0 | 0 | 0
HVAC | New | New | Premium HVAC Equipment-New | 0.95167 | 0.21349 | 0 | 0.25686 | 0 | 0.07013 | 0 | 0 | 0.045275 | 0.098082 | 0.24249 | [5 empty] | Premium HVAC Equipment-New | 0.21349 | 0 | 0 | 0 | 0 | 0 | 0 | 0 | 0 | 0
HVAC | NR | New | Premium HVAC Equipment-NR | 1.4004 | 0.27226 | 0 | 0.29599 | 0 | 0.036946 | 0 | 0 | 0.16016 | 0.03119 | 0.19577 | [5 empty] | Premium HVAC Equipment-NR | 0.27226 | 0 | 0 | 0 | 0 | 0 | 0 | 0 | 0 | 0
ENVL | New | New | Glass-New | 0.12597 | 0.038794 | 0 | 0.037198 | -0.0022294 | 0.011286 | 0.013491 | 0.0076674 | 0.0078664 | 0.00023453 | 0.0030538 | [5 empty] | Glass-New | 0 | 0 | 0.038794 | 0 | 0 | 0 | 0 | 0 | 0 | 0
ENVL | NR | New | Glass-NR | 0.018996 | 0.0045296 | 0 | 0.0062784 | -0.00062658 | 0 | 0.00027015 | 0.0023208 | 0.0044636 | 0.0031065 | 0.0087795 | [5 empty] | Glass-NR | 0 | 0 | 0.0045296 | 0 | 0 | 0 | 0 | 0 | 0 | 0
ENVL | Retro | Retro | Glass-Retro | [16 empty] | Glass-Retro | 0 | 0 | 0 | 0 | 0 | 0 | 0 | 0 | 0 | 0
HVAC | Retro | Retro | Package Roof Top Optimization & Repair-Retro | [16 empty] | Package Roof Top Optimization & Repair-Retro | 0 | 0 | 0 | 0 | 0 | 0 | 0 | 0 | 0 | 0
HVAC | New | New | Variable Speed Chiller-New | 0.17063 | 0.044718 | 0 | 0.044604 | 0 | 0.010206 | 0 | 0.034512 | 0 | 0 | 0 | [5 empty] | Variable Speed Chiller-New | 0.044718 | 0 | 0 | 0 | 0 | 0 | 0 | 0 | 0 | 0
HVAC | NR | New | Variable Speed Chiller-NR | 0.44453 | 0.12088 | 0 | 0.1206 | 0 | 0.034204 | 0 | 0.086679 | 0 | 0 | 0 | [5 empty] | Variable Speed Chiller-NR | 0.12088 | 0 | 0 | 0 | 0 | 0 | 0 | 0 | 0 | 0
HVAC | Retro | Retro | Variable Speed Chiller-Retro | [16 empty] | Variable Speed Chiller-Retro | 0 | 0 | 0 | 0 | 0 | 0 | 0 | 0 | 0 | 0
HVAC | New | New | Controls Commission-New | 2.2392 | 0.50184 | 0 | 0.6789 | 0 | 0 | 0.14164 | 0.091466 | 0.26873 | 0.7064 | 2.7947 | [5 empty] | Controls Commission-New | 0.50184 | 0 | 0 | 0 | 0 | 0 | 0 | 0 | 0 | 0
HVAC | Retro | Retro | Built-Up HVAC Controls Optimization-Retro | [16 empty] | Built-Up HVAC Controls Optimization-Retro | 0 | 0 | 0 | 0 | 0 | 0 | 0 | 0 | 0 | 0
HVAC | Retro | Retro | Built-Up HVAC Control Retrofit-Retro | [16 empty] | Built-Up HVAC Control Retrofit-Retro | 0 | 0 | 0 | 0 | 0 | 0 | 0 | 0 | 0 | 0
HVAC | New | New | Evaporative Assist Cooling-New | [16 empty] | Evaporative Assist Cooling-New | 0 | 0 | 0 | 0 | 0 | 0 | 0 | 0 | 0 | 0
HVAC | NR | New | Evaporative Assist Cooling-NR | [16 empty] | Evaporative Assist Cooling-NR | 0 | 0 | 0 | 0 | 0 | 0 | 0 | 0 | 0 | 0
HVAC | New | New | Low Pressure Distribution-New | 7.7155 | 2.3961 | 0 | 2.3242 | -0.11333 | 0.92172 | 0.70874 | 0.54385 | 0.085924 | 0 | 0.13587 | [5 empty] | Low Pressure Distribution-New | 2.3961 | 0 | 0 | 0 | 0 | 0 | 0 | 0 | 0 | 0
HVAC | NR | New | Low Pressure Distribution-NR | [16 empty] | Low Pressure Distribution-NR | 0 | 0 | 0 | 0 | 0 | 0 | 0 | 0 | 0 | 0
HVAC | New | New | Air-side heat recovery systems-New | [16 empty] | Air-side heat recovery systems-New | 0 | 0 | 0 | 0 | 0 | 0 | 0 | 0 | 0 | 0
HVAC | Retro | Retro | Air-side heat recovery systems-Retro | [16 empty] | Air-side heat recovery systems-Retro | 0 | 0 | 0 | 0 | 0 | 0 | 0 | 0 | 0 | 0
HVAC | New | New | Demand Control Ventilation-New | [16 empty] | Demand Control Ventilation-New | 0 | 0 | 0 | 0 | 0 | 0 | 0 | 0 | 0 | 0
HVAC | Retro | Retro | Demand Control Ventilation (Parking)-Retro | [16 empty] | Demand Control Ventilation (Parking)-Retro | 0 | 0 | 0 | 0 | 0 | 0 | 0 | 0 | 0 | 0
HVAC | New | New | Efficienct fans, pumps and drives-New | [16 empty] | Efficienct fans, pumps and drives-New | 0 | 0 | 0 | 0 | 0 | 0 | 0 | 0 | 0 | 0
HVAC | NR | New | Efficienct fans, pumps and drives-NR | [16 empty] | Efficienct fans, pumps and drives-NR | 0 | 0 | 0 | 0 | 0 | 0 | 0 | 0 | 0 | 0
HVAC | Retro | Retro | Efficienct fans, pumps and drives-Retro | [16 empty] | Efficienct fans, pumps and drives-Retro | 0 | 0 | 0 | 0 | 0 | 0 | 0 | 0 | 0 | 0
HVAC | Retro | Retro | VSD, ASD-Retro | [16 empty] | VSD, ASD-Retro | 0 | 0 | 0 | 0 | 0 | 0 | 0 | 0 | 0 | 0
ENVL | NR | New | ReRoof-NR | 1.2021 | 0.66177 | 0 | 0.65076 | 0.14591 | 0.29468 | 0.17875 | 0.040716 | 0.008429 | 0.0032001 | 0.0064221 | [5 empty] | ReRoof-NR | 0 | 0 | 0.66177 | 0 | 0 | 0 | 0 | 0 | 0 | 0
R | Retro | Retro | Grocery Refrigeration Bundle-Retro | [16 empty] | Grocery Refrigeration Bundle-Retro | 0 | 0 | 0 | 0 | 0 | 0 | 0 | 0 | 0 | 0
R | New | New | Grocery Refrigeration Heat Recovery-New | [16 empty] | Grocery Refrigeration Heat Recovery-New | 0 | 0 | 0 | 0 | 0 | 0 | 0 | 0 | 0 | 0
W | Retro | Retro | Demand controlled circulating systems-Retro | [16 empty] | Demand controlled circulating systems-Retro | 0 | 0 | 0 | 0 | 0 | 0 | 0 | 0 | 0 | 0
M | Retro | Retro | Plug Load Sensor-Retro | [16 empty] | Plug Load Sensor-Retro | 0 | 0 | 0 | 0 | 0 | 0 | 0 | 0 | 0 | 0
M | New | New | Premium Fume Hood-New |  |  |  |  | <50: 0 |  | Premium Fume Hood-New | 0 | 0 | 0 | 0 | 0 | 0 | 0 | 0 | 0 | 0
[21 empty] | 8.1433 | 11.7976 | 0.70509 | 0 | 0 | 0 | 0 | 0 | 0 | 0
|  |  | Total from Buildings | 45.4869 | 20.646 | 0 | 11.7084 | 6.9344 | 4.3099 | 3.0017 | 2.9291 | 2.1924 | 1.8487 | 6.0268
|  |  | Total from Stand Alone | 18.6918
|  |  |  | 64.1787 | [34 empty] | DATA FOR CHARTS APPEARS BELOW CATEGORIZED IN SEVERAL DIFFERENT WAYS. USE AUTO FILTER TO PARSE. NEW AND NR MEASURES COMBINED BY NAME.
|  | 85% | Achievable | 54.5519
Technical Potential - Incremental
For Tally ChartNew (COMBINE NEW AND NR, PLOT ONLY NEW)
|  |  | Year 2025 | Measures with B/C>1.00 | Measures with B/C>1.00 | Categories with B/C>1.00 | % of Measures with B/C >1.00 | Block 1: x <=10 m/kWh | Block 2: 10< x <=20 m/kWh | Block 3: 20< x <=30 m/kWh | Block 4: 30< x <=40 m/kWh | Block 5: 40< x <=50 m/kWh | Block 6: 50< x <=60 m/kWh | Block 7: 60m/kWh < x |  |  |  |  | Measures with B/C>1.00 |  | New and NR |  |  |  |  | Retro | [12 empty] | 0 | Year 2025 | Measures with B/C>1.00 | Categories with B/C>1.00 | % of Measures with B/C >1.00 | Block 1: x <=10 m/kWh | Block 2: 10< x <=20 m/kWh | Block 3: 20< x <=30 m/kWh | Block 4: 30< x <=40 m/kWh | Block 5: 40< x <=50 m/kWh | Block 6: 50< x <=60 m/kWh | Block 7: 60m/kWh < x
End Use | VCohort | Flag New/Retro | Measure Index Name | 2025 Capital $Million | MWa with TRC BC Ratio >1.0 |  |  | <10 | <20 | <30 | <40 | <50 | <60 | <70 | <80 | <90 | <100 | >100 | Levelized Cost of B/C>1 |  | HVAC | L | ENVL | R | M | HVAC | L | ENVL | R | M | lvl cost | [7 empty] | Flag New/Retro | Measure Index Name | MWa with TRC BC Ratio >1.0 | Categories with B/C>1.00 | % of Measures with B/C >1.00 | <10 | <20 | <30 | <40 | <50 | <60 | <70
ALL | New | New | Integrated Building Design-New | 487.1079 | 180.7907 |  |  | 43.8168 | 40.0493 | 32.1393 | 27.2495 | 22.5272 | 14.2135 | 46.862 |  |  |  |  | 20.6343 | Integrated Building Design-New | 82.9604 | 97.8303 | 0 | 0 | 0 | 0 | 0 | 0 | 0 | 0 | 20.6343 | [7 empty] | New | Integrated Building Design-New | 180.7907 | 0 | 0 | 43.8168 | 40.0493 | 32.1393 | 27.2495 | 22.5272 | 14.2135 | 46.862
L | New | New | LPD Package-New | 26.0353 | 70.8985 | 0 | 72.2904 | 62.6505 | 7.7078 | 0 | 0.6087 | 4.1606 | 0.81096 | 0.18673 |  |  |  |  | 3.0845 | LPD Package-New | 0 | 70.8985 | 0 | 0 | 0 | 0 | 0 | 0 | 0 | 0 | 3.0845 | [7 empty] | New | LPD Package-New | 70.8985 | 0 | 72.2904 | 62.6505 | 7.7078 | 0 | 0.6087 | 4.1606 | 0.81096 | 0.18673
L | NR | New | LPD Package-NR | 17.3546 | 48.1133 | 0 | 47.8314 | 44.5223 | 1.3249 | 0 | 0.22384 | 3.6469 | 0.12588 | 0.55601 |  |  |  |  | 3.0298 | LPD Package-NR | 0 | 48.1133 | 0 | 0 | 0 | 0 | 0 | 0 | 0 | 0 | 3.0298 | [7 empty] | New | LPD Package-NR | 48.1133 | 0 | 47.8314 | 44.5223 | 1.3249 | 0 | 0.22384 | 3.6469 | 0.12588 | 0.55601
L | Retro | Retro | LPD Package-Retro | 292.8083 | 134.0236 | 0 | 140.4686 | 45.4763 | 30.651 | 26.9607 | 24.1504 | 23.6778 | 6.1642 | 25.4812 |  |  |  |  | 18.3514 | LPD Package-Retro | 0 | 0 | 0 | 0 | 0 | 0 | 134.0236 | 0 | 0 | 0 | 18.3514 | [7 empty] | Retro | LPD Package-Retro | 134.0236 | 0 | 140.4686 | 45.4763 | 30.651 | 26.9607 | 24.1504 | 23.6778 | 6.1642 | 25.4812
L | New | New | Top Day Lighting-New | 164.3327 | 40.4788 | 0 | 37.5108 | -0.41705 | 9.0832 | 5.9311 | 14.3169 | 3.4537 | 6.4009 | 0.0016798 |  |  |  |  | 34.1007 | Top Day Lighting-New | 0 | 40.4788 | 0 | 0 | 0 | 0 | 0 | 0 | 0 | 0 | 34.1007 | [7 empty] | New | Top Day Lighting-New | 40.4788 | 0 | 37.5108 | -0.41705 | 9.0832 | 5.9311 | 14.3169 | 3.4537 | 6.4009 | 0.0016798
L | New | New | Perimeter Day lighting Controls (Advanced)-New | 4.9638 | 0.66805 | 0 | 1.0526 | 0 | 0 | 0 | 0 | 0 | 0 | 4.7434 |  |  |  |  | 85 | Perimeter Day lighting Controls (Advanced)-New | 0 | 0.66805 | 0 | 0 | 0 | 0 | 0 | 0 | 0 | 0 | 85 | [7 empty] | New | Perimeter Day lighting Controls (Advanced)-New | 0.66805 | 0 | 1.0526 | 0 | 0 | 0 | 0 | 0 | 0 | 4.7434
L | NR | New | Perimeter Day lighting Controls (Advanced)-NR | 2.4899 | 0.33364 | 0 | 0.36478 | 0 | 0 | 0 | 0 | 0 | 0 | 1.5531 |  |  |  |  | 62.6841 | Perimeter Day lighting Controls (Advanced)-NR | 0 | 0.33364 | 0 | 0 | 0 | 0 | 0 | 0 | 0 | 0 | 62.6841 | [7 empty] | New | Perimeter Day lighting Controls (Advanced)-NR | 0.33364 | 0 | 0.36478 | 0 | 0 | 0 | 0 | 0 | 0 | 1.5531
L | New | New | Lighting Controls: Sweep, Occup, Commission-New | [16 empty] | Lighting Controls: Sweep, Occup, Commission-New | 0 | 0 | 0 | 0 | 0 | 0 | 0 | 0 | 0 | 0 | 0 | [7 empty] | New | Lighting Controls: Sweep, Occup, Commission-New | 0 | 0 | 0 | 0 | 0 | 0 | 0 | 0 | 0 | 0
HVAC | New | New | ECM on VAV Boxes-New | 18.4495 | 6.1622 | 0 | 6.1111 | 0 | 2.546 | 0 | 3.6161 | 0 | 0 | 0 |  |  |  |  | 25.1489 | ECM on VAV Boxes-New | 6.1622 | 0 | 0 | 0 | 0 | 0 | 0 | 0 | 0 | 0 | 25.1489 | [7 empty] | New | ECM on VAV Boxes-New | 6.1622 | 0 | 6.1111 | 0 | 2.546 | 0 | 3.6161 | 0 | 0 | 0
HVAC | NR | New | ECM on VAV Boxes-NR | 11.9819 | 4.5411 | 0 | 4.5385 | 0 | 1.79 | 2.7511 | 0 | 0 | 0 | 0 |  |  |  |  | 22.1633 | ECM on VAV Boxes-NR | 4.5411 | 0 | 0 | 0 | 0 | 0 | 0 | 0 | 0 | 0 | 22.1633 | [7 empty] | New | ECM on VAV Boxes-NR | 4.5411 | 0 | 4.5385 | 0 | 1.79 | 2.7511 | 0 | 0 | 0 | 0
HVAC | Retro | Retro | ECM on VAV Boxes-Retro | [16 empty] | ECM on VAV Boxes-Retro | 0 | 0 | 0 | 0 | 0 | 0 | 0 | 0 | 0 | 0 | 0 | [7 empty] | Retro | ECM on VAV Boxes-Retro | 0 | 0 | 0 | 0 | 0 | 0 | 0 | 0 | 0 | 0
HVAC | New | New | Premium HVAC Equipment-New | 22.8401 | 5.1237 | 0 | 6.1647 | 0 | 1.6831 | 0 | 0 | 1.0866 | 2.354 | 5.8197 |  |  |  |  | 43.5071 | Premium HVAC Equipment-New | 5.1237 | 0 | 0 | 0 | 0 | 0 | 0 | 0 | 0 | 0 | 43.5071 | [7 empty] | New | Premium HVAC Equipment-New | 5.1237 | 0 | 6.1647 | 0 | 1.6831 | 0 | 0 | 1.0866 | 2.354 | 5.8197
HVAC | NR | New | Premium HVAC Equipment-NR | 29.409 | 5.7175 | 0 | 6.2159 | 0 | 0.77586 | 0 | 0 | 3.3633 | 0.655 | 4.1112 |  |  |  |  | 43.2059 | Premium HVAC Equipment-NR | 5.7175 | 0 | 0 | 0 | 0 | 0 | 0 | 0 | 0 | 0 | 43.2059 | [7 empty] | New | Premium HVAC Equipment-NR | 5.7175 | 0 | 6.2159 | 0 | 0.77586 | 0 | 0 | 3.3633 | 0.655 | 4.1112
ENVL | New | New | Glass-New | 3.0233 | 0.93107 | 0 | 0.89276 | -0.053507 | 0.27087 | 0.32379 | 0.18402 | 0.18879 | 0.0056288 | 0.073292 |  |  |  |  | 13.6376 | Glass-New | 0 | 0 | 0.93107 | 0 | 0 | 0 | 0 | 0 | 0 | 0 | 13.6376 | [7 empty] | New | Glass-New | 0.93107 | 0 | 0.89276 | -0.053507 | 0.27087 | 0.32379 | 0.18402 | 0.18879 | 0.0056288 | 0.073292
ENVL | NR | New | Glass-NR | 0.4559 | 0.10871 | 0 | 0.15068 | -0.015038 | 0 | 0.0064837 | 0.055699 | 0.10713 | 0.074556 | 0.21071 |  |  |  |  | 35.2262 | Glass-NR | 0 | 0 | 0.10871 | 0 | 0 | 0 | 0 | 0 | 0 | 0 | 35.2262 | [7 empty] | New | Glass-NR | 0.10871 | 0 | 0.15068 | -0.015038 | 0 | 0.0064837 | 0.055699 | 0.10713 | 0.074556 | 0.21071
ENVL | Retro | Retro | Glass-Retro | 34.8627 | 10.2111 | 0 | 10.7044 | 0 | 0 | 8.6813 | 1.0819 | 1.1408 | 0.93115 | 1.0766 |  |  |  |  | 28.6783 | Glass-Retro | 0 | 0 | 0 | 0 | 0 | 0 | 0 | 10.2111 | 0 | 0 | 28.6783 | [7 empty] | Retro | Glass-Retro | 10.2111 | 0 | 10.7044 | 0 | 0 | 8.6813 | 1.0819 | 1.1408 | 0.93115 | 1.0766
HVAC | Retro | Retro | Package Roof Top Optimization & Repair-Retro | 341.08 | 88.5711 | 0 | 80.0773 | 15.1117 | 4.6974 | 17.0038 | 19.9637 | 21.1933 | 10.5625 | 13.9459 |  |  |  |  | 32.3467 | Package Roof Top Optimization & Repair-Retro | 0 | 0 | 0 | 0 | 0 | 88.5711 | 0 | 0 | 0 | 0 | 32.3467 | [7 empty] | Retro | Package Roof Top Optimization & Repair-Retro | 88.5711 | 0 | 80.0773 | 15.1117 | 4.6974 | 17.0038 | 19.9637 | 21.1933 | 10.5625 | 13.9459
HVAC | New | New | Variable Speed Chiller-New | 4.2658 | 1.1179 | 0 | 1.1151 | 0 | 0.25514 | 0 | 0.8628 | 0 | 0 | 0 |  |  |  |  | 32.0512 | Variable Speed Chiller-New | 1.1179 | 0 | 0 | 0 | 0 | 0 | 0 | 0 | 0 | 0 | 32.0512 | [7 empty] | New | Variable Speed Chiller-New | 1.1179 | 0 | 1.1151 | 0 | 0.25514 | 0 | 0.8628 | 0 | 0 | 0
HVAC | NR | New | Variable Speed Chiller-NR | 11.1131 | 3.0221 | 0 | 3.015 | 0 | 0.85511 | 0 | 2.167 | 0 | 0 | 0 |  |  |  |  | 30.8884 | Variable Speed Chiller-NR | 3.0221 | 0 | 0 | 0 | 0 | 0 | 0 | 0 | 0 | 0 | 30.8884 | [7 empty] | New | Variable Speed Chiller-NR | 3.0221 | 0 | 3.015 | 0 | 0.85511 | 0 | 2.167 | 0 | 0 | 0
HVAC | Retro | Retro | Variable Speed Chiller-Retro | [16 empty] | Variable Speed Chiller-Retro | 0 | 0 | 0 | 0 | 0 | 0 | 0 | 0 | 0 | 0 | 0 | [7 empty] | Retro | Variable Speed Chiller-Retro | 0 | 0 | 0 | 0 | 0 | 0 | 0 | 0 | 0 | 0
HVAC | New | New | Controls Commission-New | 44.7839 | 10.0367 | 0 | 13.5779 | 0 | 0 | 2.8329 | 1.8293 | 5.3745 | 14.1281 | 55.8932 |  |  |  |  | 37.4797 | Controls Commission-New | 10.0367 | 0 | 0 | 0 | 0 | 0 | 0 | 0 | 0 | 0 | 37.4797 | [7 empty] | New | Controls Commission-New | 10.0367 | 0 | 13.5779 | 0 | 0 | 2.8329 | 1.8293 | 5.3745 | 14.1281 | 55.8932
HVAC | Retro | Retro | Built-Up HVAC Controls Optimization-Retro | 195.8023 | 45.0317 | 0 | 43.6009 | 0 | 0 | 2.9559 | 39.3024 | 11.2401 | 5.8097 | 20.7963 |  |  |  |  | 36.5229 | Built-Up HVAC Controls Optimization-Retro | 0 | 0 | 0 | 0 | 0 | 45.0317 | 0 | 0 | 0 | 0 | 36.5229 | [7 empty] | Retro | Built-Up HVAC Controls Optimization-Retro | 45.0317 | 0 | 43.6009 | 0 | 0 | 2.9559 | 39.3024 | 11.2401 | 5.8097 | 20.7963
HVAC | Retro | Retro | Built-Up HVAC Control Retrofit-Retro | [16 empty] | Built-Up HVAC Control Retrofit-Retro | 0 | 0 | 0 | 0 | 0 | 0 | 0 | 0 | 0 | 0 | 0 | [7 empty] | Retro | Built-Up HVAC Control Retrofit-Retro | 0 | 0 | 0 | 0 | 0 | 0 | 0 | 0 | 0 | 0
HVAC | New | New | Evaporative Assist Cooling-New | [16 empty] | Evaporative Assist Cooling-New | 0 | 0 | 0 | 0 | 0 | 0 | 0 | 0 | 0 | 0 | 0 | [7 empty] | New | Evaporative Assist Cooling-New | 0 | 0 | 0 | 0 | 0 | 0 | 0 | 0 | 0 | 0
HVAC | NR | New | Evaporative Assist Cooling-NR | [16 empty] | Evaporative Assist Cooling-NR | 0 | 0 | 0 | 0 | 0 | 0 | 0 | 0 | 0 | 0 | 0 | [7 empty] | New | Evaporative Assist Cooling-NR | 0 | 0 | 0 | 0 | 0 | 0 | 0 | 0 | 0 | 0
HVAC | New | New | Low Pressure Distribution-New | 177.4565 | 55.1102 | 0 | 53.4567 | -2.6067 | 21.1995 | 16.3009 | 12.5085 | 1.9763 | 0 | 3.1251 |  |  |  |  | 27.0474 | Low Pressure Distribution-New | 55.1102 | 0 | 0 | 0 | 0 | 0 | 0 | 0 | 0 | 0 | 27.0474 | [7 empty] | New | Low Pressure Distribution-New | 55.1102 | 0 | 53.4567 | -2.6067 | 21.1995 | 16.3009 | 12.5085 | 1.9763 | 0 | 3.1251
HVAC | NR | New | Low Pressure Distribution-NR | [16 empty] | Low Pressure Distribution-NR | 0 | 0 | 0 | 0 | 0 | 0 | 0 | 0 | 0 | 0 | 0 | [7 empty] | New | Low Pressure Distribution-NR | 0 | 0 | 0 | 0 | 0 | 0 | 0 | 0 | 0 | 0
HVAC | New | New | Air-side heat recovery systems-New | [16 empty] | Air-side heat recovery systems-New | 0 | 0 | 0 | 0 | 0 | 0 | 0 | 0 | 0 | 0 | 0 | [7 empty] | New | Air-side heat recovery systems-New | 0 | 0 | 0 | 0 | 0 | 0 | 0 | 0 | 0 | 0
HVAC | Retro | Retro | Air-side heat recovery systems-Retro | [16 empty] | Air-side heat recovery systems-Retro | 0 | 0 | 0 | 0 | 0 | 0 | 0 | 0 | 0 | 0 | 0 | [7 empty] | Retro | Air-side heat recovery systems-Retro | 0 | 0 | 0 | 0 | 0 | 0 | 0 | 0 | 0 | 0
HVAC | New | New | Demand Control Ventilation-New | [16 empty] | Demand Control Ventilation-New | 0 | 0 | 0 | 0 | 0 | 0 | 0 | 0 | 0 | 0 | 0 | [7 empty] | New | Demand Control Ventilation-New | 0 | 0 | 0 | 0 | 0 | 0 | 0 | 0 | 0 | 0
HVAC | Retro | Retro | Demand Control Ventilation (Parking)-Retro | [16 empty] | Demand Control Ventilation (Parking)-Retro | 0 | 0 | 0 | 0 | 0 | 0 | 0 | 0 | 0 | 0 | 0 | [7 empty] | Retro | Demand Control Ventilation (Parking)-Retro | 0 | 0 | 0 | 0 | 0 | 0 | 0 | 0 | 0 | 0
HVAC | New | New | Efficienct fans, pumps and drives-New | [16 empty] | Efficienct fans, pumps and drives-New | 0 | 0 | 0 | 0 | 0 | 0 | 0 | 0 | 0 | 0 | 0 | [7 empty] | New | Efficienct fans, pumps and drives-New | 0 | 0 | 0 | 0 | 0 | 0 | 0 | 0 | 0 | 0
HVAC | NR | New | Efficienct fans, pumps and drives-NR | [16 empty] | Efficienct fans, pumps and drives-NR | 0 | 0 | 0 | 0 | 0 | 0 | 0 | 0 | 0 | 0 | 0 | [7 empty] | New | Efficienct fans, pumps and drives-NR | 0 | 0 | 0 | 0 | 0 | 0 | 0 | 0 | 0 | 0
HVAC | Retro | Retro | Efficienct fans, pumps and drives-Retro | [16 empty] | Efficienct fans, pumps and drives-Retro | 0 | 0 | 0 | 0 | 0 | 0 | 0 | 0 | 0 | 0 | 0 | [7 empty] | Retro | Efficienct fans, pumps and drives-Retro | 0 | 0 | 0 | 0 | 0 | 0 | 0 | 0 | 0 | 0
HVAC | Retro | Retro | VSD, ASD-Retro | 2.5 | 4 | 0 | 0 | 0 | 0 | 2.5 | 1.5 | 0 | 0 | 0 |  |  |  |  | 35 | VSD, ASD-Retro | 0 | 0 | 0 | 0 | 0 | 4 | 0 | 0 | 0 | 0 | 35 | [7 empty] | Retro | VSD, ASD-Retro | 4 | 0 | 0 | 0 | 0 | 2.5 | 1.5 | 0 | 0 | 0
ENVL | NR | New | ReRoof-NR | 25.2435 | 13.8971 | 0 | 13.666 | 3.064 | 6.1883 | 3.7538 | 0.85504 | 0.17701 | 0.067203 | 0.13486 |  |  |  |  | 15.2578 | ReRoof-NR | 0 | 0 | 13.8971 | 0 | 0 | 0 | 0 | 0 | 0 | 0 | 15.2578 | [7 empty] | New | ReRoof-NR | 13.8971 | 0 | 13.666 | 3.064 | 6.1883 | 3.7538 | 0.85504 | 0.17701 | 0.067203 | 0.13486
R | Retro | Retro | Grocery Refrigeration Bundle-Retro | 92.2511 | 40.435 | 0 | 39.5284 | 8.2836 | 14.9762 | 7.7174 | 9.4577 | 2.35 | 2.5272 | 9.4249 |  |  |  |  | 19.1638 | Grocery Refrigeration Bundle-Retro | 0 | 0 | 0 | 0 | 0 | 0 | 0 | 0 | 40.435 | 0 | 19.1638 | Cost-Effective Technical Potential | [6 empty] | Retro | Grocery Refrigeration Bundle-Retro | 40.435 | 0 | 39.5284 | 8.2836 | 14.9762 | 7.7174 | 9.4577 | 2.35 | 2.5272 | 9.4249
R | New | New | Grocery Refrigeration Heat Recovery-New | [16 empty] | Grocery Refrigeration Heat Recovery-New | 0 | 0 | 0 | 0 | 0 | 0 | 0 | 0 | 0 | 0 | 0 |  | Lost-Opprtunity | Retrofit | Annual Lost-Opportunity |  | lvl cost LO | lvl Cost Retro | New | Grocery Refrigeration Heat Recovery-New | 0 | 0 | 0 | 0 | 0 | 0 | 0 | 0 | 0 | 0
W | Retro | Retro | Demand controlled circulating systems-Retro | [16 empty] | Demand controlled circulating systems-Retro | 0 | 0 | 0 | 0 | 0 | 0 | 0 | 0 | 0 | 0 | 0 | HVAC | 173.7918 | 137.6028 | 8.1433 | 6.9218 | 25.5094 | 33.7906 | Retro | Demand controlled circulating systems-Retro | 0 | 0 | 0 | 0 | 0 | 0 | 0 | 0 | 0 | 0
M | Retro | Retro | Plug Load Sensor-Retro | 57.598 | 15.7028 | 0 | 14.8441 | 0 | 0 | 0 | 15.7028 | 0 | 0 | 0 |  |  |  |  | 30.8104 | Plug Load Sensor-Retro | 0 | 0 | 0 | 0 | 0 | 0 | 0 | 0 | 0 | 15.7028 | 30.8104 | Lighting | 258.3226 | 134.0236 | 11.7976 | 10.028 | 14.8697 | 18.3514 | Retro | Plug Load Sensor-Retro | 15.7028 | 0 | 14.8441 | 0 | 0 | 0 | 15.7028 | 0 | 0 | 0
M | New | New | Premium Fume Hood-New | 85.1581 | 19.3863 | 0 | 16.9186 | 0 | 0 | 0 | 19.3863 | 0 | 5.8648 | 0 |  |  |  |  | 36.8974 | Premium Fume Hood-New | 0 | 0 | 0 | 0 | 19.3863 | 0 | 0 | 0 | 0 | 0 | 36.8974 | Envelope | 14.9368 | 10.2111 | 0.70509 | 0.59933 | 15.3022 | 28.6783 | New | Premium Fume Hood-New | 19.3863 | 0 | 16.9186 | 0 | 0 | 0 | 19.3863 | 0 | 5.8648 | 0
|  |  | Technical |  | 804.4128
|  |  | Total Buildings | 2153.3672 | 804.4128 | 0 | 614.0965 | 219.833 | 144.0538 | 129.8584 | 195.0226 | 105.664 | 70.6952 | 193.9961
|  |  | Total Retro Buildings | 1016.9025
|  |  | Total Lost Op Buildings | 1051.3066
|  | 85% | Achievable | 2025 $ | Annual $
|  |  | Total Buildings | 1830.3621
|  |  | Total Retro Buildings | 864.3671
|  |  | Total Lost Op Buildings | 893.6107
|  |  | Total Stand Alone | 541.8118
|  |  | Total Retro Stand Alone | 167.9759
|  |  | Totasl Lost Op Stand Alone | 373.8359
|  |  | Total | 2372.1739 | 118.6087
|  |  | Retro | 1032.343 | 51.6172
|  |  | Lost Op | 1267.4465 | 63.3723
[32 empty] | Refrigeration | 0 | 40.435 | 0 | 0 | 0 | 19.1638
|  |  | Buildings |  |  |  |  | <10 | <20 | <30 | <40 | <50 | <60 | <70 | <80 | <90 | <100 | >100 | [13 empty] | Equipment | 19.3863 | 15.7028 | 0 | 0 | 36.8974 | 30.8104
|  |  | Incremental 2025 Total |  |  | 0 | 614.0965 | 219.833 | 144.0538 | 129.8584 | 195.0226 | 105.664 | 70.6952 | 193.9961 | [5 empty] | MWa | 173.7918 | 258.3226 | 14.9368 | 0 | 19.3863 | 137.6028 | 134.0236 | 10.2111 | 40.435 | 15.7028 |  |  | 466.4376 | 337.9752 | 20.646
|  |  | Incremental 2025 Lost Opportunity |  |  |  |  | 150.9614 | 93.7292 | 64.0394 | 83.8637 | 46.062 | 44.7004 | 123.2711 | [5 empty] | lvl cost | 25.5094 | 14.8697 | 15.3022 |  | 36.8974 | 33.7906 | 18.3514 | 28.6783 | 19.1638 | 30.8104
|  |  | Incremental 2025 Retrofit |  |  |  |  | 68.8716 | 50.3246 | 65.8191 | 111.1589 | 59.602 | 25.9947 | 70.725 | [17 empty] | Cost-Effective Achievable Potential |  |  | 85%
[20 empty] | 2004-04-16 | - Cost-Effective L, HVAC, & Env Conservation in 2025 (MWa) | [11 empty] | Lost-Opprtunity | Retrofit | Annual Lost-Opportunity |  | lvl cost LO | lvl Cost Retro
|  |  | Cumulative 2025 Total |  | 804.4128 |  |  | 219.833 | 363.8868 | 493.7453 | 688.7679 | 794.4319 | 865.1271 | 1059.1232 | 1059.1232 | 1059.1232 | 1059.1232 | 1059.1232 |  |  | New and NR |  |  |  |  | Retro | [5 empty] | HVAC | 147.723 | 116.9624 | 6.9218 |  | 25.5094 | 33.7906
|  |  | Cumulative 2025 Lost Opportunity |  |  |  |  | 150.9614 | 244.6906 | 308.73 | 392.5937 | 438.6557 | 483.3562 | 606.6273 | [6 empty] | HVAC | L | ENVL | R | M | HVAC | L | ENVL | R | M |  | Lighting | 219.5742 | 113.92 | 10.028 |  | 14.8697 | 18.3514
|  |  | Cumulative 2025 Lost Retro |  |  |  |  | 68.8716 | 119.1963 | 185.0153 | 296.1742 | 355.7762 | 381.7709 | 452.4959 | [5 empty] | Curve to Date Total | 466.4376 |  |  |  |  | 322.2724 | [5 empty] | Envelope | 12.6963 | 8.6795 | 0.59933 |  | 15.3022 | 28.6783
[20 empty] | Curve to Date -End Use | 173.7918 | 258.3226 | 14.9368 | 0 | 19.3863 | 137.6028 | 134.0236 | 10.2111 | 40.435 | 15.7028 |  | Refrigeration | 0 | 34.3697 | 0 |  | 0 | 19.1638
|  |  | Cost-Effective Amount is 804 MWa | [28 empty] | Equipment | 16.4784 | 13.3473 | 0 |  | 36.8974 | 30.8104
[33 empty] | 396.4719 | 287.2789 | 17.5491
|  |  | Infrastructure and Appliances |  |  |  |  | <10 | <20 | <30 | <40 | <50 | <60 | <70 | <80 | <90 | <100 | >100
|  |  | Incremental 2025 Total | [28 empty] | Cost-Effective Achievable Potential |  |  | 0.85
|  |  | Incremental 2025 Lost Opportunity | [29 empty] | Lost-Opprtunity | Retrofit | Annual Lost-Opportunity |  | lvl cost LO | lvl Cost Retro
|  |  | Incremental 2025 Retrofit | [28 empty] | 0 | MWa | 0 | 0 |  | 23.676 | 23.676
[32 empty] | 0 | Lost-Op | Retro | Annual Lost-Op |  | 40 | 40
|  |  | Cumulative 2025 Total |  | 453.8673 |  |  | 95.2862 | 267.1666 | 403.1587 | 427.7454 | 437.7201 | 444.1017 | 449.1017 | 460.5996 | 460.8421 | 466.2211 | 466.2902 | [13 empty] | Municipal Sewage Treatment | 14.9748 | 42.9453 | 0.74874 |  | 29.7168 | 29.7168
|  |  | Cumulative 2025 Lost Opportunity |  |  |  |  | 77.279 | 217.6778 | 306.5232 | 318.063 | 321.0755 | 322.5942 | 324.0228 | 326.849 | 326.8747 | 328.2654 | 328.2699 | [13 empty] | Municipal Water Supply | 6.0714 | 15.1786 | 0.30357 |  | 26.5967 | 26.5967
|  |  | Cumulative 2025 Lost Retro |  |  |  |  | 18.0072 | 49.4888 | 96.6354 | 109.6824 | 116.6446 | 121.5075 | 125.0789 | 133.7507 | 133.9673 | 137.9556 | 138.0202 | [13 empty] | LED Traffic Lights | 1.2422 | 10.4479 | 0.062109 |  | 26.8735 | 26.8735
[32 empty] | LED Exit Signs | 2.8904 | 41.4456 | 0.14452 |  | 19 | 19
|  |  | Cost-Effective Amount is 454 MWa | [28 empty] | Network PC Power Management | 61.9488 | 0.16381 | 3.0974 |  | 18.6625 | 18.6625 | Technical Potential - Cumulative
[33 empty] | 120.7 | 0 | 6.035
Year 2025
|  |  | All Measures | 2025 Capital $Million | MWa with TRC BC Ratio >1.0 |  |  | <10 | <20 | <30 | <40 | <50 | <60 | <70 | <80 | <90 | <100 | >100 | [20 empty] | Flag New/Retro | Measure Index Name | MWa with TRC BC Ratio >1.0 | Categories with B/C>1.00 | % of Measures with B/C >1.00 | <10 | <20 | <30 | <40 | <50 | <60 | <70
|  |  | Incremental 2025 Total | [28 empty] | Cost-Effective Achievable Potential |  |  | 85% |  |  |  | New | Integrated Building Design-New | 180.7907 |  |  | 43.8168 | 83.8662 | 116.0055 | 143.255 | 165.7822 | 179.9957 | 226.8577
|  |  | Incremental 2025 Lost Opportunity | [29 empty] | Lost-Opprtunity | Retrofit | Annual Lost-Opportunity |  | lvl cost LO | lvl Cost Retro | New | LPD Package-New | 70.8985 |  |  | 62.6505 | 70.3583 | 70.3583 | 70.967 | 75.1276 | 75.9386 | 76.1253
|  |  | Incremental 2025 Retrofit | [28 empty] | HVAC | 147.723 | 116.9624 | 6.9218 |  | 25.5094 | 33.7906 | New | LPD Package-NR | 48.1133 |  |  | 44.5223 | 45.8472 | 45.8472 | 46.071 | 49.7179 | 49.8438 | 50.3998
[32 empty] | Lighting | 219.5742 | 113.92 | 10.028 |  | 14.8697 | 18.3514 | Retro | LPD Package-Retro | 134.0236 |  |  | 45.4763 | 76.1272 | 103.0879 | 127.2384 | 150.9162 | 157.0803 | 182.5615
|  |  | Cumulative 2025 Total |  | 1258.28 |  |  | 315.1192 | 631.0534 | 896.904 | 1116.5133 | 1232.152 | 1309.2287 | 1508.2248 | 1519.7228 | 1519.9653 | 1525.3443 | 1525.4133 | [13 empty] | Envelope | 12.6963 | 8.6795 | 0.59933 |  | 15.3022 | 28.6783 | New | Top Day Lighting-New | 40.4788 |  |  | -0.41705 | 8.6662 | 14.5973 | 28.9142 | 32.3679 | 38.7689 | 38.7705
|  |  | Cumulative 2025 Lost Opportunity |  |  |  |  | 228.2404 | 462.3684 | 615.2532 | 710.6567 | 759.7313 | 805.9503 | 930.65 | 326.849 | 326.8747 | 328.2654 | 328.2699 | [13 empty] | Equipment | 82.5597 | 99.7744 | 3.3041 |  | 22.4374 | 21.4603 | New | Perimeter Day lighting Controls (Advanced)-New | 0.66805 |  |  | 0 | 0 | 0 | 0 | 0 | 0 | 4.7434
|  |  | Cumulative 2025 Retro |  |  |  |  | 86.8788 | 168.685 | 281.6508 | 405.8566 | 472.4207 | 503.2784 | 577.5748 | 133.7507 | 133.9673 | 137.9556 | 138.0202 | [13 empty] | Infrastructure | 21.0462 | 58.1239 | 1.0523 |  | #VALUE! | #VALUE! | New | Perimeter Day lighting Controls (Advanced)-NR | 0.33364 |  |  | 0 | 0 | 0 | 0 | 0 | 0 | 1.5531
|  |  | Technical Potential is 1525 MWa | [28 empty] | Total Cost-Effective Achievable Potential is 881 MWa | 483.5995 | 397.4601 | 21.9055 |  | #VALUE! | #VALUE! | New | Lighting Controls: Sweep, Occup, Commission-New | 0 |  |  | 0 | 0 | 0 | 0 | 0 | 0 | 0
|  |  | Cost-Effective Amount is 1258 MWa | [35 empty] | New | ECM on VAV Boxes-New | 6.1622 |  |  | 0 | 2.546 | 2.546 | 6.1622 | 6.1622 | 6.1622 | 6.1622
|  |  | Cost-Effective & Acievable Potential is 1070 MWa | 85% | 1069.538 | [31 empty] | #VALUE! |  | New | ECM on VAV Boxes-NR | 4.5411 |  |  | 0 | 1.79 | 4.5411 | 4.5411 | 4.5411 | 4.5411 | 4.5411
[39 empty] | Retro | ECM on VAV Boxes-Retro | 0 |  |  | 0 | 0 | 0 | 0 | 0 | 0 | 0
[39 empty] | New | Premium HVAC Equipment-New | 5.1237 |  |  | 0 | 1.6831 | 1.6831 | 1.6831 | 2.7697 | 5.1237 | 10.9434
[39 empty] | New | Premium HVAC Equipment-NR | 5.7175 |  |  | 0 | 0.77586 | 0.77586 | 0.77586 | 4.1391 | 4.7941 | 8.9054
[39 empty] | New | Glass-New | 0.93107 |  |  | -0.053507 | 0.21737 | 0.54116 | 0.72517 | 0.91397 | 0.9196 | 0.99289
[39 empty] | New | Glass-NR | 0.10871 |  |  | -0.015038 | -0.015038 | -0.0085542 | 0.047144 | 0.15427 | 0.22883 | 0.43953
[39 empty] | Retro | Glass-Retro | 10.2111 |  |  | 0 | 0 | 8.6813 | 9.7632 | 10.904 | 11.8352 | 12.9118
[39 empty] | Retro | Package Roof Top Optimization & Repair-Retro | 88.5711 |  |  | 15.1117 | 19.8092 | 36.813 | 56.7767 | 77.97 | 88.5325 | 102.4784
[39 empty] | New | Variable Speed Chiller-New | 1.1179 |  |  | 0 | 0.25514 | 0.25514 | 1.1179 | 1.1179 | 1.1179 | 1.1179
[39 empty] | New | Variable Speed Chiller-NR | 3.0221 |  |  | 0 | 0.85511 | 0.85511 | 3.0221 | 3.0221 | 3.0221 | 3.0221
[39 empty] | Retro | Variable Speed Chiller-Retro | 0 |  |  | 0 | 0 | 0 | 0 | 0 | 0 | 0
[39 empty] | New | Controls Commission-New | 10.0367 |  |  | 0 | 0 | 2.8329 | 4.6622 | 10.0367 | 24.1648 | 80.058
[39 empty] | Retro | Built-Up HVAC Controls Optimization-Retro | 45.0317 |  |  | 0 | 0 | 2.9559 | 42.2582 | 53.4983 | 59.308 | 80.1043
[39 empty] | Retro | Built-Up HVAC Control Retrofit-Retro | 0 |  |  | 0 | 0 | 0 | 0 | 0 | 0 | 0
[39 empty] | New | Evaporative Assist Cooling-New | 0 |  |  | 0 | 0 | 0 | 0 | 0 | 0 | 0
[39 empty] | New | Evaporative Assist Cooling-NR | 0 |  |  | 0 | 0 | 0 | 0 | 0 | 0 | 0
[39 empty] | New | Low Pressure Distribution-New | 55.1102 |  |  | -2.6067 | 18.5928 | 34.8938 | 47.4022 | 49.3785 | 49.3785 | 52.5036
[39 empty] | New | Low Pressure Distribution-NR | 0 |  |  | 0 | 0 | 0 | 0 | 0 | 0 | 0
[39 empty] | New | Air-side heat recovery systems-New | 0 |  |  | 0 | 0 | 0 | 0 | 0 | 0 | 0
[39 empty] | Retro | Air-side heat recovery systems-Retro | 0 |  |  | 0 | 0 | 0 | 0 | 0 | 0 | 0
[39 empty] | New | Demand Control Ventilation-New | 0 |  |  | 0 | 0 | 0 | 0 | 0 | 0 | 0
[39 empty] | Retro | Demand Control Ventilation (Parking)-Retro | 0 |  |  | 0 | 0 | 0 | 0 | 0 | 0 | 0
[39 empty] | New | Efficienct fans, pumps and drives-New | 0 |  |  | 0 | 0 | 0 | 0 | 0 | 0 | 0
[39 empty] | New | Efficienct fans, pumps and drives-NR | 0 |  |  | 0 | 0 | 0 | 0 | 0 | 0 | 0
[39 empty] | Retro | Efficienct fans, pumps and drives-Retro | 0 |  |  | 0 | 0 | 0 | 0 | 0 | 0 | 0
[39 empty] | Retro | VSD, ASD-Retro | 4 |  |  | 0 | 0 | 2.5 | 4 | 4 | 4 | 4
[39 empty] | New | ReRoof-NR | 13.8971 |  |  | 3.064 | 9.2523 | 13.0061 | 13.8611 | 14.0381 | 14.1053 | 14.2402
[39 empty] | Retro | Grocery Refrigeration Bundle-Retro | 40.435 |  |  | 8.2836 | 23.2599 | 30.9773 | 40.435 | 42.785 | 45.3122 | 54.7371
[39 empty] | New | Grocery Refrigeration Heat Recovery-New | 0 |  |  | 0 | 0 | 0 | 0 | 0 | 0 | 0
[39 empty] | Retro | Demand controlled circulating systems-Retro | 0 |  |  | 0 | 0 | 0 | 0 | 0 | 0 | 0
[39 empty] | Retro | Plug Load Sensor-Retro | 15.7028 |  |  | 0 | 0 | 0 | 15.7028 | 15.7028 | 15.7028 | 15.7028
[39 empty] | New | Premium Fume Hood-New | 19.3863 |  |  | 0 | 0 | 0 | 19.3863 | 19.3863 | 25.2511 | 25.2511
Technical Potential - Cumulative
New and NR
Year 2025
[39 empty] | Flag New/Retro | Measure Index Name | MWa with TRC BC Ratio >1.0 |  |  | <10 | <20 | <30 | <40 | <50 | <60 | <70
[39 empty] | New | Integrated Building Design | 180.7907 |  |  | 43.8168 | 83.8662 | 116.0055 | 143.255 | 165.7822 | 179.9957 | 226.8577
[39 empty] | New | LPD Package | 119.0119 |  |  | 107.1728 | 116.2055 | 116.2055 | 117.038 | 124.8455 | 125.7824 | 126.5251
[39 empty] | New | Top Day Lighting | 40.4788 |  |  | -0.41705 | 8.6662 | 14.5973 | 28.9142 | 32.3679 | 38.7689 | 38.7705
[39 empty] | New | Perimeter Day lighting Controls | 1.0017 |  |  | 0 | 0 | 0 | 0 | 0 | 0 | 6.2965
[39 empty] | New | ECM on VAV Boxes | 10.7032 |  |  | 0 | 4.336 | 7.0871 | 10.7032 | 10.7032 | 10.7032 | 10.7032
[39 empty] | New | Premium HVAC Equipment | 10.8412 |  |  | 0 | 2.459 | 2.459 | 2.459 | 6.9089 | 9.9178 | 19.8488
[39 empty] | New | Glass | 1.0398 |  |  | -0.068544 | 0.20233 | 0.5326 | 0.77232 | 1.0682 | 1.1484 | 1.4324
[39 empty] | New | Variable Speed Chiller | 4.14 |  |  | 0 | 1.1102 | 1.1102 | 4.14 | 4.14 | 4.14 | 4.14
[39 empty] | New | Controls Commission | 10.0367 |  |  | 0 | 0 | 2.8329 | 4.6622 | 10.0367 | 24.1648 | 80.058
[39 empty] | New | Low Pressure Distribution | 55.1102 |  |  | -2.6067 | 18.5928 | 34.8938 | 47.4022 | 49.3785 | 49.3785 | 52.5036
[39 empty] | New | ReRoof | 13.8971 |  |  | 3.064 | 9.2523 | 13.0061 | 13.8611 | 14.0381 | 14.1053 | 14.2402
[39 empty] | New | Premium Fume Hood | 19.3863 |  |  | 0 | 0 | 0 | 19.3863 | 19.3863 | 25.2511 | 25.2511
[40 empty] | Cost-Effective Amount is 466 MWa | 466.4376 |  |  | <70: 606.6273
Technical Potential - Cumulative
RetroFit
[39 empty] | Flag New/Retro | Measure Index Name | MWa with TRC BC Ratio >1.0 |  |  | <10 | <20 | <30 | <40 | <50 | <60 | <70
[39 empty] | Retro | LPD Package | 134.0236 |  |  | 45.4763 | 76.1272 | 103.0879 | 127.2384 | 150.9162 | 157.0803 | 182.5615
[39 empty] | Retro | Glass | 10.2111 |  |  | 0 | 0 | 8.6813 | 9.7632 | 10.904 | 11.8352 | 12.9118
[39 empty] | Retro | Package Roof Top Optimization | 88.5711 |  |  | 15.1117 | 19.8092 | 36.813 | 56.7767 | 77.97 | 88.5325 | 102.4784
[39 empty] | Retro | Built-Up HVAC Controls Optimization | 45.0317 |  |  | 0 | 0 | 2.9559 | 42.2582 | 53.4983 | 59.308 | 80.1043
[39 empty] | Retro | Variable Drive Power | 4 |  |  | 0 | 0 | 2.5 | 4 | 4 | 4 | 4
[39 empty] | Retro | Grocery Refrigeration Bundle | 40.435 |  |  | 8.2836 | 23.2599 | 30.9773 | 40.435 | 42.785 | 45.3122 | 54.7371
[39 empty] | Retro | Plug Load Sensor | 15.7028 |  |  | 0 | 0 | 0 | 15.7028 | 15.7028 | 15.7028 | 15.7028
[40 empty] | Cost-Effective Amount is 338 MWa | 337.9752 |  |  | <70: 452.4959
[39 empty] | Achievable Potential - Incremental |  | 85%
For Tally ChartNew (COMBINE NEW AND NR, PLOT ONLY NEW)
Year 2025
[39 empty] | Flag New/Retro | Measure Index Name | MWa with TRC BC Ratio >1.0 |  |  | <10 | <20 | <30 | <40 | <50 | <60 | <70
[39 empty] | New | Integrated Building Design-New | 153.6721 |  |  | 37.2443 | 34.0419 | 27.3184 | 23.1621 | 19.1481 | 12.0814 | 39.8327
[39 empty] | New | LPD Package-New | 60.2638 |  |  | 53.2529 | 6.5516 | 0 | 0.5174 | 3.5365 | 0.68932 | 0.15872
[39 empty] | New | LPD Package-NR | 40.8963 |  |  | 37.844 | 1.1262 | 0 | 0.19026 | 3.0998 | 0.107 | 0.47261
[39 empty] | Retro | LPD Package-Retro | 113.92 |  |  | 38.6548 | 26.0533 | 22.9166 | 20.5278 | 20.1261 | 5.2395 | 21.659
[39 empty] | New | Top Day Lighting-New | 34.4069 |  |  | -0.3545 | 7.7207 | 5.0415 | 12.1694 | 2.9357 | 5.4408 | 0.0014278
[39 empty] | New | Perimeter Day lighting Controls (Advanced)-New | 0.56784 |  |  | 0 | 0 | 0 | 0 | 0 | 0 | 4.0319
[39 empty] | New | Perimeter Day lighting Controls (Advanced)-NR | 0.2836 |  |  | 0 | 0 | 0 | 0 | 0 | 0 | 1.3201
[39 empty] | New | Lighting Controls: Sweep, Occup, Commission-New | 0 |  |  | 0 | 0 | 0 | 0 | 0 | 0 | 0
[39 empty] | New | ECM on VAV Boxes-New | 5.2378 |  |  | 0 | 2.1641 | 0 | 3.0737 | 0 | 0 | 0
[39 empty] | New | ECM on VAV Boxes-NR | 3.8599 |  |  | 0 | 1.5215 | 2.3384 | 0 | 0 | 0 | 0
[39 empty] | Retro | ECM on VAV Boxes-Retro | 0 |  |  | 0 | 0 | 0 | 0 | 0 | 0 | 0
[39 empty] | New | Premium HVAC Equipment-New | 4.3551 |  |  | 0 | 1.4307 | 0 | 0 | 0.9236 | 2.0009 | 4.9468
[39 empty] | New | Premium HVAC Equipment-NR | 4.8598 |  |  | 0 | 0.65948 | 0 | 0 | 2.8588 | 0.55675 | 3.4945
[39 empty] | New | Glass-New | 0.79141 |  |  | -0.045481 | 0.23024 | 0.27522 | 0.15642 | 0.16047 | 0.0047845 | 0.062298
[39 empty] | New | Glass-NR | 0.092404 |  |  | -0.012782 | 0 | 0.0055111 | 0.047344 | 0.091058 | 0.063373 | 0.1791
[39 empty] | Retro | Glass-Retro | 8.6795 |  |  | 0 | 0 | 7.3791 | 0.91962 | 0.9697 | 0.79147 | 0.91511
[39 empty] | Retro | Package Roof Top Optimization & Repair-Retro | 75.2854 |  |  | 12.845 | 3.9928 | 14.4532 | 16.9692 | 18.0143 | 8.9781 | 11.854
[39 empty] | New | Variable Speed Chiller-New | 0.95025 |  |  | 0 | 0.21687 | 0 | 0.73338 | 0 | 0 | 0
[39 empty] | New | Variable Speed Chiller-NR | 2.5688 |  |  | 0 | 0.72684 | 0 | 1.8419 | 0 | 0 | 0
[39 empty] | Retro | Variable Speed Chiller-Retro | 0 |  |  | 0 | 0 | 0 | 0 | 0 | 0 | 0
[39 empty] | New | Controls Commission-New | 8.5312 |  |  | 0 | 0 | 2.4079 | 1.5549 | 4.5684 | 12.0089 | 47.5093
[39 empty] | Retro | Built-Up HVAC Controls Optimization-Retro | 38.277 |  |  | 0 | 0 | 2.5125 | 33.407 | 9.5541 | 4.9382 | 17.6769
[39 empty] | Retro | Built-Up HVAC Control Retrofit-Retro | 0 |  |  | 0 | 0 | 0 | 0 | 0 | 0 | 0
[39 empty] | New | Evaporative Assist Cooling-New | 0 |  |  | 0 | 0 | 0 | 0 | 0 | 0 | 0
[39 empty] | New | Evaporative Assist Cooling-NR | 0 |  |  | 0 | 0 | 0 | 0 | 0 | 0 | 0
[39 empty] | New | Low Pressure Distribution-New | 46.8437 |  |  | -2.2157 | 18.0196 | 13.8558 | 10.6322 | 1.6798 | 0 | 2.6563
[39 empty] | New | Low Pressure Distribution-NR | 0 |  |  | 0 | 0 | 0 | 0 | 0 | 0 | 0
[39 empty] | New | Air-side heat recovery systems-New | 0 |  |  | 0 | 0 | 0 | 0 | 0 | 0 | 0
[39 empty] | Retro | Air-side heat recovery systems-Retro | 0 |  |  | 0 | 0 | 0 | 0 | 0 | 0 | 0
[39 empty] | New | Demand Control Ventilation-New | 0 |  |  | 0 | 0 | 0 | 0 | 0 | 0 | 0
[39 empty] | Retro | Demand Control Ventilation (Parking)-Retro | 0 |  |  | 0 | 0 | 0 | 0 | 0 | 0 | 0
[39 empty] | New | Efficienct fans, pumps and drives-New | 0 |  |  | 0 | 0 | 0 | 0 | 0 | 0 | 0
[39 empty] | New | Efficienct fans, pumps and drives-NR | 0 |  |  | 0 | 0 | 0 | 0 | 0 | 0 | 0
[39 empty] | Retro | Efficienct fans, pumps and drives-Retro | 0 |  |  | 0 | 0 | 0 | 0 | 0 | 0 | 0
[39 empty] | Retro | VSD, ASD-Retro | 3.4 |  |  | 0 | 0 | 2.125 | 1.275 | 0 | 0 | 0
[39 empty] | New | ReRoof-NR | 11.8125 |  |  | 2.6044 | 5.2601 | 3.1907 | 0.72678 | 0.15046 | 0.057123 | 0.11463
[39 empty] | Retro | Grocery Refrigeration Bundle-Retro | 34.3697 |  |  | 7.0411 | 12.7298 | 6.5598 | 8.039 | 1.9975 | 2.1481 | 8.0112
[39 empty] | New | Grocery Refrigeration Heat Recovery-New | 0 |  |  | 0 | 0 | 0 | 0 | 0 | 0 | 0
[39 empty] | Retro | Demand controlled circulating systems-Retro | 0 |  |  | 0 | 0 | 0 | 0 | 0 | 0 | 0
[39 empty] | Retro | Plug Load Sensor-Retro | 13.3473 |  |  | 0 | 0 | 0 | 13.3473 | 0 | 0 | 0
[39 empty] | New | Premium Fume Hood-New | 16.4784 |  |  | 0 | 0 | 0 | 16.4784 | 0 | 4.9851 | 0
[39 empty] | Achievable Potential - Cumulative |  | 85% | Use Auto Filter
[39 empty] | For Tally ChartNew (COMBINE NEW AND NR, PLOT ONLY NEW) |  | 0
[39 empty] | 0 | Year 2025 | 0
[39 empty] | Flag New/Retro | Measure Index Name | MWa with TRC BC Ratio >1.0 |  |  | <10 | <20 | <30 | <40 | <50 | <60 | <70
[39 empty] | New | Integrated Building Design-New | 153.6721 |  |  | 37.2443 | 71.2862 | 98.6047 | 121.7668 | 140.9149 | 152.9963 | 192.8291
[39 empty] | New | LPD Package-New | 60.2638 |  |  | 53.2529 | 59.8046 | 59.8046 | 60.322 | 63.8585 | 64.5478 | 64.7065
[39 empty] | New | LPD Package-NR | 40.8963 |  |  | 37.844 | 38.9701 | 38.9701 | 39.1604 | 42.2602 | 42.3672 | 42.8398
[39 empty] | Retro | LPD Package-Retro | 113.92 |  |  | 38.6548 | 64.7081 | 87.6248 | 108.1526 | 128.2787 | 133.5183 | 155.1773
[39 empty] | New | Top Day Lighting-New | 34.4069 |  |  | -0.3545 | 7.3662 | 12.4077 | 24.5771 | 27.5127 | 32.9535 | 32.955
[39 empty] | New | Perimeter Day lighting Controls (Advanced)-New | 0.56784 |  |  | 0 | 0 | 0 | 0 | 0 | 0 | 4.0319
[39 empty] | New | Perimeter Day lighting Controls (Advanced)-NR | 0.2836 |  |  | 0 | 0 | 0 | 0 | 0 | 0 | 1.3201
[39 empty] | New | Lighting Controls: Sweep, Occup, Commission-New | 0 |  |  | 0 | 0 | 0 | 0 | 0 | 0 | 0
[39 empty] | New | ECM on VAV Boxes-New | 5.2378 |  |  | 0 | 2.1641 | 2.1641 | 5.2378 | 5.2378 | 5.2378 | 5.2378
[39 empty] | New | ECM on VAV Boxes-NR | 3.8599 |  |  | 0 | 1.5215 | 3.8599 | 3.8599 | 3.8599 | 3.8599 | 3.8599
[39 empty] | Retro | ECM on VAV Boxes-Retro | 0 |  |  | 0 | 0 | 0 | 0 | 0 | 0 | 0
[39 empty] | New | Premium HVAC Equipment-New | 4.3551 |  |  | 0 | 1.4307 | 1.4307 | 1.4307 | 2.3543 | 4.3551 | 9.3019
[39 empty] | New | Premium HVAC Equipment-NR | 4.8598 |  |  | 0 | 0.65948 | 0.65948 | 0.65948 | 3.5183 | 4.075 | 7.5696
[39 empty] | New | Glass-New | 0.79141 |  |  | -0.045481 | 0.18476 | 0.45998 | 0.6164 | 0.77687 | 0.78166 | 0.84396
[39 empty] | New | Glass-NR | 0.092404 |  |  | -0.012782 | -0.012782 | -0.0072711 | 0.040073 | 0.13113 | 0.1945 | 0.3736
[39 empty] | Retro | Glass-Retro | 8.6795 |  |  | 0 | 0 | 7.3791 | 8.2987 | 9.2684 | 10.0599 | 10.975
[39 empty] | Retro | Package Roof Top Optimization & Repair-Retro | 75.2854 |  |  | 12.845 | 16.8378 | 31.291 | 48.2602 | 66.2745 | 75.2526 | 87.1067
[39 empty] | New | Variable Speed Chiller-New | 0.95025 |  |  | 0 | 0.21687 | 0.21687 | 0.95025 | 0.95025 | 0.95025 | 0.95025
[39 empty] | New | Variable Speed Chiller-NR | 2.5688 |  |  | 0 | 0.72684 | 0.72684 | 2.5688 | 2.5688 | 2.5688 | 2.5688
[39 empty] | Retro | Variable Speed Chiller-Retro | 0 |  |  | 0 | 0 | 0 | 0 | 0 | 0 | 0
[39 empty] | New | Controls Commission-New | 8.5312 |  |  | 0 | 0 | 2.4079 | 3.9629 | 8.5312 | 20.5401 | 68.0493
[39 empty] | Retro | Built-Up HVAC Controls Optimization-Retro | 38.277 |  |  | 0 | 0 | 2.5125 | 35.9195 | 45.4736 | 50.4118 | 68.0887
[39 empty] | Retro | Built-Up HVAC Control Retrofit-Retro | 0 |  |  | 0 | 0 | 0 | 0 | 0 | 0 | 0
[39 empty] | New | Evaporative Assist Cooling-New | 0 |  |  | 0 | 0 | 0 | 0 | 0 | 0 | 0
[39 empty] | New | Evaporative Assist Cooling-NR | 0 |  |  | 0 | 0 | 0 | 0 | 0 | 0 | 0
[39 empty] | New | Low Pressure Distribution-New | 46.8437 |  |  | -2.2157 | 15.8039 | 29.6597 | 40.2919 | 41.9717 | 41.9717 | 44.6281
[39 empty] | New | Low Pressure Distribution-NR | 0 |  |  | 0 | 0 | 0 | 0 | 0 | 0 | 0
[39 empty] | New | Air-side heat recovery systems-New | 0 |  |  | 0 | 0 | 0 | 0 | 0 | 0 | 0
[39 empty] | Retro | Air-side heat recovery systems-Retro | 0 |  |  | 0 | 0 | 0 | 0 | 0 | 0 | 0
[39 empty] | New | Demand Control Ventilation-New | 0 |  |  | 0 | 0 | 0 | 0 | 0 | 0 | 0
[39 empty] | Retro | Demand Control Ventilation (Parking)-Retro | 0 |  |  | 0 | 0 | 0 | 0 | 0 | 0 | 0
[39 empty] | New | Efficienct fans, pumps and drives-New | 0 |  |  | 0 | 0 | 0 | 0 | 0 | 0 | 0
[39 empty] | New | Efficienct fans, pumps and drives-NR | 0 |  |  | 0 | 0 | 0 | 0 | 0 | 0 | 0
[39 empty] | Retro | Efficienct fans, pumps and drives-Retro | 0 |  |  | 0 | 0 | 0 | 0 | 0 | 0 | 0
[39 empty] | Retro | VSD, ASD-Retro | 3.4 |  |  | 0 | 0 | 2.125 | 3.4 | 3.4 | 3.4 | 3.4
[39 empty] | New | ReRoof-NR | 11.8125 |  |  | 2.6044 | 7.8645 | 11.0552 | 11.782 | 11.9324 | 11.9895 | 12.1042
[39 empty] | Retro | Grocery Refrigeration Bundle-Retro | 34.3697 |  |  | 7.0411 | 19.7709 | 26.3307 | 34.3697 | 36.3672 | 38.5153 | 46.5265
[39 empty] | New | Grocery Refrigeration Heat Recovery-New | 0 |  |  | 0 | 0 | 0 | 0 | 0 | 0 | 0
[39 empty] | Retro | Demand controlled circulating systems-Retro | 0 |  |  | 0 | 0 | 0 | 0 | 0 | 0 | 0
[39 empty] | Retro | Plug Load Sensor-Retro | 13.3473 |  |  | 0 | 0 | 0 | 13.3473 | 13.3473 | 13.3473 | 13.3473
[39 empty] | New | Premium Fume Hood-New | 16.4784 |  |  | 0 | 0 | 0 | 16.4784 | 16.4784 | 21.4635 | 21.4635
[39 empty] | Achievable Potential - Cumulative |  | 85%
[39 empty] | For Achievable, Combine Measure Names |  | 0
[39 empty] | 0 | Year 2025 | 0
[39 empty] | Flag New/Retro | Measure Index Name | MWa with TRC BC Ratio >1.0 |  |  | <10 | <20 | <30 | <40 | <50 | <60 | <70
[39 empty] | New | Integrated Building Design | 153.6721 |  |  | 37.2443 | 71.2862 | 98.6047 | 121.7668 | 140.9149 | 152.9963 | 192.8291
[39 empty] | New | Lighting Measures | 101.1601 |  |  | 91.0969 | 98.7747 | 98.7747 | 99.4823 | 106.1187 | 106.915 | 107.5463
[39 empty] | New | Top Day Lighting | 34.4069 |  |  | -0.3545 | 7.3662 | 12.4077 | 24.5771 | 27.5127 | 32.9535 | 32.955
[39 empty] | New | Perimeter Day lighting Controls | 0.85144 |  |  | 0 | 0 | 0 | 0 | 0 | 0 | 5.352
[39 empty] | New | ECM on VAV Boxes | 9.0977 |  |  | 0 | 3.6856 | 6.024 | 9.0977 | 9.0977 | 9.0977 | 9.0977
[39 empty] | New | Premium HVAC Equipment | 9.215 |  |  | 0 | 2.0901 | 2.0901 | 2.0901 | 5.8725 | 8.4302 | 16.8715
[39 empty] | New | Glass | 0.88381 |  |  | -0.058263 | 0.17198 | 0.45271 | 0.65647 | 0.908 | 0.97616 | 1.2176
[39 empty] | New | Variable Speed Chiller | 3.519 |  |  | 0 | 0.94371 | 0.94371 | 3.519 | 3.519 | 3.519 | 3.519
[39 empty] | New | Controls Commission | 8.5312 |  |  | 0 | 0 | 2.4079 | 3.9629 | 8.5312 | 20.5401 | 68.0493
[39 empty] | New | Low Pressure Distribution | 46.8437 |  |  | -2.2157 | 15.8039 | 29.6597 | 40.2919 | 41.9717 | 41.9717 | 44.6281
[39 empty] | New | ReRoof | 11.8125 |  |  | 2.6044 | 7.8645 | 11.0552 | 11.782 | 11.9324 | 11.9895 | 12.1042
[39 empty] | New | Premium Fume Hood | 16.4784 |  |  | 0 | 0 | 0 | 16.4784 | 16.4784 | 21.4635 | 21.4635
[40 empty] | Cost-Effective Amount is 396 MWa | 396.4719 |  |  | <70: 515.6332
[39 empty] | Achievable Potential - Cumulative |  | 85%
[39 empty] | For Achievable, Combine Measure Names |  | 0
[39 empty] | Flag New/Retro | Measure Index Name | MWa with TRC BC Ratio >1.0 |  |  | <10 | <20 | <30 | <40 | <50 | <60 | <70
[39 empty] | Retro | Lighting Measures | 113.92 |  |  | 38.6548 | 64.7081 | 87.6248 | 108.1526 | 128.2787 | 133.5183 | 155.1773
[39 empty] | Retro | Glass | 8.6795 |  |  | 0 | 0 | 7.3791 | 8.2987 | 9.2684 | 10.0599 | 10.975
[39 empty] | Retro | Package Roof Top Optimization | 75.2854 |  |  | 12.845 | 16.8378 | 31.291 | 48.2602 | 66.2745 | 75.2526 | 87.1067
[39 empty] | Retro | Built-Up HVAC Controls Optimization | 38.277 |  |  | 0 | 0 | 2.5125 | 35.9195 | 45.4736 | 50.4118 | 68.0887
[39 empty] | Retro | Variable Drive Power | 3.4 |  |  | 0 | 0 | 2.125 | 3.4 | 3.4 | 3.4 | 3.4
[39 empty] | Retro | Grocery Refrigeration | 34.3697 |  |  | 7.0411 | 19.7709 | 26.3307 | 34.3697 | 36.3672 | 38.5153 | 46.5265
[39 empty] | Retro | Plug Load Sensor | 13.3473 |  |  | 0 | 0 | 0 | 13.3473 | 13.3473 | 13.3473 | 13.3473
[40 empty] | Cost-Effective Amount is 287 MWa | 287.2789 |  |  | <70: 384.6215

## 12Apr2004
Q:\CG\Main\Plan 5\Commercial\Assessment\HVAC\[Tally Log.xls] |  |  |  |  | 2004-04-12 | 17:17
Tallies up savings from measures by cost bin for Lost Opportunity and for 2025
|  |  | Annual Lost Opportunity | Measures with B/C>1.00 | Measures with B/C>1.00 | Categories with B/C>1.00 | % of Measures with B/C >1.00 | Block 1: x <=10 m/kWh | Block 2: 10< x <=20 m/kWh | Block 3: 20< x <=30 m/kWh | Block 4: 30< x <=40 m/kWh | Block 5: 40< x <=50 m/kWh | Block 6: 50< x <=60 m/kWh | Block 7: 60m/kWh < x | [6 empty] | New and NR |  |  |  |  | Retro
Base Measure Name | VCohort | New/Retro | Measure Index Name | Annual Capital $Million | MWa with TRC BC Ratio >1.0 |  |  | <10 | <20 | <30 | <40 | <50 | <60 | <70 | <80 | <90 | <100 | >100 |  | MWa with TRC BC Ratio >1.0 | HVAC | L | ENVL | R | M | HVAC | L | ENVL | R | M
ALL | New | New | Integrated Building Design-New | 24.8469 | 9.8175 |  |  | 2.8302 | 0 | 1.3511 | 3.348 | 0 | 2.8545 | 0 | [5 empty] | Integrated Building Design-New | 4.8884 | 4.9291 | 0 | 0 | 0 | 0 | 0 | 0 | 0 | 0
L | New | New | LPD Package-New | 1.0848 | 2.9541 | 0 | 3.0121 | 2.6104 | 0.32116 | 0 | 0.025363 | 0.17336 | 0.03379 | 0.0077806 | [5 empty] | LPD Package-New | 0 | 2.9541 | 0 | 0 | 0 | 0 | 0 | 0 | 0 | 0
L | NR | New | LPD Package-NR | 0.71814 | 1.991 | 0 | 1.9793 | 1.8424 | 0.054825 | 0 | 0.0092625 | 0.15091 | 0.0052089 | 0.023008 | [5 empty] | LPD Package-NR | 0 | 1.991 | 0 | 0 | 0 | 0 | 0 | 0 | 0 | 0
L | Retro | Retro | LPD Package-Retro | [16 empty] | LPD Package-Retro | 0 | 0 | 0 | 0 | 0 | 0 | 0 | 0 | 0 | 0
L | New | New | Top Day Lighting-New | 6.5713 | 1.6197 | 0 | 1.5873 | -0.010067 | 0.36424 | 0.23743 | 0.57268 | 0.13815 | 0.2554 | 6.8118e-05 | [5 empty] | Top Day Lighting-New | 0 | 1.6197 | 0 | 0 | 0 | 0 | 0 | 0 | 0 | 0
L | New | New | Perimeter Day lighting Controls (Advanced)-New | 0.035547 | 0.0035765 | 0 | 0.036633 | 0 | 0 | 0 | 0 | 0 | 0 | 0.20271 | [5 empty] | Perimeter Day lighting Controls (Advanced)-New | 0 | 0.0035765 | 0 | 0 | 0 | 0 | 0 | 0 | 0 | 0
L | NR | New | Perimeter Day lighting Controls (Advanced)-NR | 0.020616 | 0.0020744 | 0 | 0.009009 | 0 | 0 | 0 | 0 | 0 | 0 | 0.059641 | [5 empty] | Perimeter Day lighting Controls (Advanced)-NR | 0 | 0.0020744 | 0 | 0 | 0 | 0 | 0 | 0 | 0 | 0
L | New | New | Lighting Controls: Sweep, Occup, Commission-New | [16 empty] | Lighting Controls: Sweep, Occup, Commission-New | 0 | 0 | 0 | 0 | 0 | 0 | 0 | 0 | 0 | 0
HVAC | New | New | ECM on VAV Boxes-New | 0.76873 | 0.25676 | 0 | 0.25463 | 0 | 0.10609 | 0 | 0.15067 | 0 | 0 | 0 | [5 empty] | ECM on VAV Boxes-New | 0.25676 | 0 | 0 | 0 | 0 | 0 | 0 | 0 | 0 | 0
HVAC | NR | New | ECM on VAV Boxes-NR | 0.49925 | 0.18921 | 0 | 0.1891 | 0 | 0.074583 | 0.11463 | 0 | 0 | 0 | 0 | [5 empty] | ECM on VAV Boxes-NR | 0.18921 | 0 | 0 | 0 | 0 | 0 | 0 | 0 | 0 | 0
HVAC | Retro | Retro | ECM on VAV Boxes-Retro | [16 empty] | ECM on VAV Boxes-Retro | 0 | 0 | 0 | 0 | 0 | 0 | 0 | 0 | 0 | 0
HVAC | New | New | Premium HVAC Equipment-New | 0.95167 | 0.21349 | 0 | 0.25686 | 0 | 0.07013 | 0 | 0 | 0.045275 | 0.098082 | 0.24249 | [5 empty] | Premium HVAC Equipment-New | 0.21349 | 0 | 0 | 0 | 0 | 0 | 0 | 0 | 0 | 0
HVAC | NR | New | Premium HVAC Equipment-NR | 1.4004 | 0.27226 | 0 | 0.29599 | 0 | 0.036946 | 0 | 0 | 0.16016 | 0.03119 | 0.19577 | [5 empty] | Premium HVAC Equipment-NR | 0.27226 | 0 | 0 | 0 | 0 | 0 | 0 | 0 | 0 | 0
ENVL | New | New | Glass-New | 0.12597 | 0.038794 | 0 | 0.037198 | -0.0022294 | 0.011286 | 0.013491 | 0.0076674 | 0.0078664 | 0.00023453 | 0.0030538 | [5 empty] | Glass-New | 0 | 0 | 0.038794 | 0 | 0 | 0 | 0 | 0 | 0 | 0
ENVL | NR | New | Glass-NR | 0.018996 | 0.0045296 | 0 | 0.0062784 | -0.00062658 | 0 | 0.00027015 | 0.0023208 | 0.0044636 | 0.0031065 | 0.0087795 | [5 empty] | Glass-NR | 0 | 0 | 0.0045296 | 0 | 0 | 0 | 0 | 0 | 0 | 0
ENVL | Retro | Retro | Glass-Retro | [16 empty] | Glass-Retro | 0 | 0 | 0 | 0 | 0 | 0 | 0 | 0 | 0 | 0
HVAC | Retro | Retro | Package Roof Top Optimization & Repair-Retro | [16 empty] | Package Roof Top Optimization & Repair-Retro | 0 | 0 | 0 | 0 | 0 | 0 | 0 | 0 | 0 | 0
HVAC | New | New | Variable Speed Chiller-New | 0.17063 | 0.044718 | 0 | 0.044717 | 0 | 0.010206 | 0 | 0.034512 | 0 | 0 | 0 | [5 empty] | Variable Speed Chiller-New | 0.044718 | 0 | 0 | 0 | 0 | 0 | 0 | 0 | 0 | 0
HVAC | NR | New | Variable Speed Chiller-NR | 0.30749 | 0.084215 | 0 | 0.084214 | 0 | 0.024708 | 0 | 0.059507 | 0 | 0 | 0 | [5 empty] | Variable Speed Chiller-NR | 0.084215 | 0 | 0 | 0 | 0 | 0 | 0 | 0 | 0 | 0
HVAC | Retro | Retro | Variable Speed Chiller-Retro | [16 empty] | Variable Speed Chiller-Retro | 0 | 0 | 0 | 0 | 0 | 0 | 0 | 0 | 0 | 0
HVAC | New | New | Controls Commission-New | 2.1928 | 0.49143 | 0 | 0.66482 | 0 | 0 | 0.13871 | 0.089569 | 0.26316 | 0.69176 | 2.7367 | [5 empty] | Controls Commission-New | 0.49143 | 0 | 0 | 0 | 0 | 0 | 0 | 0 | 0 | 0
HVAC | Retro | Retro | Built-Up HVAC Controls Optimization-Retro | [16 empty] | Built-Up HVAC Controls Optimization-Retro | 0 | 0 | 0 | 0 | 0 | 0 | 0 | 0 | 0 | 0
HVAC | Retro | Retro | Built-Up HVAC Control Retrofit-Retro | [16 empty] | Built-Up HVAC Control Retrofit-Retro | 0 | 0 | 0 | 0 | 0 | 0 | 0 | 0 | 0 | 0
HVAC | New | New | Evaporative Assist Cooling-New | [16 empty] | Evaporative Assist Cooling-New | 0 | 0 | 0 | 0 | 0 | 0 | 0 | 0 | 0 | 0
HVAC | NR | New | Evaporative Assist Cooling-NR | [16 empty] | Evaporative Assist Cooling-NR | 0 | 0 | 0 | 0 | 0 | 0 | 0 | 0 | 0 | 0
HVAC | New | New | Low Pressure Distribution-New | 7.6872 | 2.3896 | 0 | 2.3666 | -0.11648 | 0.92118 | 0.7059 | 0.5435 | 0.083721 | 0 | 0.1353 | [5 empty] | Low Pressure Distribution-New | 2.3896 | 0 | 0 | 0 | 0 | 0 | 0 | 0 | 0 | 0
HVAC | NR | New | Low Pressure Distribution-NR | [16 empty] | Low Pressure Distribution-NR | 0 | 0 | 0 | 0 | 0 | 0 | 0 | 0 | 0 | 0
HVAC | New | New | Air-side heat recovery systems-New | [16 empty] | Air-side heat recovery systems-New | 0 | 0 | 0 | 0 | 0 | 0 | 0 | 0 | 0 | 0
HVAC | Retro | Retro | Air-side heat recovery systems-Retro | [16 empty] | Air-side heat recovery systems-Retro | 0 | 0 | 0 | 0 | 0 | 0 | 0 | 0 | 0 | 0
HVAC | New | New | Demand Control Ventilation-New | [16 empty] | Demand Control Ventilation-New | 0 | 0 | 0 | 0 | 0 | 0 | 0 | 0 | 0 | 0
HVAC | Retro | Retro | Demand Control Ventilation (Parking)-Retro | [16 empty] | Demand Control Ventilation (Parking)-Retro | 0 | 0 | 0 | 0 | 0 | 0 | 0 | 0 | 0 | 0
HVAC | New | New | Efficienct fans, pumps and drives-New | [16 empty] | Efficienct fans, pumps and drives-New | 0 | 0 | 0 | 0 | 0 | 0 | 0 | 0 | 0 | 0
HVAC | NR | New | Efficienct fans, pumps and drives-NR | [16 empty] | Efficienct fans, pumps and drives-NR | 0 | 0 | 0 | 0 | 0 | 0 | 0 | 0 | 0 | 0
HVAC | Retro | Retro | Efficienct fans, pumps and drives-Retro | [16 empty] | Efficienct fans, pumps and drives-Retro | 0 | 0 | 0 | 0 | 0 | 0 | 0 | 0 | 0 | 0
HVAC | Retro | Retro | VSD, ASD-Retro | [16 empty] | VSD, ASD-Retro | 0 | 0 | 0 | 0 | 0 | 0 | 0 | 0 | 0 | 0
ENVL | NR | New | ReRoof-NR | 1.2021 | 0.66177 | 0 | 0.65076 | 0.14591 | 0.29468 | 0.17875 | 0.040716 | 0.008429 | 0.0032001 | 0.0064221 | [5 empty] | ReRoof-NR | 0 | 0 | 0.66177 | 0 | 0 | 0 | 0 | 0 | 0 | 0
R | Retro | Retro | Grocery Refrigeration Bundle-Retro | [16 empty] | Grocery Refrigeration Bundle-Retro | 0 | 0 | 0 | 0 | 0 | 0 | 0 | 0 | 0 | 0
R | New | New | Grocery Refrigeration Heat Recovery-New | [16 empty] | Grocery Refrigeration Heat Recovery-New | 0 | 0 | 0 | 0 | 0 | 0 | 0 | 0 | 0 | 0
W | Retro | Retro | Demand controlled circulating systems-Retro | [16 empty] | Demand controlled circulating systems-Retro | 0 | 0 | 0 | 0 | 0 | 0 | 0 | 0 | 0 | 0
M | Retro | Retro | Plug Load Sensor-Retro | [16 empty] | Plug Load Sensor-Retro | 0 | 0 | 0 | 0 | 0 | 0 | 0 | 0 | 0 | 0
M | New | New | Premium Fume Hood-New |  |  |  |  | <50: 0 |  | Premium Fume Hood-New | 0 | 0 | 0 | 0 | 0 | 0 | 0 | 0 | 0 | 0
[21 empty] | 8.8301 | 11.4995 | 0.70509 | 0 | 0 | 0 | 0 | 0 | 0 | 0
|  |  | Total from Buildings | 48.6025 | 21.0347 | 0 | 11.4755 | 7.2995 | 2.29 | 2.7402 | 4.8837 | 1.0355 | 3.9764 | 3.6218
|  |  | Total from Stand Alone | 18.6918
|  |  |  | 67.2943 | [34 empty] | DATA FOR CHARTS APPEARS BELOW CATEGORIZED IN SEVERAL DIFFERENT WAYS. USE AUTO FILTER TO PARSE. NEW AND NR MEASURES COMBINED BY NAME.
|  | 85% | Achievable | 57.2002
Technical Potential - Incremental
For Tally ChartNew (COMBINE NEW AND NR, PLOT ONLY NEW)
|  |  | Year 2025 | Measures with B/C>1.00 | Measures with B/C>1.00 | Categories with B/C>1.00 | % of Measures with B/C >1.00 | Block 1: x <=10 m/kWh | Block 2: 10< x <=20 m/kWh | Block 3: 20< x <=30 m/kWh | Block 4: 30< x <=40 m/kWh | Block 5: 40< x <=50 m/kWh | Block 6: 50< x <=60 m/kWh | Block 7: 60m/kWh < x |  |  |  |  | Measures with B/C>1.00 |  | New and NR |  |  |  |  | Retro | [12 empty] | 0 | Year 2025 | Measures with B/C>1.00 | Categories with B/C>1.00 | % of Measures with B/C >1.00 | Block 1: x <=10 m/kWh | Block 2: 10< x <=20 m/kWh | Block 3: 20< x <=30 m/kWh | Block 4: 30< x <=40 m/kWh | Block 5: 40< x <=50 m/kWh | Block 6: 50< x <=60 m/kWh | Block 7: 60m/kWh < x
End Use | VCohort | Flag New/Retro | Measure Index Name | 2025 Capital $Million | MWa with TRC BC Ratio >1.0 |  |  | <10 | <20 | <30 | <40 | <50 | <60 | <70 | <80 | <90 | <100 | >100 | Levelized Cost of B/C>1 |  | HVAC | L | ENVL | R | M | HVAC | L | ENVL | R | M | lvl cost | [7 empty] | Flag New/Retro | Measure Index Name | MWa with TRC BC Ratio >1.0 | Categories with B/C>1.00 | % of Measures with B/C >1.00 | <10 | <20 | <30 | <40 | <50 | <60 | <70
ALL | New | New | Integrated Building Design-New | 570.4774 | 196.349 |  |  | <10: 56.6047; <30: 27.0214; <40: 66.9595; <60: 57.0896 | 15.7905 | Integrated Building Design-New | 97.7679 | 98.5812 | 0 | 0 | 0 | 0 | 0 | 0 | 0 | 0 | 15.7905 | [7 empty] | New | Integrated Building Design-New | 196.349 | 0 | 0 | 56.6047 | 0 | 27.0214 | 66.9595 | 0 | 57.0896 | 0
L | New | New | LPD Package-New | 26.0353 | 70.8985 | 0 | 72.2904 | 62.6505 | 7.7078 | 0 | 0.6087 | 4.1606 | 0.81096 | 0.18673 |  |  |  |  | 3.0845 | LPD Package-New | 0 | 70.8985 | 0 | 0 | 0 | 0 | 0 | 0 | 0 | 0 | 3.0845 | [7 empty] | New | LPD Package-New | 70.8985 | 0 | 72.2904 | 62.6505 | 7.7078 | 0 | 0.6087 | 4.1606 | 0.81096 | 0.18673
L | NR | New | LPD Package-NR | 15.081 | 41.8101 | 0 | 41.5651 | 38.6895 | 1.1513 | 0 | 0.19451 | 3.1691 | 0.10939 | 0.48317 |  |  |  |  | 3.0298 | LPD Package-NR | 0 | 41.8101 | 0 | 0 | 0 | 0 | 0 | 0 | 0 | 0 | 3.0298 | [7 empty] | New | LPD Package-NR | 41.8101 | 0 | 41.5651 | 38.6895 | 1.1513 | 0 | 0.19451 | 3.1691 | 0.10939 | 0.48317
L | Retro | Retro | LPD Package-Retro | 386.0075 | 153.5831 | 0 | 152.6571 | 47.356 | 31.9558 | 28.3961 | 25.1705 | 24.5973 | 6.0433 | 27.1173 |  |  |  |  | 21.1115 | LPD Package-Retro | 0 | 0 | 0 | 0 | 0 | 0 | 153.5831 | 0 | 0 | 0 | 21.1115 | [7 empty] | Retro | LPD Package-Retro | 153.5831 | 0 | 152.6571 | 47.356 | 31.9558 | 28.3961 | 25.1705 | 24.5973 | 6.0433 | 27.1173
L | New | New | Top Day Lighting-New | 164.2831 | 40.4932 | 0 | 39.6821 | -0.25168 | 9.1059 | 5.9356 | 14.3169 | 3.4537 | 6.3849 | 0.0017029 |  |  |  |  | 34.0782 | Top Day Lighting-New | 0 | 40.4932 | 0 | 0 | 0 | 0 | 0 | 0 | 0 | 0 | 34.0782 | [7 empty] | New | Top Day Lighting-New | 40.4932 | 0 | 39.6821 | -0.25168 | 9.1059 | 5.9356 | 14.3169 | 3.4537 | 6.3849 | 0.0017029
L | New | New | Perimeter Day lighting Controls (Advanced)-New | 0.85312 | 0.085836 | 0 | 0.8792 | 0 | 0 | 0 | 0 | 0 | 0 | 4.865 |  |  |  |  | 85 | Perimeter Day lighting Controls (Advanced)-New | 0 | 0.085836 | 0 | 0 | 0 | 0 | 0 | 0 | 0 | 0 | 85 | [7 empty] | New | Perimeter Day lighting Controls (Advanced)-New | 0.085836 | 0 | 0.8792 | 0 | 0 | 0 | 0 | 0 | 0 | 4.865
L | NR | New | Perimeter Day lighting Controls (Advanced)-NR | 0.49479 | 0.049786 | 0 | 0.21622 | 0 | 0 | 0 | 0 | 0 | 0 | 1.4314 |  |  |  |  | 83.4789 | Perimeter Day lighting Controls (Advanced)-NR | 0 | 0.049786 | 0 | 0 | 0 | 0 | 0 | 0 | 0 | 0 | 83.4789 | [7 empty] | New | Perimeter Day lighting Controls (Advanced)-NR | 0.049786 | 0 | 0.21622 | 0 | 0 | 0 | 0 | 0 | 0 | 1.4314
L | New | New | Lighting Controls: Sweep, Occup, Commission-New | [16 empty] | Lighting Controls: Sweep, Occup, Commission-New | 0 | 0 | 0 | 0 | 0 | 0 | 0 | 0 | 0 | 0 | 0 | [7 empty] | New | Lighting Controls: Sweep, Occup, Commission-New | 0 | 0 | 0 | 0 | 0 | 0 | 0 | 0 | 0 | 0
HVAC | New | New | ECM on VAV Boxes-New | 18.4495 | 6.1622 | 0 | 6.1111 | 0 | 2.546 | 0 | 3.6161 | 0 | 0 | 0 |  |  |  |  | 25.1489 | ECM on VAV Boxes-New | 6.1622 | 0 | 0 | 0 | 0 | 0 | 0 | 0 | 0 | 0 | 25.1489 | [7 empty] | New | ECM on VAV Boxes-New | 6.1622 | 0 | 6.1111 | 0 | 2.546 | 0 | 3.6161 | 0 | 0 | 0
HVAC | NR | New | ECM on VAV Boxes-NR | 11.9819 | 4.5411 | 0 | 4.5385 | 0 | 1.79 | 2.7511 | 0 | 0 | 0 | 0 |  |  |  |  | 22.1633 | ECM on VAV Boxes-NR | 4.5411 | 0 | 0 | 0 | 0 | 0 | 0 | 0 | 0 | 0 | 22.1633 | [7 empty] | New | ECM on VAV Boxes-NR | 4.5411 | 0 | 4.5385 | 0 | 1.79 | 2.7511 | 0 | 0 | 0 | 0
HVAC | Retro | Retro | ECM on VAV Boxes-Retro | [16 empty] | ECM on VAV Boxes-Retro | 0 | 0 | 0 | 0 | 0 | 0 | 0 | 0 | 0 | 0 | 0 | [7 empty] | Retro | ECM on VAV Boxes-Retro | 0 | 0 | 0 | 0 | 0 | 0 | 0 | 0 | 0 | 0
HVAC | New | New | Premium HVAC Equipment-New | 22.8401 | 5.1237 | 0 | 6.1647 | 0 | 1.6831 | 0 | 0 | 1.0866 | 2.354 | 5.8197 |  |  |  |  | 43.5071 | Premium HVAC Equipment-New | 5.1237 | 0 | 0 | 0 | 0 | 0 | 0 | 0 | 0 | 0 | 43.5071 | [7 empty] | New | Premium HVAC Equipment-New | 5.1237 | 0 | 6.1647 | 0 | 1.6831 | 0 | 0 | 1.0866 | 2.354 | 5.8197
HVAC | NR | New | Premium HVAC Equipment-NR | 29.409 | 5.7175 | 0 | 6.2159 | 0 | 0.77586 | 0 | 0 | 3.3633 | 0.655 | 4.1112 |  |  |  |  | 43.2059 | Premium HVAC Equipment-NR | 5.7175 | 0 | 0 | 0 | 0 | 0 | 0 | 0 | 0 | 0 | 43.2059 | [7 empty] | New | Premium HVAC Equipment-NR | 5.7175 | 0 | 6.2159 | 0 | 0.77586 | 0 | 0 | 3.3633 | 0.655 | 4.1112
ENVL | New | New | Glass-New | 3.0233 | 0.93107 | 0 | 0.89276 | -0.053507 | 0.27087 | 0.32379 | 0.18402 | 0.18879 | 0.0056288 | 0.073292 |  |  |  |  | 13.6376 | Glass-New | 0 | 0 | 0.93107 | 0 | 0 | 0 | 0 | 0 | 0 | 0 | 13.6376 | [7 empty] | New | Glass-New | 0.93107 | 0 | 0.89276 | -0.053507 | 0.27087 | 0.32379 | 0.18402 | 0.18879 | 0.0056288 | 0.073292
ENVL | NR | New | Glass-NR | 0.4559 | 0.10871 | 0 | 0.15068 | -0.015038 | 0 | 0.0064837 | 0.055699 | 0.10713 | 0.074556 | 0.21071 |  |  |  |  | 35.2262 | Glass-NR | 0 | 0 | 0.10871 | 0 | 0 | 0 | 0 | 0 | 0 | 0 | 35.2262 | [7 empty] | New | Glass-NR | 0.10871 | 0 | 0.15068 | -0.015038 | 0 | 0.0064837 | 0.055699 | 0.10713 | 0.074556 | 0.21071
ENVL | Retro | Retro | Glass-Retro | 34.8627 | 10.2111 | 0 | 10.7044 | 0 | 0 | 8.6813 | 1.0819 | 1.1408 | 0.93115 | 1.0766 |  |  |  |  | 28.6783 | Glass-Retro | 0 | 0 | 0 | 0 | 0 | 0 | 0 | 10.2111 | 0 | 0 | 28.6783 | [7 empty] | Retro | Glass-Retro | 10.2111 | 0 | 10.7044 | 0 | 0 | 8.6813 | 1.0819 | 1.1408 | 0.93115 | 1.0766
HVAC | Retro | Retro | Package Roof Top Optimization & Repair-Retro | 341.08 | 88.5711 | 0 | 80.0773 | 15.1117 | 4.6974 | 17.0038 | 19.9637 | 21.1933 | 10.5625 | 13.9459 |  |  |  |  | 32.3467 | Package Roof Top Optimization & Repair-Retro | 0 | 0 | 0 | 0 | 0 | 88.5711 | 0 | 0 | 0 | 0 | 32.3467 | [7 empty] | Retro | Package Roof Top Optimization & Repair-Retro | 88.5711 | 0 | 80.0773 | 15.1117 | 4.6974 | 17.0038 | 19.9637 | 21.1933 | 10.5625 | 13.9459
HVAC | New | New | Variable Speed Chiller-New | 4.2658 | 1.1179 | 0 | 1.1179 | 0 | 0.25514 | 0 | 0.8628 | 0 | 0 | 0 |  |  |  |  | 32.0512 | Variable Speed Chiller-New | 1.1179 | 0 | 0 | 0 | 0 | 0 | 0 | 0 | 0 | 0 | 32.0512 | [7 empty] | New | Variable Speed Chiller-New | 1.1179 | 0 | 1.1179 | 0 | 0.25514 | 0 | 0.8628 | 0 | 0 | 0
HVAC | NR | New | Variable Speed Chiller-NR | 7.6873 | 2.1054 | 0 | 2.1053 | 0 | 0.61769 | 0 | 1.4877 | 0 | 0 | 0 |  |  |  |  | 30.6699 | Variable Speed Chiller-NR | 2.1054 | 0 | 0 | 0 | 0 | 0 | 0 | 0 | 0 | 0 | 30.6699 | [7 empty] | New | Variable Speed Chiller-NR | 2.1054 | 0 | 2.1053 | 0 | 0.61769 | 0 | 1.4877 | 0 | 0 | 0
HVAC | Retro | Retro | Variable Speed Chiller-Retro | [16 empty] | Variable Speed Chiller-Retro | 0 | 0 | 0 | 0 | 0 | 0 | 0 | 0 | 0 | 0 | 0 | [7 empty] | Retro | Variable Speed Chiller-Retro | 0 | 0 | 0 | 0 | 0 | 0 | 0 | 0 | 0 | 0
HVAC | New | New | Controls Commission-New | 43.8555 | 9.8286 | 0 | 13.2964 | 0 | 0 | 2.7741 | 1.7914 | 5.2631 | 13.8352 | 54.7345 |  |  |  |  | 37.4797 | Controls Commission-New | 9.8286 | 0 | 0 | 0 | 0 | 0 | 0 | 0 | 0 | 0 | 37.4797 | [7 empty] | New | Controls Commission-New | 9.8286 | 0 | 13.2964 | 0 | 0 | 2.7741 | 1.7914 | 5.2631 | 13.8352 | 54.7345
HVAC | Retro | Retro | Built-Up HVAC Controls Optimization-Retro | 199.5125 | 45.885 | 0 | 44.427 | 0 | 0 | 3.0119 | 40.0471 | 11.4531 | 5.9198 | 21.1904 |  |  |  |  | 36.5229 | Built-Up HVAC Controls Optimization-Retro | 0 | 0 | 0 | 0 | 0 | 45.885 | 0 | 0 | 0 | 0 | 36.5229 | [7 empty] | Retro | Built-Up HVAC Controls Optimization-Retro | 45.885 | 0 | 44.427 | 0 | 0 | 3.0119 | 40.0471 | 11.4531 | 5.9198 | 21.1904
HVAC | Retro | Retro | Built-Up HVAC Control Retrofit-Retro | [16 empty] | Built-Up HVAC Control Retrofit-Retro | 0 | 0 | 0 | 0 | 0 | 0 | 0 | 0 | 0 | 0 | 0 | [7 empty] | Retro | Built-Up HVAC Control Retrofit-Retro | 0 | 0 | 0 | 0 | 0 | 0 | 0 | 0 | 0 | 0
HVAC | New | New | Evaporative Assist Cooling-New | [16 empty] | Evaporative Assist Cooling-New | 0 | 0 | 0 | 0 | 0 | 0 | 0 | 0 | 0 | 0 | 0 | [7 empty] | New | Evaporative Assist Cooling-New | 0 | 0 | 0 | 0 | 0 | 0 | 0 | 0 | 0 | 0
HVAC | NR | New | Evaporative Assist Cooling-NR | [16 empty] | Evaporative Assist Cooling-NR | 0 | 0 | 0 | 0 | 0 | 0 | 0 | 0 | 0 | 0 | 0 | [7 empty] | New | Evaporative Assist Cooling-NR | 0 | 0 | 0 | 0 | 0 | 0 | 0 | 0 | 0 | 0
HVAC | New | New | Low Pressure Distribution-New | 176.8059 | 54.9609 | 0 | 54.4318 | -2.679 | 21.1872 | 16.2356 | 12.5006 | 1.9256 | 0 | 3.112 |  |  |  |  | 27.0214 | Low Pressure Distribution-New | 54.9609 | 0 | 0 | 0 | 0 | 0 | 0 | 0 | 0 | 0 | 27.0214 | [7 empty] | New | Low Pressure Distribution-New | 54.9609 | 0 | 54.4318 | -2.679 | 21.1872 | 16.2356 | 12.5006 | 1.9256 | 0 | 3.112
HVAC | NR | New | Low Pressure Distribution-NR | [16 empty] | Low Pressure Distribution-NR | 0 | 0 | 0 | 0 | 0 | 0 | 0 | 0 | 0 | 0 | 0 | [7 empty] | New | Low Pressure Distribution-NR | 0 | 0 | 0 | 0 | 0 | 0 | 0 | 0 | 0 | 0
HVAC | New | New | Air-side heat recovery systems-New | [16 empty] | Air-side heat recovery systems-New | 0 | 0 | 0 | 0 | 0 | 0 | 0 | 0 | 0 | 0 | 0 | [7 empty] | New | Air-side heat recovery systems-New | 0 | 0 | 0 | 0 | 0 | 0 | 0 | 0 | 0 | 0
HVAC | Retro | Retro | Air-side heat recovery systems-Retro | [16 empty] | Air-side heat recovery systems-Retro | 0 | 0 | 0 | 0 | 0 | 0 | 0 | 0 | 0 | 0 | 0 | [7 empty] | Retro | Air-side heat recovery systems-Retro | 0 | 0 | 0 | 0 | 0 | 0 | 0 | 0 | 0 | 0
HVAC | New | New | Demand Control Ventilation-New | [16 empty] | Demand Control Ventilation-New | 0 | 0 | 0 | 0 | 0 | 0 | 0 | 0 | 0 | 0 | 0 | [7 empty] | New | Demand Control Ventilation-New | 0 | 0 | 0 | 0 | 0 | 0 | 0 | 0 | 0 | 0
HVAC | Retro | Retro | Demand Control Ventilation (Parking)-Retro | [16 empty] | Demand Control Ventilation (Parking)-Retro | 0 | 0 | 0 | 0 | 0 | 0 | 0 | 0 | 0 | 0 | 0 | [7 empty] | Retro | Demand Control Ventilation (Parking)-Retro | 0 | 0 | 0 | 0 | 0 | 0 | 0 | 0 | 0 | 0
HVAC | New | New | Efficienct fans, pumps and drives-New | [16 empty] | Efficienct fans, pumps and drives-New | 0 | 0 | 0 | 0 | 0 | 0 | 0 | 0 | 0 | 0 | 0 | [7 empty] | New | Efficienct fans, pumps and drives-New | 0 | 0 | 0 | 0 | 0 | 0 | 0 | 0 | 0 | 0
HVAC | NR | New | Efficienct fans, pumps and drives-NR | [16 empty] | Efficienct fans, pumps and drives-NR | 0 | 0 | 0 | 0 | 0 | 0 | 0 | 0 | 0 | 0 | 0 | [7 empty] | New | Efficienct fans, pumps and drives-NR | 0 | 0 | 0 | 0 | 0 | 0 | 0 | 0 | 0 | 0
HVAC | Retro | Retro | Efficienct fans, pumps and drives-Retro | [16 empty] | Efficienct fans, pumps and drives-Retro | 0 | 0 | 0 | 0 | 0 | 0 | 0 | 0 | 0 | 0 | 0 | [7 empty] | Retro | Efficienct fans, pumps and drives-Retro | 0 | 0 | 0 | 0 | 0 | 0 | 0 | 0 | 0 | 0
HVAC | Retro | Retro | VSD, ASD-Retro | 2.5 | 4 | 0 | 0 | 0 | 0 | 2.5 | 1.5 | 0 | 0 | 0 |  |  |  |  | 35 | VSD, ASD-Retro | 0 | 0 | 0 | 0 | 0 | 4 | 0 | 0 | 0 | 0 | 35 | [7 empty] | Retro | VSD, ASD-Retro | 4 | 0 | 0 | 0 | 0 | 2.5 | 1.5 | 0 | 0 | 0
ENVL | NR | New | ReRoof-NR | 25.2435 | 13.8971 | 0 | 13.666 | 3.064 | 6.1883 | 3.7538 | 0.85504 | 0.17701 | 0.067203 | 0.13486 |  |  |  |  | 15.2578 | ReRoof-NR | 0 | 0 | 13.8971 | 0 | 0 | 0 | 0 | 0 | 0 | 0 | 15.2578 | [7 empty] | New | ReRoof-NR | 13.8971 | 0 | 13.666 | 3.064 | 6.1883 | 3.7538 | 0.85504 | 0.17701 | 0.067203 | 0.13486
R | Retro | Retro | Grocery Refrigeration Bundle-Retro | 92.2511 | 40.435 | 0 | 39.5284 | 8.2836 | 14.9762 | 7.7174 | 9.4577 | 2.35 | 2.5272 | 9.4249 |  |  |  |  | 19.1638 | Grocery Refrigeration Bundle-Retro | 0 | 0 | 0 | 0 | 0 | 0 | 0 | 0 | 40.435 | 0 | 19.1638 | Cost-Effective Technical Potential | [6 empty] | Retro | Grocery Refrigeration Bundle-Retro | 40.435 | 0 | 39.5284 | 8.2836 | 14.9762 | 7.7174 | 9.4577 | 2.35 | 2.5272 | 9.4249
R | New | New | Grocery Refrigeration Heat Recovery-New | [16 empty] | Grocery Refrigeration Heat Recovery-New | 0 | 0 | 0 | 0 | 0 | 0 | 0 | 0 | 0 | 0 | 0 |  | Lost-Opprtunity | Retrofit | Annual Lost-Opportunity |  | lvl cost LO | lvl Cost Retro | New | Grocery Refrigeration Heat Recovery-New | 0 | 0 | 0 | 0 | 0 | 0 | 0 | 0 | 0 | 0
W | Retro | Retro | Demand controlled circulating systems-Retro | [16 empty] | Demand controlled circulating systems-Retro | 0 | 0 | 0 | 0 | 0 | 0 | 0 | 0 | 0 | 0 | 0 | HVAC | 187.3251 | 138.4561 | 8.8301 | 7.5056 | 22.5451 | 33.8074 | Retro | Demand controlled circulating systems-Retro | 0 | 0 | 0 | 0 | 0 | 0 | 0 | 0 | 0 | 0
M | Retro | Retro | Plug Load Sensor-Retro | 57.598 | 15.7028 | 0 | 14.8441 | 0 | 0 | 0 | 15.7028 | 0 | 0 | 0 |  |  |  |  | 30.8104 | Plug Load Sensor-Retro | 0 | 0 | 0 | 0 | 0 | 0 | 0 | 0 | 0 | 15.7028 | 30.8104 | Lighting | 251.9187 | 153.5831 | 11.4995 | 9.7746 | 13.0733 | 21.1115 | Retro | Plug Load Sensor-Retro | 15.7028 | 0 | 14.8441 | 0 | 0 | 0 | 15.7028 | 0 | 0 | 0
M | New | New | Premium Fume Hood-New | 85.1581 | 19.3863 | 0 | 16.9186 | 0 | 0 | 0 | 19.3863 | 0 | 5.8648 | 0 |  |  |  |  | 36.8974 | Premium Fume Hood-New | 0 | 0 | 0 | 0 | 19.3863 | 0 | 0 | 0 | 0 | 0 | 36.8974 | Envelope | 14.9368 | 10.2111 | 0.70509 | 0.59933 | 15.3022 | 28.6783 | New | Premium Fume Hood-New | 19.3863 | 0 | 16.9186 | 0 | 0 | 0 | 19.3863 | 0 | 5.8648 | 0
|  |  | Technical |  | 831.955
|  |  | Total Buildings | 2320.2124 | 831.955 | 0 | 622.481 | 228.7609 | 104.9087 | 126.1123 | 235.743 | 83.6294 | 113.2351 | 147.9195
|  |  | Total Retro Buildings | 1113.8119
|  |  | Total Lost Op Buildings | 1121.2424
|  | 85% | Achievable | 2025 $ | Annual $
|  |  | Total Buildings | 1972.1805
|  |  | Total Retro Buildings | 946.7401
|  |  | Total Lost Op Buildings | 953.0561
|  |  | Total Stand Alone | 541.8118
|  |  | Total Retro Stand Alone | 167.9759
|  |  | Totasl Lost Op Stand Alone | 373.8359
|  |  | Total | 2513.9923 | 125.6996
|  |  | Retro | 1114.716 | 55.7358
|  |  | Lost Op | 1326.8919 | 66.3446
[32 empty] | Refrigeration | 0 | 40.435 | 0 | 0 | 0 | 19.1638
|  |  | Buildings |  |  |  |  | <10 | <20 | <30 | <40 | <50 | <60 | <70 | <80 | <90 | <100 | >100 | [13 empty] | Equipment | 19.3863 | 15.7028 | 0 | 0 | 36.8974 | 30.8104
|  |  | Incremental 2025 Total |  |  | 0 | 622.481 | 228.7609 | 104.9087 | 126.1123 | 235.743 | 83.6294 | 113.2351 | 147.9195 | [5 empty] | MWa | 187.3251 | 251.9187 | 14.9368 | 0 | 19.3863 | 138.4561 | 153.5831 | 10.2111 | 40.435 | 15.7028 |  |  | 473.567 | 358.388 | 21.0347
|  |  | Incremental 2025 Lost Opportunity |  |  |  |  | 158.0095 | 53.2793 | 58.8019 | 122.8193 | 22.895 | 87.2512 | 75.1643 | [5 empty] | lvl cost | 22.5451 | 13.0733 | 15.3022 |  | 36.8974 | 33.8074 | 21.1115 | 28.6783 | 19.1638 | 30.8104
|  |  | Incremental 2025 Retrofit |  |  |  |  | 70.7514 | 51.6294 | 67.3104 | 112.9237 | 60.7344 | 25.9839 | 72.7551 | [17 empty] | Cost-Effective Achievable Potential |  |  | 85%
[20 empty] | 2004-04-12 | - Cost-Effective L, HVAC, & Env Conservation in 2025 (MWa) | [11 empty] | Lost-Opprtunity | Retrofit | Annual Lost-Opportunity |  | lvl cost LO | lvl Cost Retro
|  |  | Cumulative 2025 Total |  | 831.955 |  |  | 228.7609 | 333.6696 | 459.782 | 695.5249 | 779.1544 | 892.3894 | 1040.3089 | 1040.3089 | 1040.3089 | 1040.3089 | 1040.3089 |  |  | New and NR |  |  |  |  | Retro | [5 empty] | HVAC | 159.2263 | 117.6877 | 7.5056 |  | 22.5451 | 33.8074
|  |  | Cumulative 2025 Lost Opportunity |  |  |  |  | 158.0095 | 211.2889 | 270.0908 | 392.9101 | 415.8051 | 503.0562 | 578.2206 | [6 empty] | HVAC | L | ENVL | R | M | HVAC | L | ENVL | R | M |  | Lighting | 214.1309 | 130.5457 | 9.7746 |  | 13.0733 | 21.1115
|  |  | Cumulative 2025 Lost Retro |  |  |  |  | 70.7514 | 122.3808 | 189.6912 | 302.6149 | 363.3493 | 389.3332 | 462.0883 | [5 empty] | Curve to Date Total | 473.567 |  |  |  |  | 342.6853 | [5 empty] | Envelope | 12.6963 | 8.6795 | 0.59933 |  | 15.3022 | 28.6783
[20 empty] | Curve to Date -End Use | 187.3251 | 251.9187 | 14.9368 | 0 | 19.3863 | 138.4561 | 153.5831 | 10.2111 | 40.435 | 15.7028 |  | Refrigeration | 0 | 34.3697 | 0 |  | 0 | 19.1638
|  |  | Cost-Effective Amount is 832 MWa | [28 empty] | Equipment | 16.4784 | 13.3473 | 0 |  | 36.8974 | 30.8104
[33 empty] | 402.5319 | 304.6298 | 17.8795
|  |  | Infrastructure and Appliances |  |  |  |  | <10 | <20 | <30 | <40 | <50 | <60 | <70 | <80 | <90 | <100 | >100
|  |  | Incremental 2025 Total | [28 empty] | Cost-Effective Achievable Potential |  |  | 0.85
|  |  | Incremental 2025 Lost Opportunity | [29 empty] | Lost-Opprtunity | Retrofit | Annual Lost-Opportunity |  | lvl cost LO | lvl Cost Retro
|  |  | Incremental 2025 Retrofit | [28 empty] | 0 | MWa | 0 | 0 |  | 23.676 | 23.676
[32 empty] | 0 | Lost-Op | Retro | Annual Lost-Op |  | 40 | 40
|  |  | Cumulative 2025 Total |  | 453.8673 |  |  | 95.2862 | 267.1666 | 403.1587 | 427.7454 | 437.7201 | 444.1017 | 449.1017 | 460.5996 | 460.8421 | 466.2211 | 466.2902 | [13 empty] | Municipal Sewage Treatment | 14.9748 | 42.9453 | 0.74874 |  | 29.7168 | 29.7168
|  |  | Cumulative 2025 Lost Opportunity |  |  |  |  | 77.279 | 217.6778 | 306.5232 | 318.063 | 321.0755 | 322.5942 | 324.0228 | 326.849 | 326.8747 | 328.2654 | 328.2699 | [13 empty] | Municipal Water Supply | 6.0714 | 15.1786 | 0.30357 |  | 26.5967 | 26.5967
|  |  | Cumulative 2025 Lost Retro |  |  |  |  | 18.0072 | 49.4888 | 96.6354 | 109.6824 | 116.6446 | 121.5075 | 125.0789 | 133.7507 | 133.9673 | 137.9556 | 138.0202 | [13 empty] | LED Traffic Lights | 1.2422 | 10.4479 | 0.062109 |  | 26.8735 | 26.8735
[32 empty] | LED Exit Signs | 2.8904 | 41.4456 | 0.14452 |  | 19 | 19
|  |  | Cost-Effective Amount is 454 MWa | [28 empty] | Network PC Power Management | 61.9488 | 0.16381 | 3.0974 |  | 18.6625 | 18.6625 | Technical Potential - Cumulative
[33 empty] | 120.7 | 0 | 6.035
Year 2025
|  |  | All Measures | 2025 Capital $Million | MWa with TRC BC Ratio >1.0 |  |  | <10 | <20 | <30 | <40 | <50 | <60 | <70 | <80 | <90 | <100 | >100 | [20 empty] | Flag New/Retro | Measure Index Name | MWa with TRC BC Ratio >1.0 | Categories with B/C>1.00 | % of Measures with B/C >1.00 | <10 | <20 | <30 | <40 | <50 | <60 | <70
|  |  | Incremental 2025 Total | [28 empty] | Cost-Effective Achievable Potential |  |  | 85% |  |  |  | New | Integrated Building Design-New | 196.349 |  |  | 56.6047 | 56.6047 | 83.6261 | 150.5857 | 150.5857 | 207.6752 | 207.6752
|  |  | Incremental 2025 Lost Opportunity | [29 empty] | Lost-Opprtunity | Retrofit | Annual Lost-Opportunity |  | lvl cost LO | lvl Cost Retro | New | LPD Package-New | 70.8985 |  |  | 62.6505 | 70.3583 | 70.3583 | 70.967 | 75.1276 | 75.9386 | 76.1253
|  |  | Incremental 2025 Retrofit | [28 empty] | HVAC | 159.2263 | 117.6877 | 7.5056 |  | 22.5451 | 33.8074 | New | LPD Package-NR | 41.8101 |  |  | 38.6895 | 39.8409 | 39.8409 | 40.0354 | 43.2045 | 43.3138 | 43.797
[32 empty] | Lighting | 214.1309 | 130.5457 | 9.7746 |  | 13.0733 | 21.1115 | Retro | LPD Package-Retro | 153.5831 |  |  | 47.356 | 79.3117 | 107.7078 | 132.8783 | 157.4755 | 163.5188 | 190.6361
|  |  | Cumulative 2025 Total |  | 1285.8223 |  |  | 324.0471 | 600.8362 | 862.9406 | 1123.2704 | 1216.8744 | 1336.4911 | 1489.4106 | 1500.9085 | 1501.151 | 1506.53 | 1506.5991 | [13 empty] | Envelope | 12.6963 | 8.6795 | 0.59933 |  | 15.3022 | 28.6783 | New | Top Day Lighting-New | 40.4932 |  |  | -0.25168 | 8.8542 | 14.7899 | 29.1068 | 32.5605 | 38.9455 | 38.9472
|  |  | Cumulative 2025 Lost Opportunity |  |  |  |  | 235.2885 | 428.9666 | 576.614 | 710.9731 | 736.8806 | 825.6504 | 902.2433 | 326.849 | 326.8747 | 328.2654 | 328.2699 | [13 empty] | Equipment | 82.5597 | 99.7744 | 3.3041 |  | 22.4374 | 21.4603 | New | Perimeter Day lighting Controls (Advanced)-New | 0.085836 |  |  | 0 | 0 | 0 | 0 | 0 | 0 | 4.865
|  |  | Cumulative 2025 Retro |  |  |  |  | 88.7585 | 171.8696 | 286.3267 | 412.2972 | 479.9939 | 510.8407 | 587.1673 | 133.7507 | 133.9673 | 137.9556 | 138.0202 | [13 empty] | Infrastructure | 21.0462 | 58.1239 | 1.0523 |  | #VALUE! | #VALUE! | New | Perimeter Day lighting Controls (Advanced)-NR | 0.049786 |  |  | 0 | 0 | 0 | 0 | 0 | 0 | 1.4314
|  |  | Technical Potential is 1507 MWa | [28 empty] | Total Cost-Effective Achievable Potential is 904 MWa | 489.6595 | 414.8111 | 22.2358 |  | #VALUE! | #VALUE! | New | Lighting Controls: Sweep, Occup, Commission-New | 0 |  |  | 0 | 0 | 0 | 0 | 0 | 0 | 0
|  |  | Cost-Effective Amount is 1286 MWa | [35 empty] | New | ECM on VAV Boxes-New | 6.1622 |  |  | 0 | 2.546 | 2.546 | 6.1622 | 6.1622 | 6.1622 | 6.1622
|  |  | Cost-Effective & Acievable Potential is 1093 MWa | 85% | 1092.9489 | [31 empty] | #VALUE! |  | New | ECM on VAV Boxes-NR | 4.5411 |  |  | 0 | 1.79 | 4.5411 | 4.5411 | 4.5411 | 4.5411 | 4.5411
[39 empty] | Retro | ECM on VAV Boxes-Retro | 0 |  |  | 0 | 0 | 0 | 0 | 0 | 0 | 0
[39 empty] | New | Premium HVAC Equipment-New | 5.1237 |  |  | 0 | 1.6831 | 1.6831 | 1.6831 | 2.7697 | 5.1237 | 10.9434
[39 empty] | New | Premium HVAC Equipment-NR | 5.7175 |  |  | 0 | 0.77586 | 0.77586 | 0.77586 | 4.1391 | 4.7941 | 8.9054
[39 empty] | New | Glass-New | 0.93107 |  |  | -0.053507 | 0.21737 | 0.54116 | 0.72517 | 0.91397 | 0.9196 | 0.99289
[39 empty] | New | Glass-NR | 0.10871 |  |  | -0.015038 | -0.015038 | -0.0085542 | 0.047144 | 0.15427 | 0.22883 | 0.43953
[39 empty] | Retro | Glass-Retro | 10.2111 |  |  | 0 | 0 | 8.6813 | 9.7632 | 10.904 | 11.8352 | 12.9118
[39 empty] | Retro | Package Roof Top Optimization & Repair-Retro | 88.5711 |  |  | 15.1117 | 19.8092 | 36.813 | 56.7767 | 77.97 | 88.5325 | 102.4784
[39 empty] | New | Variable Speed Chiller-New | 1.1179 |  |  | 0 | 0.25514 | 0.25514 | 1.1179 | 1.1179 | 1.1179 | 1.1179
[39 empty] | New | Variable Speed Chiller-NR | 2.1054 |  |  | 0 | 0.61769 | 0.61769 | 2.1054 | 2.1054 | 2.1054 | 2.1054
[39 empty] | Retro | Variable Speed Chiller-Retro | 0 |  |  | 0 | 0 | 0 | 0 | 0 | 0 | 0
[39 empty] | New | Controls Commission-New | 9.8286 |  |  | 0 | 0 | 2.7741 | 4.5655 | 9.8286 | 23.6638 | 78.3984
[39 empty] | Retro | Built-Up HVAC Controls Optimization-Retro | 45.885 |  |  | 0 | 0 | 3.0119 | 43.059 | 54.512 | 60.4318 | 81.6222
[39 empty] | Retro | Built-Up HVAC Control Retrofit-Retro | 0 |  |  | 0 | 0 | 0 | 0 | 0 | 0 | 0
[39 empty] | New | Evaporative Assist Cooling-New | 0 |  |  | 0 | 0 | 0 | 0 | 0 | 0 | 0
[39 empty] | New | Evaporative Assist Cooling-NR | 0 |  |  | 0 | 0 | 0 | 0 | 0 | 0 | 0
[39 empty] | New | Low Pressure Distribution-New | 54.9609 |  |  | -2.679 | 18.5083 | 34.7438 | 47.2444 | 49.17 | 49.17 | 52.282
[39 empty] | New | Low Pressure Distribution-NR | 0 |  |  | 0 | 0 | 0 | 0 | 0 | 0 | 0
[39 empty] | New | Air-side heat recovery systems-New | 0 |  |  | 0 | 0 | 0 | 0 | 0 | 0 | 0
[39 empty] | Retro | Air-side heat recovery systems-Retro | 0 |  |  | 0 | 0 | 0 | 0 | 0 | 0 | 0
[39 empty] | New | Demand Control Ventilation-New | 0 |  |  | 0 | 0 | 0 | 0 | 0 | 0 | 0
[39 empty] | Retro | Demand Control Ventilation (Parking)-Retro | 0 |  |  | 0 | 0 | 0 | 0 | 0 | 0 | 0
[39 empty] | New | Efficienct fans, pumps and drives-New | 0 |  |  | 0 | 0 | 0 | 0 | 0 | 0 | 0
[39 empty] | New | Efficienct fans, pumps and drives-NR | 0 |  |  | 0 | 0 | 0 | 0 | 0 | 0 | 0
[39 empty] | Retro | Efficienct fans, pumps and drives-Retro | 0 |  |  | 0 | 0 | 0 | 0 | 0 | 0 | 0
[39 empty] | Retro | VSD, ASD-Retro | 4 |  |  | 0 | 0 | 2.5 | 4 | 4 | 4 | 4
[39 empty] | New | ReRoof-NR | 13.8971 |  |  | 3.064 | 9.2523 | 13.0061 | 13.8611 | 14.0381 | 14.1053 | 14.2402
[39 empty] | Retro | Grocery Refrigeration Bundle-Retro | 40.435 |  |  | 8.2836 | 23.2599 | 30.9773 | 40.435 | 42.785 | 45.3122 | 54.7371
[39 empty] | New | Grocery Refrigeration Heat Recovery-New | 0 |  |  | 0 | 0 | 0 | 0 | 0 | 0 | 0
[39 empty] | Retro | Demand controlled circulating systems-Retro | 0 |  |  | 0 | 0 | 0 | 0 | 0 | 0 | 0
[39 empty] | Retro | Plug Load Sensor-Retro | 15.7028 |  |  | 0 | 0 | 0 | 15.7028 | 15.7028 | 15.7028 | 15.7028
[39 empty] | New | Premium Fume Hood-New | 19.3863 |  |  | 0 | 0 | 0 | 19.3863 | 19.3863 | 25.2511 | 25.2511
Technical Potential - Cumulative
New and NR
Year 2025
[39 empty] | Flag New/Retro | Measure Index Name | MWa with TRC BC Ratio >1.0 |  |  | <10 | <20 | <30 | <40 | <50 | <60 | <70
[39 empty] | New | Integrated Building Design | 196.349 |  |  | 56.6047 | 56.6047 | 83.6261 | 150.5857 | 150.5857 | 207.6752 | 207.6752
[39 empty] | New | LPD Package | 112.7087 |  |  | 101.34 | 110.1992 | 110.1992 | 111.0024 | 118.3321 | 119.2524 | 119.9223
[39 empty] | New | Top Day Lighting | 40.4932 |  |  | -0.25168 | 8.8542 | 14.7899 | 29.1068 | 32.5605 | 38.9455 | 38.9472
[39 empty] | New | Perimeter Day lighting Controls | 0.13562 |  |  | 0 | 0 | 0 | 0 | 0 | 0 | 6.2964
[39 empty] | New | ECM on VAV Boxes | 10.7032 |  |  | 0 | 4.336 | 7.0871 | 10.7032 | 10.7032 | 10.7032 | 10.7032
[39 empty] | New | Premium HVAC Equipment | 10.8412 |  |  | 0 | 2.459 | 2.459 | 2.459 | 6.9089 | 9.9178 | 19.8488
[39 empty] | New | Glass | 1.0398 |  |  | -0.068544 | 0.20233 | 0.5326 | 0.77232 | 1.0682 | 1.1484 | 1.4324
[39 empty] | New | Variable Speed Chiller | 3.2233 |  |  | 0 | 0.87283 | 0.87283 | 3.2233 | 3.2233 | 3.2233 | 3.2233
[39 empty] | New | Controls Commission | 9.8286 |  |  | 0 | 0 | 2.7741 | 4.5655 | 9.8286 | 23.6638 | 78.3984
[39 empty] | New | Low Pressure Distribution | 54.9609 |  |  | -2.679 | 18.5083 | 34.7438 | 47.2444 | 49.17 | 49.17 | 52.282
[39 empty] | New | ReRoof | 13.8971 |  |  | 3.064 | 9.2523 | 13.0061 | 13.8611 | 14.0381 | 14.1053 | 14.2402
[39 empty] | New | Premium Fume Hood | 19.3863 |  |  | 0 | 0 | 0 | 19.3863 | 19.3863 | 25.2511 | 25.2511
[40 empty] | Cost-Effective Amount is 474 MWa | 473.567 |  |  | <70: 578.2206
Technical Potential - Cumulative
RetroFit
[39 empty] | Flag New/Retro | Measure Index Name | MWa with TRC BC Ratio >1.0 |  |  | <10 | <20 | <30 | <40 | <50 | <60 | <70
[39 empty] | Retro | LPD Package | 153.5831 |  |  | 47.356 | 79.3117 | 107.7078 | 132.8783 | 157.4755 | 163.5188 | 190.6361
[39 empty] | Retro | Glass | 10.2111 |  |  | 0 | 0 | 8.6813 | 9.7632 | 10.904 | 11.8352 | 12.9118
[39 empty] | Retro | Package Roof Top Optimization | 88.5711 |  |  | 15.1117 | 19.8092 | 36.813 | 56.7767 | 77.97 | 88.5325 | 102.4784
[39 empty] | Retro | Built-Up HVAC Controls Optimization | 45.885 |  |  | 0 | 0 | 3.0119 | 43.059 | 54.512 | 60.4318 | 81.6222
[39 empty] | Retro | Variable Drive Power | 4 |  |  | 0 | 0 | 2.5 | 4 | 4 | 4 | 4
[39 empty] | Retro | Grocery Refrigeration Bundle | 40.435 |  |  | 8.2836 | 23.2599 | 30.9773 | 40.435 | 42.785 | 45.3122 | 54.7371
[39 empty] | Retro | Plug Load Sensor | 15.7028 |  |  | 0 | 0 | 0 | 15.7028 | 15.7028 | 15.7028 | 15.7028
[40 empty] | Cost-Effective Amount is 358 MWa | 358.388 |  |  | <70: 462.0883
[39 empty] | Achievable Potential - Incremental |  | 85%
For Tally ChartNew (COMBINE NEW AND NR, PLOT ONLY NEW)
Year 2025
[39 empty] | Flag New/Retro | Measure Index Name | MWa with TRC BC Ratio >1.0 |  |  | <10 | <20 | <30 | <40 | <50 | <60 | <70
[39 empty] | New | Integrated Building Design-New | 166.8967 |  |  | 48.114 | 0 | 22.9682 | 56.9156 | 0 | 48.5261 | 0
[39 empty] | New | LPD Package-New | 60.2638 |  |  | 53.2529 | 6.5516 | 0 | 0.5174 | 3.5365 | 0.68932 | 0.15872
[39 empty] | New | LPD Package-NR | 35.5386 |  |  | 32.8861 | 0.97862 | 0 | 0.16533 | 2.6937 | 0.092979 | 0.41069
[39 empty] | Retro | LPD Package-Retro | 130.5457 |  |  | 40.2526 | 27.1624 | 24.1367 | 21.3949 | 20.9077 | 5.1368 | 23.0497
[39 empty] | New | Top Day Lighting-New | 34.4192 |  |  | -0.21393 | 7.74 | 5.0453 | 12.1694 | 2.9357 | 5.4272 | 0.0014475
[39 empty] | New | Perimeter Day lighting Controls (Advanced)-New | 0.072961 |  |  | 0 | 0 | 0 | 0 | 0 | 0 | 4.1353
[39 empty] | New | Perimeter Day lighting Controls (Advanced)-NR | 0.042318 |  |  | 0 | 0 | 0 | 0 | 0 | 0 | 1.2167
[39 empty] | New | Lighting Controls: Sweep, Occup, Commission-New | 0 |  |  | 0 | 0 | 0 | 0 | 0 | 0 | 0
[39 empty] | New | ECM on VAV Boxes-New | 5.2378 |  |  | 0 | 2.1641 | 0 | 3.0737 | 0 | 0 | 0
[39 empty] | New | ECM on VAV Boxes-NR | 3.8599 |  |  | 0 | 1.5215 | 2.3384 | 0 | 0 | 0 | 0
[39 empty] | Retro | ECM on VAV Boxes-Retro | 0 |  |  | 0 | 0 | 0 | 0 | 0 | 0 | 0
[39 empty] | New | Premium HVAC Equipment-New | 4.3551 |  |  | 0 | 1.4307 | 0 | 0 | 0.9236 | 2.0009 | 4.9468
[39 empty] | New | Premium HVAC Equipment-NR | 4.8598 |  |  | 0 | 0.65948 | 0 | 0 | 2.8588 | 0.55675 | 3.4945
[39 empty] | New | Glass-New | 0.79141 |  |  | -0.045481 | 0.23024 | 0.27522 | 0.15642 | 0.16047 | 0.0047845 | 0.062298
[39 empty] | New | Glass-NR | 0.092404 |  |  | -0.012782 | 0 | 0.0055111 | 0.047344 | 0.091058 | 0.063373 | 0.1791
[39 empty] | Retro | Glass-Retro | 8.6795 |  |  | 0 | 0 | 7.3791 | 0.91962 | 0.9697 | 0.79147 | 0.91511
[39 empty] | Retro | Package Roof Top Optimization & Repair-Retro | 75.2854 |  |  | 12.845 | 3.9928 | 14.4532 | 16.9692 | 18.0143 | 8.9781 | 11.854
[39 empty] | New | Variable Speed Chiller-New | 0.95025 |  |  | 0 | 0.21687 | 0 | 0.73338 | 0 | 0 | 0
[39 empty] | New | Variable Speed Chiller-NR | 1.7896 |  |  | 0 | 0.52504 | 0 | 1.2645 | 0 | 0 | 0
[39 empty] | Retro | Variable Speed Chiller-Retro | 0 |  |  | 0 | 0 | 0 | 0 | 0 | 0 | 0
[39 empty] | New | Controls Commission-New | 8.3543 |  |  | 0 | 0 | 2.358 | 1.5227 | 4.4737 | 11.7599 | 46.5243
[39 empty] | Retro | Built-Up HVAC Controls Optimization-Retro | 39.0023 |  |  | 0 | 0 | 2.5601 | 34.04 | 9.7351 | 5.0318 | 18.0118
[39 empty] | Retro | Built-Up HVAC Control Retrofit-Retro | 0 |  |  | 0 | 0 | 0 | 0 | 0 | 0 | 0
[39 empty] | New | Evaporative Assist Cooling-New | 0 |  |  | 0 | 0 | 0 | 0 | 0 | 0 | 0
[39 empty] | New | Evaporative Assist Cooling-NR | 0 |  |  | 0 | 0 | 0 | 0 | 0 | 0 | 0
[39 empty] | New | Low Pressure Distribution-New | 46.7168 |  |  | -2.2771 | 18.0091 | 13.8003 | 10.6255 | 1.6367 | 0 | 2.6452
[39 empty] | New | Low Pressure Distribution-NR | 0 |  |  | 0 | 0 | 0 | 0 | 0 | 0 | 0
[39 empty] | New | Air-side heat recovery systems-New | 0 |  |  | 0 | 0 | 0 | 0 | 0 | 0 | 0
[39 empty] | Retro | Air-side heat recovery systems-Retro | 0 |  |  | 0 | 0 | 0 | 0 | 0 | 0 | 0
[39 empty] | New | Demand Control Ventilation-New | 0 |  |  | 0 | 0 | 0 | 0 | 0 | 0 | 0
[39 empty] | Retro | Demand Control Ventilation (Parking)-Retro | 0 |  |  | 0 | 0 | 0 | 0 | 0 | 0 | 0
[39 empty] | New | Efficienct fans, pumps and drives-New | 0 |  |  | 0 | 0 | 0 | 0 | 0 | 0 | 0
[39 empty] | New | Efficienct fans, pumps and drives-NR | 0 |  |  | 0 | 0 | 0 | 0 | 0 | 0 | 0
[39 empty] | Retro | Efficienct fans, pumps and drives-Retro | 0 |  |  | 0 | 0 | 0 | 0 | 0 | 0 | 0
[39 empty] | Retro | VSD, ASD-Retro | 3.4 |  |  | 0 | 0 | 2.125 | 1.275 | 0 | 0 | 0
[39 empty] | New | ReRoof-NR | 11.8125 |  |  | 2.6044 | 5.2601 | 3.1907 | 0.72678 | 0.15046 | 0.057123 | 0.11463
[39 empty] | Retro | Grocery Refrigeration Bundle-Retro | 34.3697 |  |  | 7.0411 | 12.7298 | 6.5598 | 8.039 | 1.9975 | 2.1481 | 8.0112
[39 empty] | New | Grocery Refrigeration Heat Recovery-New | 0 |  |  | 0 | 0 | 0 | 0 | 0 | 0 | 0
[39 empty] | Retro | Demand controlled circulating systems-Retro | 0 |  |  | 0 | 0 | 0 | 0 | 0 | 0 | 0
[39 empty] | Retro | Plug Load Sensor-Retro | 13.3473 |  |  | 0 | 0 | 0 | 13.3473 | 0 | 0 | 0
[39 empty] | New | Premium Fume Hood-New | 16.4784 |  |  | 0 | 0 | 0 | 16.4784 | 0 | 4.9851 | 0
[39 empty] | Achievable Potential - Cumulative |  | 85% | Use Auto Filter
[39 empty] | For Tally ChartNew (COMBINE NEW AND NR, PLOT ONLY NEW) |  | 0
[39 empty] | 0 | Year 2025 | 0
[39 empty] | Flag New/Retro | Measure Index Name | MWa with TRC BC Ratio >1.0 |  |  | <10 | <20 | <30 | <40 | <50 | <60 | <70
[39 empty] | New | Integrated Building Design-New | 166.8967 |  |  | 48.114 | 48.114 | 71.0822 | 127.9978 | 127.9978 | 176.524 | 176.524
[39 empty] | New | LPD Package-New | 60.2638 |  |  | 53.2529 | 59.8046 | 59.8046 | 60.322 | 63.8585 | 64.5478 | 64.7065
[39 empty] | New | LPD Package-NR | 35.5386 |  |  | 32.8861 | 33.8647 | 33.8647 | 34.0301 | 36.7238 | 36.8168 | 37.2275
[39 empty] | Retro | LPD Package-Retro | 130.5457 |  |  | 40.2526 | 67.415 | 91.5516 | 112.9465 | 133.8542 | 138.991 | 162.0407
[39 empty] | New | Top Day Lighting-New | 34.4192 |  |  | -0.21393 | 7.5261 | 12.5714 | 24.7408 | 27.6764 | 33.1036 | 33.1051
[39 empty] | New | Perimeter Day lighting Controls (Advanced)-New | 0.072961 |  |  | 0 | 0 | 0 | 0 | 0 | 0 | 4.1353
[39 empty] | New | Perimeter Day lighting Controls (Advanced)-NR | 0.042318 |  |  | 0 | 0 | 0 | 0 | 0 | 0 | 1.2167
[39 empty] | New | Lighting Controls: Sweep, Occup, Commission-New | 0 |  |  | 0 | 0 | 0 | 0 | 0 | 0 | 0
[39 empty] | New | ECM on VAV Boxes-New | 5.2378 |  |  | 0 | 2.1641 | 2.1641 | 5.2378 | 5.2378 | 5.2378 | 5.2378
[39 empty] | New | ECM on VAV Boxes-NR | 3.8599 |  |  | 0 | 1.5215 | 3.8599 | 3.8599 | 3.8599 | 3.8599 | 3.8599
[39 empty] | Retro | ECM on VAV Boxes-Retro | 0 |  |  | 0 | 0 | 0 | 0 | 0 | 0 | 0
[39 empty] | New | Premium HVAC Equipment-New | 4.3551 |  |  | 0 | 1.4307 | 1.4307 | 1.4307 | 2.3543 | 4.3551 | 9.3019
[39 empty] | New | Premium HVAC Equipment-NR | 4.8598 |  |  | 0 | 0.65948 | 0.65948 | 0.65948 | 3.5183 | 4.075 | 7.5696
[39 empty] | New | Glass-New | 0.79141 |  |  | -0.045481 | 0.18476 | 0.45998 | 0.6164 | 0.77687 | 0.78166 | 0.84396
[39 empty] | New | Glass-NR | 0.092404 |  |  | -0.012782 | -0.012782 | -0.0072711 | 0.040073 | 0.13113 | 0.1945 | 0.3736
[39 empty] | Retro | Glass-Retro | 8.6795 |  |  | 0 | 0 | 7.3791 | 8.2987 | 9.2684 | 10.0599 | 10.975
[39 empty] | Retro | Package Roof Top Optimization & Repair-Retro | 75.2854 |  |  | 12.845 | 16.8378 | 31.291 | 48.2602 | 66.2745 | 75.2526 | 87.1067
[39 empty] | New | Variable Speed Chiller-New | 0.95025 |  |  | 0 | 0.21687 | 0.21687 | 0.95025 | 0.95025 | 0.95025 | 0.95025
[39 empty] | New | Variable Speed Chiller-NR | 1.7896 |  |  | 0 | 0.52504 | 0.52504 | 1.7896 | 1.7896 | 1.7896 | 1.7896
[39 empty] | Retro | Variable Speed Chiller-Retro | 0 |  |  | 0 | 0 | 0 | 0 | 0 | 0 | 0
[39 empty] | New | Controls Commission-New | 8.3543 |  |  | 0 | 0 | 2.358 | 3.8807 | 8.3543 | 20.1143 | 66.6386
[39 empty] | Retro | Built-Up HVAC Controls Optimization-Retro | 39.0023 |  |  | 0 | 0 | 2.5601 | 36.6001 | 46.3352 | 51.367 | 69.3789
[39 empty] | Retro | Built-Up HVAC Control Retrofit-Retro | 0 |  |  | 0 | 0 | 0 | 0 | 0 | 0 | 0
[39 empty] | New | Evaporative Assist Cooling-New | 0 |  |  | 0 | 0 | 0 | 0 | 0 | 0 | 0
[39 empty] | New | Evaporative Assist Cooling-NR | 0 |  |  | 0 | 0 | 0 | 0 | 0 | 0 | 0
[39 empty] | New | Low Pressure Distribution-New | 46.7168 |  |  | -2.2771 | 15.732 | 29.5323 | 40.1578 | 41.7945 | 41.7945 | 44.4397
[39 empty] | New | Low Pressure Distribution-NR | 0 |  |  | 0 | 0 | 0 | 0 | 0 | 0 | 0
[39 empty] | New | Air-side heat recovery systems-New | 0 |  |  | 0 | 0 | 0 | 0 | 0 | 0 | 0
[39 empty] | Retro | Air-side heat recovery systems-Retro | 0 |  |  | 0 | 0 | 0 | 0 | 0 | 0 | 0
[39 empty] | New | Demand Control Ventilation-New | 0 |  |  | 0 | 0 | 0 | 0 | 0 | 0 | 0
[39 empty] | Retro | Demand Control Ventilation (Parking)-Retro | 0 |  |  | 0 | 0 | 0 | 0 | 0 | 0 | 0
[39 empty] | New | Efficienct fans, pumps and drives-New | 0 |  |  | 0 | 0 | 0 | 0 | 0 | 0 | 0
[39 empty] | New | Efficienct fans, pumps and drives-NR | 0 |  |  | 0 | 0 | 0 | 0 | 0 | 0 | 0
[39 empty] | Retro | Efficienct fans, pumps and drives-Retro | 0 |  |  | 0 | 0 | 0 | 0 | 0 | 0 | 0
[39 empty] | Retro | VSD, ASD-Retro | 3.4 |  |  | 0 | 0 | 2.125 | 3.4 | 3.4 | 3.4 | 3.4
[39 empty] | New | ReRoof-NR | 11.8125 |  |  | 2.6044 | 7.8645 | 11.0552 | 11.782 | 11.9324 | 11.9895 | 12.1042
[39 empty] | Retro | Grocery Refrigeration Bundle-Retro | 34.3697 |  |  | 7.0411 | 19.7709 | 26.3307 | 34.3697 | 36.3672 | 38.5153 | 46.5265
[39 empty] | New | Grocery Refrigeration Heat Recovery-New | 0 |  |  | 0 | 0 | 0 | 0 | 0 | 0 | 0
[39 empty] | Retro | Demand controlled circulating systems-Retro | 0 |  |  | 0 | 0 | 0 | 0 | 0 | 0 | 0
[39 empty] | Retro | Plug Load Sensor-Retro | 13.3473 |  |  | 0 | 0 | 0 | 13.3473 | 13.3473 | 13.3473 | 13.3473
[39 empty] | New | Premium Fume Hood-New | 16.4784 |  |  | 0 | 0 | 0 | 16.4784 | 16.4784 | 21.4635 | 21.4635
[39 empty] | Achievable Potential - Cumulative |  | 85%
[39 empty] | For Achievable, Combine Measure Names |  | 0
[39 empty] | 0 | Year 2025 | 0
[39 empty] | Flag New/Retro | Measure Index Name | MWa with TRC BC Ratio >1.0 |  |  | <10 | <20 | <30 | <40 | <50 | <60 | <70
[39 empty] | New | Integrated Building Design | 166.8967 |  |  | 48.114 | 48.114 | 71.0822 | 127.9978 | 127.9978 | 176.524 | 176.524
[39 empty] | New | Lighting Measures | 95.8024 |  |  | 86.139 | 93.6693 | 93.6693 | 94.352 | 100.5823 | 101.3646 | 101.934
[39 empty] | New | Top Day Lighting | 34.4192 |  |  | -0.21393 | 7.5261 | 12.5714 | 24.7408 | 27.6764 | 33.1036 | 33.1051
[39 empty] | New | Perimeter Day lighting Controls | 0.11528 |  |  | 0 | 0 | 0 | 0 | 0 | 0 | 5.3519
[39 empty] | New | ECM on VAV Boxes | 9.0977 |  |  | 0 | 3.6856 | 6.024 | 9.0977 | 9.0977 | 9.0977 | 9.0977
[39 empty] | New | Premium HVAC Equipment | 9.215 |  |  | 0 | 2.0901 | 2.0901 | 2.0901 | 5.8725 | 8.4302 | 16.8715
[39 empty] | New | Glass | 0.88381 |  |  | -0.058263 | 0.17198 | 0.45271 | 0.65647 | 0.908 | 0.97616 | 1.2176
[39 empty] | New | Variable Speed Chiller | 2.7398 |  |  | 0 | 0.74191 | 0.74191 | 2.7398 | 2.7398 | 2.7398 | 2.7398
[39 empty] | New | Controls Commission | 8.3543 |  |  | 0 | 0 | 2.358 | 3.8807 | 8.3543 | 20.1143 | 66.6386
[39 empty] | New | Low Pressure Distribution | 46.7168 |  |  | -2.2771 | 15.732 | 29.5323 | 40.1578 | 41.7945 | 41.7945 | 44.4397
[39 empty] | New | ReRoof | 11.8125 |  |  | 2.6044 | 7.8645 | 11.0552 | 11.782 | 11.9324 | 11.9895 | 12.1042
[39 empty] | New | Premium Fume Hood | 16.4784 |  |  | 0 | 0 | 0 | 16.4784 | 16.4784 | 21.4635 | 21.4635
[40 empty] | Cost-Effective Amount is 403 MWa | 402.5319 |  |  | <70: 491.4875
[39 empty] | Achievable Potential - Cumulative |  | 85%
[39 empty] | For Achievable, Combine Measure Names |  | 0
[39 empty] | Flag New/Retro | Measure Index Name | MWa with TRC BC Ratio >1.0 |  |  | <10 | <20 | <30 | <40 | <50 | <60 | <70
[39 empty] | Retro | Lighting Measures | 130.5457 |  |  | 40.2526 | 67.415 | 91.5516 | 112.9465 | 133.8542 | 138.991 | 162.0407
[39 empty] | Retro | Glass | 8.6795 |  |  | 0 | 0 | 7.3791 | 8.2987 | 9.2684 | 10.0599 | 10.975
[39 empty] | Retro | Package Roof Top Optimization | 75.2854 |  |  | 12.845 | 16.8378 | 31.291 | 48.2602 | 66.2745 | 75.2526 | 87.1067
[39 empty] | Retro | Built-Up HVAC Controls Optimization | 39.0023 |  |  | 0 | 0 | 2.5601 | 36.6001 | 46.3352 | 51.367 | 69.3789
[39 empty] | Retro | Variable Drive Power | 3.4 |  |  | 0 | 0 | 2.125 | 3.4 | 3.4 | 3.4 | 3.4
[39 empty] | Retro | Grocery Refrigeration | 34.3697 |  |  | 7.0411 | 19.7709 | 26.3307 | 34.3697 | 36.3672 | 38.5153 | 46.5265
[39 empty] | Retro | Plug Load Sensor | 13.3473 |  |  | 0 | 0 | 0 | 13.3473 | 13.3473 | 13.3473 | 13.3473
[40 empty] | Cost-Effective Amount is 305 MWa | 304.6298 |  |  | <70: 392.7751

## 25 Mar 04
Q:\CG\Main\CBSA\Data\[POST DATA FINAL-cg.xls]Sheet3
Tallies up savings from measures by cost bin for Lost Opportunity and for 2025
|  |  | Annual Lost Opportunity | Measures with B/C>1.00 | Measures with B/C>1.00 | Categories with B/C>1.00 | % of Measures with B/C >1.00 | Block 1: x <=10 m/kWh | Block 2: 10< x <=20 m/kWh | Block 3: 20< x <=30 m/kWh | Block 4: 30< x <=40 m/kWh | Block 5: 40< x <=50 m/kWh | Block 6: 50< x <=60 m/kWh | Block 7: 60m/kWh < x | [6 empty] | New and NR |  |  |  |  | Retro
Base Measure Name | VCohort | New/Retro | Measure Index Name | Annual Capital $Million | MWa with TRC BC Ratio >1.0 |  |  | <10 | <20 | <30 | <40 | <50 | <60 | <70 | <80 | <90 | <100 | >100 |  | MWa with TRC BC Ratio >1.0 | HVAC | L | ENVL | R | M | HVAC | L | ENVL | R | M
ALL | New | New | Integrated Building Design-New | 24.8469 | 9.8175 |  |  | 2.8302 | 0 | 1.3511 | 3.348 | 0 | 2.8545 | 0 | [5 empty] | Integrated Building Design-New | 4.8884 | 4.9291 | 0 | 0 | 0 | 0 | 0 | 0 | 0 | 0
L | New | New | LPD Package-New | 1.7541 | 3.0788 | 0 | 3.0469 | 2.6151 | 0.32108 | 0 | 0.025869 | 0.17851 | 0.031491 | 0.0061261 | [5 empty] | LPD Package-New | 0 | 3.0788 | 0 | 0 | 0 | 0 | 0 | 0 | 0 | 0
L | NR | New | LPD Package-NR | 0.74729 | 1.995 | 0 | 2.0049 | 1.8416 | 0.054479 | 0 | 0.0092994 | 0.15202 | 0.0051178 | 0.022301 | [5 empty] | LPD Package-NR | 0 | 1.995 | 0 | 0 | 0 | 0 | 0 | 0 | 0 | 0
L | Retro | Retro | LPD Package-Retro | [16 empty] | LPD Package-Retro | 0 | 0 | 0 | 0 | 0 | 0 | 0 | 0 | 0 | 0
L | New | New | Top Day Lighting-New | 6.5713 | 1.6197 | 0 | 1.5873 | -0.010067 | 0.36424 | 0.23743 | 0.57268 | 0.13815 | 0.2554 | 6.8118e-05 | [5 empty] | Top Day Lighting-New | 0 | 1.6197 | 0 | 0 | 0 | 0 | 0 | 0 | 0 | 0
L | New | New | Perimeter Day lighting Controls (Advanced)-New | 0.035547 | 0.0035765 | 0 | 0.036633 | 0 | 0 | 0 | 0 | 0 | 0 | 0.20271 | [5 empty] | Perimeter Day lighting Controls (Advanced)-New | 0 | 0.0035765 | 0 | 0 | 0 | 0 | 0 | 0 | 0 | 0
L | NR | New | Perimeter Day lighting Controls (Advanced)-NR | 0.020616 | 0.0020744 | 0 | 0.009009 | 0 | 0 | 0 | 0 | 0 | 0 | 0.059641 | [5 empty] | Perimeter Day lighting Controls (Advanced)-NR | 0 | 0.0020744 | 0 | 0 | 0 | 0 | 0 | 0 | 0 | 0
L | New | New | Lighting Controls: Sweep, Occup, Commission-New | [16 empty] | Lighting Controls: Sweep, Occup, Commission-New | 0 | 0 | 0 | 0 | 0 | 0 | 0 | 0 | 0 | 0
HVAC | New | New | ECM on VAV Boxes-New | 0.76873 | 0.25676 | 0 | 0.25463 | 0 | 0.10609 | 0 | 0.15067 | 0 | 0 | 0 | [5 empty] | ECM on VAV Boxes-New | 0.25676 | 0 | 0 | 0 | 0 | 0 | 0 | 0 | 0 | 0
HVAC | NR | New | ECM on VAV Boxes-NR | 0.43384 | 0.16442 | 0 | 0.16433 | 0 | 0.064812 | 0.09961 | 0 | 0 | 0 | 0 | [5 empty] | ECM on VAV Boxes-NR | 0.16442 | 0 | 0 | 0 | 0 | 0 | 0 | 0 | 0 | 0
HVAC | Retro | Retro | ECM on VAV Boxes-Retro | [16 empty] | ECM on VAV Boxes-Retro | 0 | 0 | 0 | 0 | 0 | 0 | 0 | 0 | 0 | 0
HVAC | New | New | Premium HVAC Equipment-New | 3.1886 | 0.48136 | 0 | 0.35745 | 0 | 0.07013 | 0 | 0 | 0.045275 | 0.098082 | 0.30731 | [5 empty] | Premium HVAC Equipment-New | 0.48136 | 0 | 0 | 0 | 0 | 0 | 0 | 0 | 0 | 0
HVAC | NR | New | Premium HVAC Equipment-NR | 2.1042 | 0.36565 | 0 | 0.33106 | 0 | 0.036946 | 0 | 0 | 0.16016 | 0.03119 | 0.16746 | [5 empty] | Premium HVAC Equipment-NR | 0.36565 | 0 | 0 | 0 | 0 | 0 | 0 | 0 | 0 | 0
ENVL | New | New | Glass-New | 0.48965 | 0.14549 | 0 | 0.13848 | 0 | 0.002807 | 0.083047 | 0.040055 | 0.010691 | 0.014114 | 0.021896 | [5 empty] | Glass-New | 0 | 0 | 0.14549 | 0 | 0 | 0 | 0 | 0 | 0 | 0
ENVL | NR | New | Glass-NR | 0.26608 | 0.065079 | 0 | 0.087128 | 0 | 0 | 0.0072551 | 0.03699 | 0.020834 | 0.027918 | 0.15224 | [5 empty] | Glass-NR | 0 | 0 | 0.065079 | 0 | 0 | 0 | 0 | 0 | 0 | 0
ENVL | Retro | Retro | Glass-Retro | [16 empty] | Glass-Retro | 0 | 0 | 0 | 0 | 0 | 0 | 0 | 0 | 0 | 0
HVAC | Retro | Retro | Package Roof Top Optimization & Repair-Retro | [16 empty] | Package Roof Top Optimization & Repair-Retro | 0 | 0 | 0 | 0 | 0 | 0 | 0 | 0 | 0 | 0
HVAC | New | New | Variable Speed Chiller-New | 0.17063 | 0.044718 | 0 | 0.044717 | 0 | 0.010206 | 0 | 0.034512 | 0 | 0 | 0 | [5 empty] | Variable Speed Chiller-New | 0.044718 | 0 | 0 | 0 | 0 | 0 | 0 | 0 | 0 | 0
HVAC | NR | New | Variable Speed Chiller-NR | 0.30749 | 0.084215 | 0 | 0.084214 | 0 | 0.024708 | 0 | 0.059507 | 0 | 0 | 0 | [5 empty] | Variable Speed Chiller-NR | 0.084215 | 0 | 0 | 0 | 0 | 0 | 0 | 0 | 0 | 0
HVAC | Retro | Retro | Variable Speed Chiller-Retro | [16 empty] | Variable Speed Chiller-Retro | 0 | 0 | 0 | 0 | 0 | 0 | 0 | 0 | 0 | 0
HVAC | New | New | Controls Commission-New | 2.1928 | 0.49143 | 0 | 0.66482 | 0 | 0 | 0.13871 | 0.089569 | #N/A | #N/A | #N/A | [5 empty] | Controls Commission-New | 0.49143 | 0 | 0 | 0 | 0 | 0 | 0 | 0 | 0 | 0
HVAC | Retro | Retro | Built-Up HVAC Controls Optimization-Retro | [16 empty] | Built-Up HVAC Controls Optimization-Retro | 0 | 0 | 0 | 0 | 0 | 0 | 0 | 0 | 0 | 0
HVAC | Retro | Retro | Built-Up HVAC Control Retrofit-Retro | [16 empty] | Built-Up HVAC Control Retrofit-Retro | 0 | 0 | 0 | 0 | 0 | 0 | 0 | 0 | 0 | 0
HVAC | New | New | Evaporative Assist Cooling-New | [16 empty] | Evaporative Assist Cooling-New | 0 | 0 | 0 | 0 | 0 | 0 | 0 | 0 | 0 | 0
HVAC | NR | New | Evaporative Assist Cooling-NR | [16 empty] | Evaporative Assist Cooling-NR | 0 | 0 | 0 | 0 | 0 | 0 | 0 | 0 | 0 | 0
HVAC | New | New | Low Pressure Distribution-New | 7.6872 | 2.3896 | 0 | 2.3666 | -0.11648 | 0.92118 | 0.7059 | 0.5435 | 0.083721 | 0 | 0.1353 | [5 empty] | Low Pressure Distribution-New | 2.3896 | 0 | 0 | 0 | 0 | 0 | 0 | 0 | 0 | 0
HVAC | NR | New | Low Pressure Distribution-NR | [16 empty] | Low Pressure Distribution-NR | 0 | 0 | 0 | 0 | 0 | 0 | 0 | 0 | 0 | 0
HVAC | New | New | Air-side heat recovery systems-New | [16 empty] | Air-side heat recovery systems-New | 0 | 0 | 0 | 0 | 0 | 0 | 0 | 0 | 0 | 0
HVAC | Retro | Retro | Air-side heat recovery systems-Retro | [16 empty] | Air-side heat recovery systems-Retro | 0 | 0 | 0 | 0 | 0 | 0 | 0 | 0 | 0 | 0
HVAC | New | New | Demand Control Ventilation-New | [16 empty] | Demand Control Ventilation-New | 0 | 0 | 0 | 0 | 0 | 0 | 0 | 0 | 0 | 0
HVAC | Retro | Retro | Demand Control Ventilation (Parking)-Retro | [16 empty] | Demand Control Ventilation (Parking)-Retro | 0 | 0 | 0 | 0 | 0 | 0 | 0 | 0 | 0 | 0
HVAC | New | New | Efficienct fans, pumps and drives-New | [16 empty] | Efficienct fans, pumps and drives-New | 0 | 0 | 0 | 0 | 0 | 0 | 0 | 0 | 0 | 0
HVAC | NR | New | Efficienct fans, pumps and drives-NR | [16 empty] | Efficienct fans, pumps and drives-NR | 0 | 0 | 0 | 0 | 0 | 0 | 0 | 0 | 0 | 0
HVAC | Retro | Retro | Efficienct fans, pumps and drives-Retro | [16 empty] | Efficienct fans, pumps and drives-Retro | 0 | 0 | 0 | 0 | 0 | 0 | 0 | 0 | 0 | 0
HVAC | Retro | Retro | VSD, ASD-Retro | [16 empty] | VSD, ASD-Retro | 0 | 0 | 0 | 0 | 0 | 0 | 0 | 0 | 0 | 0
ENVL | NR | New | ReRoof-NR | 1.0483 | 0.61644 | 0 | 0.60704 | 0.15868 | 0.30449 | 0.1271 | 0.0070528 | 0.020856 | 0.010269 | 0.0017007 | [5 empty] | ReRoof-NR | 0 | 0 | 0.61644 | 0 | 0 | 0 | 0 | 0 | 0 | 0
R | Retro | Retro | Grocery Refrigeration Bundle-Retro | [16 empty] | Grocery Refrigeration Bundle-Retro | 0 | 0 | 0 | 0 | 0 | 0 | 0 | 0 | 0 | 0
R | New | New | Grocery Refrigeration Heat Recovery-New | [16 empty] | Grocery Refrigeration Heat Recovery-New | 0 | 0 | 0 | 0 | 0 | 0 | 0 | 0 | 0 | 0
W | Retro | Retro | Demand controlled circulating systems-Retro | [16 empty] | Demand controlled circulating systems-Retro | 0 | 0 | 0 | 0 | 0 | 0 | 0 | 0 | 0 | 0
M | Retro | Retro | Plug Load Sensor-Retro | [16 empty] | Plug Load Sensor-Retro | 0 | 0 | 0 | 0 | 0 | 0 | 0 | 0 | 0 | 0
M | New | New | Premium Fume Hood-New |  |  |  |  | <50: 0.95 |  | Premium Fume Hood-New | 0 | 0 | 0 | 0 | 0.95 | 0 | 0 | 0 | 0 | 0
[21 empty] | 9.1665 | 11.6283 | 0.82701 | 0 | 0.95 | 0 | 0 | 0 | 0 | 0
|  |  | Total from Buildings | 52.6333 | 21.6219 | 0 | 11.7852 | 7.319 | 2.2812 | 2.7501 | 4.9177 | #N/A | #N/A | #N/A
|  |  | Total from Stand Alone | 18.6918
|  |  |  | 71.3251 | [34 empty] | DATA FOR CHARTS APPEARS BELOW CATEGORIZED IN SEVERAL DIFFERENT WAYS. USE AUTO FILTER TO PARSE. NEW AND NR MEASURES COMBINED BY NAME.
|  | 85% | Achievable | 60.6263
Technical Potential - Incremental
For Tally ChartNew (COMBINE NEW AND NR, PLOT ONLY NEW)
|  |  | Year 2025 | Measures with B/C>1.00 | Measures with B/C>1.00 | Categories with B/C>1.00 | % of Measures with B/C >1.00 | Block 1: x <=10 m/kWh | Block 2: 10< x <=20 m/kWh | Block 3: 20< x <=30 m/kWh | Block 4: 30< x <=40 m/kWh | Block 5: 40< x <=50 m/kWh | Block 6: 50< x <=60 m/kWh | Block 7: 60m/kWh < x |  |  |  |  | Measures with B/C>1.00 |  | New and NR |  |  |  |  | Retro | [12 empty] | 0 | Year 2025 | Measures with B/C>1.00 | Categories with B/C>1.00 | % of Measures with B/C >1.00 | Block 1: x <=10 m/kWh | Block 2: 10< x <=20 m/kWh | Block 3: 20< x <=30 m/kWh | Block 4: 30< x <=40 m/kWh | Block 5: 40< x <=50 m/kWh | Block 6: 50< x <=60 m/kWh | Block 7: 60m/kWh < x
End Use | VCohort | Flag New/Retro | Measure Index Name | 2025 Capital $Million | MWa with TRC BC Ratio >1.0 |  |  | <10 | <20 | <30 | <40 | <50 | <60 | <70 | <80 | <90 | <100 | >100 | Levelized Cost of B/C>1 |  | HVAC | L | ENVL | R | M | HVAC | L | ENVL | R | M | lvl cost | [7 empty] | Flag New/Retro | Measure Index Name | MWa with TRC BC Ratio >1.0 | Categories with B/C>1.00 | % of Measures with B/C >1.00 | <10 | <20 | <30 | <40 | <50 | <60 | <70
ALL | New | New | Integrated Building Design-New | 570.4774 | 196.349 |  |  | <10: 56.6047; <30: 27.0214; <40: 66.9595; <60: 57.0896 | 15.7905 | Integrated Building Design-New | 97.7679 | 98.5812 | 0 | 0 | 0 | 0 | 0 | 0 | 0 | 0 | 15.7905 | [7 empty] | New | Integrated Building Design-New | 196.349 | 0 | 0 | 56.6047 | 0 | 27.0214 | 66.9595 | 0 | 57.0896 | 0
L | New | New | LPD Package-New | 42.0994 | 73.8921 | 0 | 73.1264 | 62.7612 | 7.7059 | 0 | 0.62086 | 4.2843 | 0.75579 | 0.14703 |  |  |  |  | 4.7857 | LPD Package-New | 0 | 73.8921 | 0 | 0 | 0 | 0 | 0 | 0 | 0 | 0 | 4.7857 | [7 empty] | New | LPD Package-New | 73.8921 | 0 | 73.1264 | 62.7612 | 7.7059 | 0 | 0.62086 | 4.2843 | 0.75579 | 0.14703
L | NR | New | LPD Package-NR | 15.6932 | 41.8954 | 0 | 42.103 | 38.6732 | 1.1441 | 0 | 0.19529 | 3.1923 | 0.10747 | 0.46833 |  |  |  |  | 3.1464 | LPD Package-NR | 0 | 41.8954 | 0 | 0 | 0 | 0 | 0 | 0 | 0 | 0 | 3.1464 | [7 empty] | New | LPD Package-NR | 41.8954 | 0 | 42.103 | 38.6732 | 1.1441 | 0 | 0.19529 | 3.1923 | 0.10747 | 0.46833
L | Retro | Retro | LPD Package-Retro | 386.0075 | 153.5831 | 0 | 152.6571 | 47.356 | 31.9558 | 28.3961 | 25.1705 | 24.5973 | 6.0433 | 27.1173 |  |  |  |  | 21.1115 | LPD Package-Retro | 0 | 0 | 0 | 0 | 0 | 0 | 153.5831 | 0 | 0 | 0 | 21.1115 | [7 empty] | Retro | LPD Package-Retro | 153.5831 | 0 | 152.6571 | 47.356 | 31.9558 | 28.3961 | 25.1705 | 24.5973 | 6.0433 | 27.1173
L | New | New | Top Day Lighting-New | 164.2831 | 40.4932 | 0 | 39.6821 | -0.25168 | 9.1059 | 5.9356 | 14.3169 | 3.4537 | 6.3849 | 0.0017029 |  |  |  |  | 34.0782 | Top Day Lighting-New | 0 | 40.4932 | 0 | 0 | 0 | 0 | 0 | 0 | 0 | 0 | 34.0782 | [7 empty] | New | Top Day Lighting-New | 40.4932 | 0 | 39.6821 | -0.25168 | 9.1059 | 5.9356 | 14.3169 | 3.4537 | 6.3849 | 0.0017029
L | New | New | Perimeter Day lighting Controls (Advanced)-New | 0.85312 | 0.085836 | 0 | 0.8792 | 0 | 0 | 0 | 0 | 0 | 0 | 4.865 |  |  |  |  | 85 | Perimeter Day lighting Controls (Advanced)-New | 0 | 0.085836 | 0 | 0 | 0 | 0 | 0 | 0 | 0 | 0 | 85 | [7 empty] | New | Perimeter Day lighting Controls (Advanced)-New | 0.085836 | 0 | 0.8792 | 0 | 0 | 0 | 0 | 0 | 0 | 4.865
L | NR | New | Perimeter Day lighting Controls (Advanced)-NR | 0.49479 | 0.049786 | 0 | 0.21622 | 0 | 0 | 0 | 0 | 0 | 0 | 1.4314 |  |  |  |  | 83.4789 | Perimeter Day lighting Controls (Advanced)-NR | 0 | 0.049786 | 0 | 0 | 0 | 0 | 0 | 0 | 0 | 0 | 83.4789 | [7 empty] | New | Perimeter Day lighting Controls (Advanced)-NR | 0.049786 | 0 | 0.21622 | 0 | 0 | 0 | 0 | 0 | 0 | 1.4314
L | New | New | Lighting Controls: Sweep, Occup, Commission-New | [16 empty] | Lighting Controls: Sweep, Occup, Commission-New | 0 | 0 | 0 | 0 | 0 | 0 | 0 | 0 | 0 | 0 | 0 | [7 empty] | New | Lighting Controls: Sweep, Occup, Commission-New | 0 | 0 | 0 | 0 | 0 | 0 | 0 | 0 | 0 | 0
HVAC | New | New | ECM on VAV Boxes-New | 18.4495 | 6.1622 | 0 | 6.1111 | 0 | 2.546 | 0 | 3.6161 | 0 | 0 | 0 |  |  |  |  | 25.1489 | ECM on VAV Boxes-New | 6.1622 | 0 | 0 | 0 | 0 | 0 | 0 | 0 | 0 | 0 | 25.1489 | [7 empty] | New | ECM on VAV Boxes-New | 6.1622 | 0 | 6.1111 | 0 | 2.546 | 0 | 3.6161 | 0 | 0 | 0
HVAC | NR | New | ECM on VAV Boxes-NR | 10.4122 | 3.9461 | 0 | 3.9439 | 0 | 1.5555 | 2.3907 | 0 | 0 | 0 | 0 |  |  |  |  | 22.1633 | ECM on VAV Boxes-NR | 3.9461 | 0 | 0 | 0 | 0 | 0 | 0 | 0 | 0 | 0 | 22.1633 | [7 empty] | New | ECM on VAV Boxes-NR | 3.9461 | 0 | 3.9439 | 0 | 1.5555 | 2.3907 | 0 | 0 | 0 | 0
HVAC | Retro | Retro | ECM on VAV Boxes-Retro | [16 empty] | ECM on VAV Boxes-Retro | 0 | 0 | 0 | 0 | 0 | 0 | 0 | 0 | 0 | 0 | 0 | [7 empty] | Retro | ECM on VAV Boxes-Retro | 0 | 0 | 0 | 0 | 0 | 0 | 0 | 0 | 0 | 0
HVAC | New | New | Premium HVAC Equipment-New | 76.5274 | 11.5527 | 0 | 8.5788 | 0 | 1.6831 | 0 | 0 | 1.0866 | 2.354 | 7.3754 |  |  |  |  | 57.0896 | Premium HVAC Equipment-New | 11.5527 | 0 | 0 | 0 | 0 | 0 | 0 | 0 | 0 | 0 | 57.0896 | [7 empty] | New | Premium HVAC Equipment-New | 11.5527 | 0 | 8.5788 | 0 | 1.6831 | 0 | 0 | 1.0866 | 2.354 | 7.3754
HVAC | NR | New | Premium HVAC Equipment-NR | 44.1886 | 7.6786 | 0 | 6.9522 | 0 | 0.77586 | 0 | 0 | 3.3633 | 0.655 | 3.5167 |  |  |  |  | 48.3387 | Premium HVAC Equipment-NR | 7.6786 | 0 | 0 | 0 | 0 | 0 | 0 | 0 | 0 | 0 | 48.3387 | [7 empty] | New | Premium HVAC Equipment-NR | 7.6786 | 0 | 6.9522 | 0 | 0.77586 | 0 | 0 | 3.3633 | 0.655 | 3.5167
ENVL | New | New | Glass-New | 10.2826 | 3.0553 | 0 | 2.908 | 0 | 0.058948 | 1.744 | 0.84116 | 0.22451 | 0.2964 | 0.45981 |  |  |  |  | 15.0893 | Glass-New | 0 | 0 | 3.0553 | 0 | 0 | 0 | 0 | 0 | 0 | 0 | 15.0893 | [7 empty] | New | Glass-New | 3.0553 | 0 | 2.908 | 0 | 0.058948 | 1.744 | 0.84116 | 0.22451 | 0.2964 | 0.45981
ENVL | NR | New | Glass-NR | 5.3216 | 1.3016 | 0 | 1.7426 | 0 | 0 | 0.1451 | 0.73979 | 0.41668 | 0.55837 | 3.0448 |  |  |  |  | 36.6625 | Glass-NR | 0 | 0 | 1.3016 | 0 | 0 | 0 | 0 | 0 | 0 | 0 | 36.6625 | [7 empty] | New | Glass-NR | 1.3016 | 0 | 1.7426 | 0 | 0 | 0.1451 | 0.73979 | 0.41668 | 0.55837 | 3.0448
ENVL | Retro | Retro | Glass-Retro | 78.3434 | 20.8745 | 0 | 18.9203 | 0 | 0 | 14.5022 | 1.6793 | 1.7378 | 2.9551 | 1.9305 |  |  |  |  | 33.6536 | Glass-Retro | 0 | 0 | 0 | 0 | 0 | 0 | 0 | 20.8745 | 0 | 0 | 33.6536 | [7 empty] | Retro | Glass-Retro | 20.8745 | 0 | 18.9203 | 0 | 0 | 14.5022 | 1.6793 | 1.7378 | 2.9551 | 1.9305
HVAC | Retro | Retro | Package Roof Top Optimization & Repair-Retro | 341.08 | 88.5711 | 0 | 80.0773 | 15.1117 | 4.6974 | 17.0038 | 19.9637 | 21.1933 | 10.5625 | 13.9459 |  |  |  |  | 32.3467 | Package Roof Top Optimization & Repair-Retro | 0 | 0 | 0 | 0 | 0 | 88.5711 | 0 | 0 | 0 | 0 | 32.3467 | [7 empty] | Retro | Package Roof Top Optimization & Repair-Retro | 88.5711 | 0 | 80.0773 | 15.1117 | 4.6974 | 17.0038 | 19.9637 | 21.1933 | 10.5625 | 13.9459
HVAC | New | New | Variable Speed Chiller-New | 4.2658 | 1.1179 | 0 | 1.1179 | 0 | 0.25514 | 0 | 0.8628 | 0 | 0 | 0 |  |  |  |  | 32.0512 | Variable Speed Chiller-New | 1.1179 | 0 | 0 | 0 | 0 | 0 | 0 | 0 | 0 | 0 | 32.0512 | [7 empty] | New | Variable Speed Chiller-New | 1.1179 | 0 | 1.1179 | 0 | 0.25514 | 0 | 0.8628 | 0 | 0 | 0
HVAC | NR | New | Variable Speed Chiller-NR | 7.6873 | 2.1054 | 0 | 2.1053 | 0 | 0.61769 | 0 | 1.4877 | 0 | 0 | 0 |  |  |  |  | 30.6699 | Variable Speed Chiller-NR | 2.1054 | 0 | 0 | 0 | 0 | 0 | 0 | 0 | 0 | 0 | 30.6699 | [7 empty] | New | Variable Speed Chiller-NR | 2.1054 | 0 | 2.1053 | 0 | 0.61769 | 0 | 1.4877 | 0 | 0 | 0
HVAC | Retro | Retro | Variable Speed Chiller-Retro | [16 empty] | Variable Speed Chiller-Retro | 0 | 0 | 0 | 0 | 0 | 0 | 0 | 0 | 0 | 0 | 0 | [7 empty] | Retro | Variable Speed Chiller-Retro | 0 | 0 | 0 | 0 | 0 | 0 | 0 | 0 | 0 | 0
HVAC | New | New | Controls Commission-New | 43.8555 | 9.8286 | 0 | 13.2964 | 0 | 0 | 2.7741 | 1.7914 | #N/A | #N/A | #N/A |  |  |  |  | 37.4797 | Controls Commission-New | 9.8286 | 0 | 0 | 0 | 0 | 0 | 0 | 0 | 0 | 0 | 37.4797 | [7 empty] | New | Controls Commission-New | 9.8286 | 0 | 13.2964 | 0 | 0 | 2.7741 | 1.7914 | #N/A | #N/A | #N/A
HVAC | Retro | Retro | Built-Up HVAC Controls Optimization-Retro | 199.5125 | 45.885 | 0 | 44.427 | 0 | 0 | 3.0119 | 40.0471 | #N/A | #N/A | #N/A |  |  |  |  | 36.5229 | Built-Up HVAC Controls Optimization-Retro | 0 | 0 | 0 | 0 | 0 | 45.885 | 0 | 0 | 0 | 0 | 36.5229 | [7 empty] | Retro | Built-Up HVAC Controls Optimization-Retro | 45.885 | 0 | 44.427 | 0 | 0 | 3.0119 | 40.0471 | #N/A | #N/A | #N/A
HVAC | Retro | Retro | Built-Up HVAC Control Retrofit-Retro | [16 empty] | Built-Up HVAC Control Retrofit-Retro | 0 | 0 | 0 | 0 | 0 | 0 | 0 | 0 | 0 | 0 | 0 | [7 empty] | Retro | Built-Up HVAC Control Retrofit-Retro | 0 | 0 | 0 | 0 | 0 | 0 | 0 | 0 | 0 | 0
HVAC | New | New | Evaporative Assist Cooling-New | [16 empty] | Evaporative Assist Cooling-New | 0 | 0 | 0 | 0 | 0 | 0 | 0 | 0 | 0 | 0 | 0 | [7 empty] | New | Evaporative Assist Cooling-New | 0 | 0 | 0 | 0 | 0 | 0 | 0 | 0 | 0 | 0
HVAC | NR | New | Evaporative Assist Cooling-NR | [16 empty] | Evaporative Assist Cooling-NR | 0 | 0 | 0 | 0 | 0 | 0 | 0 | 0 | 0 | 0 | 0 | [7 empty] | New | Evaporative Assist Cooling-NR | 0 | 0 | 0 | 0 | 0 | 0 | 0 | 0 | 0 | 0
HVAC | New | New | Low Pressure Distribution-New | 176.8059 | 54.9609 | 0 | 54.4318 | -2.679 | 21.1872 | 16.2356 | 12.5006 | 1.9256 | 0 | 3.112 |  |  |  |  | 27.0214 | Low Pressure Distribution-New | 54.9609 | 0 | 0 | 0 | 0 | 0 | 0 | 0 | 0 | 0 | 27.0214 | [7 empty] | New | Low Pressure Distribution-New | 54.9609 | 0 | 54.4318 | -2.679 | 21.1872 | 16.2356 | 12.5006 | 1.9256 | 0 | 3.112
HVAC | NR | New | Low Pressure Distribution-NR | [16 empty] | Low Pressure Distribution-NR | 0 | 0 | 0 | 0 | 0 | 0 | 0 | 0 | 0 | 0 | 0 | [7 empty] | New | Low Pressure Distribution-NR | 0 | 0 | 0 | 0 | 0 | 0 | 0 | 0 | 0 | 0
HVAC | New | New | Air-side heat recovery systems-New | [16 empty] | Air-side heat recovery systems-New | 0 | 0 | 0 | 0 | 0 | 0 | 0 | 0 | 0 | 0 | 0 | [7 empty] | New | Air-side heat recovery systems-New | 0 | 0 | 0 | 0 | 0 | 0 | 0 | 0 | 0 | 0
HVAC | Retro | Retro | Air-side heat recovery systems-Retro | [16 empty] | Air-side heat recovery systems-Retro | 0 | 0 | 0 | 0 | 0 | 0 | 0 | 0 | 0 | 0 | 0 | [7 empty] | Retro | Air-side heat recovery systems-Retro | 0 | 0 | 0 | 0 | 0 | 0 | 0 | 0 | 0 | 0
HVAC | New | New | Demand Control Ventilation-New | [16 empty] | Demand Control Ventilation-New | 0 | 0 | 0 | 0 | 0 | 0 | 0 | 0 | 0 | 0 | 0 | [7 empty] | New | Demand Control Ventilation-New | 0 | 0 | 0 | 0 | 0 | 0 | 0 | 0 | 0 | 0
HVAC | Retro | Retro | Demand Control Ventilation (Parking)-Retro | [16 empty] | Demand Control Ventilation (Parking)-Retro | 0 | 0 | 0 | 0 | 0 | 0 | 0 | 0 | 0 | 0 | 0 | [7 empty] | Retro | Demand Control Ventilation (Parking)-Retro | 0 | 0 | 0 | 0 | 0 | 0 | 0 | 0 | 0 | 0
HVAC | New | New | Efficienct fans, pumps and drives-New | [16 empty] | Efficienct fans, pumps and drives-New | 0 | 0 | 0 | 0 | 0 | 0 | 0 | 0 | 0 | 0 | 0 | [7 empty] | New | Efficienct fans, pumps and drives-New | 0 | 0 | 0 | 0 | 0 | 0 | 0 | 0 | 0 | 0
HVAC | NR | New | Efficienct fans, pumps and drives-NR | [16 empty] | Efficienct fans, pumps and drives-NR | 0 | 0 | 0 | 0 | 0 | 0 | 0 | 0 | 0 | 0 | 0 | [7 empty] | New | Efficienct fans, pumps and drives-NR | 0 | 0 | 0 | 0 | 0 | 0 | 0 | 0 | 0 | 0
HVAC | Retro | Retro | Efficienct fans, pumps and drives-Retro | [16 empty] | Efficienct fans, pumps and drives-Retro | 0 | 0 | 0 | 0 | 0 | 0 | 0 | 0 | 0 | 0 | 0 | [7 empty] | Retro | Efficienct fans, pumps and drives-Retro | 0 | 0 | 0 | 0 | 0 | 0 | 0 | 0 | 0 | 0
HVAC | Retro | Retro | VSD, ASD-Retro | 2.5 | 4 | 0 | 0 | 0 | 0 | 2.5 | 1.5 | 0 | 0 | 0 |  |  |  |  | 35 | VSD, ASD-Retro | 0 | 0 | 0 | 0 | 0 | 4 | 0 | 0 | 0 | 0 | 35 | [7 empty] | Retro | VSD, ASD-Retro | 4 | 0 | 0 | 0 | 0 | 2.5 | 1.5 | 0 | 0 | 0
ENVL | NR | New | ReRoof-NR | 22.0133 | 12.9453 | 0 | 12.7479 | 3.3323 | 6.3943 | 2.6692 | 0.14811 | 0.43797 | 0.21564 | 0.035715 |  |  |  |  | 15.2481 | ReRoof-NR | 0 | 0 | 12.9453 | 0 | 0 | 0 | 0 | 0 | 0 | 0 | 15.2481 | [7 empty] | New | ReRoof-NR | 12.9453 | 0 | 12.7479 | 3.3323 | 6.3943 | 2.6692 | 0.14811 | 0.43797 | 0.21564 | 0.035715
R | Retro | Retro | Grocery Refrigeration Bundle-Retro | 90.3132 | 40.435 | 0 | 39.8178 | 8.2836 | 6.568 | 16.1256 | 9.4577 | 0 | 3.7093 | 10.5928 |  |  |  |  | 20.0281 | Grocery Refrigeration Bundle-Retro | 0 | 0 | 0 | 0 | 0 | 0 | 0 | 0 | 40.435 | 0 | 20.0281 | Cost-Effective Technical Potential | [6 empty] | Retro | Grocery Refrigeration Bundle-Retro | 40.435 | 0 | 39.8178 | 8.2836 | 6.568 | 16.1256 | 9.4577 | 0 | 3.7093 | 10.5928
R | New | New | Grocery Refrigeration Heat Recovery-New | [16 empty] | Grocery Refrigeration Heat Recovery-New | 0 | 0 | 0 | 0 | 0 | 0 | 0 | 0 | 0 | 0 | 0 |  | Lost-Opprtunity | Retrofit | Annual Lost-Opportunity |  | lvl cost LO | lvl Cost Retro | New | Grocery Refrigeration Heat Recovery-New | 0 | 0 | 0 | 0 | 0 | 0 | 0 | 0 | 0 | 0
W | Retro | Retro | Demand controlled circulating systems-Retro | [16 empty] | Demand controlled circulating systems-Retro | 0 | 0 | 0 | 0 | 0 | 0 | 0 | 0 | 0 | 0 | 0 | HVAC | 195.1203 | 138.4561 | 9.1665 | 7.7916 | 24.4508 | 33.8074 | Retro | Demand controlled circulating systems-Retro | 0 | 0 | 0 | 0 | 0 | 0 | 0 | 0 | 0 | 0
M | Retro | Retro | Plug Load Sensor-Retro | 56.3699 | 15.7028 | 0 | 15.1155 | 0 | 0 | 0 | 15.7028 | 0 | 0 | 0 |  |  |  |  | 32.1896 | Plug Load Sensor-Retro | 0 | 0 | 0 | 0 | 0 | 0 | 0 | 0 | 0 | 15.7028 | 32.1896 | Lighting | 254.9975 | 153.5831 | 11.6283 | 9.884 | 13.4648 | 21.1115 | Retro | Plug Load Sensor-Retro | 15.7028 | 0 | 15.1155 | 0 | 0 | 0 | 15.7028 | 0 | 0 | 0
M | New | New | Premium Fume Hood-New |  | 19 |  |  | <50: 19 | 39.1974 | Premium Fume Hood-New | 0 | 0 | 0 | 0 | 19 | 0 | 0 | 0 | 0 | 0 | 39.1974 | Envelope | 17.3022 | 20.8745 | 0.82701 | 0.70296 | 16.831 | 33.6536 | New | Premium Fume Hood-New | 19 | 0 | 0 | 0 | 0 | 0 | 0 | 19 | 0 | 0
|  |  | Technical |  | 855.4713
|  |  | Total Buildings | 2367.8373 | 855.4713 | 0 | 620.9578 | 229.1921 | 96.2509 | 140.4553 | 217.6013 | #N/A | #N/A | #N/A
|  |  | Total Retro Buildings | 1154.1265
|  |  | Total Lost Op Buildings | 1213.7108
|  | 85% | Achievable | 2025 $ | Annual $
|  |  | Total Buildings | 2012.6617
|  |  | Total Retro Buildings | 981.0075
|  |  | Total Lost Op Buildings | 1031.6542
|  |  | Total Stand Alone | 541.8118
|  |  | Total Retro Stand Alone | 167.9759
|  |  | Totasl Lost Op Stand Alone | 373.8359
|  |  | Total | 2554.4735 | 127.7237
|  |  | Retro | 1148.9834 | 57.4492
|  |  | Lost Op | 1405.4901 | 70.2745
[32 empty] | Refrigeration | 0 | 40.435 | 0 | 0 | 0 | 20.0281
|  |  | Buildings |  |  |  |  | <10 | <20 | <30 | <40 | <50 | <60 | <70 | <80 | <90 | <100 | >100 | [13 empty] | Equipment | 19 | 15.7028 | 0.95 | 0.8075 | 39.1974 | 32.1896
|  |  | Incremental 2025 Total |  |  | 0 | 620.9578 | 229.1921 | 96.2509 | 140.4553 | 217.6013 | #N/A | #N/A | #N/A | [5 empty] | MWa | 195.1203 | 254.9975 | 17.3022 | 0 | 19 | 138.4561 | 153.5831 | 20.8745 | 40.435 | 15.7028 |  |  | 486.42 | 369.0514 | 22.5719
|  |  | Incremental 2025 Lost Opportunity |  |  |  |  | 158.4408 | 53.0297 | 58.9157 | 104.0802 | #N/A | #N/A | #N/A | [5 empty] | lvl cost | 24.4508 | 13.4648 | 16.831 |  | 39.1974 | 33.8074 | 21.1115 | 33.6536 | 20.0281 | 32.1896
|  |  | Incremental 2025 Retrofit |  |  |  |  | 70.7514 | 43.2212 | 81.5396 | 113.5211 | #N/A | #N/A | #N/A | [17 empty] | Cost-Effective Achievable Potential |  |  | 85%
[20 empty] | 2004-03-25 | - Cost-Effective L, HVAC, & Env Conservation in 2025 (MWa) | [11 empty] | Lost-Opprtunity | Retrofit | Annual Lost-Opportunity |  | lvl cost LO | lvl Cost Retro
|  |  | Cumulative 2025 Total |  | 855.4713 |  |  | 229.1921 | 325.4431 | 465.8983 | 683.4996 | #N/A | #N/A | #N/A | #N/A | #N/A | #N/A | #N/A |  |  | New and NR |  |  |  |  | Retro | [5 empty] | HVAC | 165.8522 | 117.6877 | 7.7916 |  | 24.4508 | 33.8074
|  |  | Cumulative 2025 Lost Opportunity |  |  |  |  | 158.4408 | 211.4705 | 270.3862 | 374.4664 | #N/A | #N/A | #N/A | [6 empty] | HVAC | L | ENVL | R | M | HVAC | L | ENVL | R | M |  | Lighting | 216.7479 | 130.5457 | 9.884 |  | 13.4648 | 21.1115
|  |  | Cumulative 2025 Lost Retro |  |  |  |  | 70.7514 | 113.9726 | 195.5121 | 309.0332 | #N/A | #N/A | #N/A | [5 empty] | Curve to Date Total | 486.42 |  |  |  |  | 353.3486 | [5 empty] | Envelope | 14.7068 | 17.7433 | 0.70296 |  | 16.831 | 33.6536
[20 empty] | Curve to Date -End Use | 195.1203 | 254.9975 | 17.3022 | 0 | 19 | 138.4561 | 153.5831 | 20.8745 | 40.435 | 15.7028 |  | Refrigeration | 0 | 34.3697 | 0 |  | 0 | 20.0281
|  |  | Cost-Effective Amount is 855 MWa | [28 empty] | Equipment | 16.15 | 13.3473 | 0.8075 |  | 39.1974 | 32.1896
[33 empty] | 413.457 | 313.6937 | 19.1861
|  |  | Infrastructure and Appliances |  |  |  |  | <10 | <20 | <30 | <40 | <50 | <60 | <70 | <80 | <90 | <100 | >100
|  |  | Incremental 2025 Total | [28 empty] | Cost-Effective Achievable Potential |  |  | 0.85
|  |  | Incremental 2025 Lost Opportunity | [29 empty] | Lost-Opprtunity | Retrofit | Annual Lost-Opportunity |  | lvl cost LO | lvl Cost Retro
|  |  | Incremental 2025 Retrofit | [28 empty] | 0 | MWa | 0 | 0 |  | 23.676 | 23.676
[32 empty] | 0 | Lost-Op | Retro | Annual Lost-Op |  | 40 | 40
|  |  | Cumulative 2025 Total |  | 453.8673 |  |  | 95.2862 | 267.1666 | 403.1587 | 427.7454 | 437.7201 | 444.1017 | 449.1017 | 460.5996 | 460.8421 | 466.2211 | 466.2902 | [13 empty] | Municipal Sewage Treatment | 14.9748 | 42.9453 | 0.74874 |  | 29.7168 | 29.7168
|  |  | Cumulative 2025 Lost Opportunity |  |  |  |  | 77.279 | 217.6778 | 306.5232 | 318.063 | 321.0755 | 322.5942 | 324.0228 | 326.849 | 326.8747 | 328.2654 | 328.2699 | [13 empty] | Municipal Water Supply | 6.0714 | 15.1786 | 0.30357 |  | 26.5967 | 26.5967
|  |  | Cumulative 2025 Lost Retro |  |  |  |  | 18.0072 | 49.4888 | 96.6354 | 109.6824 | 116.6446 | 121.5075 | 125.0789 | 133.7507 | 133.9673 | 137.9556 | 138.0202 | [13 empty] | LED Traffic Lights | 1.2422 | 10.4479 | 0.062109 |  | 26.8735 | 26.8735
[32 empty] | LED Exit Signs | 2.8904 | 41.4456 | 0.14452 |  | 19 | 19
|  |  | Cost-Effective Amount is 454 MWa | [28 empty] | Network PC Power Management | 61.9488 | 0.16381 | 3.0974 |  | 18.6625 | 18.6625 | Technical Potential - Cumulative
[33 empty] | 120.7 | 0 | 6.035
Year 2025
|  |  | All Measures | 2025 Capital $Million | MWa with TRC BC Ratio >1.0 |  |  | <10 | <20 | <30 | <40 | <50 | <60 | <70 | <80 | <90 | <100 | >100 | [20 empty] | Flag New/Retro | Measure Index Name | MWa with TRC BC Ratio >1.0 | Categories with B/C>1.00 | % of Measures with B/C >1.00 | <10 | <20 | <30 | <40 | <50 | <60 | <70
|  |  | Incremental 2025 Total | [28 empty] | Cost-Effective Achievable Potential |  |  | 85% |  |  |  | New | Integrated Building Design-New | 196.349 |  |  | 56.6047 | 56.6047 | 83.6261 | 150.5857 | 150.5857 | 207.6752 | 207.6752
|  |  | Incremental 2025 Lost Opportunity | [29 empty] | Lost-Opprtunity | Retrofit | Annual Lost-Opportunity |  | lvl cost LO | lvl Cost Retro | New | LPD Package-New | 73.8921 |  |  | 62.7612 | 70.4671 | 70.4671 | 71.088 | 75.3723 | 76.1281 | 76.2751
|  |  | Incremental 2025 Retrofit | [28 empty] | HVAC | 165.8522 | 117.6877 | 7.7916 |  | 24.4508 | 33.8074 | New | LPD Package-NR | 41.8954 |  |  | 38.6732 | 39.8173 | 39.8173 | 40.0126 | 43.2049 | 43.3124 | 43.7807
[32 empty] | Lighting | 216.7479 | 130.5457 | 9.884 |  | 13.4648 | 21.1115 | Retro | LPD Package-Retro | 153.5831 |  |  | 47.356 | 79.3117 | 107.7078 | 132.8783 | 157.4755 | 163.5188 | 190.6361
|  |  | Cumulative 2025 Total |  | 1309.3386 |  |  | 324.4783 | 592.6096 | 869.057 | 1111.2451 | #N/A | #N/A | #N/A | #N/A | #N/A | #N/A | #N/A | [13 empty] | Envelope | 14.7068 | 17.7433 | 0.70296 |  | 16.831 | 33.6536 | New | Top Day Lighting-New | 40.4932 |  |  | -0.25168 | 8.8542 | 14.7899 | 29.1068 | 32.5605 | 38.9455 | 38.9472
|  |  | Cumulative 2025 Lost Opportunity |  |  |  |  | 235.7197 | 429.1483 | 576.9094 | 692.5295 | #N/A | #N/A | #N/A | 326.849 | 326.8747 | 328.2654 | 328.2699 | [13 empty] | Equipment | 82.2313 | 99.7744 | 4.1116 |  | 22.8314 | 21.9425 | New | Perimeter Day lighting Controls (Advanced)-New | 0.085836 |  |  | 0 | 0 | 0 | 0 | 0 | 0 | 4.865
|  |  | Cumulative 2025 Retro |  |  |  |  | 88.7585 | 163.4614 | 292.1476 | 418.7156 | #N/A | #N/A | #N/A | 133.7507 | 133.9673 | 137.9556 | 138.0202 | [13 empty] | Infrastructure | 21.0462 | 58.1239 | 1.0523 |  | #VALUE! | #VALUE! | New | Perimeter Day lighting Controls (Advanced)-NR | 0.049786 |  |  | 0 | 0 | 0 | 0 | 0 | 0 | 1.4314
|  |  | #N/A | [28 empty] | Total Cost-Effective Achievable Potential is 924 MWa | 500.5845 | 423.8749 | 23.5425 |  | #VALUE! | #VALUE! | New | Lighting Controls: Sweep, Occup, Commission-New | 0 |  |  | 0 | 0 | 0 | 0 | 0 | 0 | 0
|  |  | Cost-Effective Amount is 1309 MWa | [35 empty] | New | ECM on VAV Boxes-New | 6.1622 |  |  | 0 | 2.546 | 2.546 | 6.1622 | 6.1622 | 6.1622 | 6.1622
|  |  | Cost-Effective & Acievable Potential is 1113 MWa | 85% | 1112.9378 | [31 empty] | #VALUE! |  | New | ECM on VAV Boxes-NR | 3.9461 |  |  | 0 | 1.5555 | 3.9461 | 3.9461 | 3.9461 | 3.9461 | 3.9461
[39 empty] | Retro | ECM on VAV Boxes-Retro | 0 |  |  | 0 | 0 | 0 | 0 | 0 | 0 | 0
[39 empty] | New | Premium HVAC Equipment-New | 11.5527 |  |  | 0 | 1.6831 | 1.6831 | 1.6831 | 2.7697 | 5.1237 | 12.4991
[39 empty] | New | Premium HVAC Equipment-NR | 7.6786 |  |  | 0 | 0.77586 | 0.77586 | 0.77586 | 4.1391 | 4.7941 | 8.3108
[39 empty] | New | Glass-New | 3.0553 |  |  | 0 | 0.058948 | 1.8029 | 2.6441 | 2.8686 | 3.165 | 3.6248
[39 empty] | New | Glass-NR | 1.3016 |  |  | 0 | 0 | 0.1451 | 0.88489 | 1.3016 | 1.8599 | 4.9047
[39 empty] | Retro | Glass-Retro | 20.8745 |  |  | 0 | 0 | 14.5022 | 16.1815 | 17.9194 | 20.8745 | 22.805
[39 empty] | Retro | Package Roof Top Optimization & Repair-Retro | 88.5711 |  |  | 15.1117 | 19.8092 | 36.813 | 56.7767 | 77.97 | 88.5325 | 102.4784
[39 empty] | New | Variable Speed Chiller-New | 1.1179 |  |  | 0 | 0.25514 | 0.25514 | 1.1179 | 1.1179 | 1.1179 | 1.1179
[39 empty] | New | Variable Speed Chiller-NR | 2.1054 |  |  | 0 | 0.61769 | 0.61769 | 2.1054 | 2.1054 | 2.1054 | 2.1054
[39 empty] | Retro | Variable Speed Chiller-Retro | 0 |  |  | 0 | 0 | 0 | 0 | 0 | 0 | 0
[39 empty] | New | Controls Commission-New | 9.8286 |  |  | 0 | 0 | 2.7741 | 4.5655 | #N/A | #N/A | #N/A
[39 empty] | Retro | Built-Up HVAC Controls Optimization-Retro | 45.885 |  |  | 0 | 0 | 3.0119 | 43.059 | #N/A | #N/A | #N/A
[39 empty] | Retro | Built-Up HVAC Control Retrofit-Retro | 0 |  |  | 0 | 0 | 0 | 0 | 0 | 0 | 0
[39 empty] | New | Evaporative Assist Cooling-New | 0 |  |  | 0 | 0 | 0 | 0 | 0 | 0 | 0
[39 empty] | New | Evaporative Assist Cooling-NR | 0 |  |  | 0 | 0 | 0 | 0 | 0 | 0 | 0
[39 empty] | New | Low Pressure Distribution-New | 54.9609 |  |  | -2.679 | 18.5083 | 34.7438 | 47.2444 | 49.17 | 49.17 | 52.282
[39 empty] | New | Low Pressure Distribution-NR | 0 |  |  | 0 | 0 | 0 | 0 | 0 | 0 | 0
[39 empty] | New | Air-side heat recovery systems-New | 0 |  |  | 0 | 0 | 0 | 0 | 0 | 0 | 0
[39 empty] | Retro | Air-side heat recovery systems-Retro | 0 |  |  | 0 | 0 | 0 | 0 | 0 | 0 | 0
[39 empty] | New | Demand Control Ventilation-New | 0 |  |  | 0 | 0 | 0 | 0 | 0 | 0 | 0
[39 empty] | Retro | Demand Control Ventilation (Parking)-Retro | 0 |  |  | 0 | 0 | 0 | 0 | 0 | 0 | 0
[39 empty] | New | Efficienct fans, pumps and drives-New | 0 |  |  | 0 | 0 | 0 | 0 | 0 | 0 | 0
[39 empty] | New | Efficienct fans, pumps and drives-NR | 0 |  |  | 0 | 0 | 0 | 0 | 0 | 0 | 0
[39 empty] | Retro | Efficienct fans, pumps and drives-Retro | 0 |  |  | 0 | 0 | 0 | 0 | 0 | 0 | 0
[39 empty] | Retro | VSD, ASD-Retro | 4 |  |  | 0 | 0 | 2.5 | 4 | 4 | 4 | 4
[39 empty] | New | ReRoof-NR | 12.9453 |  |  | 3.3323 | 9.7266 | 12.3958 | 12.5439 | 12.9819 | 13.1975 | 13.2332
[39 empty] | Retro | Grocery Refrigeration Bundle-Retro | 40.435 |  |  | 8.2836 | 14.8517 | 30.9773 | 40.435 | 40.435 | 44.1442 | 54.7371
[39 empty] | New | Grocery Refrigeration Heat Recovery-New | 0 |  |  | 0 | 0 | 0 | 0 | 0 | 0 | 0
[39 empty] | Retro | Demand controlled circulating systems-Retro | 0 |  |  | 0 | 0 | 0 | 0 | 0 | 0 | 0
[39 empty] | Retro | Plug Load Sensor-Retro | 15.7028 |  |  | 0 | 0 | 0 | 15.7028 | 15.7028 | 15.7028 | 15.7028
[39 empty] | New | Premium Fume Hood-New | 19 |  |  | 0 | 0 | 0 | 0 | 19 | 19 | 19
Technical Potential - Cumulative
New and NR
Year 2025
[39 empty] | Flag New/Retro | Measure Index Name | MWa with TRC BC Ratio >1.0 |  |  | <10 | <20 | <30 | <40 | <50 | <60 | <70
[39 empty] | New | Integrated Building Design | 196.349 |  |  | 56.6047 | 56.6047 | 83.6261 | 150.5857 | 150.5857 | 207.6752 | 207.6752
[39 empty] | New | LPD Package | 115.7875 |  |  | 101.4344 | 110.2844 | 110.2844 | 111.1005 | 118.5772 | 119.4404 | 120.0558
[39 empty] | New | Top Day Lighting | 40.4932 |  |  | -0.25168 | 8.8542 | 14.7899 | 29.1068 | 32.5605 | 38.9455 | 38.9472
[39 empty] | New | Perimeter Day lighting Controls | 0.13562 |  |  | 0 | 0 | 0 | 0 | 0 | 0 | 6.2964
[39 empty] | New | ECM on VAV Boxes | 10.1083 |  |  | 0 | 4.1015 | 6.4922 | 10.1083 | 10.1083 | 10.1083 | 10.1083
[39 empty] | New | Premium HVAC Equipment | 19.2312 |  |  | 0 | 2.459 | 2.459 | 2.459 | 6.9089 | 9.9178 | 20.8099
[39 empty] | New | Glass | 4.3568 |  |  | 0 | 0.058948 | 1.948 | 3.529 | 4.1702 | 5.0249 | 8.5296
[39 empty] | New | Variable Speed Chiller | 3.2233 |  |  | 0 | 0.87283 | 0.87283 | 3.2233 | 3.2233 | 3.2233 | 3.2233
[39 empty] | New | Controls Commission | 9.8286 |  |  | 0 | 0 | 2.7741 | 4.5655 | #N/A | #N/A | #N/A
[39 empty] | New | Low Pressure Distribution | 54.9609 |  |  | -2.679 | 18.5083 | 34.7438 | 47.2444 | 49.17 | 49.17 | 52.282
[39 empty] | New | ReRoof | 12.9453 |  |  | 3.3323 | 9.7266 | 12.3958 | 12.5439 | 12.9819 | 13.1975 | 13.2332
[39 empty] | New | Premium Fume Hood | 19 |  |  | 0 | 0 | 0 | 0 | 19 | 19 | 19
[40 empty] | Cost-Effective Amount is 486 MWa | 486.42 |  |  | <70: #N/A
Technical Potential - Cumulative
RetroFit
[39 empty] | Flag New/Retro | Measure Index Name | MWa with TRC BC Ratio >1.0 |  |  | <10 | <20 | <30 | <40 | <50 | <60 | <70
[39 empty] | Retro | LPD Package | 153.5831 |  |  | 47.356 | 79.3117 | 107.7078 | 132.8783 | 157.4755 | 163.5188 | 190.6361
[39 empty] | Retro | Glass | 20.8745 |  |  | 0 | 0 | 14.5022 | 16.1815 | 17.9194 | 20.8745 | 22.805
[39 empty] | Retro | Package Roof Top Optimization | 88.5711 |  |  | 15.1117 | 19.8092 | 36.813 | 56.7767 | 77.97 | 88.5325 | 102.4784
[39 empty] | Retro | Built-Up HVAC Controls Optimization | 45.885 |  |  | 0 | 0 | 3.0119 | 43.059 | #N/A | #N/A | #N/A
[39 empty] | Retro | Variable Drive Power | 4 |  |  | 0 | 0 | 2.5 | 4 | 4 | 4 | 4
[39 empty] | Retro | Grocery Refrigeration Bundle | 40.435 |  |  | 8.2836 | 14.8517 | 30.9773 | 40.435 | 40.435 | 44.1442 | 54.7371
[39 empty] | Retro | Plug Load Sensor | 15.7028 |  |  | 0 | 0 | 0 | 15.7028 | 15.7028 | 15.7028 | 15.7028
[40 empty] | Cost-Effective Amount is 369 MWa | 369.0514 |  |  | <70: #N/A
[39 empty] | Achievable Potential - Incremental |  | 85%
For Tally ChartNew (COMBINE NEW AND NR, PLOT ONLY NEW)
Year 2025
[39 empty] | Flag New/Retro | Measure Index Name | MWa with TRC BC Ratio >1.0 |  |  | <10 | <20 | <30 | <40 | <50 | <60 | <70
[39 empty] | New | Integrated Building Design-New | 166.8967 |  |  | 48.114 | 0 | 22.9682 | 56.9156 | 0 | 48.5261 | 0
[39 empty] | New | LPD Package-New | 62.8083 |  |  | 53.347 | 6.55 | 0 | 0.52773 | 3.6417 | 0.64242 | 0.12497
[39 empty] | New | LPD Package-NR | 35.6111 |  |  | 32.8722 | 0.97245 | 0 | 0.16599 | 2.7135 | 0.091353 | 0.39808
[39 empty] | Retro | LPD Package-Retro | 130.5457 |  |  | 40.2526 | 27.1624 | 24.1367 | 21.3949 | 20.9077 | 5.1368 | 23.0497
[39 empty] | New | Top Day Lighting-New | 34.4192 |  |  | -0.21393 | 7.74 | 5.0453 | 12.1694 | 2.9357 | 5.4272 | 0.0014475
[39 empty] | New | Perimeter Day lighting Controls (Advanced)-New | 0.072961 |  |  | 0 | 0 | 0 | 0 | 0 | 0 | 4.1353
[39 empty] | New | Perimeter Day lighting Controls (Advanced)-NR | 0.042318 |  |  | 0 | 0 | 0 | 0 | 0 | 0 | 1.2167
[39 empty] | New | Lighting Controls: Sweep, Occup, Commission-New | 0 |  |  | 0 | 0 | 0 | 0 | 0 | 0 | 0
[39 empty] | New | ECM on VAV Boxes-New | 5.2378 |  |  | 0 | 2.1641 | 0 | 3.0737 | 0 | 0 | 0
[39 empty] | New | ECM on VAV Boxes-NR | 3.3542 |  |  | 0 | 1.3222 | 2.0321 | 0 | 0 | 0 | 0
[39 empty] | Retro | ECM on VAV Boxes-Retro | 0 |  |  | 0 | 0 | 0 | 0 | 0 | 0 | 0
[39 empty] | New | Premium HVAC Equipment-New | 9.8198 |  |  | 0 | 1.4307 | 0 | 0 | 0.9236 | 2.0009 | 6.2691
[39 empty] | New | Premium HVAC Equipment-NR | 6.5268 |  |  | 0 | 0.65948 | 0 | 0 | 2.8588 | 0.55675 | 2.9892
[39 empty] | New | Glass-New | 2.597 |  |  | 0 | 0.050106 | 1.4824 | 0.71499 | 0.19083 | 0.25194 | 0.39084
[39 empty] | New | Glass-NR | 1.1063 |  |  | 0 | 0 | 0.12334 | 0.62882 | 0.35417 | 0.47461 | 2.5881
[39 empty] | Retro | Glass-Retro | 17.7433 |  |  | 0 | 0 | 12.3269 | 1.4274 | 1.4771 | 2.5118 | 1.6409
[39 empty] | Retro | Package Roof Top Optimization & Repair-Retro | 75.2854 |  |  | 12.845 | 3.9928 | 14.4532 | 16.9692 | 18.0143 | 8.9781 | 11.854
[39 empty] | New | Variable Speed Chiller-New | 0.95025 |  |  | 0 | 0.21687 | 0 | 0.73338 | 0 | 0 | 0
[39 empty] | New | Variable Speed Chiller-NR | 1.7896 |  |  | 0 | 0.52504 | 0 | 1.2645 | 0 | 0 | 0
[39 empty] | Retro | Variable Speed Chiller-Retro | 0 |  |  | 0 | 0 | 0 | 0 | 0 | 0 | 0
[39 empty] | New | Controls Commission-New | 8.3543 |  |  | 0 | 0 | 2.358 | 1.5227 | #N/A | #N/A | #N/A
[39 empty] | Retro | Built-Up HVAC Controls Optimization-Retro | 39.0023 |  |  | 0 | 0 | 2.5601 | 34.04 | #N/A | #N/A | #N/A
[39 empty] | Retro | Built-Up HVAC Control Retrofit-Retro | 0 |  |  | 0 | 0 | 0 | 0 | 0 | 0 | 0
[39 empty] | New | Evaporative Assist Cooling-New | 0 |  |  | 0 | 0 | 0 | 0 | 0 | 0 | 0
[39 empty] | New | Evaporative Assist Cooling-NR | 0 |  |  | 0 | 0 | 0 | 0 | 0 | 0 | 0
[39 empty] | New | Low Pressure Distribution-New | 46.7168 |  |  | -2.2771 | 18.0091 | 13.8003 | 10.6255 | 1.6367 | 0 | 2.6452
[39 empty] | New | Low Pressure Distribution-NR | 0 |  |  | 0 | 0 | 0 | 0 | 0 | 0 | 0
[39 empty] | New | Air-side heat recovery systems-New | 0 |  |  | 0 | 0 | 0 | 0 | 0 | 0 | 0
[39 empty] | Retro | Air-side heat recovery systems-Retro | 0 |  |  | 0 | 0 | 0 | 0 | 0 | 0 | 0
[39 empty] | New | Demand Control Ventilation-New | 0 |  |  | 0 | 0 | 0 | 0 | 0 | 0 | 0
[39 empty] | Retro | Demand Control Ventilation (Parking)-Retro | 0 |  |  | 0 | 0 | 0 | 0 | 0 | 0 | 0
[39 empty] | New | Efficienct fans, pumps and drives-New | 0 |  |  | 0 | 0 | 0 | 0 | 0 | 0 | 0
[39 empty] | New | Efficienct fans, pumps and drives-NR | 0 |  |  | 0 | 0 | 0 | 0 | 0 | 0 | 0
[39 empty] | Retro | Efficienct fans, pumps and drives-Retro | 0 |  |  | 0 | 0 | 0 | 0 | 0 | 0 | 0
[39 empty] | Retro | VSD, ASD-Retro | 3.4 |  |  | 0 | 0 | 2.125 | 1.275 | 0 | 0 | 0
[39 empty] | New | ReRoof-NR | 11.0035 |  |  | 2.8325 | 5.4352 | 2.2688 | 0.12589 | 0.37228 | 0.18329 | 0.030357
[39 empty] | Retro | Grocery Refrigeration Bundle-Retro | 34.3697 |  |  | 7.0411 | 5.5828 | 13.7068 | 8.039 | 0 | 3.1529 | 9.0039
[39 empty] | New | Grocery Refrigeration Heat Recovery-New | 0 |  |  | 0 | 0 | 0 | 0 | 0 | 0 | 0
[39 empty] | Retro | Demand controlled circulating systems-Retro | 0 |  |  | 0 | 0 | 0 | 0 | 0 | 0 | 0
[39 empty] | Retro | Plug Load Sensor-Retro | 13.3473 |  |  | 0 | 0 | 0 | 13.3473 | 0 | 0 | 0
[39 empty] | New | Premium Fume Hood-New | 16.15 |  |  | 0 | 0 | 0 | 0 | 16.15 | 0 | 0
[39 empty] | Achievable Potential - Cumulative |  | 85% | Use Auto Filter
[39 empty] | For Tally ChartNew (COMBINE NEW AND NR, PLOT ONLY NEW) |  | 0
[39 empty] | 0 | Year 2025 | 0
[39 empty] | Flag New/Retro | Measure Index Name | MWa with TRC BC Ratio >1.0 |  |  | <10 | <20 | <30 | <40 | <50 | <60 | <70
[39 empty] | New | Integrated Building Design-New | 166.8967 |  |  | 48.114 | 48.114 | 71.0822 | 127.9978 | 127.9978 | 176.524 | 176.524
[39 empty] | New | LPD Package-New | 62.8083 |  |  | 53.347 | 59.897 | 59.897 | 60.4248 | 64.0664 | 64.7089 | 64.8338
[39 empty] | New | LPD Package-NR | 35.6111 |  |  | 32.8722 | 33.8447 | 33.8447 | 34.0107 | 36.7242 | 36.8155 | 37.2136
[39 empty] | Retro | LPD Package-Retro | 130.5457 |  |  | 40.2526 | 67.415 | 91.5516 | 112.9465 | 133.8542 | 138.991 | 162.0407
[39 empty] | New | Top Day Lighting-New | 34.4192 |  |  | -0.21393 | 7.5261 | 12.5714 | 24.7408 | 27.6764 | 33.1036 | 33.1051
[39 empty] | New | Perimeter Day lighting Controls (Advanced)-New | 0.072961 |  |  | 0 | 0 | 0 | 0 | 0 | 0 | 4.1353
[39 empty] | New | Perimeter Day lighting Controls (Advanced)-NR | 0.042318 |  |  | 0 | 0 | 0 | 0 | 0 | 0 | 1.2167
[39 empty] | New | Lighting Controls: Sweep, Occup, Commission-New | 0 |  |  | 0 | 0 | 0 | 0 | 0 | 0 | 0
[39 empty] | New | ECM on VAV Boxes-New | 5.2378 |  |  | 0 | 2.1641 | 2.1641 | 5.2378 | 5.2378 | 5.2378 | 5.2378
[39 empty] | New | ECM on VAV Boxes-NR | 3.3542 |  |  | 0 | 1.3222 | 3.3542 | 3.3542 | 3.3542 | 3.3542 | 3.3542
[39 empty] | Retro | ECM on VAV Boxes-Retro | 0 |  |  | 0 | 0 | 0 | 0 | 0 | 0 | 0
[39 empty] | New | Premium HVAC Equipment-New | 9.8198 |  |  | 0 | 1.4307 | 1.4307 | 1.4307 | 2.3543 | 4.3551 | 10.6242
[39 empty] | New | Premium HVAC Equipment-NR | 6.5268 |  |  | 0 | 0.65948 | 0.65948 | 0.65948 | 3.5183 | 4.075 | 7.0642
[39 empty] | New | Glass-New | 2.597 |  |  | 0 | 0.050106 | 1.5325 | 2.2475 | 2.4383 | 2.6903 | 3.0811
[39 empty] | New | Glass-NR | 1.1063 |  |  | 0 | 0 | 0.12334 | 0.75216 | 1.1063 | 1.5809 | 4.169
[39 empty] | Retro | Glass-Retro | 17.7433 |  |  | 0 | 0 | 12.3269 | 13.7543 | 15.2315 | 17.7433 | 19.3842
[39 empty] | Retro | Package Roof Top Optimization & Repair-Retro | 75.2854 |  |  | 12.845 | 16.8378 | 31.291 | 48.2602 | 66.2745 | 75.2526 | 87.1067
[39 empty] | New | Variable Speed Chiller-New | 0.95025 |  |  | 0 | 0.21687 | 0.21687 | 0.95025 | 0.95025 | 0.95025 | 0.95025
[39 empty] | New | Variable Speed Chiller-NR | 1.7896 |  |  | 0 | 0.52504 | 0.52504 | 1.7896 | 1.7896 | 1.7896 | 1.7896
[39 empty] | Retro | Variable Speed Chiller-Retro | 0 |  |  | 0 | 0 | 0 | 0 | 0 | 0 | 0
[39 empty] | New | Controls Commission-New | 8.3543 |  |  | 0 | 0 | 2.358 | 3.8807 | #N/A | #N/A | #N/A
[39 empty] | Retro | Built-Up HVAC Controls Optimization-Retro | 39.0023 |  |  | 0 | 0 | 2.5601 | 36.6001 | #N/A | #N/A | #N/A
[39 empty] | Retro | Built-Up HVAC Control Retrofit-Retro | 0 |  |  | 0 | 0 | 0 | 0 | 0 | 0 | 0
[39 empty] | New | Evaporative Assist Cooling-New | 0 |  |  | 0 | 0 | 0 | 0 | 0 | 0 | 0
[39 empty] | New | Evaporative Assist Cooling-NR | 0 |  |  | 0 | 0 | 0 | 0 | 0 | 0 | 0
[39 empty] | New | Low Pressure Distribution-New | 46.7168 |  |  | -2.2771 | 15.732 | 29.5323 | 40.1578 | 41.7945 | 41.7945 | 44.4397
[39 empty] | New | Low Pressure Distribution-NR | 0 |  |  | 0 | 0 | 0 | 0 | 0 | 0 | 0
[39 empty] | New | Air-side heat recovery systems-New | 0 |  |  | 0 | 0 | 0 | 0 | 0 | 0 | 0
[39 empty] | Retro | Air-side heat recovery systems-Retro | 0 |  |  | 0 | 0 | 0 | 0 | 0 | 0 | 0
[39 empty] | New | Demand Control Ventilation-New | 0 |  |  | 0 | 0 | 0 | 0 | 0 | 0 | 0
[39 empty] | Retro | Demand Control Ventilation (Parking)-Retro | 0 |  |  | 0 | 0 | 0 | 0 | 0 | 0 | 0
[39 empty] | New | Efficienct fans, pumps and drives-New | 0 |  |  | 0 | 0 | 0 | 0 | 0 | 0 | 0
[39 empty] | New | Efficienct fans, pumps and drives-NR | 0 |  |  | 0 | 0 | 0 | 0 | 0 | 0 | 0
[39 empty] | Retro | Efficienct fans, pumps and drives-Retro | 0 |  |  | 0 | 0 | 0 | 0 | 0 | 0 | 0
[39 empty] | Retro | VSD, ASD-Retro | 3.4 |  |  | 0 | 0 | 2.125 | 3.4 | 3.4 | 3.4 | 3.4
[39 empty] | New | ReRoof-NR | 11.0035 |  |  | 2.8325 | 8.2676 | 10.5364 | 10.6623 | 11.0346 | 11.2179 | 11.2482
[39 empty] | Retro | Grocery Refrigeration Bundle-Retro | 34.3697 |  |  | 7.0411 | 12.6239 | 26.3307 | 34.3697 | 34.3697 | 37.5226 | 46.5265
[39 empty] | New | Grocery Refrigeration Heat Recovery-New | 0 |  |  | 0 | 0 | 0 | 0 | 0 | 0 | 0
[39 empty] | Retro | Demand controlled circulating systems-Retro | 0 |  |  | 0 | 0 | 0 | 0 | 0 | 0 | 0
[39 empty] | Retro | Plug Load Sensor-Retro | 13.3473 |  |  | 0 | 0 | 0 | 13.3473 | 13.3473 | 13.3473 | 13.3473
[39 empty] | New | Premium Fume Hood-New | 16.15 |  |  | 0 | 0 | 0 | 0 | 16.15 | 16.15 | 16.15
[39 empty] | Achievable Potential - Cumulative |  | 85%
[39 empty] | For Achievable, Combine Measure Names |  | 0
[39 empty] | 0 | Year 2025 | 0
[39 empty] | Flag New/Retro | Measure Index Name | MWa with TRC BC Ratio >1.0 |  |  | <10 | <20 | <30 | <40 | <50 | <60 | <70
[39 empty] | New | Integrated Building Design | 166.8967 |  |  | 48.114 | 48.114 | 71.0822 | 127.9978 | 127.9978 | 176.524 | 176.524
[39 empty] | New | Lighting Measures | 98.4193 |  |  | 86.2193 | 93.7417 | 93.7417 | 94.4355 | 100.7906 | 101.5244 | 102.0474
[39 empty] | New | Top Day Lighting | 34.4192 |  |  | -0.21393 | 7.5261 | 12.5714 | 24.7408 | 27.6764 | 33.1036 | 33.1051
[39 empty] | New | Perimeter Day lighting Controls | 0.11528 |  |  | 0 | 0 | 0 | 0 | 0 | 0 | 5.3519
[39 empty] | New | ECM on VAV Boxes | 8.592 |  |  | 0 | 3.4863 | 5.5184 | 8.592 | 8.592 | 8.592 | 8.592
[39 empty] | New | Premium HVAC Equipment | 16.3466 |  |  | 0 | 2.0901 | 2.0901 | 2.0901 | 5.8725 | 8.4302 | 17.6884
[39 empty] | New | Glass | 3.7033 |  |  | 0 | 0.050106 | 1.6558 | 2.9996 | 3.5446 | 4.2712 | 7.2501
[39 empty] | New | Variable Speed Chiller | 2.7398 |  |  | 0 | 0.74191 | 0.74191 | 2.7398 | 2.7398 | 2.7398 | 2.7398
[39 empty] | New | Controls Commission | 8.3543 |  |  | 0 | 0 | 2.358 | 3.8807 | #N/A | #N/A | #N/A
[39 empty] | New | Low Pressure Distribution | 46.7168 |  |  | -2.2771 | 15.732 | 29.5323 | 40.1578 | 41.7945 | 41.7945 | 44.4397
[39 empty] | New | ReRoof | 11.0035 |  |  | 2.8325 | 8.2676 | 10.5364 | 10.6623 | 11.0346 | 11.2179 | 11.2482
[39 empty] | New | Premium Fume Hood | 16.15 |  |  | 0 | 0 | 0 | 0 | 16.15 | 16.15 | 16.15
[40 empty] | Cost-Effective Amount is 413 MWa | 413.457 |  |  | <70: #N/A
[39 empty] | Achievable Potential - Cumulative |  | 85%
[39 empty] | For Achievable, Combine Measure Names |  | 0
[39 empty] | Flag New/Retro | Measure Index Name | MWa with TRC BC Ratio >1.0 |  |  | <10 | <20 | <30 | <40 | <50 | <60 | <70
[39 empty] | Retro | Lighting Measures | 130.5457 |  |  | 40.2526 | 67.415 | 91.5516 | 112.9465 | 133.8542 | 138.991 | 162.0407
[39 empty] | Retro | Glass | 17.7433 |  |  | 0 | 0 | 12.3269 | 13.7543 | 15.2315 | 17.7433 | 19.3842
[39 empty] | Retro | Package Roof Top Optimization | 75.2854 |  |  | 12.845 | 16.8378 | 31.291 | 48.2602 | 66.2745 | 75.2526 | 87.1067
[39 empty] | Retro | Built-Up HVAC Controls Optimization | 39.0023 |  |  | 0 | 0 | 2.5601 | 36.6001 | #N/A | #N/A | #N/A
[39 empty] | Retro | Variable Drive Power | 3.4 |  |  | 0 | 0 | 2.125 | 3.4 | 3.4 | 3.4 | 3.4
[39 empty] | Retro | Grocery Refrigeration | 34.3697 |  |  | 7.0411 | 12.6239 | 26.3307 | 34.3697 | 34.3697 | 37.5226 | 46.5265
[39 empty] | Retro | Plug Load Sensor | 13.3473 |  |  | 0 | 0 | 0 | 13.3473 | 13.3473 | 13.3473 | 13.3473
[40 empty] | Cost-Effective Amount is 314 MWa | 313.6937 |  |  | <70: #N/A

## 16March04
Q:\CG\Main\Plan 5\Commercial\Assessment\HVAC\[Tally Log.xls]16March04
Tallies up savings from measures by cost bin for Lost Opportunity and for 2025
|  |  | Annual Lost Opportunity | Measures with B/C>1.00 | Measures with B/C>1.00 | Categories with B/C>1.00 | % of Measures with B/C >1.00 | Block 1: x <=10 m/kWh | Block 2: 10< x <=20 m/kWh | Block 3: 20< x <=30 m/kWh | Block 4: 30< x <=40 m/kWh | Block 5: 40< x <=50 m/kWh | Block 6: 50< x <=60 m/kWh | Block 7: 60m/kWh < x | [6 empty] | New and NR |  |  |  |  | Retro
Base Measure Name | VCohort | New/Retro | Measure Index Name | Annual Capital $Million | MWa with TRC BC Ratio >1.0 |  |  | <10 | <20 | <30 | <40 | <50 | <60 | <70 | <80 | <90 | <100 | >100 |  | MWa with TRC BC Ratio >1.0 | HVAC | L | ENVL | R | M | HVAC | L | ENVL | R | M
ALL | New | New | Integrated Building Design-New | 24.8469 | 9.8175 |  |  | 2.8302 | 0 | 1.3511 | 3.348 | 0 | 2.8545 | 0 | [5 empty] | Integrated Building Design-New | 4.8884 | 4.9291 | 0 | 0 | 0 | 0 | 0 | 0 | 0 | 0
L | New | New | LPD Package-New | 1.7541 | 3.0788 | 0 | 3.0469 | 2.6151 | 0.32108 | 0 | 0.025869 | 0.17851 | 0.031491 | 0.0061261 | [5 empty] | LPD Package-New | 0 | 3.0788 | 0 | 0 | 0 | 0 | 0 | 0 | 0 | 0
L | NR | New | LPD Package-NR | 0.74729 | 1.995 | 0 | 2.0049 | 1.8416 | 0.054479 | 0 | 0.0092994 | 0.15202 | 0.0051178 | 0.022301 | [5 empty] | LPD Package-NR | 0 | 1.995 | 0 | 0 | 0 | 0 | 0 | 0 | 0 | 0
L | Retro | Retro | LPD Package-Retro | [16 empty] | LPD Package-Retro | 0 | 0 | 0 | 0 | 0 | 0 | 0 | 0 | 0 | 0
L | New | New | Top Day Lighting-New | 6.5713 | 1.6197 | 0 | 1.5873 | -0.010067 | 0.36424 | 0.23743 | 0.57268 | 0.13815 | 0.2554 | 6.8118e-05 | [5 empty] | Top Day Lighting-New | 0 | 1.6197 | 0 | 0 | 0 | 0 | 0 | 0 | 0 | 0
L | New | New | Perimeter Day lighting Controls (Advanced)-New | 0.035547 | 0.0035765 | 0 | 0.036633 | 0 | 0 | 0 | 0 | 0 | 0 | 0.20271 | [5 empty] | Perimeter Day lighting Controls (Advanced)-New | 0 | 0.0035765 | 0 | 0 | 0 | 0 | 0 | 0 | 0 | 0
L | NR | New | Perimeter Day lighting Controls (Advanced)-NR | 0.020616 | 0.0020744 | 0 | 0.009009 | 0 | 0 | 0 | 0 | 0 | 0 | 0.059641 | [5 empty] | Perimeter Day lighting Controls (Advanced)-NR | 0 | 0.0020744 | 0 | 0 | 0 | 0 | 0 | 0 | 0 | 0
L | New | New | Lighting Controls: Sweep, Occup, Commission-New | [16 empty] | Lighting Controls: Sweep, Occup, Commission-New | 0 | 0 | 0 | 0 | 0 | 0 | 0 | 0 | 0 | 0
HVAC | New | New | ECM on VAV Boxes-New | 0.76873 | 0.25676 | 0 | 0.25463 | 0 | 0.10609 | 0 | 0.15067 | 0 | 0 | 0 | [5 empty] | ECM on VAV Boxes-New | 0.25676 | 0 | 0 | 0 | 0 | 0 | 0 | 0 | 0 | 0
HVAC | NR | New | ECM on VAV Boxes-NR | 0.43384 | 0.16442 | 0 | 0.16433 | 0 | 0.064812 | 0.09961 | 0 | 0 | 0 | 0 | [5 empty] | ECM on VAV Boxes-NR | 0.16442 | 0 | 0 | 0 | 0 | 0 | 0 | 0 | 0 | 0
HVAC | Retro | Retro | ECM on VAV Boxes-Retro | [16 empty] | ECM on VAV Boxes-Retro | 0 | 0 | 0 | 0 | 0 | 0 | 0 | 0 | 0 | 0
HVAC | New | New | Premium HVAC Equipment-New | 3.1886 | 0.48136 | 0 | 0.35745 | 0 | 0.07013 | 0 | 0 | 0.045275 | 0.098082 | 0.30731 | [5 empty] | Premium HVAC Equipment-New | 0.48136 | 0 | 0 | 0 | 0 | 0 | 0 | 0 | 0 | 0
HVAC | NR | New | Premium HVAC Equipment-NR | 2.1042 | 0.36565 | 0 | 0.33106 | 0 | 0.036946 | 0 | 0 | 0.16016 | 0.03119 | 0.16746 | [5 empty] | Premium HVAC Equipment-NR | 0.36565 | 0 | 0 | 0 | 0 | 0 | 0 | 0 | 0 | 0
ENVL | New | New | Glass-New | 0.48965 | 0.14549 | 0 | 0.13848 | 0 | 0.002807 | 0.083047 | 0.040055 | 0.010691 | 0.014114 | 0.021896 | [5 empty] | Glass-New | 0 | 0 | 0.14549 | 0 | 0 | 0 | 0 | 0 | 0 | 0
ENVL | NR | New | Glass-NR | 0.26608 | 0.065079 | 0 | 0.087128 | 0 | 0 | 0.0072551 | 0.03699 | 0.020834 | 0.027918 | 0.15224 | [5 empty] | Glass-NR | 0 | 0 | 0.065079 | 0 | 0 | 0 | 0 | 0 | 0 | 0
ENVL | Retro | Retro | Glass-Retro | [16 empty] | Glass-Retro | 0 | 0 | 0 | 0 | 0 | 0 | 0 | 0 | 0 | 0
HVAC | Retro | Retro | Package Roof Top Optimization & Repair-Retro | [16 empty] | Package Roof Top Optimization & Repair-Retro | 0 | 0 | 0 | 0 | 0 | 0 | 0 | 0 | 0 | 0
HVAC | New | New | Variable Speed Chiller-New | 0.17063 | 0.044718 | 0 | 0.044717 | 0 | 0.010206 | 0 | 0.034512 | 0 | 0 | 0 | [5 empty] | Variable Speed Chiller-New | 0.044718 | 0 | 0 | 0 | 0 | 0 | 0 | 0 | 0 | 0
HVAC | NR | New | Variable Speed Chiller-NR | 0.30749 | 0.084215 | 0 | 0.084214 | 0 | 0.024708 | 0 | 0.059507 | 0 | 0 | 0 | [5 empty] | Variable Speed Chiller-NR | 0.084215 | 0 | 0 | 0 | 0 | 0 | 0 | 0 | 0 | 0
HVAC | Retro | Retro | Variable Speed Chiller-Retro | [16 empty] | Variable Speed Chiller-Retro | 0 | 0 | 0 | 0 | 0 | 0 | 0 | 0 | 0 | 0
HVAC | New | New | Controls Commission-New | 4.1887 | 0.97175 | 0 | 1.2344 | 0 | 0.13871 | 0 | 0.36075 | 0.70173 | 0.99508 | 1.5245 | [5 empty] | Controls Commission-New | 0.97175 | 0 | 0 | 0 | 0 | 0 | 0 | 0 | 0 | 0
HVAC | Retro | Retro | Built-Up HVAC Controls Optimization-Retro | [16 empty] | Built-Up HVAC Controls Optimization-Retro | 0 | 0 | 0 | 0 | 0 | 0 | 0 | 0 | 0 | 0
HVAC | Retro | Retro | Built-Up HVAC Control Retrofit-Retro | [16 empty] | Built-Up HVAC Control Retrofit-Retro | 0 | 0 | 0 | 0 | 0 | 0 | 0 | 0 | 0 | 0
HVAC | New | New | Evaporative Assist Cooling-New | [16 empty] | Evaporative Assist Cooling-New | 0 | 0 | 0 | 0 | 0 | 0 | 0 | 0 | 0 | 0
HVAC | NR | New | Evaporative Assist Cooling-NR | [16 empty] | Evaporative Assist Cooling-NR | 0 | 0 | 0 | 0 | 0 | 0 | 0 | 0 | 0 | 0
HVAC | New | New | Low Pressure Distribution-New | 7.6872 | 2.3896 | 0 | 2.3666 | -0.11648 | 0.92118 | 0.7059 | 0.5435 | 0.083721 | 0 | 0.1353 | [5 empty] | Low Pressure Distribution-New | 2.3896 | 0 | 0 | 0 | 0 | 0 | 0 | 0 | 0 | 0
HVAC | NR | New | Low Pressure Distribution-NR | [16 empty] | Low Pressure Distribution-NR | 0 | 0 | 0 | 0 | 0 | 0 | 0 | 0 | 0 | 0
HVAC | New | New | Air-side heat recovery systems-New | [16 empty] | Air-side heat recovery systems-New | 0 | 0 | 0 | 0 | 0 | 0 | 0 | 0 | 0 | 0
HVAC | Retro | Retro | Air-side heat recovery systems-Retro | [16 empty] | Air-side heat recovery systems-Retro | 0 | 0 | 0 | 0 | 0 | 0 | 0 | 0 | 0 | 0
HVAC | New | New | Demand Control Ventilation-New | [16 empty] | Demand Control Ventilation-New | 0 | 0 | 0 | 0 | 0 | 0 | 0 | 0 | 0 | 0
HVAC | Retro | Retro | Demand Control Ventilation (Parking)-Retro | [16 empty] | Demand Control Ventilation (Parking)-Retro | 0 | 0 | 0 | 0 | 0 | 0 | 0 | 0 | 0 | 0
HVAC | New | New | Efficienct fans, pumps and drives-New | [16 empty] | Efficienct fans, pumps and drives-New | 0 | 0 | 0 | 0 | 0 | 0 | 0 | 0 | 0 | 0
HVAC | NR | New | Efficienct fans, pumps and drives-NR | [16 empty] | Efficienct fans, pumps and drives-NR | 0 | 0 | 0 | 0 | 0 | 0 | 0 | 0 | 0 | 0
HVAC | Retro | Retro | Efficienct fans, pumps and drives-Retro | [16 empty] | Efficienct fans, pumps and drives-Retro | 0 | 0 | 0 | 0 | 0 | 0 | 0 | 0 | 0 | 0
HVAC | Retro | Retro | VSD, ASD-Retro | [16 empty] | VSD, ASD-Retro | 0 | 0 | 0 | 0 | 0 | 0 | 0 | 0 | 0 | 0
ENVL | NR | New | ReRoof-NR | 1.0483 | 0.61644 | 0 | 0.60704 | 0.15868 | 0.30449 | 0.1271 | 0.0070528 | 0.020856 | 0.010269 | 0.0017007 | [5 empty] | ReRoof-NR | 0 | 0 | 0.61644 | 0 | 0 | 0 | 0 | 0 | 0 | 0
R | Retro | Retro | Grocery Refrigeration Bundle-Retro | [16 empty] | Grocery Refrigeration Bundle-Retro | 0 | 0 | 0 | 0 | 0 | 0 | 0 | 0 | 0 | 0
R | New | New | Grocery Refrigeration Heat Recovery-New | [16 empty] | Grocery Refrigeration Heat Recovery-New | 0 | 0 | 0 | 0 | 0 | 0 | 0 | 0 | 0 | 0
W | Retro | Retro | Demand controlled circulating systems-Retro | [16 empty] | Demand controlled circulating systems-Retro | 0 | 0 | 0 | 0 | 0 | 0 | 0 | 0 | 0 | 0
M | Retro | Retro | Plug Load Sensor-Retro | [16 empty] | Plug Load Sensor-Retro | 0 | 0 | 0 | 0 | 0 | 0 | 0 | 0 | 0 | 0
M | New | New | Premium Fume Hood-New |  |  |  |  | <50: 0.95 |  | Premium Fume Hood-New | 0 | 0 | 0 | 0 | 0.95 | 0 | 0 | 0 | 0 | 0
[21 empty] | 9.6469 | 11.6283 | 0.82701 | 0 | 0.95 | 0 | 0 | 0 | 0 | 0
|  |  | Total from Buildings | 54.6292 | 22.1022 | 0 | 12.3548 | 7.319 | 2.4199 | 2.6114 | 5.1889 | 2.4619 | 4.3231 | 2.6013
|  |  | Total from Stand Alone | 18.6918
|  |  |  | 73.321 | [34 empty] | DATA FOR CHARTS APPEARS BELOW CATEGORIZED IN SEVERAL DIFFERENT WAYS. USE AUTO FILTER TO PARSE. NEW AND NR MEASURES COMBINED BY NAME.
|  | 85% | Achievable | 62.3228
Technical Potential - Incremental
For Tally ChartNew (COMBINE NEW AND NR, PLOT ONLY NEW)
|  |  | Year 2025 | Measures with B/C>1.00 | Measures with B/C>1.00 | Categories with B/C>1.00 | % of Measures with B/C >1.00 | Block 1: x <=10 m/kWh | Block 2: 10< x <=20 m/kWh | Block 3: 20< x <=30 m/kWh | Block 4: 30< x <=40 m/kWh | Block 5: 40< x <=50 m/kWh | Block 6: 50< x <=60 m/kWh | Block 7: 60m/kWh < x |  |  |  |  | Measures with B/C>1.00 |  | New and NR |  |  |  |  | Retro | [12 empty] | 0 | Year 2025 | Measures with B/C>1.00 | Categories with B/C>1.00 | % of Measures with B/C >1.00 | Block 1: x <=10 m/kWh | Block 2: 10< x <=20 m/kWh | Block 3: 20< x <=30 m/kWh | Block 4: 30< x <=40 m/kWh | Block 5: 40< x <=50 m/kWh | Block 6: 50< x <=60 m/kWh | Block 7: 60m/kWh < x
End Use | VCohort | Flag New/Retro | Measure Index Name | 2025 Capital $Million | MWa with TRC BC Ratio >1.0 |  |  | <10 | <20 | <30 | <40 | <50 | <60 | <70 | <80 | <90 | <100 | >100 | Levelized Cost of B/C>1 |  | HVAC | L | ENVL | R | M | HVAC | L | ENVL | R | M | lvl cost | [7 empty] | Flag New/Retro | Measure Index Name | MWa with TRC BC Ratio >1.0 | Categories with B/C>1.00 | % of Measures with B/C >1.00 | <10 | <20 | <30 | <40 | <50 | <60 | <70
ALL | New | New | Integrated Building Design-New | 570.4774 | 196.349 |  |  | <10: 56.6047; <30: 27.0214; <40: 66.9595; <60: 57.0896 | 15.7905 | Integrated Building Design-New | 97.7679 | 98.5812 | 0 | 0 | 0 | 0 | 0 | 0 | 0 | 0 | 15.7905 | [7 empty] | New | Integrated Building Design-New | 196.349 | 0 | 0 | 56.6047 | 0 | 27.0214 | 66.9595 | 0 | 57.0896 | 0
L | New | New | LPD Package-New | 42.0994 | 73.8921 | 0 | 73.1264 | 62.7612 | 7.7059 | 0 | 0.62086 | 4.2843 | 0.75579 | 0.14703 |  |  |  |  | 4.7857 | LPD Package-New | 0 | 73.8921 | 0 | 0 | 0 | 0 | 0 | 0 | 0 | 0 | 4.7857 | [7 empty] | New | LPD Package-New | 73.8921 | 0 | 73.1264 | 62.7612 | 7.7059 | 0 | 0.62086 | 4.2843 | 0.75579 | 0.14703
L | NR | New | LPD Package-NR | 15.6932 | 41.8954 | 0 | 42.103 | 38.6732 | 1.1441 | 0 | 0.19529 | 3.1923 | 0.10747 | 0.46833 |  |  |  |  | 3.1464 | LPD Package-NR | 0 | 41.8954 | 0 | 0 | 0 | 0 | 0 | 0 | 0 | 0 | 3.1464 | [7 empty] | New | LPD Package-NR | 41.8954 | 0 | 42.103 | 38.6732 | 1.1441 | 0 | 0.19529 | 3.1923 | 0.10747 | 0.46833
L | Retro | Retro | LPD Package-Retro | 386.0075 | 153.5831 | 0 | 152.6571 | 47.356 | 31.9558 | 28.3961 | 25.1705 | 24.5973 | 6.0433 | 27.1173 |  |  |  |  | 21.1115 | LPD Package-Retro | 0 | 0 | 0 | 0 | 0 | 0 | 153.5831 | 0 | 0 | 0 | 21.1115 | [7 empty] | Retro | LPD Package-Retro | 153.5831 | 0 | 152.6571 | 47.356 | 31.9558 | 28.3961 | 25.1705 | 24.5973 | 6.0433 | 27.1173
L | New | New | Top Day Lighting-New | 164.2831 | 40.4932 | 0 | 39.6821 | -0.25168 | 9.1059 | 5.9356 | 14.3169 | 3.4537 | 6.3849 | 0.0017029 |  |  |  |  | 34.0782 | Top Day Lighting-New | 0 | 40.4932 | 0 | 0 | 0 | 0 | 0 | 0 | 0 | 0 | 34.0782 | [7 empty] | New | Top Day Lighting-New | 40.4932 | 0 | 39.6821 | -0.25168 | 9.1059 | 5.9356 | 14.3169 | 3.4537 | 6.3849 | 0.0017029
L | New | New | Perimeter Day lighting Controls (Advanced)-New | 0.85312 | 0.085836 | 0 | 0.8792 | 0 | 0 | 0 | 0 | 0 | 0 | 4.865 |  |  |  |  | 85 | Perimeter Day lighting Controls (Advanced)-New | 0 | 0.085836 | 0 | 0 | 0 | 0 | 0 | 0 | 0 | 0 | 85 | [7 empty] | New | Perimeter Day lighting Controls (Advanced)-New | 0.085836 | 0 | 0.8792 | 0 | 0 | 0 | 0 | 0 | 0 | 4.865
L | NR | New | Perimeter Day lighting Controls (Advanced)-NR | 0.49479 | 0.049786 | 0 | 0.21622 | 0 | 0 | 0 | 0 | 0 | 0 | 1.4314 |  |  |  |  | 83.4789 | Perimeter Day lighting Controls (Advanced)-NR | 0 | 0.049786 | 0 | 0 | 0 | 0 | 0 | 0 | 0 | 0 | 83.4789 | [7 empty] | New | Perimeter Day lighting Controls (Advanced)-NR | 0.049786 | 0 | 0.21622 | 0 | 0 | 0 | 0 | 0 | 0 | 1.4314
L | New | New | Lighting Controls: Sweep, Occup, Commission-New | [16 empty] | Lighting Controls: Sweep, Occup, Commission-New | 0 | 0 | 0 | 0 | 0 | 0 | 0 | 0 | 0 | 0 | 0 | [7 empty] | New | Lighting Controls: Sweep, Occup, Commission-New | 0 | 0 | 0 | 0 | 0 | 0 | 0 | 0 | 0 | 0
HVAC | New | New | ECM on VAV Boxes-New | 18.4495 | 6.1622 | 0 | 6.1111 | 0 | 2.546 | 0 | 3.6161 | 0 | 0 | 0 |  |  |  |  | 25.1489 | ECM on VAV Boxes-New | 6.1622 | 0 | 0 | 0 | 0 | 0 | 0 | 0 | 0 | 0 | 25.1489 | [7 empty] | New | ECM on VAV Boxes-New | 6.1622 | 0 | 6.1111 | 0 | 2.546 | 0 | 3.6161 | 0 | 0 | 0
HVAC | NR | New | ECM on VAV Boxes-NR | 10.4122 | 3.9461 | 0 | 3.9439 | 0 | 1.5555 | 2.3907 | 0 | 0 | 0 | 0 |  |  |  |  | 22.1633 | ECM on VAV Boxes-NR | 3.9461 | 0 | 0 | 0 | 0 | 0 | 0 | 0 | 0 | 0 | 22.1633 | [7 empty] | New | ECM on VAV Boxes-NR | 3.9461 | 0 | 3.9439 | 0 | 1.5555 | 2.3907 | 0 | 0 | 0 | 0
HVAC | Retro | Retro | ECM on VAV Boxes-Retro | [16 empty] | ECM on VAV Boxes-Retro | 0 | 0 | 0 | 0 | 0 | 0 | 0 | 0 | 0 | 0 | 0 | [7 empty] | Retro | ECM on VAV Boxes-Retro | 0 | 0 | 0 | 0 | 0 | 0 | 0 | 0 | 0 | 0
HVAC | New | New | Premium HVAC Equipment-New | 76.5274 | 11.5527 | 0 | 8.5788 | 0 | 1.6831 | 0 | 0 | 1.0866 | 2.354 | 7.3754 |  |  |  |  | 57.0896 | Premium HVAC Equipment-New | 11.5527 | 0 | 0 | 0 | 0 | 0 | 0 | 0 | 0 | 0 | 57.0896 | [7 empty] | New | Premium HVAC Equipment-New | 11.5527 | 0 | 8.5788 | 0 | 1.6831 | 0 | 0 | 1.0866 | 2.354 | 7.3754
HVAC | NR | New | Premium HVAC Equipment-NR | 44.1886 | 7.6786 | 0 | 6.9522 | 0 | 0.77586 | 0 | 0 | 3.3633 | 0.655 | 3.5167 |  |  |  |  | 48.3387 | Premium HVAC Equipment-NR | 7.6786 | 0 | 0 | 0 | 0 | 0 | 0 | 0 | 0 | 0 | 48.3387 | [7 empty] | New | Premium HVAC Equipment-NR | 7.6786 | 0 | 6.9522 | 0 | 0.77586 | 0 | 0 | 3.3633 | 0.655 | 3.5167
ENVL | New | New | Glass-New | 10.2826 | 3.0553 | 0 | 2.908 | 0 | 0.058948 | 1.744 | 0.84116 | 0.22451 | 0.2964 | 0.45981 |  |  |  |  | 15.0893 | Glass-New | 0 | 0 | 3.0553 | 0 | 0 | 0 | 0 | 0 | 0 | 0 | 15.0893 | [7 empty] | New | Glass-New | 3.0553 | 0 | 2.908 | 0 | 0.058948 | 1.744 | 0.84116 | 0.22451 | 0.2964 | 0.45981
ENVL | NR | New | Glass-NR | 5.3216 | 1.3016 | 0 | 1.7426 | 0 | 0 | 0.1451 | 0.73979 | 0.41668 | 0.55837 | 3.0448 |  |  |  |  | 36.6625 | Glass-NR | 0 | 0 | 1.3016 | 0 | 0 | 0 | 0 | 0 | 0 | 0 | 36.6625 | [7 empty] | New | Glass-NR | 1.3016 | 0 | 1.7426 | 0 | 0 | 0.1451 | 0.73979 | 0.41668 | 0.55837 | 3.0448
ENVL | Retro | Retro | Glass-Retro | 78.3434 | 20.8745 | 0 | 18.9203 | 0 | 0 | 14.5022 | 1.6793 | 1.7378 | 2.9551 | 1.9305 |  |  |  |  | 33.6536 | Glass-Retro | 0 | 0 | 0 | 0 | 0 | 0 | 0 | 20.8745 | 0 | 0 | 33.6536 | [7 empty] | Retro | Glass-Retro | 20.8745 | 0 | 18.9203 | 0 | 0 | 14.5022 | 1.6793 | 1.7378 | 2.9551 | 1.9305
HVAC | Retro | Retro | Package Roof Top Optimization & Repair-Retro | 405.9049 | 107.0363 | 0 | 99.4876 | 19.5481 | 4.864 | 21.941 | 21.9562 | 31.5549 | 7.3193 | 22.476 |  |  |  |  | 31.8536 | Package Roof Top Optimization & Repair-Retro | 0 | 0 | 0 | 0 | 0 | 107.0363 | 0 | 0 | 0 | 0 | 31.8536 | [7 empty] | Retro | Package Roof Top Optimization & Repair-Retro | 107.0363 | 0 | 99.4876 | 19.5481 | 4.864 | 21.941 | 21.9562 | 31.5549 | 7.3193 | 22.476
HVAC | New | New | Variable Speed Chiller-New | 4.2658 | 1.1179 | 0 | 1.1179 | 0 | 0.25514 | 0 | 0.8628 | 0 | 0 | 0 |  |  |  |  | 32.0512 | Variable Speed Chiller-New | 1.1179 | 0 | 0 | 0 | 0 | 0 | 0 | 0 | 0 | 0 | 32.0512 | [7 empty] | New | Variable Speed Chiller-New | 1.1179 | 0 | 1.1179 | 0 | 0.25514 | 0 | 0.8628 | 0 | 0 | 0
HVAC | NR | New | Variable Speed Chiller-NR | 7.6873 | 2.1054 | 0 | 2.1053 | 0 | 0.61769 | 0 | 1.4877 | 0 | 0 | 0 |  |  |  |  | 30.6699 | Variable Speed Chiller-NR | 2.1054 | 0 | 0 | 0 | 0 | 0 | 0 | 0 | 0 | 0 | 30.6699 | [7 empty] | New | Variable Speed Chiller-NR | 2.1054 | 0 | 2.1053 | 0 | 0.61769 | 0 | 1.4877 | 0 | 0 | 0
HVAC | Retro | Retro | Variable Speed Chiller-Retro | [16 empty] | Variable Speed Chiller-Retro | 0 | 0 | 0 | 0 | 0 | 0 | 0 | 0 | 0 | 0 | 0 | [7 empty] | Retro | Variable Speed Chiller-Retro | 0 | 0 | 0 | 0 | 0 | 0 | 0 | 0 | 0 | 0
HVAC | New | New | Controls Commission-New | 83.7733 | 19.435 | 0 | 24.6884 | 0 | 2.7741 | 0 | 7.215 | 14.0347 | 19.9016 | 30.4904 |  |  |  |  | 36.2064 | Controls Commission-New | 19.435 | 0 | 0 | 0 | 0 | 0 | 0 | 0 | 0 | 0 | 36.2064 | [7 empty] | New | Controls Commission-New | 19.435 | 0 | 24.6884 | 0 | 2.7741 | 0 | 7.215 | 14.0347 | 19.9016 | 30.4904
HVAC | Retro | Retro | Built-Up HVAC Controls Optimization-Retro | 230.2563 | 48.385 | 0 | 43.3568 | 0 | 0 | 2.1496 | 27.8161 | 21.4699 | 5.9818 | 27.646 |  |  |  |  | 39.973 | Built-Up HVAC Controls Optimization-Retro | 0 | 0 | 0 | 0 | 0 | 48.385 | 0 | 0 | 0 | 0 | 39.973 | [7 empty] | Retro | Built-Up HVAC Controls Optimization-Retro | 48.385 | 0 | 43.3568 | 0 | 0 | 2.1496 | 27.8161 | 21.4699 | 5.9818 | 27.646
HVAC | Retro | Retro | Built-Up HVAC Control Retrofit-Retro | [16 empty] | Built-Up HVAC Control Retrofit-Retro | 0 | 0 | 0 | 0 | 0 | 0 | 0 | 0 | 0 | 0 | 0 | [7 empty] | Retro | Built-Up HVAC Control Retrofit-Retro | 0 | 0 | 0 | 0 | 0 | 0 | 0 | 0 | 0 | 0
HVAC | New | New | Evaporative Assist Cooling-New | [16 empty] | Evaporative Assist Cooling-New | 0 | 0 | 0 | 0 | 0 | 0 | 0 | 0 | 0 | 0 | 0 | [7 empty] | New | Evaporative Assist Cooling-New | 0 | 0 | 0 | 0 | 0 | 0 | 0 | 0 | 0 | 0
HVAC | NR | New | Evaporative Assist Cooling-NR | [16 empty] | Evaporative Assist Cooling-NR | 0 | 0 | 0 | 0 | 0 | 0 | 0 | 0 | 0 | 0 | 0 | [7 empty] | New | Evaporative Assist Cooling-NR | 0 | 0 | 0 | 0 | 0 | 0 | 0 | 0 | 0 | 0
HVAC | New | New | Low Pressure Distribution-New | 176.8059 | 54.9609 | 0 | 54.4318 | -2.679 | 21.1872 | 16.2356 | 12.5006 | 1.9256 | 0 | 3.112 |  |  |  |  | 27.0214 | Low Pressure Distribution-New | 54.9609 | 0 | 0 | 0 | 0 | 0 | 0 | 0 | 0 | 0 | 27.0214 | [7 empty] | New | Low Pressure Distribution-New | 54.9609 | 0 | 54.4318 | -2.679 | 21.1872 | 16.2356 | 12.5006 | 1.9256 | 0 | 3.112
HVAC | NR | New | Low Pressure Distribution-NR | [16 empty] | Low Pressure Distribution-NR | 0 | 0 | 0 | 0 | 0 | 0 | 0 | 0 | 0 | 0 | 0 | [7 empty] | New | Low Pressure Distribution-NR | 0 | 0 | 0 | 0 | 0 | 0 | 0 | 0 | 0 | 0
HVAC | New | New | Air-side heat recovery systems-New | [16 empty] | Air-side heat recovery systems-New | 0 | 0 | 0 | 0 | 0 | 0 | 0 | 0 | 0 | 0 | 0 | [7 empty] | New | Air-side heat recovery systems-New | 0 | 0 | 0 | 0 | 0 | 0 | 0 | 0 | 0 | 0
HVAC | Retro | Retro | Air-side heat recovery systems-Retro | [16 empty] | Air-side heat recovery systems-Retro | 0 | 0 | 0 | 0 | 0 | 0 | 0 | 0 | 0 | 0 | 0 | [7 empty] | Retro | Air-side heat recovery systems-Retro | 0 | 0 | 0 | 0 | 0 | 0 | 0 | 0 | 0 | 0
HVAC | New | New | Demand Control Ventilation-New | [16 empty] | Demand Control Ventilation-New | 0 | 0 | 0 | 0 | 0 | 0 | 0 | 0 | 0 | 0 | 0 | [7 empty] | New | Demand Control Ventilation-New | 0 | 0 | 0 | 0 | 0 | 0 | 0 | 0 | 0 | 0
HVAC | Retro | Retro | Demand Control Ventilation (Parking)-Retro | [16 empty] | Demand Control Ventilation (Parking)-Retro | 0 | 0 | 0 | 0 | 0 | 0 | 0 | 0 | 0 | 0 | 0 | [7 empty] | Retro | Demand Control Ventilation (Parking)-Retro | 0 | 0 | 0 | 0 | 0 | 0 | 0 | 0 | 0 | 0
HVAC | New | New | Efficienct fans, pumps and drives-New | [16 empty] | Efficienct fans, pumps and drives-New | 0 | 0 | 0 | 0 | 0 | 0 | 0 | 0 | 0 | 0 | 0 | [7 empty] | New | Efficienct fans, pumps and drives-New | 0 | 0 | 0 | 0 | 0 | 0 | 0 | 0 | 0 | 0
HVAC | NR | New | Efficienct fans, pumps and drives-NR | [16 empty] | Efficienct fans, pumps and drives-NR | 0 | 0 | 0 | 0 | 0 | 0 | 0 | 0 | 0 | 0 | 0 | [7 empty] | New | Efficienct fans, pumps and drives-NR | 0 | 0 | 0 | 0 | 0 | 0 | 0 | 0 | 0 | 0
HVAC | Retro | Retro | Efficienct fans, pumps and drives-Retro | [16 empty] | Efficienct fans, pumps and drives-Retro | 0 | 0 | 0 | 0 | 0 | 0 | 0 | 0 | 0 | 0 | 0 | [7 empty] | Retro | Efficienct fans, pumps and drives-Retro | 0 | 0 | 0 | 0 | 0 | 0 | 0 | 0 | 0 | 0
HVAC | Retro | Retro | VSD, ASD-Retro | 2.5 | 4 | 0 | 0 | 0 | 0 | 2.5 | 1.5 | 0 | 0 | 0 |  |  |  |  | 35 | VSD, ASD-Retro | 0 | 0 | 0 | 0 | 0 | 4 | 0 | 0 | 0 | 0 | 35 | [7 empty] | Retro | VSD, ASD-Retro | 4 | 0 | 0 | 0 | 0 | 2.5 | 1.5 | 0 | 0 | 0
ENVL | NR | New | ReRoof-NR | 22.0133 | 12.9453 | 0 | 12.7479 | 3.3323 | 6.3943 | 2.6692 | 0.14811 | 0.43797 | 0.21564 | 0.035715 |  |  |  |  | 15.2481 | ReRoof-NR | 0 | 0 | 12.9453 | 0 | 0 | 0 | 0 | 0 | 0 | 0 | 15.2481 | [7 empty] | New | ReRoof-NR | 12.9453 | 0 | 12.7479 | 3.3323 | 6.3943 | 2.6692 | 0.14811 | 0.43797 | 0.21564 | 0.035715
R | Retro | Retro | Grocery Refrigeration Bundle-Retro | 90.3132 | 40.435 | 0 | 39.8178 | 8.2836 | 6.568 | 16.1256 | 9.4577 | 0 | 3.7093 | 10.5928 |  |  |  |  | 20.0281 | Grocery Refrigeration Bundle-Retro | 0 | 0 | 0 | 0 | 0 | 0 | 0 | 0 | 40.435 | 0 | 20.0281 | Cost-Effective Technical Potential | [6 empty] | Retro | Grocery Refrigeration Bundle-Retro | 40.435 | 0 | 39.8178 | 8.2836 | 6.568 | 16.1256 | 9.4577 | 0 | 3.7093 | 10.5928
R | New | New | Grocery Refrigeration Heat Recovery-New | [16 empty] | Grocery Refrigeration Heat Recovery-New | 0 | 0 | 0 | 0 | 0 | 0 | 0 | 0 | 0 | 0 | 0 |  | Lost-Opprtunity | Retrofit | Annual Lost-Opportunity |  | lvl cost LO | lvl Cost Retro | New | Grocery Refrigeration Heat Recovery-New | 0 | 0 | 0 | 0 | 0 | 0 | 0 | 0 | 0 | 0
W | Retro | Retro | Demand controlled circulating systems-Retro | [16 empty] | Demand controlled circulating systems-Retro | 0 | 0 | 0 | 0 | 0 | 0 | 0 | 0 | 0 | 0 | 0 | HVAC | 204.7267 | 159.4213 | 9.6469 | 8.1998 | 24.9413 | 34.3968 | Retro | Demand controlled circulating systems-Retro | 0 | 0 | 0 | 0 | 0 | 0 | 0 | 0 | 0 | 0
M | Retro | Retro | Plug Load Sensor-Retro | 56.3699 | 15.7028 | 0 | 15.1155 | 0 | 0 | 0 | 15.7028 | 0 | 0 | 0 |  |  |  |  | 32.1896 | Plug Load Sensor-Retro | 0 | 0 | 0 | 0 | 0 | 0 | 0 | 0 | 0 | 15.7028 | 32.1896 | Lighting | 254.9975 | 153.5831 | 11.6283 | 9.884 | 13.4648 | 21.1115 | Retro | Plug Load Sensor-Retro | 15.7028 | 0 | 15.1155 | 0 | 0 | 0 | 15.7028 | 0 | 0 | 0
M | New | New | Premium Fume Hood-New |  | 19 |  |  | <50: 19 | 39.1974 | Premium Fume Hood-New | 0 | 0 | 0 | 0 | 19 | 0 | 0 | 0 | 0 | 0 | 39.1974 | Envelope | 17.3022 | 20.8745 | 0.82701 | 0.70296 | 16.831 | 33.6536 | New | Premium Fume Hood-New | 19 | 0 | 0 | 0 | 0 | 0 | 0 | 19 | 0 | 0
|  |  | Technical |  | 886.043
|  |  | Total Buildings | 2503.3237 | 886.043 | 0 | 650.6898 | 233.6285 | 99.1917 | 141.7561 | 212.7864 | 130.7796 | 114.3274 | 144.7109
|  |  | Total Retro Buildings | 1249.6952
|  |  | Total Lost Op Buildings | 1253.6285
|  | 85% | Achievable | 2025 $ | Annual $
|  |  | Total Buildings | 2127.8251
|  |  | Total Retro Buildings | 1062.2409
|  |  | Total Lost Op Buildings | 1065.5843
|  |  | Total Stand Alone | 541.8118
|  |  | Total Retro Stand Alone | 167.9759
|  |  | Totasl Lost Op Stand Alone | 373.8359
|  |  | Total | 2669.6369 | 133.4818
|  |  | Retro | 1230.2168 | 61.5108
|  |  | Lost Op | 1439.4201 | 71.971
[32 empty] | Refrigeration | 0 | 40.435 | 0 | 0 | 0 | 20.0281
|  |  | Buildings |  |  |  |  | <10 | <20 | <30 | <40 | <50 | <60 | <70 | <80 | <90 | <100 | >100 | [13 empty] | Equipment | 19 | 15.7028 | 0.95 | 0.8075 | 39.1974 | 32.1896
|  |  | Incremental 2025 Total |  |  | 0 | 650.6898 | 233.6285 | 99.1917 | 141.7561 | 212.7864 | 130.7796 | 114.3274 | 144.7109 | [5 empty] | MWa | 204.7267 | 254.9975 | 17.3022 | 0 | 19 | 159.4213 | 153.5831 | 20.8745 | 40.435 | 15.7028 |  |  | 496.0264 | 390.0166 | 23.0522
|  |  | Incremental 2025 Lost Opportunity |  |  |  |  | 158.4408 | 55.8039 | 56.1416 | 109.5039 | 51.4197 | 88.3187 | 54.9483 | [5 empty] | lvl cost | 24.9413 | 13.4648 | 16.831 |  | 39.1974 | 34.3968 | 21.1115 | 33.6536 | 20.0281 | 32.1896
|  |  | Incremental 2025 Retrofit |  |  |  |  | 75.1877 | 43.3878 | 85.6145 | 103.2825 | 79.3599 | 26.0087 | 89.7626 | [17 empty] | Cost-Effective Achievable Potential |  |  | 85%
[20 empty] | 2004-03-16 | - Cost-Effective L, HVAC, & Env Conservation in 2025 (MWa) | [11 empty] | Lost-Opprtunity | Retrofit | Annual Lost-Opportunity |  | lvl cost LO | lvl Cost Retro
|  |  | Cumulative 2025 Total |  | 886.043 |  |  | 233.6285 | 332.8202 | 474.5763 | 687.3627 | 818.1422 | 932.4697 | 1077.1805 | 1077.1805 | 1077.1805 | 1077.1805 | 1077.1805 |  |  | New and NR |  |  |  |  | Retro | [5 empty] | HVAC | 174.0177 | 135.5081 | 8.1998 |  | 24.9413 | 34.3968
|  |  | Cumulative 2025 Lost Opportunity |  |  |  |  | 158.4408 | 214.2446 | 270.3862 | 379.8901 | 431.3097 | 519.6285 | 574.5767 | [6 empty] | HVAC | L | ENVL | R | M | HVAC | L | ENVL | R | M |  | Lighting | 216.7479 | 130.5457 | 9.884 |  | 13.4648 | 21.1115
|  |  | Cumulative 2025 Lost Retro |  |  |  |  | 75.1877 | 118.5756 | 204.1901 | 307.4726 | 386.8325 | 412.8412 | 502.6038 | [5 empty] | Curve to Date Total | 496.0264 |  |  |  |  | 374.3139 | [5 empty] | Envelope | 14.7068 | 17.7433 | 0.70296 |  | 16.831 | 33.6536
[20 empty] | Curve to Date -End Use | 204.7267 | 254.9975 | 17.3022 | 0 | 19 | 159.4213 | 153.5831 | 20.8745 | 40.435 | 15.7028 |  | Refrigeration | 0 | 34.3697 | 0 |  | 0 | 20.0281
|  |  | Cost-Effective Amount is 886 MWa | [28 empty] | Equipment | 16.15 | 13.3473 | 0.8075 |  | 39.1974 | 32.1896
[33 empty] | 421.6224 | 331.5141 | 19.5943
|  |  | Infrastructure and Appliances |  |  |  |  | <10 | <20 | <30 | <40 | <50 | <60 | <70 | <80 | <90 | <100 | >100
|  |  | Incremental 2025 Total | [28 empty] | Cost-Effective Achievable Potential |  |  | 0.85
|  |  | Incremental 2025 Lost Opportunity | [29 empty] | Lost-Opprtunity | Retrofit | Annual Lost-Opportunity |  | lvl cost LO | lvl Cost Retro
|  |  | Incremental 2025 Retrofit | [28 empty] | 0 | MWa | 0 | 0 |  | 23.676 | 23.676
[32 empty] | 0 | Lost-Op | Retro | Annual Lost-Op |  | 40 | 40
|  |  | Cumulative 2025 Total |  | 453.8673 |  |  | 95.2862 | 267.1666 | 403.1587 | 427.7454 | 437.7201 | 444.1017 | 449.1017 | 460.5996 | 460.8421 | 466.2211 | 466.2902 | [13 empty] | Municipal Sewage Treatment | 14.9748 | 42.9453 | 0.74874 |  | 29.7168 | 29.7168
|  |  | Cumulative 2025 Lost Opportunity |  |  |  |  | 77.279 | 217.6778 | 306.5232 | 318.063 | 321.0755 | 322.5942 | 324.0228 | 326.849 | 326.8747 | 328.2654 | 328.2699 | [13 empty] | Municipal Water Supply | 6.0714 | 15.1786 | 0.30357 |  | 26.5967 | 26.5967
|  |  | Cumulative 2025 Lost Retro |  |  |  |  | 18.0072 | 49.4888 | 96.6354 | 109.6824 | 116.6446 | 121.5075 | 125.0789 | 133.7507 | 133.9673 | 137.9556 | 138.0202 | [13 empty] | LED Traffic Lights | 1.2422 | 10.4479 | 0.062109 |  | 26.8735 | 26.8735
[32 empty] | LED Exit Signs | 2.8904 | 41.4456 | 0.14452 |  | 19 | 19
|  |  | Cost-Effective Amount is 454 MWa | [28 empty] | Network PC Power Management | 61.9488 | 0.16381 | 3.0974 |  | 18.6625 | 18.6625 | Technical Potential - Cumulative
[33 empty] | 120.7 | 0 | 6.035
Year 2025
|  |  | All Measures | 2025 Capital $Million | MWa with TRC BC Ratio >1.0 |  |  | <10 | <20 | <30 | <40 | <50 | <60 | <70 | <80 | <90 | <100 | >100 | [20 empty] | Flag New/Retro | Measure Index Name | MWa with TRC BC Ratio >1.0 | Categories with B/C>1.00 | % of Measures with B/C >1.00 | <10 | <20 | <30 | <40 | <50 | <60 | <70
|  |  | Incremental 2025 Total | [28 empty] | Cost-Effective Achievable Potential |  |  | 85% |  |  |  | New | Integrated Building Design-New | 196.349 |  |  | 56.6047 | 56.6047 | 83.6261 | 150.5857 | 150.5857 | 207.6752 | 207.6752
|  |  | Incremental 2025 Lost Opportunity | [29 empty] | Lost-Opprtunity | Retrofit | Annual Lost-Opportunity |  | lvl cost LO | lvl Cost Retro | New | LPD Package-New | 73.8921 |  |  | 62.7612 | 70.4671 | 70.4671 | 71.088 | 75.3723 | 76.1281 | 76.2751
|  |  | Incremental 2025 Retrofit | [28 empty] | HVAC | 174.0177 | 135.5081 | 8.1998 |  | 24.9413 | 34.3968 | New | LPD Package-NR | 41.8954 |  |  | 38.6732 | 39.8173 | 39.8173 | 40.0126 | 43.2049 | 43.3124 | 43.7807
[32 empty] | Lighting | 216.7479 | 130.5457 | 9.884 |  | 13.4648 | 21.1115 | Retro | LPD Package-Retro | 153.5831 |  |  | 47.356 | 79.3117 | 107.7078 | 132.8783 | 157.4755 | 163.5188 | 190.6361
|  |  | Cumulative 2025 Total |  | 1339.9103 |  |  | 328.9147 | 599.9868 | 877.735 | 1115.1081 | 1255.8623 | 1376.5713 | 1526.2822 | 1537.7802 | 1538.0226 | 1543.4016 | 1543.4707 | [13 empty] | Envelope | 14.7068 | 17.7433 | 0.70296 |  | 16.831 | 33.6536 | New | Top Day Lighting-New | 40.4932 |  |  | -0.25168 | 8.8542 | 14.7899 | 29.1068 | 32.5605 | 38.9455 | 38.9472
|  |  | Cumulative 2025 Lost Opportunity |  |  |  |  | 235.7197 | 431.9224 | 576.9094 | 697.9531 | 752.3853 | 842.2226 | 898.5995 | 326.849 | 326.8747 | 328.2654 | 328.2699 | [13 empty] | Equipment | 82.2313 | 99.7744 | 4.1116 |  | 22.8314 | 21.9425 | New | Perimeter Day lighting Controls (Advanced)-New | 0.085836 |  |  | 0 | 0 | 0 | 0 | 0 | 0 | 4.865
|  |  | Cumulative 2025 Retro |  |  |  |  | 93.1949 | 168.0644 | 300.8255 | 417.155 | 503.4771 | 534.3487 | 627.6827 | 133.7507 | 133.9673 | 137.9556 | 138.0202 | [13 empty] | Infrastructure | 21.0462 | 58.1239 | 1.0523 |  | #VALUE! | #VALUE! | New | Perimeter Day lighting Controls (Advanced)-NR | 0.049786 |  |  | 0 | 0 | 0 | 0 | 0 | 0 | 1.4314
|  |  | Technical Potential is 1543 MWa | [28 empty] | Total Cost-Effective Achievable Potential is 950 MWa | 508.7499 | 441.6954 | 23.9507 |  | #VALUE! | #VALUE! | New | Lighting Controls: Sweep, Occup, Commission-New | 0 |  |  | 0 | 0 | 0 | 0 | 0 | 0 | 0
|  |  | Cost-Effective Amount is 1340 MWa | [35 empty] | New | ECM on VAV Boxes-New | 6.1622 |  |  | 0 | 2.546 | 2.546 | 6.1622 | 6.1622 | 6.1622 | 6.1622
|  |  | Cost-Effective & Acievable Potential is 1139 MWa | 85% | 1138.9237 | [31 empty] | #VALUE! |  | New | ECM on VAV Boxes-NR | 3.9461 |  |  | 0 | 1.5555 | 3.9461 | 3.9461 | 3.9461 | 3.9461 | 3.9461
[39 empty] | Retro | ECM on VAV Boxes-Retro | 0 |  |  | 0 | 0 | 0 | 0 | 0 | 0 | 0
[39 empty] | New | Premium HVAC Equipment-New | 11.5527 |  |  | 0 | 1.6831 | 1.6831 | 1.6831 | 2.7697 | 5.1237 | 12.4991
[39 empty] | New | Premium HVAC Equipment-NR | 7.6786 |  |  | 0 | 0.77586 | 0.77586 | 0.77586 | 4.1391 | 4.7941 | 8.3108
[39 empty] | New | Glass-New | 3.0553 |  |  | 0 | 0.058948 | 1.8029 | 2.6441 | 2.8686 | 3.165 | 3.6248
[39 empty] | New | Glass-NR | 1.3016 |  |  | 0 | 0 | 0.1451 | 0.88489 | 1.3016 | 1.8599 | 4.9047
[39 empty] | Retro | Glass-Retro | 20.8745 |  |  | 0 | 0 | 14.5022 | 16.1815 | 17.9194 | 20.8745 | 22.805
[39 empty] | Retro | Package Roof Top Optimization & Repair-Retro | 107.0363 |  |  | 19.5481 | 24.4122 | 46.3532 | 68.3093 | 99.8642 | 107.1836 | 129.6595
[39 empty] | New | Variable Speed Chiller-New | 1.1179 |  |  | 0 | 0.25514 | 0.25514 | 1.1179 | 1.1179 | 1.1179 | 1.1179
[39 empty] | New | Variable Speed Chiller-NR | 2.1054 |  |  | 0 | 0.61769 | 0.61769 | 2.1054 | 2.1054 | 2.1054 | 2.1054
[39 empty] | Retro | Variable Speed Chiller-Retro | 0 |  |  | 0 | 0 | 0 | 0 | 0 | 0 | 0
[39 empty] | New | Controls Commission-New | 19.435 |  |  | 0 | 2.7741 | 2.7741 | 9.9892 | 24.0239 | 43.9255 | 74.4159
[39 empty] | Retro | Built-Up HVAC Controls Optimization-Retro | 48.385 |  |  | 0 | 0 | 2.1496 | 29.9657 | 51.4356 | 57.4174 | 85.0634
[39 empty] | Retro | Built-Up HVAC Control Retrofit-Retro | 0 |  |  | 0 | 0 | 0 | 0 | 0 | 0 | 0
[39 empty] | New | Evaporative Assist Cooling-New | 0 |  |  | 0 | 0 | 0 | 0 | 0 | 0 | 0
[39 empty] | New | Evaporative Assist Cooling-NR | 0 |  |  | 0 | 0 | 0 | 0 | 0 | 0 | 0
[39 empty] | New | Low Pressure Distribution-New | 54.9609 |  |  | -2.679 | 18.5083 | 34.7438 | 47.2444 | 49.17 | 49.17 | 52.282
[39 empty] | New | Low Pressure Distribution-NR | 0 |  |  | 0 | 0 | 0 | 0 | 0 | 0 | 0
[39 empty] | New | Air-side heat recovery systems-New | 0 |  |  | 0 | 0 | 0 | 0 | 0 | 0 | 0
[39 empty] | Retro | Air-side heat recovery systems-Retro | 0 |  |  | 0 | 0 | 0 | 0 | 0 | 0 | 0
[39 empty] | New | Demand Control Ventilation-New | 0 |  |  | 0 | 0 | 0 | 0 | 0 | 0 | 0
[39 empty] | Retro | Demand Control Ventilation (Parking)-Retro | 0 |  |  | 0 | 0 | 0 | 0 | 0 | 0 | 0
[39 empty] | New | Efficienct fans, pumps and drives-New | 0 |  |  | 0 | 0 | 0 | 0 | 0 | 0 | 0
[39 empty] | New | Efficienct fans, pumps and drives-NR | 0 |  |  | 0 | 0 | 0 | 0 | 0 | 0 | 0
[39 empty] | Retro | Efficienct fans, pumps and drives-Retro | 0 |  |  | 0 | 0 | 0 | 0 | 0 | 0 | 0
[39 empty] | Retro | VSD, ASD-Retro | 4 |  |  | 0 | 0 | 2.5 | 4 | 4 | 4 | 4
[39 empty] | New | ReRoof-NR | 12.9453 |  |  | 3.3323 | 9.7266 | 12.3958 | 12.5439 | 12.9819 | 13.1975 | 13.2332
[39 empty] | Retro | Grocery Refrigeration Bundle-Retro | 40.435 |  |  | 8.2836 | 14.8517 | 30.9773 | 40.435 | 40.435 | 44.1442 | 54.7371
[39 empty] | New | Grocery Refrigeration Heat Recovery-New | 0 |  |  | 0 | 0 | 0 | 0 | 0 | 0 | 0
[39 empty] | Retro | Demand controlled circulating systems-Retro | 0 |  |  | 0 | 0 | 0 | 0 | 0 | 0 | 0
[39 empty] | Retro | Plug Load Sensor-Retro | 15.7028 |  |  | 0 | 0 | 0 | 15.7028 | 15.7028 | 15.7028 | 15.7028
[39 empty] | New | Premium Fume Hood-New | 19 |  |  | 0 | 0 | 0 | 0 | 19 | 19 | 19
Technical Potential - Cumulative
New and NR
Year 2025
[39 empty] | Flag New/Retro | Measure Index Name | MWa with TRC BC Ratio >1.0 |  |  | <10 | <20 | <30 | <40 | <50 | <60 | <70
[39 empty] | New | Integrated Building Design | 196.349 |  |  | 56.6047 | 56.6047 | 83.6261 | 150.5857 | 150.5857 | 207.6752 | 207.6752
[39 empty] | New | LPD Package | 115.7875 |  |  | 101.4344 | 110.2844 | 110.2844 | 111.1005 | 118.5772 | 119.4404 | 120.0558
[39 empty] | New | Top Day Lighting | 40.4932 |  |  | -0.25168 | 8.8542 | 14.7899 | 29.1068 | 32.5605 | 38.9455 | 38.9472
[39 empty] | New | Perimeter Day lighting Controls | 0.13562 |  |  | 0 | 0 | 0 | 0 | 0 | 0 | 6.2964
[39 empty] | New | ECM on VAV Boxes | 10.1083 |  |  | 0 | 4.1015 | 6.4922 | 10.1083 | 10.1083 | 10.1083 | 10.1083
[39 empty] | New | Premium HVAC Equipment | 19.2312 |  |  | 0 | 2.459 | 2.459 | 2.459 | 6.9089 | 9.9178 | 20.8099
[39 empty] | New | Glass | 4.3568 |  |  | 0 | 0.058948 | 1.948 | 3.529 | 4.1702 | 5.0249 | 8.5296
[39 empty] | New | Variable Speed Chiller | 3.2233 |  |  | 0 | 0.87283 | 0.87283 | 3.2233 | 3.2233 | 3.2233 | 3.2233
[39 empty] | New | Controls Commission | 19.435 |  |  | 0 | 2.7741 | 2.7741 | 9.9892 | 24.0239 | 43.9255 | 74.4159
[39 empty] | New | Low Pressure Distribution | 54.9609 |  |  | -2.679 | 18.5083 | 34.7438 | 47.2444 | 49.17 | 49.17 | 52.282
[39 empty] | New | ReRoof | 12.9453 |  |  | 3.3323 | 9.7266 | 12.3958 | 12.5439 | 12.9819 | 13.1975 | 13.2332
[39 empty] | New | Premium Fume Hood | 19 |  |  | 0 | 0 | 0 | 0 | 19 | 19 | 19
[40 empty] | Cost-Effective Amount is 496 MWa | 496.0264 |  |  | <70: 574.5767
Technical Potential - Cumulative
RetroFit
[39 empty] | Flag New/Retro | Measure Index Name | MWa with TRC BC Ratio >1.0 |  |  | <10 | <20 | <30 | <40 | <50 | <60 | <70
[39 empty] | Retro | LPD Package | 153.5831 |  |  | 47.356 | 79.3117 | 107.7078 | 132.8783 | 157.4755 | 163.5188 | 190.6361
[39 empty] | Retro | Glass | 20.8745 |  |  | 0 | 0 | 14.5022 | 16.1815 | 17.9194 | 20.8745 | 22.805
[39 empty] | Retro | Package Roof Top Optimization | 107.0363 |  |  | 19.5481 | 24.4122 | 46.3532 | 68.3093 | 99.8642 | 107.1836 | 129.6595
[39 empty] | Retro | Built-Up HVAC Controls Optimization | 48.385 |  |  | 0 | 0 | 2.1496 | 29.9657 | 51.4356 | 57.4174 | 85.0634
[39 empty] | Retro | Variable Drive Power | 4 |  |  | 0 | 0 | 2.5 | 4 | 4 | 4 | 4
[39 empty] | Retro | Grocery Refrigeration Bundle | 40.435 |  |  | 8.2836 | 14.8517 | 30.9773 | 40.435 | 40.435 | 44.1442 | 54.7371
[39 empty] | Retro | Plug Load Sensor | 15.7028 |  |  | 0 | 0 | 0 | 15.7028 | 15.7028 | 15.7028 | 15.7028
[40 empty] | Cost-Effective Amount is 390 MWa | 390.0166 |  |  | <70: 502.6038
[39 empty] | Achievable Potential - Incremental |  | 85%
For Tally ChartNew (COMBINE NEW AND NR, PLOT ONLY NEW)
Year 2025
[39 empty] | Flag New/Retro | Measure Index Name | MWa with TRC BC Ratio >1.0 |  |  | <10 | <20 | <30 | <40 | <50 | <60 | <70
[39 empty] | New | Integrated Building Design-New | 166.8967 |  |  | 48.114 | 0 | 22.9682 | 56.9156 | 0 | 48.5261 | 0
[39 empty] | New | LPD Package-New | 62.8083 |  |  | 53.347 | 6.55 | 0 | 0.52773 | 3.6417 | 0.64242 | 0.12497
[39 empty] | New | LPD Package-NR | 35.6111 |  |  | 32.8722 | 0.97245 | 0 | 0.16599 | 2.7135 | 0.091353 | 0.39808
[39 empty] | Retro | LPD Package-Retro | 130.5457 |  |  | 40.2526 | 27.1624 | 24.1367 | 21.3949 | 20.9077 | 5.1368 | 23.0497
[39 empty] | New | Top Day Lighting-New | 34.4192 |  |  | -0.21393 | 7.74 | 5.0453 | 12.1694 | 2.9357 | 5.4272 | 0.0014475
[39 empty] | New | Perimeter Day lighting Controls (Advanced)-New | 0.072961 |  |  | 0 | 0 | 0 | 0 | 0 | 0 | 4.1353
[39 empty] | New | Perimeter Day lighting Controls (Advanced)-NR | 0.042318 |  |  | 0 | 0 | 0 | 0 | 0 | 0 | 1.2167
[39 empty] | New | Lighting Controls: Sweep, Occup, Commission-New | 0 |  |  | 0 | 0 | 0 | 0 | 0 | 0 | 0
[39 empty] | New | ECM on VAV Boxes-New | 5.2378 |  |  | 0 | 2.1641 | 0 | 3.0737 | 0 | 0 | 0
[39 empty] | New | ECM on VAV Boxes-NR | 3.3542 |  |  | 0 | 1.3222 | 2.0321 | 0 | 0 | 0 | 0
[39 empty] | Retro | ECM on VAV Boxes-Retro | 0 |  |  | 0 | 0 | 0 | 0 | 0 | 0 | 0
[39 empty] | New | Premium HVAC Equipment-New | 9.8198 |  |  | 0 | 1.4307 | 0 | 0 | 0.9236 | 2.0009 | 6.2691
[39 empty] | New | Premium HVAC Equipment-NR | 6.5268 |  |  | 0 | 0.65948 | 0 | 0 | 2.8588 | 0.55675 | 2.9892
[39 empty] | New | Glass-New | 2.597 |  |  | 0 | 0.050106 | 1.4824 | 0.71499 | 0.19083 | 0.25194 | 0.39084
[39 empty] | New | Glass-NR | 1.1063 |  |  | 0 | 0 | 0.12334 | 0.62882 | 0.35417 | 0.47461 | 2.5881
[39 empty] | Retro | Glass-Retro | 17.7433 |  |  | 0 | 0 | 12.3269 | 1.4274 | 1.4771 | 2.5118 | 1.6409
[39 empty] | Retro | Package Roof Top Optimization & Repair-Retro | 90.9809 |  |  | 16.6159 | 4.1344 | 18.6499 | 18.6627 | 26.8217 | 6.2214 | 19.1046
[39 empty] | New | Variable Speed Chiller-New | 0.95025 |  |  | 0 | 0.21687 | 0 | 0.73338 | 0 | 0 | 0
[39 empty] | New | Variable Speed Chiller-NR | 1.7896 |  |  | 0 | 0.52504 | 0 | 1.2645 | 0 | 0 | 0
[39 empty] | Retro | Variable Speed Chiller-Retro | 0 |  |  | 0 | 0 | 0 | 0 | 0 | 0 | 0
[39 empty] | New | Controls Commission-New | 16.5198 |  |  | 0 | 2.358 | 0 | 6.1328 | 11.9295 | 16.9163 | 25.9169
[39 empty] | Retro | Built-Up HVAC Controls Optimization-Retro | 41.1273 |  |  | 0 | 0 | 1.8272 | 23.6437 | 18.2494 | 5.0845 | 23.4991
[39 empty] | Retro | Built-Up HVAC Control Retrofit-Retro | 0 |  |  | 0 | 0 | 0 | 0 | 0 | 0 | 0
[39 empty] | New | Evaporative Assist Cooling-New | 0 |  |  | 0 | 0 | 0 | 0 | 0 | 0 | 0
[39 empty] | New | Evaporative Assist Cooling-NR | 0 |  |  | 0 | 0 | 0 | 0 | 0 | 0 | 0
[39 empty] | New | Low Pressure Distribution-New | 46.7168 |  |  | -2.2771 | 18.0091 | 13.8003 | 10.6255 | 1.6367 | 0 | 2.6452
[39 empty] | New | Low Pressure Distribution-NR | 0 |  |  | 0 | 0 | 0 | 0 | 0 | 0 | 0
[39 empty] | New | Air-side heat recovery systems-New | 0 |  |  | 0 | 0 | 0 | 0 | 0 | 0 | 0
[39 empty] | Retro | Air-side heat recovery systems-Retro | 0 |  |  | 0 | 0 | 0 | 0 | 0 | 0 | 0
[39 empty] | New | Demand Control Ventilation-New | 0 |  |  | 0 | 0 | 0 | 0 | 0 | 0 | 0
[39 empty] | Retro | Demand Control Ventilation (Parking)-Retro | 0 |  |  | 0 | 0 | 0 | 0 | 0 | 0 | 0
[39 empty] | New | Efficienct fans, pumps and drives-New | 0 |  |  | 0 | 0 | 0 | 0 | 0 | 0 | 0
[39 empty] | New | Efficienct fans, pumps and drives-NR | 0 |  |  | 0 | 0 | 0 | 0 | 0 | 0 | 0
[39 empty] | Retro | Efficienct fans, pumps and drives-Retro | 0 |  |  | 0 | 0 | 0 | 0 | 0 | 0 | 0
[39 empty] | Retro | VSD, ASD-Retro | 3.4 |  |  | 0 | 0 | 2.125 | 1.275 | 0 | 0 | 0
[39 empty] | New | ReRoof-NR | 11.0035 |  |  | 2.8325 | 5.4352 | 2.2688 | 0.12589 | 0.37228 | 0.18329 | 0.030357
[39 empty] | Retro | Grocery Refrigeration Bundle-Retro | 34.3697 |  |  | 7.0411 | 5.5828 | 13.7068 | 8.039 | 0 | 3.1529 | 9.0039
[39 empty] | New | Grocery Refrigeration Heat Recovery-New | 0 |  |  | 0 | 0 | 0 | 0 | 0 | 0 | 0
[39 empty] | Retro | Demand controlled circulating systems-Retro | 0 |  |  | 0 | 0 | 0 | 0 | 0 | 0 | 0
[39 empty] | Retro | Plug Load Sensor-Retro | 13.3473 |  |  | 0 | 0 | 0 | 13.3473 | 0 | 0 | 0
[39 empty] | New | Premium Fume Hood-New | 16.15 |  |  | 0 | 0 | 0 | 0 | 16.15 | 0 | 0
[39 empty] | Achievable Potential - Cumulative |  | 85% | Use Auto Filter
[39 empty] | For Tally ChartNew (COMBINE NEW AND NR, PLOT ONLY NEW) |  | 0
[39 empty] | 0 | Year 2025 | 0
[39 empty] | Flag New/Retro | Measure Index Name | MWa with TRC BC Ratio >1.0 |  |  | <10 | <20 | <30 | <40 | <50 | <60 | <70
[39 empty] | New | Integrated Building Design-New | 166.8967 |  |  | 48.114 | 48.114 | 71.0822 | 127.9978 | 127.9978 | 176.524 | 176.524
[39 empty] | New | LPD Package-New | 62.8083 |  |  | 53.347 | 59.897 | 59.897 | 60.4248 | 64.0664 | 64.7089 | 64.8338
[39 empty] | New | LPD Package-NR | 35.6111 |  |  | 32.8722 | 33.8447 | 33.8447 | 34.0107 | 36.7242 | 36.8155 | 37.2136
[39 empty] | Retro | LPD Package-Retro | 130.5457 |  |  | 40.2526 | 67.415 | 91.5516 | 112.9465 | 133.8542 | 138.991 | 162.0407
[39 empty] | New | Top Day Lighting-New | 34.4192 |  |  | -0.21393 | 7.5261 | 12.5714 | 24.7408 | 27.6764 | 33.1036 | 33.1051
[39 empty] | New | Perimeter Day lighting Controls (Advanced)-New | 0.072961 |  |  | 0 | 0 | 0 | 0 | 0 | 0 | 4.1353
[39 empty] | New | Perimeter Day lighting Controls (Advanced)-NR | 0.042318 |  |  | 0 | 0 | 0 | 0 | 0 | 0 | 1.2167
[39 empty] | New | Lighting Controls: Sweep, Occup, Commission-New | 0 |  |  | 0 | 0 | 0 | 0 | 0 | 0 | 0
[39 empty] | New | ECM on VAV Boxes-New | 5.2378 |  |  | 0 | 2.1641 | 2.1641 | 5.2378 | 5.2378 | 5.2378 | 5.2378
[39 empty] | New | ECM on VAV Boxes-NR | 3.3542 |  |  | 0 | 1.3222 | 3.3542 | 3.3542 | 3.3542 | 3.3542 | 3.3542
[39 empty] | Retro | ECM on VAV Boxes-Retro | 0 |  |  | 0 | 0 | 0 | 0 | 0 | 0 | 0
[39 empty] | New | Premium HVAC Equipment-New | 9.8198 |  |  | 0 | 1.4307 | 1.4307 | 1.4307 | 2.3543 | 4.3551 | 10.6242
[39 empty] | New | Premium HVAC Equipment-NR | 6.5268 |  |  | 0 | 0.65948 | 0.65948 | 0.65948 | 3.5183 | 4.075 | 7.0642
[39 empty] | New | Glass-New | 2.597 |  |  | 0 | 0.050106 | 1.5325 | 2.2475 | 2.4383 | 2.6903 | 3.0811
[39 empty] | New | Glass-NR | 1.1063 |  |  | 0 | 0 | 0.12334 | 0.75216 | 1.1063 | 1.5809 | 4.169
[39 empty] | Retro | Glass-Retro | 17.7433 |  |  | 0 | 0 | 12.3269 | 13.7543 | 15.2315 | 17.7433 | 19.3842
[39 empty] | Retro | Package Roof Top Optimization & Repair-Retro | 90.9809 |  |  | 16.6159 | 20.7503 | 39.4002 | 58.0629 | 84.8846 | 91.106 | 110.2106
[39 empty] | New | Variable Speed Chiller-New | 0.95025 |  |  | 0 | 0.21687 | 0.21687 | 0.95025 | 0.95025 | 0.95025 | 0.95025
[39 empty] | New | Variable Speed Chiller-NR | 1.7896 |  |  | 0 | 0.52504 | 0.52504 | 1.7896 | 1.7896 | 1.7896 | 1.7896
[39 empty] | Retro | Variable Speed Chiller-Retro | 0 |  |  | 0 | 0 | 0 | 0 | 0 | 0 | 0
[39 empty] | New | Controls Commission-New | 16.5198 |  |  | 0 | 2.358 | 2.358 | 8.4908 | 20.4203 | 37.3366 | 63.2535
[39 empty] | Retro | Built-Up HVAC Controls Optimization-Retro | 41.1273 |  |  | 0 | 0 | 1.8272 | 25.4709 | 43.7203 | 48.8048 | 72.3039
[39 empty] | Retro | Built-Up HVAC Control Retrofit-Retro | 0 |  |  | 0 | 0 | 0 | 0 | 0 | 0 | 0
[39 empty] | New | Evaporative Assist Cooling-New | 0 |  |  | 0 | 0 | 0 | 0 | 0 | 0 | 0
[39 empty] | New | Evaporative Assist Cooling-NR | 0 |  |  | 0 | 0 | 0 | 0 | 0 | 0 | 0
[39 empty] | New | Low Pressure Distribution-New | 46.7168 |  |  | -2.2771 | 15.732 | 29.5323 | 40.1578 | 41.7945 | 41.7945 | 44.4397
[39 empty] | New | Low Pressure Distribution-NR | 0 |  |  | 0 | 0 | 0 | 0 | 0 | 0 | 0
[39 empty] | New | Air-side heat recovery systems-New | 0 |  |  | 0 | 0 | 0 | 0 | 0 | 0 | 0
[39 empty] | Retro | Air-side heat recovery systems-Retro | 0 |  |  | 0 | 0 | 0 | 0 | 0 | 0 | 0
[39 empty] | New | Demand Control Ventilation-New | 0 |  |  | 0 | 0 | 0 | 0 | 0 | 0 | 0
[39 empty] | Retro | Demand Control Ventilation (Parking)-Retro | 0 |  |  | 0 | 0 | 0 | 0 | 0 | 0 | 0
[39 empty] | New | Efficienct fans, pumps and drives-New | 0 |  |  | 0 | 0 | 0 | 0 | 0 | 0 | 0
[39 empty] | New | Efficienct fans, pumps and drives-NR | 0 |  |  | 0 | 0 | 0 | 0 | 0 | 0 | 0
[39 empty] | Retro | Efficienct fans, pumps and drives-Retro | 0 |  |  | 0 | 0 | 0 | 0 | 0 | 0 | 0
[39 empty] | Retro | VSD, ASD-Retro | 3.4 |  |  | 0 | 0 | 2.125 | 3.4 | 3.4 | 3.4 | 3.4
[39 empty] | New | ReRoof-NR | 11.0035 |  |  | 2.8325 | 8.2676 | 10.5364 | 10.6623 | 11.0346 | 11.2179 | 11.2482
[39 empty] | Retro | Grocery Refrigeration Bundle-Retro | 34.3697 |  |  | 7.0411 | 12.6239 | 26.3307 | 34.3697 | 34.3697 | 37.5226 | 46.5265
[39 empty] | New | Grocery Refrigeration Heat Recovery-New | 0 |  |  | 0 | 0 | 0 | 0 | 0 | 0 | 0
[39 empty] | Retro | Demand controlled circulating systems-Retro | 0 |  |  | 0 | 0 | 0 | 0 | 0 | 0 | 0
[39 empty] | Retro | Plug Load Sensor-Retro | 13.3473 |  |  | 0 | 0 | 0 | 13.3473 | 13.3473 | 13.3473 | 13.3473
[39 empty] | New | Premium Fume Hood-New | 16.15 |  |  | 0 | 0 | 0 | 0 | 16.15 | 16.15 | 16.15
[39 empty] | Achievable Potential - Cumulative |  | 85%
[39 empty] | For Achievable, Combine Measure Names |  | 0
[39 empty] | 0 | Year 2025 | 0
[39 empty] | Flag New/Retro | Measure Index Name | MWa with TRC BC Ratio >1.0 |  |  | <10 | <20 | <30 | <40 | <50 | <60 | <70
[39 empty] | New | Integrated Building Design | 166.8967 |  |  | 48.114 | 48.114 | 71.0822 | 127.9978 | 127.9978 | 176.524 | 176.524
[39 empty] | New | Lighting Measures | 98.4193 |  |  | 86.2193 | 93.7417 | 93.7417 | 94.4355 | 100.7906 | 101.5244 | 102.0474
[39 empty] | New | Top Day Lighting | 34.4192 |  |  | -0.21393 | 7.5261 | 12.5714 | 24.7408 | 27.6764 | 33.1036 | 33.1051
[39 empty] | New | Perimeter Day lighting Controls | 0.11528 |  |  | 0 | 0 | 0 | 0 | 0 | 0 | 5.3519
[39 empty] | New | ECM on VAV Boxes | 8.592 |  |  | 0 | 3.4863 | 5.5184 | 8.592 | 8.592 | 8.592 | 8.592
[39 empty] | New | Premium HVAC Equipment | 16.3466 |  |  | 0 | 2.0901 | 2.0901 | 2.0901 | 5.8725 | 8.4302 | 17.6884
[39 empty] | New | Glass | 3.7033 |  |  | 0 | 0.050106 | 1.6558 | 2.9996 | 3.5446 | 4.2712 | 7.2501
[39 empty] | New | Variable Speed Chiller | 2.7398 |  |  | 0 | 0.74191 | 0.74191 | 2.7398 | 2.7398 | 2.7398 | 2.7398
[39 empty] | New | Controls Commission | 16.5198 |  |  | 0 | 2.358 | 2.358 | 8.4908 | 20.4203 | 37.3366 | 63.2535
[39 empty] | New | Low Pressure Distribution | 46.7168 |  |  | -2.2771 | 15.732 | 29.5323 | 40.1578 | 41.7945 | 41.7945 | 44.4397
[39 empty] | New | ReRoof | 11.0035 |  |  | 2.8325 | 8.2676 | 10.5364 | 10.6623 | 11.0346 | 11.2179 | 11.2482
[39 empty] | New | Premium Fume Hood | 16.15 |  |  | 0 | 0 | 0 | 0 | 16.15 | 16.15 | 16.15
[40 empty] | Cost-Effective Amount is 422 MWa | 421.6224 |  |  | <70: 488.3902
[39 empty] | Achievable Potential - Cumulative |  | 85%
[39 empty] | For Achievable, Combine Measure Names |  | 0
[39 empty] | Flag New/Retro | Measure Index Name | MWa with TRC BC Ratio >1.0 |  |  | <10 | <20 | <30 | <40 | <50 | <60 | <70
[39 empty] | Retro | Lighting Measures | 130.5457 |  |  | 40.2526 | 67.415 | 91.5516 | 112.9465 | 133.8542 | 138.991 | 162.0407
[39 empty] | Retro | Glass | 17.7433 |  |  | 0 | 0 | 12.3269 | 13.7543 | 15.2315 | 17.7433 | 19.3842
[39 empty] | Retro | Package Roof Top Optimization | 90.9809 |  |  | 16.6159 | 20.7503 | 39.4002 | 58.0629 | 84.8846 | 91.106 | 110.2106
[39 empty] | Retro | Built-Up HVAC Controls Optimization | 41.1273 |  |  | 0 | 0 | 1.8272 | 25.4709 | 43.7203 | 48.8048 | 72.3039
[39 empty] | Retro | Variable Drive Power | 3.4 |  |  | 0 | 0 | 2.125 | 3.4 | 3.4 | 3.4 | 3.4
[39 empty] | Retro | Grocery Refrigeration | 34.3697 |  |  | 7.0411 | 12.6239 | 26.3307 | 34.3697 | 34.3697 | 37.5226 | 46.5265
[39 empty] | Retro | Plug Load Sensor | 13.3473 |  |  | 0 | 0 | 0 | 13.3473 | 13.3473 | 13.3473 | 13.3473
[40 empty] | Cost-Effective Amount is 332 MWa | 331.5141 |  |  | <70: 427.2132

## 9March04
Q:\CG\Main\Plan 5\Commercial\Assessment\HVAC\[HVACMeasureMatrix.xls]Files
Tallies up savings from measures by cost bin for Lost Opportunity and for 2025
|  |  | Annual Lost Opportunity | Measures with B/C>1.00 | Measures with B/C>1.00 | Categories with B/C>1.00 | % of Measures with B/C >1.00 | Block 1: x <=10 m/kWh | Block 2: 10< x <=20 m/kWh | Block 3: 20< x <=30 m/kWh | Block 4: 30< x <=40 m/kWh | Block 5: 40< x <=50 m/kWh | Block 6: 50< x <=60 m/kWh | Block 7: 60m/kWh < x | [6 empty] | New and NR |  |  |  |  | Retro
Base Measure Name | VCohort | New/Retro | Measure Index Name | Annual Capital $Million | MWa with TRC BC Ratio >1.0 |  |  | <10 | <20 | <30 | <40 | <50 | <60 | <70 | <80 | <90 | <100 | >100 |  | MWa with TRC BC Ratio >1.0 | HVAC | L | ENVL | R | M | HVAC | L | ENVL | R | M
ALL | New | New | Integrated Building Design-New | 24.8469 | 9.8175 |  |  | 2.8302 | 0 | 1.3511 | 3.348 | 0 | 2.8545 | 0 | [5 empty] | Integrated Building Design-New | 4.8884 | 4.9291 | 0 | 0 | 0 | 0 | 0 | 0 | 0 | 0
L | New | New | LPD Package-New | 1.7541 | 3.0788 | 0 | 3.0469 | 2.6151 | 0.32108 | 0 | 0.025869 | 0.17851 | 0.031491 | 0.0061261 | [5 empty] | LPD Package-New | 0 | 3.0788 | 0 | 0 | 0 | 0 | 0 | 0 | 0 | 0
L | NR | New | LPD Package-NR | 0.74729 | 1.995 | 0 | 2.0049 | 1.8416 | 0.054479 | 0 | 0.0092994 | 0.15202 | 0.0051178 | 0.022301 | [5 empty] | LPD Package-NR | 0 | 1.995 | 0 | 0 | 0 | 0 | 0 | 0 | 0 | 0
L | Retro | Retro | LPD Package-Retro | [16 empty] | LPD Package-Retro | 0 | 0 | 0 | 0 | 0 | 0 | 0 | 0 | 0 | 0
L | New | New | Top Day Lighting-New | 6.5713 | 1.6197 | 0 | 1.5873 | -0.010067 | 0.36424 | 0.23743 | 0.57268 | 0.13815 | 0.2554 | 6.8118e-05 | [5 empty] | Top Day Lighting-New | 0 | 1.6197 | 0 | 0 | 0 | 0 | 0 | 0 | 0 | 0
L | New | New | Perimeter Day lighting Controls (Advanced)-New | 0.035547 | 0.0035765 | 0 | 0.036633 | 0 | 0 | 0 | 0 | 0 | 0 | 0.20271 | [5 empty] | Perimeter Day lighting Controls (Advanced)-New | 0 | 0.0035765 | 0 | 0 | 0 | 0 | 0 | 0 | 0 | 0
L | NR | New | Perimeter Day lighting Controls (Advanced)-NR | 0.020616 | 0.0020744 | 0 | 0.009009 | 0 | 0 | 0 | 0 | 0 | 0 | 0.059641 | [5 empty] | Perimeter Day lighting Controls (Advanced)-NR | 0 | 0.0020744 | 0 | 0 | 0 | 0 | 0 | 0 | 0 | 0
L | New | New | Lighting Controls: Sweep, Occup, Commission-New | [16 empty] | Lighting Controls: Sweep, Occup, Commission-New | 0 | 0 | 0 | 0 | 0 | 0 | 0 | 0 | 0 | 0
HVAC | New | New | ECM on VAV Boxes-New | 0.94067 | 0.31421 | 0 | 0.31064 | 0 | 0.12982 | 0 | 0.18439 | 0 | 0 | 0 | [5 empty] | ECM on VAV Boxes-New | 0.31421 | 0 | 0 | 0 | 0 | 0 | 0 | 0 | 0 | 0
HVAC | NR | New | ECM on VAV Boxes-NR | 0.52807 | 0.20014 | 0 | 0.20002 | 0 | 0.07889 | 0.12125 | 0 | 0 | 0 | 0 | [5 empty] | ECM on VAV Boxes-NR | 0.20014 | 0 | 0 | 0 | 0 | 0 | 0 | 0 | 0 | 0
HVAC | Retro | Retro | ECM on VAV Boxes-Retro | [16 empty] | ECM on VAV Boxes-Retro | 0 | 0 | 0 | 0 | 0 | 0 | 0 | 0 | 0 | 0
HVAC | New | New | Premium HVAC Equipment-New | 3.1886 | 0.48136 | 0 | 0.35745 | 0 | 0.07013 | 0 | 0 | 0.045275 | 0.098082 | 0.30731 | [5 empty] | Premium HVAC Equipment-New | 0.48136 | 0 | 0 | 0 | 0 | 0 | 0 | 0 | 0 | 0
HVAC | NR | New | Premium HVAC Equipment-NR | 2.1042 | 0.36565 | 0 | 0.33106 | 0 | 0.036946 | 0 | 0 | 0.16016 | 0.03119 | 0.16746 | [5 empty] | Premium HVAC Equipment-NR | 0.36565 | 0 | 0 | 0 | 0 | 0 | 0 | 0 | 0 | 0
ENVL | New | New | Glass-New | 0.48965 | 0.14549 | 0 | 0.13848 | 0 | 0.002807 | 0.083047 | 0.040055 | 0.010691 | 0.014114 | 0.021896 | [5 empty] | Glass-New | 0 | 0 | 0.14549 | 0 | 0 | 0 | 0 | 0 | 0 | 0
ENVL | NR | New | Glass-NR | 0.26608 | 0.065079 | 0 | 0.087128 | 0 | 0 | 0.0072551 | 0.03699 | 0.020834 | 0.027918 | 0.15224 | [5 empty] | Glass-NR | 0 | 0 | 0.065079 | 0 | 0 | 0 | 0 | 0 | 0 | 0
ENVL | Retro | Retro | Glass-Retro | [16 empty] | Glass-Retro | 0 | 0 | 0 | 0 | 0 | 0 | 0 | 0 | 0 | 0
HVAC | Retro | Retro | Package Roof Top Optimization & Repair-Retro | [16 empty] | Package Roof Top Optimization & Repair-Retro | 0 | 0 | 0 | 0 | 0 | 0 | 0 | 0 | 0 | 0
HVAC | New | New | Variable Speed Chiller-New | 0.17063 | 0.044718 | 0 | 0.044717 | 0 | 0.010206 | 0 | 0.034512 | 0 | 0 | 0 | [5 empty] | Variable Speed Chiller-New | 0.044718 | 0 | 0 | 0 | 0 | 0 | 0 | 0 | 0 | 0
HVAC | NR | New | Variable Speed Chiller-NR | 0.30749 | 0.084215 | 0 | 0.084214 | 0 | 0.024708 | 0 | 0.059507 | 0 | 0 | 0 | [5 empty] | Variable Speed Chiller-NR | 0.084215 | 0 | 0 | 0 | 0 | 0 | 0 | 0 | 0 | 0
HVAC | Retro | Retro | Variable Speed Chiller-Retro | [16 empty] | Variable Speed Chiller-Retro | 0 | 0 | 0 | 0 | 0 | 0 | 0 | 0 | 0 | 0
HVAC | New | New | Controls Commission-New | 4.1887 | 0.97175 | 0 | 1.2344 | 0 | 0.13871 | 0 | 0.36075 | 0.70173 | 0.99508 | 1.5245 | [5 empty] | Controls Commission-New | 0.97175 | 0 | 0 | 0 | 0 | 0 | 0 | 0 | 0 | 0
HVAC | Retro | Retro | Built-Up HVAC Controls Optimization-Retro | [16 empty] | Built-Up HVAC Controls Optimization-Retro | 0 | 0 | 0 | 0 | 0 | 0 | 0 | 0 | 0 | 0
HVAC | Retro | Retro | Built-Up HVAC Control Retrofit-Retro | [16 empty] | Built-Up HVAC Control Retrofit-Retro | 0 | 0 | 0 | 0 | 0 | 0 | 0 | 0 | 0 | 0
HVAC | New | New | Evaporative Assist Cooling-New | [16 empty] | Evaporative Assist Cooling-New | 0 | 0 | 0 | 0 | 0 | 0 | 0 | 0 | 0 | 0
HVAC | NR | New | Evaporative Assist Cooling-NR | [16 empty] | Evaporative Assist Cooling-NR | 0 | 0 | 0 | 0 | 0 | 0 | 0 | 0 | 0 | 0
HVAC | New | New | Low Pressure Distribution-New | 7.6872 | 2.3896 | 0 | 2.3666 | -0.11648 | 0.92118 | 0.7059 | 0.5435 | 0.083721 | 0 | 0.1353 | [5 empty] | Low Pressure Distribution-New | 2.3896 | 0 | 0 | 0 | 0 | 0 | 0 | 0 | 0 | 0
HVAC | NR | New | Low Pressure Distribution-NR | [16 empty] | Low Pressure Distribution-NR | 0 | 0 | 0 | 0 | 0 | 0 | 0 | 0 | 0 | 0
HVAC | New | New | Air-side heat recovery systems-New | [16 empty] | Air-side heat recovery systems-New | 0 | 0 | 0 | 0 | 0 | 0 | 0 | 0 | 0 | 0
HVAC | Retro | Retro | Air-side heat recovery systems-Retro | [16 empty] | Air-side heat recovery systems-Retro | 0 | 0 | 0 | 0 | 0 | 0 | 0 | 0 | 0 | 0
HVAC | New | New | Demand Control Ventilation-New | [16 empty] | Demand Control Ventilation-New | 0 | 0 | 0 | 0 | 0 | 0 | 0 | 0 | 0 | 0
HVAC | Retro | Retro | Demand Control Ventilation (Parking)-Retro | [16 empty] | Demand Control Ventilation (Parking)-Retro | 0 | 0 | 0 | 0 | 0 | 0 | 0 | 0 | 0 | 0
HVAC | New | New | Efficienct fans, pumps and drives-New | [16 empty] | Efficienct fans, pumps and drives-New | 0 | 0 | 0 | 0 | 0 | 0 | 0 | 0 | 0 | 0
HVAC | NR | New | Efficienct fans, pumps and drives-NR | [16 empty] | Efficienct fans, pumps and drives-NR | 0 | 0 | 0 | 0 | 0 | 0 | 0 | 0 | 0 | 0
HVAC | Retro | Retro | Efficienct fans, pumps and drives-Retro | [16 empty] | Efficienct fans, pumps and drives-Retro | 0 | 0 | 0 | 0 | 0 | 0 | 0 | 0 | 0 | 0
HVAC | Retro | Retro | VSD, ASD-Retro | [16 empty] | VSD, ASD-Retro | 0 | 0 | 0 | 0 | 0 | 0 | 0 | 0 | 0 | 0
ENVL | NR | New | ReRoof-NR | 1.0483 | 0.61644 | 0 | 0.60704 | 0.15868 | 0.30449 | 0.1271 | 0.0070528 | 0.020856 | 0.010269 | 0.0017007 | [5 empty] | ReRoof-NR | 0 | 0 | 0.61644 | 0 | 0 | 0 | 0 | 0 | 0 | 0
R | Retro | Retro | Grocery Refrigeration Bundle-Retro | [16 empty] | Grocery Refrigeration Bundle-Retro | 0 | 0 | 0 | 0 | 0 | 0 | 0 | 0 | 0 | 0
R | New | New | Grocery Refrigeration Heat Recovery-New | [16 empty] | Grocery Refrigeration Heat Recovery-New | 0 | 0 | 0 | 0 | 0 | 0 | 0 | 0 | 0 | 0
W | Retro | Retro | Demand controlled circulating systems-Retro | [16 empty] | Demand controlled circulating systems-Retro | 0 | 0 | 0 | 0 | 0 | 0 | 0 | 0 | 0 | 0
M | Retro | Retro | Plug Load Sensor-Retro | [16 empty] | Plug Load Sensor-Retro | 0 | 0 | 0 | 0 | 0 | 0 | 0 | 0 | 0 | 0
M | New | New | Premium Fume Hood-New |  |  |  |  | <50: 0.95 |  | Premium Fume Hood-New | 0 | 0 | 0 | 0 | 0.95 | 0 | 0 | 0 | 0 | 0
[21 empty] | 9.74 | 11.6283 | 0.82701 | 0 | 0.95 | 0 | 0 | 0 | 0 | 0
|  |  | Total from Buildings | 54.8954 | 22.1953 | 0 | 12.4465 | 7.319 | 2.4577 | 2.633 | 5.2226 | 2.4619 | 4.3231 | 2.6013
|  |  | Total from Stand Alone | 18.6918
|  |  |  | 73.5872 | [34 empty] | DATA FOR CHARTS APPEARS BELOW CATEGORIZED IN SEVERAL DIFFERENT WAYS. USE AUTO FILTER TO PARSE. NEW AND NR MEASURES COMBINED BY NAME.
|  | 85% | Achievable | 62.5491
Technical Potential - Incremental
For Tally ChartNew (COMBINE NEW AND NR, PLOT ONLY NEW)
|  |  | Year 2025 | Measures with B/C>1.00 | Measures with B/C>1.00 | Categories with B/C>1.00 | % of Measures with B/C >1.00 | Block 1: x <=10 m/kWh | Block 2: 10< x <=20 m/kWh | Block 3: 20< x <=30 m/kWh | Block 4: 30< x <=40 m/kWh | Block 5: 40< x <=50 m/kWh | Block 6: 50< x <=60 m/kWh | Block 7: 60m/kWh < x |  |  |  |  | Measures with B/C>1.00 |  | New and NR |  |  |  |  | Retro | [12 empty] | 0 | Year 2025 | Measures with B/C>1.00 | Categories with B/C>1.00 | % of Measures with B/C >1.00 | Block 1: x <=10 m/kWh | Block 2: 10< x <=20 m/kWh | Block 3: 20< x <=30 m/kWh | Block 4: 30< x <=40 m/kWh | Block 5: 40< x <=50 m/kWh | Block 6: 50< x <=60 m/kWh | Block 7: 60m/kWh < x
End Use | VCohort | Flag New/Retro | Measure Index Name | 2025 Capital $Million | MWa with TRC BC Ratio >1.0 |  |  | <10 | <20 | <30 | <40 | <50 | <60 | <70 | <80 | <90 | <100 | >100 | Levelized Cost of B/C>1 |  | HVAC | L | ENVL | R | M | HVAC | L | ENVL | R | M | lvl cost | [7 empty] | Flag New/Retro | Measure Index Name | MWa with TRC BC Ratio >1.0 | Categories with B/C>1.00 | % of Measures with B/C >1.00 | <10 | <20 | <30 | <40 | <50 | <60 | <70
ALL | New | New | Integrated Building Design-New | 570.4774 | 196.349 |  |  | <10: 56.6047; <30: 27.0214; <40: 66.9595; <60: 57.0896 | 15.7905 | Integrated Building Design-New | 97.7679 | 98.5812 | 0 | 0 | 0 | 0 | 0 | 0 | 0 | 0 | 15.7905 | [7 empty] | New | Integrated Building Design-New | 196.349 | 0 | 0 | 56.6047 | 0 | 27.0214 | 66.9595 | 0 | 57.0896 | 0
L | New | New | LPD Package-New | 42.0994 | 73.8921 | 0 | 73.1264 | 62.7612 | 7.7059 | 0 | 0.62086 | 4.2843 | 0.75579 | 0.14703 |  |  |  |  | 4.7857 | LPD Package-New | 0 | 73.8921 | 0 | 0 | 0 | 0 | 0 | 0 | 0 | 0 | 4.7857 | [7 empty] | New | LPD Package-New | 73.8921 | 0 | 73.1264 | 62.7612 | 7.7059 | 0 | 0.62086 | 4.2843 | 0.75579 | 0.14703
L | NR | New | LPD Package-NR | 15.6932 | 41.8954 | 0 | 42.103 | 38.6732 | 1.1441 | 0 | 0.19529 | 3.1923 | 0.10747 | 0.46833 |  |  |  |  | 3.1464 | LPD Package-NR | 0 | 41.8954 | 0 | 0 | 0 | 0 | 0 | 0 | 0 | 0 | 3.1464 | [7 empty] | New | LPD Package-NR | 41.8954 | 0 | 42.103 | 38.6732 | 1.1441 | 0 | 0.19529 | 3.1923 | 0.10747 | 0.46833
L | Retro | Retro | LPD Package-Retro | 386.0075 | 153.5831 | 0 | 152.6571 | 47.356 | 31.9558 | 28.3961 | 25.1705 | 24.5973 | 6.0433 | 27.1173 |  |  |  |  | 21.1115 | LPD Package-Retro | 0 | 0 | 0 | 0 | 0 | 0 | 153.5831 | 0 | 0 | 0 | 21.1115 | [7 empty] | Retro | LPD Package-Retro | 153.5831 | 0 | 152.6571 | 47.356 | 31.9558 | 28.3961 | 25.1705 | 24.5973 | 6.0433 | 27.1173
L | New | New | Top Day Lighting-New | 164.2831 | 40.4932 | 0 | 39.6821 | -0.25168 | 9.1059 | 5.9356 | 14.3169 | 3.4537 | 6.3849 | 0.0017029 |  |  |  |  | 34.0782 | Top Day Lighting-New | 0 | 40.4932 | 0 | 0 | 0 | 0 | 0 | 0 | 0 | 0 | 34.0782 | [7 empty] | New | Top Day Lighting-New | 40.4932 | 0 | 39.6821 | -0.25168 | 9.1059 | 5.9356 | 14.3169 | 3.4537 | 6.3849 | 0.0017029
L | New | New | Perimeter Day lighting Controls (Advanced)-New | 0.85312 | 0.085836 | 0 | 0.8792 | 0 | 0 | 0 | 0 | 0 | 0 | 4.865 |  |  |  |  | 85 | Perimeter Day lighting Controls (Advanced)-New | 0 | 0.085836 | 0 | 0 | 0 | 0 | 0 | 0 | 0 | 0 | 85 | [7 empty] | New | Perimeter Day lighting Controls (Advanced)-New | 0.085836 | 0 | 0.8792 | 0 | 0 | 0 | 0 | 0 | 0 | 4.865
L | NR | New | Perimeter Day lighting Controls (Advanced)-NR | 0.49479 | 0.049786 | 0 | 0.21622 | 0 | 0 | 0 | 0 | 0 | 0 | 1.4314 |  |  |  |  | 83.4789 | Perimeter Day lighting Controls (Advanced)-NR | 0 | 0.049786 | 0 | 0 | 0 | 0 | 0 | 0 | 0 | 0 | 83.4789 | [7 empty] | New | Perimeter Day lighting Controls (Advanced)-NR | 0.049786 | 0 | 0.21622 | 0 | 0 | 0 | 0 | 0 | 0 | 1.4314
L | New | New | Lighting Controls: Sweep, Occup, Commission-New | [16 empty] | Lighting Controls: Sweep, Occup, Commission-New | 0 | 0 | 0 | 0 | 0 | 0 | 0 | 0 | 0 | 0 | 0 | [7 empty] | New | Lighting Controls: Sweep, Occup, Commission-New | 0 | 0 | 0 | 0 | 0 | 0 | 0 | 0 | 0 | 0
HVAC | New | New | ECM on VAV Boxes-New | 22.576 | 7.541 | 0 | 7.4553 | 0 | 3.1158 | 0 | 4.4253 | 0 | 0 | 0 |  |  |  |  | 25.1467 | ECM on VAV Boxes-New | 7.541 | 0 | 0 | 0 | 0 | 0 | 0 | 0 | 0 | 0 | 25.1467 | [7 empty] | New | ECM on VAV Boxes-New | 7.541 | 0 | 7.4553 | 0 | 3.1158 | 0 | 4.4253 | 0 | 0 | 0
HVAC | NR | New | ECM on VAV Boxes-NR | 12.6737 | 4.8033 | 0 | 4.8004 | 0 | 1.8934 | 2.9099 | 0 | 0 | 0 | 0 |  |  |  |  | 22.163 | ECM on VAV Boxes-NR | 4.8033 | 0 | 0 | 0 | 0 | 0 | 0 | 0 | 0 | 0 | 22.163 | [7 empty] | New | ECM on VAV Boxes-NR | 4.8033 | 0 | 4.8004 | 0 | 1.8934 | 2.9099 | 0 | 0 | 0 | 0
HVAC | Retro | Retro | ECM on VAV Boxes-Retro | [16 empty] | ECM on VAV Boxes-Retro | 0 | 0 | 0 | 0 | 0 | 0 | 0 | 0 | 0 | 0 | 0 | [7 empty] | Retro | ECM on VAV Boxes-Retro | 0 | 0 | 0 | 0 | 0 | 0 | 0 | 0 | 0 | 0
HVAC | New | New | Premium HVAC Equipment-New | 76.5274 | 11.5527 | 0 | 8.5788 | 0 | 1.6831 | 0 | 0 | 1.0866 | 2.354 | 7.3754 |  |  |  |  | 57.0896 | Premium HVAC Equipment-New | 11.5527 | 0 | 0 | 0 | 0 | 0 | 0 | 0 | 0 | 0 | 57.0896 | [7 empty] | New | Premium HVAC Equipment-New | 11.5527 | 0 | 8.5788 | 0 | 1.6831 | 0 | 0 | 1.0866 | 2.354 | 7.3754
HVAC | NR | New | Premium HVAC Equipment-NR | 44.1886 | 7.6786 | 0 | 6.9522 | 0 | 0.77586 | 0 | 0 | 3.3633 | 0.655 | 3.5167 |  |  |  |  | 48.3387 | Premium HVAC Equipment-NR | 7.6786 | 0 | 0 | 0 | 0 | 0 | 0 | 0 | 0 | 0 | 48.3387 | [7 empty] | New | Premium HVAC Equipment-NR | 7.6786 | 0 | 6.9522 | 0 | 0.77586 | 0 | 0 | 3.3633 | 0.655 | 3.5167
ENVL | New | New | Glass-New | 10.2826 | 3.0553 | 0 | 2.908 | 0 | 0.058948 | 1.744 | 0.84116 | 0.22451 | 0.2964 | 0.45981 |  |  |  |  | 15.0893 | Glass-New | 0 | 0 | 3.0553 | 0 | 0 | 0 | 0 | 0 | 0 | 0 | 15.0893 | [7 empty] | New | Glass-New | 3.0553 | 0 | 2.908 | 0 | 0.058948 | 1.744 | 0.84116 | 0.22451 | 0.2964 | 0.45981
ENVL | NR | New | Glass-NR | 5.3216 | 1.3016 | 0 | 1.7426 | 0 | 0 | 0.1451 | 0.73979 | 0.41668 | 0.55837 | 3.0448 |  |  |  |  | 36.6625 | Glass-NR | 0 | 0 | 1.3016 | 0 | 0 | 0 | 0 | 0 | 0 | 0 | 36.6625 | [7 empty] | New | Glass-NR | 1.3016 | 0 | 1.7426 | 0 | 0 | 0.1451 | 0.73979 | 0.41668 | 0.55837 | 3.0448
ENVL | Retro | Retro | Glass-Retro | 78.3434 | 20.8745 | 0 | 18.9203 | 0 | 0 | 14.5022 | 1.6793 | 1.7378 | 2.9551 | 1.9305 |  |  |  |  | 33.6536 | Glass-Retro | 0 | 0 | 0 | 0 | 0 | 0 | 0 | 20.8745 | 0 | 0 | 33.6536 | [7 empty] | Retro | Glass-Retro | 20.8745 | 0 | 18.9203 | 0 | 0 | 14.5022 | 1.6793 | 1.7378 | 2.9551 | 1.9305
HVAC | Retro | Retro | Package Roof Top Optimization & Repair-Retro | 479.8705 | 117.0023 | 0 | 113.9371 | 19.5481 | 4.864 | 21.941 | 21.9562 | 31.5549 | 7.3193 | 22.476 |  |  |  |  | 34.4505 | Package Roof Top Optimization & Repair-Retro | 0 | 0 | 0 | 0 | 0 | 117.0023 | 0 | 0 | 0 | 0 | 34.4505 | [7 empty] | Retro | Package Roof Top Optimization & Repair-Retro | 117.0023 | 0 | 113.9371 | 19.5481 | 4.864 | 21.941 | 21.9562 | 31.5549 | 7.3193 | 22.476
HVAC | New | New | Variable Speed Chiller-New | 4.2658 | 1.1179 | 0 | 1.1179 | 0 | 0.25514 | 0 | 0.8628 | 0 | 0 | 0 |  |  |  |  | 32.0512 | Variable Speed Chiller-New | 1.1179 | 0 | 0 | 0 | 0 | 0 | 0 | 0 | 0 | 0 | 32.0512 | [7 empty] | New | Variable Speed Chiller-New | 1.1179 | 0 | 1.1179 | 0 | 0.25514 | 0 | 0.8628 | 0 | 0 | 0
HVAC | NR | New | Variable Speed Chiller-NR | 7.6873 | 2.1054 | 0 | 2.1053 | 0 | 0.61769 | 0 | 1.4877 | 0 | 0 | 0 |  |  |  |  | 30.6699 | Variable Speed Chiller-NR | 2.1054 | 0 | 0 | 0 | 0 | 0 | 0 | 0 | 0 | 0 | 30.6699 | [7 empty] | New | Variable Speed Chiller-NR | 2.1054 | 0 | 2.1053 | 0 | 0.61769 | 0 | 1.4877 | 0 | 0 | 0
HVAC | Retro | Retro | Variable Speed Chiller-Retro | [16 empty] | Variable Speed Chiller-Retro | 0 | 0 | 0 | 0 | 0 | 0 | 0 | 0 | 0 | 0 | 0 | [7 empty] | Retro | Variable Speed Chiller-Retro | 0 | 0 | 0 | 0 | 0 | 0 | 0 | 0 | 0 | 0
HVAC | New | New | Controls Commission-New | 83.7733 | 19.435 | 0 | 24.6884 | 0 | 2.7741 | 0 | 7.215 | 14.0347 | 19.9016 | 30.4904 |  |  |  |  | 36.2064 | Controls Commission-New | 19.435 | 0 | 0 | 0 | 0 | 0 | 0 | 0 | 0 | 0 | 36.2064 | [7 empty] | New | Controls Commission-New | 19.435 | 0 | 24.6884 | 0 | 2.7741 | 0 | 7.215 | 14.0347 | 19.9016 | 30.4904
HVAC | Retro | Retro | Built-Up HVAC Controls Optimization-Retro | 230.2563 | 48.385 | 0 | 43.3568 | 0 | 0 | 2.1496 | 27.8161 | 21.4699 | 5.9818 | 27.646 |  |  |  |  | 39.973 | Built-Up HVAC Controls Optimization-Retro | 0 | 0 | 0 | 0 | 0 | 48.385 | 0 | 0 | 0 | 0 | 39.973 | [7 empty] | Retro | Built-Up HVAC Controls Optimization-Retro | 48.385 | 0 | 43.3568 | 0 | 0 | 2.1496 | 27.8161 | 21.4699 | 5.9818 | 27.646
HVAC | Retro | Retro | Built-Up HVAC Control Retrofit-Retro | [16 empty] | Built-Up HVAC Control Retrofit-Retro | 0 | 0 | 0 | 0 | 0 | 0 | 0 | 0 | 0 | 0 | 0 | [7 empty] | Retro | Built-Up HVAC Control Retrofit-Retro | 0 | 0 | 0 | 0 | 0 | 0 | 0 | 0 | 0 | 0
HVAC | New | New | Evaporative Assist Cooling-New | [16 empty] | Evaporative Assist Cooling-New | 0 | 0 | 0 | 0 | 0 | 0 | 0 | 0 | 0 | 0 | 0 | [7 empty] | New | Evaporative Assist Cooling-New | 0 | 0 | 0 | 0 | 0 | 0 | 0 | 0 | 0 | 0
HVAC | NR | New | Evaporative Assist Cooling-NR | [16 empty] | Evaporative Assist Cooling-NR | 0 | 0 | 0 | 0 | 0 | 0 | 0 | 0 | 0 | 0 | 0 | [7 empty] | New | Evaporative Assist Cooling-NR | 0 | 0 | 0 | 0 | 0 | 0 | 0 | 0 | 0 | 0
HVAC | New | New | Low Pressure Distribution-New | 176.8059 | 54.9609 | 0 | 54.4318 | -2.679 | 21.1872 | 16.2356 | 12.5006 | 1.9256 | 0 | 3.112 |  |  |  |  | 27.0214 | Low Pressure Distribution-New | 54.9609 | 0 | 0 | 0 | 0 | 0 | 0 | 0 | 0 | 0 | 27.0214 | [7 empty] | New | Low Pressure Distribution-New | 54.9609 | 0 | 54.4318 | -2.679 | 21.1872 | 16.2356 | 12.5006 | 1.9256 | 0 | 3.112
HVAC | NR | New | Low Pressure Distribution-NR | [16 empty] | Low Pressure Distribution-NR | 0 | 0 | 0 | 0 | 0 | 0 | 0 | 0 | 0 | 0 | 0 | [7 empty] | New | Low Pressure Distribution-NR | 0 | 0 | 0 | 0 | 0 | 0 | 0 | 0 | 0 | 0
HVAC | New | New | Air-side heat recovery systems-New | [16 empty] | Air-side heat recovery systems-New | 0 | 0 | 0 | 0 | 0 | 0 | 0 | 0 | 0 | 0 | 0 | [7 empty] | New | Air-side heat recovery systems-New | 0 | 0 | 0 | 0 | 0 | 0 | 0 | 0 | 0 | 0
HVAC | Retro | Retro | Air-side heat recovery systems-Retro | [16 empty] | Air-side heat recovery systems-Retro | 0 | 0 | 0 | 0 | 0 | 0 | 0 | 0 | 0 | 0 | 0 | [7 empty] | Retro | Air-side heat recovery systems-Retro | 0 | 0 | 0 | 0 | 0 | 0 | 0 | 0 | 0 | 0
HVAC | New | New | Demand Control Ventilation-New | [16 empty] | Demand Control Ventilation-New | 0 | 0 | 0 | 0 | 0 | 0 | 0 | 0 | 0 | 0 | 0 | [7 empty] | New | Demand Control Ventilation-New | 0 | 0 | 0 | 0 | 0 | 0 | 0 | 0 | 0 | 0
HVAC | Retro | Retro | Demand Control Ventilation (Parking)-Retro | [16 empty] | Demand Control Ventilation (Parking)-Retro | 0 | 0 | 0 | 0 | 0 | 0 | 0 | 0 | 0 | 0 | 0 | [7 empty] | Retro | Demand Control Ventilation (Parking)-Retro | 0 | 0 | 0 | 0 | 0 | 0 | 0 | 0 | 0 | 0
HVAC | New | New | Efficienct fans, pumps and drives-New | [16 empty] | Efficienct fans, pumps and drives-New | 0 | 0 | 0 | 0 | 0 | 0 | 0 | 0 | 0 | 0 | 0 | [7 empty] | New | Efficienct fans, pumps and drives-New | 0 | 0 | 0 | 0 | 0 | 0 | 0 | 0 | 0 | 0
HVAC | NR | New | Efficienct fans, pumps and drives-NR | [16 empty] | Efficienct fans, pumps and drives-NR | 0 | 0 | 0 | 0 | 0 | 0 | 0 | 0 | 0 | 0 | 0 | [7 empty] | New | Efficienct fans, pumps and drives-NR | 0 | 0 | 0 | 0 | 0 | 0 | 0 | 0 | 0 | 0
HVAC | Retro | Retro | Efficienct fans, pumps and drives-Retro | [16 empty] | Efficienct fans, pumps and drives-Retro | 0 | 0 | 0 | 0 | 0 | 0 | 0 | 0 | 0 | 0 | 0 | [7 empty] | Retro | Efficienct fans, pumps and drives-Retro | 0 | 0 | 0 | 0 | 0 | 0 | 0 | 0 | 0 | 0
HVAC | Retro | Retro | VSD, ASD-Retro | 2.5 | 4 | 0 | 0 | 0 | 0 | 2.5 | 1.5 | 0 | 0 | 0 |  |  |  |  | 35 | VSD, ASD-Retro | 0 | 0 | 0 | 0 | 0 | 4 | 0 | 0 | 0 | 0 | 35 | [7 empty] | Retro | VSD, ASD-Retro | 4 | 0 | 0 | 0 | 0 | 2.5 | 1.5 | 0 | 0 | 0
ENVL | NR | New | ReRoof-NR | 22.0133 | 12.9453 | 0 | 12.7479 | 3.3323 | 6.3943 | 2.6692 | 0.14811 | 0.43797 | 0.21564 | 0.035715 |  |  |  |  | 15.2481 | ReRoof-NR | 0 | 0 | 12.9453 | 0 | 0 | 0 | 0 | 0 | 0 | 0 | 15.2481 | [7 empty] | New | ReRoof-NR | 12.9453 | 0 | 12.7479 | 3.3323 | 6.3943 | 2.6692 | 0.14811 | 0.43797 | 0.21564 | 0.035715
R | Retro | Retro | Grocery Refrigeration Bundle-Retro | 90.3132 | 40.435 | 0 | 39.8178 | 8.2836 | 6.568 | 16.1256 | 9.4577 | 0 | 3.7093 | 10.5928 |  |  |  |  | 20.0281 | Grocery Refrigeration Bundle-Retro | 0 | 0 | 0 | 0 | 0 | 0 | 0 | 0 | 40.435 | 0 | 20.0281 | Cost-Effective Technical Potential | [6 empty] | Retro | Grocery Refrigeration Bundle-Retro | 40.435 | 0 | 39.8178 | 8.2836 | 6.568 | 16.1256 | 9.4577 | 0 | 3.7093 | 10.5928
R | New | New | Grocery Refrigeration Heat Recovery-New | [16 empty] | Grocery Refrigeration Heat Recovery-New | 0 | 0 | 0 | 0 | 0 | 0 | 0 | 0 | 0 | 0 | 0 |  | Lost-Opprtunity | Retrofit | Annual Lost-Opportunity |  | lvl cost LO | lvl Cost Retro | New | Grocery Refrigeration Heat Recovery-New | 0 | 0 | 0 | 0 | 0 | 0 | 0 | 0 | 0 | 0
W | Retro | Retro | Demand controlled circulating systems-Retro | [16 empty] | Demand controlled circulating systems-Retro | 0 | 0 | 0 | 0 | 0 | 0 | 0 | 0 | 0 | 0 | 0 | HVAC | 206.9627 | 169.3873 | 9.74 | 8.279 | 24.9311 | 36.041 | Retro | Demand controlled circulating systems-Retro | 0 | 0 | 0 | 0 | 0 | 0 | 0 | 0 | 0 | 0
M | Retro | Retro | Plug Load Sensor-Retro | 56.3699 | 15.7028 | 0 | 15.1155 | 0 | 0 | 0 | 15.7028 | 0 | 0 | 0 |  |  |  |  | 32.1896 | Plug Load Sensor-Retro | 0 | 0 | 0 | 0 | 0 | 0 | 0 | 0 | 0 | 15.7028 | 32.1896 | Lighting | 254.9975 | 153.5831 | 11.6283 | 9.884 | 13.4648 | 21.1115 | Retro | Plug Load Sensor-Retro | 15.7028 | 0 | 15.1155 | 0 | 0 | 0 | 15.7028 | 0 | 0 | 0
M | New | New | Premium Fume Hood-New |  | 19 |  |  | <50: 19 | 39.1974 | Premium Fume Hood-New | 0 | 0 | 0 | 0 | 19 | 0 | 0 | 0 | 0 | 0 | 39.1974 | Envelope | 17.3022 | 20.8745 | 0.82701 | 0.70296 | 16.831 | 33.6536 | New | Premium Fume Hood-New | 19 | 0 | 0 | 0 | 0 | 0 | 0 | 19 | 0 | 0
|  |  | Technical |  | 898.245
|  |  | Total Buildings | 2583.6773 | 898.245 | 0 | 667.3401 | 233.6285 | 100.0993 | 142.2754 | 213.5955 | 130.7796 | 114.3274 | 144.7109
|  |  | Total Retro Buildings | 1323.6608
|  |  | Total Lost Op Buildings | 1260.0165
|  | 85% | Achievable | 2025 $ | Annual $
|  |  | Total Buildings | 2196.1257
|  |  | Total Retro Buildings | 1125.1117
|  |  | Total Lost Op Buildings | 1071.0141
|  |  | Total Stand Alone | 541.8118
|  |  | Total Retro Stand Alone | 167.9759
|  |  | Totasl Lost Op Stand Alone | 373.8359
|  |  | Total | 2737.9375 | 136.8969
|  |  | Retro | 1293.0876 | 64.6544
|  |  | Lost Op | 1444.8499 | 72.2425
[32 empty] | Refrigeration | 0 | 40.435 | 0 | 0 | 0 | 20.0281
|  |  | Buildings |  |  |  |  | <10 | <20 | <30 | <40 | <50 | <60 | <70 | <80 | <90 | <100 | >100 | [13 empty] | Equipment | 19 | 15.7028 | 0.95 | 0.8075 | 39.1974 | 32.1896
|  |  | Incremental 2025 Total |  |  | 0 | 667.3401 | 233.6285 | 100.0993 | 142.2754 | 213.5955 | 130.7796 | 114.3274 | 144.7109 | [5 empty] | MWa | 206.9627 | 254.9975 | 17.3022 | 0 | 19 | 169.3873 | 153.5831 | 20.8745 | 40.435 | 15.7028 |  |  | 498.2624 | 399.9826 | 23.1453
|  |  | Incremental 2025 Lost Opportunity |  |  |  |  | 158.4408 | 56.7115 | 56.6609 | 110.313 | 51.4197 | 88.3187 | 54.9483 | [5 empty] | lvl cost | 24.9311 | 13.4648 | 16.831 |  | 39.1974 | 36.041 | 21.1115 | 33.6536 | 20.0281 | 32.1896
|  |  | Incremental 2025 Retrofit |  |  |  |  | 75.1877 | 43.3878 | 85.6145 | 103.2825 | 79.3599 | 26.0087 | 89.7626 | [17 empty] | Cost-Effective Achievable Potential |  |  | 85%
[20 empty] | 2004-03-15 | - Cost-Effective L, HVAC, & Env Conservation in 2025 (MWa) | [11 empty] | Lost-Opprtunity | Retrofit | Annual Lost-Opportunity |  | lvl cost LO | lvl Cost Retro
|  |  | Cumulative 2025 Total |  | 898.245 |  |  | 233.6285 | 333.7278 | 476.0032 | 689.5987 | 820.3783 | 934.7057 | 1079.4166 | 1079.4166 | 1079.4166 | 1079.4166 | 1079.4166 |  |  | New and NR |  |  |  |  | Retro | [5 empty] | HVAC | 175.9183 | 143.9792 | 8.279 |  | 24.9311 | 36.041
|  |  | Cumulative 2025 Lost Opportunity |  |  |  |  | 158.4408 | 215.1522 | 271.8131 | 382.1261 | 433.5458 | 521.8645 | 576.8128 | [6 empty] | HVAC | L | ENVL | R | M | HVAC | L | ENVL | R | M |  | Lighting | 216.7479 | 130.5457 | 9.884 |  | 13.4648 | 21.1115
|  |  | Cumulative 2025 Lost Retro |  |  |  |  | 75.1877 | 118.5756 | 204.1901 | 307.4726 | 386.8325 | 412.8412 | 502.6038 | [5 empty] | Curve to Date Total | 498.2624 |  |  |  |  | 384.2799 | [5 empty] | Envelope | 14.7068 | 17.7433 | 0.70296 |  | 16.831 | 33.6536
[20 empty] | Curve to Date -End Use | 206.9627 | 254.9975 | 17.3022 | 0 | 19 | 169.3873 | 153.5831 | 20.8745 | 40.435 | 15.7028 |  | Refrigeration | 0 | 34.3697 | 0 |  | 0 | 20.0281
|  |  | Cost-Effective Amount is 898 MWa | [28 empty] | Equipment | 16.15 | 13.3473 | 0.8075 |  | 39.1974 | 32.1896
[33 empty] | 423.5231 | 339.9852 | 19.6735
|  |  | Infrastructure and Appliances |  |  |  |  | <10 | <20 | <30 | <40 | <50 | <60 | <70 | <80 | <90 | <100 | >100
|  |  | Incremental 2025 Total | [28 empty] | Cost-Effective Achievable Potential |  |  | 0.85
|  |  | Incremental 2025 Lost Opportunity | [29 empty] | Lost-Opprtunity | Retrofit | Annual Lost-Opportunity |  | lvl cost LO | lvl Cost Retro
|  |  | Incremental 2025 Retrofit | [28 empty] | Municipal Sewage Treatment | 14.9748 | 42.9453 | 0.74874 |  | 23.676 | 23.676
[32 empty] | Municipal Water Supply | 6.0714 | 15.1786 | 0.30357 |  | 40 | 40
|  |  | Cumulative 2025 Total |  | 453.8673 |  |  | 95.2862 | 267.1666 | 403.1587 | 427.7454 | 437.7201 | 444.1017 | 449.1017 | 460.5996 | 460.8421 | 466.2211 | 466.2902 | [13 empty] | LED Traffic Lights | 1.2422 | 10.4479 | 0.062109 |  | 29.7168 | 29.7168
|  |  | Cumulative 2025 Lost Opportunity |  |  |  |  | 77.279 | 217.6778 | 306.5232 | 318.063 | 321.0755 | 322.5942 | 324.0228 | 326.849 | 326.8747 | 328.2654 | 328.2699 | [13 empty] | LED Exit Signs | 2.8904 | 41.4456 | 0.14452 |  | 26.5967 | 26.5967
|  |  | Cumulative 2025 Lost Retro |  |  |  |  | 18.0072 | 49.4888 | 96.6354 | 109.6824 | 116.6446 | 121.5075 | 125.0789 | 133.7507 | 133.9673 | 137.9556 | 138.0202 | [13 empty] | Network PC Power Management | 61.9488 | 0.16381 | 3.0974 |  | 26.8735 | 26.8735
[32 empty] | Efficient Power Supplies | 120.7 | 0 | 6.035 |  | 19 | 19
|  |  | Cost-Effective Amount is 454 MWa | [28 empty] | Packaged Refrigeration Equipment | 68.6495 | 0 | 3.4325 |  | 18.6625 | 18.6625 | Technical Potential - Cumulative
[33 empty] | 276.477 | 110.1812 | 13.8239
Year 2025
|  |  | All Measures | 2025 Capital $Million | MWa with TRC BC Ratio >1.0 |  |  | <10 | <20 | <30 | <40 | <50 | <60 | <70 | <80 | <90 | <100 | >100 | [20 empty] | Flag New/Retro | Measure Index Name | MWa with TRC BC Ratio >1.0 | Categories with B/C>1.00 | % of Measures with B/C >1.00 | <10 | <20 | <30 | <40 | <50 | <60 | <70
|  |  | Incremental 2025 Total | [28 empty] | Cost-Effective Achievable Potential |  |  | 85% |  |  |  | New | Integrated Building Design-New | 196.349 |  |  | 56.6047 | 56.6047 | 83.6261 | 150.5857 | 150.5857 | 207.6752 | 207.6752
|  |  | Incremental 2025 Lost Opportunity | [29 empty] | Lost-Opprtunity | Retrofit | Annual Lost-Opportunity |  | lvl cost LO | lvl Cost Retro | New | LPD Package-New | 73.8921 |  |  | 62.7612 | 70.4671 | 70.4671 | 71.088 | 75.3723 | 76.1281 | 76.2751
|  |  | Incremental 2025 Retrofit | [28 empty] | HVAC | 175.9183 | 143.9792 | 8.279 |  | 24.9311 | 36.041 | New | LPD Package-NR | 41.8954 |  |  | 38.6732 | 39.8173 | 39.8173 | 40.0126 | 43.2049 | 43.3124 | 43.7807
[32 empty] | Lighting | 216.7479 | 130.5457 | 9.884 |  | 13.4648 | 21.1115 | Retro | LPD Package-Retro | 153.5831 |  |  | 47.356 | 79.3117 | 107.7078 | 132.8783 | 157.4755 | 163.5188 | 190.6361
|  |  | Cumulative 2025 Total |  | 1352.1123 |  |  | 328.9147 | 600.8944 | 879.1619 | 1117.3441 | 1258.0984 | 1378.8074 | 1528.5183 | 1540.0162 | 1540.2587 | 1545.6377 | 1545.7068 | [13 empty] | Envelope | 14.7068 | 17.7433 | 0.70296 |  | 16.831 | 33.6536 | New | Top Day Lighting-New | 40.4932 |  |  | -0.25168 | 8.8542 | 14.7899 | 29.1068 | 32.5605 | 38.9455 | 38.9472
|  |  | Cumulative 2025 Lost Opportunity |  |  |  |  | 235.7197 | 432.83 | 578.3363 | 700.1892 | 754.6213 | 844.4587 | 900.8356 | 326.849 | 326.8747 | 328.2654 | 328.2699 | [13 empty] | Equipment | 267.4483 | 47.8809 | 13.3724 |  | 21.9567 | 23.4417 | New | Perimeter Day lighting Controls (Advanced)-New | 0.085836 |  |  | 0 | 0 | 0 | 0 | 0 | 0 | 4.865
|  |  | Cumulative 2025 Retro |  |  |  |  | 93.1949 | 168.0644 | 300.8255 | 417.155 | 503.4771 | 534.3487 | 627.6827 | 133.7507 | 133.9673 | 137.9556 | 138.0202 | [13 empty] | Infrastructure | 25.1788 | 110.0174 | 1.2589 |  | 28.2456 | 27.6021 | New | Perimeter Day lighting Controls (Advanced)-NR | 0.049786 |  |  | 0 | 0 | 0 | 0 | 0 | 0 | 1.4314
|  |  | Technical Potential is 1546 MWa | [28 empty] | Total Cost-Effective Achievable Potential is 1150 MWa | 700.0001 | 450.1664 | 33.4974 |  | 20.1933 | 28.2149 | New | Lighting Controls: Sweep, Occup, Commission-New | 0 |  |  | 0 | 0 | 0 | 0 | 0 | 0 | 0
|  |  | Cost-Effective Amount is 1352 MWa | [35 empty] | New | ECM on VAV Boxes-New | 7.541 |  |  | 0 | 3.1158 | 3.1158 | 7.541 | 7.541 | 7.541 | 7.541
|  |  | Cost-Effective & Acievable Potential is 1149 MWa | 85% | 1149.2954 | [31 empty] | 23.3329 |  | New | ECM on VAV Boxes-NR | 4.8033 |  |  | 0 | 1.8934 | 4.8033 | 4.8033 | 4.8033 | 4.8033 | 4.8033
[39 empty] | Retro | ECM on VAV Boxes-Retro | 0 |  |  | 0 | 0 | 0 | 0 | 0 | 0 | 0
[39 empty] | New | Premium HVAC Equipment-New | 11.5527 |  |  | 0 | 1.6831 | 1.6831 | 1.6831 | 2.7697 | 5.1237 | 12.4991
[39 empty] | New | Premium HVAC Equipment-NR | 7.6786 |  |  | 0 | 0.77586 | 0.77586 | 0.77586 | 4.1391 | 4.7941 | 8.3108
[39 empty] | New | Glass-New | 3.0553 |  |  | 0 | 0.058948 | 1.8029 | 2.6441 | 2.8686 | 3.165 | 3.6248
[39 empty] | New | Glass-NR | 1.3016 |  |  | 0 | 0 | 0.1451 | 0.88489 | 1.3016 | 1.8599 | 4.9047
[39 empty] | Retro | Glass-Retro | 20.8745 |  |  | 0 | 0 | 14.5022 | 16.1815 | 17.9194 | 20.8745 | 22.805
[39 empty] | Retro | Package Roof Top Optimization & Repair-Retro | 117.0023 |  |  | 19.5481 | 24.4122 | 46.3532 | 68.3093 | 99.8642 | 107.1836 | 129.6595
[39 empty] | New | Variable Speed Chiller-New | 1.1179 |  |  | 0 | 0.25514 | 0.25514 | 1.1179 | 1.1179 | 1.1179 | 1.1179
[39 empty] | New | Variable Speed Chiller-NR | 2.1054 |  |  | 0 | 0.61769 | 0.61769 | 2.1054 | 2.1054 | 2.1054 | 2.1054
[39 empty] | Retro | Variable Speed Chiller-Retro | 0 |  |  | 0 | 0 | 0 | 0 | 0 | 0 | 0
[39 empty] | New | Controls Commission-New | 19.435 |  |  | 0 | 2.7741 | 2.7741 | 9.9892 | 24.0239 | 43.9255 | 74.4159
[39 empty] | Retro | Built-Up HVAC Controls Optimization-Retro | 48.385 |  |  | 0 | 0 | 2.1496 | 29.9657 | 51.4356 | 57.4174 | 85.0634
[39 empty] | Retro | Built-Up HVAC Control Retrofit-Retro | 0 |  |  | 0 | 0 | 0 | 0 | 0 | 0 | 0
[39 empty] | New | Evaporative Assist Cooling-New | 0 |  |  | 0 | 0 | 0 | 0 | 0 | 0 | 0
[39 empty] | New | Evaporative Assist Cooling-NR | 0 |  |  | 0 | 0 | 0 | 0 | 0 | 0 | 0
[39 empty] | New | Low Pressure Distribution-New | 54.9609 |  |  | -2.679 | 18.5083 | 34.7438 | 47.2444 | 49.17 | 49.17 | 52.282
[39 empty] | New | Low Pressure Distribution-NR | 0 |  |  | 0 | 0 | 0 | 0 | 0 | 0 | 0
[39 empty] | New | Air-side heat recovery systems-New | 0 |  |  | 0 | 0 | 0 | 0 | 0 | 0 | 0
[39 empty] | Retro | Air-side heat recovery systems-Retro | 0 |  |  | 0 | 0 | 0 | 0 | 0 | 0 | 0
[39 empty] | New | Demand Control Ventilation-New | 0 |  |  | 0 | 0 | 0 | 0 | 0 | 0 | 0
[39 empty] | Retro | Demand Control Ventilation (Parking)-Retro | 0 |  |  | 0 | 0 | 0 | 0 | 0 | 0 | 0
[39 empty] | New | Efficienct fans, pumps and drives-New | 0 |  |  | 0 | 0 | 0 | 0 | 0 | 0 | 0
[39 empty] | New | Efficienct fans, pumps and drives-NR | 0 |  |  | 0 | 0 | 0 | 0 | 0 | 0 | 0
[39 empty] | Retro | Efficienct fans, pumps and drives-Retro | 0 |  |  | 0 | 0 | 0 | 0 | 0 | 0 | 0
[39 empty] | Retro | VSD, ASD-Retro | 4 |  |  | 0 | 0 | 2.5 | 4 | 4 | 4 | 4
[39 empty] | New | ReRoof-NR | 12.9453 |  |  | 3.3323 | 9.7266 | 12.3958 | 12.5439 | 12.9819 | 13.1975 | 13.2332
[39 empty] | Retro | Grocery Refrigeration Bundle-Retro | 40.435 |  |  | 8.2836 | 14.8517 | 30.9773 | 40.435 | 40.435 | 44.1442 | 54.7371
[39 empty] | New | Grocery Refrigeration Heat Recovery-New | 0 |  |  | 0 | 0 | 0 | 0 | 0 | 0 | 0
[39 empty] | Retro | Demand controlled circulating systems-Retro | 0 |  |  | 0 | 0 | 0 | 0 | 0 | 0 | 0
[39 empty] | Retro | Plug Load Sensor-Retro | 15.7028 |  |  | 0 | 0 | 0 | 15.7028 | 15.7028 | 15.7028 | 15.7028
[39 empty] | New | Premium Fume Hood-New | 19 |  |  | 0 | 0 | 0 | 0 | 19 | 19 | 19
Technical Potential - Cumulative
New and NR
Year 2025
[39 empty] | Flag New/Retro | Measure Index Name | MWa with TRC BC Ratio >1.0 |  |  | <10 | <20 | <30 | <40 | <50 | <60 | <70
[39 empty] | New | Integrated Building Design | 196.349 |  |  | 56.6047 | 56.6047 | 83.6261 | 150.5857 | 150.5857 | 207.6752 | 207.6752
[39 empty] | New | LPD Package | 115.7875 |  |  | 101.4344 | 110.2844 | 110.2844 | 111.1005 | 118.5772 | 119.4404 | 120.0558
[39 empty] | New | Top Day Lighting | 40.4932 |  |  | -0.25168 | 8.8542 | 14.7899 | 29.1068 | 32.5605 | 38.9455 | 38.9472
[39 empty] | New | Perimeter Day lighting Controls | 0.13562 |  |  | 0 | 0 | 0 | 0 | 0 | 0 | 6.2964
[39 empty] | New | ECM on VAV Boxes | 12.3444 |  |  | 0 | 5.0091 | 7.9191 | 12.3444 | 12.3444 | 12.3444 | 12.3444
[39 empty] | New | Premium HVAC Equipment | 19.2312 |  |  | 0 | 2.459 | 2.459 | 2.459 | 6.9089 | 9.9178 | 20.8099
[39 empty] | New | Glass | 4.3568 |  |  | 0 | 0.058948 | 1.948 | 3.529 | 4.1702 | 5.0249 | 8.5296
[39 empty] | New | Variable Speed Chiller | 3.2233 |  |  | 0 | 0.87283 | 0.87283 | 3.2233 | 3.2233 | 3.2233 | 3.2233
[39 empty] | New | Controls Commission | 19.435 |  |  | 0 | 2.7741 | 2.7741 | 9.9892 | 24.0239 | 43.9255 | 74.4159
[39 empty] | New | Low Pressure Distribution | 54.9609 |  |  | -2.679 | 18.5083 | 34.7438 | 47.2444 | 49.17 | 49.17 | 52.282
[39 empty] | New | ReRoof | 12.9453 |  |  | 3.3323 | 9.7266 | 12.3958 | 12.5439 | 12.9819 | 13.1975 | 13.2332
[39 empty] | New | Premium Fume Hood | 19 |  |  | 0 | 0 | 0 | 0 | 19 | 19 | 19
[40 empty] | Cost-Effective Amount is 498 MWa | 498.2624 |  |  | <70: 576.8128
Technical Potential - Cumulative
RetroFit
[39 empty] | Flag New/Retro | Measure Index Name | MWa with TRC BC Ratio >1.0 |  |  | <10 | <20 | <30 | <40 | <50 | <60 | <70
[39 empty] | Retro | LPD Package | 153.5831 |  |  | 47.356 | 79.3117 | 107.7078 | 132.8783 | 157.4755 | 163.5188 | 190.6361
[39 empty] | Retro | Glass | 20.8745 |  |  | 0 | 0 | 14.5022 | 16.1815 | 17.9194 | 20.8745 | 22.805
[39 empty] | Retro | Package Roof Top Optimization | 117.0023 |  |  | 19.5481 | 24.4122 | 46.3532 | 68.3093 | 99.8642 | 107.1836 | 129.6595
[39 empty] | Retro | Built-Up HVAC Controls Optimization | 48.385 |  |  | 0 | 0 | 2.1496 | 29.9657 | 51.4356 | 57.4174 | 85.0634
[39 empty] | Retro | Variable Drive Power | 4 |  |  | 0 | 0 | 2.5 | 4 | 4 | 4 | 4
[39 empty] | Retro | Grocery Refrigeration Bundle | 40.435 |  |  | 8.2836 | 14.8517 | 30.9773 | 40.435 | 40.435 | 44.1442 | 54.7371
[39 empty] | Retro | Plug Load Sensor | 15.7028 |  |  | 0 | 0 | 0 | 15.7028 | 15.7028 | 15.7028 | 15.7028
[40 empty] | Cost-Effective Amount is 400 MWa | 399.9826 |  |  | <70: 502.6038
[39 empty] | Achievable Potential - Incremental |  | 85%
For Tally ChartNew (COMBINE NEW AND NR, PLOT ONLY NEW)
Year 2025
[39 empty] | Flag New/Retro | Measure Index Name | MWa with TRC BC Ratio >1.0 |  |  | <10 | <20 | <30 | <40 | <50 | <60 | <70
[39 empty] | New | Integrated Building Design-New | 166.8967 |  |  | 48.114 | 0 | 22.9682 | 56.9156 | 0 | 48.5261 | 0
[39 empty] | New | LPD Package-New | 62.8083 |  |  | 53.347 | 6.55 | 0 | 0.52773 | 3.6417 | 0.64242 | 0.12497
[39 empty] | New | LPD Package-NR | 35.6111 |  |  | 32.8722 | 0.97245 | 0 | 0.16599 | 2.7135 | 0.091353 | 0.39808
[39 empty] | Retro | LPD Package-Retro | 130.5457 |  |  | 40.2526 | 27.1624 | 24.1367 | 21.3949 | 20.9077 | 5.1368 | 23.0497
[39 empty] | New | Top Day Lighting-New | 34.4192 |  |  | -0.21393 | 7.74 | 5.0453 | 12.1694 | 2.9357 | 5.4272 | 0.0014475
[39 empty] | New | Perimeter Day lighting Controls (Advanced)-New | 0.072961 |  |  | 0 | 0 | 0 | 0 | 0 | 0 | 4.1353
[39 empty] | New | Perimeter Day lighting Controls (Advanced)-NR | 0.042318 |  |  | 0 | 0 | 0 | 0 | 0 | 0 | 1.2167
[39 empty] | New | Lighting Controls: Sweep, Occup, Commission-New | 0 |  |  | 0 | 0 | 0 | 0 | 0 | 0 | 0
[39 empty] | New | ECM on VAV Boxes-New | 6.4099 |  |  | 0 | 2.6484 | 0 | 3.7615 | 0 | 0 | 0
[39 empty] | New | ECM on VAV Boxes-NR | 4.0828 |  |  | 0 | 1.6094 | 2.4735 | 0 | 0 | 0 | 0
[39 empty] | Retro | ECM on VAV Boxes-Retro | 0 |  |  | 0 | 0 | 0 | 0 | 0 | 0 | 0
[39 empty] | New | Premium HVAC Equipment-New | 9.8198 |  |  | 0 | 1.4307 | 0 | 0 | 0.9236 | 2.0009 | 6.2691
[39 empty] | New | Premium HVAC Equipment-NR | 6.5268 |  |  | 0 | 0.65948 | 0 | 0 | 2.8588 | 0.55675 | 2.9892
[39 empty] | New | Glass-New | 2.597 |  |  | 0 | 0.050106 | 1.4824 | 0.71499 | 0.19083 | 0.25194 | 0.39084
[39 empty] | New | Glass-NR | 1.1063 |  |  | 0 | 0 | 0.12334 | 0.62882 | 0.35417 | 0.47461 | 2.5881
[39 empty] | Retro | Glass-Retro | 17.7433 |  |  | 0 | 0 | 12.3269 | 1.4274 | 1.4771 | 2.5118 | 1.6409
[39 empty] | Retro | Package Roof Top Optimization & Repair-Retro | 99.4519 |  |  | 16.6159 | 4.1344 | 18.6499 | 18.6627 | 26.8217 | 6.2214 | 19.1046
[39 empty] | New | Variable Speed Chiller-New | 0.95025 |  |  | 0 | 0.21687 | 0 | 0.73338 | 0 | 0 | 0
[39 empty] | New | Variable Speed Chiller-NR | 1.7896 |  |  | 0 | 0.52504 | 0 | 1.2645 | 0 | 0 | 0
[39 empty] | Retro | Variable Speed Chiller-Retro | 0 |  |  | 0 | 0 | 0 | 0 | 0 | 0 | 0
[39 empty] | New | Controls Commission-New | 16.5198 |  |  | 0 | 2.358 | 0 | 6.1328 | 11.9295 | 16.9163 | 25.9169
[39 empty] | Retro | Built-Up HVAC Controls Optimization-Retro | 41.1273 |  |  | 0 | 0 | 1.8272 | 23.6437 | 18.2494 | 5.0845 | 23.4991
[39 empty] | Retro | Built-Up HVAC Control Retrofit-Retro | 0 |  |  | 0 | 0 | 0 | 0 | 0 | 0 | 0
[39 empty] | New | Evaporative Assist Cooling-New | 0 |  |  | 0 | 0 | 0 | 0 | 0 | 0 | 0
[39 empty] | New | Evaporative Assist Cooling-NR | 0 |  |  | 0 | 0 | 0 | 0 | 0 | 0 | 0
[39 empty] | New | Low Pressure Distribution-New | 46.7168 |  |  | -2.2771 | 18.0091 | 13.8003 | 10.6255 | 1.6367 | 0 | 2.6452
[39 empty] | New | Low Pressure Distribution-NR | 0 |  |  | 0 | 0 | 0 | 0 | 0 | 0 | 0
[39 empty] | New | Air-side heat recovery systems-New | 0 |  |  | 0 | 0 | 0 | 0 | 0 | 0 | 0
[39 empty] | Retro | Air-side heat recovery systems-Retro | 0 |  |  | 0 | 0 | 0 | 0 | 0 | 0 | 0
[39 empty] | New | Demand Control Ventilation-New | 0 |  |  | 0 | 0 | 0 | 0 | 0 | 0 | 0
[39 empty] | Retro | Demand Control Ventilation (Parking)-Retro | 0 |  |  | 0 | 0 | 0 | 0 | 0 | 0 | 0
[39 empty] | New | Efficienct fans, pumps and drives-New | 0 |  |  | 0 | 0 | 0 | 0 | 0 | 0 | 0
[39 empty] | New | Efficienct fans, pumps and drives-NR | 0 |  |  | 0 | 0 | 0 | 0 | 0 | 0 | 0
[39 empty] | Retro | Efficienct fans, pumps and drives-Retro | 0 |  |  | 0 | 0 | 0 | 0 | 0 | 0 | 0
[39 empty] | Retro | VSD, ASD-Retro | 3.4 |  |  | 0 | 0 | 2.125 | 1.275 | 0 | 0 | 0
[39 empty] | New | ReRoof-NR | 11.0035 |  |  | 2.8325 | 5.4352 | 2.2688 | 0.12589 | 0.37228 | 0.18329 | 0.030357
[39 empty] | Retro | Grocery Refrigeration Bundle-Retro | 34.3697 |  |  | 7.0411 | 5.5828 | 13.7068 | 8.039 | 0 | 3.1529 | 9.0039
[39 empty] | New | Grocery Refrigeration Heat Recovery-New | 0 |  |  | 0 | 0 | 0 | 0 | 0 | 0 | 0
[39 empty] | Retro | Demand controlled circulating systems-Retro | 0 |  |  | 0 | 0 | 0 | 0 | 0 | 0 | 0
[39 empty] | Retro | Plug Load Sensor-Retro | 13.3473 |  |  | 0 | 0 | 0 | 13.3473 | 0 | 0 | 0
[39 empty] | New | Premium Fume Hood-New | 16.15 |  |  | 0 | 0 | 0 | 0 | 16.15 | 0 | 0
[39 empty] | Achievable Potential - Cumulative |  | 85% | Use Auto Filter
[39 empty] | For Tally ChartNew (COMBINE NEW AND NR, PLOT ONLY NEW) |  | 0
[39 empty] | 0 | Year 2025 | 0
[39 empty] | Flag New/Retro | Measure Index Name | MWa with TRC BC Ratio >1.0 |  |  | <10 | <20 | <30 | <40 | <50 | <60 | <70
[39 empty] | New | Integrated Building Design-New | 166.8967 |  |  | 48.114 | 48.114 | 71.0822 | 127.9978 | 127.9978 | 176.524 | 176.524
[39 empty] | New | LPD Package-New | 62.8083 |  |  | 53.347 | 59.897 | 59.897 | 60.4248 | 64.0664 | 64.7089 | 64.8338
[39 empty] | New | LPD Package-NR | 35.6111 |  |  | 32.8722 | 33.8447 | 33.8447 | 34.0107 | 36.7242 | 36.8155 | 37.2136
[39 empty] | Retro | LPD Package-Retro | 130.5457 |  |  | 40.2526 | 67.415 | 91.5516 | 112.9465 | 133.8542 | 138.991 | 162.0407
[39 empty] | New | Top Day Lighting-New | 34.4192 |  |  | -0.21393 | 7.5261 | 12.5714 | 24.7408 | 27.6764 | 33.1036 | 33.1051
[39 empty] | New | Perimeter Day lighting Controls (Advanced)-New | 0.072961 |  |  | 0 | 0 | 0 | 0 | 0 | 0 | 4.1353
[39 empty] | New | Perimeter Day lighting Controls (Advanced)-NR | 0.042318 |  |  | 0 | 0 | 0 | 0 | 0 | 0 | 1.2167
[39 empty] | New | Lighting Controls: Sweep, Occup, Commission-New | 0 |  |  | 0 | 0 | 0 | 0 | 0 | 0 | 0
[39 empty] | New | ECM on VAV Boxes-New | 6.4099 |  |  | 0 | 2.6484 | 2.6484 | 6.4099 | 6.4099 | 6.4099 | 6.4099
[39 empty] | New | ECM on VAV Boxes-NR | 4.0828 |  |  | 0 | 1.6094 | 4.0828 | 4.0828 | 4.0828 | 4.0828 | 4.0828
[39 empty] | Retro | ECM on VAV Boxes-Retro | 0 |  |  | 0 | 0 | 0 | 0 | 0 | 0 | 0
[39 empty] | New | Premium HVAC Equipment-New | 9.8198 |  |  | 0 | 1.4307 | 1.4307 | 1.4307 | 2.3543 | 4.3551 | 10.6242
[39 empty] | New | Premium HVAC Equipment-NR | 6.5268 |  |  | 0 | 0.65948 | 0.65948 | 0.65948 | 3.5183 | 4.075 | 7.0642
[39 empty] | New | Glass-New | 2.597 |  |  | 0 | 0.050106 | 1.5325 | 2.2475 | 2.4383 | 2.6903 | 3.0811
[39 empty] | New | Glass-NR | 1.1063 |  |  | 0 | 0 | 0.12334 | 0.75216 | 1.1063 | 1.5809 | 4.169
[39 empty] | Retro | Glass-Retro | 17.7433 |  |  | 0 | 0 | 12.3269 | 13.7543 | 15.2315 | 17.7433 | 19.3842
[39 empty] | Retro | Package Roof Top Optimization & Repair-Retro | 99.4519 |  |  | 16.6159 | 20.7503 | 39.4002 | 58.0629 | 84.8846 | 91.106 | 110.2106
[39 empty] | New | Variable Speed Chiller-New | 0.95025 |  |  | 0 | 0.21687 | 0.21687 | 0.95025 | 0.95025 | 0.95025 | 0.95025
[39 empty] | New | Variable Speed Chiller-NR | 1.7896 |  |  | 0 | 0.52504 | 0.52504 | 1.7896 | 1.7896 | 1.7896 | 1.7896
[39 empty] | Retro | Variable Speed Chiller-Retro | 0 |  |  | 0 | 0 | 0 | 0 | 0 | 0 | 0
[39 empty] | New | Controls Commission-New | 16.5198 |  |  | 0 | 2.358 | 2.358 | 8.4908 | 20.4203 | 37.3366 | 63.2535
[39 empty] | Retro | Built-Up HVAC Controls Optimization-Retro | 41.1273 |  |  | 0 | 0 | 1.8272 | 25.4709 | 43.7203 | 48.8048 | 72.3039
[39 empty] | Retro | Built-Up HVAC Control Retrofit-Retro | 0 |  |  | 0 | 0 | 0 | 0 | 0 | 0 | 0
[39 empty] | New | Evaporative Assist Cooling-New | 0 |  |  | 0 | 0 | 0 | 0 | 0 | 0 | 0
[39 empty] | New | Evaporative Assist Cooling-NR | 0 |  |  | 0 | 0 | 0 | 0 | 0 | 0 | 0
[39 empty] | New | Low Pressure Distribution-New | 46.7168 |  |  | -2.2771 | 15.732 | 29.5323 | 40.1578 | 41.7945 | 41.7945 | 44.4397
[39 empty] | New | Low Pressure Distribution-NR | 0 |  |  | 0 | 0 | 0 | 0 | 0 | 0 | 0
[39 empty] | New | Air-side heat recovery systems-New | 0 |  |  | 0 | 0 | 0 | 0 | 0 | 0 | 0
[39 empty] | Retro | Air-side heat recovery systems-Retro | 0 |  |  | 0 | 0 | 0 | 0 | 0 | 0 | 0
[39 empty] | New | Demand Control Ventilation-New | 0 |  |  | 0 | 0 | 0 | 0 | 0 | 0 | 0
[39 empty] | Retro | Demand Control Ventilation (Parking)-Retro | 0 |  |  | 0 | 0 | 0 | 0 | 0 | 0 | 0
[39 empty] | New | Efficienct fans, pumps and drives-New | 0 |  |  | 0 | 0 | 0 | 0 | 0 | 0 | 0
[39 empty] | New | Efficienct fans, pumps and drives-NR | 0 |  |  | 0 | 0 | 0 | 0 | 0 | 0 | 0
[39 empty] | Retro | Efficienct fans, pumps and drives-Retro | 0 |  |  | 0 | 0 | 0 | 0 | 0 | 0 | 0
[39 empty] | Retro | VSD, ASD-Retro | 3.4 |  |  | 0 | 0 | 2.125 | 3.4 | 3.4 | 3.4 | 3.4
[39 empty] | New | ReRoof-NR | 11.0035 |  |  | 2.8325 | 8.2676 | 10.5364 | 10.6623 | 11.0346 | 11.2179 | 11.2482
[39 empty] | Retro | Grocery Refrigeration Bundle-Retro | 34.3697 |  |  | 7.0411 | 12.6239 | 26.3307 | 34.3697 | 34.3697 | 37.5226 | 46.5265
[39 empty] | New | Grocery Refrigeration Heat Recovery-New | 0 |  |  | 0 | 0 | 0 | 0 | 0 | 0 | 0
[39 empty] | Retro | Demand controlled circulating systems-Retro | 0 |  |  | 0 | 0 | 0 | 0 | 0 | 0 | 0
[39 empty] | Retro | Plug Load Sensor-Retro | 13.3473 |  |  | 0 | 0 | 0 | 13.3473 | 13.3473 | 13.3473 | 13.3473
[39 empty] | New | Premium Fume Hood-New | 16.15 |  |  | 0 | 0 | 0 | 0 | 16.15 | 16.15 | 16.15
[39 empty] | Achievable Potential - Cumulative |  | 85%
[39 empty] | For Achievable, Combine Measure Names |  | 0
[39 empty] | 0 | Year 2025 | 0
[39 empty] | Flag New/Retro | Measure Index Name | MWa with TRC BC Ratio >1.0 |  |  | <10 | <20 | <30 | <40 | <50 | <60 | <70
[39 empty] | New | Integrated Building Design | 166.8967 |  |  | 48.114 | 48.114 | 71.0822 | 127.9978 | 127.9978 | 176.524 | 176.524
[39 empty] | New | Lighting Measures | 98.4193 |  |  | 86.2193 | 93.7417 | 93.7417 | 94.4355 | 100.7906 | 101.5244 | 102.0474
[39 empty] | New | Top Day Lighting | 34.4192 |  |  | -0.21393 | 7.5261 | 12.5714 | 24.7408 | 27.6764 | 33.1036 | 33.1051
[39 empty] | New | Perimeter Day lighting Controls | 0.11528 |  |  | 0 | 0 | 0 | 0 | 0 | 0 | 5.3519
[39 empty] | New | ECM on VAV Boxes | 10.4927 |  |  | 0 | 4.2578 | 6.7312 | 10.4927 | 10.4927 | 10.4927 | 10.4927
[39 empty] | New | Premium HVAC Equipment | 16.3466 |  |  | 0 | 2.0901 | 2.0901 | 2.0901 | 5.8725 | 8.4302 | 17.6884
[39 empty] | New | Glass | 3.7033 |  |  | 0 | 0.050106 | 1.6558 | 2.9996 | 3.5446 | 4.2712 | 7.2501
[39 empty] | New | Variable Speed Chiller | 2.7398 |  |  | 0 | 0.74191 | 0.74191 | 2.7398 | 2.7398 | 2.7398 | 2.7398
[39 empty] | New | Controls Commission | 16.5198 |  |  | 0 | 2.358 | 2.358 | 8.4908 | 20.4203 | 37.3366 | 63.2535
[39 empty] | New | Low Pressure Distribution | 46.7168 |  |  | -2.2771 | 15.732 | 29.5323 | 40.1578 | 41.7945 | 41.7945 | 44.4397
[39 empty] | New | ReRoof | 11.0035 |  |  | 2.8325 | 8.2676 | 10.5364 | 10.6623 | 11.0346 | 11.2179 | 11.2482
[39 empty] | New | Premium Fume Hood | 16.15 |  |  | 0 | 0 | 0 | 0 | 16.15 | 16.15 | 16.15
[40 empty] | Cost-Effective Amount is 424 MWa | 423.5231 |  |  | <70: 490.2909
[39 empty] | Achievable Potential - Cumulative |  | 85%
[39 empty] | For Achievable, Combine Measure Names |  | 0
[39 empty] | Flag New/Retro | Measure Index Name | MWa with TRC BC Ratio >1.0 |  |  | <10 | <20 | <30 | <40 | <50 | <60 | <70
[39 empty] | Retro | Lighting Measures | 130.5457 |  |  | 40.2526 | 67.415 | 91.5516 | 112.9465 | 133.8542 | 138.991 | 162.0407
[39 empty] | Retro | Glass | 17.7433 |  |  | 0 | 0 | 12.3269 | 13.7543 | 15.2315 | 17.7433 | 19.3842
[39 empty] | Retro | Package Roof Top Optimization | 99.4519 |  |  | 16.6159 | 20.7503 | 39.4002 | 58.0629 | 84.8846 | 91.106 | 110.2106
[39 empty] | Retro | Built-Up HVAC Controls Optimization | 41.1273 |  |  | 0 | 0 | 1.8272 | 25.4709 | 43.7203 | 48.8048 | 72.3039
[39 empty] | Retro | Variable Drive Power | 3.4 |  |  | 0 | 0 | 2.125 | 3.4 | 3.4 | 3.4 | 3.4
[39 empty] | Retro | Grocery Refrigeration | 34.3697 |  |  | 7.0411 | 12.6239 | 26.3307 | 34.3697 | 34.3697 | 37.5226 | 46.5265
[39 empty] | Retro | Plug Load Sensor | 13.3473 |  |  | 0 | 0 | 0 | 13.3473 | 13.3473 | 13.3473 | 13.3473
[40 empty] | Cost-Effective Amount is 340 MWa | 339.9852 |  |  | <70: 427.2132