{"text_format":"1","workbook":"xlsx","n_sheets":10,"sheets":["Quick Start Guide","ProData","Select Measure Files","Run Queue","AggregatedOutput","Lists","Table Lookups","ProCost 8th Plan Inputs","Measure_InputOutput","M_Input_Out"],"not_rendered":{"charts":0,"images":1,"macros":1,"external_links":1,"defined_names":361,"comments":8,"pivot_tables":0},"unopened":[],"bounds":{"document_bytes":16777216,"sheet_cells":100000,"rows_first":2000,"rows_last":500,"rows_between":2000,"halvings":0,"cell_chars":16384,"cell_head_chars":4096},"cells_cut":0,"cells_raw":0,"read":"whole","date_system":"1900"}

{"sheet":"Quick Start Guide","index":0,"n_rows":0,"n_cols":0,"rows_kept":0,"cut":false,"hidden":false,"merged":[]}

{"sheet":"ProData","index":1,"n_rows":81,"n_cols":10,"rows_kept":81,"cut":false,"hidden":false,"merged":[[59,4,60,7],[9,2,9,4],[4,2,4,4],[5,2,5,4],[6,2,6,4],[7,2,7,4],[8,2,8,4],[56,4,57,6],[10,2,10,4],[11,2,11,4],[12,2,12,4],[44,3,44,5]]}
[]
[null,"ProCost v4.0.06"]
[]
[null,"Marginal Cost & Conservation Load Shape Parameters"]
[null,"Marginal Costs and Savings Shape File","Q:\\Eighth Plan\\Conservation Analysis\\ProCost v4\\MC_AND_LOADSHAPE_v4.0.06.xlsx",null,null,null,null,null,null,0]
[null,"Marginal Elec Avoided Cost Input Worksheet","2021P Electric Mid"]
[null,"Elec Savings Shape Input Worksheet","GLSShapes"]
[null,"Marginal Gas Avoided Cost Input Worksheet","2021P Gas"]
[null,"Gas Savings Shape Input Worksheet","GLSShapes"]
[null,"Marginal Elec CO2 per kWh Input Worksheet","CO2 lbs per kWh"]
[null,"Marginal Gas CO2 per therm Input Worksheet","CO2 lbs per therm"]
[null,"Marginal Avoided Cost CO2 Input Worksheet","Dollars per ton CO2"]
[null,"Peak Hours Definitions Input Worksheet","UtilityPeakHours"]
[]
[null,"Run Parameters"]
[null,"Run Type","Electric","(Electric / Gas)"]
[null,"Negative B/C Ratios","Off","(On / Off)"]
[null,"Admin Cost @ Measure Application Level","On","(On / Off)"]
[null,"Repeat Periodic Replacement ","On","(On / Off)"]
[null,"Limit Program Life to Measure Life","Off","(On / Off)"]
[]
[null,"Program Parameters"]
[null,"Program Life (yrs)",{"$f":"'ProCost 8th Plan Inputs'!J4","v":20}]
[null,"Program Start Date",{"$f":"'ProCost 8th Plan Inputs'!J5","v":2022}]
[null,"Present Value Time Zero",{"$f":"'ProCost 8th Plan Inputs'!J6","v":2022}]
[null,"Input Cost Reference Year",{"$f":"'ProCost 8th Plan Inputs'!J7","v":2016}]
[null,"Real Discount Rate",{"$f":"'ProCost 8th Plan Inputs'!J8","v":3.7499999999999999E-2}]
[null,"Capital Real Escalation Rate",{"$f":"'ProCost 8th Plan Inputs'!J9","v":0}]
[null,"Admin Cost (as % of Initial Capital Cost)",{"$f":"'ProCost 8th Plan Inputs'!J10","v":0.2}]
[null,"Regional Act Conservation Credit (%)",0]
[null,"Report Annual Carbon Saved for Year",{"$f":"'ProCost 8th Plan Inputs'!J12","v":2022}]
[]
[null,"Sector"]
[null,"Sector","Commercial","(Res. / Com. / Ind. / Ag. / Melded / Utility / Local Gov.)"]
[]
[null,"Sponsor Parameters"]
[null,null,"Customer","Wholesale Elec","Retail Elec","Nat Gas"]
[null,"Real After-Tax Cost of Capital",{"$f":"INDEX(SECTOR_INPUTS_7P,VLOOKUP(ProData_Sector,tbl_SectorLookup,2,FALSE),2)","v":4.1500000000000002E-2},{"$f":"INDEX(SECTOR_INPUTS_7P,VLOOKUP(ProData_Sector,tbl_SectorLookup,2,FALSE),3)","v":2.23E-2},{"$f":"INDEX(SECTOR_INPUTS_7P,VLOOKUP(ProData_Sector,tbl_SectorLookup,2,FALSE),4)","v":4.2799999999999998E-2},{"$f":"INDEX(SECTOR_INPUTS_7P,VLOOKUP(ProData_Sector,tbl_SectorLookup,2,FALSE),5)","v":4.8000000000000001E-2}]
[null,"Financial Life (years)",{"$f":"INDEX(SECTOR_INPUTS_7P,VLOOKUP(ProData_Sector,tbl_SectorLookup,2,FALSE)+1,2)","v":12},{"$f":"INDEX(SECTOR_INPUTS_7P,VLOOKUP(ProData_Sector,tbl_SectorLookup,2,FALSE)+1,3)","v":1},{"$f":"INDEX(SECTOR_INPUTS_7P,VLOOKUP(ProData_Sector,tbl_SectorLookup,2,FALSE)+1,4)","v":1},{"$f":"INDEX(SECTOR_INPUTS_7P,VLOOKUP(ProData_Sector,tbl_SectorLookup,2,FALSE)+1,5)","v":1}]
[null,null,"Customer","Wholesale Elec","Retail Elec","Nat Gas"]
[null,"Sponsor Share of Initial Capital Cost ",{"$f":"INDEX(SECTOR_INPUTS_7P,VLOOKUP(ProData_Sector,tbl_SectorLookup,2,FALSE)+2,2)","v":0.5},{"$f":"INDEX(SECTOR_INPUTS_7P,VLOOKUP(ProData_Sector,tbl_SectorLookup,2,FALSE)+2,3)","v":0.35},{"$f":"INDEX(SECTOR_INPUTS_7P,VLOOKUP(ProData_Sector,tbl_SectorLookup,2,FALSE)+2,4)","v":0.15},{"$f":"INDEX(SECTOR_INPUTS_7P,VLOOKUP(ProData_Sector,tbl_SectorLookup,2,FALSE)+2,5)","v":0}]
[null,"Sponsor Share of Annual O&M",{"$f":"INDEX(SECTOR_INPUTS_7P,VLOOKUP(ProData_Sector,tbl_SectorLookup,2,FALSE)+3,2)","v":1},{"$f":"INDEX(SECTOR_INPUTS_7P,VLOOKUP(ProData_Sector,tbl_SectorLookup,2,FALSE)+3,3)","v":0},{"$f":"INDEX(SECTOR_INPUTS_7P,VLOOKUP(ProData_Sector,tbl_SectorLookup,2,FALSE)+3,4)","v":0},{"$f":"INDEX(SECTOR_INPUTS_7P,VLOOKUP(ProData_Sector,tbl_SectorLookup,2,FALSE)+3,5)","v":0}]
[null,"Sponsor Share of Periodic Replacement Cost",{"$f":"INDEX(SECTOR_INPUTS_7P,VLOOKUP(ProData_Sector,tbl_SectorLookup,2,FALSE)+4,2)","v":1},{"$f":"INDEX(SECTOR_INPUTS_7P,VLOOKUP(ProData_Sector,tbl_SectorLookup,2,FALSE)+4,3)","v":0},{"$f":"INDEX(SECTOR_INPUTS_7P,VLOOKUP(ProData_Sector,tbl_SectorLookup,2,FALSE)+4,4)","v":0},{"$f":"INDEX(SECTOR_INPUTS_7P,VLOOKUP(ProData_Sector,tbl_SectorLookup,2,FALSE)+4,5)","v":0}]
[null,"Sponsor Share of Admin Cost",null,{"$f":"INDEX(SECTOR_INPUTS_7P,VLOOKUP(ProData_Sector,tbl_SectorLookup,2,FALSE)+5,3)","v":0.3},{"$f":"INDEX(SECTOR_INPUTS_7P,VLOOKUP(ProData_Sector,tbl_SectorLookup,2,FALSE)+5,4)","v":0.7},{"$f":"INDEX(SECTOR_INPUTS_7P,VLOOKUP(ProData_Sector,tbl_SectorLookup,2,FALSE)+5,5)","v":0}]
[null,"Last Year of Non-Customer O&M & Period Replacement",null,{"$f":"INDEX(SECTOR_INPUTS_7P,VLOOKUP(ProData_Sector,tbl_SectorLookup,2,FALSE)+6,3)","v":20}]
[]
[null,"Utility System Parameters"]
[null,null,"Electric","Gas"]
[null,"Bulk System T&D Loss Factor",{"$f":"'ProCost 8th Plan Inputs'!J15","v":2.3E-2},{"$f":"'ProCost 8th Plan Inputs'!K15","v":0.01}]
[null,"Bulk System T&D Credit ($/kw-yr)($/dailytherm-yr)",{"$f":"'ProCost 8th Plan Inputs'!J16","v":3.08},{"$f":"'ProCost 8th Plan Inputs'!K16","v":0}]
[null,"Bulk System T&D Credit - Applicable Peak Period (1,2, or both)","Peak Periods 1 and 2","Peak Period 1 only"]
[null,"Bulk System T&D I2R Loss Component (%)",0.9,{"$f":"'ProCost 8th Plan Inputs'!K17","v":"N/A"}]
[null,"Local System Dist Loss Factor",{"$f":"'ProCost 8th Plan Inputs'!J18","v":4.7399348199455904E-2},{"$f":"'ProCost 8th Plan Inputs'!K18","v":0}]
[null,"Local System Dist Credit ($/kw-yr)($/dailytherm-yr)",{"$f":"'ProCost 8th Plan Inputs'!J19","v":6.85},{"$f":"'ProCost 8th Plan Inputs'!K19","v":0}]
[null,"Local System Dist Credit - Applicable Peak Period (1,2, or both)","Peak Periods 1 and 2","Peak Period 1 only"]
[null,"Local System Dist I2R Loss Component (%)",0.7,{"$f":"'ProCost 8th Plan Inputs'!K20","v":"N/A"}]
[null,"Risk-Mitigation Credit (mills/kWh)(mills/therm) - Retro.",{"$f":"'ProCost 8th Plan Inputs'!J21","v":0},{"$f":"'ProCost 8th Plan Inputs'!K21","v":0},"ProCost currently treats all measures as retrofits (and Risk Mitigation Credit = $0/kWh)"]
[null,"Risk-Mitigation Credit (mills/kWh)(mills/therm) - Lost Op.",{"$f":"'ProCost 8th Plan Inputs'!J22","v":0},{"$f":"'ProCost 8th Plan Inputs'!K22","v":0}]
[null,"Deferred Generation Capacity Credit - Same or Different Resources?","None - No Credit","N/A"]
[null,"Deferred Generation Capacity Credit ($/bulk kW-year) - Peak 1",{"$f":"INDEX(C79:C81,MATCH(C59,B79:B81,0))","v":0},{"$f":"'ProCost 8th Plan Inputs'!K23","v":"N/A"},"These values are looked up based on the value in C59."]
[null,"Deferred Generation Capacity Credit ($/bulk kW-year) - Peak 2",{"$f":"INDEX(D79:D81,MATCH(C59,B79:B81,0))","v":0},{"$f":"'ProCost 8th Plan Inputs'!K24","v":"N/A"}]
[]
[null,"THIS LIST CAN BE MOVED TO THE LISTS SHEET"]
[null,"Peak Periods"]
[null,"Peak Period 1 only"]
[null,"Peak Period 2 only"]
[null,"Peak Periods 1 and 2"]
[]
[null,"DEFERRED GENERATION CAPACITY"]
[null,"Same Resource"]
[null,"Total Value ($/bulk kW-year)",115,"enter a value"]
[null,"% to Peak 1",0.75,"enter a value"]
[null,"Different Resources"]
[null,"Peak 1 Value ($/bulk kW-year)",115,"enter a value"]
[null,"Peak 2 Value ($/bulk kW-year)",25,"enter a value"]
[]
[null,"LOOKUPS FOR PROCOST INPUTS"]
[null,null,"Peak 1 credit","Peak 2 credit"]
[null,{"$f":"B70","v":"Same Resource"},{"$f":"C71*C72","v":86.25},{"$f":"C71-C79","v":28.75}]
[null,{"$f":"B73","v":"Different Resources"},{"$f":"C74","v":115},{"$f":"C75","v":25}]
[null,"None - No Credit",0,0]

{"sheet":"Select Measure Files","index":2,"n_rows":99,"n_cols":9,"rows_kept":99,"cut":false,"hidden":false,"merged":[]}
[]
[]
[null,"Save and Close Measure Files After Running?  ","Yes"]
[]
[]
[null,"Select Measure Files [Note: Required fields denoted with an asterisk (*).]"]
[null,"Measure File Path*\n(e.g. C:\\Users\\Council\\)","Measure File Name*\n(e.g. Res-Showerhead.xlsx)","Measure Input Tab 1*","Measure Input Tab 2","Measure Input Tab 3","Measure Input Tab 4","Sector*","Custom Sort (X)"]
[null,"Q:\\Eighth Plan\\Conservation Analysis\\Residential\\","Res-Adv Powerstrips-2021P_v3.xlsx","Measure_InputOutput",null,null,null,"Residential"]
[null,"Q:\\Eighth Plan\\Conservation Analysis\\Residential\\","Res-Aerator-2021P_v2.xlsx","Measure_InputOutput",null,null,null,"Residential"]
[null,"Q:\\Eighth Plan\\Conservation Analysis\\Residential\\","Res-ClothesWasher-2021P_v2.xlsx","Measure_InputOutput",null,null,null,"Residential"]
[null,"Q:\\Eighth Plan\\Conservation Analysis\\Residential\\","Res-Dishwasher-2021P_v2.xlsx","Measure_InputOutput",null,null,null,"Residential"]
[null,"Q:\\Eighth Plan\\Conservation Analysis\\Residential\\","Res-Dryer-2021P_v4.xlsx","Measure_InputOutput",null,null,null,"Residential"]
[null,"Q:\\Eighth Plan\\Conservation Analysis\\Residential\\","Res-EVSE-2021P_v4.xlsx","Measure_InputOutput",null,null,null,"Residential"]
[null,"Q:\\Eighth Plan\\Conservation Analysis\\Residential\\","Res-FridgeFreezer-2021P_v2.xlsx","Measure_InputOutput",null,null,null,"Residential"]
[null,"Q:\\Eighth Plan\\Conservation Analysis\\Residential\\","Res-GFX-2021P_v2.xlsx","Measure_InputOutput",null,null,null,"Residential"]
[null,"Q:\\Eighth Plan\\Conservation Analysis\\Residential\\","Res-HPWH-2021P_v3.xlsm","Measure_InputOutput",null,null,null,"Residential"]
[null,"Q:\\Eighth Plan\\Conservation Analysis\\Residential\\","Res-Monitors-2021P_v2.xlsx","M_Input",null,null,null,"Residential"]
[null,"Q:\\Eighth Plan\\Conservation Analysis\\Residential\\","Res-Oven-2021P_v2.xlsx","Measure_InputOutput",null,null,null,"Residential"]
[null,"Q:\\Eighth Plan\\Conservation Analysis\\Residential\\","Res-PipeInsulation-2021P_v4.xlsx","Measure_InputOutput",null,null,null,"Residential"]
[null,"Q:\\Eighth Plan\\Conservation Analysis\\Residential\\","Res-Showerhead-2021P_v2.xlsx","Measure_InputOutput",null,null,null,"Residential"]
[null,"Q:\\Eighth Plan\\Conservation Analysis\\Residential\\","Res-TSRV-2021P_v2.xlsx","Measure_InputOutput",null,null,null,"Residential"]
[null,"Q:\\Eighth Plan\\Conservation Analysis\\Residential\\","Res-Whole House Fan-2021P_v4.xlsx","Measure_InputOutput",null,null,null,"Residential"]
[null,"Q:\\Eighth Plan\\Conservation Analysis\\Residential\\","Res-Well Pump-2021P_v2.xlsx","Measure_InputOutput",null,null,null,"Residential"]
[null,"Q:\\Eighth Plan\\Conservation Analysis\\Residential\\","Res-Computers-2021P_v4.xlsx","M_Input",null,null,null,"Residential"]
[null,"Q:\\Eighth Plan\\Conservation Analysis\\Residential\\","Res-Air Cleaner-2021P_v3.xlsx","Measure_InputOutput",null,null,null,"Residential"]
[null,"Q:\\Eighth Plan\\Conservation Analysis\\Residential\\","Res-TVs-2021P_v2.xlsx","Measure_InputOutput",null,null,null,"Residential"]
[null,"Q:\\Eighth Plan\\Conservation Analysis\\Residential\\","Res-DHPZonalSFMH-2021P_v4.xlsm","Measure_InputOutput",null,null,null,"Residential"]
[null,"Q:\\Eighth Plan\\Conservation Analysis\\Residential\\","Res-SFWx-2021P_v4.xlsx","Measure_InputOutput",null,null,null,"Residential"]
[null,"Q:\\Eighth Plan\\Conservation Analysis\\Residential\\","Res-Lighting-2021P_v6.xlsm","Measure_InOut_All",null,null,null,"Residential"]
[null,"Q:\\Eighth Plan\\Conservation Analysis\\Residential\\","Res-DuctSeal-2021P_v5.xlsx","Measure_InputOutput",null,null,null,"Residential"]
[null,"Q:\\Eighth Plan\\Conservation Analysis\\Residential\\","Res-ASHP-2021P_v6.xlsx","Measure_InputOutput",null,null,null,"Residential"]
[null,"Q:\\Eighth Plan\\Conservation Analysis\\Residential\\","Res-Behavior-2021P_v3.xlsx","Measure_InputOutput",null,null,null,"Residential"]
[null,"Q:\\Eighth Plan\\Conservation Analysis\\Residential\\","Res-DHPZonalMF-2021P_v2.xlsx","Measure_InputOutput",null,null,null,"Residential"]
[null,"Q:\\Eighth Plan\\Conservation Analysis\\Residential\\","Res-CAC-2021P_v2.xlsx","Measure_InputOutput",null,null,null,"Residential"]
[null,"Q:\\Eighth Plan\\Conservation Analysis\\Residential\\","Res-CircPumps-2021P_V6.xlsm","M_Input",null,null,null,"Residential"]
[null,"Q:\\Eighth Plan\\Conservation Analysis\\Residential\\","Res-DHPforFAF - 2021P_v3.xlsm","Measure_InputOutput",null,null,null,"Residential"]
[null,"Q:\\Eighth Plan\\Conservation Analysis\\Residential\\","Res-GSHP-2021P_v4.xlsx","Measure_InputOutput",null,null,null,"Residential"]
[null,"Q:\\Eighth Plan\\Conservation Analysis\\Residential\\","Res-HRV-2021P_v3.xlsx","Measure_InputOutput",null,null,null,"Residential"]
[null,"Q:\\Eighth Plan\\Conservation Analysis\\Residential\\","Res-Microwave-2021P_v2.xlsx","Measure_InputOutput",null,null,null,"Residential"]
[null,"Q:\\Eighth Plan\\Conservation Analysis\\Residential\\","Res-MHWx-2021P_v4.xlsx","Measure_InputOutput",null,null,null,"Residential"]
[null,"Q:\\Eighth Plan\\Conservation Analysis\\Residential\\","Res-MFWx-2021P_v2.xlsx","Measure_InputOutput",null,null,null,"Residential"]
[null,"Q:\\Eighth Plan\\Conservation Analysis\\Residential\\","Res-Tstats-2021P_v2.xlsx","Measure_InputOutput",null,null,null,"Residential"]
[null,"Q:\\Eighth Plan\\Conservation Analysis\\Residential\\","Res-CellularShades-2021P_v2.xlsx","Measure_InputOutput",null,null,null,"Residential"]
[null,"Q:\\Eighth Plan\\Conservation Analysis\\Residential\\","Res-RAC-2021P_v3.xlsx","Measure_InputOutput",null,null,null,"Residential"]
[null,"Q:\\Eighth Plan\\Conservation Analysis\\Ag sector\\","Ag-Area_Lights-2021P_v2.xlsm","M_Input",null,null,null,"Agriculture"]
[null,"Q:\\Eighth Plan\\Conservation Analysis\\Ag sector\\","Ag-CircBlockHtr-2021P_v3.xlsx","M_Input",null,null,null,"Agriculture"]
[null,"Q:\\Eighth Plan\\Conservation Analysis\\Ag sector\\","Ag-Dairy-2021P_v2.xlsx","M_Input",null,null,null,"Agriculture"]
[null,"Q:\\Eighth Plan\\Conservation Analysis\\Ag sector\\","Ag-Irr_Eff-2021P_v3.xlsm","M_Input",null,null,null,"Agriculture"]
[null,"Q:\\Eighth Plan\\Conservation Analysis\\Ag sector\\","Ag-Irr_Motor-2021P_v2.xlsm","M_Input",null,null,null,"Agriculture"]
[null,"Q:\\Eighth Plan\\Conservation Analysis\\Ag sector\\","Ag-StockTankEff-2021P_v2.xlsm","M_Input",null,null,null,"Agriculture"]
[null,"Q:\\Eighth Plan\\Conservation Analysis\\Commercial\\","Com-HPWH-2021P_V9-C19.xlsx","M_Input",null,null,null,"Commercial"]
[null,"Q:\\Eighth Plan\\Conservation Analysis\\Commercial\\","Com-Windows-2021P_V17-C19.xlsx","Combined SGS","Combined Film","Combined New",null,"Commercial"]
[null,"Q:\\Eighth Plan\\Conservation Analysis\\Commercial\\","Com-ParkingGarageLighting-2021P_V11-C19.xlsx","M_Input(Fixture)","M_Input(Fixture wo OM)","M_Input(per KSF)",null,"Commercial"]
[null,"Q:\\Eighth Plan\\Conservation Analysis\\Commercial\\","Com-HeatPumps-2021P_V4.xlsm","M_Input",null,null,null,"Commercial"]
[null,"Q:\\Eighth Plan\\Conservation Analysis\\Industrial\\","IND-PUMPS-2021P_V6.xlsm","M_Input",null,null,null,"Industrial"]
[null,"Q:\\Eighth Plan\\Conservation Analysis\\Industrial\\","IND-Fans-2021P_V6.xlsm","M_Input",null,null,null,"Industrial"]
[null,"Q:\\Eighth Plan\\Conservation Analysis\\Industrial\\","IND_AllMeasures_2021P_V8.xlsm","M_Input",null,null,null,"Industrial"]
[null,"Q:\\Eighth Plan\\Conservation Analysis\\Industrial\\","IND-Lighting-2021P-V9.xlsx","M_Input(Fixture)",null,null,null,"Industrial"]
[null,"Q:\\Eighth Plan\\Conservation Analysis\\Industrial\\","IND-AirComp-2021P_V7.xlsx","M_Input",null,null,null,"Industrial"]
[null,"Q:\\Eighth Plan\\Conservation Analysis\\Industrial\\","Ind-OtherMotors-2021P_v4.xlsx","M_Input",null,null,null,"Industrial"]
[null,"Q:\\Eighth Plan\\Conservation Analysis\\Commercial\\","Com-Chiller-2021P_V3.xlsm","M_Input",null,null,null,"Commercial"]
[null,"Q:\\Eighth Plan\\Conservation Analysis\\Commercial\\","Com-VHE-DOAS-2021P_V2.xlsm","M_Input",null,null,null,"Commercial"]
[null,"Q:\\Eighth Plan\\Conservation Analysis\\Commercial\\","Com-Cooking-2021P_V3.xlsm","M_Input",null,null,null,"Commercial"]
[null,"Q:\\Eighth Plan\\Conservation Analysis\\Commercial\\","Com-ARC-2021P_V4.xlsm","M_Input",null,null,null,"Commercial"]
[null,"Q:\\Eighth Plan\\Conservation Analysis\\Commercial\\","Com-EM-2021P_V4.xlsm","M_Input",null,null,null,"Commercial"]
[null,"Q:\\Eighth Plan\\Conservation Analysis\\Commercial\\","Com-Washer-2021P_V2.xlsm","M_Input",null,null,null,"Commercial"]
[null,"Q:\\Eighth Plan\\Conservation Analysis\\Commercial\\","Com-Refrig-Freeze_2021P_V2.xlsm","M_Input",null,null,null,"Commercial"]
[null,"Q:\\Eighth Plan\\Conservation Analysis\\Commercial\\","Com-PowerStrips_2021P_V2.xlsm","M_Input",null,null,null,"Commercial"]
[null,"Q:\\Eighth Plan\\Conservation Analysis\\Commercial\\","Com-EngBlockHeatCtrl_V3.xlsm","M_Input",null,null,null,"Commercial"]
[null,"Q:\\Eighth Plan\\Conservation Analysis\\Commercial\\","Com-ConnectedThermostats-2021P_V2.xlsm","M_Input",null,null,null,"Commercial"]
[null,"Q:\\Eighth Plan\\Conservation Analysis\\Commercial\\","Com-ExteriorLighting-2021P_V10-C19.xlsm","M_Input(Fixt wo OM)","M_Input(Fixture)","M_Input",null,"Commercial"]
[null,"Q:\\Eighth Plan\\Conservation Analysis\\Commercial\\","Com-LightingInterior-2021P_V20-C19.xlsm","M_Input(Fixture wo OM)","M_Input(Fixture)","M_Input(per KSF)","M_Input(per KSF Btype)","Commercial"]
[null,"Q:\\Eighth Plan\\Conservation Analysis\\Commercial\\","Com-Streetlight-2021P_V15-C19.xlsx","M_Input (WT)(wo OM)","M_Input(Fixture)","M_Input (WT)","M_Input","Commercial"]
[null,"Q:\\Eighth Plan\\Conservation Analysis\\Commercial\\","Com-Servers&PowerSupply-2021P_V8-C19.xlsx","M_Input Servers&PS",null,null,null,"Commercial"]
[null,"Q:\\Eighth Plan\\Conservation Analysis\\Commercial\\","Com-DHP-2021P_v3.xlsm","M_Input",null,null,null,"Commercial"]
[null,"Q:\\Eighth Plan\\Conservation Analysis\\Commercial\\","COM-CircPumps-2021P_V4.xlsm","M_Input",null,null,null,"Commercial"]
[null,"Q:\\Eighth Plan\\Conservation Analysis\\Commercial\\","Com-Bi-Level Stairwell-2021P_V9-C19.xlsx","M_Input(Fixt)","M_Input(KSF)",null,null,"Commercial"]
[null,"Q:\\Eighth Plan\\Conservation Analysis\\Commercial\\","Com-ExitSign-2021P_V4-C19.xlsx","M_Input",null,null,null,"Commercial"]
[null,"Q:\\Eighth Plan\\Conservation Analysis\\Commercial\\","Com-WaterCooler-2021P_V8-C19.xlsx","M_Input",null,null,null,"Commercial"]
[null,"Q:\\Eighth Plan\\Conservation Analysis\\Commercial\\","Com-PTHP-2021P_V2.xlsm","M_Input",null,null,null,"Commercial"]
[null,"Q:\\Eighth Plan\\Conservation Analysis\\Commercial\\","Com-UnitaryAC-2021P_V2.xlsm","M_Input",null,null,null,"Commercial"]
[null,"Q:\\Eighth Plan\\Conservation Analysis\\Commercial\\","COM-PUMPS-2021P_V7.xlsm","M_Input",null,null,null,"Commercial"]
[null,"Q:\\Eighth Plan\\Conservation Analysis\\Commercial\\","Com-VRF-DOAS-2021P_V2.xlsm","M_Input",null,null,null,"Commercial"]
[null,"Q:\\Eighth Plan\\Conservation Analysis\\Commercial\\","COM-Fans-2021P_V7.xlsm","M_Input",null,null,null,"Commercial"]
[null,"Q:\\Eighth Plan\\Conservation Analysis\\Commercial\\","Com-Refrigeration-2021P_V12.xlsm","M_Input",null,null,null,"Commercial"]
[null,"Q:\\Eighth Plan\\Conservation Analysis\\Commercial\\","Com-Showerheads-2021P_V2.xlsm","M_Input",null,null,null,"Commercial"]
[null,"Q:\\Eighth Plan\\Conservation Analysis\\Commercial\\","Com-AirComp-2021P_V7.xlsx","M_Input",null,null,null,"Commercial"]
[null,"Q:\\Eighth Plan\\Conservation Analysis\\Commercial\\","Com-Computers-2021P_V4.xlsx","M_Input",null,null,null,"Commercial"]
[null,"Q:\\Eighth Plan\\Conservation Analysis\\Commercial\\","Com-IceAndVending-2021P_V1.xlsm","M_Input",null,null,null,"Commercial"]
[null,"Q:\\Eighth Plan\\Conservation Analysis\\Commercial\\","COM-PreRinseSpray-2021P_V2.xlsm","M_Input",null,null,null,"Commercial"]
[null,"Q:\\Eighth Plan\\Conservation Analysis\\Distribution Efficiency\\","DE-Distribution Efficiency-2021P_V7.xlsx","M_input",null,null,null,"Utility"]
[]
[null,"Q:\\Eighth Plan\\Conservation Analysis\\Scenario Curves\\High load\\","IND_AllMeasures_2021P_V8.xlsm","M_Input",null,null,null,"Industrial","x"]
[null,"Q:\\Eighth Plan\\Conservation Analysis\\Scenario Curves\\Low load\\","IND_AllMeasures_2021P_V8.xlsm","M_Input",null,null,null,"Industrial","x"]
[null,"Q:\\Eighth Plan\\Conservation Analysis\\Industrial\\BPA Scenario\\","Ind-OtherMotors-2021P_v4_BPA.xlsx","M_Input",null,null,null,"Industrial","x"]
[null,"Q:\\Eighth Plan\\Conservation Analysis\\Industrial\\BPA Scenario\\","IND_AllMeasures_2021P_V8_BPA.xlsm","M_Input",null,null,null,"Industrial","x"]
[null,"Q:\\Eighth Plan\\Conservation Analysis\\Distribution Efficiency\\","DE-Distribution Efficiency-2021P_V8_BPA.xlsx","M_input",null,null,null,"Utility","x"]
[null,"Q:\\Eighth Plan\\Conservation Analysis\\Commercial\\Path to Decarb\\","Com-LightingInterior-2021P_V20_PTD.xlsm","M_Input(Fixture wo OM)","M_Input(Fixture)","M_Input(per KSF)","M_Input(per KSF Btype)","Commercial","x"]
[null,"Q:\\Eighth Plan\\Conservation Analysis\\ProCost v4\\Alt resources\\","PV+Battery.xlsx","Measure_InputOutput",null,null,null,"Residential","x"]

{"sheet":"Run Queue","index":3,"n_rows":74,"n_cols":9,"rows_kept":74,"cut":false,"hidden":false,"merged":[]}
[null,"Run Queue"]
[null,"Path","Filename","Measure Input Tab 1","Measure Input Tab 2","Measure Input Tab 3","Measure Input Tab 4","Sector","Custom Sort (x)"]
[null,"Q:\\Eighth Plan\\Conservation Analysis\\Commercial\\","Com-LightingInterior-2021P_V20-C19.xlsm","M_Input(Fixture wo OM)","M_Input(Fixture)","M_Input(per KSF)","M_Input(per KSF Btype)","Commercial"]
[2]
[3]
[4]
[5]
[6]
[7]
[8]
[9]
[10]
[11]
[12]
[13]
[14]
[15]
[16]
[17]
[18]
[19]
[20]
[21]
[22]
[23]
[24]
[25]
[26]
[27]
[28]
[29]
[30]
[31]
[32]
[33]
[34]
[35]
[36]
[37]
[38]
[39]
[40]
[41]
[42]
[43]
[44]
[45]
[46]
[47]
[48]
[49]
[50]
[51]
[52]
[53]
[54]
[55]
[56]
[57]
[58]
[59]
[60]
[61]
[62]
[63]
[64]
[65]
[66]
[67]
[68]
[69]
[70]
[71]
[72]

{"sheet":"AggregatedOutput","index":4,"n_rows":43,"n_cols":123,"rows_kept":43,"cut":false,"hidden":false,"merged":[]}
[null,"Measure Application Results"]
[null,"Total Results",null,"Measure Input Data",null,null,null,null,null,null,null,null,null,null,null,"Savings",null,null,null,null,null,null,null,null,null,null,null,null,null,null,null,null,null,null,null,"PV Capital",null,null,null,"PV Admin",null,null,null,"PV O&M",null,null,null,"PV Periodic Repl.",null,null,null,"Total PV Capital, O&M and Periodic Repl Costs",null,null,null,null,"PV Wholesale Electric Utility Costs & Benefits",null,null,null,null,null,null,"PV Retail Electric Utility Costs & Benefits",null,null,null,null,null,null,"PV Electric Utility System Costs & Benefits",null,null,null,null,null,"Electric Utility System Economics",null,"Sponsor Levelized Cost (mills/kwh)",null,null,null,null,"PV Regional Costs & Benefits",null,null,null,null,null,null,null,null,null,null,null,null,null,null,null,null,"TRC Economics",null,"Physical CO2",null,null,null,null,null,null,"Gas Inputs",null,null,null,"PV Gas Utility System Costs & Benefits",null,null,null,null,"Gas Utility System Economics",null,null,"Lifetime kWh denominators"]
["Workbook Name","Measure Application","Savings Component","Time Varying Savings? (Yes/No)","Measure Life (yrs)","Length of Period 1 (yrs)","Site Savings - Period 1 (kWh)","Site Savings - Period 2 (kWh)","Site Savings - Period 1 (therms)","Site Savings - Period 2 (therms)","Capital Cost ($)","PV Base Case Cost at Start of Period 2($)","Annual O&M Cost ($/unit)","PV Per. Repl. Cost ($/unit)","Load Shape (electric)","Wholesale Electric Energy - Period 1 (kWh)","Wholesale Electric Energy - Period 2 (kWh)","Wholesale Electric Demand - Period 1, Peak 1 (kW)","Wholesale Electric Demand - Period 1, Peak 2 (kW)","Wholesale Electric Demand - Period 2, Peak 1 (kW)","Wholesale Electric Demand - Period 2, Peak 2 (kW)","Retail Electric Demand - Period 1, Peak 1 (kW)","Retail Electric Demand - Period 1, Peak 2 (kW)","Retail Electric Demand - Period 2, Peak 1 (kW)","Retail Electric Demand - Period 2, Peak 2 (kW)","Wholesale Gas Energy - Period 1 (therms/yr)","Wholesale Gas Energy - Period 2 (therms/yr)","Wholesale Gas Demand - Period 1, Peak 1 (therms/day)","Wholesale Gas Demand - Period 1, Peak 2 (therms/day)","Wholesale Gas Demand - Period 2, Peak 1 (therms/day)","Wholesale Gas Demand - Period 2, Peak 2 (therms/day)","Retail Gas Demand - Period 1, Peak 1 (therms/day)","Retail Gas Demand - Period 1, Peak 2 (therms/day)","Retail Gas Demand - Period 2, Peak 1 (therms/day)","Retail Gas Demand - Period 2, Peak 2 (therms/day)","Wholesale Electric","Retail Electric","Natural Gas","Customer","Wholesale Electric","Retail Electric","Natural Gas","Customer","Wholesale Electric","Retail Electric","Natural Gas","Customer","Wholesale Electric","Retail Electric","Natural Gas","Customer","Wholesale Electric","Retail Electric","Natural Gas","Customer","Total","Wholesale Utility System Energy","Wholesale Utility System T&D Def. Cap.","Wholesale Utility System Act C-E Credit","Wholesale Utility System Risk Mitigation Benefit","Wholesale Utility System Total System Benefit","Wholesale Utility System Total Non-Consumer Cost","Wholesale Utility System B/C Ratio","Retail Utility System Energy","Retail Utility System T&D Def. Cap.","Retail Utility System Act C-E Credit","Retail Utility System Risk Mitigation Benefit","Retail Utility System Total System Benefit","Retail Utility System Total Non-Consumer Cost","Retail Utility System System B/C Ratio","Utility System Energy","Utility System T&D Def. Cap.","Utility System Act C-E Credit","Utility System Total Risk Mitigation Benefit","Utility System Total System Benefit","Utility System Total Non-Consumer Cost","Utility System Net Levelized Cost (Net of Elec T&D Capacity Benefits, Act Credit & Risk-Mitigation Benefit) in mills/kwh","Utility System System B/C Ratio","Wholesale Electric Levelized Cost","Retail Electric Levelized Cost","Natural Gas Levelized Cost","Customer Levelized Cost","Total Levelized Cost","PV Regional Electric Energy","PV Regional Gas Energy","PV Regional Electric T&D Def. Cap.","PV Regional Gas T&D Def. Cap.","PV Regional Electric Deferred Generation Capacity Credit, Peak 1","PV Regional Electric Deferred Generation Capacity Credit, Peak 2","PV Regional Electric and Gas Systems CO2","PV Regional Electric System Risk-Mitigation Benefit","PV Regional Gas System Risk-Mitigation Benefit","PV Regional Non-E Value","PV Regional Act Credit","PV Regional Capital Cost","PV Regional Admin Cost","PV Regional Annual O&M Cost","PV Regional Periodic Replacement Cost","PV Total Regional Benefit","PV Total Regional Cost","TRC B/C Ratio","TRC Net Levelized Cost (Net of All Benefits) in mills/kWh","Electric System CO2 Avoided (Lifetime Tons)","Gas System CO2 Avoided (Lifetime Tons)","Total System CO2 Avoided (Lifetime Tons)","Electric System CO2 Avoided (Annual Tons in 2022)","Gas System CO2 Avoided (Annual Tons in 2022)","Total System CO2 Avoided (Annual Tons in 2022)",null,"Gas Site Savings (therms)","Load Shape (gas)","Diversitfied Load Factor (gas)","Wholesale Coincidence Factor (gas)","Total Gas Utility System Energy","Gas Utility System T&D Def. Cap.","Gas Utility System Risk Mitigation Benefit","Gas Utility System Total System Benefit","Gas Utility System Total Non-Consumer Cost","Gas Utility System Net Levelized Cost (Net of Gas T&D Capacity Benefits & Risk-Mitigation Benefits) in cents/therm","Gas Utility System System B/C Ratio",null,"PV Electricity Savings (kWh) (denominator for Levelized Cost)","Denominator for PV fields in MeasureTable"]
["Com-LightingInterior-2021P_V20-C19.xlsm","All Btype_RETRO_LINEAR_Fixture_from_LEDTube_to_LEDPanel_CONTR",null,"No",14.210526315789474,null,0,null,0,null,0,null,0,0,"loadshape may vary by savings component",0,null,0,0,null,null,0,0,null,null,0,null,"n/a","n/a",null,null,"n/a","n/a",null,null,0,0,0,0,0,0,0,0,0,0,0,0,0,0,0,0,0,0,0,0,0,0,0,0,0,0,0,9999,0,0,0,0,0,0,9999,0,0,0,0,0,0,9999,9999,9999,9999,9999,9999,9999,0,0,0,0,0,0,0,0,0,0,0,0,0,0,0,0,0,9999,9999,0,0,0,0,0,0,null,0,null,null,null,0,0,0,0,0,9999,9999,null,0,0]
["Com-LightingInterior-2021P_V20-C19.xlsm","All Btype_RETRO_HIGHBAY_Fixture_from_LFTube_to_LEDPanel",null,"No",13.953275442386618,null,0.76657044665078689,null,-1.1185670728294708E-2,null,0.79094624690892512,null,0,-0.11485268676199574,"loadshape may vary by savings component",0.85316768685515265,null,1.3673800862254952E-4,1.3163695005685136E-4,null,null,1.2975014824978282E-4,1.2567007869508502E-4,null,null,-1.1297527318007355E-2,null,"n/a","n/a",null,null,"n/a","n/a",null,null,0.26804514083971082,0.11718008672362761,0,0.64130626179356165,4.7456774814535516E-2,0.11073247456724951,0,0,0,0,0,0,0,0,0,-0.11485268676199574,0.31550191565424635,0.22791256129087711,0,0.64130626179356165,1.069868051976689,5.8636181810742045E-2,6.0741054855050543E-3,0,0,6.4710287296247102E-2,0.31550191565424635,0.20510267635636831,5.8636181810742045E-2,1.2877647272118362E-2,0,0,7.1513829082860414E-2,0.22791256129087711,0.31377747973965209,5.8636181810742045E-2,1.8951752757623411E-2,0,0,7.7587934568365463E-2,0.54341447694512346,44.23683431186172,0.1427785564428396,26.61162619229767,19.223730775215415,0,44.404756520375216,90.24011348788828,5.8636181810742045E-2,-7.572790867467491E-2,1.8951752757623411E-2,0,0,0,0,0,0,0,0,1.0265314893568998,0.15818924938178505,0,-0.11485268676199574,1.8600258936905534E-3,1.069868051976689,0.15267628849876577,95.029009411917997,7.9344594877529175E-3,-1.3218106962068622E-3,6.6126487915460549E-3,3.96722974387646E-4,-6.6090534810343024E-5,3.3063243957730297E-4,null,-1.1297527318007355E-2,null,null,null,-7.572790867467491E-2,0,0,-7.572790867467491E-2,0,9999,0,null,11.855792403455732,11.855792403455732]
["Com-LightingInterior-2021P_V20-C19.xlsm","All Btype_RETRO_LINEAR_Fixture_from_LFTube_to_LEDPanel",null,"No",15.707960477327894,null,15.415278794476491,null,-0.18659703071635364,null,15.670460773481476,null,0,-0.87318721562950607,"loadshape may vary by savings component",17.152226401247052,null,3.09643016041011E-3,2.518995430266944E-3,null,null,2.9382063633386479E-3,2.4048147510811568E-3,null,null,-0.1884629985929698,null,"n/a","n/a",null,null,"n/a","n/a",null,null,5.3153862158177922,2.3237034470681497,0,11.082771961588904,0.94022764640888867,2.1938645082874069,0,0,0,0,0,0,0,0,0,-0.87318721562950607,6.2556138622266806,4.5175679553555561,0,11.082771961588904,20.982766563541634,1.1772449066545962,0.13478249390674563,0,0,1.3120274005613419,6.2556138622266806,0.20973599545262323,1.1772449066545962,0.28491854236480552,0,0,1.4621634490194018,4.5175679553555561,0.32366163906533241,1.1772449066545962,0.41970103627155114,0,0,1.5969459429261474,10.773181817582238,43.437987247476386,0.14823345321433931,26.245402962745402,18.953438305363871,0,42.834272006140857,88.033113274250127,1.1772449066545962,-1.2510712192504125,0.41970103627155114,0,0,0,0,0,0,0,0,18.721861624474847,3.1340921546962948,0,-0.87318721562950607,0.34587472367573491,20.982766563541634,0.10689966184415298,91.521123554943017,0.15951570553159772,-2.2050170835377456E-2,0.13746553469622025,7.9757852765798814E-3,-1.1025085417688731E-3,6.8732767348110083E-3,null,-0.1884629985929698,null,null,null,-1.2510712192504125,0,0,-1.2510712192504125,0,9999,0,null,238.35084075890722,238.35084075890722]
["Com-LightingInterior-2021P_V20-C19.xlsm","All Btype_RETRO_LINEAR_Fixture_from_LFTube_to_LEDPanel_CONTR",null,"No",15.663681682084322,null,60.943108620872643,null,-0.74889076317582703,null,55.049717982195631,null,0,-2.3897755375123326,"loadshape may vary by savings component",67.809868197258012,null,1.2229699799584978E-2,9.9400985326060943E-3,null,null,1.1604776587582933E-2,9.4895357516412478E-3,null,null,-0.75637966101851573,null,"n/a","n/a",null,null,"n/a","n/a",null,null,18.672744622952827,8.1630796493125661,0,38.933345979137322,3.3029830789317378,7.7069605175073885,0,0,0,0,0,0,0,0,0,-2.3897755375123326,21.975727701884566,15.870040166819955,0,38.933345979137322,74.389338310329506,4.6542225658013878,0.5326866835306987,0,0,5.1869092493320865,21.975727701884566,0.23602900981009492,4.6542225658013878,1.1261281766451952,0,0,5.7803507424465828,15.870040166819955,0.36423037885762655,4.6542225658013878,1.6588148601758943,0,0,6.3130374259772815,37.845767868704513,38.402803363080679,0.1668096006897952,23.321376339621043,16.84181676603005,0,38.781257695939779,78.944450801590875,4.6542225658013878,-5.0220318681053886,1.6588148601758943,0,0,0,0,0,0,0,0,65.769170251402713,11.009943596439125,0,-2.3897755375123326,1.2910055578718929,74.389338310329506,0.10638986639270251,82.513609039159107,0.63063177423450001,-8.8496420339166298E-2,0.54213535389533374,3.1531588711724977E-2,-4.4248210169583191E-3,2.7106767694766658E-2,null,-0.75637966101851573,null,null,null,-5.0220318681053886,0,0,-5.0220318681053886,0,9999,0,null,942.29977604493547,942.29977604493547]
["Com-LightingInterior-2021P_V20-C19.xlsm","All Btype_RETRO_LINEAR_Fixture_from_LFTube_to_LEDPanel_RDX",null,"No",15.707960477327893,null,4.6389815584252938,null,-5.6153391443056262E-2,null,3.3068965705273206,null,0,-0.21829680390737652,"loadshape may vary by savings component",5.1616881551199167,null,9.3182112387362685E-4,7.5805137893146936E-4,null,null,8.8420620321571835E-4,7.236905300533334E-4,null,null,-5.6714924626052467E-2,null,"n/a","n/a",null,null,"n/a","n/a",null,null,1.1216921252157221,0.49036509335040973,0,2.3387685353665781,0.19841379423163927,0.46296551987382489,0,0,0,0,0,0,0,0,0,-0.21829680390737652,1.3201059194473614,0.95333061322423462,0,2.3387685353665781,4.3939082641307987,0.3542730225338257,4.0560635455779072E-2,0,0,0.39483365798960479,1.3201059194473614,0.29909240779322827,0.3542730225338257,8.5741677546392697E-2,0,0,0.44001470008021837,0.95333061322423462,0.46155519814060741,0.3542730225338257,0.12630231300217176,0,0,0.48057533553599746,2.273436532671596,29.934447229627175,0.21138717911392774,18.404364581036546,13.290936669223512,0,29.562729970860573,61.258031221120653,0.3542730225338257,-0.37648987032650061,0.12630231300217176,0,0,0,0,0,0,0,0,3.950825753932711,0.66137931410546424,0,-0.21829680390737652,0.10408546520949691,4.3939082641307987,0.14009117576399016,64.746041501813536,4.8003699842615211E-2,-6.6356461812481365E-3,4.1368053661367074E-2,2.4001849921307617E-3,-3.3178230906240677E-4,2.0684026830683549E-3,null,-5.6714924626052467E-2,null,null,null,-0.37648987032650061,0,0,-0.37648987032650061,0,9999,0,null,71.72787268122093,71.72787268122093]
["Com-LightingInterior-2021P_V20-C19.xlsm","All Btype_RETRO_HIGHBAY_Fixture_from_LFTube_to_LEDPanel_CONTR",null,"No",13.889052243244969,null,4.232330965655585,null,-6.229095942120709E-2,null,2.6946540150483451,null,0,-0.36269269503788137,"loadshape may vary by savings component",4.7104513274987321,null,7.5373051988066118E-4,7.2724097980990821E-4,null,null,7.1521176670549889E-4,6.9427643287234004E-4,null,null,-6.2913868363048228E-2,null,"n/a","n/a",null,null,"n/a","n/a",null,null,0.91319595712184309,0.39921776278419474,0,2.1848494761448061,0.16167924090290067,0.37725156210676825,0,0,0,0,0,0,0,0,0,-0.36269269503788137,1.0748751980247437,0.77646932489096299,0,2.1848494761448061,3.673501304022631,0.32374573680029967,3.3503854060978069E-2,0,0,0.35724959086127772,1.0748751980247437,0.33236378652868853,0.32374573680029967,7.1036883643512641E-2,0,0,0.39478262044381229,0.77646932489096299,0.50843298993073593,0.32374573680029967,0.10454073770449071,0,0,0.42828647450479035,1.8513445229157066,26.686118859348923,0.23133807306177481,16.42098988810363,11.862209636884412,0,27.837295094427766,56.120494619415801,0.32374573680029967,-0.42176971571912203,0.10454073770449071,0,0,0,0,0,0,0,0,3.4972631960508433,0.538930803009669,0,-0.36269269503788137,6.5167587856683196E-3,3.673501304022631,0.17743059839637379,60.966837571383131,4.380719734573818E-2,-7.3609225984766369E-3,3.6446274747261545E-2,2.1903598672869092E-3,-3.6804612992383218E-4,1.8223137373630769E-3,null,-6.2913868363048228E-2,null,null,null,-0.42176971571912203,0,0,-0.42176971571912203,0,9999,0,null,65.457393576708128,65.457393576708128]
["Com-LightingInterior-2021P_V20-C19.xlsm","All Btype_NEW_OTHER_Fixture_from_LEDPanel_to_LEDPanel_CONTR",null,"No",12.77465197385118,null,16.304880287593015,null,-0.16894904019887325,null,7.5540084039791484,null,0,0,"loadshape may vary by savings component",18.128088689020725,null,2.9459831626880502E-3,2.6063348082618347E-3,null,null,2.7954565450170766E-3,2.4881921427401419E-3,null,null,-0.17063852736780438,null,"n/a","n/a",null,null,"n/a","n/a",null,null,2.5981785962954334,1.135834032594659,0,6.8391780518092533,0.4532405042387489,1.0575611765570807,0,0,0,0,0,0,0,0,0,0,3.0514191005341824,2.1933952091517397,0,6.8391780518092533,12.083992361495174,1.2473477608891719,0.12865660239190357,0,0,1.3760043632810754,3.0514191005341824,0.45093915910803328,1.2473477608891719,0.27168074805420417,0,0,1.5190285089433759,2.1933952091517397,0.69254665215159095,1.2473477608891719,0.40033735044610769,0,0,1.6476851113352795,5.2448143096859221,19.230859272119549,0.31415508996999147,12.113054060605677,8.707002830282276,0,27.149116769037306,47.969173659925247,1.2473477608891719,-1.1257771277928881,0.40033735044610769,0,0,0,0,0,0,0,0,10.573190680699344,1.5108016807958295,0,0,0.52190798354239165,12.083992361495174,0.12473231366159754,50.848912873452818,0.16859122480789276,-1.9964707702033107E-2,0.14862651710585967,8.4295612403946386E-3,-9.9823538510165595E-4,7.431325855292983E-3,null,-0.17063852736780438,null,null,null,-1.1257771277928881,0,0,-1.1257771277928881,0,9999,0,null,251.91162239241299,251.91162239241299]
["Com-LightingInterior-2021P_V20-C19.xlsm","All Btype_NR_HIGHBAY_Fixture_from_LFTube_to_LEDPanel",null,"No",13.953275442386614,null,6.8991340198570823,null,-0.10067103655465232,null,3.8431149282322301,null,0,-1.0336741808579615,"loadshape may vary by savings component",7.6785091816963726,null,1.2306420776029457E-3,1.1847325505116623E-3,null,null,1.1677513342480455E-3,1.1310307082557649E-3,null,null,-0.1016777458620662,null,"n/a","n/a",null,null,"n/a","n/a",null,null,1.3023998612130958,0.56936428023910368,0,3.1160318136656318,0.23058689569393376,0.53803608995251229,0,0,0,0,0,0,0,0,0,-1.0336741808579615,1.5329867569070297,1.107400370191616,0,3.1160318136656318,4.7227447599063153,0.52772563629667835,5.4666949369545484E-2,0,0,0.58239258566622387,1.5329867569070297,0.37990712120779524,0.52772563629667835,0.11589882544906524,0,0,0.64362446174574361,1.107400370191616,0.5812030400842072,0.52772563629667835,0.17056577481861074,0,0,0.69829141111528914,2.6403871270986454,23.146879209675795,0.2644655414157383,14.366974056403897,10.378427808923274,0,19.515614177296381,44.261016042623545,0.52772563629667835,-0.68155117807207355,0.17056577481861074,0,0,0,0,0,0,0,0,4.9877959551178304,0.76862298564644616,0,-1.0336741808579615,1.6740233043215591E-2,4.7227447599063153,0.26902355245573889,49.049911966653248,7.1410135389776322E-2,-1.1896296265861746E-2,5.9513839123914572E-2,3.5705067694888136E-3,-5.9481481329308721E-4,2.9756919561957263E-3,null,-0.1016777458620662,null,null,null,-0.68155117807207355,0,0,-0.68155117807207355,0,9999,0,null,106.70213163110155,106.70213163110155]
["Com-LightingInterior-2021P_V20-C19.xlsm","All Btype_NEW_HIGHBAY_Fixture_from_LFTube_to_LEDPanel_CONTR",null,"No",15.265854644109959,null,77.376677909139261,null,-1.0326178450641335,null,33.279235217264301,null,0,-7.0740120382576306,"loadshape may vary by savings component",86.103717797640101,null,1.4946561501020033E-2,1.2834625912377133E-2,null,null,1.4182795932000641E-2,1.225285753367634E-2,null,null,-1.0429440112983679,null,"n/a","n/a",null,null,"n/a","n/a",null,null,11.240055588336201,4.9137644670352545,0,24.206798536726076,1.9967541130358579,4.6590929304170015,0,0,0,0,0,0,0,0,0,-7.0740120382576306,13.236809701372058,9.5728573974522568,0,24.206798536726076,39.942453597292761,5.9133533265980347,0.65211996182763254,0,0,6.5654732884256672,13.236809701372058,0.49600118431445944,5.9133533265980347,1.3796975421713717,0,0,7.2930508687694067,9.5728573974522568,0.7618468097843385,5.9133533265980347,2.0318175039990041,0,0,7.9451708305970392,22.809667098824313,17.365308642692867,0.34832471671656096,11.062804399458335,8.0006173180041102,0,14.318908417229169,33.382330134691614,5.9133533265980347,-6.92096370001543,2.0318175039990041,0,0,0,0,0,0,0,0,40.360618592097531,6.6558470434528614,0,-7.0740120382576306,1.0242071305816092,39.942453597292761,0.27845566712893316,37.468486033818806,0.80076457551805313,-0.12202444932190905,0.6787401261961441,4.0038228775902643E-2,-6.1012224660954538E-3,3.3937006309807186E-2,null,-1.0429440112983679,null,null,null,-6.92096370001543,0,0,-6.92096370001543,0,9999,0,null,1196.5148459119614,1196.5148459119614]
["Com-LightingInterior-2021P_V20-C19.xlsm","All Btype_NEW_CAN_Fixture_from_LEDPanel_to_LEDPanel_CONTR",null,"No",13.122503969584104,null,4.3133172342337085,null,-4.3969899223277563E-2,null,1.3917612546775584,null,0,0,"loadshape may vary by savings component",4.7975713468518135,null,8.1536605159320452E-4,7.1757537883331858E-4,null,null,7.7370324696308447E-4,6.8504844654025145E-4,null,null,-4.4409597489485052E-2,null,"n/a","n/a",null,null,"n/a","n/a",null,null,0.47913214924852998,0.20946004327903492,0,1.2053307949365237,8.3505675280653502E-2,0.19484657565485819,0,0,0,0,0,0,0,0,0,0,0.56263782452918343,0.40430661893389308,0,1.2053307949365237,2.1722752383996,0.32974081147832834,3.5808929129297597E-2,0,0,0.36554974060762596,0.56263782452918343,0.64970701341225823,0.32974081147832834,7.5648788397461267E-2,0,0,0.4053895998757896,0.40430661893389308,1.0026786129417129,0.32974081147832834,0.11145771752675887,0,0,0.44119852900508721,0.96694444346307651,12.832038251244247,0.45628115657291607,8.439394635905515,6.0644751602810354,0,18.079591882737709,32.583461678924252,0.32974081147832834,-0.29382319437024146,0.11145771752675887,0,0,0,0,0,0,0,0,1.8939229874640882,0.27835225093551175,0,0,0.14737533463484576,2.1722752383996,0.17890548209365162,35.318887844655507,4.4617413525721877E-2,-5.1959229062697515E-3,3.9421490619452125E-2,2.2308706762860933E-3,-2.5979614531348755E-4,1.9710745309726059E-3,null,-4.4409597489485052E-2,null,null,null,-0.29382319437024146,0,0,-0.29382319437024146,0,9999,0,null,66.66803115657531,66.66803115657531]
["Com-LightingInterior-2021P_V20-C19.xlsm","All Btype_NR_LINEAR_Fixture_from_LFTube_to_LEDPanel_RDX",null,"No",15.707960477327893,null,41.750834025827636,null,-0.50538052298750624,null,16.229005070011198,null,0,-1.9646712351663889,"loadshape may vary by savings component",46.455193396079252,null,8.3863901148626407E-3,6.8224624103832244E-3,null,null,7.9578558289414621E-3,6.5132147704799973E-3,null,null,-0.51043432163447211,null,"n/a","n/a",null,null,"n/a","n/a",null,null,5.50484322653453,2.406527514971931,0,11.477796661778985,0.9737403042006717,2.2720607098015675,0,0,0,0,0,0,0,0,0,-1.9646712351663889,6.478583530735202,4.6785882247734989,0,11.477796661778985,20.670297182121299,3.1884572028044316,0.36504571910201161,0,0,3.5535029219064431,6.478583530735202,0.54849997766459069,3.1884572028044316,0.77167509791753419,0,0,3.9601323007219658,4.6785882247734989,0.84643745302327489,3.1884572028044316,1.136720817019546,0,0,4.3251780198239773,11.157171755508701,15.522326203066124,0.3876589976925362,10.035744650135088,7.2474355735639229,0,14.736446192792574,32.01962641649159,3.1884572028044316,-3.3884088329385054,1.136720817019546,0,0,0,0,0,0,0,0,19.389167403285448,3.2458010140022391,0,-1.9646712351663889,0.93676918688547195,20.670297182121299,0.24169996055895074,35.507636697184473,0.43203329858353712,-5.9720815631233194E-2,0.3723124829523039,2.160166492917685E-2,-2.9860407815616606E-3,1.8615624147615188E-2,null,-0.51043432163447211,null,null,null,-3.3884088329385054,0,0,-3.3884088329385054,0,9999,0,null,645.55085413098823,645.55085413098823]
["Com-LightingInterior-2021P_V20-C19.xlsm","All Btype_NEW_DISP_Fixture_from_LEDPanel_to_LEDPanel_CONTR",null,"No",8.9228497213951208,null,8.9057580011983219,null,-9.2170327765162971E-2,null,2.0958022395740779,null,0,0,"loadshape may vary by savings component",9.9060918449075412,null,1.6935683175709054E-3,1.4830519538364642E-3,null,null,1.6070316985650319E-3,1.4158269194377543E-3,null,null,-9.3092029553106054E-2,null,"n/a","n/a",null,null,"n/a","n/a",null,null,0.72278411598149872,0.31597627596547306,0,2.8669219362286809,0.12574813437444465,0.29341231354037084,0,0,0,0,0,0,0,0,0,0,0.84853225035594337,0.60938858950584396,0,2.8669219362286809,4.3248427760904677,0.68071110057328676,7.4486660476536043E-2,0,0,0.75519776104982284,0.84853225035594337,0.89000478265031358,0.68071110057328676,0.1573781453916715,0,0,0.83808924596495826,0.60938858950584396,1.3752952720111953,0.68071110057328676,0.23186480586820754,0,0,0.91257590644149433,1.4579208398617871,8.9065965701653944,0.62594338560110563,6.1641019832332917,4.4268599237766155,0,20.826549828211206,31.417511735221112,0.68071110057328676,-0.61628402811375171,0.23186480586820754,0,0,0,0,0,0,0,0,3.9056823281756525,0.41916044791481544,0,0,0.29629187832774262,4.3248427760904677,0.18468983748100085,34.210097743876368,9.2126654157640223E-2,-1.0891767457713414E-2,8.1234886699926803E-2,4.6063327078820059E-3,-5.445883728856704E-4,4.0617443349963353E-3,null,-9.3092029553106054E-2,null,null,null,-0.61628402811375171,0,0,-0.61628402811375171,0,9999,0,null,137.65707521776883,137.65707521776883]
["Com-LightingInterior-2021P_V20-C19.xlsm","All Btype_NR_HIGHBAY_Fixture_from_LFTube_to_LEDPanel_CONTR",null,"No",13.889052243244969,null,38.090978690900258,null,-0.56061863479086371,null,13.908513628230589,null,0,-3.2642342553409316,"loadshape may vary by savings component",42.394061947488566,null,6.7835746789259499E-3,6.5451688182891748E-3,null,null,6.4369059003494891E-3,6.2484878958510605E-3,null,null,-0.56622481526743396,null,"n/a","n/a",null,null,"n/a","n/a",null,null,4.7134802256409003,2.0605709168255055,0,11.277146730114552,0.83451081769383528,1.9471919079522819,0,0,0,0,0,0,0,0,0,-3.2642342553409316,5.5479910433347355,4.007762824777787,0,11.277146730114552,17.568666342886143,2.9137116312026974,0.30153468654880267,0,0,3.2152463177515003,5.5479910433347355,0.57953343699324167,2.9137116312026974,0.6393319527916137,0,0,3.5530435839943113,4.007762824777787,0.88654038158840198,2.9137116312026974,0.94086663934041648,0,0,3.8545782705431142,9.5557538681125234,14.62340065471834,0.40337772652410103,9.4174762479202325,6.8030050724372266,0,13.601574393041314,29.822055713398772,2.9137116312026974,-3.7959274414720992,0.94086663934041648,0,0,0,0,0,0,0,0,18.051197872580957,2.781702725646118,0,-3.2642342553409316,5.8650829071015043E-2,17.568666342886143,0.28904390068456537,34.668398665366105,0.39426477611164329,-6.6248303386289731E-2,0.32801647272535356,1.9713238805582182E-2,-3.3124151693144886E-3,1.6400823636267693E-2,null,-0.56622481526743396,null,null,null,-3.7959274414720992,0,0,-3.7959274414720992,0,9999,0,null,589.11654219037302,589.11654219037302]
["Com-LightingInterior-2021P_V20-C19.xlsm","All Btype_NR_LINEAR_Fixture_from_LEDTube_to_LEDPanel_CONTR",null,"No",14.939608738446092,null,115.06281885045017,null,-1.2851730822205554,null,37.163009069063612,null,0,-2.0694641999066752,"loadshape may vary by savings component",128.01762037464516,null,2.2531959412869999E-2,1.9136038780854091E-2,null,null,2.138059615715563E-2,1.826863276485469E-2,null,null,-1.2980247973747423,null,"n/a","n/a",null,null,"n/a","n/a",null,null,12.608778126053183,5.5121227329893081,0,27.678140990307313,2.229780544143817,5.202821269668906,0,0,0,0,0,0,0,0,0,-2.0694641999066752,14.838558670196999,10.714944002658214,0,27.678140990307313,51.162179463255839,8.7920097901323722,0.98036102153297577,0,0,9.7723708116653487,14.838558670196999,0.65857951765173761,8.7920097901323722,2.0733555844679117,0,0,10.865365374600284,10.714944002658214,1.0140384655211219,8.7920097901323722,3.0537166060008878,0,0,11.84572639613326,25.553502672855217,12.647726071584575,0.4635656625154817,8.3411471024722701,6.0231540075676797,0,14.395315943820256,28.7596170538602,8.7920097901323722,-8.6312894840632612,3.0537166060008878,0,0,0,0,0,0,0,0,45.799041849349791,7.432601813812723,0,-2.0694641999066752,3.2144369120699992,51.162179463255839,0.2249358361803438,31.894918593902577,1.1905638694841998,-0.1518689012928448,1.0386949681913551,5.9528193474210005E-2,-7.593445064642242E-3,5.1934748409567764E-2,null,-1.2980247973747423,null,null,null,-8.6312894840632612,0,0,-8.6312894840632612,0,9999,0,null,1778.9589954358833,1778.9589954358833]
["Com-LightingInterior-2021P_V20-C19.xlsm","All Btype_NR_LINEAR_Fixture_from_LFTube_to_LEDPanel_CONTR",null,"No",15.66368168208432,null,548.48797758785395,null,-6.7400168685824449,null,181.19014127576855,null,0,-21.507979837610996,"loadshape may vary by savings component",610.28881377532218,null,0.11006729819626485,8.9460886793454875E-2,null,null,0.10444298928824641,8.5405821764771225E-2,null,null,-6.807416949166643,null,"n/a","n/a",null,null,"n/a","n/a",null,null,61.459301886585791,26.867886142171727,0,128.14486098874852,10.871408476546115,25.366619778607603,0,0,0,0,0,0,0,0,0,-21.507979837610996,72.330710363131914,52.234505920779327,0,128.14486098874852,231.20209743504876,41.888003092212493,4.7941801517762883,0,0,46.682183243988781,72.330710363131914,0.64539920885089797,41.888003092212493,10.135153589806761,0,0,52.023156682019255,52.234505920779327,0.9959538386544593,41.888003092212493,14.929333741583047,0,0,56.817336833795544,124.56521628391124,12.92769566183622,0.45612522121983451,8.5288628950287428,6.1592225093778792,0,12.574068944235178,27.262154348641801,41.888003092212493,-45.198286812948524,14.929333741583047,0,0,0,0,0,0,0,0,216.47204901750604,36.238028255153722,0,-21.507979837610996,11.61905002084702,231.20209743504876,0.26291748105769402,30.831312586210046,5.6756859681104928,-0.79646778305249732,4.8792181850579954,0.28378429840552483,-3.9823389152624858E-2,0.24396090925289998,null,-6.807416949166643,null,null,null,-45.198286812948524,0,0,-45.198286812948524,0,9999,0,null,8480.6979844044217,8480.6979844044217]
["Com-LightingInterior-2021P_V20-C19.xlsm","All Btype_NEW_LINEAR_Fixture_from_LFTube_to_LEDPanel_CONTR",null,"No",15.256674352401321,null,662.28207508147023,null,-6.6172860855200977,null,212.97853919380924,null,0,-25.715516922894999,"loadshape may vary by savings component",736.83787127486949,null,0.13071703566913348,0.10980616308360872,null,null,0.12403770465011041,0.10482881130283941,null,null,-6.6834588550517759,null,"n/a","n/a",null,null,"n/a","n/a",null,null,72.795662551289794,31.823751865604873,0,155.73359691348529,12.778712351628558,29.816995487133291,0,0,0,0,0,0,0,0,0,-25.715516922894999,85.57437490291835,61.64074735273816,0,155.73359691348529,277.23320224624683,50.58622281833194,5.6687500555114676,0,0,56.254972873843407,85.57437490291835,0.6573810552243361,50.58622281833194,11.977020031421327,0,0,62.563242849753266,61.64074735273816,1.0149656767095334,50.58622281833194,17.645770086932789,0,0,68.231992905264732,147.21512225565652,12.654184448399942,0.46348494543088981,8.3574850530081353,6.0200454311374854,0,12.69800873655131,27.075539220696935,50.58622281833194,-44.284311001583532,17.645770086932789,0,0,0,0,0,0,0,0,260.35301133037996,42.595707838761854,0,-25.715516922894999,23.9476819036812,277.23320224624683,0.27056040660062847,29.677149898901806,6.852592202856286,-0.78196468604105773,6.0706275168152279,0.34262961014281434,-3.9098234302052892E-2,0.30353137584076145,null,-6.6834588550517759,null,null,null,-44.284311001583532,0,0,-44.284311001583532,0,9999,0,null,10239.249530230067,10239.249530230067]
["Com-LightingInterior-2021P_V20-C19.xlsm","All Btype_RETRO_LINEAR_Lamp_from_LFTube_to_LEDTube_RDX",null,"No",14.83529600636523,null,69.833248899270174,null,-0.84530919379472769,null,20.639238725607402,null,0,-3.594848353234545,"loadshape may vary by savings component",77.701850963870044,null,1.4027237585129228E-2,1.1411381993362751E-2,null,null,1.3310462887117402E-2,1.0894128436331666E-2,null,null,-0.85376227472197419,null,"n/a","n/a",null,null,"n/a","n/a",null,null,7.0751176907099191,3.0929973286590351,0,15.567316797483043,1.2383543235364443,2.8894934215850361,0,0,0,0,0,0,0,0,0,-3.594848353234545,8.3134720142463632,5.9824907502440716,0,15.567316797483043,26.268431208738924,5.3330749107999109,0.61058249868479098,0,0,5.9436574094847021,8.3134720142463632,0.71494285411671155,5.3330749107999109,1.2907186272951492,0,0,6.6237935380950601,5.9824907502440716,1.1071966200407122,5.3330749107999109,1.9013011259799402,0,0,7.2343760367798513,14.295962764490435,11.479081078914639,0.50604329040008611,7.6993646201938626,5.5405704793536641,0,11.088074849842473,24.328009949389994,5.3330749107999109,-5.6675178574085878,1.9013011259799402,0,0,0,0,0,0,0,0,25.735431816851989,4.1278477451214792,0,-3.594848353234545,1.5668581793712635,26.268431208738921,0.30478416406458281,27.816020230082877,0.72262721396399154,-9.9890186142470971E-2,0.62273702782152052,3.6131360698199569E-2,-4.9945093071235491E-3,3.1136851391076019E-2,null,-0.85376227472197419,null,null,null,-5.6675178574085878,0,0,-5.6675178574085878,0,9999,0,null,1079.7607886294697,1079.7607886294697]
["Com-LightingInterior-2021P_V20-C19.xlsm","All Btype_RETRO_HIGHBAY_Fixture_from_HID_to_LEDPanel",null,"No",20.94312572841369,null,0.30604134695965546,null,-4.6766279998518455E-3,null,0.29088671315525644,null,0,-0.25425606822864238,"loadshape may vary by savings component",0.34062261435158181,null,7.8404893769365609E-5,4.7027274815204178E-5,null,null,7.439877524655009E-5,4.4895744994276782E-5,null,null,-4.7233942373797171E-3,null,"n/a","n/a",null,null,"n/a","n/a",null,null,9.6248863132843421E-2,4.2076681911206879E-2,0,0.14576287214674558,1.7453202789315385E-2,4.0724139841735903E-2,0,0,0,0,0,0,0,0,0,-0.25425606822864238,0.11370206592215881,8.2800821752942788E-2,0,0.14576287214674558,8.8009691593204764E-2,2.3318849211373064E-2,3.3559094597378756E-3,0,0,2.6674758671110941E-2,0.11370206592215881,0.2346022339591671,2.3318849211373064E-2,7.0824599577715723E-3,0,0,3.0401309169144637E-2,8.2800821752942788E-2,0.36716192575787038,2.3318849211373064E-2,1.0438369417509447E-2,0,0,3.3757218628882514E-2,0.1965028876751016,39.3091721108933,0.17178993666849715,24.021420744553495,17.49302759972624,0,-22.920961812503752,18.59348653177598,2.3318849211373064E-2,-3.0813757594674269E-2,1.0438369417509447E-2,0,0,0,0,0,0,0,0,0.28408841719079586,5.8177342631051281E-2,0,-0.25425606822864238,2.9434610342082453E-3,8.8009691593204764E-2,0.77198900880954802,22.898120473716446,3.1677903134697113E-3,-5.5263712577342686E-4,2.6151531876962846E-3,1.5838951567348557E-4,-2.7631856288671344E-5,1.3075765938481423E-4,null,-4.7233942373797171E-3,null,null,null,-3.0813757594674269E-2,0,0,-3.0813757594674269E-2,0,9999,0,null,4.7333614081897748,4.7333614081897748]
["Com-LightingInterior-2021P_V20-C19.xlsm","All Btype_RETRO_HIGHBAY_Fixture_from_HID_to_LEDPanel_CONTR",null,"No",20.95736561691205,null,1.432592457755864,null,-2.1922588278923259E-2,null,1.0570819312067652,null,0,-0.85644149298068994,"loadshape may vary by savings component",1.5944750977255597,null,3.6763257018778816E-4,2.1939762868386075E-4,null,null,3.4884828705573884E-4,2.0945336688200835E-4,null,null,-2.2141813960553189E-2,null,"n/a","n/a",null,null,"n/a","n/a",null,null,0.34976824143431395,0.15290660646205453,0,0.52970208475932345,6.3424915872405924E-2,0.14799147036894711,0,0,0,0,0,0,0,0,0,-0.85644149298068994,0.4131931573067199,0.30089807683100167,0,0.52970208475932345,0.38735182591635531,0.10915046670302571,1.5735546310275621E-2,0,0,0.12488601301330132,0.4131931573067199,0.30224608226170702,0.10915046670302571,3.3209027579521058E-2,0,0,0.14235949428254677,0.30089807683100167,0.47311533454068061,0.10915046670302571,4.8944573889796665E-2,0,0,0.15809504059282239,0.71409123413772158,30.019502199433969,0.22139333608222356,18.648297640007343,13.580178656939871,0,-14.74645363187579,17.482022665071433,0.10915046670302571,-0.1444866570139712,4.8944573889796665E-2,0,0,0,0,0,0,0,0,1.0323769326556922,0.21141638624135306,0,-0.85644149298068994,1.3608383578851163E-2,0.38735182591635531,0.73078669373427618,21.794042774163771,1.4828618408847694E-2,-2.5905922333847183E-3,1.2238026175462975E-2,7.4143092044238546E-4,-1.2952961166923615E-4,6.1190130877314928E-4,null,-2.2141813960553189E-2,null,null,null,-0.1444866570139712,0,0,-0.1444866570139712,0,9999,0,null,22.157151568638156,22.157151568638156]
["Com-LightingInterior-2021P_V20-C19.xlsm","All Btype_NR_LINEAR_Lamp_from_LFTube_to_LEDTube_RDX",null,"No",14.835296006365233,null,7.7592498776966856,null,-9.3923243754969771E-2,null,1.4248861564582358,null,0,-0.39942759480383833,"loadshape may vary by savings component",8.6335389959855604,null,1.5585819539032477E-3,1.2679313325958614E-3,null,null,1.4789403207908229E-3,1.210458715147963E-3,null,null,-9.4862474969108268E-2,null,"n/a","n/a",null,null,"n/a","n/a",null,null,0.48845005316486728,0.21353350935858523,0,1.0747321881796075,8.5493169387494114E-2,0.19948406190415297,0,0,0,0,0,0,0,0,0,-0.39942759480383833,0.57394322255236141,0.41301757126273819,0,1.0747321881796075,1.6622653871908692,0.59256387897776786,6.7842499853865687E-2,0,0,0.66040637883163356,0.57394322255236141,1.1506475778122531,0.59256387897776786,0.14341318081057211,0,0,0.73597705978833994,0.41301757126273819,1.7819509652778267,0.59256387897776786,0.21125568066443778,0,0,0.80381955964220564,0.9869607938150996,6.4656413641555854,0.81443920029998251,4.7839197879446598,3.4425755968438132,0,5.6287850090355116,13.855280393823989,0.59256387897776786,-0.62972420637873205,0.21125568066443778,0,0,0,0,0,0,0,0,1.7767157507030604,0.28497723129164715,0,-0.39942759480383833,0.17409535326347358,1.6622653871908692,0.44706824331950828,17.343290674516872,8.0291912662665721E-2,-1.1098909571385665E-2,6.9193003091280056E-2,4.0145956331332864E-3,-5.5494547856928321E-4,3.459650154564003E-3,null,-9.4862474969108268E-2,null,null,null,-0.62972420637873205,0,0,-0.62972420637873205,0,9999,0,null,119.97342095882999,119.97342095882999]
["Com-LightingInterior-2021P_V20-C19.xlsm","All Btype_NR_LINEAR_Fixture_from_LFTube_to_LEDPanel",null,"No",15.707960477327891,null,138.73750915028842,null,-1.6793732764471829,null,26.209356755259225,null,0,-7.8586849406655555,"loadshape may vary by savings component",154.37003761122344,null,2.7867871443690986E-2,2.2670958872402499E-2,null,null,2.6443857270047826E-2,2.1643332759730408E-2,null,null,-1.6961669873367278,null,"n/a","n/a",null,null,"n/a","n/a",null,null,8.8901568139023492,3.8864698057059193,0,18.536297584179721,1.5725614053155539,3.669309945736293,0,0,0,0,0,0,0,0,0,-7.8586849406655555,10.462718219217903,7.5557797514422127,0,18.536297584179721,28.696110614174273,10.59520415989136,1.2130424451607102,0,0,11.808246605052069,10.462718219217903,1.1286021813492695,10.59520415989136,2.5642668812832499,0,0,13.159471041174609,7.5557797514422127,1.7416430168789381,10.59520415989136,3.7773093264439606,0,0,14.372513486335318,18.018497970660114,6.6387611168628178,0.79765325110552354,4.8773658313027068,3.5222493061929989,0,4.9775423533536287,13.377157490849331,10.59520415989136,-11.259640973253713,3.7773093264439606,0,0,0,0,0,0,0,0,31.312924203787983,5.2418713510518469,0,-7.8586849406655555,3.1128725130816051,28.696110614174273,0.46494741005551443,16.865167771542215,1.435641349784379,-0.19845153751839734,1.2371898122659817,7.1782067489218934E-2,-9.9225768759198599E-3,6.1859490613299074E-2,null,-1.6961669873367278,null,null,null,-11.259640973253713,0,0,-11.259640973253713,0,9999,0,null,2145.1575668301657,2145.1575668301657]
["Com-LightingInterior-2021P_V20-C19.xlsm","All Btype_NEW_LINEAR_Fixture_from_LEDPanel_to_LEDPanel_CONTR",null,"No",15.109983810559028,null,30.787118269491557,null,-0.32949603314493769,null,3.405268926674113,null,0,0,"loadshape may vary by savings component",34.252414798896019,null,6.0299017567794037E-3,5.0879174533630086E-3,null,null,5.7217864239600376E-3,4.8572902839764259E-3,null,null,-0.33279098889522729,null,"n/a","n/a",null,null,"n/a","n/a",null,null,1.1639144893231896,0.50882325406278117,0,2.489991622705702,0.20431613560044679,0.47673764973437582,0,0,0,0,0,0,0,0,0,0,1.3682306249236365,0.985560903797157,0,2.489991622705702,4.8437831514264955,2.3518976178163973,0.26224935865307247,0,0,2.6141469764694696,1.3682306249236365,1.9106040523068764,2.3518976178163973,0.55422584510285366,0,0,2.9061234629192509,0.985560903797157,2.9487000262719167,2.3518976178163973,0.81647520375592597,0,0,3.1683728215723233,2.3537915287207936,3.2298016841378763,1.3460719791502636,2.8745636177176288,2.0705994044376328,0,5.231310567581378,10.17647358973664,2.3518976178163973,-2.2063162438849737,0.81647520375592597,0,0,0,0,0,0,0,0,4.1627293660916731,0.68105378533482264,0,0,0.96205657768734953,4.8437831514264955,0.44940824858148631,13.096439285277746,0.3185474576297328,-3.8936545700741648E-2,0.27961091192899112,1.5927372881486639E-2,-1.9468272850370798E-3,1.398054559644956E-2,null,-0.33279098889522729,null,null,null,-2.2063162438849737,0,0,-2.2063162438849737,0,9999,0,null,475.97855079304043,475.97855079304043]
["Com-LightingInterior-2021P_V20-C19.xlsm","All Btype_RETRO_OTHER_Lamp_from_CFL_to_LEDScrew",null,"No",5.4555241508996168,null,24.140563079231097,null,-0.28426326811227626,null,11.079393329240744,null,0,-32.276429092714409,"loadshape may vary by savings component",26.842330844007435,null,4.449307806455487E-3,3.9467765781990415E-3,null,null,4.2219611284808655E-3,3.7678730234299404E-3,null,null,-0.28710589583012081,null,"n/a","n/a",null,null,"n/a","n/a",null,null,3.8209757399219244,1.6703987513829814,0,26.811676536075822,0.66476359975444477,1.5511150660937039,0,0,0,0,0,0,0,0,0,-32.276429092714409,4.4857393396763694,3.2215138174766853,0,26.811676536075822,2.2425006005144663,1.8471827820368096,0.19596626052009633,0,0,2.0431490425569061,4.4857393396763694,0.45547654195714193,1.8471827820368096,0.41403593433994129,0,0,2.2612187163767508,3.2215138174766853,0.70191184781193805,1.8471827820368096,0.61000219486003759,0,0,2.4571849768968472,7.7072531571530547,19.027150342796496,0.31881461874861977,12.025900911223147,8.6366155096087027,0,-14.650555409942829,6.0119610108890171,1.8471827820368096,-1.8978307544220416,0.61000219486003759,0,0,0,0,0,0,0,0,32.303051027380725,2.21587866584815,0,-32.276429092714409,0.5593542224748056,2.2425006005144663,0.95378099651507497,9.4645242284952484,0.24963367684926913,-3.3591389812124159E-2,0.21604228703714495,1.2481683842463459E-2,-1.6795694906062064E-3,1.0802114351857253E-2,null,-0.28710589583012081,null,null,null,-1.8978307544220416,0,0,-1.8978307544220416,0,9999,0,null,373.0065109292612,373.0065109292612]
["Com-LightingInterior-2021P_V20-C19.xlsm","All Btype_NEW_HIGHBAY_Fixture_from_LEDPanel_to_LEDPanel_CONTR",null,"No",15.492080853146458,null,9.1684373107475121,null,-0.12331507143745707,null,0.20710755637647787,null,0,0,"loadshape may vary by savings component",10.202540434240932,null,1.76447625989675E-3,1.5256649736706705E-3,null,null,1.6743116306791347E-3,1.4565095310945595E-3,null,null,-0.12454822068785333,null,"n/a","n/a",null,null,"n/a","n/a",null,null,7.0007204881987681E-2,3.0604734387838395E-2,0,0.14574230749502945,1.2426453382588673E-2,2.8995057892706903E-2,0,0,0,0,0,0,0,0,0,0,8.2433658264576354E-2,5.9599792280545294E-2,0,0.14574230749502945,0.28777575804015104,0.70070370421017336,7.7032068220946534E-2,0,0,0.77773577243111991,8.2433658264576354E-2,9.4346871023838919,0.70070370421017336,0.16299061355800476,0,0,0.86369431776817818,5.9599792280545294E-2,14.491565905173587,0.70070370421017336,0.24002268177895125,0,0,0.94072638598912472,0.14203345054512165,-0.69115242823448675,6.6232734780337656,0.58143351427931267,0.42037824604086305,0,1.0279716296713921,2.0297833899915676,0.70070370421017336,-0.82657515403568793,0.24002268177895125,0,0,0,0,0,0,0,0,0.24635424676485548,4.1421511275295572E-2,0,0,0.11415123195343668,0.28777575804015104,0.84419223405732891,6.1669437736646868,9.4883626038440708E-2,-1.4572141820478845E-2,8.0311484217961859E-2,4.7441813019220326E-3,-7.28607091023942E-4,4.0155742108980907E-3,null,-0.12454822068785333,null,null,null,-0.82657515403568793,0,0,-0.82657515403568793,0,9999,0,null,141.77658535344827,141.77658535344827]
["Com-LightingInterior-2021P_V20-C19.xlsm","All Btype_RETRO_CAN_Lamp_from_CFL_to_LEDScrew",null,"No",13.345985322066456,null,12.377222630701363,null,-0.1463465755525748,null,1.9702386949954251,null,0,-7.5386792406821979,"loadshape may vary by savings component",13.765378607203301,null,2.3931952404757264E-3,2.0300284914625947E-3,null,null,2.2709073805583691E-3,1.9380097386437905E-3,null,null,-0.14781003909340601,null,"n/a","n/a",null,null,"n/a","n/a",null,null,0.67864438814408423,0.29667990998867455,0,1.6994845845425348,0.11821432169972552,0.27583341729935956,0,0,0,0,0,0,0,0,0,-7.5386792406821979,0.7968587098438098,0.57251332728803406,0,1.6994845845425348,-4.4698226190078199,0.94616127999752586,0.10367853901740712,0,0,1.049839819014933,0.7968587098438098,1.3174729798971632,0.94616127999752586,0.21903950352656482,0,0,1.1652007835240907,0.57251332728803406,2.0352378328790817,0.94616127999752586,0.32271804254397191,0,0,1.2688793225414978,1.3693720371318439,5.4716560131058634,0.92661401586611303,4.1657861851752642,2.9929623409809851,0,-30.525908960527872,-23.367160434371627,0.94616127999752586,-0.97812209837988795,0.32271804254397191,0,0,0,0,0,0,0,0,2.6748088826752934,0.39404773899908502,0,-7.5386792406821979,0.29075722416160987,-4.4698226190078199,2.1763293489978111,-19.940865248310036,0.12801802104699073,-1.7293774573928503E-2,0.11072424647306223,6.4009010523495375E-3,-8.6468872869642499E-4,5.5362123236531125E-3,null,-0.14781003909340601,null,null,null,-0.97812209837988795,0,0,-0.97812209837988795,0,9999,0,null,191.28651217856111,191.28651217856111]
["Com-LightingInterior-2021P_V20-C19.xlsm","All Btype_NEW_CAN_Fixture_from_CFL_to_LEDPanel",null,"No",13.423924955829145,null,39.561499701555505,null,-0.36663596956742739,null,3.9262757373936576,null,0,-24.051899278238576,"loadshape may vary by savings component",44.007918178099956,null,7.7456847202148731E-3,6.6113120816723835E-3,null,null,7.349904233789983E-3,6.3116283262514205E-3,null,null,-0.37030232364623483,null,"n/a","n/a",null,null,"n/a","n/a",null,null,1.3517154709960773,0.59092336320958772,0,3.3803867872121236,0.23557654424361943,0.54967860323511197,0,0,0,0,0,0,0,0,0,-24.051899278238576,1.5872920152396968,1.1406019664446996,0,3.3803867872121236,-17.943618509342055,3.0222811275942894,0.33725332269317254,0,0,3.359534450287462,1.5872920152396968,2.1165194671379601,3.0222811275942894,0.71225661328977863,0,0,3.7345377408840679,1.1406019664446996,3.2741813978497394,3.0222811275942894,1.0495099359829512,0,0,4.0717910635772405,2.7278939816843963,2.7445069217806481,1.4926500409898724,2.5955525100882761,1.8651213945469891,0,-33.802221404926918,-29.341547500291654,3.0222811275942894,-2.4479002389369096,1.0495099359829512,0,0,0,0,0,0,0,0,5.3230256214177896,0.7852551474787316,0,-24.051899278238576,1.623890824640331,-17.943618509342055,3.2869442939633662,-27.054888570449339,0.4092736390563298,-4.3325371866609487E-2,0.36594826718972029,2.0463681952816483E-2,-2.166268593330474E-3,1.8297413359486009E-2,null,-0.37030232364623483,null,null,null,-2.4479002389369096,0,0,-2.4479002389369096,0,9999,0,null,611.5430179394491,611.5430179394491]
["Com-LightingInterior-2021P_V20-C19.xlsm","All Btype_RETRO_CAN_Lamp_from_Inc/Hal_to_LEDScrew",null,"No",12.318300560192371,null,18.017731509559223,null,-0.22738327459323177,null,1.0385513053296234,null,0,-11.374479980215627,"loadshape may vary by savings component",20.037351484348203,null,3.1788835223243179E-3,2.9897645639838937E-3,null,null,3.0164485378651501E-3,2.8542414825382975E-3,null,null,-0.22965710344331747,null,"n/a","n/a",null,null,"n/a","n/a",null,null,0.3572631768150254,0.15618313359904504,0,0.99325055470344781,6.2313078319777407E-2,0.14539718274614727,0,0,0,0,0,0,0,0,0,-11.374479980215627,0.41957625513480279,0.30158031634519233,0,0.99325055470344781,-9.6600728540321832,1.3787379774257325,0.14281059866757753,0,0,1.5215485760933101,0.41957625513480279,3.6263934325941829,1.3787379774257325,0.30193779339465432,0,0,1.6806757708203868,0.30158031634519233,5.5728961067096492,1.3787379774257325,0.44474839206223193,0,0,1.8234863694879644,0.72115657147999501,0.99269169008951186,2.5285582099677892,1.5068651828920121,1.0830948438684285,0,-37.283123116422495,-34.69316308966205,1.3787379774257325,-1.5217028275139957,0.44474839206223193,0,0,0,0,0,0,0,0,1.5066968651175183,0.20771026106592466,0,-11.374479980215627,0.30178354197396873,-9.6600728540321832,4.078342991598344,-30.825391445096514,0.18634736880443825,-2.6869881102868164E-2,0.15947748770157008,9.3173684402219157E-3,-1.3434940551434072E-3,7.9738743850785079E-3,null,-0.22965710344331747,null,null,null,-1.5217028275139957,0,0,-1.5217028275139957,0,9999,0,null,278.44312809029265,278.44312809029265]
["Com-LightingInterior-2021P_V20-C19.xlsm","All Btype_RETRO_DISP_Lamp_from_Inc/Hal_to_LEDScrew",null,"No",9.2561457034832326,null,7.4902863757184361,null,-8.109459869867422E-2,null,0.59284891926470173,null,0,-5.3334152897191824,"loadshape may vary by savings component",8.3352025841795694,null,1.444921051174817E-3,1.3132071593882698E-3,null,null,1.3710843290689714E-3,1.2536808619635366E-3,null,null,-8.1905543770535133E-2,null,"n/a","n/a",null,null,"n/a","n/a",null,null,0.20445716391085031,8.9381617302539698E-2,0,0.78534079048366634,3.5570935155882104E-2,8.2998848697058231E-2,0,0,0,0,0,0,0,0,0,-5.3334152897191824,0.24002809906673242,0.17238046599959794,0,0.78534079048366634,-4.1356659341691859,0.57256405269603428,6.3937076273086729E-2,0,0,0.63650112896912103,0.24002809906673242,2.6517775687260743,0.57256405269603428,0.13524893265653767,0,0,0.70781298535257198,0.17238046599959794,4.1061090144298769,0.57256405269603428,0.19918600892962438,0,0,0.77175006162565873,0.41240856506633039,1.8408601569763239,1.8713240388242982,2.0722862164893092,1.4882493552709273,0,-39.265869841813689,-35.705334270053456,0.57256405269603428,-0.54623095374850728,0.19918600892962438,0,0,0,0,0,0,0,0,1.0791795716970563,0.11856978385294034,0,-5.3334152897191824,0.22551910787715146,-4.1356659341691859,3.5007077309264885,-32.709116500355918,7.7517384032869993E-2,-9.5829486211526059E-3,6.7934435411717384E-2,3.8758692016434997E-3,-4.7914743105763053E-4,3.3967217705858691E-3,null,-8.1905543770535133E-2,null,null,null,-0.54623095374850728,0,0,-0.54623095374850728,0,9999,0,null,115.8276772565556,115.8276772565556]
["Com-LightingInterior-2021P_V20-C19.xlsm","All Btype_NR_CAN_Lamp_from_CFL_to_LEDScrew",null,"No",13.345985322066456,null,12.377222630701363,null,-0.1463465755525748,null,5.7704226834938241E-2,null,0,-7.5386792406821979,"loadshape may vary by savings component",13.765378607203301,null,2.3931952404757264E-3,2.0300284914625947E-3,null,null,2.2709073805583691E-3,1.9380097386437905E-3,null,null,-0.14781003909340601,null,"n/a","n/a",null,null,"n/a","n/a",null,null,1.9876094106361587E-2,8.6891425220918667E-3,0,4.9774397497127067E-2,3.462253610096294E-3,8.078591756891353E-3,0,0,0,0,0,0,0,0,0,-7.5386792406821979,2.3338347716457881E-2,1.6767734278983218E-2,0,4.9774397497127067E-2,-7.4487987611896296,0.94616127999752586,0.10367853901740712,0,0,1.049839819014933,2.3338347716457881E-2,44.983468057363822,0.94616127999752586,0.21903950352656482,0,0,1.1652007835240907,1.6767734278983218E-2,69.490651756365239,0.94616127999752586,0.32271804254397191,0,0,1.2688793225414978,4.0106081995441099E-2,-1.4774275369960208,31.638077304228638,0.12200728347575351,8.7657692578611945E-2,0,-39.150198087120579,-38.940533111066216,0.94616127999752586,-0.97812209837988795,0.32271804254397191,0,0,0,0,0,0,0,0,7.8339634125580523E-2,1.154084536698765E-2,0,-7.5386792406821979,0.29075722416160987,-7.4487987611896296,8.2467577754063441,-35.514237925004622,0.12801802104699073,-1.7293774573928503E-2,0.11072424647306223,6.4009010523495375E-3,-8.6468872869642499E-4,5.5362123236531125E-3,null,-0.14781003909340601,null,null,null,-0.97812209837988795,0,0,-0.97812209837988795,0,9999,0,null,191.28651217856111,191.28651217856111]
["Com-LightingInterior-2021P_V20-C19.xlsm","All Btype_NR_CAN_Lamp_from_Inc/Hal_to_LEDScrew",null,"No",12.318300560192371,null,18.017731509559223,null,-0.22738327459323177,null,0.27316953152482654,null,0,-11.374479980215627,"loadshape may vary by savings component",20.037351484348203,null,3.1788835223243179E-3,2.9897645639838937E-3,null,null,3.0164485378651501E-3,2.8542414825382975E-3,null,null,-0.22965710344331747,null,"n/a","n/a",null,null,"n/a","n/a",null,null,9.397072069603421E-2,4.1080756644746932E-2,0,0.26125410205805816,1.6390171891489592E-2,3.824373441347572E-2,0,0,0,0,0,0,0,0,0,-11.374479980215627,0.1103608925875238,7.9324491058222646E-2,0,0.26125410205805816,-10.923540494511823,1.3787379774257325,0.14281059866757753,0,0,1.5215485760933101,0.1103608925875238,13.787026730384744,1.3787379774257325,0.30193779339465432,0,0,1.6806757708203868,7.9324491058222646E-2,21.187350191592191,1.3787379774257325,0.44474839206223193,0,0,1.8234863694879644,0.18968538364574647,-0.91603269280100363,9.6132149691274034,0.3963498519228541,0.28488579194707064,0,-39.912013467086915,-39.230777823216997,1.3787379774257325,-1.5217028275139957,0.44474839206223193,0,0,0,0,0,0,0,0,0.39630557939883931,5.4633906304965313E-2,0,-11.374479980215627,0.30178354197396873,-10.923540494511821,6.690501497037693,-35.363006178651453,0.18634736880443825,-2.6869881102868164E-2,0.15947748770157008,9.3173684402219157E-3,-1.3434940551434072E-3,7.9738743850785079E-3,null,-0.22965710344331747,null,null,null,-1.5217028275139957,0,0,-1.5217028275139957,0,9999,0,null,278.44312809029265,278.44312809029265]
["Com-LightingInterior-2021P_V20-C19.xlsm","All Btype_NR_DISP_Lamp_from_Inc/Hal_to_LEDScrew",null,"No",9.2561457034832326,null,7.4902863757184361,null,-8.109459869867422E-2,null,0.17902154992621983,null,0,-5.3334152897191824,"loadshape may vary by savings component",8.3352025841795694,null,1.444921051174817E-3,1.3132071593882698E-3,null,null,1.3710843290689714E-3,1.2536808619635366E-3,null,null,-8.1905543770535133E-2,null,"n/a","n/a",null,null,"n/a","n/a",null,null,6.1739571731422915E-2,2.6990410447671712E-2,0,0.2371479831776418,1.0741292995573193E-2,2.5063016989670776E-2,0,0,0,0,0,0,0,0,0,-5.3334152897191824,7.2480864726996108E-2,5.2053427437342488E-2,0,0.2371479831776418,-4.9717330143772021,0.57256405269603428,6.3937076273086729E-2,0,0,0.63650112896912103,7.2480864726996108E-2,8.781643698189086,0.57256405269603428,0.13524893265653767,0,0,0.70781298535257198,5.2053427437342488E-2,13.597817092920103,0.57256405269603428,0.19918600892962438,0,0,0.77175006162565873,0.12453429216433859,-0.64450672355221283,6.1970887553384726,0.6257646397108757,0.44940405152082397,0,-43.998700718597924,-42.923532027366221,0.57256405269603428,-0.54623095374850728,0.19918600892962438,0,0,0,0,0,0,0,0,0.32587796535673635,3.5804309985243969E-2,0,-5.3334152897191824,0.22551910787715146,-4.9717330143772021,6.7243929879298694,-39.927314257668677,7.7517384032869993E-2,-9.5829486211526059E-3,6.7934435411717384E-2,3.8758692016434997E-3,-4.7914743105763053E-4,3.3967217705858691E-3,null,-8.1905543770535133E-2,null,null,null,-0.54623095374850728,0,0,-0.54623095374850728,0,9999,0,null,115.8276772565556,115.8276772565556]
["Com-LightingInterior-2021P_V20-C19.xlsm","All Btype_RETRO_DISP_Lamp_from_CFL_to_LEDScrew",null,"No",8.7516187357755175,null,0.48301443814423228,null,-7.2324188090301111E-3,null,0.22155622309418083,null,0,-0.79783895371038549,"loadshape may vary by savings component",0.53753192551721463,null,8.6296159000690098E-5,8.5775820306039171E-5,null,null,8.1886253466808599E-5,8.1887723071550101E-5,null,null,-7.3047429026359941E-3,null,"n/a","n/a",null,null,"n/a","n/a",null,null,7.6408601835386614E-2,3.3403204256763255E-2,0,0.31206322459941988,1.329337338565085E-2,3.1017871233185314E-2,0,0,0,0,0,0,0,0,0,-0.79783895371038549,8.9701975221037469E-2,6.4421075489948576E-2,0,0.31206322459941988,-0.33165267839997953,3.6971797437246413E-2,3.9969540817387413E-3,0,0,4.0968751518985158E-2,8.9701975221037469E-2,0.45672072903671035,3.6971797437246413E-2,8.4681189980837547E-3,0,0,4.5439916435330172E-2,6.4421075489948576E-2,0.7053579296797059,3.6971797437246413E-2,1.2465073079822494E-2,0,0,4.9436870517068909E-2,0.15412305071098603,18.964464601757665,0.32076234079854615,12.008853735131048,8.6243727756531392,0,-65.033235495600238,-44.400008984816047,3.6971797437246413E-2,-4.8687248225968621E-2,1.2465073079822494E-2,0,0,0,0,0,0,0,0,0.42187503069156979,4.4311244618836169E-2,0,-0.79783895371038549,7.4962229110028811E-4,-0.33165267839997953,1.645599910455672,-39.550764559300291,4.9990469073100917E-3,-8.5465491960841139E-4,4.1443919877016799E-3,2.4995234536550481E-4,-4.2732745980420567E-5,2.0721959938508423E-4,null,-7.3047429026359941E-3,null,null,null,-4.8687248225968621E-2,0,0,-4.8687248225968621E-2,0,9999,0,null,7.4696534073540031,7.4696534073540031]
["Com-LightingInterior-2021P_V20-C19.xlsm","All Btype_NR_HIGHBAY_Fixture_from_HID_to_LEDPanel_CONTR",null,"No",20.95736561691205,null,0.35814811443896599,null,-5.4806470697308148E-3,null,-6.1771317878318355E-2,null,0,-0.21411037324517249,"loadshape may vary by savings component",0.39861877443138993,null,9.190814254694704E-5,5.4849407170965187E-5,null,null,8.7212071763934711E-5,5.2363341720502088E-5,null,null,-5.5354534901382972E-3,null,"n/a","n/a",null,null,"n/a","n/a",null,null,-2.0438950461213912E-2,-8.9352038991715663E-3,0,-3.0953509744625459E-2,-3.7062790726991018E-3,-8.6479845029645685E-3,0,0,0,0,0,0,0,0,0,-0.21411037324517249,-2.4145229533913015E-2,-1.7583188402136136E-2,0,-3.0953509744625459E-2,-0.28679230092584707,2.7287616675756427E-2,3.9338865775689052E-3,0,0,3.1221503253325331E-2,-2.4145229533913015E-2,9999,2.7287616675756427E-2,8.3022568948802646E-3,0,0,3.5589873570636692E-2,-1.7583188402136136E-2,9999,2.7287616675756427E-2,1.2236143472449166E-2,0,0,3.9523760148205599E-2,-4.1728417936049145E-2,-9.7421478101691115,9999,-4.358904971898796,-3.1742687407570687,0,-44.241044654253869,-51.774218366909729,2.7287616675756427E-2,-3.6121664253492801E-2,1.2236143472449166E-2,0,0,0,0,0,0,0,0,-6.0327664105010934E-2,-1.2354263575663672E-2,0,-0.21411037324517249,3.4020958947127908E-3,-0.28679230092584707,9.033804721289922,-47.462198257817398,3.7071546022119234E-3,-6.4764805834617958E-4,3.0595065438657437E-3,1.8535773011059636E-4,-3.2382402917309037E-5,1.5297532719328732E-4,null,-5.5354534901382972E-3,null,null,null,-3.6121664253492801E-2,0,0,-3.6121664253492801E-2,0,9999,0,null,5.539287892159539,5.539287892159539]
["Com-LightingInterior-2021P_V20-C19.xlsm","All Btype_NR_HIGHBAY_Fixture_from_HID_to_LEDPanel",null,"No",20.94312572841369,null,7.6510336739913865E-2,null,-1.1691569999629614E-3,null,-2.407198128806378E-2,null,0,-6.3564017057160596E-2,"loadshape may vary by savings component",8.5155653587895452E-2,null,1.9601223442341402E-5,1.1756818703801045E-5,null,null,1.8599693811637522E-5,1.1223936248569196E-5,null,null,-1.1808485593449293E-3,null,"n/a","n/a",null,null,"n/a","n/a",null,null,-7.9649593039150205E-3,-3.482005378120451E-3,0,-1.2062431771980329E-2,-1.4443188772838267E-3,-3.3700773803289289E-3,0,0,0,0,0,0,0,0,0,-6.3564017057160596E-2,-9.4092781811988477E-3,-6.8520827584493803E-3,0,-1.2062431771980329E-2,-9.1887809768789158E-2,5.829712302843266E-3,8.389773649344689E-4,0,0,6.6686896677777352E-3,-9.4092781811988477E-3,9999,5.829712302843266E-3,1.7706149894428931E-3,0,0,7.6003272922861593E-3,-6.8520827584493803E-3,9999,5.829712302843266E-3,2.6095923543773616E-3,0,0,8.4393046572206285E-3,-1.626136093964823E-2,-15.947189886134295,9999,-7.9514555258076776,-5.7904581269401847,0,-63.909296001180252,-77.65120965392812,5.829712302843266E-3,-7.7034393986685672E-3,2.6095923543773616E-3,0,0,0,0,0,0,0,0,-2.3509396454015799E-2,-4.8143962576127569E-3,0,-6.3564017057160596E-2,7.3586525855206131E-4,-9.1887809768789158E-2,13.023678026642221,-73.34657571198764,7.9194757836742783E-4,-1.3815928144335671E-4,6.5378829692407114E-4,3.9597378918371391E-5,-6.9079640721678361E-6,3.2689414846203557E-5,null,-1.1808485593449293E-3,null,null,null,-7.7034393986685672E-3,0,0,-7.7034393986685672E-3,0,9999,0,null,1.1833403520474437,1.1833403520474437]
["Com-LightingInterior-2021P_V20-C19.xlsm","All Btype_NR_DISP_Lamp_from_CFL_to_LEDScrew",null,"No",8.7516187357755175,null,0.48301443814423228,null,-7.2324188090301111E-3,null,2.1284412602659156E-3,null,0,-0.79783895371038549,"loadshape may vary by savings component",0.53753192551721463,null,8.6296159000690098E-5,8.5775820306039171E-5,null,null,8.1886253466808599E-5,8.1887723071550101E-5,null,null,-7.3047429026359941E-3,null,"n/a","n/a",null,null,"n/a","n/a",null,null,7.3404040976332379E-4,3.2089713921040547E-4,0,2.9979218537530684E-3,1.2770647561595499E-4,2.9798177643722826E-4,0,0,0,0,0,0,0,0,0,-0.79783895371038549,8.6174688537927883E-4,6.1887891564763368E-4,0,2.9979218537530684E-3,-0.79336040605560554,3.6971797437246413E-2,3.9969540817387413E-3,0,0,4.0968751518985158E-2,8.6174688537927883E-4,47.541513887751002,3.6971797437246413E-2,8.4681189980837547E-3,0,0,4.5439916435330172E-2,6.1887891564763368E-4,73.422951221046191,3.6971797437246413E-2,1.2465073079822494E-2,0,0,4.9436870517068909E-2,1.4806258010269125E-3,-1.4705431001632829,33.389172661168779,0.11536638159554687,8.2852427267687767E-2,0,-106.40935911083875,-106.21114030197552,3.6971797437246413E-2,-4.8687248225968621E-2,1.2465073079822494E-2,0,0,0,0,0,0,0,0,4.052859402726797E-3,4.256882520531832E-4,0,-0.79783895371038549,7.4962229110028811E-4,-0.79336040605560554,15.936483413657577,-101.36189587645977,4.9990469073100917E-3,-8.5465491960841139E-4,4.1443919877016799E-3,2.4995234536550481E-4,-4.2732745980420567E-5,2.0721959938508423E-4,null,-7.3047429026359941E-3,null,null,null,-4.8687248225968621E-2,0,0,-4.8687248225968621E-2,0,9999,0,null,7.4696534073540031,7.4696534073540031]
["Com-LightingInterior-2021P_V20-C19.xlsm","All Btype_NEW_OTHER_Fixture_from_CFL_to_LEDPanel",null,"No",13.140190868297701,null,13.324812604260117,null,-0.12368093146136085,null,3.5853284266873686,null,0,-29.584394967102625,"loadshape may vary by savings component",14.818734638760432,null,2.5003066603890628E-3,2.1408774805087051E-3,null,null,2.3725514107441861E-3,2.0438338597659499E-3,null,null,-0.1249177385862638,null,"n/a","n/a",null,null,"n/a","n/a",null,null,1.2332026356955743,0.53911364088121139,0,3.172643567799188,0.21511970560124211,0.50194597973623156,0,0,0,0,0,0,0,0,0,-29.584394967102625,1.4483223412968165,1.0410596206174429,0,3.172643567799188,-23.922369437389175,1.0185490814459639,0.10789753919439665,0,0,1.1264466206403605,1.4483223412968165,0.77775961091075141,1.0185490814459639,0.22779617671587432,0,0,1.2463452581618382,1.0410596206174429,1.1971891268077828,1.0185490814459639,0.33569371591027097,0,0,1.3542427973562348,2.4893819619142592,10.458647580531924,0.54400763646365591,7.0332802246283084,5.0555486396706355,0,-128.25960320973212,-116.17077434543317,1.0185490814459639,-0.82459482582322108,0.33569371591027097,0,0,0,0,0,0,0,0,4.9449598443759744,0.71706568533747383,0,-29.584394967102625,0.52964797153301368,-23.922369437389179,4.76960821948692,-113.79659395056977,0.137814232140472,-1.4615375414592856E-2,0.12319885672587914,6.8907116070236014E-3,-7.3076877072964321E-4,6.1599428362939584E-3,null,-0.1249177385862638,null,null,null,-0.82459482582322108,0,0,-0.82459482582322108,0,9999,0,null,205.92416270081955,205.92416270081955]
["Com-LightingInterior-2021P_V20-C19.xlsm","All Btype_RETRO_OTHER_Lamp_from_Inc/Hal_to_LEDScrew",null,"No",5.2884142473668936,null,52.249135738527336,null,-0.56669891524144711,null,3.093942434637762,null,0,-110.56075859283443,"loadshape may vary by savings component",58.099534832815294,null,9.3487882821693836E-3,8.5725367229803253E-3,null,null,8.8710925218849525E-3,8.183951102089233E-3,null,null,-0.57236589393292636,null,"n/a","n/a",null,null,"n/a","n/a",null,null,1.0670150099523543,0.46646214518172563,0,7.7648779105223937,0.18563654607826574,0.43315194084928665,0,0,0,0,0,0,0,0,0,-110.56075859283443,1.25265155603062,0.89961408603101223,0,7.7648779105223937,-100.64361504025041,3.9983483447924693,0.41551658750312276,0,0,4.4138649322955921,1.25265155603062,3.5236174904713078,3.9983483447924693,0.8778911202437979,0,0,4.8762394650362673,0.89961408603101223,5.4203680675450983,3.9983483447924693,1.2934077077469206,0,0,5.2917560525393901,2.1522656420616322,1.063781636792233,2.4586909483303714,1.5515345080532319,1.1142622157679782,0,-127.32300167312536,-124.65720494930417,3.9983483447924693,-3.7896676223683481,1.2934077077469206,0,0,0,0,0,0,0,0,9.2983550656564731,0.61878848692755239,0,-110.56075859283443,1.502088430171042,-100.6436150402504,8.4521857904543847,-121.56533683964567,0.54032567394518249,-6.6966809590152415E-2,0.47335886435503005,2.7016283697259117E-2,-3.3483404795076194E-3,2.3667943217751498E-2,null,-0.57236589393292636,null,null,null,-3.7896676223683481,0,0,-3.7896676223683481,0,9999,0,null,807.36300064789953,807.36300064789953]
["Com-LightingInterior-2021P_V20-C19.xlsm","All Btype_NR_OTHER_Lamp_from_CFL_to_LEDScrew",null,"No",5.4555241508996168,null,24.140563079231097,null,-0.28426326811227626,null,-5.8477743842636096,null,0,-32.276429092714409,"loadshape may vary by savings component",26.842330844007435,null,4.449307806455487E-3,3.9467765781990415E-3,null,null,4.2219611284808655E-3,3.7678730234299404E-3,null,null,-0.28710589583012081,null,"n/a","n/a",null,null,"n/a","n/a",null,null,-2.0167353383724782,-0.88164710283037762,0,-14.151373688758673,-0.35086646305581659,-0.81868841379690516,0,0,0,0,0,0,0,0,0,-32.276429092714409,-2.3676018014282949,-1.7003355166272827,0,-14.151373688758673,-50.49574009952866,1.8471827820368096,0.19596626052009633,0,0,2.0431490425569061,-2.3676018014282949,9999,1.8471827820368096,0.41403593433994129,0,0,2.2612187163767508,-1.7003355166272827,9999,1.8471827820368096,0.61000219486003759,0,0,2.4571849768968472,-4.0679373180555771,-12.541173882626309,9999,-6.3473471160863966,-4.5584606885045575,0,-124.46914844947004,-135.374956254061,1.8471827820368096,-1.8978307544220416,0.61000219486003759,0,0,0,0,0,0,0,0,-17.04975612996153,-1.169554876852722,0,-32.276429092714409,0.5593542224748056,-50.49574009952866,27.901816298973191,-131.92239303645479,0.24963367684926913,-3.3591389812124159E-2,0.21604228703714495,1.2481683842463459E-2,-1.6795694906062064E-3,1.0802114351857253E-2,null,-0.28710589583012081,null,null,null,-1.8978307544220416,0,0,-1.8978307544220416,0,9999,0,null,373.0065109292612,373.0065109292612]
["Com-LightingInterior-2021P_V20-C19.xlsm","All Btype_NR_OTHER_Lamp_from_Inc/Hal_to_LEDScrew",null,"No",5.2884142473668936,null,52.249135738527336,null,-0.56669891524144711,null,-0.39808879575979561,null,0,-110.56075859283443,"loadshape may vary by savings component",58.099534832815294,null,9.3487882821693836E-3,8.5725367229803253E-3,null,null,8.8710925218849525E-3,8.183951102089233E-3,null,null,-0.57236589393292636,null,"n/a","n/a",null,null,"n/a","n/a",null,null,-0.13728979428128585,-6.0018360899033667E-2,0,-0.99908481231442314,-2.3885327745587735E-2,-5.573243140637138E-2,0,0,0,0,0,0,0,0,0,-110.56075859283443,-0.16117512202687359,-0.11575079230540505,0,-0.99908481231442314,-111.83676931948114,3.9983483447924693,0.41551658750312276,0,0,4.4138649322955921,-0.16117512202687359,9999,3.9983483447924693,0.8778911202437979,0,0,4.8762394650362673,-0.11575079230540505,9999,3.9983483447924693,1.2934077077469206,0,0,5.2917560525393901,-0.27692591433227864,-1.9450155887983778,9999,-0.19963154355294013,-0.14336895821646073,0,-138.17804793583971,-138.52104843760912,3.9983483447924693,-3.7896676223683481,1.2934077077469206,0,0,0,0,0,0,0,0,-1.1963929674947427,-7.9617759151959108E-2,0,-110.56075859283443,1.502088430171042,-111.83676931948114,30.907334638181595,-135.42918032795063,0.54032567394518249,-6.6966809590152415E-2,0.47335886435503005,2.7016283697259117E-2,-3.3483404795076194E-3,2.3667943217751498E-2,null,-0.57236589393292636,null,null,null,-3.7896676223683481,0,0,-3.7896676223683481,0,9999,0,null,807.36300064789953,807.36300064789953]
["Com-LightingInterior-2021P_V20-C19.xlsm","All Btype_NEW_DISP_Fixture_from_CFL_to_LEDPanel",null,"No",9.1396935869475033,null,5.3446020913135772,null,-4.9531068955502904E-2,null,-0.75648519248974466,null,0,-14.317364699278041,"loadshape may vary by savings component",5.9452956359938449,null,1.0464113612125864E-3,8.9316210569852651E-4,null,null,9.929429833349802E-4,8.5267601598912628E-4,null,null,-5.0026378886241452E-2,null,"n/a","n/a",null,null,"n/a","n/a",null,null,-0.2608907800470302,-0.11405244704505663,0,-1.0289081670409468,-4.5389111549384666E-2,-0.10590792694856424,0,0,0,0,0,0,0,0,0,-14.317364699278041,-0.30627989159641489,-0.21996037399362087,0,-1.0289081670409468,-15.872513131909024,0.4082982231950848,4.5561589610252091E-2,0,0,0.45385981280533688,-0.30627989159641489,9999,0.4082982231950848,9.6223050532909915E-2,0,0,0.50452127372799471,-0.21996037399362087,9999,0.4082982231950848,0.14178464014316203,0,0,0.55008286333824685,-0.52624026559003578,-8.0858003080326775,9999,-3.7072241177840186,-2.6624092073940413,0,-185.75190356629398,-192.12153689147203,0.4082982231950848,-0.33070163757808207,0.14178464014316203,0,0,0,0,0,0,0,0,-1.4038513941330333,-0.15129703849794893,0,-14.317364699278041,0.21938122576016478,-15.872513131909024,49.65985688948917,-189.83487796162976,5.5291249414742762E-2,-5.853086329690246E-3,4.9438163085052514E-2,2.7645624707371384E-3,-2.9265431648451247E-4,2.471908154252626E-3,null,-5.0026378886241452E-2,null,null,null,-0.33070163757808207,0,0,-0.33070163757808207,0,9999,0,null,82.6170422573461,82.6170422573461]

{"sheet":"Lists","index":5,"n_rows":50,"n_cols":320,"rows_kept":50,"cut":false,"hidden":false,"merged":[]}
[null,"static list",null,"static list",null,"static list",null,"static list",null,"static list",null,"static list",null,"static list",null,"static list",null,"static list",null,"dynamic list",null,"dynamic list",null,"dynamic list",null,"dynamic list",null,"dynamic list",null,"dynamic list",null,"dynamic list",null,"dynamic list",null,"dynamic list",null,"dynamic list",null,"dynamic list",null,"dynamic list",null,"dynamic list",null,"dynamic list",null,"dynamic list",null,"dynamic list",null,"dynamic list",null,"dynamic list",null,"dynamic list",null,"dynamic list",null,"dynamic list",null,"dynamic list",null,"dynamic list",null,"dynamic list",null,"dynamic list",null,"dynamic list",null,"dynamic list",null,"dynamic list",null,"dynamic list",null,"dynamic list",null,"dynamic list",null,"dynamic list",null,"dynamic list",null,"dynamic list",null,"dynamic list",null,"dynamic list",null,"dynamic list",null,"dynamic list",null,"dynamic list",null,"dynamic list",null,"dynamic list",null,"dynamic list",null,"dynamic list",null,"dynamic list",null,"dynamic list",null,"dynamic list",null,"dynamic list",null,"dynamic list",null,"dynamic list",null,"dynamic list",null,"dynamic list",null,"dynamic list",null,"dynamic list",null,"dynamic list",null,"dynamic list",null,"dynamic list",null,"dynamic list",null,"dynamic list",null,"dynamic list",null,"dynamic list",null,"dynamic list",null,"dynamic list",null,"dynamic list",null,"dynamic list",null,"dynamic list",null,"dynamic list",null,"dynamic list",null,"dynamic list",null,"dynamic list",null,"dynamic list",null,"dynamic list",null,"dynamic list",null,"dynamic list",null,"dynamic list",null,"dynamic list",null,"dynamic list",null,"dynamic list",null,"dynamic list",null,"dynamic list",null,"dynamic list",null,"dynamic list",null,"dynamic list",null,"dynamic list",null,"dynamic list",null,"dynamic list",null,"dynamic list",null,"dynamic list",null,"dynamic list",null,"dynamic list",null,"dynamic list",null,"dynamic list",null,"dynamic list",null,"dynamic list",null,"dynamic list",null,"dynamic list",null,"dynamic list",null,"dynamic list",null,"dynamic list",null,"dynamic list",null,"dynamic list",null,"dynamic list",null,"dynamic list",null,"dynamic list",null,"dynamic list",null,"dynamic list",null,"dynamic list",null,"dynamic list",null,"dynamic list",null,"dynamic list",null,"dynamic list",null,"dynamic list",null,"dynamic list",null,"dynamic list",null,"dynamic list",null,"dynamic list",null,"dynamic list",null,"dynamic list",null,"dynamic list",null,"dynamic list",null,"dynamic list",null,"dynamic list",null,"dynamic list",null,"dynamic list",null,"dynamic list",null,"dynamic list",null,"dynamic list",null,"dynamic list",null,"dynamic list",null,"dynamic list",null,"dynamic list",null,"dynamic list",null,"dynamic list",null,"dynamic list",null,"dynamic list",null,"dynamic list",null,"dynamic list",null,"dynamic list",null,"dynamic list",null,"dynamic list",null,"dynamic list",null,"dynamic list",null,"dynamic list",null,"dynamic list",null,"dynamic list",null,"dynamic list",null,"dynamic list",null,"dynamic list",null,"dynamic list",null,"dynamic list",null,"dynamic list",null,"dynamic list"]
[null,"Sector List",null,"Sort Character",null,"Fuel Type",null,"On / Off",null,"ProData Sector List",null,"Yes or No",null,"Run Type",null,"Forecast Scenario",null,"Forecast Region",null,"Tab List, File 1",null,"Tab List, File 2",null,"Tab List, File 3",null,"Tab List, File 4",null,"Tab List, File 5",null,"Tab List, File 6",null,"Tab List, File 7",null,"Tab List, File 8",null,"Tab List, File 9",null,"Tab List, File 10",null,"Tab List, File 11",null,"Tab List, File 12",null,"Tab List, File 13",null,"Tab List, File 14",null,"Tab List, File 15",null,"Tab List, File 16",null,"Tab List, File 17",null,"Tab List, File 18",null,"Tab List, File 19",null,"Tab List, File 20",null,"Tab List, File 21",null,"Tab List, File 22",null,"Tab List, File 23",null,"Tab List, File 24",null,"Tab List, File 25",null,"Tab List, File 26",null,"Tab List, File 27",null,"Tab List, File 28",null,"Tab List, File 29",null,"Tab List, File 30",null,"Tab List, File 31",null,"Tab List, File 32",null,"Tab List, File 33",null,"Tab List, File 34",null,"Tab List, File 35",null,"Tab List, File 36",null,"Tab List, File 37",null,"Tab List, File 38",null,"Tab List, File 39",null,"Tab List, File 40",null,"Tab List, File 41",null,"Tab List, File 42",null,"Tab List, File 43",null,"Tab List, File 44",null,"Tab List, File 45",null,"Tab List, File 46",null,"Tab List, File 47",null,"Tab List, File 48",null,"Tab List, File 49",null,"Tab List, File 50",null,"Tab List, File 51",null,"Tab List, File 52",null,"Tab List, File 53",null,"Tab List, File 54",null,"Tab List, File 55",null,"Tab List, File 56",null,"Tab List, File 57",null,"Tab List, File 58",null,"Tab List, File 59",null,"Tab List, File 60",null,"Tab List, File 61",null,"Tab List, File 62",null,"Tab List, File 63",null,"Tab List, File 64",null,"Tab List, File 65",null,"Tab List, File 66",null,"Tab List, File 67",null,"Tab List, File 68",null,"Tab List, File 69",null,"Tab List, File 70",null,"Tab List, File 71",null,"Tab List, File 72",null,"Tab List, File 73",null,"Tab List, File 74",null,"Tab List, File 75",null,"Tab List, File 76",null,"Tab List, File 77",null,"Tab List, File 78",null,"Tab List, File 79",null,"Tab List, File 80",null,"Tab List, File 81",null,"Tab List, File 82",null,"Tab List, File 83",null,"Tab List, File 84",null,"Tab List, File 85",null,"Tab List, File 86",null,"Tab List, File 87",null,"Tab List, File 88",null,"Tab List, File 89",null,"Tab List, File 90",null,"Tab List, File 91",null,"Tab List, File 92",null,"Tab List, File 93",null,"Tab List, File 94",null,"Tab List, File 95",null,"Tab List, File 96",null,"Tab List, File 97",null,"Tab List, File 98",null,"Tab List, File 99",null,"Tab List, File 100",null,"Tab List, File 101",null,"Tab List, File 102",null,"Tab List, File 103",null,"Tab List, File 104",null,"Tab List, File 105",null,"Tab List, File 106",null,"Tab List, File 107",null,"Tab List, File 108",null,"Tab List, File 109",null,"Tab List, File 110",null,"Tab List, File 111",null,"Tab List, File 112",null,"Tab List, File 113",null,"Tab List, File 114",null,"Tab List, File 115",null,"Tab List, File 116",null,"Tab List, File 117",null,"Tab List, File 118",null,"Tab List, File 119",null,"Tab List, File 120",null,"Tab List, File 121",null,"Tab List, File 122",null,"Tab List, File 123",null,"Tab List, File 124",null,"Tab List, File 125",null,"Tab List, File 126",null,"Tab List, File 127",null,"Tab List, File 128",null,"Tab List, File 129",null,"Tab List, File 130",null,"Tab List, File 131",null,"Tab List, File 132",null,"Tab List, File 133",null,"Tab List, File 134",null,"Tab List, File 135",null,"Tab List, File 136",null,"Tab List, File 137",null,"Tab List, File 138",null,"Tab List, File 139",null,"Tab List, File 140",null,"Tab List, File 141",null,"Tab List, File 142",null,"Tab List, File 143",null,"Tab List, File 144",null,"Tab List, File 145",null,"Tab List, File 146",null,"Tab List, File 147",null,"Tab List, File 148",null,"Tab List, File 149",null,"Tab List, File 150",null,"Tab List, MC File"]
[null,"Residential",null,"X",null,"Electric",null,"On",null,"Residential",null,"Yes",null,"ProCost Batch Run",null,"Low",null,"OR",null,"2021P Draft - ReadMe",null,"2021P Draft - ReadMe",null,"2021P Draft - ReadMe",null,"2021P Draft - ReadMe",null,"2021P Draft - ReadMe",null,"2021P Draft - ReadMe",null,"2021P Draft - ReadMe",null,"2021P Draft - ReadMe",null,"2021P Draft - ReadMe",null,"2021P Draft - ReadMe",null,"2021P Draft - ReadMe",null,"2021P Draft - ReadMe",null,"2021P Draft - ReadMe",null,"2021P Draft - ReadMe",null,"2021P Draft - ReadMe",null,"2021P Draft - ReadMe",null,"2021P Draft - ReadMe",null,"2021P Draft - ReadMe",null,"2021P Draft - ReadMe",null,"2021P Draft - ReadMe",null,"2021P Draft - ReadMe",null,"2021P Draft - ReadMe",null,"2021P Draft - ReadMe",null,"2021P Draft - ReadMe",null,"2021P Draft - ReadMe",null,"2021P Draft - ReadMe",null,"2021P Draft - ReadMe",null,"2021P Draft - ReadMe",null,"2021P Draft - ReadMe",null,"2021P Draft - ReadMe",null,"2021P Draft - ReadMe",null,"2021P Draft - ReadMe",null,"2021P Draft - ReadMe",null,"2021P Draft - ReadMe",null,"2021P Draft - ReadMe",null,"2021P Draft - ReadMe",null,"2021P Draft - ReadMe",null,"2021P Draft - ReadMe",null,"2021P Draft - ReadMe",null,"2021P Draft - ReadMe",null,"2021P Draft - ReadMe",null,"2021P Draft - ReadMe",null,"2021P Draft - ReadMe",null,"2021P Draft - ReadMe",null,"2021P Draft - ReadMe",null,"2021P Draft - ReadMe",null,"2021P Draft - ReadMe",null,"2021P Draft - ReadMe",null,"2021P Draft - ReadMe",null,"2021PSourceSummary",null,"2021P Draft - ReadMe",null,"2021P Draft - ReadMe",null,"2021P Draft - ReadMe",null,"2021P Draft - ReadMe",null,"2021P Draft - ReadMe",null,"2021P Draft - ReadMe",null,"2021P Draft - ReadMe",null,"2021P Draft - ReadMe",null,"2021P Draft - ReadMe",null,"2021P Draft - ReadMe",null,"2021P Draft - ReadMe",null,"2021P Draft - ReadMe",null,"2021P Draft - ReadMe",null,"2021P Draft - ReadMe",null,"2021P Draft - ReadMe",null,"2021P Draft - ReadMe",null,"2021P Draft - ReadMe",null,"2021P Draft - ReadMe",null,"2021P Draft - ReadMe",null,"2021P Draft - ReadMe",null,"2021P Draft - ReadMe",null,"2021P Draft - ReadMe",null,"2021P Draft - ReadMe",null,"2021P Draft - ReadMe",null,"2021P Draft - ReadMe",null,"2021P Draft - ReadMe",null,"2021P Draft - ReadMe",null,"2021P Draft - ReadMe",null,"2021P Draft - ReadMe",null,"2021P Draft - ReadMe",null,"Notes",null,"2021P Draft - ReadMe",null,"2021P Draft - ReadMe",null,"2021P Draft - ReadMe",null,"2021P Draft - ReadMe",null,"2021P Draft - ReadMe",null,"2021P Draft - ReadMe",null,"2021P Draft - ReadMe",null,"2021P Draft - ReadMe",null,"2021P Draft - ReadMe",null,"2021P Draft - ReadMe",null,"2021P Draft - ReadMe",null,"2021P Draft - ReadMe",null,"2021P Draft - ReadMe",null,"2021P Draft - ReadMe",null,"2021P Draft - ReadMe",null,"2021P Draft - ReadMe",null,"INTRO",null,"INTRO",null,null,null,null,null,null,null,null,null,null,null,null,null,null,null,null,null,null,null,null,null,null,null,null,null,null,null,null,null,null,null,null,null,null,null,null,null,null,null,null,null,null,null,null,null,null,null,null,null,null,null,null,null,null,null,null,null,null,null,null,null,null,null,null,null,null,null,null,null,null,null,null,null,null,null,null,null,null,null,null,null,null,null,null,null,null,null,null,null,null,null,null,null,null,null,null,null,null,null,null,null,null,null,"Header"]
[null,"Commercial",null,null,null,"Gas",null,"Off",null,"Commercial",null,"No",null,null,null,"Base",null,"WA",null,"2021PSourceSummary",null,"2021PSourceSummary",null,"2021PSourceSumm",null,"2021PSourceSumm",null,"2021PSourceSumm",null,"2021PSourceSumm",null,"2021PSourceSumm",null,"2021Plan Summary",null,"2021PSourceSumm",null,"2021PSourceSummary",null,"2021PSourceSumm",null,"2021PSourceSummary",null,"2021Plan Summary",null,"2021PSourceSummary",null,"2021PSourceSummary",null,"2021PSourceSummary",null,"2021PSourceSummary",null,"2021PSourceSumm",null,"2021PSourceSummary",null,"2021PSourceSumm",null,"2021PSourceSummary",null,"2021PSourceSummary",null,"2021PSourceSummary",null,"2021PSourceSumm",null,"2021PSourceSumm",null,"2021PSourceSummary",null,"2021PSourceSummary",null,"2021PSourceSummary",null,"2021PSourceSummary",null,"2021PSourceSummary",null,"2021Plan Summary",null,"2021Plan Summary",null,"2021PSourceSummary",null,"2021PSourceSummary",null,"2021PSourceSummary",null,"2021PSourceSummary",null,"2021PSourceSummary",null,"2021PSourceSumm",null,"2021PSourceSummary",null,"2021PSourceSummary",null,"2021PSourceSummary",null,"2021PSourceSummary",null,"2021PSourceSummary",null,"forRPM",null,"7P to 8P",null,"forRPM",null,"forRPM",null,"2021PSourceSummary",null,"2021PSourceSummary",null,"X-forRPM",null,"2021PSourceSummary",null,"ReadMe",null,"2021PSourceSummary",null,"2021PSourceSummary",null,"2021PSourceSummary",null,"2021PSourceSummary",null,"2021PSourceSummary",null,"2021PSourceSummary",null,"2021PSourceSummary",null,"2021PSourceSummary",null,"2021PSourceSummary",null,"2021PSourceSummary",null,"2021PSourceSummary",null,"SourceSummary",null,"forRPM",null,"7P to 8P",null,"7P to 8P",null,"7P to 8P",null,"7P to 8P",null,"7P to 8P",null,"forRPM",null,"7P to 8P",null,"forRPM",null,"2021PSourceSummary",null,"2021PSourceSummary",null,"2021PSourceSummary",null,"2021PSourceSummary",null,"2021PSourceSummary",null,"2021PSourceSummary",null,"2021PSourceSummary",null,"Summary-Res",null,"2021PSourceSummary",null,"2021PSourceSummary",null,"2021PSourceSummary",null,"2021PSourceSummary",null,"SourceSummary",null,"2021PSourceSummary",null,"2021PSourceSummary",null,"2021PSourceSummary",null,"2021PSourceSummary",null,"2021PSourceSummary",null,"2021PSourceSummary",null,"SourceSummary",null,"forRPM",null,"M_Input_Out",null,"forRPM",null,"M_Input_Out",null,"GLS_to_24",null,"GLS_to_24",null,null,null,null,null,null,null,null,null,null,null,null,null,null,null,null,null,null,null,null,null,null,null,null,null,null,null,null,null,null,null,null,null,null,null,null,null,null,null,null,null,null,null,null,null,null,null,null,null,null,null,null,null,null,null,null,null,null,null,null,null,null,null,null,null,null,null,null,null,null,null,null,null,null,null,null,null,null,null,null,null,null,null,null,null,null,null,null,null,null,null,null,null,null,null,null,null,null,null,null,null,null,null,"KEY"]
[null,"Industrial",null,null,null,null,null,null,null,"Industrial",null,null,null,null,null,"High",null,"ID",null,"forRPM",null,"forRPM",null,"forRPM",null,"forRPM",null,"forRPM",null,"forRPM",null,"forRPM",null,"forRPM",null,"forRPM",null,"forRPM",null,"forRPM",null,"forRPM",null,"forRPM",null,"forRPM",null,"forRPM",null,"forRPM",null,"forRPM",null,"forRPM",null,"forRPM",null,"forRPM",null,"forRPM",null,"forRPM",null,"forRPM",null,"forRPM",null,"forRPM",null,"forRPM",null,"forRPM",null,"forRPM",null,"forRPM",null,"forRPM",null,"forRPM",null,"forRPM",null,"forRPM",null,"forRPM",null,"forRPM",null,"forRPM",null,"forRPM",null,"forRPM",null,"forRPM",null,"forRPM",null,"forRPM",null,"forRPM",null,"forRPM",null,"SourceSummary",null,"forRPM",null,"SC-Retro",null,"SC-Retro",null,"To Do 8P",null,"X-forRPM",null,"SC-New",null,"forRPM",null,"M_Input_Out",null,"X-forRPM",null,"X-forRPM",null,"To Do 8P",null,"To Do 8P",null,"To Do 8P",null,"To Do 8P",null,"forRPM",null,"To Do 8P",null,"To Do 8P",null,"forRPM",null,"To Do 8P",null,"forRPM",null,"Source Summary",null,"forRPM",null,"forRPM",null,"forRPM",null,"forRPM",null,"forRPM",null,"SourceSummary",null,"forRPM",null,"SourceSummary",null,"To Do 8P",null,"forRPM",null,"To Do 8P",null,"forRPM",null,"To Do 8P",null,"ToDo",null,"To Do 8P",null,"2021PSourceSummary",null,"forRPM",null,"forRPM",null,"forRPM",null,"forRPM",null,"7P to 8P",null,"To Do 8P",null,"forRPM",null,"forRPM",null,"forRPM",null,"X-forRPM",null,"forRPM",null,"7P to 8P",null,"Source Summary",null,"Measure_InputOutput",null,"Source Summary",null,"Measure_InputOutput",null,"GLS_to_48",null,"GLS_to_48",null,null,null,null,null,null,null,null,null,null,null,null,null,null,null,null,null,null,null,null,null,null,null,null,null,null,null,null,null,null,null,null,null,null,null,null,null,null,null,null,null,null,null,null,null,null,null,null,null,null,null,null,null,null,null,null,null,null,null,null,null,null,null,null,null,null,null,null,null,null,null,null,null,null,null,null,null,null,null,null,null,null,null,null,null,null,null,null,null,null,null,null,null,null,null,null,null,null,null,null,null,null,null,"UtilityPeakHours"]
[null,"Agriculture",null,null,null,null,null,null,null,"Agriculture",null,null,null,null,null,null,null,"MT",null,"SC-New",null,"SC-New",null,"SC-New",null,"SC-New",null,"SC-New",null,"SC-New",null,"SC-New Fridge",null,"SC-New",null,"SC-New",null,"SC-New",null,"SC-New",null,"SC-New",null,"SC-New",null,"SC-New",null,"SC-New",null,"SC-New",null,"SC-New Desktop",null,"SC-New",null,"SC-New Desktop",null,"SC-New",null,"SC-New",null,"SC-New",null,"SC-New",null,"SC-New",null,"SC-New",null,"SC-New",null,"SC-New",null,"SC-New",null,"SC-New",null,"SC-New",null,"SC-New",null,"SC-New",null,"SC-New",null,"SC-New",null,"SC-New",null,"SC-New",null,"SC-New",null,"SC-New",null,"SC-NR",null,"SC-Retro",null,"SC-Retro",null,"SC-Retro",null,"SC-Retro",null,"7P to 8P",null," SourceSummary",null,"SourceSummary",null,"SourceSummary",null,"forRPM",null,"SC-New",null,"SC-NR",null,"SC-NR",null,"M_Input(Fixture)",null,"SC-NEW",null,"SC-NR",null,"forRPM",null,"forRPM",null,"forRPM",null,"forRPM",null,"SC New",null,"forRPM",null,"forRPM",null,"SC New",null,"forRPM",null,"LOG",null,"7P to 8P",null,"SourceSummary",null,"SourceSummary",null,"SourceSummary",null,"SourceSummary",null,"SourceSummary",null,"SC-New",null,"SC-NR",null,"SC-New",null,"forRPM",null,"SC New",null,"forRPM",null,"SC-NEW",null,"forRPM",null,"forRPM",null,"Pivot",null,"forRPM",null,"SC-NEW",null,"SC New",null,"SC New",null,"SC-Retro",null,"forRPM",null,"Pivot",null,"SC-NR",null,"SC-NR",null,"SC-NR",null,"SC-NR",null,"SC-NR",null,"forRPM",null,"7P to 8P",null,"CostCF",null,"7P to 8P",null,"CostCF",null,"GLS_to_PeakDemand",null,"GLS_to_PeakDemand",null,null,null,null,null,null,null,null,null,null,null,null,null,null,null,null,null,null,null,null,null,null,null,null,null,null,null,null,null,null,null,null,null,null,null,null,null,null,null,null,null,null,null,null,null,null,null,null,null,null,null,null,null,null,null,null,null,null,null,null,null,null,null,null,null,null,null,null,null,null,null,null,null,null,null,null,null,null,null,null,null,null,null,null,null,null,null,null,null,null,null,null,null,null,null,null,null,null,null,null,null,null,null,"UtilityPeakHours_alt"]
[null,"Utility",null,null,null,null,null,null,null,"Melded",null,null,null,null,null,null,null,"Region",null,"SC-Retro",null,"SC-New (2)",null,"SC-NR",null,"SC-NR",null,"SC-New (2)",null,"SC-NR",null,"SC-New Freezer",null,"M_Input_Out",null,"SC-NR",null,"SC-NR",null,"SC-NR",null,"SC-Retro",null,"SC-NR",null,"SC-Retro",null,"SC-Retro",null,"SC-NR",null,"SC-New Laptop",null,"SC-NR",null,"SC-New Laptop",null,"SC-NR",null,"SC-Retro",null,"SC-Retro",null,"SC-Retro",null,"SC-New (2)",null,"SC-New (2)",null,"SC-Retro",null,"SC-Retro",null,"SC-New (2)",null,"SC-New (2)",null,"SC-Retro",null,"M_Input_Out",null,"M_Input_Out",null,"SC-Retro",null,"SC-Retro",null,"SC-Retro",null,"SC-Retro",null,"SC-Retro",null,"SC-NR",null,"Accomplishments",null,"M_Input_Out",null,"SC-NR",null,"Overlap&RampRate",null,"Summary_Rewind",null,"SC-New",null,"SC-New Glass",null,"7P to 8P",null,"7P to 8P",null,"SC New",null,"SC-NR",null,"M_Input_Out",null,"SC-Retro",null,"Measure Development",null,"SC-NR",null,"M_Input_Out",null,"SC New",null,"SC New",null,"SC New",null,"SC New",null,"SC Retro",null,"SC New",null,"SC New",null,"SC-NR",null,"SC New",null,"SC-New",null,"Trac Results",null,"SC-New",null,"SC-NR Servers&PS",null,"SC-New",null,"SC-NR Servers&PS",null,"SC-NR",null,"SC-NR",null,"SourceSummary",null,"SC-NR",null,"SC New",null,"SC New AC",null,"SC New",null,"SC-NR",null,"SC New",null,"SC-New",null,"forRPM",null,"SC-Retro",null,"SC-NR",null,"SC-NR",null,"SC-NR",null,"M_Input_Out",null,"SC-Retro",null,"forRPM",null,"SC-Retro",null,"SC-Retro",null,"SC-Retro",null,"M_Input_Out",null,"SC-Retro",null,"SC-Retro",null,"Trac Results",null,"Update Log",null,"Trac Results",null,"Update Log",null,"SystemPeaks",null,"SystemPeaks",null,null,null,null,null,null,null,null,null,null,null,null,null,null,null,null,null,null,null,null,null,null,null,null,null,null,null,null,null,null,null,null,null,null,null,null,null,null,null,null,null,null,null,null,null,null,null,null,null,null,null,null,null,null,null,null,null,null,null,null,null,null,null,null,null,null,null,null,null,null,null,null,null,null,null,null,null,null,null,null,null,null,null,null,null,null,null,null,null,null,null,null,null,null,null,null,null,null,null,null,null,null,null,"7P Mid"]
[null,"Local Government",null,null,null,null,null,null,null,"Utility",null,null,null,null,null,null,null,null,null,"UnitsPerHome",null,"SC-Retro",null,"Weighting",null,"M_Input_Out",null,"SC-NR",null,"EV Saturation",null,"SC-NR Fridge",null,"Measure_InputOutput",null,"HVACWeighting",null,"Units per home",null,"M_Input_Out",null,"M_Input_Out",null,"M_Input_Out",null,"M_Input_Out",null,"M_Input_Out",null,"Saturations",null,"SC-NR Desktop",null,"Volume",null,"SC-NR Desktop",null,"M_Input_Out",null,"Segmentation",null,"Accomplishments",null,"Accomplishments",null,"SC-Retro",null,"SC-Retro",null,"M_Input_Out",null,"Segmentation",null,"SC-NR",null,"SC-NR",null,"EFAF and DHP prevalence",null,"Measure_InputOutput",null,"Measure_InputOutput",null,"Accomplishments",null,"Accomplishments",null,"Applicability",null,"Applicability",null,"Applicability",null,"Applicability",null,"M_Input_Out",null,"M_Input",null,"M_Input_Out",null,"M_Input_Out",null,"M_Input_Out",null,"SC-New ComType",null,"SC-NR Glass",null,"M_Input_Out",null,"M_Input_Out",null,"SC NR",null,"M_Input_Out",null,"M_Input",null,"SC-Retro-6p",null,"Proxy Measures",null,"M_Input_Out",null,"M_Input",null,"SC NR",null,"SC-NR",null,"SC NR",null,"SC NR",null,"M_Input_Out",null,"SC-NR",null,"SC-NR",null,"SC Retro",null,"SC-NR",null,"SC-NR",null,"SC-New",null,"SC-NR",null," Read Me Servers",null,"SC-NR",null," Read Me Servers",null,"M_Input_Out",null,"M_Input_Out",null,"M_Input_Out",null,"M_Input_Out",null,"SC NR",null,"SC NR",null,"SC NR",null,"SC-Retro",null,"SC NR-old",null,"SC-NR",null,"SC New",null,"SC-NR",null,"M_Input_Out",null,"M_Input_Out",null,"SC Retro",null,"M_Input",null,"M_Input_Out",null,"SC New",null,"SC-Retro-6p",null,"SC-Retro-6p",null,"SC-Retro-6p",null,"M_Input",null,"SC-Retro-6p",null,"M_Input_Out",null,"SC-New",null,null,null,"SC-New",null,null,null,"Time Segments",null,"Time Segments",null,null,null,null,null,null,null,null,null,null,null,null,null,null,null,null,null,null,null,null,null,null,null,null,null,null,null,null,null,null,null,null,null,null,null,null,null,null,null,null,null,null,null,null,null,null,null,null,null,null,null,null,null,null,null,null,null,null,null,null,null,null,null,null,null,null,null,null,null,null,null,null,null,null,null,null,null,null,null,null,null,null,null,null,null,null,null,null,null,null,null,null,null,null,null,null,null,null,null,null,null,null,null,"7P Low"]
[null,null,null,null,null,null,null,null,null,"Local Government",null,null,null,null,null,null,null,null,null,"M_Input_Out",null,"SC-Retro (2)",null,"M_Input_Out",null,"Measure_InputOutput",null,"SC-NR (2)",null,"M_Input_Out",null,"SC-NR Freezer",null,"Savings",null,"M_Input_Out",null,"M_Input_Out",null,"Measure_InputOutput",null,"Measure_InputOutput",null,"Measure_InputOutput",null,"Measure_InputOutput",null,"Measure_InputOutput",null,"M_Input_Out",null,"SC-NR Laptop",null,"M_Input_Out",null,"SC-NR Laptop",null,"Measure_InputOutput",null,"M_Input_Out",null,"Applicability",null,"Eligibility",null,"SC-NR",null,"SC-NR",null,"Measure_InputOutput",null,"M_Input_Out",null,"SC-NR (2)",null,"SC-NR (2)",null,"M_Input_Out",null,"Consolidated",null,"Consolidated",null,"Applicability",null,"Applicability",null,"M_Input_Out",null,"M_Input_Out",null,"M_Input_Out",null,"M_Input_Out",null,"M_Input",null,"Composite",null,"M_Input",null,"M_Input",null,"M_Input",null,"SC-NR",null,"SC-Retro SGS",null,"M_Input(per KSF)",null,"M_Input(per KSF)",null,"SC Retro",null,"M_Input",null,"RTF_Measures",null,"ACHIEV",null,"Data & Tables",null,"M_Input",null,"MMap (End Use)",null,"SC Retro",null,"SC Retro",null,"SC Retro",null,"SC Retro",null,"M_Input",null,"SC Retro",null,"SC Retro",null,"M_Input_Out",null,"SC Retro",null,"M_Input(Fixt wo OM)",null,"SC-NR",null,"SC-Retro",null,"M_Input_Out",null,"SC-Retro",null,"M_Input_Out",null,"M_Input(Fixt)",null,"M_Input",null,"M_Input",null,"M_Input",null,"SC Retro",null,"SC NR AC",null,"SC Retro",null,"M_Input_Out",null,"SC NR",null,"SC-Retro",null,"SC NR",null,"M_Input_Out",null,"M_Input",null,"M_Input",null,"M_Input_Out",null,"Savings and Cost",null,"M_input",null,"SC NR",null,"ACHIEV",null,"ACHIEV",null,"ACHIEV",null,"MMap (End Use)",null,"ACHIEV",null,"M_input",null,"SC-NR",null,null,null,"SC-NR",null,null,null,"GLSShapes",null,"GLSShapes",null,null,null,null,null,null,null,null,null,null,null,null,null,null,null,null,null,null,null,null,null,null,null,null,null,null,null,null,null,null,null,null,null,null,null,null,null,null,null,null,null,null,null,null,null,null,null,null,null,null,null,null,null,null,null,null,null,null,null,null,null,null,null,null,null,null,null,null,null,null,null,null,null,null,null,null,null,null,null,null,null,null,null,null,null,null,null,null,null,null,null,null,null,null,null,null,null,null,null,null,null,null,null,"7P High"]
[null,null,null,null,null,null,null,null,null,null,null,null,null,null,null,null,null,null,null,"Measure_InputOutput",null,"M_Input_Out",null,"Measure_InputOutput",null,"Measure Dev",null,"Ramps",null,"Measure_InputOutput",null,"Sales by Config",null,"Parameters",null,"Measure_InputOutput",null,"M_Input",null,"MeasureAssembly",null,"SavingsData&Analysis",null,"Increment",null,"Parameters",null,"Applicability",null,"Measure_InputOutput",null,"Sales Data",null,"Measure_InputOutput",null,"Sales Data",null,"Costs",null,"Measure_InputOutput",null,"M_Input_Out",null,"M_Input_Out",null,"Applicability",null,"Applicability",null,"Savings Summary",null,"Measure_InputOutput",null,"MF Applic",null,"MF Applic",null,"Measure_InputOutput",null,"Weights",null,"Weights",null,"M_Input_Out",null,"M_Input_Out",null,"Measure_InputOutput",null,"Measure_InputOutput",null,"Measure_InputOutput",null,"Measure_InputOutput",null,"Raw",null,"Sample Savings Estimate",null,"Raw",null,"Consolidation",null,"Composite_Rewind",null,"SC-NR ComType",null,"SC-Retro Applied Film",null,"M_Input(Fixture wo OM)",null,"M_Input(Fixture wo OM)",null,"M_Input_Out",null,"RTF_Calculation_Methodology",null,"Applications",null,"M_Input_Out",null,"Saturation Data",null,"MMap",null,"1. Efficient Motor Technologies",null,"M_Input_Out",null,"M_Input_Out",null,"M_Input_Out",null,"M_Input_Out",null,"Measure InputOutput-New_Out",null,"M_Input_Out",null,"M_Input_Out",null,"M_Input",null,"M_Input_Out",null,"M_Input_Out",null,"SC-Retro",null,"M_Input_Out",null,"M_Input Servers&PS",null,"M_Input_Out",null,"M_Input Servers&PS",null,"M_Input(KSF)",null,"MMap",null,"MMap",null,"MMap",null,"M_Input_Out",null,"SC Retro",null,"M_Input_Out",null,"M_Input",null,"M_Input_Out",null,"M_Input_Out",null,"SC Retro",null,"M_Input",null,"MMap",null,"Measures",null,"M_Input",null,"Market Data",null,"Roll Up",null,"SC Retro",null,"M_Input_Out",null,"M_Input_Out",null,"M_Input_Out",null,"1. Efficient Motor Technologies",null,"M_Input_Out",null,"Roll Up",null,"SC-Retro",null,null,null,"SC-Retro",null,null,null,"Day Counter",null,"Day Counter",null,null,null,null,null,null,null,null,null,null,null,null,null,null,null,null,null,null,null,null,null,null,null,null,null,null,null,null,null,null,null,null,null,null,null,null,null,null,null,null,null,null,null,null,null,null,null,null,null,null,null,null,null,null,null,null,null,null,null,null,null,null,null,null,null,null,null,null,null,null,null,null,null,null,null,null,null,null,null,null,null,null,null,null,null,null,null,null,null,null,null,null,null,null,null,null,null,null,null,null,null,null,null,"7P Equil MP"]
[null,null,null,null,null,null,null,null,null,null,null,null,null,null,null,null,null,null,null,"MeasureAssembly",null,"Measure_InputOutput",null,"Measure_Summarize",null,"CEC dbase",null,"M_Input_Out",null,">>> UES >>>",null,"M_Input_Out",null,"Weights",null,"RegionalCollapse",null,"RBSA Appliance_Computer",null,"Eff Dist",null,"CostData&Analysis",null,"RawInput",null,"Lookups for MeasureAssembly",null,"SavingsData&Analysis",null,"Definitions",null,"Units per home",null,"MarketInfo",null,"Units per home",null,"Savings",null,"FMY adjustment",null,"Measure_InputOutput",null,"Measure_InputOutput",null,"M_Input_Out",null,"M_Input_Out",null,"Lighting",null,"SavingsData&Analysis",null,"M_Input_Out",null,"M_Input_Out",null,"FMY adjustment",null,"Savings",null,"Savings",null,"Measure_InputOutput",null,"Measure_InputOutput",null,"Consolidated",null,"SavingsData&Analysis",null,"SavingsData&Analysis",null,"CostData&Analysis",null,"MarketData",null,"SavingsData&Analysis",null,"ECM Estimated Cost & Savings",null,"SavingsData&Analysis_IrrHW",null,"Composite_AgPump",null,"M_Input_Out",null,"M_Input_Out SGS",null,"M_Input(Fixture)",null,"M_Input(Fixture)",null,"M_Input",null,"Lifetime",null,"SavingsCalculations",null,"M_Input",null,null,null,"Lifetime",null,"2. Motor Efficiency Standards",null,"M_Input",null,"M_Input",null,"M_Input",null,"M_Input",null,"Measure InputOutput-New",null,"M_Input",null,"M_Input",null,"Measure InputOutput-New_Out",null,"M_Input",null,"M_Input(Fixture)",null,"Workbook Guide",null,"M_Input",null,"Servers NR Summary",null,"M_Input",null,"Servers NR Summary",null,"Measure Assembly",null,"Sources",null,"Savings",null,"Sources",null,"M_Input",null,"M_Input_Out",null,"M_Input",null,"Calculation_Methodology",null,"M_Input",null,"M_Input",null,"M_Input_Out",null,"Measure Build",null,"Lifetime",null,"Shipments",null,"Savings, Cost & Weightings",null,"RTF Analysis",null,"Input Data",null,"M_Input_Out",null,"M_Input",null,"M_Input",null,"M_Input",null,"2. Motor Efficiency Standards",null,"M_Input",null,"Input Data",null,"Workbook Guide",null,null,null,"Workbook Guide",null,null,null,"Loadshapes",null,"Loadshapes",null,null,null,null,null,null,null,null,null,null,null,null,null,null,null,null,null,null,null,null,null,null,null,null,null,null,null,null,null,null,null,null,null,null,null,null,null,null,null,null,null,null,null,null,null,null,null,null,null,null,null,null,null,null,null,null,null,null,null,null,null,null,null,null,null,null,null,null,null,null,null,null,null,null,null,null,null,null,null,null,null,null,null,null,null,null,null,null,null,null,null,null,null,null,null,null,null,null,null,null,null,null,null,"7P Gas"]
[null,null,null,null,null,null,null,null,null,null,null,null,null,null,null,null,null,null,null,"RES Studies",null,"MeasureAssembly",null,"Measure_InputOutput_2018_RTF",null,"CEE Qualifying Dishwashers",null,"Measure_InputOutput",null,"Savings Summary",null,"Measure_InputOutput",null,"Cost",null,"HZWeights",null,"RBSA Alt Weights",null,"Weights",null,"WasteWater System Savings",null,"Residential UEC Analysis",null,"MeasureAssembly",null,"Adjustment Factor",null,"SavingsData&Analysis",null,"M_Input_Out",null,"Cost",null,"M_Input_Out",null,"Consumption Info",null,"RawMeasureIn",null,"RawRTF",null,"SavingsData&Analysis",null,"Measure_InputOutput",null,"Measure_InputOutput",null,"Cost&EUL",null,"CostData&Analysis",null,"M_Input",null,"M_Input",null,"SupplementFuelImpact",null,"Cost",null,"Cost",null,"RawRTF",null,"RawRTF",null,"Weighting",null,"SEEMandRBSA_SFsummary",null,"SEEMandRBSA_SFsummary",null,"Homes by CZ",null,"LEDMarketShareData",null,"SavingsData&Analysis_Circ",null,"Input Assumptions",null,"SavingsData&Analysis_Conversion",null,"SavingsData&Analysis_GMR",null,"M_Input",null,"Combined SGS",null,"Measure Development",null,"Measure Development",null,"Measure Data",null,"Applicability",null,"Trim_EnergySavings",null,"Pivot End Use",null,null,null,"Rotary_EnergySavings",null,"3. Equipment by End Use",null,"Measure InputOutput-New_Out",null,"Measure InputOutput-New_Out",null,"Measure InputOutput-New_Out",null,"Measure_InputOutput",null,"MMap",null,"Measure InputOutput-New_Out",null,"Measure InputOutput-New_Out",null,"Measure InputOutput-New",null,"Shapes",null,"M_Input",null,"M_Input(Fixture wo OM)",null,"M_Input (WT)",null,"Servers NC Summary",null,"M_Input (WT)",null,"Servers NC Summary",null,"Fixt Ref Specs",null,"Back of Envelope",null,"Cost",null,"Back of Envelope",null,"Measure Data",null,"M_Input",null,"Measure Data",null,"Lifetime",null,"Measure Data",null,"MMap",null,"M_Input",null,"MeasureTable",null,"Rotary_Energy Savings",null,"Summary",null,"Regional Counts Based on CBSA",null,null,null,"System Analysis",null,"M_Input",null,"Pivot End Use",null,"Pivot End Use",null,"Pivot End Use",null,"3. Equipment by End Use",null,"Pivot End Use",null,"System Analysis",null,"M_Input(Fixture wo OM)",null,null,null,"M_Input(Fixture wo OM)",null,null,null,null,null,null,null,null,null,null,null,null,null,null,null,null,null,null,null,null,null,null,null,null,null,null,null,null,null,null,null,null,null,null,null,null,null,null,null,null,null,null,null,null,null,null,null,null,null,null,null,null,null,null,null,null,null,null,null,null,null,null,null,null,null,null,null,null,null,null,null,null,null,null,null,null,null,null,null,null,null,null,null,null,null,null,null,null,null,null,null,null,null,null,null,null,null,null,null,null,null,null,null,null,null,null,null,null,null,"7P GasLow"]
[null,null,null,null,null,null,null,null,null,null,null,null,null,null,null,null,null,null,null,"RES Costs",null,"UnitEnergyConsumption",null,"SavingsData&Analysis_2018",null,"Cost Model ",null,"InputOutput",null,"Measure UES Analysis",null,"MeasureAssembly",null,"NRC Ratings",null,"Consolidated",null,"Analysis",null,"CostSavingsInfo",null,"Parameters",null,"UEC Weights",null,"CostData&Analysis",null,"BaselineAnalysis",null,"Pump Characteristics",null,"M_Input",null,"Update Log",null,"M_Input",null,"Update Log",null,"Weighting",null,"SavingsData&Analysis",null,"PSE Duct Ninja Study",null,"Existing Homes -->",null,"Existing Homes -->",null,"todo",null,"update log",null,"Lifetime",null,"Lifetime",null,"CostData&Analysis",null,"RCP data",null,"RCP data",null,"SavingsData&Analysis",null,"SavingsData&Analysis",null,"RawRTF",null,"SEEMandRBSA_MHsummary",null,"SEEMandRBSA_MHsummary",null,"SavingsData&Analysis",null,"MeasureApplicationBuild-Up",null,"CostData&Analysis",null,"Accomplishments",null,"SavingsMethodology",null,"SavingsData&Analysis_Pump",null,"Measure Assembly",null,"M_Input_Out Film",null,"Base and EE Specs",null,"Base and EE Specs",null,"MMap",null,"RTF_Measures",null,"Lifetime",null,"Names",null,null,null,"Rotary_CS->VS",null,"4. End Use Energy Consumption",null,"Measure InputOutput-New",null,"Measure InputOutput-New",null,"Measure InputOutput-New",null,"Measure InputOutput-New_Out",null,"EUI Data",null,"Measure InputOutput-New",null,"Measure InputOutput-New",null,"MMap",null,"Market Data",null,"M_Weight",null,"M_Input(Fixture)",null,"M_Input(Fixture)",null,"PSU NR Summary",null,"M_Input(Fixture)",null,"PSU NR Summary",null,"Sources",null,"Stock",null,"Sources",null,"Stock",null,"MMap",null,"Measure Data",null,"MMap",null,"Average Pump Size",null,"MMap",null,"Applications",null,"Measure Input",null,"Measure_InputOutput-Res",null,"Rotary_CS->VS",null,"Costs",null,"Raw CBSA Data",null,null,null,"2018 AMI & Substation Data",null,"Measure Input",null,"Names",null,"Names",null,"Names",null,"4. End Use Energy Consumption",null,"Names",null,"2018 AMI & Substation Data",null,"M_Input(Fixture)",null,null,null,"M_Input(Fixture)",null,null,null,null,null,null,null,null,null,null,null,null,null,null,null,null,null,null,null,null,null,null,null,null,null,null,null,null,null,null,null,null,null,null,null,null,null,null,null,null,null,null,null,null,null,null,null,null,null,null,null,null,null,null,null,null,null,null,null,null,null,null,null,null,null,null,null,null,null,null,null,null,null,null,null,null,null,null,null,null,null,null,null,null,null,null,null,null,null,null,null,null,null,null,null,null,null,null,null,null,null,null,null,null,null,null,null,null,null,"7P GasHigh"]
[null,null,null,null,null,null,null,null,null,null,null,null,null,null,null,null,null,null,null,"RES HVAC Interaction",null,"Parameters",null,"Parameters",null,"Standards",null,"SavingsData_collapse",null,"Workplace vs Home Charging",null,"Summary-Savings Cost Lifetime",null,"RBSA_SiteDetail",null,"Measure_InputOutput_RTF",null,"ENERGY STAR Data Set",null,"Update Log",null,"Log",null,"UECs",null,null,null,"CECApplianceDatabase",null,"Hourly water usage",null,"Summary",null,null,null,"Summary",null,null,null,"ProCostInputBuildUp",null,"CostData&Analysis",null,"RBSA II Electric Heat Data",null,"InputOutput",null,"InputOutput",null,null,null,null,null,"MMap",null,"MMap",null,"SavingsSummary",null,"UpdateLog",null,"UpdateLog",null,"CostData&Analysis",null,"CostData&Analysis",null,"SavingsData&Analysis",null,"MeasureLife",null,"MeasureLife",null,"MarketData",null,"CompiledProductData",null,"Market Data",null,"Herd Size",null,"Assumptions",null,"CostData&Analysis",null,"RegionalCollapse_Tier3",null,"M_Input_Out",null,"DLC QPL 2019",null,"DLC QPL 2019",null,"Savings and Cost Matrix",null,"IND_Calculations",null,"Savings & Cost",null,null,null,null,null,"Rotary_Cost",null,"5. Efficiency Savings",null,"MMap",null,"Measure Weightings",null,"MMap",null,"Measure InputOutput-New",null,"Cost",null,"CBSA Data",null,"CBSA Data",null,"CBSA Data",null,"Measure_InputOutput_Com",null,"Savings and Cost Analysis",null,"M_Input(per KSF)_Out",null,"M_Input (WT)(wo OM)",null,"PSU NC Summary",null,"M_Input (WT)(wo OM)",null,"PSU NC Summary",null,"CBSA",null,"CBSA2014",null,"ES 2007-2018",null,"CBSA2014",null,"Savings and Cost Matrix",null,"Savings and Cost Matrix",null,"Savings and Cost Matrix",null,"Applicability",null,"Savings and Cost Matrix",null,"RTF_Measures",null,"Measure List",null,"Measure_InputOutput-Comm",null,"Rotary_Cost",null,"Desktop HOU",null,"HVAC Interaction Factors",null,null,null,"HeatingCooling Zone",null,"Measure List",null,null,null,null,null,null,null,"5. Efficiency Savings",null,null,null,"HeatingCooling Zone",null,"M_Input(per KSF)_Out",null,null,null,"M_Input(per KSF)_Out",null,null,null,null,null,null,null,null,null,null,null,null,null,null,null,null,null,null,null,null,null,null,null,null,null,null,null,null,null,null,null,null,null,null,null,null,null,null,null,null,null,null,null,null,null,null,null,null,null,null,null,null,null,null,null,null,null,null,null,null,null,null,null,null,null,null,null,null,null,null,null,null,null,null,null,null,null,null,null,null,null,null,null,null,null,null,null,null,null,null,null,null,null,null,null,null,null,null,null,null,null,null,null,null,null,null,null,null,null,"CO2 lbs per kWh"]
[null,null,null,null,null,null,null,null,null,null,null,null,null,null,null,null,null,null,null,"RBSA II Data",null,"WaterUseModel",null,"StandardAndEESpecs",null,"RBSA II sat",null,"SavingsData&Analysis",null,"ESTAR EVSE QPL",null,"Federal Standards",null,"RBSA_Demographics",null,"CostData&Analysis",null,"Specification Tables",null,null,null,null,null,"UESs",null,null,null,"TMY3_Summary",null,"CostData&Analysis",null,"Costs",null,null,null,"Costs",null,null,null,"CostData&Analysis",null,"EUL",null,"RBSA II Gas Heat Data",null,"FMY adjustment",null,"FMY adjustment",null,null,null,null,null,"BuildingType",null,"BuildingType",null,"SavingsGraphics",null,null,null,null,null,"Lifetime",null,"Lifetime",null,"Loadshapes",null,"SummaryOfStudies",null,"PNNL Summary",null,"Detailed Data",null,"RawProductData",null,"TMY Data",null,"State Dairy Production Data",null,"Inputs",null,"RegionalPotential_GRewind",null,"HZWeights",null,"Combined Film",null,"CLTC Studies",null,"CLTC Studies",null,"Energy Plus Resutls",null,"MUN_Calculations",null,"ReferenceTables",null,null,null,null,null,"Applicability",null,"6. Variable Speed Savings",null,"Measure setup",null,"CBSA Data",null,"Measure setup",null,"MMap",null,"Market Data",null,"MMap",null,"MMap",null,"RTFMeasure_InputOutput",null,"Measure_InputOutput_Res",null,"Product Specs",null,"M_Input(per KSF)",null,"MMap",null,"Supply Curve Servers Analysis",null,"MMap",null,"Supply Curve Servers Analysis",null,"Back of Envelope",null,"LOG",null,"ESTAR ASAP",null,"LOG",null,"Life",null,"EnergyPlus Data",null,"Energy Plus Data",null,"RTF_Measures",null,"Life",null,"Calculations",null,"Flow Chart",null,"Summary-Comm",null,"Applicability",null,"Laptop HOU",null,null,null,null,null,"2018 Sales",null,"Flow Chart",null,null,null,null,null,null,null,"6. Variable Speed Savings",null,null,null,"2018 Sales",null,"M_Input(per KSF)",null,null,null,"M_Input(per KSF)",null,null,null,null,null,null,null,null,null,null,null,null,null,null,null,null,null,null,null,null,null,null,null,null,null,null,null,null,null,null,null,null,null,null,null,null,null,null,null,null,null,null,null,null,null,null,null,null,null,null,null,null,null,null,null,null,null,null,null,null,null,null,null,null,null,null,null,null,null,null,null,null,null,null,null,null,null,null,null,null,null,null,null,null,null,null,null,null,null,null,null,null,null,null,null,null,null,null,null,null,null,null,null,null,null,null,null,null,null,"CO2 lbs per therm"]
[null,null,null,null,null,null,null,null,null,null,null,null,null,null,null,null,null,null,null,"RES EUL",null,"FlowRates",null,"EnergyDisaggregationMethod",null,"RBSA alt weights",null,"AnnualConsumption",null,"EPA Charger Efficiency",null,"EnergyStar Criteria",null,"RBSA_WaterHeater",null,"Program Cost Data",null,"Residential HOU",null,null,null,null,null,"MeasureAssembly_UESs",null,null,null,"Corvallis_Bin",null,"EUL",null,"Storage Costs",null,null,null,"Storage Costs",null,null,null,"Cooling Savings",null,"update log",null,"update log",null,"SF Conversion_EFAFwCAC",null,"SF Conversion_EFAFwCAC",null,null,null,null,null,"ECM_Savings",null,"ECM_Savings",null,"BPA2012",null,null,null,null,null,"update log",null,"update log",null,"CostData&Analysis",null,"CostData&Analysis",null,"CostData&Analysis",null,"ENERGY STAR Spec",null,"Assumptions",null,"Representative CZ",null,"Milking Cows by State",null,"Parameters",null,"Ag Survey",null,"Measure_InputOutput_RTF",null,"M_Input_Out Triple",null,"Shape",null,"Shape",null,"Life",null,"Trim_SystemUpgrade_Savings",null,"Shipments",null,null,null,null,null,"Rotary_Shipments",null,"7. Total Savings",null,"Savings Calculation",null,"MMap",null,"Savings Calculation",null,"MMap2",null,"Savings Data",null,"RTF_InputOutput_2018",null,"Plan Measures",null,"COM Studies",null,"Final Savings Estimate Summary",null,"Reference Fixtures",null,"M_Input_Out",null,"Luminaires 8P",null,"Supply Curve PSU Analysis",null,"Luminaires 8P",null,"Supply Curve PSU Analysis",null,null,null,null,null,"Notes",null,null,null,"7P Savings & Cost",null,"Savings and Cost Data",null,"CBSA Data",null,"Regional Scaling",null,"APPLICABILITY",null,"Trim_EnergySavings",null,"CBSA Data",null,"RCP Data",null,"Rotary_Shipments",null,"Code Comparison",null,null,null,null,null,"2012 Sales",null,"CBSA Data",null,null,null,null,null,null,null,"7. Total Savings",null,null,null,"2012 Sales",null,"M_Input_Out",null,null,null,"M_Input_Out",null,null,null,null,null,null,null,null,null,null,null,null,null,null,null,null,null,null,null,null,null,null,null,null,null,null,null,null,null,null,null,null,null,null,null,null,null,null,null,null,null,null,null,null,null,null,null,null,null,null,null,null,null,null,null,null,null,null,null,null,null,null,null,null,null,null,null,null,null,null,null,null,null,null,null,null,null,null,null,null,null,null,null,null,null,null,null,null,null,null,null,null,null,null,null,null,null,null,null,null,null,null,null,null,null,null,null,null,null,"Dollars per ton CO2"]
[null,null,null,null,null,null,null,null,null,null,null,null,null,null,null,null,null,null,null,null,null,"SBWstudies",null,"NEEA Washer Lab Tests",null,"Update Log",null,"Current Practice",null,">>> Annual VMT >>>",null,"CEE Tiers",null,"RBSA_Shower",null,"Final Savings Rollup",null,"Shipment Data",null,null,null,null,null,"Flow rate vs pressure",null,null,null,"Seattle_Bin",null,"RBSA Well Pumps",null,"Residential Desktop HOU",null,null,null,"Residential Desktop HOU",null,null,null,"HeatingSavingsReportSummary",null,null,null,null,null,"SF Conversion_EFAFwoCAC",null,"SF Conversion_EFAFwoCAC",null,null,null,null,null,"Shipments",null,"Shipments",null,"ETO 2018",null,null,null,null,null,null,null,null,null,"Lifetime",null,"todo",null,"todo",null,"Update Log",null,"RTFUESSummary",null,"CBH Baseline Data",null,"NYSERDA - EUI by Equip Type",null,"Acres",null,"Parameters_GMR",null,"ComHPWH",null,"Combined New",null,"Lists&Tables",null,"Lists&Tables",null,"Standards Data",null,"IND_Shipments",null,"Cost_Methodology",null,null,null,null,null,"Reciprocating_EnergySavings",null,"8. Installed Stock Baseline",null,"Cadmus 10APR2020 Additions -->",null,"Standards",null,"Cadmus 10APR2020 Additions -->",null,"Pivot Meas",null,"To Do 8P",null,"LookupTable",null,"Measure_InputOutput",null,"COM TRC",null,"SavingsData&Analysis",null,"Watt Allocation 2019",null,"M_Input(per KSF Btype)",null,"DLC QPL",null,"CBSA_Servers",null,"DLC QPL",null,"CBSA_Servers",null,null,null,null,null,"EnergyStarProductList",null,null,null,"Standards Data",null,"Life",null,"Life",null,"Savings & Cost",null,"CBSA DATA",null,"Lifetime",null,"Applicability Data",null,"Comm-RegionalPotential",null,"Regional Scaling",null,"Washington State",null,null,null,null,null,"2005 Sales",null,"Applicability Data",null,null,null,null,null,null,null,"8. Installed Stock Baseline",null,null,null,"2005 Sales",null,"M_Input(per KSF Btype)",null,null,null,"M_Input(per KSF Btype)",null,null,null,null,null,null,null,null,null,null,null,null,null,null,null,null,null,null,null,null,null,null,null,null,null,null,null,null,null,null,null,null,null,null,null,null,null,null,null,null,null,null,null,null,null,null,null,null,null,null,null,null,null,null,null,null,null,null,null,null,null,null,null,null,null,null,null,null,null,null,null,null,null,null,null,null,null,null,null,null,null,null,null,null,null,null,null,null,null,null,null,null,null,null,null,null,null,null,null,null,null,null,null,null,null,null,null,null,null,"GLSShapes"]
[null,null,null,null,null,null,null,null,null,null,null,null,null,null,null,null,null,null,null,null,null,"MeteredResults",null,"MarketData_raw",null,null,null,"Cost",null,"2017 NHTS Summary",null,"RTF Measure Data Compilation",null,"RBSA_ALT_svy_wt",null,"SavingsData&Analysis",null,"ENERGY STAR Emails",null,null,null,null,null,"Flow rate vs duration",null,null,null,"Boise_Bin",null,"Alt_weights",null,"Residential Laptop HOU",null,null,null,"Residential Laptop HOU",null,null,null,"HeatingSavingsbyReport",null,null,null,null,null,"SF Upgrade_8.8 to 9.5 HSPF",null,"SF Upgrade_8.8 to 9.5 HSPF",null,null,null,null,null,"Controls_Savings",null,"Controls_Savings",null,"BPA 2018",null,null,null,null,null,null,null,null,null,"update log",null,null,null,null,null,null,null,"SubjectMatterExpertsInterviewed",null,"NQ",null,"NYSERDA - EUI by End Use",null,"IrrWaterMngmtSurvey",null,"W vs E",null,"Update Tracker",null,"Measure Assembly",null,"Park Garage Data 2014",null,"Park Garage Data 2014",null,"Cost Data",null,"MUN_Shipments",null,"Cost_CS_VS",null,null,null,null,null,"Reciprocating_Shipments",null,"9. Cost",null,"Chiller Saturation Updated",null,"RTF_InputOutput_2018",null,"Chiller Saturation Updated",null,"RTF Data",null,"Measure Life",null,"Results",null,"LookupTable",null,"COM Savings",null,"CostData&Analysis",null,"Watt Allocation (2014)",null,"Model Output Check",null,"Stock",null,"CBSA_Office&Retail_Match",null,"Stock",null,"CBSA_Office&Retail_Match",null,null,null,null,null,"ES Pivot",null,null,null,"Applicability",null,"Standards Data",null,"Standards Data",null,"NR_HVACCalculations",null,"NEEA Data",null,"Cost_CS_VS",null,"Display Case Thermal Load",null,"Comm-Usage",null,"Reciprocating_EnergySavings",null,"ESTAR v8.0",null,null,null,null,null,"7P Data",null,"Display Case Thermal Load",null,null,null,null,null,null,null,"9. Cost",null,null,null,"7P Data",null,"Model Output Check",null,null,null,"Model Output Check",null,null,null,null,null,null,null,null,null,null,null,null,null,null,null,null,null,null,null,null,null,null,null,null,null,null,null,null,null,null,null,null,null,null,null,null,null,null,null,null,null,null,null,null,null,null,null,null,null,null,null,null,null,null,null,null,null,null,null,null,null,null,null,null,null,null,null,null,null,null,null,null,null,null,null,null,null,null,null,null,null,null,null,null,null,null,null,null,null,null,null,null,null,null,null,null,null,null,null,null,null,null,null,null,null,null,null,null,null,"Calendars"]
[null,null,null,null,null,null,null,null,null,null,null,null,null,null,null,null,null,null,null,null,null,null,null,"MarketData",null,null,null,"Performance Metrics",null,"VMT by State",null,"RTF Compilation by Class (2018)",null,"ChangeLog",null,"Inputs&Assumptions",null,"Read Me",null,null,null,null,null,"RetailMarketMix",null,null,null,"TMY3_Temps_in_C",null,"Info",null,"Spec Comparison",null,null,null,"Spec Comparison",null,null,null,"ScreenedHeatingSavings_Summary",null,null,null,null,null,"SF Upgrade_8.8 to VCHP",null,"SF Upgrade_8.8 to VCHP",null,null,null,null,null,"CostCalculation",null,"CostCalculation",null,"Tacoma 2018",null,null,null,null,null,null,null,null,null,null,null,null,null,null,null,null,null,"GDP Deflator",null,"BL Size1 Regressions",null,"CA EUIs and ECM Savings Est",null,"Costs",null,"OriginalMotorEfficiency",null,null,null,"Measure Assembly (Triple)",null,"Parking garage 2019 CBSA",null,"Parking garage 2019 CBSA",null,"Capacity Assumptions",null,"IND_Regional Scaling",null,"Regional Scaling",null,null,null,null,null,"Reciprocating_Costs",null,"10. Lifetime",null,"Baseline Chillers",null,"Griddle Input",null,"Cooling EUI",null,"CBSA",null,"ETO Data",null,"RegionalPotential",null,"Presentation Graphs",null,"COM HVAC Interaction",null,"Measure InputOutput-New_Out",null,"2021 Sales Pen",null,"Model Input Summary",null,"Sources OM",null,"Active Calculations_SERT",null,"Sources OM",null,"Active Calculations_SERT",null,null,null,null,null,"U.S. and State totals",null,null,null,"EnergyPlus Data",null,"Capacity Assumptions",null,"Cost Data",null,"NEW_HVACCalculations",null,"GDP Deflator",null,"Shipments",null,"Walk In Thermal Load",null,"Comm-Fitness Centers Survey",null,"Reciprocating_Shipments",null,"ESTAR v7.1",null,null,null,null,null,"7P Source Data",null,"Walk In Thermal Load",null,null,null,null,null,null,null,"10. Lifetime",null,null,null,"7P Source Data",null,"Model Input Summary",null,null,null,"Model Input Summary",null,null,null,null,null,null,null,null,null,null,null,null,null,null,null,null,null,null,null,null,null,null,null,null,null,null,null,null,null,null,null,null,null,null,null,null,null,null,null,null,null,null,null,null,null,null,null,null,null,null,null,null,null,null,null,null,null,null,null,null,null,null,null,null,null,null,null,null,null,null,null,null,null,null,null,null,null,null,null,null,null,null,null,null,null,null,null,null,null,null,null,null,null,null,null,null,null,null,null,null,null,null,null,null,null,null,null,null,null,"SysLoad"]
[null,null,null,null,null,null,null,null,null,null,null,null,null,null,null,null,null,null,null,null,null,null,null,"CategoryUECs",null,null,null,"Parameters",null,"VMT by 2010 Census Division",null,"RTF Compilation by Class & Year",null,null,null,"Market Data from NEEA",null,null,null,null,null,null,null,"RBSA_SiteDetail",null,null,null,"EUL",null,"ToDo8P",null,"Washington State Code",null,null,null,"Washington State Code",null,null,null,"ScreenedHeatingSavings_2018BPA",null,null,null,null,null,"MH Conversion_EFAFwCAC",null,"MH Conversion_EFAFwCAC",null,null,null,null,null,"HH_Distribution",null,"HH_Distribution",null,"Optimized Controls -->",null,null,null,null,null,null,null,null,null,null,null,null,null,null,null,null,null,"UpdateLog",null,"BL Size2 Var",null,"GDP Deflator",null,"Plan Emails-Excerpts",null,"MarketData",null,null,null,"Lists & Tables",null,null,null,null,null,"GDP Deflator",null,"IND_Regional Scaling2",null,"Regional Scaling2",null,null,null,null,null,"Industrial Scaling",null,"Detail from 8P Tool",null,"Cooling EUI",null,"GriddleSavings",null,"Baseline Chillers",null,"Achievements",null,"RCP Data",null,"Parameters",null,"Final UECs, UESs, Costs, TRC",null,"COM EUL",null,"Measure InputOutput-New",null,"Sales Data",null,"Proxy Measures",null,"Pricing",null,"SERT-Data",null,"Pricing",null,"SERT-Data",null,null,null,null,null,null,null,null,null,"Cost Research",null,"GDP Deflator",null,"Capacity Assumptions",null,"HVACPump_Shipments",null,"Standards Data",null,"Savings & Cost",null,"Compressors",null,"Comm-EnergyPerGallon",null,"Reciprocating_Costs",null,"ESTAR Dataset",null,null,null,null,null,"2018 Sales Source Data",null,"Compressors",null,null,null,null,null,null,null,"Detail from 8P Tool",null,null,null,"2018 Sales Source Data",null,"Proxy Measures",null,null,null,"Proxy Measures",null,null,null,null,null,null,null,null,null,null,null,null,null,null,null,null,null,null,null,null,null,null,null,null,null,null,null,null,null,null,null,null,null,null,null,null,null,null,null,null,null,null,null,null,null,null,null,null,null,null,null,null,null,null,null,null,null,null,null,null,null,null,null,null,null,null,null,null,null,null,null,null,null,null,null,null,null,null,null,null,null,null,null,null,null,null,null,null,null,null,null,null,null,null,null,null,null,null,null,null,null,null,null,null,null,null,null,null,null,"TimeSegmentHours"]
[null,null,null,null,null,null,null,null,null,null,null,null,null,null,null,null,null,null,null,null,null,null,null,"CEC DB",null,null,null,"SEEM HVAC",null,"VMT by Census Region",null,"NEEA Fridge RPP Sales Analysis",null,null,null,"RBSA Data_All Vintages",null,null,null,null,null,null,null,"RBSA_Demographics",null,null,null,"CostData&Analysis",null,"Summary of data sources",null,"ESTAR V8.0",null,null,null,"ESTAR V8.0",null,null,null,"ScreenedHeatingSavings_2013NEEA",null,null,null,null,null,"MH Conversion_EFAFwoCAC",null,"MH Conversion_EFAFwoCAC",null,null,null,null,null,"DHW_WaterHeaterSavings",null,"DHW_WaterHeaterSavings",null,"PNNL Study",null,null,null,null,null,null,null,null,null,null,null,null,null,null,null,null,null,"ValidationLists",null,"BL Size3 Var",null,"TMY Data",null,"RTFUESSummary",null,"DetailedMarketData",null,null,null,"CBSA 2014&2019",null,null,null,null,null,"EIU by BType",null,"Mun_RegionalScaling",null,"MMap",null,null,null,null,null,"Industrial Scaling 2",null,"MMap (Segments)",null,"Chiller Efficiency Tables",null,"SteamerSavings",null,"Chiller Efficiency Tables",null,"Measure Compare",null,null,null,"Fuel types",null,"SavingsData&Analysis",null,"COM Costs",null,"MMap",null,"DistributorSalesData",null,"Lists&Tables",null,"Outdoor Stock 7P",null,"SERT-Scores",null,"Outdoor Stock 7P",null,"SERT-Scores",null,null,null,null,null,null,null,null,null,"Savings DATA",null,"CBSA Data",null,"GDP Deflator",null,"NR_DHWCalculations",null,"EIU by BType",null,"CostMethodology",null,"Assumptions",null,"Comm-WaterCostAndEnergy",null,"Applications",null,"ESTAR QPL",null,null,null,null,null,"Pivot 2018 EIA",null,"Assumptions",null,null,null,null,null,null,null,"MMap (Segments)",null,null,null,"Pivot 2018 EIA",null,"Lists&Tables",null,null,null,"Lists&Tables",null,null,null,null,null,null,null,null,null,null,null,null,null,null,null,null,null,null,null,null,null,null,null,null,null,null,null,null,null,null,null,null,null,null,null,null,null,null,null,null,null,null,null,null,null,null,null,null,null,null,null,null,null,null,null,null,null,null,null,null,null,null,null,null,null,null,null,null,null,null,null,null,null,null,null,null,null,null,null,null,null,null,null,null,null,null,null,null,null,null,null,null,null,null,null,null,null,null,null,null,null,null,null,null,null,null,null,null,null,"Log"]
[null,null,null,null,null,null,null,null,null,null,null,null,null,null,null,null,null,null,null,null,null,null,null,"CostData&Analysis",null,null,null,"ClothesWasherRMC",null,"WA Regs",null,"NEEA Freezer RPP Sales Analysis",null,null,null,"RBSA Data_\"New\" Vintage",null,null,null,null,null,null,null,"RBSA_WaterHeater",null,null,null,"Constants",null,null,null,"ESTAR V7.1",null,null,null,"ESTAR V7.1",null,null,null,"UnscreenedSuppFuelSavings",null,null,null,null,null,"MH Upgrade_8.8 to 9.5 HSPF",null,"MH Upgrade_8.8 to 9.5 HSPF",null,null,null,null,null,"DHW_InductionMotorEnergySavings",null,"DHW_InductionMotorEnergySavings",null,"update log",null,null,null,null,null,null,null,null,null,null,null,null,null,null,null,null,null,null,null,"BL Flat",null,"UpdateLog",null,"Upgrades",null,"Summary_AgPump",null,null,null,"CBSA2014 WinSize&Heat",null,null,null,null,null,"CBSA Data",null,"Savings & Cost",null,"M_Input_NR",null,null,null,null,null,"8P Segments and End Uses",null,"Notes",null,"Code Extracts",null,"SteamerCost",null,"Code Extracts",null,null,null,null,null,"StandardAndEESpecs",null,"CostData&Analysis",null,"GDPDEF",null,null,null,"Pivot Distrib",null,"Master Generic Spec Lookup Tbl",null,"Performance 7P",null,"7thPP Data Center",null,"Performance 7P",null,"7thPP Data Center",null,null,null,null,null,null,null,null,null,"BPA Data",null,"EIU by BType",null,"EIU by BType",null,"NEW_DHWCalculations",null,"7P Data",null,"Stock Data",null,"RTFUES",null,"Comm-InstallRatesCostLifetime",null,"LCC Sample",null,"Best Buy",null,null,null,null,null,"2012 Sales Source Data",null,"RTFUES",null,null,null,null,null,null,null,"Notes",null,null,null,"2012 Sales Source Data",null,"Master Generic Spec Lookup Tbl",null,null,null,"Master Generic Spec Lookup Tbl"]
[null,null,null,null,null,null,null,null,null,null,null,null,null,null,null,null,null,null,null,null,null,null,null,"PCorpCostData2011-17",null,null,null,"CEC Appliance DB - Washers",null,"OR Regs",null,"NEEA Retailer Adjustments",null,null,null,"Federal Standard",null,null,null,null,null,null,null,"RBSA_Shower",null,null,null,"Info",null,null,null,"ESTAR Desktop Data Set",null,null,null,"ESTAR Desktop Data Set",null,null,null,"GasPropaneOilCosts",null,null,null,null,null,"MH Upgrade_8.8 to VCHP",null,"MH Upgrade_8.8 to VCHP",null,null,null,null,null,"todo",null,"todo",null,null,null,null,null,null,null,null,null,null,null,null,null,null,null,null,null,null,null,null,null,"Treatment Data",null,null,null,"IDStudyAppendixA",null,"PartLoadEfficiency",null,null,null,"Cost Data",null,null,null,null,null,null,null,"MMap",null,"M_Input_NR_Out",null,null,null,null,null,"Applications",null,"RCP Data",null,"Non Chiller Efficiency Tables",null,"Steamer ENERGY STAR QPL",null,"Non Chiller Efficiency Tables",null,null,null,null,null,"MEF Energy Disaggregation",null,"Federal Standards",null,"BPA Ross Data",null,null,null,"CBSA 2014",null,"2021 Sales Pen",null,"Life Table",null,"Cost Converter",null,"Life Table",null,"Cost Converter",null,null,null,null,null,null,null,null,null,"GDP Deflator",null,null,null,"Mech Eq Tables A, B, D, E, F",null,"DomesticWaterPump_Shipments",null,null,null,"RCP Data",null,"BPAUES",null,"Comm-Impacts",null,"RCP Data",null,"New Egg",null,null,null,null,null,"2005 Sales Source Data",null,"BPAUES",null,null,null,null,null,null,null,"RCP Data",null,null,null,"2005 Sales Source Data",null,"2021 Sales Pen",null,null,null,"2021 Sales Pen"]
[null,null,null,null,null,null,null,null,null,null,null,null,null,null,null,null,null,null,null,null,null,null,null,"RBSA Mechanical_WaterHeater",null,null,null,"FieldDataAnalysis",null,"EV Regs by State",null,"NEEA Incremental Cost Analysis",null,null,null,"lbls",null,null,null,null,null,null,null,"RBSA_ALT_svy_wt",null,null,null,"BackgroundResearch",null,null,null,"ESTAR Laptop Data Set",null,null,null,"ESTAR Laptop Data Set",null,null,null,"WoodFuelCosts",null,null,null,null,null,"SavingsData_SF",null,"SavingsData_SF",null,null,null,null,null,"Loads",null,"Loads",null,null,null,null,null,null,null,null,null,null,null,null,null,null,null,null,null,null,null,null,null,"T1 Size1 Regressions",null,null,null,"NozzleFlowRate_HandAndWheel",null,"PartLoadEfficiencyDecrement",null,null,null,"NEEA Cost&Char2020",null,null,null,null,null,null,null,"RCP Data",null,"RCP Data",null,null,null,null,null,"LCC Sample",null,null,null,"Baseline Non Chillers",null,"ConvectionSavings",null,"Baseline Non Chillers",null,null,null,null,null,"MEF-J2",null,"Current ENERGY STAR Spec (v4.0)",null,null,null,null,null,"Approach",null,"Cost2021",null,"Sources Stock 6P",null,"ENERGY STAR Matches",null,"Sources Stock 6P",null,"ENERGY STAR Matches",null,null,null,null,null,null,null,null,null,"DHP NC Savings",null,null,null,"WA Code",null,"Trim_SystemUpgrade_Savings",null,null,null,"Dialog",null,"BPA Tables",null,"InputForProCost",null,null,null,"Best Buy - All Laptops",null,null,null,null,null,null,null,"BPA Tables",null,null,null,null,null,null,null,null,null,null,null,null,null,"Cost2021",null,null,null,"Cost2021"]
[null,null,null,null,null,null,null,null,null,null,null,null,null,null,null,null,null,null,null,null,null,null,null,"Appliance_ClothesWasher",null,null,null,"LabToField",null,">>> Load Shape >>>",null,"NEEA-RTF Mapping",null,null,null,"inp",null,null,null,null,null,null,null,"ChangeLog",null,null,null,"Summary of data sources",null,null,null,"ESTAR QPL",null,null,null,"ESTAR QPL",null,null,null,"WoodFuelAvailableHeat",null,null,null,null,null,"SavingsData_MH",null,"SavingsData_MH",null,null,null,null,null,null,null,null,null,null,null,null,null,null,null,null,null,null,null,null,null,null,null,null,null,null,null,null,null,"UpdateLog",null,null,null,"IDStudy_Leaks_HandAndWheel",null,"DataSources",null,null,null,"RTF Savings Comparison",null,null,null,null,null,null,null,"Stock",null,null,null,null,null,null,null,"RCP Data",null,null,null,"CBSA 2020 Bldgs Summary Data",null,"Convection Energy Star QPL",null,"CBSA 2020 Bldgs Summary Data",null,null,null,null,null,"CEC DB",null,"Compare Standard, ESTAR, TSLs",null,null,null,null,null,"ETO Cost Data",null,"Perf2021",null,"DOE 2017 Rule",null,"Power Supply Units - Servers",null,"DOE 2017 Rule",null,"Power Supply Units - Servers",null,null,null,null,null,null,null,null,null,"NC DHP Costs",null,null,null,null,null,"Comparison",null,null,null,"Overlap",null,"Federal Standard Display Case",null,"LookupTable",null,null,null,null,null,null,null,null,null,null,null,"Federal Standard Display Case",null,null,null,null,null,null,null,null,null,null,null,null,null,"Perf2021",null,null,null,"Perf2021"]
[null,null,null,null,null,null,null,null,null,null,null,null,null,null,null,null,null,null,null,null,null,null,null,"RBSA Appliance_ClothesDryer",null,null,null,"Lab_ESTARandNotESTAR",null,"Average Weekly",null,"Lifetime",null,null,null,"Supporting Documentation",null,null,null,null,null,null,null,null,null,null,null,"Mechanical_WholeHouseFan",null,null,null,"Best Buy",null,null,null,"Best Buy",null,null,null,"Optimized Controls ->",null,null,null,null,null,"Summary of SF Evaluations",null,"Summary of SF Evaluations",null,null,null,null,null,null,null,null,null,null,null,null,null,null,null,null,null,null,null,null,null,null,null,null,null,null,null,null,null,"T1 Size2",null,null,null,"IDStudy_Leaks_Pivot",null,null,null,null,null,"Sources",null,null,null,null,null,null,null,null,null,null,null,null,null,null,null,"Centrifugal and Large",null,null,null,"CBSA 2020 Appendix Tables",null,"ConvectionCost",null,"CBSA 2020 Appendix Tables",null,null,null,null,null,"UEC Categories",null,"DOE ELs, ADs, and TSLs",null,null,null,null,null,"ETO 2014",null,"DOEConvSpecs",null,null,null,"Certified-Enterprise-Servers",null,null,null,"Certified-Enterprise-Servers",null,null,null,null,null,null,null,null,null,"EIU by BType",null,null,null,null,null,"MMap",null,null,null,null,null,"Air Curtain",null,"Residential UEC Analysis",null,null,null,null,null,null,null,null,null,null,null,"Air Curtain",null,null,null,null,null,null,null,null,null,null,null,null,null,"DOEConvSpecs",null,null,null,"DOEConvSpecs"]
[null,null,null,null,null,null,null,null,null,null,null,null,null,null,null,null,null,null,null,null,null,null,null,"FuelPivot",null,null,null,"LaboratorySummary",null,"8760 Annualized",null,"RBSAII Data - HVAC Interaction",null,null,null,"heat_exchange_functions",null,null,null,null,null,null,null,null,null,null,null,"Alt_weights",null,null,null,"New Egg",null,null,null,"New Egg",null,null,null,"PNNL Study",null,null,null,null,null,"Summary of MH Evaluations",null,"Summary of MH Evaluations",null,null,null,null,null,null,null,null,null,null,null,null,null,null,null,null,null,null,null,null,null,null,null,null,null,null,null,null,null,"T1 Size3",null,null,null,"IDStudy_Uniformity",null,null,null,null,null,"IGU Data",null,null,null,null,null,null,null,null,null,null,null,null,null,null,null,"Centrifugal and Large Calcs",null,null,null,"CBSA Raw sampled",null,"FryerSavings",null,"CBSA Raw sampled",null,null,null,null,null,"SavingsData&Analysis_2018",null,"ENERGYSTAR Products Sorted",null,null,null,null,null,"DOE 2017 Rule",null,"EUL",null,null,null,"80 PLUS Power Supplies",null,null,null,"80 PLUS Power Supplies",null,null,null,null,null,null,null,null,null,null,null,null,null,null,null,"General Applications",null,null,null,null,null,"MeasureOrder",null,"UEC Weights",null,null,null,null,null,null,null,null,null,null,null,"MeasureOrder",null,null,null,null,null,null,null,null,null,null,null,null,null,"EUL",null,null,null,"EUL"]
[null,null,null,null,null,null,null,null,null,null,null,null,null,null,null,null,null,null,null,null,null,null,null,"Alt_weights",null,null,null,"Update Log",null,">>> DR Potential >>>",null,"Update Log",null,null,null,"SEEM Calibration",null,null,null,null,null,null,null,null,null,null,null,"ToDo8P",null,null,null,"Best Buy - All Laptops",null,null,null,"Best Buy - All Laptops",null,null,null,"update log",null,null,null,null,null,"CostAnalysis_SF",null,"CostAnalysis_SF",null,null,null,null,null,null,null,null,null,null,null,null,null,null,null,null,null,null,null,null,null,null,null,null,null,null,null,null,null,"T1 Size4",null,null,null,"RTF Emails-Excerpts",null,null,null,null,null,"Window Units",null,null,null,null,null,null,null,null,null,null,null,null,null,null,null,null,null,null,null,"EUI Data",null,"FryerCost",null,"EUI Data",null,null,null,null,null,"CostData&Analysis",null,"Lifetime",null,null,null,null,null,null,null,"DOE Conventional Tech Specs",null,null,null,"ActiveCalc_TotalPower_NOT USED",null,null,null,"ActiveCalc_TotalPower_NOT USED",null,null,null,null,null,null,null,null,null,null,null,null,null,null,null,null,null,null,null,null,null,"GDPdeflator",null,"UECs",null,null,null,null,null,null,null,null,null,null,null,"GDPdeflator",null,null,null,null,null,null,null,null,null,null,null,null,null,"DOE Conventional Tech Specs",null,null,null,"DOE Conventional Tech Specs"]
[null,null,null,null,null,null,null,null,null,null,null,null,null,null,null,null,null,null,null,null,null,null,null,"BldgWeights",null,null,null,null,null,"Maximum Power Acceptance",null,null,null,null,null,"SEEMoutput",null,null,null,null,null,null,null,null,null,null,null,null,null,null,null,"RBSA Appliance_Computer",null,null,null,"RBSA Appliance_Computer",null,null,null,null,null,null,null,null,null,"CostAnalysis_MH",null,"CostAnalysis_MH",null,null,null,null,null,null,null,null,null,null,null,null,null,null,null,null,null,null,null,null,null,null,null,null,null,null,null,null,null,null,null,null,null,"IDStudyTables",null,null,null,null,null,"M_Input Film Test",null,null,null,null,null,null,null,null,null,null,null,null,null,null,null,null,null,null,null,"Sources",null,"FryerENERGY STAR QPL",null,"Sources",null,null,null,null,null,"ValidationLists",null,"VLookup Table",null,null,null,null,null,null,null,"Linear FL Specs",null,null,null,"Sources",null,null,null,"Sources",null,null,null,null,null,null,null,null,null,null,null,null,null,null,null,null,null,null,null,null,null,"Achievements",null,"UESs",null,null,null,null,null,null,null,null,null,null,null,"Achievements",null,null,null,null,null,null,null,null,null,null,null,null,null,"Linear FL Specs",null,null,null,"Linear FL Specs"]
[null,null,null,null,null,null,null,null,null,null,null,null,null,null,null,null,null,null,null,null,null,null,null,"Update Log",null,null,null,null,null,">>> Costs >>>",null,null,null,null,null,"SEEMoutputForERWH&CO2",null,null,null,null,null,null,null,null,null,null,null,null,null,null,null,"RBSA Alt Weights",null,null,null,"RBSA Alt Weights",null,null,null,null,null,null,null,null,null,"EquipmentCostAssumptions",null,"EquipmentCostAssumptions",null,null,null,null,null,null,null,null,null,null,null,null,null,null,null,null,null,null,null,null,null,null,null,null,null,null,null,null,null,null,null,null,null,"BPAPumpTests",null,null,null,null,null,"Low-e film notes",null,null,null,null,null,null,null,null,null,null,null,null,null,null,null,null,null,null,null,"Chiller Life",null,"Overwrappers",null,"Chiller Life",null,null,null,null,null,null,null,null,null,null,null,null,null,null,null,"Rec Can Specs",null,null,null,"SPEC_Database",null,null,null,"SPEC_Database",null,null,null,null,null,null,null,null,null,null,null,null,null,null,null,null,null,null,null,null,null,null,null,"Adjustments_Installation Rates",null,null,null,null,null,null,null,null,null,null,null,null,null,null,null,null,null,null,null,null,null,null,null,null,null,"Rec Can Specs",null,null,null,"Rec Can Specs"]
[null,null,null,null,null,null,null,null,null,null,null,null,null,null,null,null,null,null,null,null,null,null,null,null,null,null,null,null,null,"Cost Summary",null,null,null,null,null,"SEEMoutputForTier1Hybrid",null,null,null,null,null,null,null,null,null,null,null,null,null,null,null,"ENERGY STAR Emails",null,null,null,"ENERGY STAR Emails",null,null,null,null,null,null,null,null,null,"Loadshapes",null,"Loadshapes",null,null,null,null,null,null,null,null,null,null,null,null,null,null,null,null,null,null,null,null,null,null,null,null,null,null,null,null,null,null,null,null,null,"PacifiCorp",null,null,null,null,null," Notes 7P",null,null,null,null,null,null,null,null,null,null,null,null,null,null,null,null,null,null,null,"IAC Data",null,"OverwrapperSavings",null,"IAC Data",null,null,null,null,null,null,null,null,null,null,null,null,null,null,null,"CBSA2014Contr",null,null,null,null,null,null,null,null,null,null,null,null,null,null,null,null,null,null,null,null,null,null,null,null,null,null,null,null,null,null,null,"MeasureAssembly_AdjustedUESs",null,null,null,null,null,null,null,null,null,null,null,null,null,null,null,null,null,null,null,null,null,null,null,null,null,"CBSA2014Contr",null,null,null,"CBSA2014Contr"]
[null,null,null,null,null,null,null,null,null,null,null,null,null,null,null,null,null,null,null,null,null,null,null,null,null,null,null,null,null,"Cost Presentation Tables",null,null,null,null,null,"SEEMoutputForTier2Hybrid",null,null,null,null,null,null,null,null,null,null,null,null,null,null,null,"Read Me",null,null,null,"Read Me",null,null,null,null,null,null,null,null,null,"New Homes -->",null,"New Homes -->",null,null,null,null,null,null,null,null,null,null,null,null,null,null,null,null,null,null,null,null,null,null,null,null,null,null,null,null,null,null,null,null,null,"F&R Sprinkler Acreage",null,null,null,null,null,"DOE2 Mods 6P",null,null,null,null,null,null,null,null,null,null,null,null,null,null,null,null,null,null,null,"PAC CPA Data",null,"HVAC Interaction Factors",null,"PAC CPA Data",null,null,null,null,null,null,null,null,null,null,null,null,null,null,null,"EISA and IRL Standards",null,null,null,null,null,null,null,null,null,null,null,null,null,null,null,null,null,null,null,null,null,null,null,null,null,null,null,null,null,null,null,"Flow rate vs pressure",null,null,null,null,null,null,null,null,null,null,null,null,null,null,null,null,null,null,null,null,null,null,null,null,null,"EISA and IRL Standards",null,null,null,"EISA and IRL Standards"]
[null,null,null,null,null,null,null,null,null,null,null,null,null,null,null,null,null,null,null,null,null,null,null,null,null,null,null,null,null,"Avista Costs",null,null,null,null,null,"SEEMoutputForTier3Hybrid",null,null,null,null,null,null,null,null,null,null,null,null,null,null,null,null,null,null,null,null,null,null,null,null,null,null,null,null,null,"ASHP in new MH",null,"ASHP in new MH",null,null,null,null,null,null,null,null,null,null,null,null,null,null,null,null,null,null,null,null,null,null,null,null,null,null,null,null,null,null,null,null,null,"F&R Water Use by Sprinklers",null,null,null,null,null,null,null,null,null,null,null,null,null,null,null,null,null,null,null,null,null,null,null,null,null,"Chiller Saturation",null,"OverwrapperCosts",null,"Chiller Saturation",null,null,null,null,null,null,null,null,null,null,null,null,null,null,null,"LED Lumen Maintenance",null,null,null,null,null,null,null,null,null,null,null,null,null,null,null,null,null,null,null,null,null,null,null,null,null,null,null,null,null,null,null,"Flow rate vs duration",null,null,null,null,null,null,null,null,null,null,null,null,null,null,null,null,null,null,null,null,null,null,null,null,null,"LED Lumen Maintenance",null,null,null,"LED Lumen Maintenance"]
[null,null,null,null,null,null,null,null,null,null,null,null,null,null,null,null,null,null,null,null,null,null,null,null,null,null,null,null,null,">>> EUL >>>",null,null,null,null,null,"Sanden_draw_schedule",null,null,null,null,null,null,null,null,null,null,null,null,null,null,null,null,null,null,null,null,null,null,null,null,null,null,null,null,null,"Update Log",null,"Update Log",null,null,null,null,null,null,null,null,null,null,null,null,null,null,null,null,null,null,null,null,null,null,null,null,null,null,null,null,null,null,null,null,null,"ValidationLists",null,null,null,null,null,null,null,null,null,null,null,null,null,null,null,null,null,null,null,null,null,null,null,null,null,"Seventh Plan Building Types",null,null,null,"Seventh Plan Building Types",null,null,null,null,null,null,null,null,null,null,null,null,null,null,null,"ApplicNotes",null,null,null,null,null,null,null,null,null,null,null,null,null,null,null,null,null,null,null,null,null,null,null,null,null,null,null,null,null,null,null,"RetailMarketMix",null,null,null,null,null,null,null,null,null,null,null,null,null,null,null,null,null,null,null,null,null,null,null,null,null,"ApplicNotes",null,null,null,"ApplicNotes"]
[null,null,null,null,null,null,null,null,null,null,null,null,null,null,null,null,null,null,null,null,null,null,null,null,null,null,null,null,null,"Literature Review",null,null,null,null,null,"draw_schedule",null,null,null,null,null,null,null,null,null,null,null,null,null,null,null,null,null,null,null,null,null,null,null,null,null,null,null,null,null,null,null,null,null,null,null,null,null,null,null,null,null,null,null,null,null,null,null,null,null,null,null,null,null,null,null,null,null,null,null,null,null,null,null,null,null,null,null,null,null,null,null,null,null,null,null,null,null,null,null,null,null,null,null,null,null,null,null,null,null,null,null,"CPUC 2016 Evaluation",null,null,null,"CPUC 2016 Evaluation",null,null,null,null,null,null,null,null,null,null,null,null,null,null,null,"DLC Data",null,null,null,null,null,null,null,null,null,null,null,null,null,null,null,null,null,null,null,null,null,null,null,null,null,null,null,null,null,null,null,"RBSA_SiteDetail",null,null,null,null,null,null,null,null,null,null,null,null,null,null,null,null,null,null,null,null,null,null,null,null,null,"DLC Data",null,null,null,"DLC Data"]
[null,null,null,null,null,null,null,null,null,null,null,null,null,null,null,null,null,null,null,null,null,null,null,null,null,null,null,null,null,"Update Log",null,null,null,null,null,"Update Log",null,null,null,null,null,null,null,null,null,null,null,null,null,null,null,null,null,null,null,null,null,null,null,null,null,null,null,null,null,null,null,null,null,null,null,null,null,null,null,null,null,null,null,null,null,null,null,null,null,null,null,null,null,null,null,null,null,null,null,null,null,null,null,null,null,null,null,null,null,null,null,null,null,null,null,null,null,null,null,null,null,null,null,null,null,null,null,null,null,null,null,"CBSA 2014 Cooling Distribution",null,null,null,"CBSA 2014 Cooling Distribution",null,null,null,null,null,null,null,null,null,null,null,null,null,null,null,"LED Display Track Fixtures",null,null,null,null,null,null,null,null,null,null,null,null,null,null,null,null,null,null,null,null,null,null,null,null,null,null,null,null,null,null,null,"RBSA_Demographics",null,null,null,null,null,null,null,null,null,null,null,null,null,null,null,null,null,null,null,null,null,null,null,null,null,"LED Display Track Fixtures",null,null,null,"LED Display Track Fixtures"]
[null,null,null,null,null,null,null,null,null,null,null,null,null,null,null,null,null,null,null,null,null,null,null,null,null,null,null,null,null,null,null,null,null,null,null,null,null,null,null,null,null,null,null,null,null,null,null,null,null,null,null,null,null,null,null,null,null,null,null,null,null,null,null,null,null,null,null,null,null,null,null,null,null,null,null,null,null,null,null,null,null,null,null,null,null,null,null,null,null,null,null,null,null,null,null,null,null,null,null,null,null,null,null,null,null,null,null,null,null,null,null,null,null,null,null,null,null,null,null,null,null,null,null,null,null,null,null,"CBSA Pivots",null,null,null,"CBSA Pivots",null,null,null,null,null,null,null,null,null,null,null,null,null,null,null,"TLEDs",null,null,null,null,null,null,null,null,null,null,null,null,null,null,null,null,null,null,null,null,null,null,null,null,null,null,null,null,null,null,null,"RBSA_WaterHeater",null,null,null,null,null,null,null,null,null,null,null,null,null,null,null,null,null,null,null,null,null,null,null,null,null,"TLEDs",null,null,null,"TLEDs"]
[null,null,null,null,null,null,null,null,null,null,null,null,null,null,null,null,null,null,null,null,null,null,null,null,null,null,null,null,null,null,null,null,null,null,null,null,null,null,null,null,null,null,null,null,null,null,null,null,null,null,null,null,null,null,null,null,null,null,null,null,null,null,null,null,null,null,null,null,null,null,null,null,null,null,null,null,null,null,null,null,null,null,null,null,null,null,null,null,null,null,null,null,null,null,null,null,null,null,null,null,null,null,null,null,null,null,null,null,null,null,null,null,null,null,null,null,null,null,null,null,null,null,null,null,null,null,null,"CBSA Raw Chiller Data",null,null,null,"CBSA Raw Chiller Data",null,null,null,null,null,null,null,null,null,null,null,null,null,null,null,"LED GS A-Lamps",null,null,null,null,null,null,null,null,null,null,null,null,null,null,null,null,null,null,null,null,null,null,null,null,null,null,null,null,null,null,null,"RBSA_Shower",null,null,null,null,null,null,null,null,null,null,null,null,null,null,null,null,null,null,null,null,null,null,null,null,null,"LED GS A-Lamps",null,null,null,"LED GS A-Lamps"]
[null,null,null,null,null,null,null,null,null,null,null,null,null,null,null,null,null,null,null,null,null,null,null,null,null,null,null,null,null,null,null,null,null,null,null,null,null,null,null,null,null,null,null,null,null,null,null,null,null,null,null,null,null,null,null,null,null,null,null,null,null,null,null,null,null,null,null,null,null,null,null,null,null,null,null,null,null,null,null,null,null,null,null,null,null,null,null,null,null,null,null,null,null,null,null,null,null,null,null,null,null,null,null,null,null,null,null,null,null,null,null,null,null,null,null,null,null,null,null,null,null,null,null,null,null,null,null,"CBSA Chiller Header Definitions",null,null,null,"CBSA Chiller Header Definitions",null,null,null,null,null,null,null,null,null,null,null,null,null,null,null,"LED High Bay",null,null,null,null,null,null,null,null,null,null,null,null,null,null,null,null,null,null,null,null,null,null,null,null,null,null,null,null,null,null,null,"RBSA_ALT_svy_wt",null,null,null,null,null,null,null,null,null,null,null,null,null,null,null,null,null,null,null,null,null,null,null,null,null,"LED High Bay",null,null,null,"LED High Bay"]
[null,null,null,null,null,null,null,null,null,null,null,null,null,null,null,null,null,null,null,null,null,null,null,null,null,null,null,null,null,null,null,null,null,null,null,null,null,null,null,null,null,null,null,null,null,null,null,null,null,null,null,null,null,null,null,null,null,null,null,null,null,null,null,null,null,null,null,null,null,null,null,null,null,null,null,null,null,null,null,null,null,null,null,null,null,null,null,null,null,null,null,null,null,null,null,null,null,null,null,null,null,null,null,null,null,null,null,null,null,null,null,null,null,null,null,null,null,null,null,null,null,null,null,null,null,null,null,"CBSA All Buildings Data",null,null,null,"CBSA All Buildings Data",null,null,null,null,null,null,null,null,null,null,null,null,null,null,null,"Ceramic Metal Halide - Display",null,null,null,null,null,null,null,null,null,null,null,null,null,null,null,null,null,null,null,null,null,null,null,null,null,null,null,null,null,null,null,"CostData&Analysis",null,null,null,null,null,null,null,null,null,null,null,null,null,null,null,null,null,null,null,null,null,null,null,null,null,"Ceramic Metal Halide - Display",null,null,null,"Ceramic Metal Halide - Display"]
[null,null,null,null,null,null,null,null,null,null,null,null,null,null,null,null,null,null,null,null,null,null,null,null,null,null,null,null,null,null,null,null,null,null,null,null,null,null,null,null,null,null,null,null,null,null,null,null,null,null,null,null,null,null,null,null,null,null,null,null,null,null,null,null,null,null,null,null,null,null,null,null,null,null,null,null,null,null,null,null,null,null,null,null,null,null,null,null,null,null,null,null,null,null,null,null,null,null,null,null,null,null,null,null,null,null,null,null,null,null,null,null,null,null,null,null,null,null,null,null,null,null,null,null,null,null,null,"ETO Chiller Data",null,null,null,"ETO Chiller Data",null,null,null,null,null,null,null,null,null,null,null,null,null,null,null,"HP T8 Fixture or Kit",null,null,null,null,null,null,null,null,null,null,null,null,null,null,null,null,null,null,null,null,null,null,null,null,null,null,null,null,null,null,null,"ValidationLists",null,null,null,null,null,null,null,null,null,null,null,null,null,null,null,null,null,null,null,null,null,null,null,null,null,"HP T8 Fixture or Kit",null,null,null,"HP T8 Fixture or Kit"]
[null,null,null,null,null,null,null,null,null,null,null,null,null,null,null,null,null,null,null,null,null,null,null,null,null,null,null,null,null,null,null,null,null,null,null,null,null,null,null,null,null,null,null,null,null,null,null,null,null,null,null,null,null,null,null,null,null,null,null,null,null,null,null,null,null,null,null,null,null,null,null,null,null,null,null,null,null,null,null,null,null,null,null,null,null,null,null,null,null,null,null,null,null,null,null,null,null,null,null,null,null,null,null,null,null,null,null,null,null,null,null,null,null,null,null,null,null,null,null,null,null,null,null,null,null,null,null,"EUI by End Use",null,null,null,"EUI by End Use",null,null,null,null,null,null,null,null,null,null,null,null,null,null,null,"LED Fixture or Kit",null,null,null,null,null,null,null,null,null,null,null,null,null,null,null,null,null,null,null,null,null,null,null,null,null,null,null,null,null,null,null,null,null,null,null,null,null,null,null,null,null,null,null,null,null,null,null,null,null,null,null,null,null,null,null,null,null,"LED Fixture or Kit",null,null,null,"LED Fixture or Kit"]
[null,null,null,null,null,null,null,null,null,null,null,null,null,null,null,null,null,null,null,null,null,null,null,null,null,null,null,null,null,null,null,null,null,null,null,null,null,null,null,null,null,null,null,null,null,null,null,null,null,null,null,null,null,null,null,null,null,null,null,null,null,null,null,null,null,null,null,null,null,null,null,null,null,null,null,null,null,null,null,null,null,null,null,null,null,null,null,null,null,null,null,null,null,null,null,null,null,null,null,null,null,null,null,null,null,null,null,null,null,null,null,null,null,null,null,null,null,null,null,null,null,null,null,null,null,null,null,null,null,null,null,null,null,null,null,null,null,null,null,null,null,null,null,null,null,null,null,"LED PARs",null,null,null,null,null,null,null,null,null,null,null,null,null,null,null,null,null,null,null,null,null,null,null,null,null,null,null,null,null,null,null,null,null,null,null,null,null,null,null,null,null,null,null,null,null,null,null,null,null,null,null,null,null,null,null,null,null,"LED PARs",null,null,null,"LED PARs"]
[null,null,null,null,null,null,null,null,null,null,null,null,null,null,null,null,null,null,null,null,null,null,null,null,null,null,null,null,null,null,null,null,null,null,null,null,null,null,null,null,null,null,null,null,null,null,null,null,null,null,null,null,null,null,null,null,null,null,null,null,null,null,null,null,null,null,null,null,null,null,null,null,null,null,null,null,null,null,null,null,null,null,null,null,null,null,null,null,null,null,null,null,null,null,null,null,null,null,null,null,null,null,null,null,null,null,null,null,null,null,null,null,null,null,null,null,null,null,null,null,null,null,null,null,null,null,null,null,null,null,null,null,null,null,null,null,null,null,null,null,null,null,null,null,null,null,null,"T5 HO Fixtures",null,null,null,null,null,null,null,null,null,null,null,null,null,null,null,null,null,null,null,null,null,null,null,null,null,null,null,null,null,null,null,null,null,null,null,null,null,null,null,null,null,null,null,null,null,null,null,null,null,null,null,null,null,null,null,null,null,"T5 HO Fixtures",null,null,null,"T5 HO Fixtures"]
[null,null,null,null,null,null,null,null,null,null,null,null,null,null,null,null,null,null,null,null,null,null,null,null,null,null,null,null,null,null,null,null,null,null,null,null,null,null,null,null,null,null,null,null,null,null,null,null,null,null,null,null,null,null,null,null,null,null,null,null,null,null,null,null,null,null,null,null,null,null,null,null,null,null,null,null,null,null,null,null,null,null,null,null,null,null,null,null,null,null,null,null,null,null,null,null,null,null,null,null,null,null,null,null,null,null,null,null,null,null,null,null,null,null,null,null,null,null,null,null,null,null,null,null,null,null,null,null,null,null,null,null,null,null,null,null,null,null,null,null,null,null,null,null,null,null,null,"Energy Star Lamps",null,null,null,null,null,null,null,null,null,null,null,null,null,null,null,null,null,null,null,null,null,null,null,null,null,null,null,null,null,null,null,null,null,null,null,null,null,null,null,null,null,null,null,null,null,null,null,null,null,null,null,null,null,null,null,null,null,"Energy Star Lamps",null,null,null,"Energy Star Lamps"]
[null,null,null,null,null,null,null,null,null,null,null,null,null,null,null,null,null,null,null,null,null,null,null,null,null,null,null,null,null,null,null,null,null,null,null,null,null,null,null,null,null,null,null,null,null,null,null,null,null,null,null,null,null,null,null,null,null,null,null,null,null,null,null,null,null,null,null,null,null,null,null,null,null,null,null,null,null,null,null,null,null,null,null,null,null,null,null,null,null,null,null,null,null,null,null,null,null,null,null,null,null,null,null,null,null,null,null,null,null,null,null,null,null,null,null,null,null,null,null,null,null,null,null,null,null,null,null,null,null,null,null,null,null,null,null,null,null,null,null,null,null,null,null,null,null,null,null,"EnergyStar-LED Disp Track Lamps",null,null,null,null,null,null,null,null,null,null,null,null,null,null,null,null,null,null,null,null,null,null,null,null,null,null,null,null,null,null,null,null,null,null,null,null,null,null,null,null,null,null,null,null,null,null,null,null,null,null,null,null,null,null,null,null,null,"EnergyStar-LED Disp Track Lamps",null,null,null,"EnergyStar-LED Disp Track Lamps"]
[null,null,null,null,null,null,null,null,null,null,null,null,null,null,null,null,null,null,null,null,null,null,null,null,null,null,null,null,null,null,null,null,null,null,null,null,null,null,null,null,null,null,null,null,null,null,null,null,null,null,null,null,null,null,null,null,null,null,null,null,null,null,null,null,null,null,null,null,null,null,null,null,null,null,null,null,null,null,null,null,null,null,null,null,null,null,null,null,null,null,null,null,null,null,null,null,null,null,null,null,null,null,null,null,null,null,null,null,null,null,null,null,null,null,null,null,null,null,null,null,null,null,null,null,null,null,null,null,null,null,null,null,null,null,null,null,null,null,null,null,null,null,null,null,null,null,null,"Fixt vs KSF Levelized Cost Chk",null,null,null,null,null,null,null,null,null,null,null,null,null,null,null,null,null,null,null,null,null,null,null,null,null,null,null,null,null,null,null,null,null,null,null,null,null,null,null,null,null,null,null,null,null,null,null,null,null,null,null,null,null,null,null,null,null,"Fixt vs KSF Levelized Cost Chk",null,null,null,"Fixt vs KSF Levelized Cost Chk"]
[null,null,null,null,null,null,null,null,null,null,null,null,null,null,null,null,null,null,null,null,null,null,null,null,null,null,null,null,null,null,null,null,null,null,null,null,null,null,null,null,null,null,null,null,null,null,null,null,null,null,null,null,null,null,null,null,null,null,null,null,null,null,null,null,null,null,null,null,null,null,null,null,null,null,null,null,null,null,null,null,null,null,null,null,null,null,null,null,null,null,null,null,null,null,null,null,null,null,null,null,null,null,null,null,null,null,null,null,null,null,null,null,null,null,null,null,null,null,null,null,null,null,null,null,null,null,null,null,null,null,null,null,null,null,null,null,null,null,null,null,null,null,null,null,null,null,null,"Pivot Btype",null,null,null,null,null,null,null,null,null,null,null,null,null,null,null,null,null,null,null,null,null,null,null,null,null,null,null,null,null,null,null,null,null,null,null,null,null,null,null,null,null,null,null,null,null,null,null,null,null,null,null,null,null,null,null,null,null,"Pivot Btype",null,null,null,"Pivot Btype"]
[null,null,null,null,null,null,null,null,null,null,null,null,null,null,null,null,null,null,null,null,null,null,null,null,null,null,null,null,null,null,null,null,null,null,null,null,null,null,null,null,null,null,null,null,null,null,null,null,null,null,null,null,null,null,null,null,null,null,null,null,null,null,null,null,null,null,null,null,null,null,null,null,null,null,null,null,null,null,null,null,null,null,null,null,null,null,null,null,null,null,null,null,null,null,null,null,null,null,null,null,null,null,null,null,null,null,null,null,null,null,null,null,null,null,null,null,null,null,null,null,null,null,null,null,null,null,null,null,null,null,null,null,null,null,null,null,null,null,null,null,null,null,null,null,null,null,null,"WeightedAvgBuilding Check",null,null,null,null,null,null,null,null,null,null,null,null,null,null,null,null,null,null,null,null,null,null,null,null,null,null,null,null,null,null,null,null,null,null,null,null,null,null,null,null,null,null,null,null,null,null,null,null,null,null,null,null,null,null,null,null,null,"WeightedAvgBuilding Check",null,null,null,"WeightedAvgBuilding Check"]
[null,null,null,null,null,null,null,null,null,null,null,null,null,null,null,null,null,null,null,null,null,null,null,null,null,null,null,null,null,null,null,null,null,null,null,null,null,null,null,null,null,null,null,null,null,null,null,null,null,null,null,null,null,null,null,null,null,null,null,null,null,null,null,null,null,null,null,null,null,null,null,null,null,null,null,null,null,null,null,null,null,null,null,null,null,null,null,null,null,null,null,null,null,null,null,null,null,null,null,null,null,null,null,null,null,null,null,null,null,null,null,null,null,null,null,null,null,null,null,null,null,null,null,null,null,null,null,null,null,null,null,null,null,null,null,null,null,null,null,null,null,null,null,null,null,null,null,"Model Output Check(No OM)",null,null,null,null,null,null,null,null,null,null,null,null,null,null,null,null,null,null,null,null,null,null,null,null,null,null,null,null,null,null,null,null,null,null,null,null,null,null,null,null,null,null,null,null,null,null,null,null,null,null,null,null,null,null,null,null,null,"Model Output Check(No OM)",null,null,null,"Model Output Check(No OM)"]

{"sheet":"Table Lookups","index":6,"n_rows":9,"n_cols":2,"rows_kept":9,"cut":false,"hidden":false,"merged":[]}
["static table"]
["Sector","Lookup Row"]
["Residential",4]
["Commercial",14]
["Industrial",24]
["Agriculture",34]
["Melded",44]
["Utility",54]
["Local Government",64]

{"sheet":"ProCost 8th Plan Inputs","index":7,"n_rows":70,"n_cols":12,"rows_kept":70,"cut":false,"hidden":false,"merged":[[69,2,69,4],[9,2,9,4],[19,2,19,4],[29,2,29,4],[39,2,39,4],[49,2,49,4],[59,2,59,4]]}
[1,2,3,4,5,6,7,8,9,10,11]
["Residential Sector ProCost Input Assumptions",0.38074762904313819,"https://nwcouncil.box.com/v/DiscountRate2021Plan"]
["Sponsor Parameters","Customer","Wholesale / Bonneville","Retail Elec","Nat Gas",null,null,null,"Program Parameters","Program"]
["Real After-Tax Cost of Capital",4.1700000000000001E-2,2.23E-2,4.2799999999999998E-2,4.8000000000000001E-2,null,null,null,"Program Life (yrs)",20]
["Financial Life (years)",12,1,1,1,null,null,null,"Program Start Date",2022]
["Sponsor Share of Initial Capital Cost ",0.5,{"$f":"70%*50%","v":0.35},{"$f":"30%*50%","v":0.15},0,null,null,null,"Present Value Time Zero",2022]
["Sponsor Share of Annual O&M",1,0,0,0,null,null,null,"Input Cost Reference Year",2016]
["Sponsor Share of Periodic Replacement Cost",1,0,0,0,null,null,null,"Real Discount Rate",3.7499999999999999E-2]
["Sponsor Share of Administrative Cost",0,0.3,0.7,0,null,null,null,"Capital Real Escalation Rate",0]
["Last Year of Non-Customer O&M & Period Replacement",null,20,null,null,null,null,null,"Admin Cost (As % of Initial Capital Cost)",0.2]
[null,null,null,null,null,null,null,null,"Regional Act Conservation Credit (%)",0.1]
["Commercial Sector ProCost Assumptions",0.30962211954020102,null,null,null,null,null,null,"Report Annual Carbon Saved for Year",2022]
["Sponsor Parameters","Customer","Wholesale / Bonneville","Retail Elec","Nat Gas"]
["Real After-Tax Cost of Capital",4.1500000000000002E-2,{"$f":"C$4","v":2.23E-2},{"$f":"D$4","v":4.2799999999999998E-2},{"$f":"E$4","v":4.8000000000000001E-2},null,null,null,"Utility System Parameters","Electric","Gas"]
["Financial Life (years)",12,1,1,1,null,null,null,"Bulk System T&D Loss Factor",2.3E-2,0.01]
["Sponsor Share of Initial Capital Cost ",0.5,{"$f":"70%*50%","v":0.35},{"$f":"30%*50%","v":0.15},0,null,null,null,"Bulk System T&D Credit ($/kw-yr)($/dailytherm-yr)",3.08,0]
["Sponsor Share of Annual O&M",1,0,0,0,null,null,null,"Bulk System T&D I2R Loss Component (%)",0.9,"N/A"]
["Sponsor Share of Periodic Replacement Cost",1,0,0,0,null,null,null,"Local System Dist Loss Factor",4.7399348199455904E-2,0]
["Sponsor Share of Admin Cost",0,0.3,0.7,0,null,null,null,"Local System Dist Credit ($/kw-yr)($/dailytherm-yr)",6.85,0]
["Last Year of Non-Customer O&M & Period Replacement",null,20,null,null,null,null,null,"Local System Dist I2R Loss Component (%)",0.7,"N/A"]
[null,null,null,null,null,null,null,null,"Risk-Mitigation Credit (mills/kWh)(mills/therm) - Retro.",0,0]
["Industrial Sector ProCost Assumptions",0.26993493389498663,null,null,null,null,null,null,"Risk-Mitigation Credit (mills/kWh)(mills/therm) - Lost Op.",0,0]
["Sponsor Parameters","Customer","Wholesale / Bonneville","Retail Elec","Nat Gas",null,null,null,"Deferred Generation Capacity Credit ($/bulk kW-year) - Peak 1",115,"N/A"]
["Real After-Tax Cost of Capital",5.2400000000000002E-2,{"$f":"C$4","v":2.23E-2},{"$f":"D$4","v":4.2799999999999998E-2},{"$f":"E$4","v":4.8000000000000001E-2},null,null,null,"Deferred Generation Capacity Credit ($/bulk kW-year) - Peak 2",9.99,"N/A","new for v4, not part of 7th Plan inputs"]
["Financial Life (years)",12,1,1,1]
["Sponsor Share of Initial Capital Cost ",0.5,{"$f":"70%*50%","v":0.35},{"$f":"30%*50%","v":0.15},0]
["Sponsor Share of Annual O&M",1,0,0,0]
["Sponsor Share of Periodic Replacement Cost",1,0,0,0,null,null,null,"Price Deflator Year 2006$ to Year 2012$","moved from Row 26 for v4 to accommodate Peak1/Peak2 fields above"]
["Sponsor Share of Admin Cost",0,0.3,0.7,0,null,null,null,1.1074047883301905]
["Last Year of Non-Customer O&M & Period Replacement",null,20]
[null,null,null,null,null,null,null,null,"MC_AND_LOADSHAPE.xls worksheet tab names"]
["Agricultural Sector ProCost Assumptions",3.9695317521674212E-2,null,null,null,null,null,null,"2021P Electric Mid"]
["Sponsor Parameters","Customer","Wholesale / Bonneville","Retail Elec","Nat Gas",null,null,null,"GLSShapes"]
["Real After-Tax Cost of Capital",3.0700000000000002E-2,{"$f":"C$4","v":2.23E-2},{"$f":"D$4","v":4.2799999999999998E-2},{"$f":"E$4","v":4.8000000000000001E-2},null,null,null,"2021P Gas"]
["Financial Life (years)",12,1,1,1,null,null,null,"GLSShapes"]
["Sponsor Share of Initial Capital Cost ",0.5,{"$f":"70%*50%","v":0.35},{"$f":"30%*50%","v":0.15},0,null,null,null,"CO2 lbs per kWh"]
["Sponsor Share of Annual O&M",1,0,0,0,null,null,null,"CO2 lbs per therm"]
["Sponsor Share of Periodic Replacement Cost",1,0,0,0,null,null,null,"Dollars per ton CO2"]
["Sponsor Share of Admin Cost",0,0.3,0.7,0,null,null,null,"UtilityPeakHours"]
["Last Year of Non-Customer O&M & Period Replacement",null,20]
[]
["Melded ProCost Assumptions (weighted by savings potential)"]
["Sponsor Parameters","Customer","Wholesale / Bonneville","Retail Elec","Nat Gas"]
["Real After-Tax Cost of Capital",{"$f":"B4*B2+B12*B14+B24*B22+B34*B32","v":4.4089730876029909E-2},{"$f":"C$4","v":2.23E-2},{"$f":"D$4","v":4.2799999999999998E-2},{"$f":"E$4","v":4.8000000000000001E-2}]
["Financial Life (years)",12,1,1,1]
["Sponsor Share of Initial Capital Cost ",0.5,{"$f":"70%*50%","v":0.35},{"$f":"30%*50%","v":0.15},0]
["Sponsor Share of Annual O&M",1,0,0,0]
["Sponsor Share of Periodic Replacement Cost",1,0,0,0]
["Sponsor Share of Admin Cost",0,0.3,0.7,0]
["Last Year of Non-Customer O&M & Period Replacement",null,20]
[]
["Utility System Measures"]
["Sponsor Parameters","Customer","Wholesale / Bonneville","Retail Elec","Nat Gas"]
["Real After-Tax Cost of Capital",{"$f":"B44","v":4.4089730876029909E-2},{"$f":"C$4","v":2.23E-2},{"$f":"D$4","v":4.2799999999999998E-2},{"$f":"E$4","v":4.8000000000000001E-2}]
["Financial Life (years)",12,1,1,1]
["Sponsor Share of Initial Capital Cost ",0,0.3,0.7,0]
["Sponsor Share of Annual O&M",0,0.3,0.7,0]
["Sponsor Share of Periodic Replacement Cost",0,0.3,0.7,0]
["Sponsor Share of Admin Cost",0,0.3,0.7,0]
["Last Year of Non-Customer O&M & Period Replacement",null,20]
[]
["Local Government Sector Measures (Municipal, County, State)"]
["Sponsor Parameters","Customer","Wholesale / Bonneville","Retail Elec","Nat Gas"]
["Real After-Tax Cost of Capital",0.02,{"$f":"C$4","v":2.23E-2},{"$f":"D$4","v":4.2799999999999998E-2},{"$f":"E$4","v":4.8000000000000001E-2}]
["Financial Life (years)",12,1,1,1]
["Sponsor Share of Initial Capital Cost ",0.5,{"$f":"70%*50%","v":0.35},{"$f":"30%*50%","v":0.15},0]
["Sponsor Share of Annual O&M",1,0,0,0]
["Sponsor Share of Periodic Replacement Cost",1,0,0,0]
["Sponsor Share of Admin Cost",0,0.3,0.7,0]
["Last Year of Non-Customer O&M & Period Replacement",null,20]

{"sheet":"Measure_InputOutput","index":8,"n_rows":1595,"n_cols":122,"rows_kept":1125,"cut":true,"hidden":false,"merged":[[5,8,5,13],[5,14,5,15],[5,16,5,18]],"bounds":{"rows_first":500,"rows_last":125,"rows_between":500,"halvings":2}}
["Data Set Name"]
["Measure Index Name"]
["Costs must be denominated in the same year as 'Input Cost Reference Year' =",null,2016]
[]
[1,2,3,4,5,6,7,8,9,10,11,12,13,14,15,16,17,18,19]
["Input Data",null,null,null,null,null,null,null,"Periodic Replacement Costs and Savings and Replacement Period",null,null,null,null,null,"Gas Inputs",null,"Savings Period 2 Parameters (if applicable)"]
["Measure Application","Savings Component","Savings for Period 1 (kwh/yr)","Measure Life (yrs)","Capital Cost","Annual O&M","Shape Pointer","Non-E Val ($/yr)","Cost A ($)","Replacement Period A (yrs)","Cost B ($)","Replacement Period B (yrs)","Cost C ($)","Replacement Period C (yrs)","Savings (therms/yr)","Shape Pointer","Savings for Period 2\n(kWh/yr)","Length of Period 1 (yrs)","Base Case Cost at Start of Period 2 ($)"]
["All Btype_NEW_LINEAR_Fixture_from_LFTube_to_LEDPanel_CONTR","Large Off_NEW_LINEAR_Fixture_from_LFTube_to_LEDPanel_CONTR",102.21658959196333,16.363636363636363,36.062150723526038,null,"C-LOff-Lgt-LPD Int-All-All-C",null,-8.5141326873322853,9.6969696969696972,null,null,null,null,-0.49378341812150589,"C-LOff-HVAC-ER-All-All-C"]
["All Btype_NR_LINEAR_Fixture_from_LFTube_to_LEDPanel","Large Off_NR_LINEAR_Fixture_from_LFTube_to_LEDPanel",18.286023276202179,16.363636363636363,3.5807403065143748,null,"C-LOff-Lgt-LPD Int-All-All-C",null,-2.1354532755803115,9.6969696969696972,null,null,null,null,-8.8335319278568955E-2,"C-LOff-HVAC-ER-All-All-C"]
["All Btype_NR_LINEAR_Fixture_from_LFTube_to_LEDPanel_RDX","Large Off_NR_LINEAR_Fixture_from_LFTube_to_LEDPanel_RDX",5.5028861875422477,16.363636363636363,2.2172178100919768,null,"C-LOff-Lgt-LPD Int-All-All-C",null,-0.53386331889507788,9.6969696969696972,null,null,null,null,-2.6583101256509468E-2,"C-LOff-HVAC-ER-All-All-C"]
["All Btype_NR_LINEAR_Fixture_from_LFTube_to_LEDPanel_CONTR","Large Off_NR_LINEAR_Fixture_from_LFTube_to_LEDPanel_CONTR",68.908861903058948,16.363636363636363,24.754321445870271,null,"C-LOff-Lgt-LPD Int-All-All-C",null,-5.8443984384303276,9.6969696969696972,null,null,null,null,-0.33288190796800493,"C-LOff-HVAC-ER-All-All-C"]
["All Btype_NR_LINEAR_Lamp_from_LFTube_to_LEDTube_RDX","Large Off_NR_LINEAR_Lamp_from_LFTube_to_LEDTube_RDX",1.0226925994161513,15.454545454545455,0.19466892454735821,null,"C-LOff-Lgt-LPD Int-All-All-C",null,-0.11863629308779512,9.6969696969696972,null,null,null,null,-4.9403785573665761E-3,"C-LOff-HVAC-ER-All-All-C"]
["All Btype_NR_LINEAR_Fixture_from_LEDTube_to_LEDPanel_CONTR","Large Off_NR_LINEAR_Fixture_from_LEDTube_to_LEDPanel_CONTR",18.956667943226723,16.363636363636363,7.3133672367226694,null,"C-LOff-Lgt-LPD Int-All-All-C",null,-11.284395715409683,15.454545454545455,null,null,null,null,-9.1575040123788531E-2,"C-LOff-HVAC-ER-All-All-C"]
["All Btype_RETRO_LINEAR_Fixture_from_LFTube_to_LEDPanel","Large Off_RETRO_LINEAR_Fixture_from_LFTube_to_LEDPanel",2.031780364022465,16.363636363636363,2.1409091049896909,null,"C-LOff-Lgt-LPD Int-All-All-C",null,-0.23727258617559024,9.6969696969696972,null,null,null,null,-9.8150354753965535E-3,"C-LOff-HVAC-ER-All-All-C"]
["All Btype_RETRO_LINEAR_Fixture_from_LFTube_to_LEDPanel_RDX","Large Off_RETRO_LINEAR_Fixture_from_LFTube_to_LEDPanel_RDX",0.61143179861580543,16.363636363636363,0.45179047887870283,null,"C-LOff-Lgt-LPD Int-All-All-C",null,-5.9318146543897547E-2,9.6969696969696972,null,null,null,null,-2.9536779173899414E-3,"C-LOff-HVAC-ER-All-All-C"]
["All Btype_RETRO_LINEAR_Fixture_from_LFTube_to_LEDPanel_CONTR","Large Off_RETRO_LINEAR_Fixture_from_LFTube_to_LEDPanel_CONTR",7.6565402114509942,16.363636363636363,7.5209302495202506,null,"C-LOff-Lgt-LPD Int-All-All-C",null,-0.64937760427003632,9.6969696969696972,null,null,null,null,-3.698687866311165E-2,"C-LOff-HVAC-ER-All-All-C"]
["All Btype_RETRO_LINEAR_Lamp_from_LFTube_to_LEDTube_RDX","Large Off_RETRO_LINEAR_Lamp_from_LFTube_to_LEDTube_RDX",9.2042333947453603,15.454545454545455,2.8197469587163786,null,"C-LOff-Lgt-LPD Int-All-All-C",null,-1.0677266377901558,9.6969696969696972,null,null,null,null,-4.4463407016299181E-2,"C-LOff-HVAC-ER-All-All-C"]
["All Btype_RETRO_LINEAR_Fixture_from_LEDTube_to_LEDPanel_CONTR","Large Off_RETRO_LINEAR_Fixture_from_LEDTube_to_LEDPanel_CONTR",0,16.363636363636363,0,null,"C-LOff-Lgt-LPD Int-All-All-C",null,0,15.454545454545455,null,null,null,null,0,"C-LOff-HVAC-ER-All-All-C"]
["All Btype_NEW_HIGHBAY_Fixture_from_LFTube_to_LEDPanel_CONTR","Large Off_NEW_HIGHBAY_Fixture_from_LFTube_to_LEDPanel_CONTR",0,16.666666666666668,0,null,"C-LOff-Lgt-LPD Int-All-All-C",null,0,8.1818181818181817,null,null,null,null,0,"C-LOff-HVAC-ER-All-All-C"]
["All Btype_NR_HIGHBAY_Fixture_from_LFTube_to_LEDPanel","Large Off_NR_HIGHBAY_Fixture_from_LFTube_to_LEDPanel",0,16.666666666666668,0,null,"C-LOff-Lgt-LPD Int-All-All-C",null,0,8.1818181818181817,null,null,null,null,0,"C-LOff-HVAC-ER-All-All-C"]
["All Btype_NR_HIGHBAY_Fixture_from_LFTube_to_LEDPanel_CONTR","Large Off_NR_HIGHBAY_Fixture_from_LFTube_to_LEDPanel_CONTR",0,16.666666666666668,0,null,"C-LOff-Lgt-LPD Int-All-All-C",null,0,8.1818181818181817,null,null,null,null,0,"C-LOff-HVAC-ER-All-All-C"]
["All Btype_NR_HIGHBAY_Fixture_from_HID_to_LEDPanel","Large Off_NR_HIGHBAY_Fixture_from_HID_to_LEDPanel",0,16.666666666666668,0,null,"C-LOff-Lgt-LPD Int-All-All-C",null,0,4.5454545454545459,null,null,null,null,0,"C-LOff-HVAC-ER-All-All-C"]
["All Btype_NR_HIGHBAY_Fixture_from_HID_to_LEDPanel_CONTR","Large Off_NR_HIGHBAY_Fixture_from_HID_to_LEDPanel_CONTR",0,16.666666666666668,0,null,"C-LOff-Lgt-LPD Int-All-All-C",null,0,4.5454545454545459,null,null,null,null,0,"C-LOff-HVAC-ER-All-All-C"]
["All Btype_RETRO_HIGHBAY_Fixture_from_LFTube_to_LEDPanel","Large Off_RETRO_HIGHBAY_Fixture_from_LFTube_to_LEDPanel",0,16.666666666666668,0,null,"C-LOff-Lgt-LPD Int-All-All-C",null,0,8.1818181818181817,null,null,null,null,0,"C-LOff-HVAC-ER-All-All-C"]
["All Btype_RETRO_HIGHBAY_Fixture_from_LFTube_to_LEDPanel_CONTR","Large Off_RETRO_HIGHBAY_Fixture_from_LFTube_to_LEDPanel_CONTR",0,16.666666666666668,0,null,"C-LOff-Lgt-LPD Int-All-All-C",null,0,8.1818181818181817,null,null,null,null,0,"C-LOff-HVAC-ER-All-All-C"]
["All Btype_RETRO_HIGHBAY_Fixture_from_HID_to_LEDPanel","Large Off_RETRO_HIGHBAY_Fixture_from_HID_to_LEDPanel",0,16.666666666666668,0,null,"C-LOff-Lgt-LPD Int-All-All-C",null,0,4.5454545454545459,null,null,null,null,0,"C-LOff-HVAC-ER-All-All-C"]
["All Btype_RETRO_HIGHBAY_Fixture_from_HID_to_LEDPanel_CONTR","Large Off_RETRO_HIGHBAY_Fixture_from_HID_to_LEDPanel_CONTR",0,16.666666666666668,0,null,"C-LOff-Lgt-LPD Int-All-All-C",null,0,4.5454545454545459,null,null,null,null,0,"C-LOff-HVAC-ER-All-All-C"]
["All Btype_NEW_CAN_Fixture_from_CFL_to_LEDPanel","Large Off_NEW_CAN_Fixture_from_CFL_to_LEDPanel",8.5703276474451506,14.242424242424242,0.89506831597090586,null,"C-LOff-Lgt-LPD Int-All-All-C",null,-1.3993358725217313,2.7878787878787881,null,null,null,null,-4.1401162933237194E-2,"C-LOff-HVAC-ER-All-All-C"]
["All Btype_NR_CAN_Lamp_from_CFL_to_LEDScrew","Large Off_NR_CAN_Lamp_from_CFL_to_LEDScrew",2.5680744885588194,14.242424242424242,1.2350801427503704E-2,null,"C-LOff-Lgt-LPD Int-All-All-C",null,-0.40935187481282648,2.7878787878787881,null,null,null,null,-1.2405741612131743E-2,"C-LOff-HVAC-ER-All-All-C"]
["All Btype_NR_CAN_Lamp_from_Inc/Hal_to_LEDScrew","Large Off_NR_CAN_Lamp_from_Inc/Hal_to_LEDScrew",1.4281734651668518,14.242424242424242,2.4479970062090115E-2,null,"C-LOff-Lgt-LPD Int-All-All-C",null,-6.8589358425970776E-2,0.96969696969696972,null,null,null,null,-6.8991577405940942E-3,"C-LOff-HVAC-ER-All-All-C"]
["All Btype_RETRO_CAN_Lamp_from_CFL_to_LEDScrew","Large Off_RETRO_CAN_Lamp_from_CFL_to_LEDScrew",2.5680744885588194,14.242424242424242,0.42170267624033014,null,"C-LOff-Lgt-LPD Int-All-All-C",null,-0.40935187481282648,2.7878787878787881,null,null,null,null,-1.2405741612131743E-2,"C-LOff-HVAC-ER-All-All-C"]
["All Btype_RETRO_CAN_Lamp_from_Inc/Hal_to_LEDScrew","Large Off_RETRO_CAN_Lamp_from_Inc/Hal_to_LEDScrew",1.4281734651668518,14.242424242424242,9.3069328488060904E-2,null,"C-LOff-Lgt-LPD Int-All-All-C",null,-6.8589358425970776E-2,0.96969696969696972,null,null,null,null,-6.8991577405940942E-3,"C-LOff-HVAC-ER-All-All-C"]
["All Btype_NEW_DISP_Fixture_from_CFL_to_LEDPanel","Large Off_NEW_DISP_Fixture_from_CFL_to_LEDPanel",1.1578173581214597,9.6969696969696972,-0.17245501146289818,null,"C-LOff-Lgt-LPD Int-All-All-C",null,-0.92118838612441201,2.7878787878787881,null,null,null,null,-5.5931333155980808E-3,"C-LOff-HVAC-ER-All-All-C"]
["All Btype_NR_DISP_Lamp_from_CFL_to_LEDScrew","Large Off_NR_DISP_Lamp_from_CFL_to_LEDScrew",4.6030814950225506E-2,9.6969696969696972,2.2599539511608045E-4,null,"C-LOff-Lgt-LPD Int-All-All-C",null,-2.3298584358774011E-2,2.7878787878787881,null,null,null,null,-2.2236364210323768E-4,"C-LOff-HVAC-ER-All-All-C"]
["All Btype_NR_DISP_Lamp_from_Inc/Hal_to_LEDScrew","Large Off_NR_DISP_Lamp_from_Inc/Hal_to_LEDScrew",2.0334154618476061,9.6969696969696972,5.1660253064239298E-2,null,"C-LOff-Lgt-LPD Int-All-All-C",null,-0.11941817414576678,0.96969696969696972,null,null,null,null,-9.8229342342602988E-3,"C-LOff-HVAC-ER-All-All-C"]
["All Btype_RETRO_DISP_Lamp_from_CFL_to_LEDScrew","Large Off_RETRO_DISP_Lamp_from_CFL_to_LEDScrew",4.6030814950225506E-2,9.6969696969696972,2.3524579753890086E-2,null,"C-LOff-Lgt-LPD Int-All-All-C",null,-2.3298584358774011E-2,2.7878787878787881,null,null,null,null,-2.2236364210323768E-4,"C-LOff-HVAC-ER-All-All-C"]
["All Btype_RETRO_DISP_Lamp_from_Inc/Hal_to_LEDScrew","Large Off_RETRO_DISP_Lamp_from_Inc/Hal_to_LEDScrew",2.0334154618476061,9.6969696969696972,0.17107842721000605,null,"C-LOff-Lgt-LPD Int-All-All-C",null,-0.11941817414576678,0.96969696969696972,null,null,null,null,-9.8229342342602988E-3,"C-LOff-HVAC-ER-All-All-C"]
["All Btype_NEW_OTHER_Fixture_from_CFL_to_LEDPanel","Large Off_NEW_OTHER_Fixture_from_CFL_to_LEDPanel",0.9226031206987706,15.151515151515152,0.27812451576273639,null,"C-LOff-Lgt-LPD Int-All-All-C",null,-0.67060783421769399,3.3333333333333335,null,null,null,null,-4.4568706931700022E-3,"C-LOff-HVAC-ER-All-All-C"]
["All Btype_NR_OTHER_Lamp_from_CFL_to_LEDScrew","Large Off_NR_OTHER_Lamp_from_CFL_to_LEDScrew",3.3712324433450847,6.0606060606060606,-0.86197451176994788,null,"C-LOff-Lgt-LPD Int-All-All-C",null,-2.4951008993711903,3.3333333333333335,null,null,null,null,-1.6285601836278966E-2,"C-LOff-HVAC-ER-All-All-C"]
["All Btype_NR_OTHER_Lamp_from_Inc/Hal_to_LEDScrew","Large Off_NR_OTHER_Lamp_from_Inc/Hal_to_LEDScrew",4.9429857353631803,6.0606060606060606,-4.1667277177656725E-2,null,"C-LOff-Lgt-LPD Int-All-All-C",null,-0.36550496959428269,0.45454545454545453,null,null,null,null,-2.387835870749281E-2,"C-LOff-HVAC-ER-All-All-C"]
["All Btype_RETRO_OTHER_Lamp_from_CFL_to_LEDScrew","Large Off_RETRO_OTHER_Lamp_from_CFL_to_LEDScrew",3.3712324433450847,6.0606060606060606,1.6331263876012423,null,"C-LOff-Lgt-LPD Int-All-All-C",null,-2.4951008993711903,3.3333333333333335,null,null,null,null,-1.6285601836278966E-2,"C-LOff-HVAC-ER-All-All-C"]
["All Btype_RETRO_OTHER_Lamp_from_Inc/Hal_to_LEDScrew","Large Off_RETRO_OTHER_Lamp_from_Inc/Hal_to_LEDScrew",4.9429857353631803,6.0606060606060606,0.32383769241662597,null,"C-LOff-Lgt-LPD Int-All-All-C",null,-0.36550496959428269,0.45454545454545453,null,null,null,null,-2.387835870749281E-2,"C-LOff-HVAC-ER-All-All-C"]
["All Btype_NEW_LINEAR_Fixture_from_LFTube_to_LEDPanel_CONTR","Medium Off_NEW_LINEAR_Fixture_from_LFTube_to_LEDPanel_CONTR",83.130595191580838,16.363636363636363,28.722915665473817,null,"C-LOff-Lgt-LPD Int-All-All-C",null,-6.781368005967555,9.6969696969696972,null,null,null,null,-0.44666508244427405,"C-LOff-HVAC-ER-All-All-C"]
["All Btype_NR_LINEAR_Fixture_from_LFTube_to_LEDPanel","Medium Off_NR_LINEAR_Fixture_from_LFTube_to_LEDPanel",9.4901746291651854,16.363636363636363,1.7968962229305863,null,"C-LOff-Lgt-LPD Int-All-All-C",null,-1.0716186030453214,9.6969696969696972,null,null,null,null,-5.0991209955584794E-2,"C-LOff-HVAC-ER-All-All-C"]
["All Btype_NR_LINEAR_Fixture_from_LFTube_to_LEDPanel_RDX","Medium Off_NR_LINEAR_Fixture_from_LFTube_to_LEDPanel_RDX",2.8559162424430218,16.363636363636363,1.1126498900577853,null,"C-LOff-Lgt-LPD Int-All-All-C",null,-0.26790465076133035,9.6969696969696972,null,null,null,null,-1.5344988941134704E-2,"C-LOff-HVAC-ER-All-All-C"]
["All Btype_NR_LINEAR_Fixture_from_LFTube_to_LEDPanel_CONTR","Medium Off_NR_LINEAR_Fixture_from_LFTube_to_LEDPanel_CONTR",35.762676393840721,16.363636363636363,12.422276652224831,null,"C-LOff-Lgt-LPD Int-All-All-C",null,-2.9328509135977221,9.6969696969696972,null,null,null,null,-0.19215475076377828,"C-LOff-HVAC-ER-All-All-C"]
["All Btype_NR_LINEAR_Lamp_from_LFTube_to_LEDTube_RDX","Medium Off_NR_LINEAR_Lamp_from_LFTube_to_LEDTube_RDX",0.53076227749557447,15.454545454545455,9.7689255656078403E-2,null,"C-LOff-Lgt-LPD Int-All-All-C",null,-5.9534366835851206E-2,9.6969696969696972,null,null,null,null,-2.8518137743332472E-3,"C-LOff-HVAC-ER-All-All-C"]
["All Btype_NR_LINEAR_Fixture_from_LEDTube_to_LEDPanel_CONTR","Medium Off_NR_LINEAR_Fixture_from_LEDTube_to_LEDPanel_CONTR",9.8382292558080504,16.363636363636363,3.6700125783105313,null,"C-LOff-Lgt-LPD Int-All-All-C",null,-5.6627642061012864,15.454545454545455,null,null,null,null,-5.2861325863527799E-2,"C-LOff-HVAC-ER-All-All-C"]
["All Btype_RETRO_LINEAR_Fixture_from_LFTube_to_LEDPanel","Medium Off_RETRO_LINEAR_Fixture_from_LFTube_to_LEDPanel",1.054463847685021,16.363636363636363,1.0743564612588401,null,"C-LOff-Lgt-LPD Int-All-All-C",null,-0.11906873367170241,9.6969696969696972,null,null,null,null,-5.665689995064979E-3,"C-LOff-HVAC-ER-All-All-C"]
["All Btype_RETRO_LINEAR_Fixture_from_LFTube_to_LEDPanel_RDX","Medium Off_RETRO_LINEAR_Fixture_from_LFTube_to_LEDPanel_RDX",0.31732402693811357,16.363636363636363,0.22671864909505213,null,"C-LOff-Lgt-LPD Int-All-All-C",null,-2.9767183417925596E-2,9.6969696969696972,null,null,null,null,-1.7049987712371899E-3,"C-LOff-HVAC-ER-All-All-C"]
["All Btype_RETRO_LINEAR_Fixture_from_LFTube_to_LEDPanel_CONTR","Medium Off_RETRO_LINEAR_Fixture_from_LFTube_to_LEDPanel_CONTR",3.9736307104267463,16.363636363636363,3.7741723781813934,null,"C-LOff-Lgt-LPD Int-All-All-C",null,-0.32587232373308023,9.6969696969696972,null,null,null,null,-2.1350527862642028E-2,"C-LOff-HVAC-ER-All-All-C"]
["All Btype_RETRO_LINEAR_Lamp_from_LFTube_to_LEDTube_RDX","Medium Off_RETRO_LINEAR_Lamp_from_LFTube_to_LEDTube_RDX",4.7768604974601683,15.454545454545455,1.4150126024273657,null,"C-LOff-Lgt-LPD Int-All-All-C",null,-0.53580930152266071,9.6969696969696972,null,null,null,null,-2.5666323968999219E-2,"C-LOff-HVAC-ER-All-All-C"]
["All Btype_RETRO_LINEAR_Fixture_from_LEDTube_to_LEDPanel_CONTR","Medium Off_RETRO_LINEAR_Fixture_from_LEDTube_to_LEDPanel_CONTR",0,16.363636363636363,0,null,"C-LOff-Lgt-LPD Int-All-All-C",null,0,15.454545454545455,null,null,null,null,0,"C-LOff-HVAC-ER-All-All-C"]
["All Btype_NEW_HIGHBAY_Fixture_from_LFTube_to_LEDPanel_CONTR","Medium Off_NEW_HIGHBAY_Fixture_from_LFTube_to_LEDPanel_CONTR",0,16.666666666666668,0,null,"C-LOff-Lgt-LPD Int-All-All-C",null,0,8.1818181818181817,null,null,null,null,0,"C-LOff-HVAC-ER-All-All-C"]
["All Btype_NR_HIGHBAY_Fixture_from_LFTube_to_LEDPanel","Medium Off_NR_HIGHBAY_Fixture_from_LFTube_to_LEDPanel",0,16.666666666666668,0,null,"C-LOff-Lgt-LPD Int-All-All-C",null,0,8.1818181818181817,null,null,null,null,0,"C-LOff-HVAC-ER-All-All-C"]
["All Btype_NR_HIGHBAY_Fixture_from_LFTube_to_LEDPanel_CONTR","Medium Off_NR_HIGHBAY_Fixture_from_LFTube_to_LEDPanel_CONTR",0,16.666666666666668,0,null,"C-LOff-Lgt-LPD Int-All-All-C",null,0,8.1818181818181817,null,null,null,null,0,"C-LOff-HVAC-ER-All-All-C"]
["All Btype_NR_HIGHBAY_Fixture_from_HID_to_LEDPanel","Medium Off_NR_HIGHBAY_Fixture_from_HID_to_LEDPanel",0,16.666666666666668,0,null,"C-LOff-Lgt-LPD Int-All-All-C",null,0,4.5454545454545459,null,null,null,null,0,"C-LOff-HVAC-ER-All-All-C"]
["All Btype_NR_HIGHBAY_Fixture_from_HID_to_LEDPanel_CONTR","Medium Off_NR_HIGHBAY_Fixture_from_HID_to_LEDPanel_CONTR",0,16.666666666666668,0,null,"C-LOff-Lgt-LPD Int-All-All-C",null,0,4.5454545454545459,null,null,null,null,0,"C-LOff-HVAC-ER-All-All-C"]
["All Btype_RETRO_HIGHBAY_Fixture_from_LFTube_to_LEDPanel","Medium Off_RETRO_HIGHBAY_Fixture_from_LFTube_to_LEDPanel",0,16.666666666666668,0,null,"C-LOff-Lgt-LPD Int-All-All-C",null,0,8.1818181818181817,null,null,null,null,0,"C-LOff-HVAC-ER-All-All-C"]
["All Btype_RETRO_HIGHBAY_Fixture_from_LFTube_to_LEDPanel_CONTR","Medium Off_RETRO_HIGHBAY_Fixture_from_LFTube_to_LEDPanel_CONTR",0,16.666666666666668,0,null,"C-LOff-Lgt-LPD Int-All-All-C",null,0,8.1818181818181817,null,null,null,null,0,"C-LOff-HVAC-ER-All-All-C"]
["All Btype_RETRO_HIGHBAY_Fixture_from_HID_to_LEDPanel","Medium Off_RETRO_HIGHBAY_Fixture_from_HID_to_LEDPanel",0,16.666666666666668,0,null,"C-LOff-Lgt-LPD Int-All-All-C",null,0,4.5454545454545459,null,null,null,null,0,"C-LOff-HVAC-ER-All-All-C"]
["All Btype_RETRO_HIGHBAY_Fixture_from_HID_to_LEDPanel_CONTR","Medium Off_RETRO_HIGHBAY_Fixture_from_HID_to_LEDPanel_CONTR",0,16.666666666666668,0,null,"C-LOff-Lgt-LPD Int-All-All-C",null,0,4.5454545454545459,null,null,null,null,0,"C-LOff-HVAC-ER-All-All-C"]
["All Btype_NEW_CAN_Fixture_from_CFL_to_LEDPanel","Medium Off_NEW_CAN_Fixture_from_CFL_to_LEDPanel",6.9700666121127597,14.242424242424242,0.71290733466149359,null,"C-LOff-Lgt-LPD Int-All-All-C",null,-1.1145482298673053,2.7878787878787881,null,null,null,null,-3.7450536361090921E-2,"C-LOff-HVAC-ER-All-All-C"]
["All Btype_NR_CAN_Lamp_from_CFL_to_LEDScrew","Medium Off_NR_CAN_Lamp_from_CFL_to_LEDScrew",1.3327925371748175,14.242424242424242,6.1979106373259143E-3,null,"C-LOff-Lgt-LPD Int-All-All-C",null,-0.20542200068587108,2.7878787878787881,null,null,null,null,-7.1611647568065795E-3,"C-LOff-HVAC-ER-All-All-C"]
["All Btype_NR_CAN_Lamp_from_Inc/Hal_to_LEDScrew","Medium Off_NR_CAN_Lamp_from_Inc/Hal_to_LEDScrew",0.74120082756387773,14.242424242424242,1.2284600941877036E-2,null,"C-LOff-Lgt-LPD Int-All-All-C",null,-3.4419686583982742E-2,0.96969696969696972,null,null,null,null,-3.9825112281297974E-3,"C-LOff-HVAC-ER-All-All-C"]
["All Btype_RETRO_CAN_Lamp_from_CFL_to_LEDScrew","Medium Off_RETRO_CAN_Lamp_from_CFL_to_LEDScrew",1.3327925371748175,14.242424242424242,0.21161991132319696,null,"C-LOff-Lgt-LPD Int-All-All-C",null,-0.20542200068587108,2.7878787878787881,null,null,null,null,-7.1611647568065795E-3,"C-LOff-HVAC-ER-All-All-C"]
["All Btype_RETRO_CAN_Lamp_from_Inc/Hal_to_LEDScrew","Medium Off_RETRO_CAN_Lamp_from_Inc/Hal_to_LEDScrew",0.74120082756387773,14.242424242424242,4.6704287525859783E-2,null,"C-LOff-Lgt-LPD Int-All-All-C",null,-3.4419686583982742E-2,0.96969696969696972,null,null,null,null,-3.9825112281297974E-3,"C-LOff-HVAC-ER-All-All-C"]
["All Btype_NEW_DISP_Fixture_from_CFL_to_LEDPanel","Medium Off_NEW_DISP_Fixture_from_CFL_to_LEDPanel",0.941628423409542,9.6969696969696972,-0.13735760765665217,null,"C-LOff-Lgt-LPD Int-All-All-C",null,-0.73371154509107217,2.7878787878787881,null,null,null,null,-5.0594192956853867E-3,"C-LOff-HVAC-ER-All-All-C"]
["All Btype_NR_DISP_Lamp_from_CFL_to_LEDScrew","Medium Off_NR_DISP_Lamp_from_CFL_to_LEDScrew",2.3889309643882011E-2,9.6969696969696972,1.1340958492437944E-4,null,"C-LOff-Lgt-LPD Int-All-All-C",null,-1.1691754958533626E-2,2.7878787878787881,null,null,null,null,-1.2835852356199686E-4,"C-LOff-HVAC-ER-All-All-C"]
["All Btype_NR_DISP_Lamp_from_Inc/Hal_to_LEDScrew","Medium Off_NR_DISP_Lamp_from_Inc/Hal_to_LEDScrew",1.0553124391836739,9.6969696969696972,2.5924279802668003E-2,null,"C-LOff-Lgt-LPD Int-All-All-C",null,-5.992673238028743E-2,0.96969696969696972,null,null,null,null,-5.6702495220457951E-3,"C-LOff-HVAC-ER-All-All-C"]
["All Btype_RETRO_DISP_Lamp_from_CFL_to_LEDScrew","Medium Off_RETRO_DISP_Lamp_from_CFL_to_LEDScrew",2.3889309643882011E-2,9.6969696969696972,1.1805164543458002E-2,null,"C-LOff-Lgt-LPD Int-All-All-C",null,-1.1691754958533626E-2,2.7878787878787881,null,null,null,null,-1.2835852356199686E-4,"C-LOff-HVAC-ER-All-All-C"]
["All Btype_RETRO_DISP_Lamp_from_Inc/Hal_to_LEDScrew","Medium Off_RETRO_DISP_Lamp_from_Inc/Hal_to_LEDScrew",1.0553124391836739,9.6969696969696972,8.5851012182955419E-2,null,"C-LOff-Lgt-LPD Int-All-All-C",null,-5.992673238028743E-2,0.96969696969696972,null,null,null,null,-5.6702495220457951E-3,"C-LOff-HVAC-ER-All-All-C"]
["All Btype_NEW_OTHER_Fixture_from_CFL_to_LEDPanel","Medium Off_NEW_OTHER_Fixture_from_CFL_to_LEDPanel",0.75033364794758217,15.151515151515152,0.22152164667046034,null,"C-LOff-Lgt-LPD Int-All-All-C",null,-0.53412821699164359,3.3333333333333335,null,null,null,null,-4.031582354833931E-3,"C-LOff-HVAC-ER-All-All-C"]
["All Btype_NR_OTHER_Lamp_from_CFL_to_LEDScrew","Medium Off_NR_OTHER_Lamp_from_CFL_to_LEDScrew",1.7496195930412717,6.0606060606060606,-0.4325582454678461,null,"C-LOff-Lgt-LPD Int-All-All-C",null,-1.2520978898565098,3.3333333333333335,null,null,null,null,-9.4007985624412309E-3,"C-LOff-HVAC-ER-All-All-C"]
["All Btype_NR_OTHER_Lamp_from_Inc/Hal_to_LEDScrew","Medium Off_NR_OTHER_Lamp_from_Inc/Hal_to_LEDScrew",2.5653362193363543,6.0606060606060606,-2.090957918509766E-2,null,"C-LOff-Lgt-LPD Int-All-All-C",null,-0.18341863500446196,0.45454545454545453,null,null,null,null,-1.3783687116235182E-2,"C-LOff-HVAC-ER-All-All-C"]
["All Btype_RETRO_OTHER_Lamp_from_CFL_to_LEDScrew","Medium Off_RETRO_OTHER_Lamp_from_CFL_to_LEDScrew",1.7496195930412717,6.0606060606060606,0.81953964438866367,null,"C-LOff-Lgt-LPD Int-All-All-C",null,-1.2520978898565098,3.3333333333333335,null,null,null,null,-9.4007985624412309E-3,"C-LOff-HVAC-ER-All-All-C"]
["All Btype_RETRO_OTHER_Lamp_from_Inc/Hal_to_LEDScrew","Medium Off_RETRO_OTHER_Lamp_from_Inc/Hal_to_LEDScrew",2.5653362193363543,6.0606060606060606,0.16250905581936431,null,"C-LOff-Lgt-LPD Int-All-All-C",null,-0.18341863500446196,0.45454545454545453,null,null,null,null,-1.3783687116235182E-2,"C-LOff-HVAC-ER-All-All-C"]
["All Btype_NEW_LINEAR_Fixture_from_LFTube_to_LEDPanel_CONTR","Small Off_NEW_LINEAR_Fixture_from_LFTube_to_LEDPanel_CONTR",16.073265382186346,20.76923076923077,7.531655993302091,null,"C-SOff-Lgt-LPD Int-All-All-C",null,-1.7781945113018891,12.307692307692308,null,null,null,null,-0.20036668570311653,"C-SOff-HVAC-ER-All-All-C"]
["All Btype_NR_LINEAR_Fixture_from_LFTube_to_LEDPanel","Small Off_NR_LINEAR_Fixture_from_LFTube_to_LEDPanel",6.7261658577480574,20.76923076923077,1.7342900675762809,null,"C-SOff-Lgt-LPD Int-All-All-C",null,-1.0342820446583261,12.307692307692308,null,null,null,null,-8.3847278593437796E-2,"C-SOff-HVAC-ER-All-All-C"]
["All Btype_NR_LINEAR_Fixture_from_LFTube_to_LEDPanel_RDX","Small Off_NR_LINEAR_Fixture_from_LFTube_to_LEDPanel_RDX",2.024132017916108,20.76923076923077,1.0738837493185605,null,"C-SOff-Lgt-LPD Int-All-All-C",null,-0.25857051116458152,12.307692307692308,null,null,null,null,-2.5232497206503834E-2,"C-SOff-HVAC-ER-All-All-C"]
["All Btype_NR_LINEAR_Fixture_from_LFTube_to_LEDPanel_CONTR","Small Off_NR_LINEAR_Fixture_from_LFTube_to_LEDPanel_CONTR",25.346814188508112,20.76923076923077,11.989468695917278,null,"C-SOff-Lgt-LPD Int-All-All-C",null,-2.8306666485385774,12.307692307692308,null,null,null,null,-0.31596922164382757,"C-SOff-HVAC-ER-All-All-C"]
["All Btype_NR_LINEAR_Lamp_from_LFTube_to_LEDTube_RDX","Small Off_NR_LINEAR_Lamp_from_LFTube_to_LEDTube_RDX",0.37617802084484642,19.615384615384617,9.4285637440399639E-2,null,"C-SOff-Lgt-LPD Int-All-All-C",null,-5.7460113592129249E-2,12.307692307692308,null,null,null,null,-4.6893734085032045E-3,"C-SOff-HVAC-ER-All-All-C"]
["All Btype_NR_LINEAR_Fixture_from_LEDTube_to_LEDPanel_CONTR","Small Off_NR_LINEAR_Fixture_from_LEDTube_to_LEDPanel_CONTR",6.9728497426959573,20.76923076923077,3.5421446610107576,null,"C-SOff-Lgt-LPD Int-All-All-C",null,-5.4654662814366235,19.615384615384617,null,null,null,null,-8.6922399377429752E-2,"C-SOff-HVAC-ER-All-All-C"]
["All Btype_RETRO_LINEAR_Fixture_from_LFTube_to_LEDPanel","Small Off_RETRO_LINEAR_Fixture_from_LFTube_to_LEDPanel",0.74735176197200659,20.76923076923077,1.0369245124010618,null,"C-SOff-Lgt-LPD Int-All-All-C",null,-0.1149202271842585,12.307692307692308,null,null,null,null,-9.3163642881597588E-3,"C-SOff-HVAC-ER-All-All-C"]
["All Btype_RETRO_LINEAR_Fixture_from_LFTube_to_LEDPanel_RDX","Small Off_RETRO_LINEAR_Fixture_from_LFTube_to_LEDPanel_RDX",0.22490355754623428,20.76923076923077,0.2188194823063247,null,"C-SOff-Lgt-LPD Int-All-All-C",null,-2.8730056796064617E-2,12.307692307692308,null,null,null,null,-2.803610800722649E-3,"C-SOff-HVAC-ER-All-All-C"]
["All Btype_RETRO_LINEAR_Fixture_from_LFTube_to_LEDPanel_CONTR","Small Off_RETRO_LINEAR_Fixture_from_LFTube_to_LEDPanel_CONTR",2.8163126876120121,20.76923076923077,3.6426754006558975,null,"C-SOff-Lgt-LPD Int-All-All-C",null,-0.31451851650428636,12.307692307692308,null,null,null,null,-3.5107691293758611E-2,"C-SOff-HVAC-ER-All-All-C"]
["All Btype_RETRO_LINEAR_Lamp_from_LFTube_to_LEDTube_RDX","Small Off_RETRO_LINEAR_Lamp_from_LFTube_to_LEDTube_RDX",3.3856021876036171,19.615384615384617,1.3657117592927595,null,"C-SOff-Lgt-LPD Int-All-All-C",null,-0.51714102232916304,12.307692307692308,null,null,null,null,-4.2204360676528836E-2,"C-SOff-HVAC-ER-All-All-C"]
["All Btype_RETRO_LINEAR_Fixture_from_LEDTube_to_LEDPanel_CONTR","Small Off_RETRO_LINEAR_Fixture_from_LEDTube_to_LEDPanel_CONTR",0,20.76923076923077,0,null,"C-SOff-Lgt-LPD Int-All-All-C",null,0,19.615384615384617,null,null,null,null,0,"C-SOff-HVAC-ER-All-All-C"]
["All Btype_NEW_HIGHBAY_Fixture_from_LFTube_to_LEDPanel_CONTR","Small Off_NEW_HIGHBAY_Fixture_from_LFTube_to_LEDPanel_CONTR",0,21.153846153846153,0,null,"C-SOff-Lgt-LPD Int-All-All-C",null,0,10.384615384615385,null,null,null,null,0,"C-SOff-HVAC-ER-All-All-C"]
["All Btype_NR_HIGHBAY_Fixture_from_LFTube_to_LEDPanel","Small Off_NR_HIGHBAY_Fixture_from_LFTube_to_LEDPanel",0,21.153846153846153,0,null,"C-SOff-Lgt-LPD Int-All-All-C",null,0,10.384615384615385,null,null,null,null,0,"C-SOff-HVAC-ER-All-All-C"]
["All Btype_NR_HIGHBAY_Fixture_from_LFTube_to_LEDPanel_CONTR","Small Off_NR_HIGHBAY_Fixture_from_LFTube_to_LEDPanel_CONTR",0,21.153846153846153,0,null,"C-SOff-Lgt-LPD Int-All-All-C",null,0,10.384615384615385,null,null,null,null,0,"C-SOff-HVAC-ER-All-All-C"]
["All Btype_NR_HIGHBAY_Fixture_from_HID_to_LEDPanel","Small Off_NR_HIGHBAY_Fixture_from_HID_to_LEDPanel",0,21.153846153846153,0,null,"C-SOff-Lgt-LPD Int-All-All-C",null,0,5.7692307692307692,null,null,null,null,0,"C-SOff-HVAC-ER-All-All-C"]
["All Btype_NR_HIGHBAY_Fixture_from_HID_to_LEDPanel_CONTR","Small Off_NR_HIGHBAY_Fixture_from_HID_to_LEDPanel_CONTR",0,21.153846153846153,0,null,"C-SOff-Lgt-LPD Int-All-All-C",null,0,5.7692307692307692,null,null,null,null,0,"C-SOff-HVAC-ER-All-All-C"]
["All Btype_RETRO_HIGHBAY_Fixture_from_LFTube_to_LEDPanel","Small Off_RETRO_HIGHBAY_Fixture_from_LFTube_to_LEDPanel",0,21.153846153846153,0,null,"C-SOff-Lgt-LPD Int-All-All-C",null,0,10.384615384615385,null,null,null,null,0,"C-SOff-HVAC-ER-All-All-C"]
["All Btype_RETRO_HIGHBAY_Fixture_from_LFTube_to_LEDPanel_CONTR","Small Off_RETRO_HIGHBAY_Fixture_from_LFTube_to_LEDPanel_CONTR",0,21.153846153846153,0,null,"C-SOff-Lgt-LPD Int-All-All-C",null,0,10.384615384615385,null,null,null,null,0,"C-SOff-HVAC-ER-All-All-C"]
["All Btype_RETRO_HIGHBAY_Fixture_from_HID_to_LEDPanel","Small Off_RETRO_HIGHBAY_Fixture_from_HID_to_LEDPanel",0,21.153846153846153,0,null,"C-SOff-Lgt-LPD Int-All-All-C",null,0,5.7692307692307692,null,null,null,null,0,"C-SOff-HVAC-ER-All-All-C"]
["All Btype_RETRO_HIGHBAY_Fixture_from_HID_to_LEDPanel_CONTR","Small Off_RETRO_HIGHBAY_Fixture_from_HID_to_LEDPanel_CONTR",0,21.153846153846153,0,null,"C-SOff-Lgt-LPD Int-All-All-C",null,0,5.7692307692307692,null,null,null,null,0,"C-SOff-HVAC-ER-All-All-C"]
["All Btype_NEW_CAN_Fixture_from_CFL_to_LEDPanel","Small Off_NEW_CAN_Fixture_from_CFL_to_LEDPanel",1.347659428274502,18.076923076923077,0.18693689952327769,null,"C-SOff-Lgt-LPD Int-All-All-C",null,-0.29225423884786006,3.5384615384615383,null,null,null,null,-1.6799701036429276E-2,"C-SOff-HVAC-ER-All-All-C"]
["All Btype_NR_CAN_Lamp_from_CFL_to_LEDScrew","Small Off_NR_CAN_Lamp_from_CFL_to_LEDScrew",0.94461735524409907,18.076923076923077,5.9819675287140616E-3,null,"C-SOff-Lgt-LPD Int-All-All-C",null,-0.19826483627981695,3.5384615384615383,null,null,null,null,-1.177544476666622E-2,"C-SOff-HVAC-ER-All-All-C"]
["All Btype_NR_CAN_Lamp_from_Inc/Hal_to_LEDScrew","Small Off_NR_CAN_Lamp_from_Inc/Hal_to_LEDScrew",0.52532644497115111,18.076923076923077,1.1856589782847232E-2,null,"C-SOff-Lgt-LPD Int-All-All-C",null,-3.3220460820121492E-2,1.2307692307692308,null,null,null,null,-6.5486331612321447E-3,"C-SOff-HVAC-ER-All-All-C"]
["All Btype_RETRO_CAN_Lamp_from_CFL_to_LEDScrew","Small Off_RETRO_CAN_Lamp_from_CFL_to_LEDScrew",0.94461735524409907,18.076923076923077,0.20424680380853102,null,"C-SOff-Lgt-LPD Int-All-All-C",null,-0.19826483627981695,3.5384615384615383,null,null,null,null,-1.177544476666622E-2,"C-SOff-HVAC-ER-All-All-C"]
["All Btype_RETRO_CAN_Lamp_from_Inc/Hal_to_LEDScrew","Small Off_RETRO_CAN_Lamp_from_Inc/Hal_to_LEDScrew",0.52532644497115111,18.076923076923077,4.5077050602968731E-2,null,"C-SOff-Lgt-LPD Int-All-All-C",null,-3.3220460820121492E-2,1.2307692307692308,null,null,null,null,-6.5486331612321447E-3,"C-SOff-HVAC-ER-All-All-C"]
["All Btype_NEW_DISP_Fixture_from_CFL_to_LEDPanel","Small Off_NEW_DISP_Fixture_from_CFL_to_LEDPanel",0.18206345697383058,12.307692307692308,-3.6017591702099082E-2,null,"C-SOff-Lgt-LPD Int-All-All-C",null,-0.19239213108795489,3.5384615384615383,null,null,null,null,-2.2695731448525562E-3,"C-SOff-HVAC-ER-All-All-C"]
["All Btype_NR_DISP_Lamp_from_CFL_to_LEDScrew","Small Off_NR_DISP_Lamp_from_CFL_to_LEDScrew",1.6931559762666377E-2,12.307692307692308,1.0945825039440684E-4,null,"C-SOff-Lgt-LPD Int-All-All-C",null,-1.1284399309410697E-2,3.5384615384615383,null,null,null,null,-2.1106604244770108E-4,"C-SOff-HVAC-ER-All-All-C"]
["All Btype_NR_DISP_Lamp_from_Inc/Hal_to_LEDScrew","Small Off_NR_DISP_Lamp_from_Inc/Hal_to_LEDScrew",0.74795320160704482,12.307692307692308,2.5021044842260937E-2,null,"C-SOff-Lgt-LPD Int-All-All-C",null,-5.7838808620752045E-2,1.2307692307692308,null,null,null,null,-9.3238617358443257E-3,"C-SOff-HVAC-ER-All-All-C"]
["All Btype_RETRO_DISP_Lamp_from_CFL_to_LEDScrew","Small Off_RETRO_DISP_Lamp_from_CFL_to_LEDScrew",1.6931559762666377E-2,12.307692307692308,1.1393857559805102E-2,null,"C-SOff-Lgt-LPD Int-All-All-C",null,-1.1284399309410697E-2,3.5384615384615383,null,null,null,null,-2.1106604244770108E-4,"C-SOff-HVAC-ER-All-All-C"]
["All Btype_RETRO_DISP_Lamp_from_Inc/Hal_to_LEDScrew","Small Off_RETRO_DISP_Lamp_from_Inc/Hal_to_LEDScrew",0.74795320160704482,12.307692307692308,8.2859853463012972E-2,null,"C-SOff-Lgt-LPD Int-All-All-C",null,-5.7838808620752045E-2,1.2307692307692308,null,null,null,null,-9.3238617358443257E-3,"C-SOff-HVAC-ER-All-All-C"]
["All Btype_NEW_OTHER_Fixture_from_CFL_to_LEDPanel","Small Off_NEW_OTHER_Fixture_from_CFL_to_LEDPanel",0.14507669313387633,19.23076923076923,5.8086889827735674E-2,null,"C-SOff-Lgt-LPD Int-All-All-C",null,-0.14005785601816656,4.2307692307692308,null,null,null,null,-1.8085022230902074E-3,"C-SOff-HVAC-ER-All-All-C"]
["All Btype_NR_OTHER_Lamp_from_CFL_to_LEDScrew","Small Off_NR_OTHER_Lamp_from_CFL_to_LEDScrew",1.2400437326616887,7.6923076923076925,-0.41748736470691983,null,"C-SOff-Lgt-LPD Int-All-All-C",null,-1.2084732030154921,4.2307692307692308,null,null,null,null,-1.5458181454261975E-2,"C-SOff-HVAC-ER-All-All-C"]
["All Btype_NR_OTHER_Lamp_from_Inc/Hal_to_LEDScrew","Small Off_NR_OTHER_Lamp_from_Inc/Hal_to_LEDScrew",1.8181832860184692,7.6923076923076925,-2.0181062787684129E-2,null,"C-SOff-Lgt-LPD Int-All-All-C",null,-0.17702809591187266,0.57692307692307687,null,null,null,null,-2.2665174148376332E-2,"C-SOff-HVAC-ER-All-All-C"]
["All Btype_RETRO_OTHER_Lamp_from_CFL_to_LEDScrew","Small Off_RETRO_OTHER_Lamp_from_CFL_to_LEDScrew",1.2400437326616887,7.6923076923076925,0.79098583830857216,null,"C-SOff-Lgt-LPD Int-All-All-C",null,-1.2084732030154921,4.2307692307692308,null,null,null,null,-1.5458181454261975E-2,"C-SOff-HVAC-ER-All-All-C"]
["All Btype_RETRO_OTHER_Lamp_from_Inc/Hal_to_LEDScrew","Small Off_RETRO_OTHER_Lamp_from_Inc/Hal_to_LEDScrew",1.8181832860184692,7.6923076923076925,0.15684703312418855,null,"C-SOff-Lgt-LPD Int-All-All-C",null,-0.17702809591187266,0.57692307692307687,null,null,null,null,-2.2665174148376332E-2,"C-SOff-HVAC-ER-All-All-C"]
["All Btype_NEW_LINEAR_Fixture_from_LFTube_to_LEDPanel_CONTR","Xlarge Ret_NEW_LINEAR_Fixture_from_LFTube_to_LEDPanel_CONTR",46.410005828358379,9,7.510360783266365,null,"C-Ret-Lgt-LPD Int-All-All-C",null,-1.7731667955331094,5.333333333333333,null,null,null,null,-0.63064881407162476,"C-Ret-HVAC-ER-All-All-C"]
["All Btype_NR_LINEAR_Fixture_from_LFTube_to_LEDPanel","Xlarge Ret_NR_LINEAR_Fixture_from_LFTube_to_LEDPanel",11.858784661917577,9,1.1453915648517508,null,"C-Ret-Lgt-LPD Int-All-All-C",null,-0.68307946391278218,5.333333333333333,null,null,null,null,-0.16114474346390384,"C-Ret-HVAC-ER-All-All-C"]
["All Btype_NR_LINEAR_Fixture_from_LFTube_to_LEDPanel_RDX","Xlarge Ret_NR_LINEAR_Fixture_from_LFTube_to_LEDPanel_RDX",3.5687115416741073,9,0.70923394597988731,null,"C-Ret-Lgt-LPD Int-All-All-C",null,-0.17076986597819552,5.333333333333333,null,null,null,null,-4.8493932748986772E-2,"C-Ret-HVAC-ER-All-All-C"]
["All Btype_NR_LINEAR_Fixture_from_LFTube_to_LEDPanel_CONTR","Xlarge Ret_NR_LINEAR_Fixture_from_LFTube_to_LEDPanel_CONTR",48.655949375186296,9,7.9183041914952081,null,"C-Ret-Lgt-LPD Int-All-All-C",null,-1.8694806380770885,5.333333333333333,null,null,null,null,-0.66116813008975295,"C-Ret-HVAC-ER-All-All-C"]
["All Btype_NR_LINEAR_Lamp_from_LFTube_to_LEDTube_RDX","Xlarge Ret_NR_LINEAR_Lamp_from_LFTube_to_LEDTube_RDX",0.66323284886093126,8.5,6.2269845067975706E-2,null,"C-Ret-Lgt-LPD Int-All-All-C",null,-3.7948859106265671E-2,5.333333333333333,null,null,null,null,-9.0124317401381032E-3,"C-Ret-HVAC-ER-All-All-C"]
["All Btype_NR_LINEAR_Fixture_from_LEDTube_to_LEDPanel_CONTR","Xlarge Ret_NR_LINEAR_Fixture_from_LEDTube_to_LEDPanel_CONTR",9.9258021830383818,9,1.5790518042113419,null,"C-Ret-Lgt-LPD Int-All-All-C",null,-2.4364488801245323,8.5,null,null,null,null,-0.13487814241164722,"C-Ret-HVAC-ER-All-All-C"]
["All Btype_RETRO_LINEAR_Fixture_from_LFTube_to_LEDPanel","Xlarge Ret_RETRO_LINEAR_Fixture_from_LFTube_to_LEDPanel",1.3176427402130642,9,0.68482465078751986,null,"C-Ret-Lgt-LPD Int-All-All-C",null,-7.5897718212531357E-2,5.333333333333333,null,null,null,null,-1.7904971495989318E-2,"C-Ret-HVAC-ER-All-All-C"]
["All Btype_RETRO_LINEAR_Fixture_from_LFTube_to_LEDPanel_RDX","Xlarge Ret_RETRO_LINEAR_Fixture_from_LFTube_to_LEDPanel_RDX",0.39652350463045644,9,0.14451676449324263,null,"C-Ret-Lgt-LPD Int-All-All-C",null,-1.8974429553132839E-2,5.333333333333333,null,null,null,null,-5.3882147498874201E-3,"C-Ret-HVAC-ER-All-All-C"]
["All Btype_RETRO_LINEAR_Fixture_from_LFTube_to_LEDPanel_CONTR","Xlarge Ret_RETRO_LINEAR_Fixture_from_LFTube_to_LEDPanel_CONTR",5.4062165972429206,9,2.4057623089747198,null,"C-Ret-Lgt-LPD Int-All-All-C",null,-0.2077200708974542,5.333333333333333,null,null,null,null,-7.3463125565528101E-2,"C-Ret-HVAC-ER-All-All-C"]
["All Btype_RETRO_LINEAR_Lamp_from_LFTube_to_LEDTube_RDX","Xlarge Ret_RETRO_LINEAR_Lamp_from_LFTube_to_LEDTube_RDX",5.9690956397483808,8.5,0.9019683375681723,null,"C-Ret-Lgt-LPD Int-All-All-C",null,-0.34153973195639103,5.333333333333333,null,null,null,null,-8.1111885661242916E-2,"C-Ret-HVAC-ER-All-All-C"]
["All Btype_RETRO_LINEAR_Fixture_from_LEDTube_to_LEDPanel_CONTR","Xlarge Ret_RETRO_LINEAR_Fixture_from_LEDTube_to_LEDPanel_CONTR",0,9,0,null,"C-Ret-Lgt-LPD Int-All-All-C",null,0,8.5,null,null,null,null,0,"C-Ret-HVAC-ER-All-All-C"]
["All Btype_NEW_HIGHBAY_Fixture_from_LFTube_to_LEDPanel_CONTR","Xlarge Ret_NEW_HIGHBAY_Fixture_from_LFTube_to_LEDPanel_CONTR",13.560764783456076,9.1666666666666661,2.9925573602384143,null,"C-Ret-Lgt-LPD Int-All-All-C",null,-0.82114783807222591,4.5,null,null,null,null,-0.18427233687967268,"C-Ret-HVAC-ER-All-All-C"]
["All Btype_NR_HIGHBAY_Fixture_from_LFTube_to_LEDPanel","Xlarge Ret_NR_HIGHBAY_Fixture_from_LFTube_to_LEDPanel",1.9225088439178217,9.1666666666666661,0.66150677565928251,null,"C-Ret-Lgt-LPD Int-All-All-C",null,-0.2080237235916762,4.5,null,null,null,null,-2.6124278608000998E-2,"C-Ret-HVAC-ER-All-All-C"]
["All Btype_NR_HIGHBAY_Fixture_from_LFTube_to_LEDPanel_CONTR","Xlarge Ret_NR_HIGHBAY_Fixture_from_LFTube_to_LEDPanel_CONTR",10.787636176347712,9.1666666666666661,2.3940413378832046,null,"C-Ret-Lgt-LPD Int-All-All-C",null,-0.65691702186845113,4.5,null,null,null,null,-0.14658929340389798,"C-Ret-HVAC-ER-All-All-C"]
["All Btype_NR_HIGHBAY_Fixture_from_HID_to_LEDPanel","Xlarge Ret_NR_HIGHBAY_Fixture_from_HID_to_LEDPanel",0,9.1666666666666661,0,null,"C-Ret-Lgt-LPD Int-All-All-C",null,0,2.5,null,null,null,null,0,"C-Ret-HVAC-ER-All-All-C"]
["All Btype_NR_HIGHBAY_Fixture_from_HID_to_LEDPanel_CONTR","Xlarge Ret_NR_HIGHBAY_Fixture_from_HID_to_LEDPanel_CONTR",0,9.1666666666666661,0,null,"C-Ret-Lgt-LPD Int-All-All-C",null,0,2.5,null,null,null,null,0,"C-Ret-HVAC-ER-All-All-C"]
["All Btype_RETRO_HIGHBAY_Fixture_from_LFTube_to_LEDPanel","Xlarge Ret_RETRO_HIGHBAY_Fixture_from_LFTube_to_LEDPanel",0.21361209376864687,9.1666666666666661,0.136143808156475,null,"C-Ret-Lgt-LPD Int-All-All-C",null,-2.3113747065741801E-2,4.5,null,null,null,null,-2.9026976231112224E-3,"C-Ret-HVAC-ER-All-All-C"]
["All Btype_RETRO_HIGHBAY_Fixture_from_LFTube_to_LEDPanel_CONTR","Xlarge Ret_RETRO_HIGHBAY_Fixture_from_LFTube_to_LEDPanel_CONTR",1.1986262418164126,9.1666666666666661,0.46382476774690312,null,"C-Ret-Lgt-LPD Int-All-All-C",null,-7.2990780207605702E-2,4.5,null,null,null,null,-1.6287699267099776E-2,"C-Ret-HVAC-ER-All-All-C"]
["All Btype_RETRO_HIGHBAY_Fixture_from_HID_to_LEDPanel","Xlarge Ret_RETRO_HIGHBAY_Fixture_from_HID_to_LEDPanel",0,9.1666666666666661,0,null,"C-Ret-Lgt-LPD Int-All-All-C",null,0,2.5,null,null,null,null,0,"C-Ret-HVAC-ER-All-All-C"]
["All Btype_RETRO_HIGHBAY_Fixture_from_HID_to_LEDPanel_CONTR","Xlarge Ret_RETRO_HIGHBAY_Fixture_from_HID_to_LEDPanel_CONTR",0,9.1666666666666661,0,null,"C-Ret-Lgt-LPD Int-All-All-C",null,0,2.5,null,null,null,null,0,"C-Ret-HVAC-ER-All-All-C"]
["All Btype_NEW_CAN_Fixture_from_CFL_to_LEDPanel","Xlarge Ret_NEW_CAN_Fixture_from_CFL_to_LEDPanel",1.4481497494315847,7.833333333333333,7.5532025459305679E-2,null,"C-Ret-Lgt-LPD Int-All-All-C",null,-0.11808559286871989,1.5333333333333334,null,null,null,null,-1.967838412808607E-2,"C-Ret-HVAC-ER-All-All-C"]
["All Btype_NR_CAN_Lamp_from_CFL_to_LEDScrew","Xlarge Ret_NR_CAN_Lamp_from_CFL_to_LEDScrew",0.71789756685174377,7.833333333333333,1.7029827346010506E-3,null,"C-Ret-Lgt-LPD Int-All-All-C",null,-5.6443234009933646E-2,1.5333333333333334,null,null,null,null,-9.7552508576354037E-3,"C-Ret-HVAC-ER-All-All-C"]
["All Btype_NR_CAN_Lamp_from_Inc/Hal_to_LEDScrew","Xlarge Ret_NR_CAN_Lamp_from_Inc/Hal_to_LEDScrew",1.2991734606221663,7.833333333333333,1.098391854575986E-2,null,"C-Ret-Lgt-LPD Int-All-All-C",null,-3.0775361413675959E-2,0.53333333333333333,null,null,null,null,-1.765399912348339E-2,"C-Ret-HVAC-ER-All-All-C"]
["All Btype_RETRO_CAN_Lamp_from_CFL_to_LEDScrew","Xlarge Ret_RETRO_CAN_Lamp_from_CFL_to_LEDScrew",0.71789756685174377,7.833333333333333,5.8146216744534691E-2,null,"C-Ret-Lgt-LPD Int-All-All-C",null,-5.6443234009933646E-2,1.5333333333333334,null,null,null,null,-9.7552508576354037E-3,"C-Ret-HVAC-ER-All-All-C"]
["All Btype_RETRO_CAN_Lamp_from_Inc/Hal_to_LEDScrew","Xlarge Ret_RETRO_CAN_Lamp_from_Inc/Hal_to_LEDScrew",1.2991734606221663,7.833333333333333,4.1759279959435819E-2,null,"C-Ret-Lgt-LPD Int-All-All-C",null,-3.0775361413675959E-2,0.53333333333333333,null,null,null,null,-1.765399912348339E-2,"C-Ret-HVAC-ER-All-All-C"]
["All Btype_NEW_DISP_Fixture_from_CFL_to_LEDPanel","Xlarge Ret_NEW_DISP_Fixture_from_CFL_to_LEDPanel",0.19563930178923331,5.333333333333333,-1.4552940914092063E-2,null,"C-Ret-Lgt-LPD Int-All-All-C",null,-7.7736216769209679E-2,1.5333333333333334,null,null,null,null,-2.65847184151377E-3,"C-Ret-HVAC-ER-All-All-C"]
["All Btype_NR_DISP_Lamp_from_CFL_to_LEDScrew","Xlarge Ret_NR_DISP_Lamp_from_CFL_to_LEDScrew",8.5117625825768969E-2,5.333333333333333,2.0612499985880092E-4,null,"C-Ret-Lgt-LPD Int-All-All-C",null,-2.1250082087716147E-2,1.5333333333333334,null,null,null,null,-1.156632687833305E-3,"C-Ret-HVAC-ER-All-All-C"]
["All Btype_NR_DISP_Lamp_from_Inc/Hal_to_LEDScrew","Xlarge Ret_NR_DISP_Lamp_from_Inc/Hal_to_LEDScrew",0.86903158903992928,5.333333333333333,1.0889958174605625E-2,null,"C-Ret-Lgt-LPD Int-All-All-C",null,-2.5173297546917862E-2,0.53333333333333333,null,null,null,null,-1.1808956522128426E-2,"C-Ret-HVAC-ER-All-All-C"]
["All Btype_RETRO_DISP_Lamp_from_CFL_to_LEDScrew","Xlarge Ret_RETRO_DISP_Lamp_from_CFL_to_LEDScrew",8.5117625825768969E-2,5.333333333333333,2.1456207087574942E-2,null,"C-Ret-Lgt-LPD Int-All-All-C",null,-2.1250082087716147E-2,1.5333333333333334,null,null,null,null,-1.156632687833305E-3,"C-Ret-HVAC-ER-All-All-C"]
["All Btype_RETRO_DISP_Lamp_from_Inc/Hal_to_LEDScrew","Xlarge Ret_RETRO_DISP_Lamp_from_Inc/Hal_to_LEDScrew",0.86903158903992928,5.333333333333333,3.6063255721523482E-2,null,"C-Ret-Lgt-LPD Int-All-All-C",null,-2.5173297546917862E-2,0.53333333333333333,null,null,null,null,-1.1808956522128426E-2,"C-Ret-HVAC-ER-All-All-C"]
["All Btype_NEW_OTHER_Fixture_from_CFL_to_LEDPanel","Xlarge Ret_NEW_OTHER_Fixture_from_CFL_to_LEDPanel",7.5125947908667695E-2,8.3333333333333339,1.1310276354215373E-2,null,"C-Ret-Lgt-LPD Int-All-All-C",null,-2.7271094421515891E-2,1.8333333333333333,null,null,null,null,-1.0208593838542039E-3,"C-Ret-HVAC-ER-All-All-C"]
["All Btype_NR_OTHER_Lamp_from_CFL_to_LEDScrew","Xlarge Ret_NR_OTHER_Lamp_from_CFL_to_LEDScrew",0.78423547895845969,3.3333333333333335,-9.8903680464659763E-2,null,"C-Ret-Lgt-LPD Int-All-All-C",null,-0.28628997575783888,1.8333333333333333,null,null,null,null,-1.0656692795669479E-2,"C-Ret-HVAC-ER-All-All-C"]
["All Btype_NR_OTHER_Lamp_from_Inc/Hal_to_LEDScrew","Xlarge Ret_NR_OTHER_Lamp_from_Inc/Hal_to_LEDScrew",1.8544949614782555,3.3333333333333335,-7.710661945681133E-3,null,"C-Ret-Lgt-LPD Int-All-All-C",null,-6.7637855192496862E-2,0.25,null,null,null,null,-2.5200062514179482E-2,"C-Ret-HVAC-ER-All-All-C"]
["All Btype_RETRO_OTHER_Lamp_from_CFL_to_LEDScrew","Xlarge Ret_RETRO_OTHER_Lamp_from_CFL_to_LEDScrew",0.78423547895845969,3.3333333333333335,0.18738629529317916,null,"C-Ret-Lgt-LPD Int-All-All-C",null,-0.28628997575783888,1.8333333333333333,null,null,null,null,-1.0656692795669479E-2,"C-Ret-HVAC-ER-All-All-C"]
["All Btype_RETRO_OTHER_Lamp_from_Inc/Hal_to_LEDScrew","Xlarge Ret_RETRO_OTHER_Lamp_from_Inc/Hal_to_LEDScrew",1.8544949614782555,3.3333333333333335,5.9927193246815731E-2,null,"C-Ret-Lgt-LPD Int-All-All-C",null,-6.7637855192496862E-2,0.25,null,null,null,null,-2.5200062514179482E-2,"C-Ret-HVAC-ER-All-All-C"]
["All Btype_NEW_LINEAR_Fixture_from_LFTube_to_LEDPanel_CONTR","Large Ret_NEW_LINEAR_Fixture_from_LFTube_to_LEDPanel_CONTR",13.345163926858408,12.272727272727273,3.0364357812763449,null,"C-Ret-Lgt-LPD Int-All-All-C",null,-0.71689060745577438,7.2727272727272725,null,null,null,null,-0.26105987609239439,"C-Ret-HVAC-ER-All-All-C"]
["All Btype_NR_LINEAR_Fixture_from_LFTube_to_LEDPanel","Large Ret_NR_LINEAR_Fixture_from_LFTube_to_LEDPanel",13.441712587462076,12.272727272727273,1.7538228425488984,null,"C-Ret-Lgt-LPD Int-All-All-C",null,-1.0459308448297782,7.2727272727272725,null,null,null,null,-0.26294857386427817,"C-Ret-HVAC-ER-All-All-C"]
["All Btype_NR_LINEAR_Fixture_from_LFTube_to_LEDPanel_RDX","Large Ret_NR_LINEAR_Fixture_from_LFTube_to_LEDPanel_RDX",4.0450683791221911,12.272727272727273,1.0859785712946237,null,"C-Ret-Lgt-LPD Int-All-All-C",null,-0.26148271120744448,7.2727272727272725,null,null,null,null,-7.9130166974838836E-2,"C-Ret-HVAC-ER-All-All-C"]
["All Btype_NR_LINEAR_Fixture_from_LFTube_to_LEDPanel_CONTR","Large Ret_NR_LINEAR_Fixture_from_LFTube_to_LEDPanel_CONTR",55.15061667926463,12.272727272727273,12.124502389794035,null,"C-Ret-Lgt-LPD Int-All-All-C",null,-2.8625475753236036,7.2727272727272725,null,null,null,null,-1.0788637168953319,"C-Ret-HVAC-ER-All-All-C"]
["All Btype_NR_LINEAR_Lamp_from_LFTube_to_LEDTube_RDX","Large Ret_NR_LINEAR_Lamp_from_LFTube_to_LEDTube_RDX",0.75176213980689233,11.590909090909092,9.5347547540505811E-2,null,"C-Ret-Lgt-LPD Int-All-All-C",null,-5.810726915720988E-2,7.2727272727272725,null,null,null,null,-1.4706071213854401E-2,"C-Ret-HVAC-ER-All-All-C"]
["All Btype_NR_LINEAR_Fixture_from_LEDTube_to_LEDPanel_CONTR","Large Ret_NR_LINEAR_Fixture_from_LEDTube_to_LEDPanel_CONTR",11.250712779435148,12.272727272727273,2.4178431278672332,null,"C-Ret-Lgt-LPD Int-All-All-C",null,-3.7306889903787264,11.590909090909092,null,null,null,null,-0.22008794348634761,"C-Ret-HVAC-ER-All-All-C"]
["All Btype_RETRO_LINEAR_Fixture_from_LFTube_to_LEDPanel","Large Ret_RETRO_LINEAR_Fixture_from_LFTube_to_LEDPanel",1.4935236208291198,12.272727272727273,1.0486030738729766,null,"C-Ret-Lgt-LPD Int-All-All-C",null,-0.11621453831441977,7.2727272727272725,null,null,null,null,-2.9216508207142017E-2,"C-Ret-HVAC-ER-All-All-C"]
["All Btype_RETRO_LINEAR_Fixture_from_LFTube_to_LEDPanel_RDX","Large Ret_RETRO_LINEAR_Fixture_from_LFTube_to_LEDPanel_RDX",0.44945204212468792,12.272727272727273,0.22128397875211667,null,"C-Ret-Lgt-LPD Int-All-All-C",null,-2.9053634578604944E-2,7.2727272727272725,null,null,null,null,-8.7922407749820939E-3,"C-Ret-HVAC-ER-All-All-C"]
["All Btype_RETRO_LINEAR_Fixture_from_LFTube_to_LEDPanel_CONTR","Large Ret_RETRO_LINEAR_Fixture_from_LFTube_to_LEDPanel_CONTR",6.1278462976960686,12.272727272727273,3.6837017319654786,null,"C-Ret-Lgt-LPD Int-All-All-C",null,-0.31806084170262255,7.2727272727272725,null,null,null,null,-0.1198737463217035,"C-Ret-HVAC-ER-All-All-C"]
["All Btype_RETRO_LINEAR_Lamp_from_LFTube_to_LEDTube_RDX","Large Ret_RETRO_LINEAR_Lamp_from_LFTube_to_LEDTube_RDX",6.7658592582620303,11.590909090909092,1.3810933502794411,null,"C-Ret-Lgt-LPD Int-All-All-C",null,-0.52296542241488897,7.2727272727272725,null,null,null,null,-0.13235464092468957,"C-Ret-HVAC-ER-All-All-C"]
["All Btype_RETRO_LINEAR_Fixture_from_LEDTube_to_LEDPanel_CONTR","Large Ret_RETRO_LINEAR_Fixture_from_LEDTube_to_LEDPanel_CONTR",0,12.272727272727273,0,null,"C-Ret-Lgt-LPD Int-All-All-C",null,0,11.590909090909092,null,null,null,null,0,"C-Ret-HVAC-ER-All-All-C"]
["All Btype_NEW_HIGHBAY_Fixture_from_LFTube_to_LEDPanel_CONTR","Large Ret_NEW_HIGHBAY_Fixture_from_LFTube_to_LEDPanel_CONTR",3.8993881982710188,12.5,1.2098897121421461,null,"C-Ret-Lgt-LPD Int-All-All-C",null,-0.33198973380821012,6.1363636363636367,null,null,null,null,-7.6280351853004094E-2,"C-Ret-HVAC-ER-All-All-C"]
["All Btype_NR_HIGHBAY_Fixture_from_LFTube_to_LEDPanel","Large Ret_NR_HIGHBAY_Fixture_from_LFTube_to_LEDPanel",2.1791281369484525,12.5,1.0128987581659734,null,"C-Ret-Lgt-LPD Int-All-All-C",null,-0.31852579451672586,6.1363636363636367,null,null,null,null,-4.2628395165403885E-2,"C-Ret-HVAC-ER-All-All-C"]
["All Btype_NR_HIGHBAY_Fixture_from_LFTube_to_LEDPanel_CONTR","Large Ret_NR_HIGHBAY_Fixture_from_LFTube_to_LEDPanel_CONTR",12.227585634996002,12.5,3.6657545884139062,null,"C-Ret-Lgt-LPD Int-All-All-C",null,-1.0058709300528186,6.1363636363636367,null,null,null,null,-0.23919766053654312,"C-Ret-HVAC-ER-All-All-C"]
["All Btype_NR_HIGHBAY_Fixture_from_HID_to_LEDPanel","Large Ret_NR_HIGHBAY_Fixture_from_HID_to_LEDPanel",0,12.5,0,null,"C-Ret-Lgt-LPD Int-All-All-C",null,0,3.4090909090909092,null,null,null,null,0,"C-Ret-HVAC-ER-All-All-C"]
["All Btype_NR_HIGHBAY_Fixture_from_HID_to_LEDPanel_CONTR","Large Ret_NR_HIGHBAY_Fixture_from_HID_to_LEDPanel_CONTR",0,12.5,0,null,"C-Ret-Lgt-LPD Int-All-All-C",null,0,3.4090909090909092,null,null,null,null,0,"C-Ret-HVAC-ER-All-All-C"]
["All Btype_RETRO_HIGHBAY_Fixture_from_LFTube_to_LEDPanel","Large Ret_RETRO_HIGHBAY_Fixture_from_LFTube_to_LEDPanel",0.24212534854982809,12.5,0.20846331328389464,null,"C-Ret-Lgt-LPD Int-All-All-C",null,-3.5391754946302874E-2,6.1363636363636367,null,null,null,null,-4.7364883517115441E-3,"C-Ret-HVAC-ER-All-All-C"]
["All Btype_RETRO_HIGHBAY_Fixture_from_LFTube_to_LEDPanel_CONTR","Large Ret_RETRO_HIGHBAY_Fixture_from_LFTube_to_LEDPanel_CONTR",1.358620626110667,12.5,0.71020819218250841,null,"C-Ret-Lgt-LPD Int-All-All-C",null,-0.11176343667253541,6.1363636363636367,null,null,null,null,-2.6577517837393684E-2,"C-Ret-HVAC-ER-All-All-C"]
["All Btype_RETRO_HIGHBAY_Fixture_from_HID_to_LEDPanel","Large Ret_RETRO_HIGHBAY_Fixture_from_HID_to_LEDPanel",0,12.5,0,null,"C-Ret-Lgt-LPD Int-All-All-C",null,0,3.4090909090909092,null,null,null,null,0,"C-Ret-HVAC-ER-All-All-C"]
["All Btype_RETRO_HIGHBAY_Fixture_from_HID_to_LEDPanel_CONTR","Large Ret_RETRO_HIGHBAY_Fixture_from_HID_to_LEDPanel_CONTR",0,12.5,0,null,"C-Ret-Lgt-LPD Int-All-All-C",null,0,3.4090909090909092,null,null,null,null,0,"C-Ret-HVAC-ER-All-All-C"]
["All Btype_NEW_CAN_Fixture_from_CFL_to_LEDPanel","Large Ret_NEW_CAN_Fixture_from_CFL_to_LEDPanel",0.41641442296468278,10.681818181818182,3.0537566883326844E-2,null,"C-Ret-Lgt-LPD Int-All-All-C",null,-4.7741956716474708E-2,2.0909090909090908,null,null,null,null,-8.1459544639581865E-3,"C-Ret-HVAC-ER-All-All-C"]
["All Btype_NR_CAN_Lamp_from_CFL_to_LEDScrew","Large Ret_NR_CAN_Lamp_from_CFL_to_LEDScrew",0.81372358432715686,10.681818181818182,2.607606090408293E-3,null,"C-Ret-Lgt-LPD Int-All-All-C",null,-8.642584435896998E-2,2.0909090909090908,null,null,null,null,-1.5918169253085753E-2,"C-Ret-HVAC-ER-All-All-C"]
["All Btype_NR_CAN_Lamp_from_Inc/Hal_to_LEDScrew","Large Ret_NR_CAN_Lamp_from_Inc/Hal_to_LEDScrew",1.4725890347786985,10.681818181818182,1.6818569157826351E-2,null,"C-Ret-Lgt-LPD Int-All-All-C",null,-4.7123214009340844E-2,0.72727272727272729,null,null,null,null,-2.8806983043545537E-2,"C-Ret-HVAC-ER-All-All-C"]
["All Btype_RETRO_CAN_Lamp_from_CFL_to_LEDScrew","Large Ret_RETRO_CAN_Lamp_from_CFL_to_LEDScrew",0.81372358432715686,10.681818181818182,8.9033450449378257E-2,null,"C-Ret-Lgt-LPD Int-All-All-C",null,-8.642584435896998E-2,2.0909090909090908,null,null,null,null,-1.5918169253085753E-2,"C-Ret-HVAC-ER-All-All-C"]
["All Btype_RETRO_CAN_Lamp_from_Inc/Hal_to_LEDScrew","Large Ret_RETRO_CAN_Lamp_from_Inc/Hal_to_LEDScrew",1.4725890347786985,10.681818181818182,6.3941783167167199E-2,null,"C-Ret-Lgt-LPD Int-All-All-C",null,-4.7123214009340844E-2,0.72727272727272729,null,null,null,null,-2.8806983043545537E-2,"C-Ret-HVAC-ER-All-All-C"]
["All Btype_NEW_DISP_Fixture_from_CFL_to_LEDPanel","Large Ret_NEW_DISP_Fixture_from_CFL_to_LEDPanel",5.6255941069460351E-2,7.2727272727272725,-5.8837480368194974E-3,null,"C-Ret-Lgt-LPD Int-All-All-C",null,-3.1428720524984528E-2,2.0909090909090908,null,null,null,null,-1.1004862199929259E-3,"C-Ret-HVAC-ER-All-All-C"]
["All Btype_NR_DISP_Lamp_from_CFL_to_LEDScrew","Large Ret_NR_DISP_Lamp_from_CFL_to_LEDScrew",9.6479251044273462E-2,7.2727272727272725,3.1561846993306928E-4,null,"C-Ret-Lgt-LPD Int-All-All-C",null,-3.253811230598639E-2,2.0909090909090908,null,null,null,null,-1.8873399728282165E-3,"C-Ret-HVAC-ER-All-All-C"]
["All Btype_NR_DISP_Lamp_from_Inc/Hal_to_LEDScrew","Large Ret_NR_DISP_Lamp_from_Inc/Hal_to_LEDScrew",0.98503119689933838,7.2727272727272725,1.6674697096706367E-2,null,"C-Ret-Lgt-LPD Int-All-All-C",null,-3.8545337345643027E-2,0.72727272727272729,null,null,null,null,-1.9269311611237776E-2,"C-Ret-HVAC-ER-All-All-C"]
["All Btype_RETRO_DISP_Lamp_from_CFL_to_LEDScrew","Large Ret_RETRO_DISP_Lamp_from_CFL_to_LEDScrew",9.6479251044273462E-2,7.2727272727272725,3.2853730775919444E-2,null,"C-Ret-Lgt-LPD Int-All-All-C",null,-3.253811230598639E-2,2.0909090909090908,null,null,null,null,-1.8873399728282165E-3,"C-Ret-HVAC-ER-All-All-C"]
["All Btype_RETRO_DISP_Lamp_from_Inc/Hal_to_LEDScrew","Large Ret_RETRO_DISP_Lamp_from_Inc/Hal_to_LEDScrew",0.98503119689933838,7.2727272727272725,5.5220034442349381E-2,null,"C-Ret-Lgt-LPD Int-All-All-C",null,-3.8545337345643027E-2,0.72727272727272729,null,null,null,null,-1.9269311611237776E-2,"C-Ret-HVAC-ER-All-All-C"]
["All Btype_NEW_OTHER_Fixture_from_CFL_to_LEDPanel","Large Ret_NEW_OTHER_Fixture_from_CFL_to_LEDPanel",2.1602412499357761E-2,11.363636363636363,4.5727400865457615E-3,null,"C-Ret-Lgt-LPD Int-All-All-C",null,-1.1025692278399791E-2,2.5,null,null,null,null,-4.2258927363410308E-4,"C-Ret-HVAC-ER-All-All-C"]
["All Btype_NR_OTHER_Lamp_from_CFL_to_LEDScrew","Large Ret_NR_OTHER_Lamp_from_CFL_to_LEDScrew",0.88891637799127676,4.5454545454545459,-0.1514412532220181,null,"C-Ret-Lgt-LPD Int-All-All-C",null,-0.43836703052886178,2.5,null,null,null,null,-1.7389100708449089E-2,"C-Ret-HVAC-ER-All-All-C"]
["All Btype_NR_OTHER_Lamp_from_Inc/Hal_to_LEDScrew","Large Ret_NR_OTHER_Lamp_from_Inc/Hal_to_LEDScrew",2.1020356619795852,4.5454545454545459,-1.1806560713810057E-2,null,"C-Ret-Lgt-LPD Int-All-All-C",null,-0.10356704126153517,0.34090909090909088,null,null,null,null,-4.112030189106624E-2,"C-Ret-HVAC-ER-All-All-C"]
["All Btype_RETRO_OTHER_Lamp_from_CFL_to_LEDScrew","Large Ret_RETRO_OTHER_Lamp_from_CFL_to_LEDScrew",0.88891637799127676,4.5454545454545459,0.28692577730684371,null,"C-Ret-Lgt-LPD Int-All-All-C",null,-0.43836703052886178,2.5,null,null,null,null,-1.7389100708449089E-2,"C-Ret-HVAC-ER-All-All-C"]
["All Btype_RETRO_OTHER_Lamp_from_Inc/Hal_to_LEDScrew","Large Ret_RETRO_OTHER_Lamp_from_Inc/Hal_to_LEDScrew",2.1020356619795852,4.5454545454545459,9.1760480547725121E-2,null,"C-Ret-Lgt-LPD Int-All-All-C",null,-0.10356704126153517,0.34090909090909088,null,null,null,null,-4.112030189106624E-2,"C-Ret-HVAC-ER-All-All-C"]
["All Btype_NEW_LINEAR_Fixture_from_LFTube_to_LEDPanel_CONTR","Medium Ret_NEW_LINEAR_Fixture_from_LFTube_to_LEDPanel_CONTR",41.984248736225886,13.846153846153847,11.4470066478537,null,"C-Ret-Lgt-LPD Int-All-All-C",null,-2.7025934814536683,8.2051282051282044,null,null,null,null,-0.65495461375802511,"C-Ret-HVAC-ER-All-All-C"]
["All Btype_NR_LINEAR_Fixture_from_LFTube_to_LEDPanel","Medium Ret_NR_LINEAR_Fixture_from_LFTube_to_LEDPanel",4.7231522189044819,13.846153846153847,0.78681150254724819,null,"C-Ret-Lgt-LPD Int-All-All-C",null,-0.46923235324327556,8.2051282051282044,null,null,null,null,-7.3681212130009541E-2,"C-Ret-HVAC-ER-All-All-C"]
["All Btype_NR_LINEAR_Fixture_from_LFTube_to_LEDPanel_RDX","Medium Ret_NR_LINEAR_Fixture_from_LFTube_to_LEDPanel_RDX",1.4213571050680105,13.846153846153847,0.48719882686247634,null,"C-Ret-Lgt-LPD Int-All-All-C",null,-0.11730808831081888,8.2051282051282044,null,null,null,null,-2.2173182128630075E-2,"C-Ret-HVAC-ER-All-All-C"]
["All Btype_NR_LINEAR_Fixture_from_LFTube_to_LEDPanel_CONTR","Medium Ret_NR_LINEAR_Fixture_from_LFTube_to_LEDPanel_CONTR",19.378837023013695,13.846153846153847,5.4393737562952111,null,"C-Ret-Lgt-LPD Int-All-All-C",null,-1.2842148615079123,8.2051282051282044,null,null,null,null,-0.30231001148142977,"C-Ret-HVAC-ER-All-All-C"]
["All Btype_NR_LINEAR_Lamp_from_LFTube_to_LEDTube_RDX","Medium Ret_NR_LINEAR_Lamp_from_LFTube_to_LEDTube_RDX",0.26415436244554519,13.076923076923077,4.2775441922919821E-2,null,"C-Ret-Lgt-LPD Int-All-All-C",null,-2.6068464069070863E-2,8.2051282051282044,null,null,null,null,-4.1208101522783574E-3,"C-Ret-HVAC-ER-All-All-C"]
["All Btype_NR_LINEAR_Fixture_from_LEDTube_to_LEDPanel_CONTR","Medium Ret_NR_LINEAR_Fixture_from_LEDTube_to_LEDPanel_CONTR",3.9532781766225247,13.846153846153847,1.0847086365895111,null,"C-Ret-Lgt-LPD Int-All-All-C",null,-1.673686155090959,13.076923076923077,null,null,null,null,-6.1671170955447933E-2,"C-Ret-HVAC-ER-All-All-C"]
["All Btype_RETRO_LINEAR_Fixture_from_LFTube_to_LEDPanel","Medium Ret_RETRO_LINEAR_Fixture_from_LFTube_to_LEDPanel",0.52479469098938691,13.846153846153847,0.47043118615707985,null,"C-Ret-Lgt-LPD Int-All-All-C",null,-5.2136928138141726E-2,8.2051282051282044,null,null,null,null,-8.1868013477788375E-3,"C-Ret-HVAC-ER-All-All-C"]
["All Btype_RETRO_LINEAR_Fixture_from_LFTube_to_LEDPanel_RDX","Medium Ret_RETRO_LINEAR_Fixture_from_LFTube_to_LEDPanel_RDX",0.15792856722977897,13.846153846153847,9.9273869394098699E-2,null,"C-Ret-Lgt-LPD Int-All-All-C",null,-1.3034232034535432E-2,8.2051282051282044,null,null,null,null,-2.4636869031811198E-3,"C-Ret-HVAC-ER-All-All-C"]
["All Btype_RETRO_LINEAR_Fixture_from_LFTube_to_LEDPanel_CONTR","Medium Ret_RETRO_LINEAR_Fixture_from_LFTube_to_LEDPanel_CONTR",2.1532041136681874,13.846153846153847,1.6526064231500901,null,"C-Ret-Lgt-LPD Int-All-All-C",null,-0.14269054016754579,8.2051282051282044,null,null,null,null,-3.3590001275714411E-2,"C-Ret-HVAC-ER-All-All-C"]
["All Btype_RETRO_LINEAR_Lamp_from_LFTube_to_LEDTube_RDX","Medium Ret_RETRO_LINEAR_Lamp_from_LFTube_to_LEDTube_RDX",2.3773892620099066,13.076923076923077,0.61959515392791609,null,"C-Ret-Lgt-LPD Int-All-All-C",null,-0.23461617662163775,8.2051282051282044,null,null,null,null,-3.7087291370505211E-2,"C-Ret-HVAC-ER-All-All-C"]
["All Btype_RETRO_LINEAR_Fixture_from_LEDTube_to_LEDPanel_CONTR","Medium Ret_RETRO_LINEAR_Fixture_from_LEDTube_to_LEDPanel_CONTR",0,13.846153846153847,0,null,"C-Ret-Lgt-LPD Int-All-All-C",null,0,13.076923076923077,null,null,null,null,0,"C-Ret-HVAC-ER-All-All-C"]
["All Btype_NEW_HIGHBAY_Fixture_from_LFTube_to_LEDPanel_CONTR","Medium Ret_NEW_HIGHBAY_Fixture_from_LFTube_to_LEDPanel_CONTR",12.267581345016414,14.102564102564102,4.5611422653698792,null,"C-Ret-Lgt-LPD Int-All-All-C",null,-1.2515623460096152,6.9230769230769234,null,null,null,null,-0.19137436642132111,"C-Ret-HVAC-ER-All-All-C"]
["All Btype_NR_HIGHBAY_Fixture_from_LFTube_to_LEDPanel","Medium Ret_NR_HIGHBAY_Fixture_from_LFTube_to_LEDPanel",0.76570257162808231,14.102564102564102,0.45441328194959418,null,"C-Ret-Lgt-LPD Int-All-All-C",null,-0.14289913034746757,6.9230769230769234,null,null,null,null,-1.1944966199227955E-2,"C-Ret-HVAC-ER-All-All-C"]
["All Btype_NR_HIGHBAY_Fixture_from_LFTube_to_LEDPanel_CONTR","Medium Ret_NR_HIGHBAY_Fixture_from_LFTube_to_LEDPanel_CONTR",4.2965319967967135,14.102564102564102,1.644554857939706,null,"C-Ret-Lgt-LPD Int-All-All-C",null,-0.45126041162358177,6.9230769230769234,null,null,null,null,-6.7025933276565086E-2,"C-Ret-HVAC-ER-All-All-C"]
["All Btype_NR_HIGHBAY_Fixture_from_HID_to_LEDPanel","Medium Ret_NR_HIGHBAY_Fixture_from_HID_to_LEDPanel",0,14.102564102564102,0,null,"C-Ret-Lgt-LPD Int-All-All-C",null,0,3.8461538461538463,null,null,null,null,0,"C-Ret-HVAC-ER-All-All-C"]
["All Btype_NR_HIGHBAY_Fixture_from_HID_to_LEDPanel_CONTR","Medium Ret_NR_HIGHBAY_Fixture_from_HID_to_LEDPanel_CONTR",0,14.102564102564102,0,null,"C-Ret-Lgt-LPD Int-All-All-C",null,0,3.8461538461538463,null,null,null,null,0,"C-Ret-HVAC-ER-All-All-C"]
["All Btype_RETRO_HIGHBAY_Fixture_from_LFTube_to_LEDPanel","Medium Ret_RETRO_HIGHBAY_Fixture_from_LFTube_to_LEDPanel",8.5078063514231375E-2,14.102564102564102,9.352217839317245E-2,null,"C-Ret-Lgt-LPD Int-All-All-C",null,-1.5877681149718621E-2,6.9230769230769234,null,null,null,null,-1.327218466580884E-3,"C-Ret-HVAC-ER-All-All-C"]
["All Btype_RETRO_HIGHBAY_Fixture_from_LFTube_to_LEDPanel_CONTR","Medium Ret_RETRO_HIGHBAY_Fixture_from_LFTube_to_LEDPanel_CONTR",0.47739244408852372,14.102564102564102,0.31861825565024499,null,"C-Ret-Lgt-LPD Int-All-All-C",null,-5.0140045735953542E-2,6.9230769230769234,null,null,null,null,-7.447325919618341E-3,"C-Ret-HVAC-ER-All-All-C"]
["All Btype_RETRO_HIGHBAY_Fixture_from_HID_to_LEDPanel","Medium Ret_RETRO_HIGHBAY_Fixture_from_HID_to_LEDPanel",0,14.102564102564102,0,null,"C-Ret-Lgt-LPD Int-All-All-C",null,0,3.8461538461538463,null,null,null,null,0,"C-Ret-HVAC-ER-All-All-C"]
["All Btype_RETRO_HIGHBAY_Fixture_from_HID_to_LEDPanel_CONTR","Medium Ret_RETRO_HIGHBAY_Fixture_from_HID_to_LEDPanel_CONTR",0,14.102564102564102,0,null,"C-Ret-Lgt-LPD Int-All-All-C",null,0,3.8461538461538463,null,null,null,null,0,"C-Ret-HVAC-ER-All-All-C"]
["All Btype_NEW_CAN_Fixture_from_CFL_to_LEDPanel","Medium Ret_NEW_CAN_Fixture_from_CFL_to_LEDPanel",1.3100511021760723,12.051282051282051,0.11512304435293627,null,"C-Ret-Lgt-LPD Int-All-All-C",null,-0.17998157553172783,2.358974358974359,null,null,null,null,-2.0436807599433431E-2,"C-Ret-HVAC-ER-All-All-C"]
["All Btype_NR_CAN_Lamp_from_CFL_to_LEDScrew","Medium Ret_NR_CAN_Lamp_from_CFL_to_LEDScrew",0.28592638980204371,12.051282051282051,1.1698413410237592E-3,null,"C-Ret-Lgt-LPD Int-All-All-C",null,-3.8772928946556269E-2,2.358974358974359,null,null,null,null,-4.4604539519708065E-3,"C-Ret-HVAC-ER-All-All-C"]
["All Btype_NR_CAN_Lamp_from_Inc/Hal_to_LEDScrew","Medium Ret_NR_CAN_Lamp_from_Inc/Hal_to_LEDScrew",0.51743869108144958,12.051282051282051,7.5452567663744563E-3,null,"C-Ret-Lgt-LPD Int-All-All-C",null,-2.114072523177965E-2,0.82051282051282048,null,null,null,null,-8.0720476907877071E-3,"C-Ret-HVAC-ER-All-All-C"]
["All Btype_RETRO_CAN_Lamp_from_CFL_to_LEDScrew","Medium Ret_RETRO_CAN_Lamp_from_CFL_to_LEDScrew",0.28592638980204371,12.051282051282051,3.9942770287580025E-2,null,"C-Ret-Lgt-LPD Int-All-All-C",null,-3.8772928946556269E-2,2.358974358974359,null,null,null,null,-4.4604539519708065E-3,"C-Ret-HVAC-ER-All-All-C"]
["All Btype_RETRO_CAN_Lamp_from_Inc/Hal_to_LEDScrew","Medium Ret_RETRO_CAN_Lamp_from_Inc/Hal_to_LEDScrew",0.51743869108144958,12.051282051282051,2.8685981998154107E-2,null,"C-Ret-Lgt-LPD Int-All-All-C",null,-2.114072523177965E-2,0.82051282051282048,null,null,null,null,-8.0720476907877071E-3,"C-Ret-HVAC-ER-All-All-C"]
["All Btype_NEW_DISP_Fixture_from_CFL_to_LEDPanel","Medium Ret_NEW_DISP_Fixture_from_CFL_to_LEDPanel",0.17698272090889908,8.2051282051282044,-2.2181039792469541E-2,null,"C-Ret-Lgt-LPD Int-All-All-C",null,-0.11848258902805092,2.358974358974359,null,null,null,null,-2.7609318519189116E-3,"C-Ret-HVAC-ER-All-All-C"]
["All Btype_NR_DISP_Lamp_from_CFL_to_LEDScrew","Medium Ret_NR_DISP_Lamp_from_CFL_to_LEDScrew",3.3900902558580949E-2,8.2051282051282044,1.4159482733090128E-4,null,"C-Ret-Lgt-LPD Int-All-All-C",null,-1.4597461278538722E-2,2.358974358974359,null,null,null,null,-5.2885434918228296E-4,"C-Ret-HVAC-ER-All-All-C"]
["All Btype_NR_DISP_Lamp_from_Inc/Hal_to_LEDScrew","Medium Ret_NR_DISP_Lamp_from_Inc/Hal_to_LEDScrew",0.34612050012621765,8.2051282051282044,7.4807119390189938E-3,null,"C-Ret-Lgt-LPD Int-All-All-C",null,-1.7292461962143919E-2,0.82051282051282048,null,null,null,null,-5.3994825511382866E-3,"C-Ret-HVAC-ER-All-All-C"]
["All Btype_RETRO_DISP_Lamp_from_CFL_to_LEDScrew","Medium Ret_RETRO_DISP_Lamp_from_CFL_to_LEDScrew",3.3900902558580949E-2,8.2051282051282044,1.4739056105869619E-2,null,"C-Ret-Lgt-LPD Int-All-All-C",null,-1.4597461278538722E-2,2.358974358974359,null,null,null,null,-5.2885434918228296E-4,"C-Ret-HVAC-ER-All-All-C"]
["All Btype_RETRO_DISP_Lamp_from_Inc/Hal_to_LEDScrew","Medium Ret_RETRO_DISP_Lamp_from_Inc/Hal_to_LEDScrew",0.34612050012621765,8.2051282051282044,2.4773173901162907E-2,null,"C-Ret-Lgt-LPD Int-All-All-C",null,-1.7292461962143919E-2,0.82051282051282048,null,null,null,null,-5.3994825511382866E-3,"C-Ret-HVAC-ER-All-All-C"]
["All Btype_NEW_OTHER_Fixture_from_CFL_to_LEDPanel","Medium Ret_NEW_OTHER_Fixture_from_CFL_to_LEDPanel",6.7961777363427248E-2,12.820512820512821,1.7238693632965263E-2,null,"C-Ret-Lgt-LPD Int-All-All-C",null,-4.1565566308463017E-2,2.8205128205128207,null,null,null,null,-1.0602042666769346E-3,"C-Ret-HVAC-ER-All-All-C"]
["All Btype_NR_OTHER_Lamp_from_CFL_to_LEDScrew","Medium Ret_NR_OTHER_Lamp_from_CFL_to_LEDScrew",0.31234765181977064,5.1282051282051286,-6.7940567943613236E-2,null,"C-Ret-Lgt-LPD Int-All-All-C",null,-0.19666309138516802,2.8205128205128207,null,null,null,null,-4.8726258493064041E-3,"C-Ret-HVAC-ER-All-All-C"]
["All Btype_NR_OTHER_Lamp_from_Inc/Hal_to_LEDScrew","Medium Ret_NR_OTHER_Lamp_from_Inc/Hal_to_LEDScrew",0.73861379913419023,5.1282051282051286,-5.296736677033672E-3,null,"C-Ret-Lgt-LPD Int-All-All-C",null,-4.646292508708124E-2,0.38461538461538464,null,null,null,null,-1.1522381133162271E-2,"C-Ret-HVAC-ER-All-All-C"]
["All Btype_RETRO_OTHER_Lamp_from_CFL_to_LEDScrew","Medium Ret_RETRO_OTHER_Lamp_from_CFL_to_LEDScrew",0.31234765181977064,5.1282051282051286,0.1287225234415548,null,"C-Ret-Lgt-LPD Int-All-All-C",null,-0.19666309138516802,2.8205128205128207,null,null,null,null,-4.8726258493064041E-3,"C-Ret-HVAC-ER-All-All-C"]
["All Btype_RETRO_OTHER_Lamp_from_Inc/Hal_to_LEDScrew","Medium Ret_RETRO_OTHER_Lamp_from_Inc/Hal_to_LEDScrew",0.73861379913419023,5.1282051282051286,4.1166188410047565E-2,null,"C-Ret-Lgt-LPD Int-All-All-C",null,-4.646292508708124E-2,0.38461538461538464,null,null,null,null,-1.1522381133162271E-2,"C-Ret-HVAC-ER-All-All-C"]
["All Btype_NEW_LINEAR_Fixture_from_LFTube_to_LEDPanel_CONTR","Small Ret_NEW_LINEAR_Fixture_from_LFTube_to_LEDPanel_CONTR",8.1177266384711739,21.6,3.6481848241597858,null,"C-Ret-Lgt-LPD Int-All-All-C",null,-0.86132216292205011,12.8,null,null,null,null,-8.1837428683780078E-2,"C-Ret-HVAC-ER-All-All-C"]
["All Btype_NR_LINEAR_Fixture_from_LFTube_to_LEDPanel","Small Ret_NR_LINEAR_Fixture_from_LFTube_to_LEDPanel",3.4757913218527148,21.6,0.91338052353157084,null,"C-Ret-Lgt-LPD Int-All-All-C",null,-0.54471457404444501,12.8,null,null,null,null,-3.5040576886855371E-2,"C-Ret-HVAC-ER-All-All-C"]
["All Btype_NR_LINEAR_Fixture_from_LFTube_to_LEDPanel_RDX","Small Ret_NR_LINEAR_Fixture_from_LFTube_to_LEDPanel_RDX",1.0459837968539967,21.6,0.56557119221435581,null,"C-Ret-Lgt-LPD Int-All-All-C",null,-0.13617864351111122,12.8,null,null,null,null,-1.0544901077815767E-2,"C-Ret-HVAC-ER-All-All-C"]
["All Btype_NR_LINEAR_Fixture_from_LFTube_to_LEDPanel_CONTR","Small Ret_NR_LINEAR_Fixture_from_LFTube_to_LEDPanel_CONTR",14.260983011005367,21.6,6.3143688585188986,null,"C-Ret-Lgt-LPD Int-All-All-C",null,-1.4907977815953235,12.8,null,null,null,null,-0.14376958378873789,"C-Ret-HVAC-ER-All-All-C"]
["All Btype_NR_LINEAR_Lamp_from_LFTube_to_LEDTube_RDX","Small Ret_NR_LINEAR_Lamp_from_LFTube_to_LEDTube_RDX",0.19439251543553329,20.399999999999999,4.9656436657780856E-2,null,"C-Ret-Lgt-LPD Int-All-All-C",null,-3.0261920780246941E-2,12.8,null,null,null,null,-1.9597338426281577E-3,"C-Ret-HVAC-ER-All-All-C"]
["All Btype_NR_LINEAR_Fixture_from_LEDTube_to_LEDPanel_CONTR","Small Ret_NR_LINEAR_Fixture_from_LEDTube_to_LEDPanel_CONTR",2.9092371666906445,21.6,1.2591983456772726,null,"C-Ret-Lgt-LPD Int-All-All-C",null,-1.942920676191719,20.399999999999999,null,null,null,null,-2.9328961143496556E-2,"C-Ret-HVAC-ER-All-All-C"]
["All Btype_RETRO_LINEAR_Fixture_from_LFTube_to_LEDPanel","Small Ret_RETRO_LINEAR_Fixture_from_LFTube_to_LEDPanel",0.38619903576141285,21.6,0.54610625506447641,null,"C-Ret-Lgt-LPD Int-All-All-C",null,-6.0523841560493889E-2,12.8,null,null,null,null,-3.8933974318728203E-3,"C-Ret-HVAC-ER-All-All-C"]
["All Btype_RETRO_LINEAR_Fixture_from_LFTube_to_LEDPanel_RDX","Small Ret_RETRO_LINEAR_Fixture_from_LFTube_to_LEDPanel_RDX",0.11622042187266632,21.6,0.11524338231791625,null,"C-Ret-Lgt-LPD Int-All-All-C",null,-1.5130960390123472E-2,12.8,null,null,null,null,-1.1716556753128631E-3,"C-Ret-HVAC-ER-All-All-C"]
["All Btype_RETRO_LINEAR_Fixture_from_LFTube_to_LEDPanel_CONTR","Small Ret_RETRO_LINEAR_Fixture_from_LFTube_to_LEDPanel_CONTR",1.5845536678894849,21.6,1.9184499909847501,null,"C-Ret-Lgt-LPD Int-All-All-C",null,-0.1656441979550359,12.8,null,null,null,null,-1.597439819874865E-2,"C-Ret-HVAC-ER-All-All-C"]
["All Btype_RETRO_LINEAR_Lamp_from_LFTube_to_LEDTube_RDX","Small Ret_RETRO_LINEAR_Lamp_from_LFTube_to_LEDTube_RDX",1.7495326389197998,20.399999999999999,0.7192652169422501,null,"C-Ret-Lgt-LPD Int-All-All-C",null,-0.27235728702222245,12.8,null,null,null,null,-1.7637604583653418E-2,"C-Ret-HVAC-ER-All-All-C"]
["All Btype_RETRO_LINEAR_Fixture_from_LEDTube_to_LEDPanel_CONTR","Small Ret_RETRO_LINEAR_Fixture_from_LEDTube_to_LEDPanel_CONTR",0,21.6,0,null,"C-Ret-Lgt-LPD Int-All-All-C",null,0,20.399999999999999,null,null,null,null,0,"C-Ret-HVAC-ER-All-All-C"]
["All Btype_NEW_HIGHBAY_Fixture_from_LFTube_to_LEDPanel_CONTR","Small Ret_NEW_HIGHBAY_Fixture_from_LFTube_to_LEDPanel_CONTR",2.3719579335505774,22,1.453645525441897,null,"C-Ret-Lgt-LPD Int-All-All-C",null,-0.39887552245444041,10.8,null,null,null,null,-2.3912475360765503E-2,"C-Ret-HVAC-ER-All-All-C"]
["All Btype_NR_HIGHBAY_Fixture_from_LFTube_to_LEDPanel","Small Ret_NR_HIGHBAY_Fixture_from_LFTube_to_LEDPanel",0.5634843490609549,22,0.52751165942937606,null,"C-Ret-Lgt-LPD Int-All-All-C",null,-0.16588634262008425,10.8,null,null,null,null,-5.6806680348362752E-3,"C-Ret-HVAC-ER-All-All-C"]
["All Btype_NR_HIGHBAY_Fixture_from_LFTube_to_LEDPanel_CONTR","Small Ret_NR_HIGHBAY_Fixture_from_LFTube_to_LEDPanel_CONTR",3.1618393683683541,22,1.9091032251795976,null,"C-Ret-Lgt-LPD Int-All-All-C",null,-0.52385160827395028,10.8,null,null,null,null,-3.1875525666523984E-2,"C-Ret-HVAC-ER-All-All-C"]
["All Btype_NR_HIGHBAY_Fixture_from_HID_to_LEDPanel","Small Ret_NR_HIGHBAY_Fixture_from_HID_to_LEDPanel",0,22,0,null,"C-Ret-Lgt-LPD Int-All-All-C",null,0,6,null,null,null,null,0,"C-Ret-HVAC-ER-All-All-C"]
["All Btype_NR_HIGHBAY_Fixture_from_HID_to_LEDPanel_CONTR","Small Ret_NR_HIGHBAY_Fixture_from_HID_to_LEDPanel_CONTR",0,22,0,null,"C-Ret-Lgt-LPD Int-All-All-C",null,0,6,null,null,null,null,0,"C-Ret-HVAC-ER-All-All-C"]
["All Btype_RETRO_HIGHBAY_Fixture_from_LFTube_to_LEDPanel","Small Ret_RETRO_HIGHBAY_Fixture_from_LFTube_to_LEDPanel",6.260937211788388E-2,22,0.10856645586143963,null,"C-Ret-Lgt-LPD Int-All-All-C",null,-1.8431815846676029E-2,10.8,null,null,null,null,-6.3118533720403058E-4,"C-Ret-HVAC-ER-All-All-C"]
["All Btype_RETRO_HIGHBAY_Fixture_from_LFTube_to_LEDPanel_CONTR","Small Ret_RETRO_HIGHBAY_Fixture_from_LFTube_to_LEDPanel_CONTR",0.3513154853742616,22,0.36987220981185498,null,"C-Ret-Lgt-LPD Int-All-All-C",null,-5.8205734252661151E-2,10.8,null,null,null,null,-3.5417250740582213E-3,"C-Ret-HVAC-ER-All-All-C"]
["All Btype_RETRO_HIGHBAY_Fixture_from_HID_to_LEDPanel","Small Ret_RETRO_HIGHBAY_Fixture_from_HID_to_LEDPanel",0,22,0,null,"C-Ret-Lgt-LPD Int-All-All-C",null,0,6,null,null,null,null,0,"C-Ret-HVAC-ER-All-All-C"]
["All Btype_RETRO_HIGHBAY_Fixture_from_HID_to_LEDPanel_CONTR","Small Ret_RETRO_HIGHBAY_Fixture_from_HID_to_LEDPanel_CONTR",0,22,0,null,"C-Ret-Lgt-LPD Int-All-All-C",null,0,6,null,null,null,null,0,"C-Ret-HVAC-ER-All-All-C"]
["All Btype_NEW_CAN_Fixture_from_CFL_to_LEDPanel","Small Ret_NEW_CAN_Fixture_from_CFL_to_LEDPanel",0.253300631784729,18.8,3.6689953648118452E-2,null,"C-Ret-Lgt-LPD Int-All-All-C",null,-5.7360502416265363E-2,3.68,null,null,null,null,-2.5536056229091266E-3,"C-Ret-HVAC-ER-All-All-C"]
["All Btype_NR_CAN_Lamp_from_CFL_to_LEDScrew","Small Ret_NR_CAN_Lamp_from_CFL_to_LEDScrew",0.21041465917292274,18.8,1.3580257699003222E-3,null,"C-Ret-Lgt-LPD Int-All-All-C",null,-4.5010066611133867E-2,3.68,null,null,null,null,-2.1212582575124736E-3,"C-Ret-HVAC-ER-All-All-C"]
["All Btype_NR_CAN_Lamp_from_Inc/Hal_to_LEDScrew","Small Ret_NR_CAN_Lamp_from_Inc/Hal_to_LEDScrew",0.38078571866754019,18.8,8.7590109615071129E-3,null,"C-Ret-Lgt-LPD Int-All-All-C",null,-2.45414900742131E-2,1.28,null,null,null,null,-3.8388240308034876E-3,"C-Ret-HVAC-ER-All-All-C"]
["All Btype_RETRO_CAN_Lamp_from_CFL_to_LEDScrew","Small Ret_RETRO_CAN_Lamp_from_CFL_to_LEDScrew",0.21041465917292274,18.8,4.6368092381034183E-2,null,"C-Ret-Lgt-LPD Int-All-All-C",null,-4.5010066611133867E-2,3.68,null,null,null,null,-2.1212582575124736E-3,"C-Ret-HVAC-ER-All-All-C"]
["All Btype_RETRO_CAN_Lamp_from_Inc/Hal_to_LEDScrew","Small Ret_RETRO_CAN_Lamp_from_Inc/Hal_to_LEDScrew",0.38078571866754019,18.8,3.3300501035720215E-2,null,"C-Ret-Lgt-LPD Int-All-All-C",null,-2.45414900742131E-2,1.28,null,null,null,null,-3.8388240308034876E-3,"C-Ret-HVAC-ER-All-All-C"]
["All Btype_NEW_DISP_Fixture_from_CFL_to_LEDPanel","Small Ret_NEW_DISP_Fixture_from_CFL_to_LEDPanel",3.4219913213110159E-2,12.8,-7.0691435101196704E-3,null,"C-Ret-Lgt-LPD Int-All-All-C",null,-3.7760647522672823E-2,3.68,null,null,null,null,-3.4498201674729753E-4,"C-Ret-HVAC-ER-All-All-C"]
["All Btype_NR_DISP_Lamp_from_CFL_to_LEDScrew","Small Ret_NR_DISP_Lamp_from_CFL_to_LEDScrew",2.4947843612675488E-2,12.8,1.6437222523840099E-4,null,"C-Ret-Lgt-LPD Int-All-All-C",null,-1.6945655702361673E-2,3.68,null,null,null,null,-2.5150728318328036E-4,"C-Ret-HVAC-ER-All-All-C"]
["All Btype_NR_DISP_Lamp_from_Inc/Hal_to_LEDScrew","Small Ret_NR_DISP_Lamp_from_Inc/Hal_to_LEDScrew",0.25471180578064667,12.8,8.6840832462788432E-3,null,"C-Ret-Lgt-LPD Int-All-All-C",null,-2.0074182836675444E-2,1.28,null,null,null,null,-2.5678321245387837E-3,"C-Ret-HVAC-ER-All-All-C"]
["All Btype_RETRO_DISP_Lamp_from_CFL_to_LEDScrew","Small Ret_RETRO_DISP_Lamp_from_CFL_to_LEDScrew",2.4947843612675488E-2,12.8,1.7110027927600066E-2,null,"C-Ret-Lgt-LPD Int-All-All-C",null,-1.6945655702361673E-2,3.68,null,null,null,null,-2.5150728318328036E-4,"C-Ret-HVAC-ER-All-All-C"]
["All Btype_RETRO_DISP_Lamp_from_Inc/Hal_to_LEDScrew","Small Ret_RETRO_DISP_Lamp_from_Inc/Hal_to_LEDScrew",0.25471180578064667,12.8,2.8758266082954283E-2,null,"C-Ret-Lgt-LPD Int-All-All-C",null,-2.0074182836675444E-2,1.28,null,null,null,null,-2.5678321245387837E-3,"C-Ret-HVAC-ER-All-All-C"]
["All Btype_NEW_OTHER_Fixture_from_CFL_to_LEDPanel","Small Ret_NEW_OTHER_Fixture_from_CFL_to_LEDPanel",1.3140526438071364E-2,20,5.4940075108557392E-3,null,"C-Ret-Lgt-LPD Int-All-All-C",null,-1.3247032423325637E-2,4.4000000000000004,null,null,null,null,-1.324738985600433E-4,"C-Ret-HVAC-ER-All-All-C"]
["All Btype_NR_OTHER_Lamp_from_CFL_to_LEDScrew","Small Ret_NR_OTHER_Lamp_from_CFL_to_LEDScrew",0.22985819793206796,8,-7.886970553489496E-2,null,"C-Ret-Lgt-LPD Int-All-All-C",null,-0.22829894680897247,4.4000000000000004,null,null,null,null,-2.3172748625827741E-3,"C-Ret-HVAC-ER-All-All-C"]
["All Btype_NR_OTHER_Lamp_from_Inc/Hal_to_LEDScrew","Small Ret_NR_OTHER_Lamp_from_Inc/Hal_to_LEDScrew",0.54354958600651482,8,-6.148786721362617E-3,null,"C-Ret-Lgt-LPD Int-All-All-C",null,-5.3937100186582473E-2,0.6,null,null,null,null,-5.4796992387124589E-3,"C-Ret-HVAC-ER-All-All-C"]
["All Btype_RETRO_OTHER_Lamp_from_CFL_to_LEDScrew","Small Ret_RETRO_OTHER_Lamp_from_CFL_to_LEDScrew",0.22985819793206796,8,0.14942924127407753,null,"C-Ret-Lgt-LPD Int-All-All-C",null,-0.22829894680897247,4.4000000000000004,null,null,null,null,-2.3172748625827741E-3,"C-Ret-HVAC-ER-All-All-C"]
["All Btype_RETRO_OTHER_Lamp_from_Inc/Hal_to_LEDScrew","Small Ret_RETRO_OTHER_Lamp_from_Inc/Hal_to_LEDScrew",0.54354958600651482,8,4.7788313465219862E-2,null,"C-Ret-Lgt-LPD Int-All-All-C",null,-5.3937100186582473E-2,0.6,null,null,null,null,-5.4796992387124589E-3,"C-Ret-HVAC-ER-All-All-C"]
["All Btype_NEW_LINEAR_Fixture_from_LFTube_to_LEDPanel_CONTR","School K-12_NEW_LINEAR_Fixture_from_LFTube_to_LEDPanel_CONTR",21.259765263988051,21.6,9.3401822997526089,null,"C-K12-Lgt-LPD Int-All-All-C",null,-2.2051804961285062,12.8,null,null,null,null,-0.37163533732190585,"C-Sch-HVAC-ER-All-All-C"]
["All Btype_NR_LINEAR_Fixture_from_LFTube_to_LEDPanel","School K-12_NR_LINEAR_Fixture_from_LFTube_to_LEDPanel",10.723647630728719,21.6,2.9266535021274036,null,"C-K12-Lgt-LPD Int-All-All-C",null,-1.7453742166770745,12.8,null,null,null,null,-0.18745674540996962,"C-Sch-HVAC-ER-All-All-C"]
["All Btype_NR_LINEAR_Fixture_from_LFTube_to_LEDPanel_RDX","School K-12_NR_LINEAR_Fixture_from_LFTube_to_LEDPanel_RDX",3.2271102106714133,21.6,1.8122029841369858,null,"C-K12-Lgt-LPD Int-All-All-C",null,-0.43634355416926857,12.8,null,null,null,null,-5.6412108827435997E-2,"C-Sch-HVAC-ER-All-All-C"]
["All Btype_NR_LINEAR_Fixture_from_LFTube_to_LEDPanel_CONTR","School K-12_NR_LINEAR_Fixture_from_LFTube_to_LEDPanel_CONTR",44.89545889760376,21.6,20.232498129099632,null,"C-K12-Lgt-LPD Int-All-All-C",null,-4.7768136456425205,12.8,null,null,null,null,-0.78480353872462727,"C-Sch-HVAC-ER-All-All-C"]
["All Btype_NR_LINEAR_Lamp_from_LFTube_to_LEDTube_RDX","School K-12_NR_LINEAR_Lamp_from_LFTube_to_LEDTube_RDX",0.59974740844639973,20.399999999999999,0.15910913414899275,null,"C-K12-Lgt-LPD Int-All-All-C",null,-9.6965234259837468E-2,12.8,null,null,null,null,-1.048399771485087E-2,"C-Sch-HVAC-ER-All-All-C"]
["All Btype_NR_LINEAR_Fixture_from_LEDTube_to_LEDPanel_CONTR","School K-12_NR_LINEAR_Fixture_from_LEDTube_to_LEDPanel_CONTR",5.103088079032835,21.6,2.2035852282151827,null,"C-K12-Lgt-LPD Int-All-All-C",null,-3.4000928577674849,20.399999999999999,null,null,null,null,-8.9205493855909493E-2,"C-Sch-HVAC-ER-All-All-C"]
["All Btype_RETRO_LINEAR_Fixture_from_LFTube_to_LEDPanel","School K-12_RETRO_LINEAR_Fixture_from_LFTube_to_LEDPanel",1.1915164034143018,21.6,1.749833440435614,null,"C-K12-Lgt-LPD Int-All-All-C",null,-0.19393046851967494,12.8,null,null,null,null,-2.0828527267774403E-2,"C-Sch-HVAC-ER-All-All-C"]
["All Btype_RETRO_LINEAR_Fixture_from_LFTube_to_LEDPanel_RDX","School K-12_RETRO_LINEAR_Fixture_from_LFTube_to_LEDPanel_RDX",0.35856780118571269,21.6,0.36926279876612556,null,"C-K12-Lgt-LPD Int-All-All-C",null,-4.8482617129918734E-2,12.8,null,null,null,null,-6.2680120919373335E-3,"C-Sch-HVAC-ER-All-All-C"]
["All Btype_RETRO_LINEAR_Fixture_from_LFTube_to_LEDPanel_CONTR","School K-12_RETRO_LINEAR_Fixture_from_LFTube_to_LEDPanel_CONTR",4.9883843219559729,21.6,6.1470966810885104,null,"C-K12-Lgt-LPD Int-All-All-C",null,-0.53075707173805775,12.8,null,null,null,null,-8.7200393191625244E-2,"C-Sch-HVAC-ER-All-All-C"]
["All Btype_RETRO_LINEAR_Lamp_from_LFTube_to_LEDTube_RDX","School K-12_RETRO_LINEAR_Lamp_from_LFTube_to_LEDTube_RDX",5.3977266760175979,20.399999999999999,2.3046693156794715,null,"C-K12-Lgt-LPD Int-All-All-C",null,-0.87268710833853713,12.8,null,null,null,null,-9.4355979433657824E-2,"C-Sch-HVAC-ER-All-All-C"]
["All Btype_RETRO_LINEAR_Fixture_from_LEDTube_to_LEDPanel_CONTR","School K-12_RETRO_LINEAR_Fixture_from_LEDTube_to_LEDPanel_CONTR",0,21.6,0,null,"C-K12-Lgt-LPD Int-All-All-C",null,0,20.399999999999999,null,null,null,null,0,"C-Sch-HVAC-ER-All-All-C"]
["All Btype_NEW_HIGHBAY_Fixture_from_LFTube_to_LEDPanel_CONTR","School K-12_NEW_HIGHBAY_Fixture_from_LFTube_to_LEDPanel_CONTR",2.8364235195186702,22,1.6887628608747933,null,"C-K12-Lgt-LPD Int-All-All-C",null,-0.46339094135643394,10.8,null,null,null,null,-4.9582636420246642E-2,"C-Sch-HVAC-ER-All-All-C"]
["All Btype_NR_HIGHBAY_Fixture_from_LFTube_to_LEDPanel","School K-12_NR_HIGHBAY_Fixture_from_LFTube_to_LEDPanel",0.17959502258413637,22,0.17461245641082346,null,"C-K12-Lgt-LPD Int-All-All-C",null,-5.4910296771892242E-2,10.8,null,null,null,null,-3.1394446726299625E-3,"C-Sch-HVAC-ER-All-All-C"]
["All Btype_NR_HIGHBAY_Fixture_from_LFTube_to_LEDPanel_CONTR","School K-12_NR_HIGHBAY_Fixture_from_LFTube_to_LEDPanel_CONTR",1.0347245955342648,22,0.63193523352835912,null,"C-K12-Lgt-LPD Int-All-All-C",null,-0.17340093717439656,10.8,null,null,null,null,-1.8087698491573767E-2,"C-Sch-HVAC-ER-All-All-C"]
["All Btype_NR_HIGHBAY_Fixture_from_HID_to_LEDPanel","School K-12_NR_HIGHBAY_Fixture_from_HID_to_LEDPanel",1.3647841763732646E-2,22,-4.400175536609631E-3,null,"C-K12-Lgt-LPD Int-All-All-C",null,-7.046819772481107E-3,6,null,null,null,null,-2.3857367259704789E-4,"C-Sch-HVAC-ER-All-All-C"]
["All Btype_NR_HIGHBAY_Fixture_from_HID_to_LEDPanel_CONTR","School K-12_NR_HIGHBAY_Fixture_from_HID_to_LEDPanel_CONTR",6.6470439198288683E-2,22,-1.1291328226774977E-2,null,"C-K12-Lgt-LPD Int-All-All-C",null,-2.3736656075725841E-2,6,null,null,null,null,-1.1619490519603854E-3,"C-Sch-HVAC-ER-All-All-C"]
["All Btype_RETRO_HIGHBAY_Fixture_from_LFTube_to_LEDPanel","School K-12_RETRO_HIGHBAY_Fixture_from_LFTube_to_LEDPanel",1.9955002509348483E-2,22,3.5936751734150459E-2,null,"C-K12-Lgt-LPD Int-All-All-C",null,-6.1011440857658052E-3,10.8,null,null,null,null,-3.488271858477736E-4,"C-Sch-HVAC-ER-All-All-C"]
["All Btype_RETRO_HIGHBAY_Fixture_from_LFTube_to_LEDPanel_CONTR","School K-12_RETRO_HIGHBAY_Fixture_from_LFTube_to_LEDPanel_CONTR",0.11496939950380719,22,0.12243197654286939,null,"C-K12-Lgt-LPD Int-All-All-C",null,-1.9266770797155174E-2,10.8,null,null,null,null,-2.0097442768415297E-3,"C-Sch-HVAC-ER-All-All-C"]
["All Btype_RETRO_HIGHBAY_Fixture_from_HID_to_LEDPanel","School K-12_RETRO_HIGHBAY_Fixture_from_HID_to_LEDPanel",5.4591367054930583E-2,22,5.3171884101838075E-2,null,"C-K12-Lgt-LPD Int-All-All-C",null,-2.8187279089924428E-2,6,null,null,null,null,-9.5429469038819156E-4,"C-Sch-HVAC-ER-All-All-C"]
["All Btype_RETRO_HIGHBAY_Fixture_from_HID_to_LEDPanel_CONTR","School K-12_RETRO_HIGHBAY_Fixture_from_HID_to_LEDPanel_CONTR",0.26588175679315473,22,0.19322655656077922,null,"C-K12-Lgt-LPD Int-All-All-C",null,-9.4946624302903362E-2,6,null,null,null,null,-4.6477962078415418E-3,"C-Sch-HVAC-ER-All-All-C"]
["All Btype_NEW_CAN_Fixture_from_CFL_to_LEDPanel","School K-12_NEW_CAN_Fixture_from_CFL_to_LEDPanel",0.6731231889242737,18.8,9.7257708336458026E-2,null,"C-K12-Lgt-LPD Int-All-All-C",null,-0.15205118729606037,3.68,null,null,null,null,-1.1766656887731947E-2,"C-Sch-HVAC-ER-All-All-C"]
["All Btype_NR_CAN_Lamp_from_CFL_to_LEDScrew","School K-12_NR_CAN_Lamp_from_CFL_to_LEDScrew",0.50188851143423441,18.8,3.3641084916543325E-3,null,"C-K12-Lgt-LPD Int-All-All-C",null,-0.11149917082026845,3.68,null,null,null,null,-8.7733568046866727E-3,"C-Sch-HVAC-ER-All-All-C"]
["All Btype_NR_CAN_Lamp_from_Inc/Hal_to_LEDScrew","School K-12_NR_CAN_Lamp_from_Inc/Hal_to_LEDScrew",0.16677220539809459,18.8,3.9840869718981847E-3,null,"C-K12-Lgt-LPD Int-All-All-C",null,-1.1162839195581661E-2,1.28,null,null,null,null,-2.9152929978029643E-3,"C-Sch-HVAC-ER-All-All-C"]
["All Btype_RETRO_CAN_Lamp_from_CFL_to_LEDScrew","School K-12_RETRO_CAN_Lamp_from_CFL_to_LEDScrew",0.50188851143423441,18.8,0.11486327931192279,null,"C-K12-Lgt-LPD Int-All-All-C",null,-0.11149917082026845,3.68,null,null,null,null,-8.7733568046866727E-3,"C-Sch-HVAC-ER-All-All-C"]
["All Btype_RETRO_CAN_Lamp_from_Inc/Hal_to_LEDScrew","School K-12_RETRO_CAN_Lamp_from_Inc/Hal_to_LEDScrew",0.16677220539809459,18.8,1.5146926167479847E-2,null,"C-K12-Lgt-LPD Int-All-All-C",null,-1.1162839195581661E-2,1.28,null,null,null,null,-2.9152929978029643E-3,"C-Sch-HVAC-ER-All-All-C"]
["All Btype_NEW_DISP_Fixture_from_CFL_to_LEDPanel","School K-12_NEW_DISP_Fixture_from_CFL_to_LEDPanel",9.0936279725889274E-2,12.8,-1.8738881610199088E-2,null,"C-K12-Lgt-LPD Int-All-All-C",null,-0.10009590305231264,3.68,null,null,null,null,-1.5896287927494514E-3,"C-Sch-HVAC-ER-All-All-C"]
["All Btype_NR_DISP_Lamp_from_CFL_to_LEDScrew","School K-12_NR_DISP_Lamp_from_CFL_to_LEDScrew",0,12.8,0,null,"C-K12-Lgt-LPD Int-All-All-C",null,0,3.68,null,null,null,null,0,"C-Sch-HVAC-ER-All-All-C"]
["All Btype_NR_DISP_Lamp_from_Inc/Hal_to_LEDScrew","School K-12_NR_DISP_Lamp_from_Inc/Hal_to_LEDScrew",1.0156155175673771E-2,12.8,3.5961264266521031E-4,null,"C-K12-Lgt-LPD Int-All-All-C",null,-8.312829039651134E-4,1.28,null,null,null,null,-1.7753658649272955E-4,"C-Sch-HVAC-ER-All-All-C"]
["All Btype_RETRO_DISP_Lamp_from_CFL_to_LEDScrew","School K-12_RETRO_DISP_Lamp_from_CFL_to_LEDScrew",0,12.8,0,null,"C-K12-Lgt-LPD Int-All-All-C",null,0,3.68,null,null,null,null,0,"C-Sch-HVAC-ER-All-All-C"]
["All Btype_RETRO_DISP_Lamp_from_Inc/Hal_to_LEDScrew","School K-12_RETRO_DISP_Lamp_from_Inc/Hal_to_LEDScrew",1.0156155175673771E-2,12.8,1.1908955466303234E-3,null,"C-K12-Lgt-LPD Int-All-All-C",null,-8.312829039651134E-4,1.28,null,null,null,null,-1.7753658649272955E-4,"C-Sch-HVAC-ER-All-All-C"]
["All Btype_NEW_OTHER_Fixture_from_CFL_to_LEDPanel","School K-12_NEW_OTHER_Fixture_from_CFL_to_LEDPanel",0.17126131193070127,20,7.1425672965526765E-2,null,"C-K12-Lgt-LPD Int-All-All-C",null,-0.1722200422483243,4.4000000000000004,null,null,null,null,-2.9937656714098177E-3,"C-Sch-HVAC-ER-All-All-C"]
["All Btype_NR_OTHER_Lamp_from_CFL_to_LEDScrew","School K-12_NR_OTHER_Lamp_from_CFL_to_LEDScrew",0.51868854628543304,8,-0.18483644213201045,null,"C-K12-Lgt-LPD Int-All-All-C",null,-0.53503388638855243,4.4000000000000004,null,null,null,null,-9.0670329832059551E-3,"C-Sch-HVAC-ER-All-All-C"]
["All Btype_NR_OTHER_Lamp_from_Inc/Hal_to_LEDScrew","School K-12_NR_OTHER_Lamp_from_Inc/Hal_to_LEDScrew",0.32880465530777048,8,-3.8629486775779913E-3,null,"C-K12-Lgt-LPD Int-All-All-C",null,-3.3885750031670818E-2,0.6,null,null,null,null,-5.7477318056424302E-3,"C-Sch-HVAC-ER-All-All-C"]
["All Btype_RETRO_OTHER_Lamp_from_CFL_to_LEDScrew","School K-12_RETRO_OTHER_Lamp_from_CFL_to_LEDScrew",0.51868854628543304,8,0.35019744425654198,null,"C-K12-Lgt-LPD Int-All-All-C",null,-0.53503388638855243,4.4000000000000004,null,null,null,null,-9.0670329832059551E-3,"C-Sch-HVAC-ER-All-All-C"]
["All Btype_RETRO_OTHER_Lamp_from_Inc/Hal_to_LEDScrew","School K-12_RETRO_OTHER_Lamp_from_Inc/Hal_to_LEDScrew",0.32880465530777048,8,3.0022801354092826E-2,null,"C-K12-Lgt-LPD Int-All-All-C",null,-3.3885750031670818E-2,0.6,null,null,null,null,-5.7477318056424302E-3,"C-Sch-HVAC-ER-All-All-C"]
["All Btype_NEW_LINEAR_Fixture_from_LFTube_to_LEDPanel_CONTR","University_NEW_LINEAR_Fixture_from_LFTube_to_LEDPanel_CONTR",10.527059953912369,25.714285714285715,5.3383978216682015,null,"C-Unv-Lgt-LPD Int-All-All-C",null,-1.2603748384257369,15.238095238095237,null,null,null,null,-0.16673549869324089,"C-Unv-HVAC-ER-All-All-C"]
["All Btype_NR_LINEAR_Fixture_from_LFTube_to_LEDPanel","University_NR_LINEAR_Fixture_from_LFTube_to_LEDPanel",2.9359354800358282,25.714285714285715,0.90163762089401212,null,"C-Unv-Lgt-LPD Int-All-All-C",null,-0.5377114356552759,15.238095238095237,null,null,null,null,-4.6501555851120827E-2,"C-Unv-HVAC-ER-All-All-C"]
["All Btype_NR_LINEAR_Fixture_from_LFTube_to_LEDPanel_RDX","University_NR_LINEAR_Fixture_from_LFTube_to_LEDPanel_RDX",0.883522817212548,25.714285714285715,0.55829991012143121,null,"C-Unv-Lgt-LPD Int-All-All-C",null,-0.13442785891381898,15.238095238095237,null,null,null,null,-1.3993899358390375E-2,"C-Unv-HVAC-ER-All-All-C"]
["All Btype_NR_LINEAR_Fixture_from_LFTube_to_LEDPanel_CONTR","University_NR_LINEAR_Fixture_from_LFTube_to_LEDPanel_CONTR",12.291542505766577,25.714285714285715,6.2331879959836156,null,"C-Unv-Lgt-LPD Int-All-All-C",null,-1.4716312975828607,15.238095238095237,null,null,null,null,-0.19468270137917165,"C-Unv-HVAC-ER-All-All-C"]
["All Btype_NR_LINEAR_Lamp_from_LFTube_to_LEDTube_RDX","University_NR_LINEAR_Lamp_from_LFTube_to_LEDTube_RDX",0.16419969735593315,24.285714285714285,4.9018027269822996E-2,null,"C-Unv-Lgt-LPD Int-All-All-C",null,-2.9872857536404222E-2,15.238095238095237,null,null,null,null,-2.6007183908690265E-3,"C-Unv-HVAC-ER-All-All-C"]
["All Btype_NR_LINEAR_Fixture_from_LEDTube_to_LEDPanel_CONTR","University_NR_LINEAR_Fixture_from_LEDTube_to_LEDPanel_CONTR",3.6713986006608046,25.714285714285715,1.7839598283023583,null,"C-Unv-Lgt-LPD Int-All-All-C",null,-2.7526183208569961,24.285714285714285,null,null,null,null,-5.8150374298508715E-2,"C-Unv-HVAC-ER-All-All-C"]
["All Btype_RETRO_LINEAR_Fixture_from_LFTube_to_LEDPanel","University_RETRO_LINEAR_Fixture_from_LFTube_to_LEDPanel",0.32621505333731421,25.714285714285715,0.53908522448875451,null,"C-Unv-Lgt-LPD Int-All-All-C",null,-5.9745715072808431E-2,15.238095238095237,null,null,null,null,-5.1668395390134254E-3,"C-Unv-HVAC-ER-All-All-C"]
["All Btype_RETRO_LINEAR_Fixture_from_LFTube_to_LEDPanel_RDX","University_RETRO_LINEAR_Fixture_from_LFTube_to_LEDPanel_RDX",9.8169201912505333E-2,25.714285714285715,0.11376175250064165,null,"C-Unv-Lgt-LPD Int-All-All-C",null,-1.4936428768202108E-2,15.238095238095237,null,null,null,null,-1.5548777064878195E-3,"C-Unv-HVAC-ER-All-All-C"]
["All Btype_RETRO_LINEAR_Fixture_from_LFTube_to_LEDPanel_CONTR","University_RETRO_LINEAR_Fixture_from_LFTube_to_LEDPanel_CONTR",1.3657269450851752,25.714285714285715,1.8937853841984629,null,"C-Unv-Lgt-LPD Int-All-All-C",null,-0.16351458862031784,15.238095238095237,null,null,null,null,-2.1631411264352404E-2,"C-Unv-HVAC-ER-All-All-C"]
["All Btype_RETRO_LINEAR_Lamp_from_LFTube_to_LEDTube_RDX","University_RETRO_LINEAR_Lamp_from_LFTube_to_LEDTube_RDX",1.4777972762033982,24.285714285714285,0.71001796325604472,null,"C-Unv-Lgt-LPD Int-All-All-C",null,-0.26885571782763795,15.238095238095237,null,null,null,null,-2.3406465517821239E-2,"C-Unv-HVAC-ER-All-All-C"]
["All Btype_RETRO_LINEAR_Fixture_from_LEDTube_to_LEDPanel_CONTR","University_RETRO_LINEAR_Fixture_from_LEDTube_to_LEDPanel_CONTR",0,25.714285714285715,0,null,"C-Unv-Lgt-LPD Int-All-All-C",null,0,24.285714285714285,null,null,null,null,0,"C-Unv-HVAC-ER-All-All-C"]
["All Btype_NEW_HIGHBAY_Fixture_from_LFTube_to_LEDPanel_CONTR","University_NEW_HIGHBAY_Fixture_from_LFTube_to_LEDPanel_CONTR",1.5981061357907338,26.19047619047619,1.0982726308481887,null,"C-Unv-Lgt-LPD Int-All-All-C",null,-0.30136237601241395,12.857142857142858,null,null,null,null,-2.531200778587437E-2,"C-Unv-HVAC-ER-All-All-C"]
["All Btype_NR_HIGHBAY_Fixture_from_LFTube_to_LEDPanel","University_NR_HIGHBAY_Fixture_from_LFTube_to_LEDPanel",5.3443893436794128E-2,26.19047619047619,5.8470358894513672E-2,null,"C-Unv-Lgt-LPD Int-All-All-C",null,-1.8387146170734375E-2,12.857142857142858,null,null,null,null,-8.4648460855212796E-4,"C-Unv-HVAC-ER-All-All-C"]
["All Btype_NR_HIGHBAY_Fixture_from_LFTube_to_LEDPanel_CONTR","University_NR_HIGHBAY_Fixture_from_LFTube_to_LEDPanel_CONTR",0.30791338325791534,26.19047619047619,0.21160849954231062,null,"C-Unv-Lgt-LPD Int-All-All-C",null,-5.8064672118108542E-2,12.857142857142858,null,null,null,null,-4.8769639136282345E-3,"C-Unv-HVAC-ER-All-All-C"]
["All Btype_NR_HIGHBAY_Fixture_from_HID_to_LEDPanel","University_NR_HIGHBAY_Fixture_from_HID_to_LEDPanel",4.4741335388648979E-4,26.19047619047619,-1.6231987902466929E-4,null,"C-Unv-Lgt-LPD Int-All-All-C",null,-2.5995302311487264E-4,7.1428571428571432,null,null,null,null,-7.0864694424538239E-6,"C-Unv-HVAC-ER-All-All-C"]
["All Btype_NR_HIGHBAY_Fixture_from_HID_to_LEDPanel_CONTR","University_NR_HIGHBAY_Fixture_from_HID_to_LEDPanel_CONTR",2.1790816929782896E-3,26.19047619047619,-4.1653043533125479E-4,null,"C-Unv-Lgt-LPD Int-All-All-C",null,-8.7563123575536074E-4,7.1428571428571432,null,null,null,null,-3.4513935929187483E-5,"C-Unv-HVAC-ER-All-All-C"]
["All Btype_RETRO_HIGHBAY_Fixture_from_LFTube_to_LEDPanel","University_RETRO_HIGHBAY_Fixture_from_LFTube_to_LEDPanel",5.9382103818660147E-3,26.19047619047619,1.2033704894770427E-2,null,"C-Unv-Lgt-LPD Int-All-All-C",null,-2.0430162411927081E-3,12.857142857142858,null,null,null,null,-9.4053845394680898E-5,"C-Unv-HVAC-ER-All-All-C"]
["All Btype_RETRO_HIGHBAY_Fixture_from_LFTube_to_LEDPanel_CONTR","University_RETRO_HIGHBAY_Fixture_from_LFTube_to_LEDPanel_CONTR",3.4212598139768374E-2,26.19047619047619,4.099731345502404E-2,null,"C-Unv-Lgt-LPD Int-All-All-C",null,-6.4516302353453941E-3,12.857142857142858,null,null,null,null,-5.418848792920262E-4,"C-Unv-HVAC-ER-All-All-C"]
["All Btype_RETRO_HIGHBAY_Fixture_from_HID_to_LEDPanel","University_RETRO_HIGHBAY_Fixture_from_HID_to_LEDPanel",1.7896534155459592E-3,26.19047619047619,1.9614794280625974E-3,null,"C-Unv-Lgt-LPD Int-All-All-C",null,-1.0398120924594906E-3,7.1428571428571432,null,null,null,null,-2.8345877769815296E-5,"C-Unv-HVAC-ER-All-All-C"]
["All Btype_RETRO_HIGHBAY_Fixture_from_HID_to_LEDPanel_CONTR","University_RETRO_HIGHBAY_Fixture_from_HID_to_LEDPanel_CONTR",8.7163267719131583E-3,26.19047619047619,7.1280136495340107E-3,null,"C-Unv-Lgt-LPD Int-All-All-C",null,-3.502524943021443E-3,7.1428571428571432,null,null,null,null,-1.3805574371674993E-4,"C-Unv-HVAC-ER-All-All-C"]
["All Btype_NEW_CAN_Fixture_from_CFL_to_LEDPanel","University_NEW_CAN_Fixture_from_CFL_to_LEDPanel",0.5702057053003825,22.38095238095238,9.5097256712749351E-2,null,"C-Unv-Lgt-LPD Int-All-All-C",null,-0.14867357085722574,4.3809523809523814,null,null,null,null,-9.0313471232446492E-3,"C-Unv-HVAC-ER-All-All-C"]
["All Btype_NR_CAN_Lamp_from_CFL_to_LEDScrew","University_NR_CAN_Lamp_from_CFL_to_LEDScrew",0.13151638227714127,22.38095238095238,9.9197182499175321E-4,null,"C-Unv-Lgt-LPD Int-All-All-C",null,-3.2877666174570462E-2,4.3809523809523814,null,null,null,null,-2.0830554477045968E-3,"C-Unv-HVAC-ER-All-All-C"]
["All Btype_NR_CAN_Lamp_from_Inc/Hal_to_LEDScrew","University_NR_CAN_Lamp_from_Inc/Hal_to_LEDScrew",0.35836459365634504,22.38095238095238,9.6335637984095463E-3,null,"C-Unv-Lgt-LPD Int-All-All-C",null,-2.699186145296098E-2,1.5238095238095237,null,null,null,null,-5.6760481557896446E-3,"C-Unv-HVAC-ER-All-All-C"]
["All Btype_RETRO_CAN_Lamp_from_CFL_to_LEDScrew","University_RETRO_CAN_Lamp_from_CFL_to_LEDScrew",0.13151638227714127,22.38095238095238,3.3869637999562219E-2,null,"C-Unv-Lgt-LPD Int-All-All-C",null,-3.2877666174570462E-2,4.3809523809523814,null,null,null,null,-2.0830554477045968E-3,"C-Unv-HVAC-ER-All-All-C"]
["All Btype_RETRO_CAN_Lamp_from_Inc/Hal_to_LEDScrew","University_RETRO_CAN_Lamp_from_Inc/Hal_to_LEDScrew",0.35836459365634504,22.38095238095238,3.6625425251370525E-2,null,"C-Unv-Lgt-LPD Int-All-All-C",null,-2.699186145296098E-2,1.5238095238095237,null,null,null,null,-5.6760481557896446E-3,"C-Unv-HVAC-ER-All-All-C"]
["All Btype_NEW_DISP_Fixture_from_CFL_to_LEDPanel","University_NEW_DISP_Fixture_from_CFL_to_LEDPanel",7.7032534863877594E-2,15.238095238095237,-1.8322622088011033E-2,null,"C-Unv-Lgt-LPD Int-All-All-C",null,-9.7872404679023375E-2,4.3809523809523814,null,null,null,null,-1.2200992653565747E-3,"C-Unv-HVAC-ER-All-All-C"]
["All Btype_NR_DISP_Lamp_from_CFL_to_LEDScrew","University_NR_DISP_Lamp_from_CFL_to_LEDScrew",3.4265434571414725E-2,15.238095238095237,2.6383908409667914E-4,null,"C-Unv-Lgt-LPD Int-All-All-C",null,-2.7200010667521604E-2,4.3809523809523814,null,null,null,null,-5.4272174246353783E-4,"C-Unv-HVAC-ER-All-All-C"]
["All Btype_NR_DISP_Lamp_from_Inc/Hal_to_LEDScrew","University_NR_DISP_Lamp_from_Inc/Hal_to_LEDScrew",0.33243594108919522,15.238095238095237,1.324556045683758E-2,null,"C-Unv-Lgt-LPD Int-All-All-C",null,-3.061852297405512E-2,1.5238095238095237,null,null,null,null,-5.265370641350223E-3,"C-Unv-HVAC-ER-All-All-C"]
["All Btype_RETRO_DISP_Lamp_from_CFL_to_LEDScrew","University_RETRO_DISP_Lamp_from_CFL_to_LEDScrew",3.4265434571414725E-2,15.238095238095237,2.7463849751618277E-2,null,"C-Unv-Lgt-LPD Int-All-All-C",null,-2.7200010667521604E-2,4.3809523809523814,null,null,null,null,-5.4272174246353783E-4,"C-Unv-HVAC-ER-All-All-C"]
["All Btype_RETRO_DISP_Lamp_from_Inc/Hal_to_LEDScrew","University_RETRO_DISP_Lamp_from_Inc/Hal_to_LEDScrew",0.33243594108919522,15.238095238095237,4.3864083430892688E-2,null,"C-Unv-Lgt-LPD Int-All-All-C",null,-3.061852297405512E-2,1.5238095238095237,null,null,null,null,-5.265370641350223E-3,"C-Unv-HVAC-ER-All-All-C"]
["All Btype_NEW_OTHER_Fixture_from_CFL_to_LEDPanel","University_NEW_OTHER_Fixture_from_CFL_to_LEDPanel",0.18392480260178198,23.80952380952381,8.8540572038110332E-2,null,"C-Unv-Lgt-LPD Int-All-All-C",null,-0.21348711778261797,5.2380952380952381,null,null,null,null,-2.9131394537623713E-3,"C-Unv-HVAC-ER-All-All-C"]
["All Btype_NR_OTHER_Lamp_from_CFL_to_LEDScrew","University_NR_OTHER_Lamp_from_CFL_to_LEDScrew",0.38355071625741671,9.5238095238095237,-0.15380146946148024,null,"C-Unv-Lgt-LPD Int-All-All-C",null,-0.44519899316972955,5.2380952380952381,null,null,null,null,-6.0749649217645627E-3,"C-Unv-HVAC-ER-All-All-C"]
["All Btype_NR_OTHER_Lamp_from_Inc/Hal_to_LEDScrew","University_NR_OTHER_Lamp_from_Inc/Hal_to_LEDScrew",0.52476841696677334,9.5238095238095237,-6.937538625953186E-3,null,"C-Unv-Lgt-LPD Int-All-All-C",null,-6.085602459039257E-2,0.7142857142857143,null,null,null,null,-8.3116771524512113E-3,"C-Unv-HVAC-ER-All-All-C"]
["All Btype_RETRO_OTHER_Lamp_from_CFL_to_LEDScrew","University_RETRO_OTHER_Lamp_from_CFL_to_LEDScrew",0.38355071625741671,9.5238095238095237,0.29139752370824928,null,"C-Unv-Lgt-LPD Int-All-All-C",null,-0.44519899316972955,5.2380952380952381,null,null,null,null,-6.0749649217645627E-3,"C-Unv-HVAC-ER-All-All-C"]
["All Btype_RETRO_OTHER_Lamp_from_Inc/Hal_to_LEDScrew","University_RETRO_OTHER_Lamp_from_Inc/Hal_to_LEDScrew",0.52476841696677334,9.5238095238095237,5.3918485964439385E-2,null,"C-Unv-Lgt-LPD Int-All-All-C",null,-6.085602459039257E-2,0.7142857142857143,null,null,null,null,-8.3116771524512113E-3,"C-Unv-HVAC-ER-All-All-C"]
["All Btype_NEW_LINEAR_Fixture_from_LFTube_to_LEDPanel_CONTR","Warehouse_NEW_LINEAR_Fixture_from_LFTube_to_LEDPanel_CONTR",22.691659974928754,20.76923076923077,10.746736148204516,null,"C-War-Lgt-LPD Int-All-All-C",null,-2.5372623563982772,12.307692307692308,null,null,null,null,-0.35133216154201846,"C-War-HVAC-ER-All-All-C"]
["All Btype_NR_LINEAR_Fixture_from_LFTube_to_LEDPanel","Warehouse_NR_LINEAR_Fixture_from_LFTube_to_LEDPanel",9.1595437657067169,20.76923076923077,2.4870814714433922,null,"C-War-Lgt-LPD Int-All-All-C",null,-1.4832257634452308,12.307692307692308,null,null,null,null,-0.14181608192172657,"C-War-HVAC-ER-All-All-C"]
["All Btype_NR_LINEAR_Fixture_from_LFTube_to_LEDPanel_RDX","Warehouse_NR_LINEAR_Fixture_from_LFTube_to_LEDPanel_RDX",2.7564181731132833,20.76923076923077,1.5400171086414174,null,"C-War-Lgt-LPD Int-All-All-C",null,-0.37080644086130771,12.307692307692308,null,null,null,null,-4.267728125415083E-2,"C-War-HVAC-ER-All-All-C"]
["All Btype_NR_LINEAR_Fixture_from_LFTube_to_LEDPanel_CONTR","Warehouse_NR_LINEAR_Fixture_from_LFTube_to_LEDPanel_CONTR",36.3042855282389,20.76923076923077,17.193655204252551,null,"C-War-Lgt-LPD Int-All-All-C",null,-4.0593547210080008,12.307692307692308,null,null,null,null,-0.56209475736756198,"C-War-HVAC-ER-All-All-C"]
["All Btype_NR_LINEAR_Lamp_from_LFTube_to_LEDTube_RDX","Warehouse_NR_LINEAR_Lamp_from_LFTube_to_LEDTube_RDX",0.51227090120833085,19.615384615384617,0.13521155790793529,null,"C-War-Lgt-LPD Int-All-All-C",null,-8.2401431302512831E-2,12.307692307692308,null,null,null,null,-7.9314269302224443E-3,"C-War-HVAC-ER-All-All-C"]
["All Btype_NR_LINEAR_Fixture_from_LEDTube_to_LEDPanel_CONTR","Warehouse_NR_LINEAR_Fixture_from_LEDTube_to_LEDPanel_CONTR",6.3195038672852384,20.76923076923077,3.0335576092367931,null,"C-War-Lgt-LPD Int-All-All-C",null,-4.6807254962162119,19.615384615384617,null,null,null,null,-9.7844095849291837E-2,"C-War-HVAC-ER-All-All-C"]
["All Btype_RETRO_LINEAR_Fixture_from_LFTube_to_LEDPanel","Warehouse_RETRO_LINEAR_Fixture_from_LFTube_to_LEDPanel",1.0177270850785241,20.76923076923077,1.487015229051194,null,"C-War-Lgt-LPD Int-All-All-C",null,-0.16480286260502566,12.307692307692308,null,null,null,null,-1.5757342435747401E-2,"C-War-HVAC-ER-All-All-C"]
["All Btype_RETRO_LINEAR_Fixture_from_LFTube_to_LEDPanel_RDX","Warehouse_RETRO_LINEAR_Fixture_from_LFTube_to_LEDPanel_RDX",0.30626868590147593,20.76923076923077,0.3138009553358399,null,"C-War-Lgt-LPD Int-All-All-C",null,-4.1200715651256416E-2,12.307692307692308,null,null,null,null,-4.7419201393500924E-3,"C-War-HVAC-ER-All-All-C"]
["All Btype_RETRO_LINEAR_Fixture_from_LFTube_to_LEDPanel_CONTR","Warehouse_RETRO_LINEAR_Fixture_from_LFTube_to_LEDPanel_CONTR",4.0338095031376549,20.76923076923077,5.2238265471444487,null,"C-War-Lgt-LPD Int-All-All-C",null,-0.45103941344533333,12.307692307692308,null,null,null,null,-6.2454973040840203E-2,"C-War-HVAC-ER-All-All-C"]
["All Btype_RETRO_LINEAR_Lamp_from_LFTube_to_LEDTube_RDX","Warehouse_RETRO_LINEAR_Lamp_from_LFTube_to_LEDTube_RDX",4.610438110874977,19.615384615384617,1.9585169028940326,null,"C-War-Lgt-LPD Int-All-All-C",null,-0.7416128817226153,12.307692307692308,null,null,null,null,-7.1382842372002001E-2,"C-War-HVAC-ER-All-All-C"]
["All Btype_RETRO_LINEAR_Fixture_from_LEDTube_to_LEDPanel_CONTR","Warehouse_RETRO_LINEAR_Fixture_from_LEDTube_to_LEDPanel_CONTR",0,20.76923076923077,0,null,"C-War-Lgt-LPD Int-All-All-C",null,0,19.615384615384617,null,null,null,null,0,"C-War-HVAC-ER-All-All-C"]
["All Btype_NEW_HIGHBAY_Fixture_from_LFTube_to_LEDPanel_CONTR","Warehouse_NEW_HIGHBAY_Fixture_from_LFTube_to_LEDPanel_CONTR",11.779174370199456,21.153846153846153,7.6920796244591276,null,"C-War-Lgt-LPD Int-All-All-C",null,-2.1106811979038609,10.384615384615385,null,null,null,null,-0.18237549818897783,"C-War-HVAC-ER-All-All-C"]
["All Btype_NR_HIGHBAY_Fixture_from_LFTube_to_LEDPanel","Warehouse_NR_HIGHBAY_Fixture_from_LFTube_to_LEDPanel",0.2440391227451422,21.153846153846153,0.23606292182318531,null,"C-War-Lgt-LPD Int-All-All-C",null,-7.4234595633050307E-2,10.384615384615385,null,null,null,null,-3.778427518727086E-3,"C-War-HVAC-ER-All-All-C"]
["All Btype_NR_HIGHBAY_Fixture_from_LFTube_to_LEDPanel_CONTR","Warehouse_NR_HIGHBAY_Fixture_from_LFTube_to_LEDPanel_CONTR",1.3082664553954051,21.153846153846153,0.85432895622717209,null,"C-War-Lgt-LPD Int-All-All-C",null,-0.23442503884121152,10.384615384615385,null,null,null,null,-2.0255727529621841E-2,"C-War-HVAC-ER-All-All-C"]
["All Btype_NR_HIGHBAY_Fixture_from_HID_to_LEDPanel","Warehouse_NR_HIGHBAY_Fixture_from_HID_to_LEDPanel",5.7716795653010987E-2,21.153846153846153,-1.8513802763523497E-2,null,"C-War-Lgt-LPD Int-All-All-C",null,-2.964959699729066E-2,5.7692307692307692,null,null,null,null,-8.9362200017343565E-4,"C-War-HVAC-ER-All-All-C"]
["All Btype_NR_HIGHBAY_Fixture_from_HID_to_LEDPanel_CONTR","Warehouse_NR_HIGHBAY_Fixture_from_HID_to_LEDPanel_CONTR",0.26776701555757776,21.153846153846153,-4.7508428240976147E-2,null,"C-War-Lgt-LPD Int-All-All-C",null,-9.9872326727715885E-2,5.7692307692307692,null,null,null,null,-4.1458035449781798E-3,"C-War-HVAC-ER-All-All-C"]
["All Btype_RETRO_HIGHBAY_Fixture_from_LFTube_to_LEDPanel","Warehouse_RETRO_HIGHBAY_Fixture_from_LFTube_to_LEDPanel",2.7115458082793583E-2,21.153846153846153,4.8583788290788479E-2,null,"C-War-Lgt-LPD Int-All-All-C",null,-8.2482884036722583E-3,10.384615384615385,null,null,null,null,-4.1982527985856517E-4,"C-War-HVAC-ER-All-All-C"]
["All Btype_RETRO_HIGHBAY_Fixture_from_LFTube_to_LEDPanel_CONTR","Warehouse_RETRO_HIGHBAY_Fixture_from_LFTube_to_LEDPanel_CONTR",0.14536293948837836,21.153846153846153,0.16551883354357269,null,"C-War-Lgt-LPD Int-All-All-C",null,-2.6047226537912395E-2,10.384615384615385,null,null,null,null,-2.2506363921802048E-3,"C-War-HVAC-ER-All-All-C"]
["All Btype_RETRO_HIGHBAY_Fixture_from_HID_to_LEDPanel","Warehouse_RETRO_HIGHBAY_Fixture_from_HID_to_LEDPanel",0.23086718261204395,21.153846153846153,0.22372147807195419,null,"C-War-Lgt-LPD Int-All-All-C",null,-0.11859838798916264,5.7692307692307692,null,null,null,null,-3.5744880006937426E-3,"C-War-HVAC-ER-All-All-C"]
["All Btype_RETRO_HIGHBAY_Fixture_from_HID_to_LEDPanel_CONTR","Warehouse_RETRO_HIGHBAY_Fixture_from_HID_to_LEDPanel_CONTR",1.071068062230311,21.153846153846153,0.81300355567120486,null,"C-War-Lgt-LPD Int-All-All-C",null,-0.39948930691086354,5.7692307692307692,null,null,null,null,-1.6583214179912719E-2,"C-War-HVAC-ER-All-All-C"]
["All Btype_NEW_CAN_Fixture_from_CFL_to_LEDPanel","Warehouse_NEW_CAN_Fixture_from_CFL_to_LEDPanel",2.2824070355343531E-2,18.076923076923077,3.3655820346924444E-3,null,"C-War-Lgt-LPD Int-All-All-C",null,-5.2616985642612111E-3,3.5384615384615383,null,null,null,null,-3.5338225506594413E-4,"C-War-HVAC-ER-All-All-C"]
["All Btype_NR_CAN_Lamp_from_CFL_to_LEDScrew","Warehouse_NR_CAN_Lamp_from_CFL_to_LEDScrew",0.10289072356754543,18.076923076923077,6.8616151725421257E-4,null,"C-War-Lgt-LPD Int-All-All-C",null,-2.2741965787494337E-2,3.5384615384615383,null,null,null,null,-1.5930443323030421E-3,"C-War-HVAC-ER-All-All-C"]
["All Btype_NR_CAN_Lamp_from_Inc/Hal_to_LEDScrew","Warehouse_NR_CAN_Lamp_from_Inc/Hal_to_LEDScrew",0.13862722606296149,18.076923076923077,3.2948911277071447E-3,null,"C-War-Lgt-LPD Int-All-All-C",null,-9.2318114752449523E-3,1.2307692307692308,null,null,null,null,-2.1463481752805186E-3,"C-War-HVAC-ER-All-All-C"]
["All Btype_RETRO_CAN_Lamp_from_CFL_to_LEDScrew","Warehouse_RETRO_CAN_Lamp_from_CFL_to_LEDScrew",0.10289072356754543,18.076923076923077,2.3428127304748549E-2,null,"C-War-Lgt-LPD Int-All-All-C",null,-2.2741965787494337E-2,3.5384615384615383,null,null,null,null,-1.5930443323030421E-3,"C-War-HVAC-ER-All-All-C"]
["All Btype_RETRO_CAN_Lamp_from_Inc/Hal_to_LEDScrew","Warehouse_RETRO_CAN_Lamp_from_Inc/Hal_to_LEDScrew",0.13862722606296149,18.076923076923077,1.2526702602952099E-2,null,"C-War-Lgt-LPD Int-All-All-C",null,-9.2318114752449523E-3,1.2307692307692308,null,null,null,null,-2.1463481752805186E-3,"C-War-HVAC-ER-All-All-C"]
["All Btype_NEW_DISP_Fixture_from_CFL_to_LEDPanel","Warehouse_NEW_DISP_Fixture_from_CFL_to_LEDPanel",3.0834416054419927E-3,12.307692307692308,-6.4845495926489248E-4,null,"C-War-Lgt-LPD Int-All-All-C",null,-3.4637971511086575E-3,3.5384615384615383,null,null,null,null,-4.7740544562426992E-5,"C-War-HVAC-ER-All-All-C"]
["All Btype_NR_DISP_Lamp_from_CFL_to_LEDScrew","Warehouse_NR_DISP_Lamp_from_CFL_to_LEDScrew",4.0548470678264704E-2,12.307692307692308,2.7605016970537097E-4,null,"C-War-Lgt-LPD Int-All-All-C",null,-2.8458890336375865E-2,3.5384615384615383,null,null,null,null,-6.2780695049889689E-4,"C-War-HVAC-ER-All-All-C"]
["All Btype_NR_DISP_Lamp_from_Inc/Hal_to_LEDScrew","Warehouse_NR_DISP_Lamp_from_Inc/Hal_to_LEDScrew",0,12.307692307692308,0,null,"C-War-Lgt-LPD Int-All-All-C",null,0,1.2307692307692308,null,null,null,null,0,"C-War-HVAC-ER-All-All-C"]
["All Btype_RETRO_DISP_Lamp_from_CFL_to_LEDScrew","Warehouse_RETRO_DISP_Lamp_from_CFL_to_LEDScrew",4.0548470678264704E-2,12.307692307692308,2.8734940506081229E-2,null,"C-War-Lgt-LPD Int-All-All-C",null,-2.8458890336375865E-2,3.5384615384615383,null,null,null,null,-6.2780695049889689E-4,"C-War-HVAC-ER-All-All-C"]
["All Btype_RETRO_DISP_Lamp_from_Inc/Hal_to_LEDScrew","Warehouse_RETRO_DISP_Lamp_from_Inc/Hal_to_LEDScrew",0,12.307692307692308,0,null,"C-War-Lgt-LPD Int-All-All-C",null,0,1.2307692307692308,null,null,null,null,0,"C-War-HVAC-ER-All-All-C"]
["All Btype_NEW_OTHER_Fixture_from_CFL_to_LEDPanel","Warehouse_NEW_OTHER_Fixture_from_CFL_to_LEDPanel",0.18290482373774647,19.23076923076923,7.7849860202632792E-2,null,"C-War-Lgt-LPD Int-All-All-C",null,-0.18770990396680656,4.2307692307692308,null,null,null,null,-2.8318927372983486E-3,"C-War-HVAC-ER-All-All-C"]
["All Btype_NR_OTHER_Lamp_from_CFL_to_LEDScrew","Warehouse_NR_OTHER_Lamp_from_CFL_to_LEDScrew",0.82474783668157881,7.6923076923076925,-0.2924081847232548,null,"C-War-Lgt-LPD Int-All-All-C",null,-0.8464147312063558,4.2307692307692308,null,null,null,null,-1.276946862894073E-2,"C-War-HVAC-ER-All-All-C"]
["All Btype_NR_OTHER_Lamp_from_Inc/Hal_to_LEDScrew","Warehouse_NR_OTHER_Lamp_from_Inc/Hal_to_LEDScrew",0.37736312573142866,7.6923076923076925,-4.410906361475387E-3,null,"C-War-Lgt-LPD Int-All-All-C",null,-3.8692429761136515E-2,0.57692307692307687,null,null,null,null,-5.842666547795897E-3,"C-War-HVAC-ER-All-All-C"]
["All Btype_RETRO_OTHER_Lamp_from_CFL_to_LEDScrew","Warehouse_RETRO_OTHER_Lamp_from_CFL_to_LEDScrew",0.82474783668157881,7.6923076923076925,0.55400654648310099,null,"C-War-Lgt-LPD Int-All-All-C",null,-0.8464147312063558,4.2307692307692308,null,null,null,null,-1.276946862894073E-2,"C-War-HVAC-ER-All-All-C"]
["All Btype_RETRO_OTHER_Lamp_from_Inc/Hal_to_LEDScrew","Warehouse_RETRO_OTHER_Lamp_from_Inc/Hal_to_LEDScrew",0.37736312573142866,7.6923076923076925,3.4281523399661132E-2,null,"C-War-Lgt-LPD Int-All-All-C",null,-3.8692429761136515E-2,0.57692307692307687,null,null,null,null,-5.842666547795897E-3,"C-War-HVAC-ER-All-All-C"]
["All Btype_NEW_LINEAR_Fixture_from_LFTube_to_LEDPanel_CONTR","Supermarket_NEW_LINEAR_Fixture_from_LFTube_to_LEDPanel_CONTR",10.034014074667702,7.9411764705882355,1.5836897310150462,null,"C-Gro-Lgt-LPD Int-All-All-C",null,-0.37390294907261934,4.7058823529411766,null,null,null,null,-8.1890322604170104E-2,"C-Gro-HVAC-ER-All-All-C"]
["All Btype_NR_LINEAR_Fixture_from_LFTube_to_LEDPanel","Supermarket_NR_LINEAR_Fixture_from_LFTube_to_LEDPanel",4.4809013379108862,7.9411764705882355,0.420561043047955,null,"C-Gro-Lgt-LPD Int-All-All-C",null,-0.25081083242042218,4.7058823529411766,null,null,null,null,-3.6569856628503081E-2,"C-Gro-HVAC-ER-All-All-C"]
["All Btype_NR_LINEAR_Fixture_from_LFTube_to_LEDPanel_RDX","Supermarket_NR_LINEAR_Fixture_from_LFTube_to_LEDPanel_RDX",1.3484555776662326,7.9411764705882355,0.26041414764995635,null,"C-Gro-Lgt-LPD Int-All-All-C",null,-6.2702708105105545E-2,4.7058823529411766,null,null,null,null,-1.1005113352518124E-2,"C-Gro-HVAC-ER-All-All-C"]
["All Btype_NR_LINEAR_Fixture_from_LFTube_to_LEDPanel_CONTR","Supermarket_NR_LINEAR_Fixture_from_LFTube_to_LEDPanel_CONTR",18.384894815801651,7.9411764705882355,2.9074164435436889,null,"C-Gro-Lgt-LPD Int-All-All-C",null,-0.68642964662431327,4.7058823529411766,null,null,null,null,-0.15004413550811077,"C-Gro-HVAC-ER-All-All-C"]
["All Btype_NR_LINEAR_Lamp_from_LFTube_to_LEDTube_RDX","Supermarket_NR_LINEAR_Lamp_from_LFTube_to_LEDTube_RDX",0.25060586261854245,7.5,2.2864033397707092E-2,null,"C-Gro-Lgt-LPD Int-All-All-C",null,-1.3933935134467895E-2,4.7058823529411766,null,null,null,null,-2.0452627217396454E-3,"C-Gro-HVAC-ER-All-All-C"]
["All Btype_NR_LINEAR_Fixture_from_LEDTube_to_LEDPanel_CONTR","Supermarket_NR_LINEAR_Fixture_from_LEDTube_to_LEDPanel_CONTR",10.163801347367794,7.9411764705882355,1.5712192553554054,null,"C-Gro-Lgt-LPD Int-All-All-C",null,-2.4243633963945683,7.5,null,null,null,null,-8.2949551896877444E-2,"C-Gro-HVAC-ER-All-All-C"]
["All Btype_RETRO_LINEAR_Fixture_from_LFTube_to_LEDPanel","Supermarket_RETRO_LINEAR_Fixture_from_LFTube_to_LEDPanel",0.49787792643454298,7.9411764705882355,0.2514516242988295,null,"C-Gro-Lgt-LPD Int-All-All-C",null,-2.7867870268935797E-2,4.7058823529411766,null,null,null,null,-4.0633174031670088E-3,"C-Gro-HVAC-ER-All-All-C"]
["All Btype_RETRO_LINEAR_Fixture_from_LFTube_to_LEDPanel_RDX","Supermarket_RETRO_LINEAR_Fixture_from_LFTube_to_LEDPanel_RDX",0.1498283975184703,7.9411764705882355,5.306318212764239E-2,null,"C-Gro-Lgt-LPD Int-All-All-C",null,-6.9669675672339483E-3,4.7058823529411766,null,null,null,null,-1.2227903725020139E-3,"C-Gro-HVAC-ER-All-All-C"]
["All Btype_RETRO_LINEAR_Fixture_from_LFTube_to_LEDPanel_CONTR","Supermarket_RETRO_LINEAR_Fixture_from_LFTube_to_LEDPanel_CONTR",2.0427660906446277,7.9411764705882355,0.88333975649525509,null,"C-Gro-Lgt-LPD Int-All-All-C",null,-7.6269960736034814E-2,4.7058823529411766,null,null,null,null,-1.6671570612012309E-2,"C-Gro-HVAC-ER-All-All-C"]
["All Btype_RETRO_LINEAR_Lamp_from_LFTube_to_LEDTube_RDX","Supermarket_RETRO_LINEAR_Lamp_from_LFTube_to_LEDTube_RDX",2.2554527635668817,7.5,0.33118171678957486,null,"C-Gro-Lgt-LPD Int-All-All-C",null,-0.12540541621021106,4.7058823529411766,null,null,null,null,-1.8407364495656803E-2,"C-Gro-HVAC-ER-All-All-C"]
["All Btype_RETRO_LINEAR_Fixture_from_LEDTube_to_LEDPanel_CONTR","Supermarket_RETRO_LINEAR_Fixture_from_LEDTube_to_LEDPanel_CONTR",0,7.9411764705882355,0,null,"C-Gro-Lgt-LPD Int-All-All-C",null,0,7.5,null,null,null,null,0,"C-Gro-HVAC-ER-All-All-C"]
["All Btype_NEW_HIGHBAY_Fixture_from_LFTube_to_LEDPanel_CONTR","Supermarket_NEW_HIGHBAY_Fixture_from_LFTube_to_LEDPanel_CONTR",1.6931754310655354,8.0882352941176467,0.3644235849425656,null,"C-Gro-Lgt-LPD Int-All-All-C",null,-9.9996625927423255E-2,3.9705882352941178,null,null,null,null,-1.3818465994129404E-2,"C-Gro-HVAC-ER-All-All-C"]
["All Btype_NR_HIGHBAY_Fixture_from_LFTube_to_LEDPanel","Supermarket_NR_HIGHBAY_Fixture_from_LFTube_to_LEDPanel",0,8.0882352941176467,0,null,"C-Gro-Lgt-LPD Int-All-All-C",null,0,3.9705882352941178,null,null,null,null,0,"C-Gro-HVAC-ER-All-All-C"]
["All Btype_NR_HIGHBAY_Fixture_from_LFTube_to_LEDPanel_CONTR","Supermarket_NR_HIGHBAY_Fixture_from_LFTube_to_LEDPanel_CONTR",0,8.0882352941176467,0,null,"C-Gro-Lgt-LPD Int-All-All-C",null,0,3.9705882352941178,null,null,null,null,0,"C-Gro-HVAC-ER-All-All-C"]
["All Btype_NR_HIGHBAY_Fixture_from_HID_to_LEDPanel","Supermarket_NR_HIGHBAY_Fixture_from_HID_to_LEDPanel",0,8.0882352941176467,0,null,"C-Gro-Lgt-LPD Int-All-All-C",null,0,2.2058823529411766,null,null,null,null,0,"C-Gro-HVAC-ER-All-All-C"]
["All Btype_NR_HIGHBAY_Fixture_from_HID_to_LEDPanel_CONTR","Supermarket_NR_HIGHBAY_Fixture_from_HID_to_LEDPanel_CONTR",0,8.0882352941176467,0,null,"C-Gro-Lgt-LPD Int-All-All-C",null,0,2.2058823529411766,null,null,null,null,0,"C-Gro-HVAC-ER-All-All-C"]
["All Btype_RETRO_HIGHBAY_Fixture_from_LFTube_to_LEDPanel","Supermarket_RETRO_HIGHBAY_Fixture_from_LFTube_to_LEDPanel",0,8.0882352941176467,0,null,"C-Gro-Lgt-LPD Int-All-All-C",null,0,3.9705882352941178,null,null,null,null,0,"C-Gro-HVAC-ER-All-All-C"]
["All Btype_RETRO_HIGHBAY_Fixture_from_LFTube_to_LEDPanel_CONTR","Supermarket_RETRO_HIGHBAY_Fixture_from_LFTube_to_LEDPanel_CONTR",0,8.0882352941176467,0,null,"C-Gro-Lgt-LPD Int-All-All-C",null,0,3.9705882352941178,null,null,null,null,0,"C-Gro-HVAC-ER-All-All-C"]
["All Btype_RETRO_HIGHBAY_Fixture_from_HID_to_LEDPanel","Supermarket_RETRO_HIGHBAY_Fixture_from_HID_to_LEDPanel",0,8.0882352941176467,0,null,"C-Gro-Lgt-LPD Int-All-All-C",null,0,2.2058823529411766,null,null,null,null,0,"C-Gro-HVAC-ER-All-All-C"]
["All Btype_RETRO_HIGHBAY_Fixture_from_HID_to_LEDPanel_CONTR","Supermarket_RETRO_HIGHBAY_Fixture_from_HID_to_LEDPanel_CONTR",0,8.0882352941176467,0,null,"C-Gro-Lgt-LPD Int-All-All-C",null,0,2.2058823529411766,null,null,null,null,0,"C-Gro-HVAC-ER-All-All-C"]
["All Btype_NEW_CAN_Fixture_from_CFL_to_LEDPanel","Supermarket_NEW_CAN_Fixture_from_CFL_to_LEDPanel",4.8649108785704963E-2,6.9117647058823533,2.4747923433795314E-3,null,"C-Gro-Lgt-LPD Int-All-All-C",null,-3.8690518269285526E-3,1.3529411764705883,null,null,null,null,-3.9703863112217931E-4,"C-Gro-HVAC-ER-All-All-C"]
["All Btype_NR_CAN_Lamp_from_CFL_to_LEDScrew","Supermarket_NR_CAN_Lamp_from_CFL_to_LEDScrew",0.12237852545532345,6.9117647058823533,2.8209984121533324E-4,null,"C-Gro-Lgt-LPD Int-All-All-C",null,-9.3498466122807142E-3,1.3529411764705883,null,null,null,null,-9.9876448794905298E-4,"C-Gro-HVAC-ER-All-All-C"]
["All Btype_NR_CAN_Lamp_from_Inc/Hal_to_LEDScrew","Supermarket_NR_CAN_Lamp_from_Inc/Hal_to_LEDScrew",6.7457272482596767E-2,6.9117647058823533,5.5420291108654828E-4,null,"C-Gro-Lgt-LPD Int-All-All-C",null,-1.5527969198008958E-3,0.47058823529411764,null,null,null,null,-5.5053717928736287E-4,"C-Gro-HVAC-ER-All-All-C"]
["All Btype_RETRO_CAN_Lamp_from_CFL_to_LEDScrew","Supermarket_RETRO_CAN_Lamp_from_CFL_to_LEDScrew",0.12237852545532345,6.9117647058823533,9.6319464534960469E-3,null,"C-Gro-Lgt-LPD Int-All-All-C",null,-9.3498466122807142E-3,1.3529411764705883,null,null,null,null,-9.9876448794905298E-4,"C-Gro-HVAC-ER-All-All-C"]
["All Btype_RETRO_CAN_Lamp_from_Inc/Hal_to_LEDScrew","Supermarket_RETRO_CAN_Lamp_from_Inc/Hal_to_LEDScrew",6.7457272482596767E-2,6.9117647058823533,2.1069998308874439E-3,null,"C-Gro-Lgt-LPD Int-All-All-C",null,-1.5527969198008958E-3,0.47058823529411764,null,null,null,null,-5.5053717928736287E-4,"C-Gro-HVAC-ER-All-All-C"]
["All Btype_NEW_DISP_Fixture_from_CFL_to_LEDPanel","Supermarket_NEW_DISP_Fixture_from_CFL_to_LEDPanel",6.5723021249974797E-3,4.7058823529411766,-4.7682432092667492E-4,null,"C-Gro-Lgt-LPD Int-All-All-C",null,-2.547012249358791E-3,1.3529411764705883,null,null,null,null,-5.36383482485737E-5,"C-Gro-HVAC-ER-All-All-C"]
["All Btype_NR_DISP_Lamp_from_CFL_to_LEDScrew","Supermarket_NR_DISP_Lamp_from_CFL_to_LEDScrew",1.6003470339853636E-3,4.7058823529411766,3.7659556248177849E-6,null,"C-Gro-Lgt-LPD Int-All-All-C",null,-3.8824434794854589E-4,1.3529411764705883,null,null,null,null,-1.3060868154704903E-5,"C-Gro-HVAC-ER-All-All-C"]
["All Btype_NR_DISP_Lamp_from_Inc/Hal_to_LEDScrew","Supermarket_NR_DISP_Lamp_from_Inc/Hal_to_LEDScrew",0.10690996845103563,4.7058823529411766,1.3018432990816496E-3,null,"C-Gro-Lgt-LPD Int-All-All-C",null,-3.0093493658831581E-3,0.47058823529411764,null,null,null,null,-8.7252137986929142E-4,"C-Gro-HVAC-ER-All-All-C"]
["All Btype_RETRO_DISP_Lamp_from_CFL_to_LEDScrew","Supermarket_RETRO_DISP_Lamp_from_CFL_to_LEDScrew",1.6003470339853636E-3,4.7058823529411766,3.9201030357336353E-4,null,"C-Gro-Lgt-LPD Int-All-All-C",null,-3.8824434794854589E-4,1.3529411764705883,null,null,null,null,-1.3060868154704903E-5,"C-Gro-HVAC-ER-All-All-C"]
["All Btype_RETRO_DISP_Lamp_from_Inc/Hal_to_LEDScrew","Supermarket_RETRO_DISP_Lamp_from_Inc/Hal_to_LEDScrew",0.10690996845103563,4.7058823529411766,4.3111926649648073E-3,null,"C-Gro-Lgt-LPD Int-All-All-C",null,-3.0093493658831581E-3,0.47058823529411764,null,null,null,null,-8.7252137986929142E-4,"C-Gro-HVAC-ER-All-All-C"]
["All Btype_NEW_OTHER_Fixture_from_CFL_to_LEDPanel","Supermarket_NEW_OTHER_Fixture_from_CFL_to_LEDPanel",0.28153218018342602,7.3529411764705879,4.1338766424804489E-2,null,"C-Gro-Lgt-LPD Int-All-All-C",null,-9.9675142068448741E-2,1.6176470588235294,null,null,null,null,-2.2976608251807349E-3,"C-Gro-HVAC-ER-All-All-C"]
["All Btype_NR_OTHER_Lamp_from_CFL_to_LEDScrew","Supermarket_NR_OTHER_Lamp_from_CFL_to_LEDScrew",0.73234492973141097,2.9411764705882355,-8.9749390596968057E-2,null,"C-Gro-Lgt-LPD Int-All-All-C",null,-0.25979165525056369,1.6176470588235294,null,null,null,null,-5.976866496992592E-3,"C-Gro-HVAC-ER-All-All-C"]
["All Btype_NR_OTHER_Lamp_from_Inc/Hal_to_LEDScrew","Supermarket_NR_OTHER_Lamp_from_Inc/Hal_to_LEDScrew",0.42557025942593979,2.9411764705882355,-1.7194404425276285E-3,null,"C-Gro-Lgt-LPD Int-All-All-C",null,-1.5082915641107515E-2,0.22058823529411764,null,null,null,null,-3.4731948326756461E-3,"C-Gro-HVAC-ER-All-All-C"]
["All Btype_RETRO_OTHER_Lamp_from_CFL_to_LEDScrew","Supermarket_RETRO_OTHER_Lamp_from_CFL_to_LEDScrew",0.73234492973141097,2.9411764705882355,0.17004226465359562,null,"C-Gro-Lgt-LPD Int-All-All-C",null,-0.25979165525056369,1.6176470588235294,null,null,null,null,-5.976866496992592E-3,"C-Gro-HVAC-ER-All-All-C"]
["All Btype_RETRO_OTHER_Lamp_from_Inc/Hal_to_LEDScrew","Supermarket_RETRO_OTHER_Lamp_from_Inc/Hal_to_LEDScrew",0.42557025942593979,2.9411764705882355,1.3363475198579887E-2,null,"C-Gro-Lgt-LPD Int-All-All-C",null,-1.5082915641107515E-2,0.22058823529411764,null,null,null,null,-3.4731948326756461E-3,"C-Gro-HVAC-ER-All-All-C"]
["All Btype_NEW_LINEAR_Fixture_from_LFTube_to_LEDPanel_CONTR","MiniMart_NEW_LINEAR_Fixture_from_LFTube_to_LEDPanel_CONTR",4.0527346556968871,7.5,0.65603001786051673,null,"C-Gro-Lgt-LPD Int-All-All-C",null,-0.15488612040250699,4.4444444444444446,null,null,null,null,-4.0096601882280224E-2,"C-Gro-HVAC-ER-All-All-C"]
["All Btype_NR_LINEAR_Fixture_from_LFTube_to_LEDPanel","MiniMart_NR_LINEAR_Fixture_from_LFTube_to_LEDPanel",2.0093584475118789,7.5,0.19109765857499522,null,"C-Gro-Lgt-LPD Int-All-All-C",null,-0.11396529377382911,4.4444444444444446,null,null,null,null,-1.9880019925663336E-2,"C-Gro-HVAC-ER-All-All-C"]
["All Btype_NR_LINEAR_Fixture_from_LFTube_to_LEDPanel_RDX","MiniMart_NR_LINEAR_Fixture_from_LFTube_to_LEDPanel_RDX",0.6046842815203356,7.5,0.11832891966181303,null,"C-Gro-Lgt-LPD Int-All-All-C",null,-2.8491323443457277E-2,4.4444444444444446,null,null,null,null,-5.9825739803891437E-3,"C-Gro-HVAC-ER-All-All-C"]
["All Btype_NR_LINEAR_Fixture_from_LFTube_to_LEDPanel_CONTR","MiniMart_NR_LINEAR_Fixture_from_LFTube_to_LEDPanel_CONTR",8.2442885747561796,7.5,1.3210935345723065,null,"C-Gro-Lgt-LPD Int-All-All-C",null,-0.31190501453890074,4.4444444444444446,null,null,null,null,-8.1566642000594339E-2,"C-Gro-HVAC-ER-All-All-C"]
["All Btype_NR_LINEAR_Lamp_from_LFTube_to_LEDTube_RDX","MiniMart_NR_LINEAR_Lamp_from_LFTube_to_LEDTube_RDX",0.11237850804439739,7.083333333333333,1.0389129759182443E-2,null,"C-Gro-Lgt-LPD Int-All-All-C",null,-6.3314052096571719E-3,4.4444444444444446,null,null,null,null,-1.1118409370440266E-3,"C-Gro-HVAC-ER-All-All-C"]
["All Btype_NR_LINEAR_Fixture_from_LEDTube_to_LEDPanel_CONTR","MiniMart_NR_LINEAR_Fixture_from_LEDTube_to_LEDPanel_CONTR",4.5577259029067809,7.5,0.71394230580726525,null,"C-Gro-Lgt-LPD Int-All-All-C",null,-1.1016002938082352,7.083333333333333,null,null,null,null,-4.5092841388103343E-2,"C-Gro-HVAC-ER-All-All-C"]
["All Btype_RETRO_LINEAR_Fixture_from_LFTube_to_LEDPanel","MiniMart_RETRO_LINEAR_Fixture_from_LFTube_to_LEDPanel",0.22326204972354213,7.5,0.11425646155939015,null,"C-Gro-Lgt-LPD Int-All-All-C",null,-1.2662810419314345E-2,4.4444444444444446,null,null,null,null,-2.2088911028514823E-3,"C-Gro-HVAC-ER-All-All-C"]
["All Btype_RETRO_LINEAR_Fixture_from_LFTube_to_LEDPanel_RDX","MiniMart_RETRO_LINEAR_Fixture_from_LFTube_to_LEDPanel_RDX",6.7187142391148411E-2,7.5,2.4111243846175121E-2,null,"C-Gro-Lgt-LPD Int-All-All-C",null,-3.1657026048285859E-3,4.4444444444444446,null,null,null,null,-6.6473044226546046E-4,"C-Gro-HVAC-ER-All-All-C"]
["All Btype_RETRO_LINEAR_Fixture_from_LFTube_to_LEDPanel_CONTR","MiniMart_RETRO_LINEAR_Fixture_from_LFTube_to_LEDPanel_CONTR",0.91603206386179759,7.5,0.40137849661268216,null,"C-Gro-Lgt-LPD Int-All-All-C",null,-3.4656112726544529E-2,4.4444444444444446,null,null,null,null,-9.0629602222882574E-3,"C-Gro-HVAC-ER-All-All-C"]
["All Btype_RETRO_LINEAR_Lamp_from_LFTube_to_LEDTube_RDX","MiniMart_RETRO_LINEAR_Lamp_from_LFTube_to_LEDTube_RDX",1.0114065723995767,7.083333333333333,0.15048481471955652,null,"C-Gro-Lgt-LPD Int-All-All-C",null,-5.698264688691454E-2,4.4444444444444446,null,null,null,null,-1.0006568433396239E-2,"C-Gro-HVAC-ER-All-All-C"]
["All Btype_RETRO_LINEAR_Fixture_from_LEDTube_to_LEDPanel_CONTR","MiniMart_RETRO_LINEAR_Fixture_from_LEDTube_to_LEDPanel_CONTR",0,7.5,0,null,"C-Gro-Lgt-LPD Int-All-All-C",null,0,7.083333333333333,null,null,null,null,0,"C-Gro-HVAC-ER-All-All-C"]
["All Btype_NEW_HIGHBAY_Fixture_from_LFTube_to_LEDPanel_CONTR","MiniMart_NEW_HIGHBAY_Fixture_from_LFTube_to_LEDPanel_CONTR",0.68387294422656664,7.6388888888888893,0.15095937433744303,null,"C-Gro-Lgt-LPD Int-All-All-C",null,-4.1422752833733964E-2,3.75,null,null,null,null,-6.7660440448944958E-3,"C-Gro-HVAC-ER-All-All-C"]
["All Btype_NR_HIGHBAY_Fixture_from_LFTube_to_LEDPanel","MiniMart_NR_HIGHBAY_Fixture_from_LFTube_to_LEDPanel",0,7.6388888888888893,0,null,"C-Gro-Lgt-LPD Int-All-All-C",null,0,3.75,null,null,null,null,0,"C-Gro-HVAC-ER-All-All-C"]
["All Btype_NR_HIGHBAY_Fixture_from_LFTube_to_LEDPanel_CONTR","MiniMart_NR_HIGHBAY_Fixture_from_LFTube_to_LEDPanel_CONTR",0,7.6388888888888893,0,null,"C-Gro-Lgt-LPD Int-All-All-C",null,0,3.75,null,null,null,null,0,"C-Gro-HVAC-ER-All-All-C"]
["All Btype_NR_HIGHBAY_Fixture_from_HID_to_LEDPanel","MiniMart_NR_HIGHBAY_Fixture_from_HID_to_LEDPanel",0,7.6388888888888893,0,null,"C-Gro-Lgt-LPD Int-All-All-C",null,0,2.0833333333333335,null,null,null,null,0,"C-Gro-HVAC-ER-All-All-C"]
["All Btype_NR_HIGHBAY_Fixture_from_HID_to_LEDPanel_CONTR","MiniMart_NR_HIGHBAY_Fixture_from_HID_to_LEDPanel_CONTR",0,7.6388888888888893,0,null,"C-Gro-Lgt-LPD Int-All-All-C",null,0,2.0833333333333335,null,null,null,null,0,"C-Gro-HVAC-ER-All-All-C"]
["All Btype_RETRO_HIGHBAY_Fixture_from_LFTube_to_LEDPanel","MiniMart_RETRO_HIGHBAY_Fixture_from_LFTube_to_LEDPanel",0,7.6388888888888893,0,null,"C-Gro-Lgt-LPD Int-All-All-C",null,0,3.75,null,null,null,null,0,"C-Gro-HVAC-ER-All-All-C"]
["All Btype_RETRO_HIGHBAY_Fixture_from_LFTube_to_LEDPanel_CONTR","MiniMart_RETRO_HIGHBAY_Fixture_from_LFTube_to_LEDPanel_CONTR",0,7.6388888888888893,0,null,"C-Gro-Lgt-LPD Int-All-All-C",null,0,3.75,null,null,null,null,0,"C-Gro-HVAC-ER-All-All-C"]
["All Btype_RETRO_HIGHBAY_Fixture_from_HID_to_LEDPanel","MiniMart_RETRO_HIGHBAY_Fixture_from_HID_to_LEDPanel",0,7.6388888888888893,0,null,"C-Gro-Lgt-LPD Int-All-All-C",null,0,2.0833333333333335,null,null,null,null,0,"C-Gro-HVAC-ER-All-All-C"]
["All Btype_RETRO_HIGHBAY_Fixture_from_HID_to_LEDPanel_CONTR","MiniMart_RETRO_HIGHBAY_Fixture_from_HID_to_LEDPanel_CONTR",0,7.6388888888888893,0,null,"C-Gro-Lgt-LPD Int-All-All-C",null,0,2.0833333333333335,null,null,null,null,0,"C-Gro-HVAC-ER-All-All-C"]
["All Btype_NEW_CAN_Fixture_from_CFL_to_LEDPanel","MiniMart_NEW_CAN_Fixture_from_CFL_to_LEDPanel",1.9649357443334448E-2,6.5277777777777777,1.02516170524624E-3,null,"C-Gro-Lgt-LPD Int-All-All-C",null,-1.602721852276182E-3,1.2777777777777777,null,null,null,null,-1.9440514358385063E-4,"C-Gro-HVAC-ER-All-All-C"]
["All Btype_NR_CAN_Lamp_from_CFL_to_LEDScrew","MiniMart_NR_CAN_Lamp_from_CFL_to_LEDScrew",5.4877870627775917E-2,6.5277777777777777,1.2818262659311771E-4,null,"C-Gro-Lgt-LPD Int-All-All-C",null,-4.2484529301456513E-3,1.2777777777777777,null,null,null,null,-5.4294601488802331E-4,"C-Gro-HVAC-ER-All-All-C"]
["All Btype_NR_CAN_Lamp_from_Inc/Hal_to_LEDScrew","MiniMart_NR_CAN_Lamp_from_Inc/Hal_to_LEDScrew",3.0249681947295777E-2,6.5277777777777777,2.5182284577891697E-4,null,"C-Gro-Lgt-LPD Int-All-All-C",null,-7.0557142779051969E-4,0.44444444444444442,null,null,null,null,-2.9928173373041918E-4,"C-Gro-HVAC-ER-All-All-C"]
["All Btype_RETRO_CAN_Lamp_from_CFL_to_LEDScrew","MiniMart_RETRO_CAN_Lamp_from_CFL_to_LEDScrew",5.4877870627775917E-2,6.5277777777777777,4.376635556738769E-3,null,"C-Gro-Lgt-LPD Int-All-All-C",null,-4.2484529301456513E-3,1.2777777777777777,null,null,null,null,-5.4294601488802331E-4,"C-Gro-HVAC-ER-All-All-C"]
["All Btype_RETRO_CAN_Lamp_from_Inc/Hal_to_LEDScrew","MiniMart_RETRO_CAN_Lamp_from_Inc/Hal_to_LEDScrew",3.0249681947295777E-2,6.5277777777777777,9.5739427356943672E-4,null,"C-Gro-Lgt-LPD Int-All-All-C",null,-7.0557142779051969E-4,0.44444444444444442,null,null,null,null,-2.9928173373041918E-4,"C-Gro-HVAC-ER-All-All-C"]
["All Btype_NEW_DISP_Fixture_from_CFL_to_LEDPanel","MiniMart_NEW_DISP_Fixture_from_CFL_to_LEDPanel",2.6545504512429808E-3,4.4444444444444446,-1.9752042439105983E-4,null,"C-Gro-Lgt-LPD Int-All-All-C",null,-1.0550781878006176E-3,1.2777777777777777,null,null,null,null,-2.6263365767185788E-5,"C-Gro-HVAC-ER-All-All-C"]
["All Btype_NR_DISP_Lamp_from_CFL_to_LEDScrew","MiniMart_NR_DISP_Lamp_from_CFL_to_LEDScrew",7.1763928486501792E-4,4.4444444444444446,1.7112029611310221E-6,null,"C-Gro-Lgt-LPD Int-All-All-C",null,-1.7641335799969228E-4,1.2777777777777777,null,null,null,null,-7.1001185976654888E-6,"C-Gro-HVAC-ER-All-All-C"]
["All Btype_NR_DISP_Lamp_from_Inc/Hal_to_LEDScrew","MiniMart_NR_DISP_Lamp_from_Inc/Hal_to_LEDScrew",4.7941347517031441E-2,4.4444444444444446,5.9154125280615481E-4,null,"C-Gro-Lgt-LPD Int-All-All-C",null,-1.3674105748992162E-3,0.44444444444444442,null,null,null,null,-4.743180317488382E-4,"C-Gro-HVAC-ER-All-All-C"]
["All Btype_RETRO_DISP_Lamp_from_CFL_to_LEDScrew","MiniMart_RETRO_DISP_Lamp_from_CFL_to_LEDScrew",7.1763928486501792E-4,4.4444444444444446,1.7812456096082322E-4,null,"C-Gro-Lgt-LPD Int-All-All-C",null,-1.7641335799969228E-4,1.2777777777777777,null,null,null,null,-7.1001185976654888E-6,"C-Gro-HVAC-ER-All-All-C"]
["All Btype_RETRO_DISP_Lamp_from_Inc/Hal_to_LEDScrew","MiniMart_RETRO_DISP_Lamp_from_Inc/Hal_to_LEDScrew",4.7941347517031441E-2,4.4444444444444446,1.9589518277053708E-3,null,"C-Gro-Lgt-LPD Int-All-All-C",null,-1.3674105748992162E-3,0.44444444444444442,null,null,null,null,-4.743180317488382E-4,"C-Gro-HVAC-ER-All-All-C"]
["All Btype_NEW_OTHER_Fixture_from_CFL_to_LEDPanel","MiniMart_NEW_OTHER_Fixture_from_CFL_to_LEDPanel",0.11371074575267194,6.9444444444444446,1.7124232824705082E-2,null,"C-Gro-Lgt-LPD Int-All-All-C",null,-4.1289580876112099E-2,1.5277777777777777,null,null,null,null,-1.1250217173169607E-3,"C-Gro-HVAC-ER-All-All-C"]
["All Btype_NR_OTHER_Lamp_from_CFL_to_LEDScrew","MiniMart_NR_OTHER_Lamp_from_CFL_to_LEDScrew",0.3284034528049608,2.7777777777777777,-4.0780996445402187E-2,null,"C-Gro-Lgt-LPD Int-All-All-C",null,-0.11804606692979927,1.5277777777777777,null,null,null,null,-3.2491301855592219E-3,"C-Gro-HVAC-ER-All-All-C"]
["All Btype_NR_OTHER_Lamp_from_Inc/Hal_to_LEDScrew","MiniMart_NR_OTHER_Lamp_from_Inc/Hal_to_LEDScrew",0.19083731849941041,2.7777777777777777,-7.8129215260843029E-4,null,"C-Gro-Lgt-LPD Int-All-All-C",null,-6.8534875284945495E-3,0.20833333333333334,null,null,null,null,-1.8880900513426244E-3,"C-Gro-HVAC-ER-All-All-C"]
["All Btype_RETRO_OTHER_Lamp_from_CFL_to_LEDScrew","MiniMart_RETRO_OTHER_Lamp_from_CFL_to_LEDScrew",0.3284034528049608,2.7777777777777777,7.7265070484397083E-2,null,"C-Gro-Lgt-LPD Int-All-All-C",null,-0.11804606692979927,1.5277777777777777,null,null,null,null,-3.2491301855592219E-3,"C-Gro-HVAC-ER-All-All-C"]
["All Btype_RETRO_OTHER_Lamp_from_Inc/Hal_to_LEDScrew","MiniMart_RETRO_OTHER_Lamp_from_Inc/Hal_to_LEDScrew",0.19083731849941041,2.7777777777777777,6.0721953758861198E-3,null,"C-Gro-Lgt-LPD Int-All-All-C",null,-6.8534875284945495E-3,0.20833333333333334,null,null,null,null,-1.8880900513426244E-3,"C-Gro-HVAC-ER-All-All-C"]
["All Btype_NEW_LINEAR_Fixture_from_LFTube_to_LEDPanel_CONTR","Restaurant_NEW_LINEAR_Fixture_from_LFTube_to_LEDPanel_CONTR",7.6473163692374042,11.020408163265307,1.8819916285805003,null,"C-Res-Lgt-LPD Int-All-All-C",null,-0.44433085993758026,6.5306122448979593,null,null,null,null,-0.17733973237611242,"C-Res-HVAC-ER-All-All-C"]
["All Btype_NR_LINEAR_Fixture_from_LFTube_to_LEDPanel","Restaurant_NR_LINEAR_Fixture_from_LFTube_to_LEDPanel",1.636158984919897,11.020408163265307,0.23917932004812464,null,"C-Res-Lgt-LPD Int-All-All-C",null,-0.14263985062491966,6.5306122448979593,null,null,null,null,-3.794219860939281E-2,"C-Res-HVAC-ER-All-All-C"]
["All Btype_NR_LINEAR_Fixture_from_LFTube_to_LEDPanel_RDX","Restaurant_NR_LINEAR_Fixture_from_LFTube_to_LEDPanel_RDX",0.49237587324174065,11.020408163265307,0.1481013988229202,null,"C-Res-Lgt-LPD Int-All-All-C",null,-3.5659962656229914E-2,6.5306122448979593,null,null,null,null,-1.1418097718618687E-2,"C-Res-HVAC-ER-All-All-C"]
["All Btype_NR_LINEAR_Fixture_from_LFTube_to_LEDPanel_CONTR","Restaurant_NR_LINEAR_Fixture_from_LFTube_to_LEDPanel_CONTR",6.7130714495279369,11.020408163265307,1.6534909724965254,null,"C-Res-Lgt-LPD Int-All-All-C",null,-0.39038274907872744,6.5306122448979593,null,null,null,null,-0.15567478011894026,"C-Res-HVAC-ER-All-All-C"]
["All Btype_NR_LINEAR_Lamp_from_LFTube_to_LEDTube_RDX","Restaurant_NR_LINEAR_Lamp_from_LFTube_to_LEDTube_RDX",9.1506374025208281E-2,10.408163265306122,1.3003115842561841E-2,null,"C-Res-Lgt-LPD Int-All-All-C",null,-7.9244361458288698E-3,6.5306122448979593,null,null,null,null,-2.1220144553738556E-3,"C-Res-HVAC-ER-All-All-C"]
["All Btype_NR_LINEAR_Fixture_from_LEDTube_to_LEDPanel_CONTR","Restaurant_NR_LINEAR_Fixture_from_LEDTube_to_LEDPanel_CONTR",0.58903883737062135,11.020408163265307,0.14182703399746696,null,"C-Res-Lgt-LPD Int-All-All-C",null,-0.21883659372853803,10.408163265306122,null,null,null,null,-1.3659692463966838E-2,"C-Res-HVAC-ER-All-All-C"]
["All Btype_RETRO_LINEAR_Fixture_from_LFTube_to_LEDPanel","Restaurant_RETRO_LINEAR_Fixture_from_LFTube_to_LEDPanel",0.18179544276887746,11.020408163265307,0.14300427849645778,null,"C-Res-Lgt-LPD Int-All-All-C",null,-1.5848872291657743E-2,6.5306122448979593,null,null,null,null,-4.2157998454880911E-3,"C-Res-HVAC-ER-All-All-C"]
["All Btype_RETRO_LINEAR_Fixture_from_LFTube_to_LEDPanel_RDX","Restaurant_RETRO_LINEAR_Fixture_from_LFTube_to_LEDPanel_RDX",5.4708430360193405E-2,11.020408163265307,3.0177820867331569E-2,null,"C-Res-Lgt-LPD Int-All-All-C",null,-3.9622180729144349E-3,6.5306122448979593,null,null,null,null,-1.2686775242909652E-3,"C-Res-HVAC-ER-All-All-C"]
["All Btype_RETRO_LINEAR_Fixture_from_LFTube_to_LEDPanel_CONTR","Restaurant_RETRO_LINEAR_Fixture_from_LFTube_to_LEDPanel_CONTR",0.74589682772532628,11.020408163265307,0.50236845714195177,null,"C-Res-Lgt-LPD Int-All-All-C",null,-4.3375861008747497E-2,6.5306122448979593,null,null,null,null,-1.7297197790993361E-2,"C-Res-HVAC-ER-All-All-C"]
["All Btype_RETRO_LINEAR_Lamp_from_LFTube_to_LEDTube_RDX","Restaurant_RETRO_LINEAR_Lamp_from_LFTube_to_LEDTube_RDX",0.82355736622687448,10.408163265306122,0.18834796789551636,null,"C-Res-Lgt-LPD Int-All-All-C",null,-7.1319925312459828E-2,6.5306122448979593,null,null,null,null,-1.90981300983647E-2,"C-Res-HVAC-ER-All-All-C"]
["All Btype_RETRO_LINEAR_Fixture_from_LEDTube_to_LEDPanel_CONTR","Restaurant_RETRO_LINEAR_Fixture_from_LEDTube_to_LEDPanel_CONTR",0,11.020408163265307,0,null,"C-Res-Lgt-LPD Int-All-All-C",null,0,10.408163265306122,null,null,null,null,0,"C-Res-HVAC-ER-All-All-C"]
["All Btype_NEW_HIGHBAY_Fixture_from_LFTube_to_LEDPanel_CONTR","Restaurant_NEW_HIGHBAY_Fixture_from_LFTube_to_LEDPanel_CONTR",0,11.224489795918368,0,null,"C-Res-Lgt-LPD Int-All-All-C",null,0,5.5102040816326534,null,null,null,null,0,"C-Res-HVAC-ER-All-All-C"]
["All Btype_NR_HIGHBAY_Fixture_from_LFTube_to_LEDPanel","Restaurant_NR_HIGHBAY_Fixture_from_LFTube_to_LEDPanel",0,11.224489795918368,0,null,"C-Res-Lgt-LPD Int-All-All-C",null,0,5.5102040816326534,null,null,null,null,0,"C-Res-HVAC-ER-All-All-C"]
["All Btype_NR_HIGHBAY_Fixture_from_LFTube_to_LEDPanel_CONTR","Restaurant_NR_HIGHBAY_Fixture_from_LFTube_to_LEDPanel_CONTR",0,11.224489795918368,0,null,"C-Res-Lgt-LPD Int-All-All-C",null,0,5.5102040816326534,null,null,null,null,0,"C-Res-HVAC-ER-All-All-C"]
["All Btype_NR_HIGHBAY_Fixture_from_HID_to_LEDPanel","Restaurant_NR_HIGHBAY_Fixture_from_HID_to_LEDPanel",0,11.224489795918368,0,null,"C-Res-Lgt-LPD Int-All-All-C",null,0,3.0612244897959182,null,null,null,null,0,"C-Res-HVAC-ER-All-All-C"]
["All Btype_NR_HIGHBAY_Fixture_from_HID_to_LEDPanel_CONTR","Restaurant_NR_HIGHBAY_Fixture_from_HID_to_LEDPanel_CONTR",0,11.224489795918368,0,null,"C-Res-Lgt-LPD Int-All-All-C",null,0,3.0612244897959182,null,null,null,null,0,"C-Res-HVAC-ER-All-All-C"]
["All Btype_RETRO_HIGHBAY_Fixture_from_LFTube_to_LEDPanel","Restaurant_RETRO_HIGHBAY_Fixture_from_LFTube_to_LEDPanel",0,11.224489795918368,0,null,"C-Res-Lgt-LPD Int-All-All-C",null,0,5.5102040816326534,null,null,null,null,0,"C-Res-HVAC-ER-All-All-C"]
["All Btype_RETRO_HIGHBAY_Fixture_from_LFTube_to_LEDPanel_CONTR","Restaurant_RETRO_HIGHBAY_Fixture_from_LFTube_to_LEDPanel_CONTR",0,11.224489795918368,0,null,"C-Res-Lgt-LPD Int-All-All-C",null,0,5.5102040816326534,null,null,null,null,0,"C-Res-HVAC-ER-All-All-C"]
["All Btype_RETRO_HIGHBAY_Fixture_from_HID_to_LEDPanel","Restaurant_RETRO_HIGHBAY_Fixture_from_HID_to_LEDPanel",0,11.224489795918368,0,null,"C-Res-Lgt-LPD Int-All-All-C",null,0,3.0612244897959182,null,null,null,null,0,"C-Res-HVAC-ER-All-All-C"]
["All Btype_RETRO_HIGHBAY_Fixture_from_HID_to_LEDPanel_CONTR","Restaurant_RETRO_HIGHBAY_Fixture_from_HID_to_LEDPanel_CONTR",0,11.224489795918368,0,null,"C-Res-Lgt-LPD Int-All-All-C",null,0,3.0612244897959182,null,null,null,null,0,"C-Res-HVAC-ER-All-All-C"]
["All Btype_NEW_CAN_Fixture_from_CFL_to_LEDPanel","Restaurant_NEW_CAN_Fixture_from_CFL_to_LEDPanel",1.1298095439778777,9.591836734693878,8.9615338430475408E-2,null,"C-Res-Lgt-LPD Int-All-All-C",null,-0.14010322514646548,1.8775510204081634,null,null,null,null,-2.6200056659221815E-2,"C-Res-HVAC-ER-All-All-C"]
["All Btype_NR_CAN_Lamp_from_CFL_to_LEDScrew","Restaurant_NR_CAN_Lamp_from_CFL_to_LEDScrew",0.11697755905835935,9.591836734693878,4.1998583805329185E-4,null,"C-Res-Lgt-LPD Int-All-All-C",null,-1.3919905619978809E-2,1.8775510204081634,null,null,null,null,-2.7126861261905682E-3,"C-Res-HVAC-ER-All-All-C"]
["All Btype_NR_CAN_Lamp_from_Inc/Hal_to_LEDScrew","Restaurant_NR_CAN_Lamp_from_Inc/Hal_to_LEDScrew",1.3706810801699925,9.591836734693878,1.7539245592673357E-2,null,"C-Res-Lgt-LPD Int-All-All-C",null,-4.914244582104231E-2,0.65306122448979587,null,null,null,null,-3.1785819259179796E-2,"C-Res-HVAC-ER-All-All-C"]
["All Btype_RETRO_CAN_Lamp_from_CFL_to_LEDScrew","Restaurant_RETRO_CAN_Lamp_from_CFL_to_LEDScrew",0.11697755905835935,9.591836734693878,1.4339891458032102E-2,null,"C-Res-Lgt-LPD Int-All-All-C",null,-1.3919905619978809E-2,1.8775510204081634,null,null,null,null,-2.7126861261905682E-3,"C-Res-HVAC-ER-All-All-C"]
["All Btype_RETRO_CAN_Lamp_from_Inc/Hal_to_LEDScrew","Restaurant_RETRO_CAN_Lamp_from_Inc/Hal_to_LEDScrew",1.3706810801699925,9.591836734693878,6.6681691413715674E-2,null,"C-Res-Lgt-LPD Int-All-All-C",null,-4.914244582104231E-2,0.65306122448979587,null,null,null,null,-3.1785819259179796E-2,"C-Res-HVAC-ER-All-All-C"]
["All Btype_NEW_DISP_Fixture_from_CFL_to_LEDPanel","Restaurant_NEW_DISP_Fixture_from_CFL_to_LEDPanel",0.15263279949149106,6.5306122448979593,-1.7266407424460201E-2,null,"C-Res-Lgt-LPD Int-All-All-C",null,-9.2230511914853666E-2,1.8775510204081634,null,null,null,null,-3.5395239985784813E-3,"C-Res-HVAC-ER-All-All-C"]
["All Btype_NR_DISP_Lamp_from_CFL_to_LEDScrew","Restaurant_NR_DISP_Lamp_from_CFL_to_LEDScrew",5.4211190215164108E-2,6.5306122448979593,1.9869385558111865E-4,null,"C-Res-Lgt-LPD Int-All-All-C",null,-2.0483981779579902E-2,1.8775510204081634,null,null,null,null,-1.2571466250854773E-3,"C-Res-HVAC-ER-All-All-C"]
["All Btype_NR_DISP_Lamp_from_Inc/Hal_to_LEDScrew","Restaurant_NR_DISP_Lamp_from_Inc/Hal_to_LEDScrew",0.28987946439239293,6.5306122448979593,5.4978441759263117E-3,null,"C-Res-Lgt-LPD Int-All-All-C",null,-1.2708852053253594E-2,0.65306122448979587,null,null,null,null,-6.72224662281157E-3,"C-Res-HVAC-ER-All-All-C"]
["All Btype_RETRO_DISP_Lamp_from_CFL_to_LEDScrew","Restaurant_RETRO_DISP_Lamp_from_CFL_to_LEDScrew",5.4211190215164108E-2,6.5306122448979593,2.0682675635161015E-2,null,"C-Res-Lgt-LPD Int-All-All-C",null,-2.0483981779579902E-2,1.8775510204081634,null,null,null,null,-1.2571466250854773E-3,"C-Res-HVAC-ER-All-All-C"]
["All Btype_RETRO_DISP_Lamp_from_Inc/Hal_to_LEDScrew","Restaurant_RETRO_DISP_Lamp_from_Inc/Hal_to_LEDScrew",0.28987946439239293,6.5306122448979593,1.8206696229179902E-2,null,"C-Res-Lgt-LPD Int-All-All-C",null,-1.2708852053253594E-2,0.65306122448979587,null,null,null,null,-6.72224662281157E-3,"C-Res-HVAC-ER-All-All-C"]
["All Btype_NEW_OTHER_Fixture_from_CFL_to_LEDPanel","Restaurant_NEW_OTHER_Fixture_from_CFL_to_LEDPanel",0.18412064173255005,10.204081632653061,4.2154620552947525E-2,null,"C-Res-Lgt-LPD Int-All-All-C",null,-0.10164231194705919,2.2448979591836733,null,null,null,null,-4.2697207429675853E-3,"C-Res-HVAC-ER-All-All-C"]
["All Btype_NR_OTHER_Lamp_from_CFL_to_LEDScrew","Restaurant_NR_OTHER_Lamp_from_CFL_to_LEDScrew",1.142951884031485,4.0816326530612246,-0.21816156623545557,null,"C-Res-Lgt-LPD Int-All-All-C",null,-0.6314979302631516,2.2448979591836733,null,null,null,null,-2.6504824888411084E-2,"C-Res-HVAC-ER-All-All-C"]
["All Btype_NR_OTHER_Lamp_from_Inc/Hal_to_LEDScrew","Restaurant_NR_OTHER_Lamp_from_Inc/Hal_to_LEDScrew",3.4008509512419725,4.0816326530612246,-2.1401190443005993E-2,null,"C-Res-Lgt-LPD Int-All-All-C",null,-0.18773104440687774,0.30612244897959184,null,null,null,null,-7.8865051270847447E-2,"C-Res-HVAC-ER-All-All-C"]
["All Btype_RETRO_OTHER_Lamp_from_CFL_to_LEDScrew","Restaurant_RETRO_OTHER_Lamp_from_CFL_to_LEDScrew",1.142951884031485,4.0816326530612246,0.41333636402769608,null,"C-Res-Lgt-LPD Int-All-All-C",null,-0.6314979302631516,2.2448979591836733,null,null,null,null,-2.6504824888411084E-2,"C-Res-HVAC-ER-All-All-C"]
["All Btype_RETRO_OTHER_Lamp_from_Inc/Hal_to_LEDScrew","Restaurant_RETRO_OTHER_Lamp_from_Inc/Hal_to_LEDScrew",3.4008509512419725,4.0816326530612246,0.16632985396387176,null,"C-Res-Lgt-LPD Int-All-All-C",null,-0.18773104440687774,0.30612244897959184,null,null,null,null,-7.8865051270847447E-2,"C-Res-HVAC-ER-All-All-C"]
["All Btype_NEW_LINEAR_Fixture_from_LFTube_to_LEDPanel_CONTR","Lodging_NEW_LINEAR_Fixture_from_LFTube_to_LEDPanel_CONTR",5.9809301918802733,15.428571428571429,1.9844842837160603,null,"C-Lod-Lgt-LPD Int-All-All-C",null,-0.4685289747974315,9.1428571428571423,null,null,null,null,-3.9359738191755478E-2,"C-Lod-HVAC-ER-All-All-C"]
["All Btype_NR_LINEAR_Fixture_from_LFTube_to_LEDPanel","Lodging_NR_LINEAR_Fixture_from_LFTube_to_LEDPanel",1.5203225187517155,15.428571428571429,0.33152209433346586,null,"C-Lod-Lgt-LPD Int-All-All-C",null,-0.19771049606241603,9.1428571428571423,null,null,null,null,-1.0005048443189663E-2,"C-Lod-HVAC-ER-All-All-C"]
["All Btype_NR_LINEAR_Fixture_from_LFTube_to_LEDPanel_RDX","Lodging_NR_LINEAR_Fixture_from_LFTube_to_LEDPanel_RDX",0.45751674175850771,15.428571428571429,0.2052806484340341,null,"C-Lod-Lgt-LPD Int-All-All-C",null,-4.9427624015604008E-2,9.1428571428571423,null,null,null,null,-3.0108592804522641E-3,"C-Lod-HVAC-ER-All-All-C"]
["All Btype_NR_LINEAR_Fixture_from_LFTube_to_LEDPanel_CONTR","Lodging_NR_LINEAR_Fixture_from_LFTube_to_LEDPanel_CONTR",6.8312058738806511,15.428571428571429,2.2918736872955057,null,"C-Lod-Lgt-LPD Int-All-All-C",null,-0.54110241027608597,9.1428571428571423,null,null,null,null,-4.4955293926511521E-2,"C-Lod-HVAC-ER-All-All-C"]
["All Btype_NR_LINEAR_Lamp_from_LFTube_to_LEDTube_RDX","Lodging_NR_LINEAR_Lamp_from_LFTube_to_LEDTube_RDX",8.5027923522146068E-2,14.571428571428571,1.802338177113055E-2,null,"C-Lod-Lgt-LPD Int-All-All-C",null,-1.0983916447911999E-2,9.1428571428571423,null,null,null,null,-5.5955791180504566E-4,"C-Lod-HVAC-ER-All-All-C"]
["All Btype_NR_LINEAR_Fixture_from_LEDTube_to_LEDPanel_CONTR","Lodging_NR_LINEAR_Fixture_from_LEDTube_to_LEDPanel_CONTR",0.757114467718637,15.428571428571429,0.2282596904480387,null,"C-Lod-Lgt-LPD Int-All-All-C",null,-0.35220064705062809,14.571428571428571,null,null,null,null,-4.9824736745886422E-3,"C-Lod-HVAC-ER-All-All-C"]
["All Btype_RETRO_LINEAR_Fixture_from_LFTube_to_LEDPanel","Lodging_RETRO_LINEAR_Fixture_from_LFTube_to_LEDPanel",0.16892472430574612,15.428571428571429,0.19821562289019315,null,"C-Lod-Lgt-LPD Int-All-All-C",null,-2.1967832895823998E-2,9.1428571428571423,null,null,null,null,-1.1116720492432956E-3,"C-Lod-HVAC-ER-All-All-C"]
["All Btype_RETRO_LINEAR_Fixture_from_LFTube_to_LEDPanel_RDX","Lodging_RETRO_LINEAR_Fixture_from_LFTube_to_LEDPanel_RDX",5.0835193528723073E-2,15.428571428571429,4.1828927243145131E-2,null,"C-Lod-Lgt-LPD Int-All-All-C",null,-5.4919582239559995E-3,9.1428571428571423,null,null,null,null,-3.3453992005025155E-4,"C-Lod-HVAC-ER-All-All-C"]
["All Btype_RETRO_LINEAR_Fixture_from_LFTube_to_LEDPanel_CONTR","Lodging_RETRO_LINEAR_Fixture_from_LFTube_to_LEDPanel_CONTR",0.75902287487562803,15.428571428571429,0.69632375828002802,null,"C-Lod-Lgt-LPD Int-All-All-C",null,-6.0122490030676219E-2,9.1428571428571423,null,null,null,null,-4.9950326585012812E-3,"C-Lod-HVAC-ER-All-All-C"]
["All Btype_RETRO_LINEAR_Lamp_from_LFTube_to_LEDTube_RDX","Lodging_RETRO_LINEAR_Lamp_from_LFTube_to_LEDTube_RDX",0.76525131169931471,14.571428571428571,0.26106568397138297,null,"C-Lod-Lgt-LPD Int-All-All-C",null,-9.8855248031208001E-2,9.1428571428571423,null,null,null,null,-5.0360212062454113E-3,"C-Lod-HVAC-ER-All-All-C"]
["All Btype_RETRO_LINEAR_Fixture_from_LEDTube_to_LEDPanel_CONTR","Lodging_RETRO_LINEAR_Fixture_from_LEDTube_to_LEDPanel_CONTR",0,15.428571428571429,0,null,"C-Lod-Lgt-LPD Int-All-All-C",null,0,14.571428571428571,null,null,null,null,0,"C-Lod-HVAC-ER-All-All-C"]
["All Btype_NEW_HIGHBAY_Fixture_from_LFTube_to_LEDPanel_CONTR","Lodging_NEW_HIGHBAY_Fixture_from_LFTube_to_LEDPanel_CONTR",3.8792244932263631E-2,15.714285714285714,1.7087453925279113E-2,null,"C-Lod-Lgt-LPD Int-All-All-C",null,-4.6887408192516147E-3,7.7142857142857144,null,null,null,null,-2.5528681248900194E-4,"C-Lod-HVAC-ER-All-All-C"]
["All Btype_NR_HIGHBAY_Fixture_from_LFTube_to_LEDPanel","Lodging_NR_HIGHBAY_Fixture_from_LFTube_to_LEDPanel",0,15.714285714285714,0,null,"C-Lod-Lgt-LPD Int-All-All-C",null,0,7.7142857142857144,null,null,null,null,0,"C-Lod-HVAC-ER-All-All-C"]
["All Btype_NR_HIGHBAY_Fixture_from_LFTube_to_LEDPanel_CONTR","Lodging_NR_HIGHBAY_Fixture_from_LFTube_to_LEDPanel_CONTR",0,15.714285714285714,0,null,"C-Lod-Lgt-LPD Int-All-All-C",null,0,7.7142857142857144,null,null,null,null,0,"C-Lod-HVAC-ER-All-All-C"]
["All Btype_NR_HIGHBAY_Fixture_from_HID_to_LEDPanel","Lodging_NR_HIGHBAY_Fixture_from_HID_to_LEDPanel",1.1779697844498738E-3,15.714285714285714,-3.0345070497752593E-4,null,"C-Lod-Lgt-LPD Int-All-All-C",null,-4.859720731633778E-4,4.2857142857142856,null,null,null,null,-7.752068796370564E-6,"C-Lod-HVAC-ER-All-All-C"]
["All Btype_NR_HIGHBAY_Fixture_from_HID_to_LEDPanel_CONTR","Lodging_NR_HIGHBAY_Fixture_from_HID_to_LEDPanel_CONTR",6.1114550625011354E-3,15.714285714285714,-7.786874596342905E-4,null,"C-Lod-Lgt-LPD Int-All-All-C",null,-1.6369585622345358E-3,4.2857142857142856,null,null,null,null,-4.0218705705224286E-5,"C-Lod-HVAC-ER-All-All-C"]
["All Btype_RETRO_HIGHBAY_Fixture_from_LFTube_to_LEDPanel","Lodging_RETRO_HIGHBAY_Fixture_from_LFTube_to_LEDPanel",0,15.714285714285714,0,null,"C-Lod-Lgt-LPD Int-All-All-C",null,0,7.7142857142857144,null,null,null,null,0,"C-Lod-HVAC-ER-All-All-C"]
["All Btype_RETRO_HIGHBAY_Fixture_from_LFTube_to_LEDPanel_CONTR","Lodging_RETRO_HIGHBAY_Fixture_from_LFTube_to_LEDPanel_CONTR",0,15.714285714285714,0,null,"C-Lod-Lgt-LPD Int-All-All-C",null,0,7.7142857142857144,null,null,null,null,0,"C-Lod-HVAC-ER-All-All-C"]
["All Btype_RETRO_HIGHBAY_Fixture_from_HID_to_LEDPanel","Lodging_RETRO_HIGHBAY_Fixture_from_HID_to_LEDPanel",4.7118791377994953E-3,15.714285714285714,3.6669095542761561E-3,null,"C-Lod-Lgt-LPD Int-All-All-C",null,-1.9438882926535112E-3,4.2857142857142856,null,null,null,null,-3.1008275185482256E-5,"C-Lod-HVAC-ER-All-All-C"]
["All Btype_RETRO_HIGHBAY_Fixture_from_HID_to_LEDPanel_CONTR","Lodging_RETRO_HIGHBAY_Fixture_from_HID_to_LEDPanel_CONTR",2.4445820250004541E-2,15.714285714285714,1.3325544474511295E-2,null,"C-Lod-Lgt-LPD Int-All-All-C",null,-6.5478342489381433E-3,4.2857142857142856,null,null,null,null,-1.6087482282089714E-4,"C-Lod-HVAC-ER-All-All-C"]
["All Btype_NEW_CAN_Fixture_from_CFL_to_LEDPanel","Lodging_NEW_CAN_Fixture_from_CFL_to_LEDPanel",1.1058686065569061,13.428571428571429,0.12951403017262922,null,"C-Lod-Lgt-LPD Int-All-All-C",null,-0.20248021875160749,2.6285714285714286,null,null,null,null,-7.2775801475919635E-3,"C-Lod-HVAC-ER-All-All-C"]
["All Btype_NR_CAN_Lamp_from_CFL_to_LEDScrew","Lodging_NR_CAN_Lamp_from_CFL_to_LEDScrew",1.7143628419615808,13.428571428571429,9.1814962286774597E-3,null,"C-Lod-Lgt-LPD Int-All-All-C",null,-0.30430921562922897,2.6285714285714286,null,null,null,null,-1.1282003043086589E-2,"C-Lod-HVAC-ER-All-All-C"]
["All Btype_NR_CAN_Lamp_from_Inc/Hal_to_LEDScrew","Lodging_NR_CAN_Lamp_from_Inc/Hal_to_LEDScrew",1.8783653288650386,13.428571428571429,3.585363379345434E-2,null,"C-Lod-Lgt-LPD Int-All-All-C",null,-0.10045672984465946,0.91428571428571426,null,null,null,null,-1.2361282476255755E-2,"C-Lod-HVAC-ER-All-All-C"]
["All Btype_RETRO_CAN_Lamp_from_CFL_to_LEDScrew","Lodging_RETRO_CAN_Lamp_from_CFL_to_LEDScrew",1.7143628419615808,13.428571428571429,0.31349071185790639,null,"C-Lod-Lgt-LPD Int-All-All-C",null,-0.30430921562922897,2.6285714285714286,null,null,null,null,-1.1282003043086589E-2,"C-Lod-HVAC-ER-All-All-C"]
["All Btype_RETRO_CAN_Lamp_from_Inc/Hal_to_LEDScrew","Lodging_RETRO_CAN_Lamp_from_Inc/Hal_to_LEDScrew",1.8783653288650386,13.428571428571429,0.1363103636381138,null,"C-Lod-Lgt-LPD Int-All-All-C",null,-0.10045672984465946,0.91428571428571426,null,null,null,null,-1.2361282476255755E-2,"C-Lod-HVAC-ER-All-All-C"]
["All Btype_NEW_DISP_Fixture_from_CFL_to_LEDPanel","Lodging_NEW_DISP_Fixture_from_CFL_to_LEDPanel",0.14939847356417785,9.1428571428571423,-2.4953786386460498E-2,null,"C-Lod-Lgt-LPD Int-All-All-C",null,-0.13329353559541121,2.6285714285714286,null,null,null,null,-9.8317228542761344E-4,"C-Lod-HVAC-ER-All-All-C"]
["All Btype_NR_DISP_Lamp_from_CFL_to_LEDScrew","Lodging_NR_DISP_Lamp_from_CFL_to_LEDScrew",1.9518298415477475E-3,9.1428571428571423,1.0671269110933097E-5,null,"C-Lod-Lgt-LPD Int-All-All-C",null,-1.1001350866841771E-3,2.6285714285714286,null,null,null,null,-1.2844743057270712E-5,"C-Lod-HVAC-ER-All-All-C"]
["All Btype_NR_DISP_Lamp_from_Inc/Hal_to_LEDScrew","Lodging_NR_DISP_Lamp_from_Inc/Hal_to_LEDScrew",4.8572540008604018E-2,9.1428571428571423,1.374182503927026E-3,null,"C-Lod-Lgt-LPD Int-All-All-C",null,-3.176569138326962E-3,0.91428571428571426,null,null,null,null,-3.1964968603758164E-4,"C-Lod-HVAC-ER-All-All-C"]
["All Btype_RETRO_DISP_Lamp_from_CFL_to_LEDScrew","Lodging_RETRO_DISP_Lamp_from_CFL_to_LEDScrew",1.9518298415477475E-3,9.1428571428571423,1.1108063557951102E-3,null,"C-Lod-Lgt-LPD Int-All-All-C",null,-1.1001350866841771E-3,2.6285714285714286,null,null,null,null,-1.2844743057270712E-5,"C-Lod-HVAC-ER-All-All-C"]
["All Btype_RETRO_DISP_Lamp_from_Inc/Hal_to_LEDScrew","Lodging_RETRO_DISP_Lamp_from_Inc/Hal_to_LEDScrew",4.8572540008604018E-2,9.1428571428571423,4.5507516422539874E-3,null,"C-Lod-Lgt-LPD Int-All-All-C",null,-3.176569138326962E-3,0.91428571428571426,null,null,null,null,-3.1964968603758164E-4,"C-Lod-HVAC-ER-All-All-C"]
["All Btype_NEW_OTHER_Fixture_from_CFL_to_LEDPanel","Lodging_NEW_OTHER_Fixture_from_CFL_to_LEDPanel",1.3283605188794974,14.285714285714286,0.44905014593987141,null,"C-Lod-Lgt-LPD Int-All-All-C",null,-1.0827400274227224,3.1428571428571428,null,null,null,null,-8.741771023902313E-3,"C-Lod-HVAC-ER-All-All-C"]
["All Btype_NR_OTHER_Lamp_from_CFL_to_LEDScrew","Lodging_NR_OTHER_Lamp_from_CFL_to_LEDScrew",4.5400276541609115,5.7142857142857144,-1.2926692471814656,null,"C-Lod-Lgt-LPD Int-All-All-C",null,-3.7418046092907726,3.1428571428571428,null,null,null,null,-2.9877342506638701E-2,"C-Lod-HVAC-ER-All-All-C"]
["All Btype_NR_OTHER_Lamp_from_Inc/Hal_to_LEDScrew","Lodging_NR_OTHER_Lamp_from_Inc/Hal_to_LEDScrew",8.5415336922160687,5.7142857142857144,-8.0179771675047792E-2,null,"C-Lod-Lgt-LPD Int-All-All-C",null,-0.70333621472822572,0.42857142857142855,null,null,null,null,-5.6210742994141416E-2,"C-Lod-HVAC-ER-All-All-C"]
["All Btype_RETRO_OTHER_Lamp_from_CFL_to_LEDScrew","Lodging_RETRO_OTHER_Lamp_from_CFL_to_LEDScrew",4.5400276541609115,5.7142857142857144,2.4491353621093075,null,"C-Lod-Lgt-LPD Int-All-All-C",null,-3.7418046092907726,3.1428571428571428,null,null,null,null,-2.9877342506638701E-2,"C-Lod-HVAC-ER-All-All-C"]
["All Btype_RETRO_OTHER_Lamp_from_Inc/Hal_to_LEDScrew","Lodging_RETRO_OTHER_Lamp_from_Inc/Hal_to_LEDScrew",8.5415336922160687,5.7142857142857144,0.62315644305317797,null,"C-Lod-Lgt-LPD Int-All-All-C",null,-0.70333621472822572,0.42857142857142855,null,null,null,null,-5.6210742994141416E-2,"C-Lod-HVAC-ER-All-All-C"]
["All Btype_NEW_LINEAR_Fixture_from_LFTube_to_LEDPanel_CONTR","Hospital_NEW_LINEAR_Fixture_from_LFTube_to_LEDPanel_CONTR",30.734549621957559,12.857142857142858,9.2770248851357202,null,"C-Hos-Lgt-LPD Int-All-All-C",null,-2.1902692776501738,7.6190476190476186,null,null,null,null,-0.90871941164712766,"C-Hea-HVAC-ER-All-All-C"]
["All Btype_NR_LINEAR_Fixture_from_LFTube_to_LEDPanel","Hospital_NR_LINEAR_Fixture_from_LFTube_to_LEDPanel",6.7581581265863901,12.857142857142858,1.185995830329301,null,"C-Hos-Lgt-LPD Int-All-All-C",null,-0.70729471112264541,7.6190476190476186,null,null,null,null,-0.19981647859327525,"C-Hea-HVAC-ER-All-All-C"]
["All Btype_NR_LINEAR_Fixture_from_LFTube_to_LEDPanel_RDX","Hospital_NR_LINEAR_Fixture_from_LFTube_to_LEDPanel_RDX",2.0337595794498231,12.857142857142858,0.73437637265035527,null,"C-Hos-Lgt-LPD Int-All-All-C",null,-0.1768236777806613,7.6190476190476186,null,null,null,null,-6.0131572813060204E-2,"C-Hea-HVAC-ER-All-All-C"]
["All Btype_NR_LINEAR_Fixture_from_LFTube_to_LEDPanel_CONTR","Hospital_NR_LINEAR_Fixture_from_LFTube_to_LEDPanel_CONTR",27.163110181660816,12.857142857142858,8.199009004931721,null,"C-Hos-Lgt-LPD Int-All-All-C",null,-1.9357539462303976,7.6190476190476186,null,null,null,null,-0.80312370951908407,"C-Hea-HVAC-ER-All-All-C"]
["All Btype_NR_LINEAR_Lamp_from_LFTube_to_LEDTube_RDX","Hospital_NR_LINEAR_Lamp_from_LFTube_to_LEDTube_RDX",0.37796727026694849,12.142857142857142,6.447731838799553E-2,null,"C-Hos-Lgt-LPD Int-All-All-C",null,-3.9294150617924732E-2,7.6190476190476186,null,null,null,null,-1.117524739043097E-2,"C-Hea-HVAC-ER-All-All-C"]
["All Btype_RETRO_LINEAR_Fixture_from_LFTube_to_LEDPanel_RDX","Hospital_RETRO_LINEAR_Fixture_from_LFTube_to_LEDPanel_RDX",0.22597328660553595,12.857142857142858,0.14963990076515998,null,"C-Hos-Lgt-LPD Int-All-All-C",null,-1.964707530896237E-2,7.6190476190476186,null,null,null,null,-6.6812858681178028E-3,"C-Hea-HVAC-ER-All-All-C"]
["All Btype_RETRO_LINEAR_Fixture_from_LFTube_to_LEDPanel_CONTR","Hospital_RETRO_LINEAR_Fixture_from_LFTube_to_LEDPanel_CONTR",3.018123353517868,12.857142857142858,2.4910468653370117,null,"C-Hos-Lgt-LPD Int-All-All-C",null,-0.21508377180337748,7.6190476190476186,null,null,null,null,-8.9235967724342655E-2,"C-Hea-HVAC-ER-All-All-C"]
["All Btype_NEW_HIGHBAY_Fixture_from_LFTube_to_LEDPanel_CONTR","Hospital_NEW_HIGHBAY_Fixture_from_LFTube_to_LEDPanel_CONTR",4.6065706971132796,13.095238095238095,1.9085693624568134,null,"C-Hos-Lgt-LPD Int-All-All-C",null,-0.52370511810922826,6.4285714285714288,null,null,null,null,-0.13620112430738315,"C-Hea-HVAC-ER-All-All-C"]
["All Btype_NR_HIGHBAY_Fixture_from_LFTube_to_LEDPanel","Hospital_NR_HIGHBAY_Fixture_from_LFTube_to_LEDPanel",0,13.095238095238095,0,null,"C-Hos-Lgt-LPD Int-All-All-C",null,0,6.4285714285714288,null,null,null,null,0,"C-Hea-HVAC-ER-All-All-C"]
["All Btype_NR_HIGHBAY_Fixture_from_HID_to_LEDPanel_CONTR","Hospital_NR_HIGHBAY_Fixture_from_HID_to_LEDPanel_CONTR",0,13.095238095238095,0,null,"C-Hos-Lgt-LPD Int-All-All-C",null,0,3.5714285714285716,null,null,null,null,0,"C-Hea-HVAC-ER-All-All-C"]
["All Btype_RETRO_HIGHBAY_Fixture_from_LFTube_to_LEDPanel","Hospital_RETRO_HIGHBAY_Fixture_from_LFTube_to_LEDPanel",0,13.095238095238095,0,null,"C-Hos-Lgt-LPD Int-All-All-C",null,0,6.4285714285714288,null,null,null,null,0,"C-Hea-HVAC-ER-All-All-C"]
["All Btype_RETRO_HIGHBAY_Fixture_from_HID_to_LEDPanel_CONTR","Hospital_RETRO_HIGHBAY_Fixture_from_HID_to_LEDPanel_CONTR",0,13.095238095238095,0,null,"C-Hos-Lgt-LPD Int-All-All-C",null,0,3.5714285714285716,null,null,null,null,0,"C-Hea-HVAC-ER-All-All-C"]
["All Btype_NEW_CAN_Fixture_from_CFL_to_LEDPanel","Hospital_NEW_CAN_Fixture_from_CFL_to_LEDPanel",1.7340437453857938,11.19047619047619,0.16525924940465186,null,"C-Hos-Lgt-LPD Int-All-All-C",null,-0.25836373808752022,2.1904761904761907,null,null,null,null,-5.1269962679121116E-2,"C-Hea-HVAC-ER-All-All-C"]
["All Btype_RETRO_CAN_Lamp_from_CFL_to_LEDScrew","Hospital_RETRO_CAN_Lamp_from_CFL_to_LEDScrew",1.3358606092430547,11.19047619047619,0.19658987245193266,null,"C-Hos-Lgt-LPD Int-All-All-C",null,-0.19083216064664085,2.1904761904761907,null,null,null,null,-3.9496998713352362E-2,"C-Hea-HVAC-ER-All-All-C"]
["All Btype_RETRO_CAN_Lamp_from_Inc/Hal_to_LEDScrew","Hospital_RETRO_CAN_Lamp_from_Inc/Hal_to_LEDScrew",0.7882460321409912,11.19047619047619,4.6035055411666879E-2,null,"C-Hos-Lgt-LPD Int-All-All-C",null,-3.3926482194349315E-2,0.76190476190476186,null,null,null,null,-2.330583917353404E-2,"C-Hea-HVAC-ER-All-All-C"]
["All Btype_NR_DISP_Lamp_from_Inc/Hal_to_LEDScrew","Hospital_NR_DISP_Lamp_from_Inc/Hal_to_LEDScrew",3.5488077407193244E-2,7.6190476190476186,8.0800516302127691E-4,null,"C-Hos-Lgt-LPD Int-All-All-C",null,-1.8677899457512921E-3,0.76190476190476186,null,null,null,null,-1.0492655730641668E-3,"C-Hea-HVAC-ER-All-All-C"]
["All Btype_RETRO_DISP_Lamp_from_CFL_to_LEDScrew","Hospital_RETRO_DISP_Lamp_from_CFL_to_LEDScrew",8.1914772437322435E-3,7.6190476190476186,3.7517742250070488E-3,null,"C-Hos-Lgt-LPD Int-All-All-C",null,-3.7157317661305391E-3,2.1904761904761907,null,null,null,null,-2.421950044170222E-4,"C-Hea-HVAC-ER-All-All-C"]
["All Btype_NR_OTHER_Lamp_from_CFL_to_LEDScrew","Hospital_NR_OTHER_Lamp_from_CFL_to_LEDScrew",2.0701911481874244,4.7619047619047619,-0.47437023409777423,null,"C-Hos-Lgt-LPD Int-All-All-C",null,-1.3731283020212666,2.6190476190476191,null,null,null,null,-6.1208734317485282E-2,"C-Hea-HVAC-ER-All-All-C"]
["All Btype_NR_OTHER_Lamp_from_Inc/Hal_to_LEDScrew","Hospital_NR_OTHER_Lamp_from_Inc/Hal_to_LEDScrew",1.333267882479696,4.7619047619047619,-1.0072202259015024E-2,null,"C-Hos-Lgt-LPD Int-All-All-C",null,-8.8353264954947733E-2,0.35714285714285715,null,null,null,null,-3.9420340321804699E-2,"C-Hea-HVAC-ER-All-All-C"]
["All Btype_RETRO_OTHER_Lamp_from_Inc/Hal_to_LEDScrew","Hospital_RETRO_OTHER_Lamp_from_Inc/Hal_to_LEDScrew",1.333267882479696,4.7619047619047619,7.8281062695932713E-2,null,"C-Hos-Lgt-LPD Int-All-All-C",null,-8.8353264954947733E-2,0.35714285714285715,null,null,null,null,-3.9420340321804699E-2,"C-Hea-HVAC-ER-All-All-C"]
["All Btype_NEW_LINEAR_Fixture_from_LFTube_to_LEDPanel_CONTR","Residential Care_NEW_LINEAR_Fixture_from_LFTube_to_LEDPanel_CONTR",28.543621449771589,9.473684210526315,5.8325407322205685,null,"C-Hos-Lgt-LPD Int-All-All-C",null,-1.377040046200013,5.6140350877192979,null,null,null,null,-0.36967303063843743,"C-Hea-HVAC-ER-All-All-C"]
["All Btype_NR_LINEAR_Fixture_from_LFTube_to_LEDPanel_CONTR","Residential Care_NR_LINEAR_Fixture_from_LFTube_to_LEDPanel_CONTR",23.180282803425605,9.473684210526315,4.7436213926552462,null,"C-Hos-Lgt-LPD Int-All-All-C",null,-1.1199504506864237,5.6140350877192979,null,null,null,null,-0.30021156951221306,"C-Hea-HVAC-ER-All-All-C"]
["All Btype_NR_LINEAR_Lamp_from_LFTube_to_LEDTube_RDX","Residential Care_NR_LINEAR_Lamp_from_LFTube_to_LEDTube_RDX",0.32254731349364846,8.9473684210526319,3.7304018895742898E-2,null,"C-Hos-Lgt-LPD Int-All-All-C",null,-2.2734036926326976E-2,5.6140350877192979,null,null,null,null,-4.1773621162018793E-3,"C-Hea-HVAC-ER-All-All-C"]
["All Btype_RETRO_LINEAR_Fixture_from_LFTube_to_LEDPanel_RDX","Residential Care_RETRO_LINEAR_Fixture_from_LFTube_to_LEDPanel_RDX",0.19283965107472828,9.473684210526315,8.6575711044768189E-2,null,"C-Hos-Lgt-LPD Int-All-All-C",null,-1.1367018463163488E-2,5.6140350877192979,null,null,null,null,-2.4974973258210745E-3,"C-Hea-HVAC-ER-All-All-C"]
["All Btype_RETRO_LINEAR_Fixture_from_LFTube_to_LEDPanel_CONTR","Residential Care_RETRO_LINEAR_Fixture_from_LFTube_to_LEDPanel_CONTR",2.5755869781584004,9.473684210526315,1.4412209077233289,null,"C-Hos-Lgt-LPD Int-All-All-C",null,-0.12443893896515819,5.6140350877192979,null,null,null,null,-3.3356841056912556E-2,"C-Hea-HVAC-ER-All-All-C"]
["All Btype_NEW_HIGHBAY_Fixture_from_LFTube_to_LEDPanel_CONTR","Residential Care_NEW_HIGHBAY_Fixture_from_LFTube_to_LEDPanel_CONTR",0.1709956380801832,9.6491228070175445,4.7960320723766499E-2,null,"C-Hos-Lgt-LPD Int-All-All-C",null,-1.3160153318643111E-2,4.7368421052631575,null,null,null,null,-2.2145920014490857E-3,"C-Hea-HVAC-ER-All-All-C"]
["All Btype_NR_HIGHBAY_Fixture_from_LFTube_to_LEDPanel","Residential Care_NR_HIGHBAY_Fixture_from_LFTube_to_LEDPanel",0,9.6491228070175445,0,null,"C-Hos-Lgt-LPD Int-All-All-C",null,0,4.7368421052631575,null,null,null,null,0,"C-Hea-HVAC-ER-All-All-C"]
["All Btype_NR_HIGHBAY_Fixture_from_HID_to_LEDPanel_CONTR","Residential Care_NR_HIGHBAY_Fixture_from_HID_to_LEDPanel_CONTR",0,9.6491228070175445,0,null,"C-Hos-Lgt-LPD Int-All-All-C",null,0,2.6315789473684212,null,null,null,null,0,"C-Hea-HVAC-ER-All-All-C"]
["All Btype_RETRO_HIGHBAY_Fixture_from_LFTube_to_LEDPanel","Residential Care_RETRO_HIGHBAY_Fixture_from_LFTube_to_LEDPanel",0,9.6491228070175445,0,null,"C-Hos-Lgt-LPD Int-All-All-C",null,0,4.7368421052631575,null,null,null,null,0,"C-Hea-HVAC-ER-All-All-C"]
["All Btype_RETRO_HIGHBAY_Fixture_from_HID_to_LEDPanel_CONTR","Residential Care_RETRO_HIGHBAY_Fixture_from_HID_to_LEDPanel_CONTR",0,9.6491228070175445,0,null,"C-Hos-Lgt-LPD Int-All-All-C",null,0,2.6315789473684212,null,null,null,null,0,"C-Hea-HVAC-ER-All-All-C"]
["All Btype_NEW_CAN_Fixture_from_CFL_to_LEDPanel","Residential Care_NEW_CAN_Fixture_from_CFL_to_LEDPanel",3.5957384163266721,8.2456140350877192,0.23198540125868175,null,"C-Hos-Lgt-LPD Int-All-All-C",null,-0.36268236523431274,1.6140350877192982,null,null,null,null,-4.6568986352541933E-2,"C-Hea-HVAC-ER-All-All-C"]
["All Btype_RETRO_CAN_Lamp_from_CFL_to_LEDScrew","Residential Care_RETRO_CAN_Lamp_from_CFL_to_LEDScrew",0.91005624564131937,8.2456140350877192,9.0798286377517801E-2,null,"C-Hos-Lgt-LPD Int-All-All-C",null,-8.8138991883576212E-2,1.6140350877192982,null,null,null,null,-1.1786284756111666E-2,"C-Hea-HVAC-ER-All-All-C"]
["All Btype_RETRO_CAN_Lamp_from_Inc/Hal_to_LEDScrew","Residential Care_RETRO_CAN_Lamp_from_Inc/Hal_to_LEDScrew",4.2109329596379963,8.2456140350877192,0.16673033582985503,null,"C-Hos-Lgt-LPD Int-All-All-C",null,-0.12287535486176231,0.56140350877192979,null,null,null,null,-5.4536469793923771E-2,"C-Hea-HVAC-ER-All-All-C"]
["All Btype_NR_DISP_Lamp_from_Inc/Hal_to_LEDScrew","Residential Care_NR_DISP_Lamp_from_Inc/Hal_to_LEDScrew",1.9803706081628014E-2,5.6140350877192979,3.0569445202153009E-4,null,"C-Hos-Lgt-LPD Int-All-All-C",null,-7.0664526674903095E-4,0.56140350877192979,null,null,null,null,-2.5648098150232669E-4,"C-Hea-HVAC-ER-All-All-C"]
["All Btype_RETRO_DISP_Lamp_from_CFL_to_LEDScrew","Residential Care_RETRO_DISP_Lamp_from_CFL_to_LEDScrew",7.5720763278247843E-3,5.6140350877192979,2.351250333247611E-3,null,"C-Hos-Lgt-LPD Int-All-All-C",null,-2.3286623952849263E-3,1.6140350877192982,null,null,null,null,-9.8067177959822546E-5,"C-Hea-HVAC-ER-All-All-C"]
["All Btype_NR_OTHER_Lamp_from_CFL_to_LEDScrew","Residential Care_NR_OTHER_Lamp_from_CFL_to_LEDScrew",3.1480773472584951,3.5087719298245612,-0.48905961058468483,null,"C-Hos-Lgt-LPD Int-All-All-C",null,-1.4156486735441245,1.9298245614035088,null,null,null,null,-4.0771255872109148E-2,"C-Hea-HVAC-ER-All-All-C"]
["All Btype_NR_OTHER_Lamp_from_Inc/Hal_to_LEDScrew","Residential Care_NR_OTHER_Lamp_from_Inc/Hal_to_LEDScrew",11.730872018644678,3.5087719298245612,-6.0082326124003625E-2,null,"C-Hos-Lgt-LPD Int-All-All-C",null,-0.52704160844192527,0.26315789473684209,null,null,null,null,-0.15192840960265486,"C-Hea-HVAC-ER-All-All-C"]
["All Btype_RETRO_OTHER_Lamp_from_Inc/Hal_to_LEDScrew","Residential Care_RETRO_OTHER_Lamp_from_Inc/Hal_to_LEDScrew",11.730872018644678,3.5087719298245612,0.46695928231792155,null,"C-Hos-Lgt-LPD Int-All-All-C",null,-0.52704160844192527,0.26315789473684209,null,null,null,null,-0.15192840960265486,"C-Hea-HVAC-ER-All-All-C"]
["All Btype_NEW_LINEAR_Fixture_from_LFTube_to_LEDPanel_CONTR","Assembly_NEW_LINEAR_Fixture_from_LFTube_to_LEDPanel_CONTR",46.348607414888171,20,19.346009271819248,null,"C-Oth-Lgt-LPD Int-All-All-C",null,-4.5675170949572381,11.851851851851851,null,null,null,null,-0.31568667561662367,"C-All-HVAC-ER-All-All-C"]
["All Btype_NR_LINEAR_Fixture_from_LFTube_to_LEDPanel_CONTR","Assembly_NR_LINEAR_Fixture_from_LFTube_to_LEDPanel_CONTR",49.48321114840239,20,20.937233313849774,null,"C-Oth-Lgt-LPD Int-All-All-C",null,-4.9431988653815075,11.851851851851851,null,null,null,null,-0.33703688843209428,"C-All-HVAC-ER-All-All-C"]
["All Btype_NR_LINEAR_Lamp_from_LFTube_to_LEDTube_RDX","Assembly_NR_LINEAR_Lamp_from_LFTube_to_LEDTube_RDX",0.7343919553919005,18.888888888888889,0.16465119842273923,null,"C-Oth-Lgt-LPD Int-All-All-C",null,-0.10034271201094938,11.851851851851851,null,null,null,null,-5.0020435980302948E-3,"C-All-HVAC-ER-All-All-C"]
["All Btype_RETRO_LINEAR_Fixture_from_LFTube_to_LEDPanel_RDX","Assembly_RETRO_LINEAR_Fixture_from_LFTube_to_LEDPanel_RDX",0.4390670221243379,20,0.38212490235063135,null,"C-Oth-Lgt-LPD Int-All-All-C",null,-5.017135600547469E-2,11.851851851851851,null,null,null,null,-2.9905452680936218E-3,"C-All-HVAC-ER-All-All-C"]
["All Btype_RETRO_LINEAR_Fixture_from_LFTube_to_LEDPanel_CONTR","Assembly_RETRO_LINEAR_Fixture_from_LFTube_to_LEDPanel_CONTR",5.4981345720447079,20,6.361211383463953,null,"C-Oth-Lgt-LPD Int-All-All-C",null,-0.54924431837572285,11.851851851851851,null,null,null,null,-3.7448543159121564E-2,"C-All-HVAC-ER-All-All-C"]
["All Btype_NEW_HIGHBAY_Fixture_from_LFTube_to_LEDPanel_CONTR","Assembly_NEW_HIGHBAY_Fixture_from_LFTube_to_LEDPanel_CONTR",5.3441586929782403,20.37037037037037,3.1288714463661749,null,"C-Oth-Lgt-LPD Int-All-All-C",null,-0.85855197227859037,10,null,null,null,null,-3.6399792482482547E-2,"C-All-HVAC-ER-All-All-C"]
["All Btype_NR_HIGHBAY_Fixture_from_LFTube_to_LEDPanel","Assembly_NR_HIGHBAY_Fixture_from_LFTube_to_LEDPanel",0.56785028119152681,20.37037037037037,0.46657882360691716,null,"C-Oth-Lgt-LPD Int-All-All-C",null,-0.14672482249180541,10,null,null,null,null,-3.8677055798603129E-3,"C-All-HVAC-ER-All-All-C"]
["All Btype_NR_HIGHBAY_Fixture_from_HID_to_LEDPanel_CONTR","Assembly_NR_HIGHBAY_Fixture_from_HID_to_LEDPanel_CONTR",0,20.37037037037037,0,null,"C-Oth-Lgt-LPD Int-All-All-C",null,0,5.5555555555555554,null,null,null,null,0,"C-All-HVAC-ER-All-All-C"]
["All Btype_RETRO_HIGHBAY_Fixture_from_LFTube_to_LEDPanel","Assembly_RETRO_HIGHBAY_Fixture_from_LFTube_to_LEDPanel",6.3094475687947418E-2,20.37037037037037,9.6025951945398688E-2,null,"C-Oth-Lgt-LPD Int-All-All-C",null,-1.6302758054645046E-2,10,null,null,null,null,-4.2974506442892366E-4,"C-All-HVAC-ER-All-All-C"]
["All Btype_RETRO_HIGHBAY_Fixture_from_HID_to_LEDPanel_CONTR","Assembly_RETRO_HIGHBAY_Fixture_from_HID_to_LEDPanel_CONTR",0,20.37037037037037,0,null,"C-Oth-Lgt-LPD Int-All-All-C",null,0,5.5555555555555554,null,null,null,null,0,"C-All-HVAC-ER-All-All-C"]
["All Btype_NEW_CAN_Fixture_from_CFL_to_LEDPanel","Assembly_NEW_CAN_Fixture_from_CFL_to_LEDPanel",3.9771620264162633,17.407407407407408,0.49142416339542749,null,"C-Oth-Lgt-LPD Int-All-All-C",null,-0.7682848875253393,3.4074074074074074,null,null,null,null,-2.708899206548154E-2,"C-All-HVAC-ER-All-All-C"]
["All Btype_RETRO_CAN_Lamp_from_CFL_to_LEDScrew","Assembly_RETRO_CAN_Lamp_from_CFL_to_LEDScrew",0.48651698618253419,17.407407407407408,9.4098395281329378E-2,null,"C-Oth-Lgt-LPD Int-All-All-C",null,-9.1342447405617727E-2,3.4074074074074074,null,null,null,null,-3.3137334337611105E-3,"C-All-HVAC-ER-All-All-C"]
["All Btype_RETRO_CAN_Lamp_from_Inc/Hal_to_LEDScrew","Assembly_RETRO_CAN_Lamp_from_Inc/Hal_to_LEDScrew",2.6433474863461757,17.407407407407408,0.20289219813264595,null,"C-Oth-Lgt-LPD Int-All-All-C",null,-0.14952558405251987,1.1851851851851851,null,null,null,null,-1.8004199629871362E-2,"C-All-HVAC-ER-All-All-C"]
["All Btype_NR_DISP_Lamp_from_Inc/Hal_to_LEDScrew","Assembly_NR_DISP_Lamp_from_Inc/Hal_to_LEDScrew",0.30752298111122306,11.851851851851851,9.2022378141550371E-3,null,"C-Oth-Lgt-LPD Int-All-All-C",null,-2.1271952277412021E-2,1.1851851851851851,null,null,null,null,-2.0945808946037777E-3,"C-All-HVAC-ER-All-All-C"]
["All Btype_RETRO_DISP_Lamp_from_CFL_to_LEDScrew","Assembly_RETRO_DISP_Lamp_from_CFL_to_LEDScrew",6.6586655493607212E-3,11.851851851851851,4.0081676686190715E-3,null,"C-Oth-Lgt-LPD Int-All-All-C",null,-3.9696620950684424E-3,3.4074074074074074,null,null,null,null,-4.5353077655692428E-5,"C-All-HVAC-ER-All-All-C"]
["All Btype_NEW_OTHER_Fixture_from_CFL_to_LEDPanel","Assembly_NEW_OTHER_Fixture_from_CFL_to_LEDPanel",0.8292503028727819,18.518518518518519,0.29575660752275679,null,"C-Oth-Lgt-LPD Int-All-All-C",null,-0.71312195360586761,4.0740740740740744,null,null,null,null,-5.6481367179954658E-3,"C-All-HVAC-ER-All-All-C"]
["All Btype_NR_OTHER_Lamp_from_CFL_to_LEDScrew","Assembly_NR_OTHER_Lamp_from_CFL_to_LEDScrew",1.1355440269068682,7.4074074074074074,-0.34197564107093686,null,"C-Oth-Lgt-LPD Int-All-All-C",null,-0.98989438544658637,4.0740740740740744,null,null,null,null,-7.7343449752795114E-3,"C-All-HVAC-ER-All-All-C"]
["All Btype_RETRO_OTHER_Lamp_from_Inc/Hal_to_LEDScrew","Assembly_RETRO_OTHER_Lamp_from_Inc/Hal_to_LEDScrew",6.2673433040500628,7.4074074074074074,0.48362305081792584,null,"C-Oth-Lgt-LPD Int-All-All-C",null,-0.54584945676084284,0.55555555555555558,null,null,null,null,-4.2687728563083609E-2,"C-All-HVAC-ER-All-All-C"]
["All Btype_NEW_LINEAR_Fixture_from_LFTube_to_LEDPanel_CONTR","Other_NEW_LINEAR_Fixture_from_LFTube_to_LEDPanel_CONTR",163.18422081489706,14.210526315789474,49.03274195497815,null,"C-Oth-Lgt-LPD Int-All-All-C",null,-11.576438527723774,8.4210526315789469,null,null,null,null,-1.025501656131705,"C-Misc-HVAC-ER-All-All-C"]
["All Btype_NR_LINEAR_Fixture_from_LFTube_to_LEDPanel_CONTR","Other_NR_LINEAR_Fixture_from_LFTube_to_LEDPanel_CONTR",47.531887234911721,14.210526315789474,14.5144456069723,null,"C-Oth-Lgt-LPD Int-All-All-C",null,-3.4268038178934859,8.4210526315789469,null,null,null,null,-0.29870552946267204,"C-Misc-HVAC-ER-All-All-C"]
["All Btype_NR_LINEAR_Lamp_from_LFTube_to_LEDTube_RDX","Other_NR_LINEAR_Lamp_from_LFTube_to_LEDTube_RDX",0.70543189901775682,13.421052631578947,0.11414215182140655,null,"C-Oth-Lgt-LPD Int-All-All-C",null,-6.9561188611085706E-2,8.4210526315789469,null,null,null,null,-4.4331588992996699E-3,"C-Misc-HVAC-ER-All-All-C"]
["All Btype_RETRO_LINEAR_Fixture_from_LFTube_to_LEDPanel_RDX","Other_RETRO_LINEAR_Fixture_from_LFTube_to_LEDPanel_RDX",0.42175282686471977,14.210526315789474,0.26490277044240595,null,"C-Oth-Lgt-LPD Int-All-All-C",null,-3.4780594305542853E-2,8.4210526315789469,null,null,null,null,-2.6504291914265445E-3,"C-Misc-HVAC-ER-All-All-C"]
["All Btype_RETRO_LINEAR_Fixture_from_LFTube_to_LEDPanel_CONTR","Other_RETRO_LINEAR_Fixture_from_LFTube_to_LEDPanel_CONTR",5.2813208038790806,14.210526315789474,4.4098212612774184,null,"C-Oth-Lgt-LPD Int-All-All-C",null,-0.38075597976594278,8.4210526315789469,null,null,null,null,-3.3189503273630232E-2,"C-Misc-HVAC-ER-All-All-C"]
["All Btype_NEW_HIGHBAY_Fixture_from_LFTube_to_LEDPanel_CONTR","Other_NEW_HIGHBAY_Fixture_from_LFTube_to_LEDPanel_CONTR",16.525715974940262,14.473684210526315,6.9650136951378112,null,"C-Oth-Lgt-LPD Int-All-All-C",null,-1.9111767125660737,7.1052631578947372,null,null,null,null,-0.10385286651144342,"C-Misc-HVAC-ER-All-All-C"]
["All Btype_NR_HIGHBAY_Fixture_from_LFTube_to_LEDPanel","Other_NR_HIGHBAY_Fixture_from_LFTube_to_LEDPanel",0.4233817983441705,14.473684210526315,0.25105989229256437,null,"C-Oth-Lgt-LPD Int-All-All-C",null,-7.895068585982902E-2,7.1052631578947372,null,null,null,null,-2.6606661674137204E-3,"C-Misc-HVAC-ER-All-All-C"]
["All Btype_NR_HIGHBAY_Fixture_from_HID_to_LEDPanel_CONTR","Other_NR_HIGHBAY_Fixture_from_HID_to_LEDPanel_CONTR",1.5620122927620127E-2,14.473684210526315,-1.7763435156016865E-3,null,"C-Oth-Lgt-LPD Int-All-All-C",null,-3.7342334095114651E-3,3.9473684210526314,null,null,null,null,-9.8161831157837851E-5,"C-Misc-HVAC-ER-All-All-C"]
["All Btype_RETRO_HIGHBAY_Fixture_from_LFTube_to_LEDPanel","Other_RETRO_HIGHBAY_Fixture_from_LFTube_to_LEDPanel",4.7042422038241175E-2,14.473684210526315,5.1670294348835411E-2,null,"C-Oth-Lgt-LPD Int-All-All-C",null,-8.7722984288698923E-3,7.1052631578947372,null,null,null,null,-2.9562957415708006E-4,"C-Misc-HVAC-ER-All-All-C"]
["All Btype_RETRO_HIGHBAY_Fixture_from_HID_to_LEDPanel_CONTR","Other_RETRO_HIGHBAY_Fixture_from_HID_to_LEDPanel_CONTR",6.2480491710480507E-2,14.473684210526315,3.0398260850735867E-2,null,"C-Oth-Lgt-LPD Int-All-All-C",null,-1.493693363804586E-2,3.9473684210526314,null,null,null,null,-3.9264732463135141E-4,"C-Misc-HVAC-ER-All-All-C"]
["All Btype_NEW_CAN_Fixture_from_CFL_to_LEDPanel","Other_NEW_CAN_Fixture_from_CFL_to_LEDPanel",6.3684563378934769,12.368421052631579,0.56646191309990168,null,"C-Oth-Lgt-LPD Int-All-All-C",null,-0.88559773737287073,2.4210526315789473,null,null,null,null,-4.0021409477576236E-2,"C-Misc-HVAC-ER-All-All-C"]
["All Btype_RETRO_CAN_Lamp_from_CFL_to_LEDScrew","Other_RETRO_CAN_Lamp_from_CFL_to_LEDScrew",2.6449794120890532E-2,12.368421052631579,3.6919897076530908E-3,null,"C-Oth-Lgt-LPD Int-All-All-C",null,-3.5838589455764853E-3,2.4210526315789473,null,null,null,null,-1.6621893673214575E-4,"C-Misc-HVAC-ER-All-All-C"]
["All Btype_RETRO_CAN_Lamp_from_Inc/Hal_to_LEDScrew","Other_RETRO_CAN_Lamp_from_Inc/Hal_to_LEDScrew",0,12.368421052631579,0,null,"C-Oth-Lgt-LPD Int-All-All-C",null,0,0.84210526315789469,null,null,null,null,0,"C-Misc-HVAC-ER-All-All-C"]
["All Btype_NR_DISP_Lamp_from_CFL_to_LEDScrew","Other_NR_DISP_Lamp_from_CFL_to_LEDScrew",0,8.4210526315789469,0,null,"C-Oth-Lgt-LPD Int-All-All-C",null,0,2.4210526315789473,null,null,null,null,0,"C-Misc-HVAC-ER-All-All-C"]
["All Btype_NR_DISP_Lamp_from_Inc/Hal_to_LEDScrew","Other_NR_DISP_Lamp_from_Inc/Hal_to_LEDScrew",0,8.4210526315789469,0,null,"C-Oth-Lgt-LPD Int-All-All-C",null,0,0.84210526315789469,null,null,null,null,0,"C-Misc-HVAC-ER-All-All-C"]
["All Btype_NEW_OTHER_Fixture_from_CFL_to_LEDPanel","Other_NEW_OTHER_Fixture_from_CFL_to_LEDPanel",5.0510034020586216,13.157894736842104,1.2968202830421203,null,"C-Oth-Lgt-LPD Int-All-All-C",null,-3.1268650985170412,2.8947368421052633,null,null,null,null,-3.1742115310361724E-2,"C-Misc-HVAC-ER-All-All-C"]
["All Btype_NR_OTHER_Lamp_from_CFL_to_LEDScrew","Other_NR_OTHER_Lamp_from_CFL_to_LEDScrew",0.7397820611754935,5.2631578947368425,-0.16078627262427655,null,"C-Oth-Lgt-LPD Int-All-All-C",null,-0.46541744326941775,2.8947368421052633,null,null,null,null,-4.6490262668995638E-3,"C-Misc-HVAC-ER-All-All-C"]
["All Btype_RETRO_OTHER_Lamp_from_Inc/Hal_to_LEDScrew","Other_RETRO_OTHER_Lamp_from_Inc/Hal_to_LEDScrew",4.56272486464698,5.2631578947368425,0.25409830346628554,null,"C-Oth-Lgt-LPD Int-All-All-C",null,-0.28679241131362299,0.39473684210526316,null,null,null,null,-2.8673617349782601E-2,"C-Misc-HVAC-ER-All-All-C"]
["All Btype_NEW_LINEAR_Fixture_from_LEDPanel_to_LEDPanel_CONTR","Large Off_NEW_LINEAR_Fixture_from_LEDPanel_to_LEDPanel_CONTR",4.1748782010821932,16.363636363636363,0.57659011913924851,null,"C-LOff-Lgt-LPD Int-All-All-C",null,0,16.363636363636363,null,null,null,null,-2.0167818517527716E-2,"C-LOff-HVAC-ER-All-All-C"]
["All Btype_NEW_DISP_Fixture_from_LEDPanel_to_LEDPanel_CONTR","Large Off_NEW_DISP_Fixture_from_LEDPanel_to_LEDPanel_CONTR",1.518448905127233,9.6969696969696972,0.44505197821704695,null,"C-LOff-Lgt-LPD Int-All-All-C",null,0,9.6969696969696972,null,null,null,null,-7.3352563767744251E-3,"C-LOff-HVAC-ER-All-All-C"]
["All Btype_NEW_OTHER_Fixture_from_LEDPanel_to_LEDPanel_CONTR","Large Off_NEW_OTHER_Fixture_from_LEDPanel_to_LEDPanel_CONTR",0.84754870269758964,15.151515151515152,0.57123640487849237,null,"C-LOff-Lgt-LPD Int-All-All-C",null,0,15.151515151515152,null,null,null,null,-4.0943011023268213E-3,"C-LOff-HVAC-ER-All-All-C"]
["All Btype_NEW_CAN_Fixture_from_LEDPanel_to_LEDPanel_CONTR","Medium Off_NEW_CAN_Fixture_from_LEDPanel_to_LEDPanel_CONTR",0.57118601814545178,14.242424242424242,0.22543856686078712,null,"C-LOff-Lgt-LPD Int-All-All-C",null,0,14.242424242424242,null,null,null,null,-3.0690126697395931E-3,"C-LOff-HVAC-ER-All-All-C"]
["All Btype_NEW_DISP_Fixture_from_LEDPanel_to_LEDPanel_CONTR","Medium Off_NEW_DISP_Fixture_from_LEDPanel_to_LEDPanel_CONTR",1.2349224500164284,9.6969696969696972,0.35447665157533437,null,"C-LOff-Lgt-LPD Int-All-All-C",null,0,9.6969696969696972,null,null,null,null,-6.6353036048602317E-3,"C-LOff-HVAC-ER-All-All-C"]
["All Btype_NEW_HIGHBAY_Fixture_from_LEDPanel_to_LEDPanel_CONTR","Small Off_NEW_HIGHBAY_Fixture_from_LEDPanel_to_LEDPanel_CONTR",1.2774877654698286E-2,21.153846153846153,5.1331991008142313E-4,null,"C-SOff-Lgt-LPD Int-All-All-C",null,0,21.153846153846153,null,null,null,null,-1.5924952615860581E-4,"C-SOff-HVAC-ER-All-All-C"]
["All Btype_NEW_CAN_Fixture_from_LEDPanel_to_LEDPanel_CONTR","Small Off_NEW_CAN_Fixture_from_LEDPanel_to_LEDPanel_CONTR",0.11043857476405929,18.076923076923077,5.9113975509786476E-2,null,"C-SOff-Lgt-LPD Int-All-All-C",null,0,18.076923076923077,null,null,null,null,-1.3767091299179705E-3,"C-SOff-HVAC-ER-All-All-C"]
["All Btype_NEW_LINEAR_Fixture_from_LEDPanel_to_LEDPanel_CONTR","Xlarge Ret_NEW_LINEAR_Fixture_from_LEDPanel_to_LEDPanel_CONTR",2.6111056190772031,9,0.12008157394720359,null,"C-Ret-Lgt-LPD Int-All-All-C",null,0,9,null,null,null,null,-3.5481371585620432E-2,"C-Ret-HVAC-ER-All-All-C"]
["All Btype_NEW_HIGHBAY_Fixture_from_LEDPanel_to_LEDPanel_CONTR","Xlarge Ret_NEW_HIGHBAY_Fixture_from_LEDPanel_to_LEDPanel_CONTR",1.670508659295215,9.1666666666666661,1.6828775416791196E-2,null,"C-Ret-Lgt-LPD Int-All-All-C",null,0,9.1666666666666661,null,null,null,null,-2.2699939077300734E-2,"C-Ret-HVAC-ER-All-All-C"]
["All Btype_NEW_OTHER_Fixture_from_LEDPanel_to_LEDPanel_CONTR","Xlarge Ret_NEW_OTHER_Fixture_from_LEDPanel_to_LEDPanel_CONTR",0.121951672435131,8.3333333333333339,2.7369541414804886E-2,null,"C-Ret-Lgt-LPD Int-All-All-C",null,0,8.3333333333333339,null,null,null,null,-1.6571572492299134E-3,"C-Ret-HVAC-ER-All-All-C"]
["All Btype_NEW_LINEAR_Fixture_from_LEDPanel_to_LEDPanel_CONTR","Large Ret_NEW_LINEAR_Fixture_from_LEDPanel_to_LEDPanel_CONTR",0.7508215501156924,12.272727272727273,4.8548931047050416E-2,null,"C-Ret-Lgt-LPD Int-All-All-C",null,0,12.272727272727273,null,null,null,null,-1.4687671272903189E-2,"C-Ret-HVAC-ER-All-All-C"]
["All Btype_NEW_DISP_Fixture_from_LEDPanel_to_LEDPanel_CONTR","Large Ret_NEW_DISP_Fixture_from_LEDPanel_to_LEDPanel_CONTR",0.13619768470155269,7.2727272727272725,1.868959260159472E-2,null,"C-Ret-Lgt-LPD Int-All-All-C",null,0,7.2727272727272725,null,null,null,null,-2.6643172678230669E-3,"C-Ret-HVAC-ER-All-All-C"]
["All Btype_NEW_OTHER_Fixture_from_LEDPanel_to_LEDPanel_CONTR","Large Ret_NEW_OTHER_Fixture_from_LEDPanel_to_LEDPanel_CONTR",3.5067116040026769E-2,11.363636363636363,1.1065494357368862E-2,null,"C-Ret-Lgt-LPD Int-All-All-C",null,0,11.363636363636363,null,null,null,null,-6.8598759959047557E-4,"C-Ret-HVAC-ER-All-All-C"]
["All Btype_NEW_HIGHBAY_Fixture_from_LEDPanel_to_LEDPanel_CONTR","Medium Ret_NEW_HIGHBAY_Fixture_from_LEDPanel_to_LEDPanel_CONTR",1.5112053923728268,14.102564102564102,2.5649780300895771E-2,null,"C-Ret-Lgt-LPD Int-All-All-C",null,0,14.102564102564102,null,null,null,null,-2.357481612423306E-2,"C-Ret-HVAC-ER-All-All-C"]
["All Btype_NEW_CAN_Fixture_from_LEDPanel_to_LEDPanel_CONTR","Medium Ret_NEW_CAN_Fixture_from_LEDPanel_to_LEDPanel_CONTR",0.18954820116155863,12.051282051282051,4.2856612109556144E-2,null,"C-Ret-Lgt-LPD Int-All-All-C",null,0,12.051282051282051,null,null,null,null,-2.9569534436656194E-3,"C-Ret-HVAC-ER-All-All-C"]
["All Btype_NEW_LINEAR_Fixture_from_LEDPanel_to_LEDPanel_CONTR","Small Ret_NEW_LINEAR_Fixture_from_LEDPanel_to_LEDPanel_CONTR",0.45671706481219676,21.6,5.8330057420341662E-2,null,"C-Ret-Lgt-LPD Int-All-All-C",null,0,21.6,null,null,null,null,-4.6043124984155295E-3,"C-Ret-HVAC-ER-All-All-C"]
["All Btype_NEW_HIGHBAY_Fixture_from_LEDPanel_to_LEDPanel_CONTR","Small Ret_NEW_HIGHBAY_Fixture_from_LEDPanel_to_LEDPanel_CONTR",0.29219415945583405,22,8.1746383238368962E-3,null,"C-Ret-Lgt-LPD Int-All-All-C",null,0,22,null,null,null,null,-2.9457038591271592E-3,"C-Ret-HVAC-ER-All-All-C"]
["All Btype_NEW_OTHER_Fixture_from_LEDPanel_to_LEDPanel_CONTR","Small Ret_NEW_OTHER_Fixture_from_LEDPanel_to_LEDPanel_CONTR",2.133096780022083E-2,20,1.3294853405201939E-2,null,"C-Ret-Lgt-LPD Int-All-All-C",null,0,20,null,null,null,null,-2.1504438789963324E-4,"C-Ret-HVAC-ER-All-All-C"]
["All Btype_NEW_LINEAR_Fixture_from_LEDPanel_to_LEDPanel_CONTR","School K-12_NEW_LINEAR_Fixture_from_LEDPanel_to_LEDPanel_CONTR",1.2698718750749376,21.6,0.14933820409893966,null,"C-K12-Lgt-LPD Int-All-All-C",null,0,21.6,null,null,null,null,-2.2198234871787473E-2,"C-Sch-HVAC-ER-All-All-C"]
["All Btype_NEW_DISP_Fixture_from_LEDPanel_to_LEDPanel_CONTR","School K-12_NEW_DISP_Fixture_from_LEDPanel_to_LEDPanel_CONTR",0.19850010153059755,12.8,4.954033283062776E-2,null,"C-K12-Lgt-LPD Int-All-All-C",null,0,12.8,null,null,null,null,-3.469918471570084E-3,"C-Sch-HVAC-ER-All-All-C"]
["All Btype_NEW_OTHER_Fixture_from_LEDPanel_to_LEDPanel_CONTR","School K-12_NEW_OTHER_Fixture_from_LEDPanel_to_LEDPanel_CONTR",0.24060389405197538,20,0.13808340870218383,null,"C-K12-Lgt-LPD Int-All-All-C",null,0,20,null,null,null,null,-4.2059217595611653E-3,"C-Sch-HVAC-ER-All-All-C"]
["All Btype_NEW_CAN_Fixture_from_LEDPanel_to_LEDPanel_CONTR","University_NEW_CAN_Fixture_from_LEDPanel_to_LEDPanel_CONTR",8.6672721341484016E-2,22.38095238095238,3.4331301526785304E-2,null,"C-Unv-Lgt-LPD Int-All-All-C",null,0,22.38095238095238,null,null,null,null,-1.3727877944308456E-3,"C-Unv-HVAC-ER-All-All-C"]
["All Btype_NEW_DISP_Fixture_from_LEDPanel_to_LEDPanel_CONTR","University_NEW_DISP_Fixture_from_LEDPanel_to_LEDPanel_CONTR",0.18167025774713733,15.238095238095237,5.2334607291617791E-2,null,"C-Unv-Lgt-LPD Int-All-All-C",null,0,15.238095238095237,null,null,null,null,-2.8774302754817111E-3,"C-Unv-HVAC-ER-All-All-C"]
["All Btype_NEW_HIGHBAY_Fixture_from_LEDPanel_to_LEDPanel_CONTR","Warehouse_NEW_HIGHBAY_Fixture_from_LEDPanel_to_LEDPanel_CONTR",1.2626519257794342,21.153846153846153,4.3151285426291118E-2,null,"C-War-Lgt-LPD Int-All-All-C",null,0,21.153846153846153,null,null,null,null,-1.9549483415907471E-2,"C-War-HVAC-ER-All-All-C"]
["All Btype_NEW_CAN_Fixture_from_LEDPanel_to_LEDPanel_CONTR","Warehouse_NEW_CAN_Fixture_from_LEDPanel_to_LEDPanel_CONTR",4.7022771482024299E-3,18.076923076923077,2.1407025602285064E-3,null,"C-War-Lgt-LPD Int-All-All-C",null,0,18.076923076923077,null,null,null,null,-7.2804774814751532E-5,"C-War-HVAC-ER-All-All-C"]
["All Btype_NEW_LINEAR_Fixture_from_LEDPanel_to_LEDPanel_CONTR","Supermarket_NEW_LINEAR_Fixture_from_LEDPanel_to_LEDPanel_CONTR",0.56453064516219931,7.9411764705882355,2.5321280965360189E-2,null,"C-Gro-Lgt-LPD Int-All-All-C",null,0,7.9411764705882355,null,null,null,null,-4.6072884000617426E-3,"C-Gro-HVAC-ER-All-All-C"]
["All Btype_NEW_HIGHBAY_Fixture_from_LEDPanel_to_LEDPanel_CONTR","Supermarket_NEW_HIGHBAY_Fixture_from_LEDPanel_to_LEDPanel_CONTR",0.1464006317306541,8.0882352941176467,1.4384439761138857E-3,null,"C-Gro-Lgt-LPD Int-All-All-C",null,0,8.0882352941176467,null,null,null,null,-1.1948154420218509E-3,"C-Gro-HVAC-ER-All-All-C"]
["All Btype_NEW_OTHER_Fixture_from_LEDPanel_to_LEDPanel_CONTR","Supermarket_NEW_OTHER_Fixture_from_LEDPanel_to_LEDPanel_CONTR",0.34635574471209718,7.3529411764705879,7.5813818820482853E-2,null,"C-Gro-Lgt-LPD Int-All-All-C",null,0,7.3529411764705879,null,null,null,null,-2.8267035963092891E-3,"C-Gro-HVAC-ER-All-All-C"]
["All Btype_NEW_LINEAR_Fixture_from_LEDPanel_to_LEDPanel_CONTR","MiniMart_NEW_LINEAR_Fixture_from_LEDPanel_to_LEDPanel_CONTR",0.22801372340386467,7.5,1.048912553932484E-2,null,"C-Gro-Lgt-LPD Int-All-All-C",null,0,7.5,null,null,null,null,-2.2559028082851408E-3,"C-Gro-HVAC-ER-All-All-C"]
["All Btype_NEW_CAN_Fixture_from_LEDPanel_to_LEDPanel_CONTR","MiniMart_NEW_CAN_Fixture_from_LEDPanel_to_LEDPanel_CONTR",2.4346723317135136E-3,6.5277777777777777,3.2682004264285959E-4,null,"C-Gro-Lgt-LPD Int-All-All-C",null,0,6.5277777777777777,null,null,null,null,-2.408795430544491E-5,"C-Gro-HVAC-ER-All-All-C"]
["All Btype_NEW_DISP_Fixture_from_LEDPanel_to_LEDPanel_CONTR","MiniMart_NEW_DISP_Fixture_from_LEDPanel_to_LEDPanel_CONTR",3.8194739114373127E-2,4.4444444444444446,3.7287993291354759E-3,null,"C-Gro-Lgt-LPD Int-All-All-C",null,0,4.4444444444444446,null,null,null,null,-3.7788786544754196E-4,"C-Gro-HVAC-ER-All-All-C"]
["All Btype_NEW_HIGHBAY_Fixture_from_LEDPanel_to_LEDPanel_CONTR","Restaurant_NEW_HIGHBAY_Fixture_from_LEDPanel_to_LEDPanel_CONTR",0,11.224489795918368,0,null,"C-Res-Lgt-LPD Int-All-All-C",null,0,11.224489795918368,null,null,null,null,0,"C-Res-HVAC-ER-All-All-C"]
["All Btype_NEW_CAN_Fixture_from_LEDPanel_to_LEDPanel_CONTR","Restaurant_NEW_CAN_Fixture_from_LEDPanel_to_LEDPanel_CONTR",0.1842143189845753,9.591836734693878,3.7594527879983158E-2,null,"C-Res-Lgt-LPD Int-All-All-C",null,0,9.591836734693878,null,null,null,null,-4.271893099648252E-3,"C-Res-HVAC-ER-All-All-C"]
["All Btype_NEW_LINEAR_Fixture_from_LEDPanel_to_LEDPanel_CONTR","Lodging_NEW_LINEAR_Fixture_from_LEDPanel_to_LEDPanel_CONTR",0.4779227325441559,15.428571428571429,3.1729500504564752E-2,null,"C-Lod-Lgt-LPD Int-All-All-C",null,0,15.428571428571429,null,null,null,null,-3.1451485012087416E-3,"C-Lod-HVAC-ER-All-All-C"]
["All Btype_NEW_HIGHBAY_Fixture_from_LEDPanel_to_LEDPanel_CONTR","Lodging_NEW_HIGHBAY_Fixture_from_LEDPanel_to_LEDPanel_CONTR",4.6377403893763181E-3,15.714285714285714,6.7447185587110383E-5,null,"C-Lod-Lgt-LPD Int-All-All-C",null,0,15.714285714285714,null,null,null,null,-3.0520377545118167E-5,"C-Lod-HVAC-ER-All-All-C"]
["All Btype_NEW_OTHER_Fixture_from_LEDPanel_to_LEDPanel_CONTR","Lodging_NEW_OTHER_Fixture_from_LEDPanel_to_LEDPanel_CONTR",2.6724943576495153,14.285714285714286,0.86586497376300409,null,"C-Lod-Lgt-LPD Int-All-All-C",null,0,14.285714285714286,null,null,null,null,-1.7587344252710569E-2,"C-Lod-HVAC-ER-All-All-C"]
["All Btype_NEW_LINEAR_Fixture_from_LEDPanel_to_LEDPanel_CONTR","Hospital_NEW_LINEAR_Fixture_from_LEDPanel_to_LEDPanel_CONTR",1.6181053929140679,12.857142857142858,0.14832839352225877,null,"C-Hos-Lgt-LPD Int-All-All-C",null,0,12.857142857142858,null,null,null,null,-4.7842047426047897E-2,"C-Hea-HVAC-ER-All-All-C"]
["All Btype_NEW_DISP_Fixture_from_LEDPanel_to_LEDPanel_CONTR","Hospital_NEW_DISP_Fixture_from_LEDPanel_to_LEDPanel_CONTR",0.46750052374195311,7.6190476190476186,9.0946660480695718E-2,null,"C-Hos-Lgt-LPD Int-All-All-C",null,0,7.6190476190476186,null,null,null,null,-1.3822450828301852E-2,"C-Hea-HVAC-ER-All-All-C"]
["All Btype_NEW_OTHER_Fixture_from_LEDPanel_to_LEDPanel_CONTR","Hospital_NEW_OTHER_Fixture_from_LEDPanel_to_LEDPanel_CONTR",0.7334405184028896,11.904761904761905,0.32810300967821099,null,"C-Hos-Lgt-LPD Int-All-All-C",null,0,11.904761904761905,null,null,null,null,-2.1685420627900766E-2,"C-Hea-HVAC-ER-All-All-C"]
["All Btype_NEW_CAN_Fixture_from_LEDPanel_to_LEDPanel_CONTR","Residential Care_NEW_CAN_Fixture_from_LEDPanel_to_LEDPanel_CONTR",0.48204412106764144,8.2456140350877192,8.7289294399361214E-2,null,"C-Hos-Lgt-LPD Int-All-All-C",null,0,8.2456140350877192,null,null,null,null,-6.2430309149837339E-3,"C-Hea-HVAC-ER-All-All-C"]
["All Btype_NEW_DISP_Fixture_from_LEDPanel_to_LEDPanel_CONTR","Residential Care_NEW_DISP_Fixture_from_LEDPanel_to_LEDPanel_CONTR",0.89690345052264586,5.6140350877192979,0.11811830029481453,null,"C-Hos-Lgt-LPD Int-All-All-C",null,0,5.6140350877192979,null,null,null,null,-1.1615940791823791E-2,"C-Hea-HVAC-ER-All-All-C"]
["All Btype_NEW_HIGHBAY_Fixture_from_LEDPanel_to_LEDPanel_CONTR","Assembly_NEW_HIGHBAY_Fixture_from_LEDPanel_to_LEDPanel_CONTR",0.97338290652597814,20.37037037037037,3.4840422809610708E-2,null,"C-Oth-Lgt-LPD Int-All-All-C",null,0,20.37037037037037,null,null,null,null,-6.6298435056006992E-3,"C-All-HVAC-ER-All-All-C"]
["All Btype_NEW_CAN_Fixture_from_LEDPanel_to_LEDPanel_CONTR","Assembly_NEW_CAN_Fixture_from_LEDPanel_to_LEDPanel_CONTR",0.44654655604677568,17.407407407407408,0.21291411798003584,null,"C-Oth-Lgt-LPD Int-All-All-C",null,0,17.407407407407408,null,null,null,null,-3.0414893920022441E-3,"C-All-HVAC-ER-All-All-C"]
["All Btype_NEW_LINEAR_Fixture_from_LEDPanel_to_LEDPanel_CONTR","Other_NEW_LINEAR_Fixture_from_LEDPanel_to_LEDPanel_CONTR",6.6650066193781701,14.210526315789474,0.78397416566453082,null,"C-Oth-Lgt-LPD Int-All-All-C",null,0,14.210526315789474,null,null,null,null,-4.1885025967395045E-2,"C-Misc-HVAC-ER-All-All-C"]
["All Btype_NEW_HIGHBAY_Fixture_from_LEDPanel_to_LEDPanel_CONTR","Other_NEW_HIGHBAY_Fixture_from_LEDPanel_to_LEDPanel_CONTR",1.4596359236114023,14.473684210526315,3.7609500119063652E-2,null,"C-Oth-Lgt-LPD Int-All-All-C",null,0,14.473684210526315,null,null,null,null,-9.1728173811041411E-3,"C-Misc-HVAC-ER-All-All-C"]
["All Btype_NEW_DISP_Fixture_from_LEDPanel_to_LEDPanel_CONTR","Other_NEW_DISP_Fixture_from_LEDPanel_to_LEDPanel_CONTR",1.1444536621285453,8.4210526315789469,0.28568441362515418,null,"C-Oth-Lgt-LPD Int-All-All-C",null,0,8.4210526315789469,null,null,null,null,-7.1921115903117805E-3,"C-Misc-HVAC-ER-All-All-C"]
["All Btype_NEW_OTHER_Fixture_from_LEDPanel_to_LEDPanel_CONTR","Other_NEW_OTHER_Fixture_from_LEDPanel_to_LEDPanel_CONTR",3.9367041294883034,13.157894736842104,2.2597571548427045,null,"C-Oth-Lgt-LPD Int-All-All-C",null,0,13.157894736842104,null,null,null,null,-2.4739503515294727E-2,"C-Misc-HVAC-ER-All-All-C"]
[]
["ProCost Results"]
[]
["Regurgitation of ProData input parameters which were used for this run"]
[null,"Admin Cost / Category Level:","ON:  Admin Costs added at Measure Application Results",null,null,null,"Marginal Elec Avoided Cost Input Worksheet","2021P Electric Mid",null,null,null,null,null,null,null,null,null,"Customer","Wholesale Elec","Retail Elec","Nat Gas",null,"Program Start Date",2022,null,"Bulk System T&D Loss Factor",2.3E-2,0.01]
[null,"Periodic O&M Treatment:","ON:  (Periodic O&M Repeats over measure life)",null,null,null,"Elec Savings Shape Input Worksheet","GLSShapes",null,null,null,null,null,null,null,null,"Real After-Tax Cost of Capital",4.1500000000000002E-2,2.23E-2,4.2799999999999998E-2,4.8000000000000001E-2,null,"Present Value Time Zero",2022,null,"Bulk System T&D Credit ($/kw-yr)($/dailytherm-yr)",3.08,0]
[null,null,null,null,null,null,"Marginal Elec CO2 per kWh Input Worksheet","CO2 lbs per kWh",null,null,null,null,null,null,null,null,"Sponsor Share of Initial Capital Cost ",0.5,0.35,0.15,0,null,"Capital Real Escalation Rate",0,null,"Local System Dist Loss Factor",4.7399348199455904E-2,0]
[null,null,null,null,null,null,"Marginal Gas CO2 per therm Input Worksheet","CO2 lbs per therm",null,null,null,null,null,null,null,null,"Sponsor Share of Annual O&M",1,0,0,0,null,"Admin Cost (as % of Initial Capital Cost)",0.2,null,"Local System Dist Credit ($/kw-yr)($/dailytherm-yr)",6.85,0]
[null,null,null,null,null,null,null,null,null,null,null,null,null,null,null,null,"Last Year of Non-Customer O&M & Period Replacement",null,20,null,null,null,null,null,null,"Risk-Mitigation Credit (mills/kWh)(mills/therm) - Retro.",0,0]
[null,null,null,null,null,null,null,null,null,null,null,null,null,null,null,null,null,null,null,null,null,null,null,null,null,"Risk-Mitigation Credit (mills/kWh)(mills/therm) - Lost Op.",0,0]
[null,null,null,null,null,null,null,null,null,null,null,null,null,null,null,null,null,null,null,null,null,null,null,null,null,"Deferred Generation Capacity Credit ($/bulk kW-year) - Peak 2",0,"N/A"]
[]
["Total Results",null,"Measure Input Data",null,null,null,null,null,null,null,null,null,null,null,"Savings",null,null,null,null,null,null,null,null,null,null,null,null,null,null,null,null,null,null,null,"PV Capital",null,null,null,"PV Admin",null,null,null,"PV O&M",null,null,null,"PV Periodic Repl.",null,null,null,"Total PV Capital, O&M and Periodic Repl Costs",null,null,null,null,"PV Wholesale Electric Utility Costs & Benefits",null,null,null,null,null,null,"PV Retail Electric Utility Costs & Benefits",null,null,null,null,null,null,"PV Electric Utility System Costs & Benefits",null,null,null,null,null,"Electric Utility System Economics",null,"Sponsor Levelized Cost (mills/kwh)",null,null,null,null,"PV Regional Costs & Benefits",null,null,null,null,null,null,null,null,null,null,null,null,null,null,null,null,"TRC Economics",null,"Physical CO2",null,null,null,null,null,null,"Gas Inputs",null,null,null,"PV Gas Utility System Costs & Benefits",null,null,null,null,"Gas Utility System Economics",null,null,"Lifetime kWh denominators"]
["Measure Application","Savings Component","Time Varying Savings? (Yes/No)","Measure Life (yrs)","Length of Period 1 (yrs)","Site Savings - Period 1 (kWh)","Site Savings - Period 2 (kWh)","Site Savings - Period 1 (therms)","Site Savings - Period 2 (therms)","Capital Cost ($)","PV Base Case Cost at Start of Period 2($)","Annual O&M Cost ($/unit)","PV Per. Repl. Cost ($/unit)","Load Shape (electric)","Wholesale Electric Energy - Period 1 (kWh)","Wholesale Electric Energy - Period 2 (kWh)","Wholesale Electric Demand - Period 1, Peak 1 (kW)","Wholesale Electric Demand - Period 1, Peak 2 (kW)","Wholesale Electric Demand - Period 2, Peak 1 (kW)","Wholesale Electric Demand - Period 2, Peak 2 (kW)","Retail Electric Demand - Period 1, Peak 1 (kW)","Retail Electric Demand - Period 1, Peak 2 (kW)","Retail Electric Demand - Period 2, Peak 1 (kW)","Retail Electric Demand - Period 2, Peak 2 (kW)","Wholesale Gas Energy - Period 1 (therms/yr)","Wholesale Gas Energy - Period 2 (therms/yr)","Wholesale Gas Demand - Period 1, Peak 1 (therms/day)","Wholesale Gas Demand - Period 1, Peak 2 (therms/day)","Wholesale Gas Demand - Period 2, Peak 1 (therms/day)","Wholesale Gas Demand - Period 2, Peak 2 (therms/day)","Retail Gas Demand - Period 1, Peak 1 (therms/day)","Retail Gas Demand - Period 1, Peak 2 (therms/day)","Retail Gas Demand - Period 2, Peak 1 (therms/day)","Retail Gas Demand - Period 2, Peak 2 (therms/day)","Wholesale Electric","Retail Electric","Natural Gas","Customer","Wholesale Electric","Retail Electric","Natural Gas","Customer","Wholesale Electric","Retail Electric","Natural Gas","Customer","Wholesale Electric","Retail Electric","Natural Gas","Customer","Wholesale Electric","Retail Electric","Natural Gas","Customer","Total","Wholesale Utility System Energy","Wholesale Utility System T&D Def. Cap.","Wholesale Utility System Act C-E Credit","Wholesale Utility System Risk Mitigation Benefit","Wholesale Utility System Total System Benefit","Wholesale Utility System Total Non-Consumer Cost","Wholesale Utility System B/C Ratio","Retail Utility System Energy","Retail Utility System T&D Def. Cap.","Retail Utility System Act C-E Credit","Retail Utility System Risk Mitigation Benefit","Retail Utility System Total System Benefit","Retail Utility System Total Non-Consumer Cost","Retail Utility System System B/C Ratio","Utility System Energy","Utility System T&D Def. Cap.","Utility System Act C-E Credit","Utility System Total Risk Mitigation Benefit","Utility System Total System Benefit","Utility System Total Non-Consumer Cost","Utility System Net Levelized Cost (Net of Elec T&D Capacity Benefits, Act Credit & Risk-Mitigation Benefit) in mills/kwh","Utility System System B/C Ratio","Wholesale Electric Levelized Cost","Retail Electric Levelized Cost","Natural Gas Levelized Cost","Customer Levelized Cost","Total Levelized Cost","PV Regional Electric Energy","PV Regional Gas Energy","PV Regional Electric T&D Def. Cap.","PV Regional Gas T&D Def. Cap.","PV Regional Electric Deferred Generation Capacity Credit, Peak 1","PV Regional Electric Deferred Generation Capacity Credit, Peak 2","PV Regional Electric and Gas Systems CO2","PV Regional Electric System Risk-Mitigation Benefit","PV Regional Gas System Risk-Mitigation Benefit","PV Regional Non-E Value","PV Regional Act Credit","PV Regional Capital Cost","PV Regional Admin Cost","PV Regional Annual O&M Cost","PV Regional Periodic Replacement Cost","PV Total Regional Benefit","PV Total Regional Cost","TRC B/C Ratio","TRC Net Levelized Cost (Net of All Benefits) in mills/kWh","Electric System CO2 Avoided (Lifetime Tons)","Gas System CO2 Avoided (Lifetime Tons)","Total System CO2 Avoided (Lifetime Tons)","Electric System CO2 Avoided (Annual Tons in 2022)","Gas System CO2 Avoided (Annual Tons in 2022)","Total System CO2 Avoided (Annual Tons in 2022)",null,"Gas Site Savings (therms)","Load Shape (gas)","Diversitfied Load Factor (gas)","Wholesale Coincidence Factor (gas)","Total Gas Utility System Energy","Gas Utility System T&D Def. Cap.","Gas Utility System Risk Mitigation Benefit","Gas Utility System Total System Benefit","Gas Utility System Total Non-Consumer Cost","Gas Utility System Net Levelized Cost (Net of Gas T&D Capacity Benefits & Risk-Mitigation Benefits) in cents/therm","Gas Utility System System B/C Ratio",null,"PV Electricity Savings (kWh) (denominator for Levelized Cost)","Denominator for PV fields in MeasureTable"]
["All Btype_NR_LINEAR_Fixture_from_LFTube_to_LEDPanel_RDX","Large Off_NR_LINEAR_Fixture_from_LFTube_to_LEDPanel_RDX","No",16.363636363636363,null,5.5028861875422477,null,-2.6583101256509468E-2,null,2.2172178100919768,null,0,-0.25813697515431661,"C-LOff-Lgt-LPD Int-All-All-C",6.1202804133609119,null,1.1634294249822177E-3,9.5548865089580578E-4,null,null,1.1039844286704422E-3,9.1217663498789256E-4,null,null,-2.6848931960435873E-2,null,"n/a","n/a",null,null,"n/a","n/a",null,null,0.76465698172526464,0.33428164805261512,0,1.478704441993008," (na) "," (na) "," (na) "," (na) ",0,0,0,0,0,0,0,-0.25813697515431661,0.76465698172526464,0.33428164805261512,0,1.2205674668386914,2.3195060966165713,0.42006463772063934,4.9795138856786929E-2,0,0,0.46985977657742628,0.76465698172526464,0.61447130910555559,0.42006463772063934,0.1050871725121114,0,0,0.5251518102327507,0.33428164805261512,1.5709860630760475,0.42006463772063934,0.15488231136889832,0,0,0.57494694908953758,1.0989386297778798,11.100189547118482,0.52318385532206402,8.9908168296384119,3.9304748913291907,0,14.351400411989266,27.272692132956866,0.42006463772063934,-0.17563076379063219,0.15488231136889832,0,0,0,0,0,0,0,0,2.577643071770888,null,0,-0.25813697515431661,0.3993161852989055,2.3195060966165713,0.30257939238867965,27.516651894890096,5.6918607844256536E-2,-3.1413250393709994E-3,5.3777282804885536E-2,2.8459303922128247E-3,-1.5706625196854987E-4,2.688864140244275E-3,null,-2.6583101256509468E-2,"C-LOff-HVAC-ER-All-All-C",null,null,-0.17563076379063219,0,0,-0.17563076379063219,0,9999,0,null,85.048666457596738,85.048666457596738]
["All Btype_NR_LINEAR_Fixture_from_LFTube_to_LEDPanel_CONTR","Large Off_NR_LINEAR_Fixture_from_LFTube_to_LEDPanel_CONTR","No",16.363636363636363,null,68.908861903058948,null,-0.33288190796800493,null,24.754321445870271,null,0,-2.8259205701104135,"C-LOff-Lgt-LPD Int-All-All-C",76.640065492731168,null,1.4568827129579704E-2,1.196492772167E-2,null,null,1.3824438293962966E-2,1.1422561112362662E-2,null,null,-0.33621072318281475,null,"n/a","n/a",null,null,"n/a","n/a",null,null,8.5370795035562779,3.7321165884944971,0,16.509124594760806," (na) "," (na) "," (na) "," (na) ",0,0,0,0,0,0,0,-2.8259205701104135,8.5370795035562779,3.7321165884944971,0,13.683204024650392,25.952400116701167,5.2601807714250146,0.62355030251107313,0,0,5.8837310739360875,8.5370795035562779,0.68919717468779707,5.2601807714250146,1.3159344408782432,0,0,6.5761152123032574,3.7321165884944971,1.7620337029599615,5.2601807714250146,1.9394847433893163,0,0,7.1996655148143303,12.269196092050775,9.6992048307673979,0.58680825221132471,8.0159919252988754,3.5043150793176463,0,12.848006502472364,24.368313507088885,5.2601807714250146,-2.1993033538247331,1.9394847433893163,0,0,0,0,0,0,0,0,28.778320686811583,null,0,-2.8259205701104135,5.0003621609895976,25.95240011670117,0.32363960747193599,24.612273269022122,0.71275260908239757,-3.9336654612389277E-2,0.67341595447000824,3.5637630454119995E-2,-1.9668327306194664E-3,3.3670797723500526E-2,null,-0.33288190796800493,"C-LOff-HVAC-ER-All-All-C",null,null,-2.1993033538247331,0,0,-2.1993033538247331,0,9999,0,null,1065.0060008933922,1065.0060008933922]
["All Btype_NR_LINEAR_Fixture_from_LEDTube_to_LEDPanel_CONTR","Large Off_NR_LINEAR_Fixture_from_LEDTube_to_LEDPanel_CONTR","No",16.363636363636363,null,18.956667943226723,null,-9.1575040123788531E-2,null,7.3133672367226694,null,0,-0.47498699165640701,"C-LOff-Lgt-LPD Int-All-All-C",21.083504103386741,null,4.0078505230029867E-3,3.2915238406272074E-3,null,null,3.8030708823628139E-3,3.1423200454666232E-3,null,null,-9.2490789461809594E-2,null,"n/a","n/a",null,null,"n/a","n/a",null,null,2.5221777003716266,1.1026090632946157,0,4.8774227636297631," (na) "," (na) "," (na) "," (na) ",0,0,0,0,0,0,0,-0.47498699165640701,2.5221777003716266,1.1026090632946157,0,4.402435771973356,8.0272225356395985,1.4470635191382202,0.17153724069960682,0,0,1.6186007598378269,2.5221777003716266,0.64174731209436053,1.4470635191382202,0.36201050985108779,0,0,1.8090740289893079,1.1026090632946157,1.6407211669236259,1.4470635191382202,0.53354775055069459,0,0,1.9806112696889147,3.6247867636662425,10.550999570069504,0.5464076644568332,8.6086827059804598,3.7634190379381618,0,15.026368954412915,27.398470698331536,1.4470635191382202,-0.6050232471337561,0.53354775055069459,0,0,0,0,0,0,0,0,8.5022095272960065,null,0,-0.47498699165640701,1.3755880225551587,8.0272225356396003,0.26963165674647815,27.642430460264777,0.19607658816149648,-1.0821422367031727E-2,0.18525516579446474,9.8038294080748344E-3,-5.4107111835158619E-4,9.2627582897232483E-3,null,-9.1575040123788531E-2,"C-LOff-HVAC-ER-All-All-C",null,null,-0.6050232471337561,0,0,-0.6050232471337561,0,9999,0,null,292.98067852117111,292.98067852117111]
["All Btype_RETRO_LINEAR_Fixture_from_LFTube_to_LEDPanel","Large Off_RETRO_LINEAR_Fixture_from_LFTube_to_LEDPanel","No",16.363636363636363,null,2.031780364022465,null,-9.8150354753965535E-3,null,2.1409091049896909,null,0,-0.11472754451302962,"C-LOff-Lgt-LPD Int-All-All-C",2.2597351902950886,null,4.295624114407817E-4,3.5278634025383607E-4,null,null,4.0761407885140695E-4,3.3679464054411879E-4,null,null,-9.9131857161946762E-3,null,"n/a","n/a",null,null,"n/a","n/a",null,null,0.73834022391406118,0.32277686959276003,0,1.4278127250476151," (na) "," (na) "," (na) "," (na) ",0,0,0,0,0,0,0,-0.11472754451302962,0.73834022391406118,0.32277686959276003,0,1.3130851805345856,2.3742022740414068,0.15509662628915724,1.8385403932582235E-2,0,0,0.17348203022173947,0.73834022391406118,0.23496218220657561,0.15509662628915724,3.8800376083393241E-2,0,0,0.19389700237255048,0.32277686959276003,0.60071529480159391,0.15509662628915724,5.7185780015975476E-2,0,0,0.2122824063051327,1.0611170935068213,31.970561508169322,0.2000555900985192,23.512715686216357,10.278947995802083,0,41.815679982900917,75.607343664919355,0.15509662628915724,-6.4846541437821661E-2,5.7185780015975476E-2,0,0,0,0,0,0,0,0,2.4889298185544364,null,0,-0.11472754451302962,0.14743586486731103,2.3742022740414068,0.12804956453553892,75.851303426852596,2.1015537269744325E-2,-1.1598427287947753E-3,1.9855694540949549E-2,1.050776863487216E-3,-5.7992136439738857E-5,9.9278472704747715E-4,null,-9.8150354753965535E-3,"C-LOff-HVAC-ER-All-All-C",null,null,-6.4846541437821661E-2,0,0,-6.4846541437821661E-2,0,9999,0,null,31.401741668951136,31.401741668951136]
["All Btype_RETRO_LINEAR_Lamp_from_LFTube_to_LEDTube_RDX","Large Off_RETRO_LINEAR_Lamp_from_LFTube_to_LEDTube_RDX","No",15.454545454545455,null,9.2042333947453603,null,-4.4463407016299181E-2,null,2.8197469587163786,null,0,-0.45310778329109502,"C-LOff-Lgt-LPD Int-All-All-C",10.236898864706887,null,1.9459744579295841E-3,1.5981687153161475E-3,null,null,1.8465456124917082E-3,1.5257242035405173E-3,null,null,-4.4908040570227153E-2,null,"n/a","n/a",null,null,"n/a","n/a",null,null,0.97245258849495597,0.42512271738064328,0,2.0232763628026058," (na) "," (na) "," (na) "," (na) ",0,0,0,0,0,0,0,-0.45310778329109502,0.97245258849495597,0.42512271738064328,0,1.5701685795115108,2.9677438853871099,0.70260820134947322,8.3288308051728502E-2,0,0,0.7858965094012017,0.97245258849495597,0.80815920354278337,0.70260820134947322,0.17577082818558956,0,0,0.87837902953506275,0.42512271738064328,2.0661775850209061,0.70260820134947322,0.25905913623731808,0,0,0.96166733758679124,1.3975753058755993,8.0034014688881641,0.68809697305312223,6.8360280536528055,2.9884755890844796,0,11.037778690184997,20.86228233292228,0.70260820134947322,-0.29376339726705708,0.25905913623731808,0,0,0,0,0,0,0,0,3.4208516686782051,null,0,-0.45310778329109502,0.66790394031973421,2.9677438853871099,0.38086722197630107,21.106242094855514,9.5203159441774252E-2,-5.2542407467165778E-3,8.9948918695057667E-2,4.7601579720887022E-3,-2.6271203733582883E-4,4.4974459347528733E-3,null,-4.4463407016299181E-2,"C-LOff-HVAC-ER-All-All-C",null,null,-0.29376339726705708,0,0,-0.29376339726705708,0,9999,0,null,142.25403711960041,142.25403711960041]
["All Btype_RETRO_LINEAR_Fixture_from_LEDTube_to_LEDPanel_CONTR","Large Off_RETRO_LINEAR_Fixture_from_LEDTube_to_LEDPanel_CONTR","No",16.363636363636363,null,0,null,0,null,0,null,0,0,"C-LOff-Lgt-LPD Int-All-All-C",0,null,null,null,null,null,0,0,null,null,0,null,"n/a","n/a",null,null,"n/a","n/a",null,null,0,0,0,0," (na) "," (na) "," (na) "," (na) ",0,0,0,0,0,0,0,0,0,0,0,0,0,0,0,0,0,0,0,9999,0,0,0,0,0,0,9999,0,0,0,0,0,0,9999,9999,9999,9999,9999,9999,9999,0,0,0,0,0,0,0,0,0,0,0,0,null,0,0,0,0,9999,9999,0,0,0,0,0,0,null,0,"C-LOff-HVAC-ER-All-All-C",null,null,0,0,0,0,0,9999,9999,null,0,0]
["All Btype_NR_HIGHBAY_Fixture_from_LFTube_to_LEDPanel_CONTR","Large Off_NR_HIGHBAY_Fixture_from_LFTube_to_LEDPanel_CONTR","No",16.666666666666668,null,0,null,0,null,0,null,0,0,"C-LOff-Lgt-LPD Int-All-All-C",0,null,null,null,null,null,0,0,null,null,0,null,"n/a","n/a",null,null,"n/a","n/a",null,null,0,0,0,0," (na) "," (na) "," (na) "," (na) ",0,0,0,0,0,0,0,0,0,0,0,0,0,0,0,0,0,0,0,9999,0,0,0,0,0,0,9999,0,0,0,0,0,0,9999,9999,9999,9999,9999,9999,9999,0,0,0,0,0,0,0,0,0,0,0,0,null,0,0,0,0,9999,9999,0,0,0,0,0,0,null,0,"C-LOff-HVAC-ER-All-All-C",null,null,0,0,0,0,0,9999,9999,null,0,0]
["All Btype_NR_HIGHBAY_Fixture_from_HID_to_LEDPanel","Large Off_NR_HIGHBAY_Fixture_from_HID_to_LEDPanel","No",16.666666666666668,null,0,null,0,null,0,null,0,0,"C-LOff-Lgt-LPD Int-All-All-C",0,null,null,null,null,null,0,0,null,null,0,null,"n/a","n/a",null,null,"n/a","n/a",null,null,0,0,0,0," (na) "," (na) "," (na) "," (na) ",0,0,0,0,0,0,0,0,0,0,0,0,0,0,0,0,0,0,0,9999,0,0,0,0,0,0,9999,0,0,0,0,0,0,9999,9999,9999,9999,9999,9999,9999,0,0,0,0,0,0,0,0,0,0,0,0,null,0,0,0,0,9999,9999,0,0,0,0,0,0,null,0,"C-LOff-HVAC-ER-All-All-C",null,null,0,0,0,0,0,9999,9999,null,0,0]
["All Btype_RETRO_HIGHBAY_Fixture_from_LFTube_to_LEDPanel_CONTR","Large Off_RETRO_HIGHBAY_Fixture_from_LFTube_to_LEDPanel_CONTR","No",16.666666666666668,null,0,null,0,null,0,null,0,0,"C-LOff-Lgt-LPD Int-All-All-C",0,null,null,null,null,null,0,0,null,null,0,null,"n/a","n/a",null,null,"n/a","n/a",null,null,0,0,0,0," (na) "," (na) "," (na) "," (na) ",0,0,0,0,0,0,0,0,0,0,0,0,0,0,0,0,0,0,0,9999,0,0,0,0,0,0,9999,0,0,0,0,0,0,9999,9999,9999,9999,9999,9999,9999,0,0,0,0,0,0,0,0,0,0,0,0,null,0,0,0,0,9999,9999,0,0,0,0,0,0,null,0,"C-LOff-HVAC-ER-All-All-C",null,null,0,0,0,0,0,9999,9999,null,0,0]
["All Btype_RETRO_HIGHBAY_Fixture_from_HID_to_LEDPanel","Large Off_RETRO_HIGHBAY_Fixture_from_HID_to_LEDPanel","No",16.666666666666668,null,0,null,0,null,0,null,0,0,"C-LOff-Lgt-LPD Int-All-All-C",0,null,null,null,null,null,0,0,null,null,0,null,"n/a","n/a",null,null,"n/a","n/a",null,null,0,0,0,0," (na) "," (na) "," (na) "," (na) ",0,0,0,0,0,0,0,0,0,0,0,0,0,0,0,0,0,0,0,9999,0,0,0,0,0,0,9999,0,0,0,0,0,0,9999,9999,9999,9999,9999,9999,9999,0,0,0,0,0,0,0,0,0,0,0,0,null,0,0,0,0,9999,9999,0,0,0,0,0,0,null,0,"C-LOff-HVAC-ER-All-All-C",null,null,0,0,0,0,0,9999,9999,null,0,0]
["All Btype_NR_CAN_Lamp_from_CFL_to_LEDScrew","Large Off_NR_CAN_Lamp_from_CFL_to_LEDScrew","No",14.242424242424242,null,2.5680744885588194,null,-1.2405741612131743E-2,null,1.2350801427503704E-2,null,0,-1.4774937697012573,"C-LOff-Lgt-LPD Int-All-All-C",2.8561986304496356,null,5.4294661450556339E-4,4.4590528403585383E-4,null,null,5.1520495798242051E-4,4.2569253034435082E-4,null,null,-1.2529798884218254E-2,null,"n/a","n/a",null,null,"n/a","n/a",null,null,4.2594491612221452E-3,1.8620842017254321E-3,0,9.8234428585046614E-3," (na) "," (na) "," (na) "," (na) ",0,0,0,0,0,0,0,-1.4774937697012573,4.2594491612221452E-3,1.8620842017254321E-3,0,-1.4676703268427527,-1.461548793479805,0.19603481571511144,2.3238282856340969E-2,0,0,0.21927309857145241,4.2594491612221452E-3,51.479214863674379,0.19603481571511144,4.9041844153361547E-2,0,0,0.24507665986847299,1.8620842017254321E-3,131.61416634187739,0.19603481571511144,7.2280127009702516E-2,0,0,0.26831494272481393,6.1215333629475776E-3,-1.6668697703413458,43.831328985131542,0.10731707936623058,4.6915324141545804E-2,0,-36.978042696969943,-36.823810293462159,0.19603481571511144,-8.1962967890903793E-2,7.2280127009702516E-2,0,0,0,0,0,0,0,0,1.5944976221452238E-2,null,0,-1.4774937697012573,0.18635197483391014,-1.461548793479805,17.83112420808915,-36.579850531528933,2.6562647263181631E-2,-1.4659864694535377E-3,2.5096660793728093E-2,1.3281323631590806E-3,-7.329932347267679E-5,1.2548330396864038E-3,null,-1.2405741612131743E-2,"C-LOff-HVAC-ER-All-All-C",null,null,-8.1962967890903793E-2,0,0,-8.1962967890903793E-2,0,9999,0,null,39.69031943821669,39.69031943821669]
["All Btype_NR_CAN_Lamp_from_Inc/Hal_to_LEDScrew","Large Off_NR_CAN_Lamp_from_Inc/Hal_to_LEDScrew","No",14.242424242424242,null,1.4281734651668518,null,-6.8991577405940942E-3,null,2.4479970062090115E-2,null,0,-0.87282759783159991,"C-LOff-Lgt-LPD Int-All-All-C",1.5884068446718824,null,3.0194682875969898E-4,2.479796039697735E-4,null,null,2.8651896718378346E-4,2.3673876239420144E-4,null,null,-6.9681492378985081E-3,null,"n/a","n/a",null,null,"n/a","n/a",null,null,8.4424633137987273E-3,3.6907536550478542E-3,0,1.9470605895042022E-2," (na) "," (na) "," (na) "," (na) ",0,0,0,0,0,0,0,-0.87282759783159991,8.4424633137987273E-3,3.6907536550478542E-3,0,-0.8533569919365579,-0.84122377496771128,0.10902009396554288,1.2923417564142736E-2,0,0,0.12194351152968562,8.4424633137987273E-3,14.444067684650269,0.10902009396554288,2.7273453638015418E-2,0,0,0.1362935476035583,3.6907536550478542E-3,36.928378413213579,0.10902009396554288,4.0196871202158153E-2,0,0,0.14921696516770103,1.2133216968846582E-2,-1.2714119333668408,12.298219470634425,0.38248221400313537,0.16720802647914493,0,-38.660976006549902,-38.111285766067624,0.10902009396554288,-4.5581752550255289E-2,4.0196871202158153E-2,0,0,0,0,0,0,0,0,3.1603822863888603E-2,null,0,-0.87282759783159991,0.10363521261744574,-0.84122377496771128,13.241393324017587,-37.867326004134384,1.4772183655448535E-2,-8.1527346083412459E-4,1.3956910194614411E-2,7.3860918277242522E-4,-4.0763673041706273E-5,6.9784550973071889E-4,null,-6.8991577405940942E-3,"C-LOff-HVAC-ER-All-All-C",null,null,-4.5581752550255289E-2,0,0,-4.5581752550255289E-2,0,9999,0,null,22.072825884995325,22.072825884995325]
["All Btype_NEW_DISP_Fixture_from_CFL_to_LEDPanel","Large Off_NEW_DISP_Fixture_from_CFL_to_LEDPanel","No",9.6969696969696972,null,1.1578173581214597,null,-5.5931333155980808E-3,null,-0.17245501146289818,null,0,-3.1385332112699111,"C-LOff-Lgt-LPD Int-All-All-C",1.2877182368776081,null,2.4478768727639411E-4,2.0103656659294233E-4,null,null,2.3228035090097472E-4,1.9192363891747243E-4,null,null,-5.6490645838159145E-3,null,"n/a","n/a",null,null,"n/a","n/a",null,null,-5.9474954579742133E-2,-2.6000397969182288E-2,0,-0.21812802101611106," (na) "," (na) "," (na) "," (na) ",0,0,0,0,0,0,0,-3.1385332112699111,-5.9474954579742133E-2,-2.6000397969182288E-2,0,-3.3566612322860223,-3.4421365848349468,8.838237108864877E-2,1.0476988648061814E-2,0,0,9.8859359736710589E-2,-5.9474954579742133E-2,9999,8.838237108864877E-2,2.2110534054997258E-2,0,0,0.11049290514364603,-2.6000397969182288E-2,9999,8.838237108864877E-2,3.258752270305907E-2,0,0,0.12096989379170785,-8.5475352548924424E-2,-6.5977570842499738,9999,-3.3236637857279914,-1.45299112467286,0,-187.58170489643638,-192.35835980683723,8.838237108864877E-2,-3.6953035190383503E-2,3.258752270305907E-2,0,0,0,0,0,0,0,0,-0.30360337356503547,null,0,-3.1385332112699111,8.4016858601324351E-2,-3.4421365848349468,96.422566110453147,-192.11440004490399,1.1975779602961747E-2,-6.6094055630646102E-4,1.1314839046655286E-2,5.9878898014808764E-4,-3.3047027815323094E-5,5.6574195233276454E-4,null,-5.5931333155980808E-3,"C-LOff-HVAC-ER-All-All-C",null,null,-3.6953035190383503E-2,0,0,-3.6953035190383503E-2,0,9999,0,null,17.894395586921608,17.894395586921608]
["All Btype_NR_DISP_Lamp_from_CFL_to_LEDScrew","Large Off_NR_DISP_Lamp_from_CFL_to_LEDScrew","No",9.6969696969696972,null,4.6030814950225506E-2,null,-2.2236364210323768E-4,null,2.2599539511608045E-4,null,0,-7.9379399357418931E-2,"C-LOff-Lgt-LPD Int-All-All-C",5.1195224751092117E-2,null,9.7319120810169551E-6,7.9925187942273406E-6,null,null,9.2346636314417512E-6,7.6302202982323131E-6,null,null,-2.2458727594255385E-4,null,"n/a","n/a",null,null,"n/a","n/a",null,null,7.7939549252539176E-5,3.4072481642464988E-5,0,2.8584804742557573E-4," (na) "," (na) "," (na) "," (na) ",0,0,0,0,0,0,0,-7.9379399357418931E-2,7.7939549252539176E-5,3.4072481642464988E-5,0,-7.9093551309993348E-2,-7.8981539279098345E-2,3.513777488225366E-3,4.1652884395947635E-4,0,0,3.9303063321848427E-3,7.7939549252539176E-5,50.427624612632698,3.513777488225366E-3,8.7903838580166618E-4,0,0,4.3928158740270326E-3,3.4072481642464988E-5,128.92562156529883,3.513777488225366E-3,1.2955672297611425E-3,0,0,4.8093447179865089E-3,1.1201203089500416E-4,-1.6636534917010268,42.935965713313479,0.10955501135883748,4.7893670789254952E-2,0,-111.17712374882406,-111.01967506667597,3.513777488225366E-3,-1.4691249122897288E-3,1.2955672297611425E-3,0,0,0,0,0,0,0,0,3.9786007832057988E-4,null,0,-7.9379399357418931E-2,3.3402198056967803E-3,-7.8981539279098345E-2,45.093423085251764,-110.77571530474273,4.761155901851566E-4,-2.6276711285278781E-5,4.4983887889987783E-4,2.3805779509257835E-5,-1.31383556426394E-6,2.2491943944993895E-5,null,-2.2236364210323768E-4,"C-LOff-HVAC-ER-All-All-C",null,null,-1.4691249122897288E-3,0,0,-1.4691249122897288E-3,0,9999,0,null,0.71141929781062474,0.71141929781062474]
["All Btype_RETRO_DISP_Lamp_from_Inc/Hal_to_LEDScrew","Large Off_RETRO_DISP_Lamp_from_Inc/Hal_to_LEDScrew","No",9.6969696969696972,null,2.0334154618476061,null,-9.8229342342602988E-3,null,0.17107842721000605,null,0,-1.471404338541294,"C-LOff-Lgt-LPD Int-All-All-C",2.2615537372997125,null,4.299081065646969E-4,3.5307024898132599E-4,null,null,4.0794211081078042E-4,3.3706567977356713E-4,null,null,-9.9211634625553519E-3,null,"n/a","n/a",null,null,"n/a","n/a",null,null,5.9000208817230254E-2,2.5792855502832997E-2,0,0.21638686199557483," (na) "," (na) "," (na) "," (na) ",0,0,0,0,0,0,0,-1.471404338541294,5.9000208817230254E-2,2.5792855502832997E-2,0,-1.2550174765457192,-1.170224412225656,0.15522144202260105,1.8400199790696049E-2,0,0,0.17362164181329709,5.9000208817230254E-2,2.9427292766223756,0.15522144202260105,3.8831601117197093E-2,0,0,0.19405304313979815,2.5792855502832997E-2,7.5235191822202099,0.15522144202260105,5.7231800907893142E-2,0,0,0.2124532429304942,8.4793064320063255E-2,0.87699278928350122,2.5055497714831931,1.8773724892482235,0.82072247388439867,0,-39.934355000190806,-37.236260037058187,0.15522144202260105,-6.4898727412620025E-2,5.7231800907893142E-2,0,0,0,0,0,0,0,0,0.30117992631563806,null,0,-1.471404338541294,0.14755451551787413,-1.170224412225656,4.5997152915715311,-36.992300275124968,2.1032449756887322E-2,-1.1607761251189743E-3,1.9871673631768349E-2,1.0516224878443664E-3,-5.803880625594882E-5,9.9358368158841757E-4,null,-9.8229342342602988E-3,"C-LOff-HVAC-ER-All-All-C",null,null,-6.4898727412620025E-2,0,0,-6.4898727412620025E-2,0,9999,0,null,31.427012569496178,31.427012569496178]
["All Btype_NEW_OTHER_Fixture_from_CFL_to_LEDPanel","Large Off_NEW_OTHER_Fixture_from_CFL_to_LEDPanel","No",15.151515151515152,null,0.9226031206987706,null,-4.4568706931700022E-3,null,0.27812451576273639,null,0,-1.9067214625351434,"C-LOff-Lgt-LPD Int-All-All-C",1.0261142274214967,null,1.9505829879443233E-4,1.6019535586696352E-4,null,null,1.8509186713692676E-4,1.5293374810722852E-4,null,null,-4.5014393483559442E-3,null,"n/a","n/a",null,null,"n/a","n/a",null,null,9.5917438421673426E-2,4.193179446323602E-2,0,0.20464390982731467," (na) "," (na) "," (na) "," (na) ",0,0,0,0,0,0,0,-1.9067214625351434,9.5917438421673426E-2,4.193179446323602E-2,0,-1.7020775527078287,-1.5642283198229192,7.0427214455865902E-2,8.3485554560267777E-3,0,0,7.8775769911892682E-2,9.5917438421673426E-2,0.821287257126047,7.0427214455865902E-2,1.7618709528206045E-2,0,0,8.8045923984071947E-2,4.193179446323602E-2,2.0997413802852343,7.0427214455865902E-2,2.5967264984232824E-2,0,0,9.6394479440098726E-2,0.13784923288490944,7.8463594484114783,0.69927468889564759,6.7267560032144553,2.9407056190461445,0,-119.36787078570319,-109.70040916344259,7.0427214455865902E-2,-2.9445909881032246E-2,2.5967264984232824E-2,0,0,0,0,0,0,0,0,0.34249314271222409,null,0,-1.9067214625351434,6.6948569559066473E-2,-1.5642283198229192,5.3856026357248421,-109.45644940150935,9.5428623150199225E-3,-5.2666840375764493E-4,9.0161939112622779E-3,4.7714311575099594E-4,-2.6333420187882268E-5,4.5080969556311366E-4,null,-4.4568706931700022E-3,"C-LOff-HVAC-ER-All-All-C",null,null,-2.9445909881032246E-2,0,0,-2.9445909881032246E-2,0,9999,0,null,14.259092848891532,14.259092848891532]
["All Btype_RETRO_OTHER_Lamp_from_CFL_to_LEDScrew","Large Off_RETRO_OTHER_Lamp_from_CFL_to_LEDScrew","No",6.0606060606060606,null,3.3712324433450847,null,-1.6285601836278966E-2,null,1.6331263876012423,null,0,-4.3548528056354643,"C-LOff-Lgt-LPD Int-All-All-C",3.7494665869342705,null,7.1275161603771712E-4,5.8536088688155078E-4,null,null,6.7633383574371955E-4,5.5882665225645675E-4,null,null,-1.6448457665560474E-2,null,"n/a","n/a",null,null,"n/a","n/a",null,null,0.56322003577413415,0.24622036582996354,0,3.5199905411948955," (na) "," (na) "," (na) "," (na) ",0,0,0,0,0,0,0,-4.3548528056354643,0.56322003577413415,0.24622036582996354,0,-0.83486226444056877,-2.5421862836471076E-2,0.25734414391337929,3.0505989386971077E-2,0,0,0.28785013330035036,0.56322003577413415,0.51107935623189682,0.25734414391337929,6.437954071342708E-2,0,0,0.32172368462680634,0.24622036582996354,1.3066493648579192,0.25734414391337929,9.4885530100398158E-2,0,0,0.35222967401377742,0.80944040160409769,13.714182009132362,0.43515207953019269,10.809669613674343,4.7256145693071403,0,-16.023196403378062,-0.487912220396579,0.25734414391337929,-0.1075966517862697,9.4885530100398158E-2,0,0,0,0,0,0,0,0,4.329430942798993,null,0,-4.3548528056354643,0.24463302222750777,-2.5421862836471298E-2,1.0608639183117863,-0.2439524584633545,3.4870039258488722E-2,-1.9244695468705775E-3,3.2945569711618147E-2,1.7435019629244361E-3,-9.6223477343528776E-5,1.6472784855809074E-3,null,-1.6285601836278966E-2,"C-LOff-HVAC-ER-All-All-C",null,null,-0.1075966517862697,0,0,-0.1075966517862697,0,9999,0,null,52.103353377392317,52.103353377392317]
["All Btype_RETRO_OTHER_Lamp_from_Inc/Hal_to_LEDScrew","Large Off_RETRO_OTHER_Lamp_from_Inc/Hal_to_LEDScrew","No",6.0606060606060606,null,4.9429857353631803,null,-2.387835870749281E-2,null,0.32383769241662597,null,0,-10.016895594764641,"C-LOff-Lgt-LPD Int-All-All-C",5.4975621425994463,null,1.0450543325442416E-3,8.5827084382946231E-4,null,null,9.9165766781346334E-4,8.1936568215497428E-4,null,null,-2.4117142017332012E-2,null,"n/a","n/a",null,null,"n/a","n/a",null,null,0.11168264629892162,4.8823799371381982E-2,0,0.69798983277908688," (na) "," (na) "," (na) "," (na) ",0,0,0,0,0,0,0,-10.016895594764641,0.11168264629892162,4.8823799371381982E-2,0,-9.3189057619855546,-9.1583993163152506,0.37732445146407678,4.4728648325808563E-2,0,0,0.42205309978988537,0.11168264629892162,3.7790392131311865,0.37732445146407678,9.439490060197224E-2,0,0,0.47171935206604904,4.8823799371381982E-2,9.6616682466245507,0.37732445146407678,0.13912354892778081,0,0,0.51644800039185756,0.16050644567030359,0.27989826338611895,3.2176153314907601,1.4619057055665425,0.63909473166869868,0,-121.98279638378477,-119.88179594654953,0.37732445146407678,-0.15776091500372708,0.13912354892778081,0,0,0,0,0,0,0,0,0.85849627844939047,null,0,-10.016895594764641,0.35868708538813049,-9.1583993163152506,10.364840379988344,-119.6378361846163,5.112732792617479E-2,-2.8217056160278402E-3,4.8305622310146949E-2,2.5563663963087424E-3,-1.4108528080139222E-4,2.4152811155073502E-3,null,-2.387835870749281E-2,"C-LOff-HVAC-ER-All-All-C",null,null,-0.15776091500372708,0,0,-0.15776091500372708,0,9999,0,null,76.395246200670968,76.395246200670968]
["All Btype_NR_LINEAR_Fixture_from_LFTube_to_LEDPanel","Medium Off_NR_LINEAR_Fixture_from_LFTube_to_LEDPanel","No",16.363636363636363,null,9.4901746291651854,null,-5.0991209955584794E-2,null,1.7968962229305863,null,0,-0.51815581801299904,"C-LOff-Lgt-LPD Int-All-All-C",10.554921167322147,null,2.006428633175455E-3,1.6478178621456415E-3,null,null,1.9039109040052658E-3,1.5731227693345619E-3,null,null,-5.1501121463115654E-2,null,"n/a","n/a",null,null,"n/a","n/a",null,null,0.61969971377896893,0.27091133223209951,0,1.1983840354131434," (na) "," (na) "," (na) "," (na) ",0,0,0,0,0,0,0,-0.51815581801299904,0.61969971377896893,0.27091133223209951,0,0.68022821740014439,1.5708392634112127,0.72443562008073437,8.5875765430921652E-2,0,0,0.81031138551165605,0.61969971377896893,1.3075871547048568,0.72443562008073437,0.18123137285355456,0,0,0.90566699293428887,0.27091133223209951,3.3430384232076764,0.72443562008073437,0.26710713828447619,0,0,0.99154275836521055,0.89061104601106844,4.2509695886712651,1.1133286105154458,4.225033082772339,1.8470386797480463,0,4.6377086489601682,10.709780411480553,0.72443562008073437,-0.33689166153685185,0.26710713828447619,0,0,0,0,0,0,0,0,2.088995081424212,null,0,-0.51815581801299904,0.65465109682835876,1.5708392634112129,0.62232854883219113,11.185562331095811,9.8160766856095982E-2,-6.0256312111845222E-3,9.2135135644911464E-2,4.9080383428047993E-3,-3.0128156055922656E-4,4.606756782245573E-3,null,-5.0991209955584794E-2,"C-LOff-HVAC-ER-All-All-C",null,null,-0.33689166153685185,0,0,-0.33689166153685185,0,9999,0,null,146.67333998065186,146.67333998065186]
["All Btype_NR_LINEAR_Fixture_from_LFTube_to_LEDPanel_RDX","Medium Off_NR_LINEAR_Fixture_from_LFTube_to_LEDPanel_RDX","No",16.363636363636363,null,2.8559162424430218,null,-1.5344988941134704E-2,null,1.1126498900577853,null,0,-0.12953895450324976,"C-LOff-Lgt-LPD Int-All-All-C",3.1763346805887629,null,6.0380260076337467E-4,4.9588442583837317E-4,null,null,5.7295153012282599E-4,4.7340613253759792E-4,null,null,-1.54984386523856E-2,null,"n/a","n/a",null,null,"n/a","n/a",null,null,0.38372211461409828,0.16775006824370059,0,0.74204723023726205," (na) "," (na) "," (na) "," (na) ",0,0,0,0,0,0,0,-0.12953895450324976,0.38372211461409828,0.16775006824370059,0,0.61250827573401234,1.1639804585918112,0.21800731122846023,2.5842937870993652E-2,0,0,0.24385024909945388,0.38372211461409828,0.63548656648233381,0.21800731122846023,5.4538682542477478E-2,0,0,0.27254599377093769,0.16775006824370059,1.6247146521275555,0.21800731122846023,8.0381620413471133E-2,0,0,0.29838893164193137,0.55147218285779886,10.672888191781158,0.54107703147535391,8.6934945262761296,3.800495839354153,0,13.87680599995533,26.370796365585612,0.21800731122846023,-0.10138215635883911,8.0381620413471133E-2,0,0,0,0,0,0,0,0,1.2935194130950609,null,0,-0.12953895450324976,0.19700677528309224,1.1639804585918112,0.30677998757483205,26.84657828520087,2.9539912529475538E-2,-1.8133173223291151E-3,2.7726595207146421E-2,1.4769956264737748E-3,-9.066586611645575E-5,1.3863297603573192E-3,null,-1.5344988941134704E-2,"C-LOff-HVAC-ER-All-All-C",null,null,-0.10138215635883911,0,0,-0.10138215635883911,0,9999,0,null,44.138995366511864,44.138995366511864]
["All Btype_NR_LINEAR_Fixture_from_LEDTube_to_LEDPanel_CONTR","Medium Off_NR_LINEAR_Fixture_from_LEDTube_to_LEDPanel_CONTR","No",16.363636363636363,null,9.8382292558080504,null,-5.2861325863527799E-2,null,3.6700125783105313,null,0,-0.23835918223273511,"C-LOff-Lgt-LPD Int-All-All-C",10.942025650610285,null,2.0800149259565469E-3,1.7082520114838394E-3,null,null,1.9737373323639529E-3,1.6308174566864106E-3,null,null,-5.3389938508425418E-2,null,"n/a","n/a",null,null,"n/a","n/a",null,null,1.2656856391155695,0.55331408915598579,0,2.4476007169962575," (na) "," (na) "," (na) "," (na) ",0,0,0,0,0,0,0,-0.23835918223273511,1.2656856391155695,0.55331408915598579,0,2.2092415347635224,4.0282412630350777,0.75100448515715823,8.9025281498083711E-2,0,0,0.84002976665524198,1.2656856391155695,0.66369542380383995,0.75100448515715823,0.18787808066235137,0,0,0.93888256581950957,0.55331408915598579,1.6968347349543587,0.75100448515715823,0.2769033621604351,0,0,1.0279078473175933,1.8189997282715553,10.141859682377847,0.56509510768004845,8.3239974076859138,3.6389644485410528,0,14.52945363366365,26.492415489890615,0.75100448515715823,-0.34924725098142873,0.2769033621604351,0,0,0,0,0,0,0,0,4.2666004452678123,null,0,-0.23835918223273511,0.6786605963361646,4.0282412630350777,0.27433033169167936,26.968197409505873,0.10176083855067576,-6.2466228054857817E-3,9.5514215745189979E-2,5.088041927533783E-3,-3.1233114027428866E-4,4.7757107872594944E-3,null,-5.2861325863527799E-2,"C-LOff-HVAC-ER-All-All-C",null,null,-0.34924725098142873,0,0,-0.34924725098142873,0,9999,0,null,152.05262293173064,152.05262293173064]
["All Btype_RETRO_LINEAR_Fixture_from_LFTube_to_LEDPanel","Medium Off_RETRO_LINEAR_Fixture_from_LFTube_to_LEDPanel","No",16.363636363636363,null,1.054463847685021,null,-5.665689995064979E-3,null,1.0743564612588401,null,0,-5.7572868668111003E-2,"C-LOff-Lgt-LPD Int-All-All-C",1.1727690185913502,null,2.2293651479727287E-4,1.8309087357173802E-4,null,null,2.1154565600058517E-4,1.747914188149514E-4,null,null,-5.7223468292350744E-3,null,"n/a","n/a",null,null,"n/a","n/a",null,null,0.37051577216454978,0.16197671100733332,0,0.71650861918768083," (na) "," (na) "," (na) "," (na) ",0,0,0,0,0,0,0,-5.7572868668111003E-2,0.37051577216454978,0.16197671100733332,0,0.65893575051956987,1.191428233691453,8.0492846675637164E-2,9.5417517145468516E-3,0,0,9.0034598390184017E-2,0.37051577216454978,0.2429980183143155,8.0492846675637164E-2,2.0136819205950514E-2,0,0,0.10062966588158767,0.16197671100733332,0.6212600889089035,8.0492846675637164E-2,2.9678570920497367E-2,0,0,0.11017141759613452,0.53249248317188314,30.853086258616734,0.20689760152083184,22.73516066328639,9.9390277691794662,0,40.432854092355349,73.10704252482121,8.0492846675637164E-2,-3.743240683742801E-2,2.9678570920497367E-2,0,0,0,0,0,0,0,0,1.249001102359564,null,0,-5.7572868668111003E-2,7.2739010758706507E-2,1.191428233691453,0.13039483585043865,73.582824444436469,1.0906751872899557E-2,-6.6951457902050544E-4,1.0237237293879053E-2,5.4533759364497781E-4,-3.3475728951025187E-5,5.1186186469395257E-4,null,-5.665689995064979E-3,"C-LOff-HVAC-ER-All-All-C",null,null,-3.743240683742801E-2,0,0,-3.743240683742801E-2,0,9999,0,null,16.297037775627988,16.297037775627988]
["All Btype_RETRO_LINEAR_Lamp_from_LFTube_to_LEDTube_RDX","Medium Off_RETRO_LINEAR_Lamp_from_LFTube_to_LEDTube_RDX","No",15.454545454545455,null,4.7768604974601683,null,-2.5666323968999219E-2,null,1.4150126024273657,null,0,-0.22737970215125144,"C-LOff-Lgt-LPD Int-All-All-C",5.3127985467241645,null,1.0099318561888188E-3,8.2942583885679214E-4,null,null,9.583297614014992E-4,7.9182821266487514E-4,null,null,-2.5922986910694612E-2,null,"n/a","n/a",null,null,"n/a","n/a",null,null,0.48799863538460242,0.21333616508114631,0,1.0153256988926354," (na) "," (na) "," (na) "," (na) ",0,0,0,0,0,0,0,-0.22737970215125144,0.48799863538460242,0.21333616508114631,0,0.78794599674138388,1.4892807972071327,0.36464322646728065,4.3225395485921671E-2,0,0,0.40786862195320234,0.48799863538460242,0.83579869364132986,0.36464322646728065,9.1222450556821183E-2,0,0,0.45586567702410186,0.21333616508114631,2.1368419969989851,0.36464322646728065,0.13444784604274285,0,0,0.49909107251002355,0.7013348004657487,7.6785095143751185,0.71163026870844381,6.6099636542468252,2.8896480339774149,0,10.67276427087765,20.172375959101892,0.36464322646728065,-0.16957374682795212,0.13444784604274285,0,0,0,0,0,0,0,0,1.7166604993583841,null,0,-0.22737970215125144,0.32951732568207137,1.4892807972071327,0.38514345507726977,20.648157878717154,4.9409026484534789E-2,-3.0329894685512618E-3,4.6376037015983529E-2,2.4704513242267368E-3,-1.5164947342756349E-4,2.3188018507991734E-3,null,-2.5666323968999219E-2,"C-LOff-HVAC-ER-All-All-C",null,null,-0.16957374682795212,0,0,-0.16957374682795212,0,9999,0,null,73.827733541480058,73.827733541480058]
["All Btype_RETRO_LINEAR_Fixture_from_LEDTube_to_LEDPanel_CONTR","Medium Off_RETRO_LINEAR_Fixture_from_LEDTube_to_LEDPanel_CONTR","No",16.363636363636363,null,0,null,0,null,0,null,0,0,"C-LOff-Lgt-LPD Int-All-All-C",0,null,null,null,null,null,0,0,null,null,0,null,"n/a","n/a",null,null,"n/a","n/a",null,null,0,0,0,0," (na) "," (na) "," (na) "," (na) ",0,0,0,0,0,0,0,0,0,0,0,0,0,0,0,0,0,0,0,9999,0,0,0,0,0,0,9999,0,0,0,0,0,0,9999,9999,9999,9999,9999,9999,9999,0,0,0,0,0,0,0,0,0,0,0,0,null,0,0,0,0,9999,9999,0,0,0,0,0,0,null,0,"C-LOff-HVAC-ER-All-All-C",null,null,0,0,0,0,0,9999,9999,null,0,0]
["All Btype_NR_HIGHBAY_Fixture_from_LFTube_to_LEDPanel_CONTR","Medium Off_NR_HIGHBAY_Fixture_from_LFTube_to_LEDPanel_CONTR","No",16.666666666666668,null,0,null,0,null,0,null,0,0,"C-LOff-Lgt-LPD Int-All-All-C",0,null,null,null,null,null,0,0,null,null,0,null,"n/a","n/a",null,null,"n/a","n/a",null,null,0,0,0,0," (na) "," (na) "," (na) "," (na) ",0,0,0,0,0,0,0,0,0,0,0,0,0,0,0,0,0,0,0,9999,0,0,0,0,0,0,9999,0,0,0,0,0,0,9999,9999,9999,9999,9999,9999,9999,0,0,0,0,0,0,0,0,0,0,0,0,null,0,0,0,0,9999,9999,0,0,0,0,0,0,null,0,"C-LOff-HVAC-ER-All-All-C",null,null,0,0,0,0,0,9999,9999,null,0,0]
["All Btype_NR_HIGHBAY_Fixture_from_HID_to_LEDPanel","Medium Off_NR_HIGHBAY_Fixture_from_HID_to_LEDPanel","No",16.666666666666668,null,0,null,0,null,0,null,0,0,"C-LOff-Lgt-LPD Int-All-All-C",0,null,null,null,null,null,0,0,null,null,0,null,"n/a","n/a",null,null,"n/a","n/a",null,null,0,0,0,0," (na) "," (na) "," (na) "," (na) ",0,0,0,0,0,0,0,0,0,0,0,0,0,0,0,0,0,0,0,9999,0,0,0,0,0,0,9999,0,0,0,0,0,0,9999,9999,9999,9999,9999,9999,9999,0,0,0,0,0,0,0,0,0,0,0,0,null,0,0,0,0,9999,9999,0,0,0,0,0,0,null,0,"C-LOff-HVAC-ER-All-All-C",null,null,0,0,0,0,0,9999,9999,null,0,0]
["All Btype_RETRO_HIGHBAY_Fixture_from_LFTube_to_LEDPanel_CONTR","Medium Off_RETRO_HIGHBAY_Fixture_from_LFTube_to_LEDPanel_CONTR","No",16.666666666666668,null,0,null,0,null,0,null,0,0,"C-LOff-Lgt-LPD Int-All-All-C",0,null,null,null,null,null,0,0,null,null,0,null,"n/a","n/a",null,null,"n/a","n/a",null,null,0,0,0,0," (na) "," (na) "," (na) "," (na) ",0,0,0,0,0,0,0,0,0,0,0,0,0,0,0,0,0,0,0,9999,0,0,0,0,0,0,9999,0,0,0,0,0,0,9999,9999,9999,9999,9999,9999,9999,0,0,0,0,0,0,0,0,0,0,0,0,null,0,0,0,0,9999,9999,0,0,0,0,0,0,null,0,"C-LOff-HVAC-ER-All-All-C",null,null,0,0,0,0,0,9999,9999,null,0,0]
["All Btype_RETRO_HIGHBAY_Fixture_from_HID_to_LEDPanel","Medium Off_RETRO_HIGHBAY_Fixture_from_HID_to_LEDPanel","No",16.666666666666668,null,0,null,0,null,0,null,0,0,"C-LOff-Lgt-LPD Int-All-All-C",0,null,null,null,null,null,0,0,null,null,0,null,"n/a","n/a",null,null,"n/a","n/a",null,null,0,0,0,0," (na) "," (na) "," (na) "," (na) ",0,0,0,0,0,0,0,0,0,0,0,0,0,0,0,0,0,0,0,9999,0,0,0,0,0,0,9999,0,0,0,0,0,0,9999,9999,9999,9999,9999,9999,9999,0,0,0,0,0,0,0,0,0,0,0,0,null,0,0,0,0,9999,9999,0,0,0,0,0,0,null,0,"C-LOff-HVAC-ER-All-All-C",null,null,0,0,0,0,0,9999,9999,null,0,0]
["All Btype_NR_CAN_Lamp_from_CFL_to_LEDScrew","Medium Off_NR_CAN_Lamp_from_CFL_to_LEDScrew","No",14.242424242424242,null,1.3327925371748175,null,-7.1611647568065795E-3,null,6.1979106373259143E-3,null,0,-0.74143968758349954,"C-LOff-Lgt-LPD Int-All-All-C",1.4823246896893969,null,2.8178123302936007E-4,2.3141822306849E-4,null,null,2.6738372511140972E-4,2.2092810395558758E-4,null,null,-7.2327763212311292E-3,null,"n/a","n/a",null,null,"n/a","n/a",null,null,2.1374876294828001E-3,9.3443583796676884E-4,0,4.9296251215169232E-3," (na) "," (na) "," (na) "," (na) ",0,0,0,0,0,0,0,-0.74143968758349954,2.1374876294828001E-3,9.3443583796676884E-4,0,-0.73651006246198258,-0.73343813899453303,0.10173915927110261,1.2060323836272301E-2,0,0,0.11379948310737491,2.1374876294828001E-3,53.239832379713256,0.10173915927110261,2.5451989102376723E-2,0,0,0.12719114837347933,9.3443583796676884E-4,136.11544335696016,0.10173915927110261,3.7512312938649026E-2,0,0,0.13925147220975165,3.0719234674495689E-3,-1.6719701671498837,45.330384589744895,0.10376815140652643,4.5363855292712141E-2,0,-35.755195314266132,-35.606063307566892,0.10173915927110261,-4.7312795588908801E-2,3.7512312938649026E-2,0,0,0,0,0,0,0,0,8.0015485889664926E-3,null,0,-0.74143968758349954,9.1938676620842819E-2,-0.73343813899453303,15.921569221921848,-35.130281387951634,1.3785619614111391E-2,-8.4623482958404183E-4,1.2939384784527349E-2,6.8928098070556983E-4,-4.2311741479202102E-5,6.4696923922636772E-4,null,-7.1611647568065795E-3,"C-LOff-HVAC-ER-All-All-C",null,null,-4.7312795588908801E-2,0,0,-4.7312795588908801E-2,0,9999,0,null,20.598686596129962,20.598686596129962]
["All Btype_NR_CAN_Lamp_from_Inc/Hal_to_LEDScrew","Medium Off_NR_CAN_Lamp_from_Inc/Hal_to_LEDScrew","No",14.242424242424242,null,0.74120082756387773,null,-3.9825112281297974E-3,null,1.2284600941877036E-2,null,0,-0.43800456876469168,"C-LOff-Lgt-LPD Int-All-All-C",0.82435957290480888,null,1.5670592180539545E-4,1.2869773326861617E-4,null,null,1.4869909067002381E-4,1.2286390335821724E-4,null,null,-4.022336294172809E-3,null,"n/a","n/a",null,null,"n/a","n/a",null,null,4.2366184482007961E-3,1.8521034017623251E-3,0,9.77078905368268E-3," (na) "," (na) "," (na) "," (na) ",0,0,0,0,0,0,0,-0.43800456876469168,4.2366184482007961E-3,1.8521034017623251E-3,0,-0.42823377971100901,-0.42214505786104589,5.6579810393628631E-2,6.707061871071146E-3,0,0,6.3286872264699784E-2,4.2366184482007961E-3,14.938062758891212,5.6579810393628631E-2,1.4154517570917312E-2,0,0,7.0734327964545943E-2,1.8521034017623251E-3,38.191349304385689,5.6579810393628631E-2,2.0861579441988458E-2,0,0,7.7441389835617089E-2,6.0887218499631208E-3,-1.2895899445011787,12.718825353483039,0.36983369774289526,0.16167853160504658,0,-37.382474769753593,-36.850962540405654,5.6579810393628631E-2,-2.6311884458173566E-2,2.0861579441988458E-2,0,0,0,0,0,0,0,0,1.5859510903645801E-2,null,0,-0.43800456876469168,5.112950537744354E-2,-0.42214505786104589,12.222644144874019,-36.375180620790395,7.6665440280147172E-3,-4.7061334641821913E-4,7.1959306815964977E-3,3.8332720140073624E-4,-2.3530667320910925E-5,3.597965340798253E-4,null,-3.9825112281297974E-3,"C-LOff-HVAC-ER-All-All-C",null,null,-2.6311884458173566E-2,0,0,-2.6311884458173566E-2,0,9999,0,null,11.455468969044707,11.455468969044707]
["All Btype_NEW_DISP_Fixture_from_CFL_to_LEDPanel","Medium Off_NEW_DISP_Fixture_from_CFL_to_LEDPanel","No",9.6969696969696972,null,0.941628423409542,null,-5.0594192956853867E-3,null,-0.13735760765665217,null,0,-2.4997905818685466,"C-LOff-Lgt-LPD Int-All-All-C",1.0472740667441054,null,1.9908066019507604E-4,1.6349879704318716E-4,null,null,1.8890870746900241E-4,1.560874452790191E-4,null,null,-5.1100134299006915E-3,null,"n/a","n/a",null,null,"n/a","n/a",null,null,-4.7370832585627534E-2,-2.0708893484003475E-2,0,-0.17373541583683616," (na) "," (na) "," (na) "," (na) ",0,0,0,0,0,0,0,-2.4997905818685466,-4.7370832585627534E-2,-2.0708893484003475E-2,0,-2.6735259977053829,-2.741605723775014,7.187951723269205E-2,8.5207137667728684E-3,0,0,8.0400230999464917E-2,-4.7370832585627534E-2,9999,7.187951723269205E-2,1.7982030738190023E-2,0,0,8.9861547970882069E-2,-2.0708893484003475E-2,9999,7.187951723269205E-2,2.6502744504962893E-2,0,0,9.8382261737654936E-2,-6.8079726069631002E-2,-6.499113431031982,9999,-3.2550261420123756,-1.4229851151704871,0,-183.70791769704036,-188.38592895422323,7.187951723269205E-2,-3.3426862677306962E-2,2.6502744504962893E-2,0,0,0,0,0,0,0,0,-0.24181514190646716,null,0,-2.4997905818685466,6.4955399060347974E-2,-2.741605723775014,84.961248470401557,-187.91014703460795,9.7396488207201811E-3,-5.978715712983819E-4,9.1417772494217994E-3,4.8698244103600894E-4,-2.9893578564919044E-5,4.5708886247108991E-4,null,-5.0594192956853867E-3,"C-LOff-HVAC-ER-All-All-C",null,null,-3.3426862677306962E-2,0,0,-3.3426862677306962E-2,0,9999,0,null,14.553134297207567,14.553134297207567]
["All Btype_NR_DISP_Lamp_from_CFL_to_LEDScrew","Medium Off_NR_DISP_Lamp_from_CFL_to_LEDScrew","No",9.6969696969696972,null,2.3889309643882011E-2,null,-1.2835852356199686E-4,null,1.1340958492437944E-4,null,0,-3.9834372412975237E-2,"C-LOff-Lgt-LPD Int-All-All-C",2.6569561666232901E-2,null,5.0507179023844595E-6,4.1479986073743857E-6,null,null,4.7926533385767733E-6,3.9599710661784072E-6,null,null,-1.2964210730733147E-4,null,"n/a","n/a",null,null,"n/a","n/a",null,null,3.9111823165173685E-5,1.7098339541080956E-5,0,1.4344499538730739E-4," (na) "," (na) "," (na) "," (na) ",0,0,0,0,0,0,0,-3.9834372412975237E-2,3.9111823165173685E-5,1.7098339541080956E-5,0,-3.969092741758793E-2,-3.9634717254881678E-2,1.8235983552906134E-3,2.1617228675434075E-4,0,0,2.0397706420449543E-3,3.9111823165173685E-5,52.15227716260555,1.8235983552906134E-3,4.5620787313849947E-4,0,0,2.279806228429113E-3,1.7098339541080956E-5,133.33494886749594,1.8235983552906134E-3,6.7238015989284027E-4,0,0,2.4959785151834539E-3,5.6210162706254644E-5,-1.668860249409996,44.404399400639349,0.10593207598607891,4.6309848453046976E-2,0,-107.50054584266262,-107.34830391822351,1.8235983552906134E-3,-8.4804648316610812E-4,6.7238015989284027E-4,0,0,0,0,0,0,0,0,1.9965515809356203E-4,null,0,-3.9834372412975237E-2,1.6479320320173458E-3,-3.9634717254881678E-2,40.403058715517673,-106.87252199860824,2.4709692349596577E-4,-1.5168126554957765E-5,2.3192879694100801E-4,1.23548461747983E-5,-7.5840632774788921E-7,1.1596439847050411E-5,null,-1.2835852356199686E-4,"C-LOff-HVAC-ER-All-All-C",null,null,-8.4804648316610812E-4,0,0,-8.4804648316610812E-4,0,9999,0,null,0.36921605473221891,0.36921605473221891]
["All Btype_RETRO_DISP_Lamp_from_Inc/Hal_to_LEDScrew","Medium Off_RETRO_DISP_Lamp_from_Inc/Hal_to_LEDScrew","No",9.6969696969696972,null,1.0553124391836739,null,-5.6702495220457951E-3,null,8.5851012182955419E-2,null,0,-0.73838387372533565,"C-LOff-Lgt-LPD Int-All-All-C",1.1737128174909,null,2.2311592543483206E-4,1.832382179867552E-4,null,null,2.117158997179522E-4,1.7493208415152932E-4,null,null,-5.7269519514327608E-3,null,"n/a","n/a",null,null,"n/a","n/a",null,null,2.960763509794935E-2,1.2943436458465477E-2,0,0.10858780635509055," (na) "," (na) "," (na) "," (na) ",0,0,0,0,0,0,0,-0.73838387372533565,2.960763509794935E-2,1.2943436458465477E-2,0,-0.62979606737024507,-0.58724499581383027,8.0557624188437926E-2,9.5494305452673185E-3,0,0,9.0107054733705241E-2,2.960763509794935E-2,3.0433722394783951,8.0557624188437926E-2,2.015302453496734E-2,0,0,0.10071064872340527,1.2943436458465477E-2,7.7808276840990596,8.0557624188437926E-2,2.9702455080234658E-2,0,0,0.11026007926867258,4.2551071556414827E-2,0.78776799198985592,2.5912409543550079,1.8152886181885657,0.79358154765041178,0,-38.613743687901234,-36.004873522062262,8.0557624188437926E-2,-3.7462530982780261E-2,2.9702455080234658E-2,0,0,0,0,0,0,0,0,0.15113887791150538,null,0,-0.73838387372533565,7.2797548285892327E-2,-0.58724499581383027,4.499669212278727,-35.529091602447004,1.0915529202665366E-2,-6.7005337831763209E-4,1.0245475824347733E-2,5.4577646013326861E-4,-3.3502668915881648E-5,5.122737912173869E-4,null,-5.6702495220457951E-3,"C-LOff-HVAC-ER-All-All-C",null,null,-3.7462530982780261E-2,0,0,-3.7462530982780261E-2,0,9999,0,null,16.310152997871008,16.310152997871008]
["All Btype_NEW_OTHER_Fixture_from_CFL_to_LEDPanel","Medium Off_NEW_OTHER_Fixture_from_CFL_to_LEDPanel","No",15.151515151515152,null,0.75033364794758217,null,-4.031582354833931E-3,null,0.22152164667046034,null,0,-1.5186725879390626,"C-LOff-Lgt-LPD Int-All-All-C",0.83451704660282378,null,1.5863679800478579E-4,1.3028350225054687E-4,null,null,1.5053130946391402E-4,1.2437778990459286E-4,null,null,-4.0718981315742515E-3,null,"n/a","n/a",null,null,"n/a","n/a",null,null,7.6396677384987274E-2,3.3397991298499782E-2,0,0.16299554090622076," (na) "," (na) "," (na) "," (na) ",0,0,0,0,0,0,0,-1.5186725879390626,7.6396677384987274E-2,3.3397991298499782E-2,0,-1.3556770470328419,-1.2458823783493547,5.7276967259153794E-2,6.7897039689924516E-3,0,0,6.4066671228146244E-2,7.6396677384987274E-2,0.83860546585414719,5.7276967259153794E-2,1.4328924643583511E-2,0,0,7.1605891902737306E-2,3.3397991298499782E-2,2.1440179219986142,5.7276967259153794E-2,2.1118628612575963E-2,0,0,7.8395595871729756E-2,0.10979466868348706,7.6467147703569687,0.71402005955067227,6.5878404233976546,2.8799765208084338,0,-116.90278107919845,-107.43496413499236,5.7276967259153794E-2,-2.6636090403144096E-2,2.1118628612575963E-2,0,0,0,0,0,0,0,0,0.27279020958970779,null,0,-1.5186725879390626,5.1759505468585661E-2,-1.2458823783493549,5.3337605409041178,-106.95918221537714,7.7610085334062608E-3,-4.7641208139418778E-4,7.2845964520120727E-3,3.8805042667031309E-4,-2.3820604069709369E-5,3.6422982260060372E-4,null,-4.031582354833931E-3,"C-LOff-HVAC-ER-All-All-C",null,null,-2.6636090403144096E-2,0,0,-2.6636090403144096E-2,0,9999,0,null,11.596619297828402,11.596619297828402]
["All Btype_NR_OTHER_Lamp_from_Inc/Hal_to_LEDScrew","Medium Off_NR_OTHER_Lamp_from_Inc/Hal_to_LEDScrew","No",6.0606060606060606,null,2.5653362193363543,null,-1.3783687116235182E-2,null,-2.090957918509766E-2,null,0,-5.0267040664682616,"C-LOff-Lgt-LPD Int-All-All-C",2.8531531421517489,null,5.4236768503503367E-4,4.4542982714359868E-4,null,null,5.1465560869913844E-4,4.252386257713844E-4,null,null,-1.3921523827364319E-2,null,"n/a","n/a",null,null,"n/a","n/a",null,null,-7.2111344388663991E-3,-3.152459157718542E-3,0,-4.5067865849633557E-2," (na) "," (na) "," (na) "," (na) ",0,0,0,0,0,0,0,-5.0267040664682616,-7.2111344388663991E-3,-3.152459157718542E-3,0,-5.0717719323178949,-5.08213552591448,0.19582578902807576,2.3213504496129082E-2,0,0,0.21903929352420484,-7.2111344388663991E-3,9999,0.19582578902807576,4.8989552145066485E-2,0,0,0.24481534117314224,-3.152459157718542E-3,9999,0.19582578902807576,7.220305664119557E-2,0,0,0.26802884566927132,-1.0363593596584942E-2,-2.0824922549009206,9999,-0.1818789011633791,-7.9511179888419062E-2,0,-127.91999841653998,-128.1813884975918,0.19582578902807576,-9.1066857576773033E-2,7.220305664119557E-2,0,0,0,0,0,0,0,0,-5.5431459446218495E-2,null,0,-5.0267040664682616,0.1769619880924983,-5.08213552591448,58.749851635907689,-127.70560657797651,2.6534324222011189E-2,-1.6288182878016258E-3,2.4905505934209562E-2,1.3267162111005632E-3,-8.1440914390081264E-5,1.2452752967104818E-3,null,-1.3783687116235182E-2,"C-LOff-HVAC-ER-All-All-C",null,null,-9.1066857576773033E-2,0,0,-9.1066857576773033E-2,0,9999,0,null,39.647998710904595,39.647998710904595]
["All Btype_RETRO_OTHER_Lamp_from_CFL_to_LEDScrew","Medium Off_RETRO_OTHER_Lamp_from_CFL_to_LEDScrew","No",6.0606060606060606,null,1.7496195930412717,null,-9.4007985624412309E-3,null,0.81953964438866367,null,0,-2.1853633293731902,"C-LOff-Lgt-LPD Int-All-All-C",1.9459174987781398,null,3.699075081141683E-4,3.0379361076383134E-4,null,null,3.5100722075390921E-4,2.900227368871093E-4,null,null,-9.4948064389192306E-3,null,"n/a","n/a",null,null,"n/a","n/a",null,null,0.28263651321492689,0.1235589312532773,0,1.7664106209314976," (na) "," (na) "," (na) "," (na) ",0,0,0,0,0,0,0,-2.1853633293731902,0.28263651321492689,0.1235589312532773,0,-0.41895270844169263,-1.275726397348842E-2,0.13355779048522642,1.5832155638486261E-2,0,0,0.14938994612371267,0.28263651321492689,0.52855855184609934,0.13355779048522642,3.3412025932998024E-2,0,0,0.16696981641822445,0.1235589312532773,1.3513374931672186,0.13355779048522642,4.9244181571484288E-2,0,0,0.1828019720567107,0.40619544446820421,13.2004370887103,0.45003452044135345,10.452198659808589,4.5693406027508283,0,-15.49331644339777,-0.47177718083835285,0.13355779048522642,-6.210973715337794E-2,4.9244181571484288E-2,0,0,0,0,0,0,0,0,2.1726060653997017,null,0,-2.1853633293731902,0.12069223490333275,-1.2757263973488531E-2,1.0597165414610485,4.0047387769039508E-3,1.8097032738636717E-2,-1.1108923533535515E-3,1.6986140385283167E-2,9.0485163693183521E-4,-5.5544617667677492E-5,8.4930701926415775E-4,null,-9.4007985624412309E-3,"C-LOff-HVAC-ER-All-All-C",null,null,-6.210973715337794E-2,0,0,-6.210973715337794E-2,0,9999,0,null,27.040866942353237,27.040866942353237]
["All Btype_NR_LINEAR_Fixture_from_LFTube_to_LEDPanel","Small Off_NR_LINEAR_Fixture_from_LFTube_to_LEDPanel","No",20.76923076923077,null,6.7261658577480574,null,-8.3847278593437796E-2,null,1.7342900675762809,null,0,-0.4338282260558029,"C-SOff-Lgt-LPD Int-All-All-C",7.4994283581912455,null,1.6428673621874373E-3,1.1915522910335048E-3,null,null,1.5588946724941061E-3,1.1375415118058598E-3,null,null,-8.4685751308404264E-2,null,"n/a","n/a",null,null,"n/a","n/a",null,null,0.58314547373559444,0.25493107978290336,0,0.86533156125453969," (na) "," (na) "," (na) "," (na) ",0,0,0,0,0,0,0,-0.4338282260558029,0.58314547373559444,0.25493107978290336,0,0.43150333519873679,1.2695798887172345,0.51217024660892163,7.0315230702246559E-2,0,0,0.58248547731116818,0.58314547373559444,0.9988682130717772,0.51217024660892163,0.1483896231887003,0,0,0.66055986979762193,0.25493107978290336,2.5911311808671891,0.51217024660892163,0.21870485389094685,0,0,0.73087510049986848,0.83807655351849775,5.9432911953905627,0.87208632365555949,5.5956760080719246,2.4462364728905714,0,4.1405669235621607,12.182479404524656,0.51217024660892163,-0.57060185454061663,0.21870485389094685,0,0,0,0,0,0,0,0,1.7034081147730373,null,0,-0.4338282260558029,0.16027324595925185,1.2695798887172345,0.51218039598445764,15.559169600255544,6.9744683731178619E-2,-9.908232903083309E-3,5.9836450828095314E-2,3.4872341865589303E-3,-4.9541164515416497E-4,2.9918225414047655E-3,null,-8.3847278593437796E-2,"C-SOff-HVAC-ER-All-All-C",null,null,-0.57060185454061663,0,0,-0.57060185454061663,0,9999,0,null,104.21358793725553,104.21358793725553]
["All Btype_NR_LINEAR_Fixture_from_LFTube_to_LEDPanel_RDX","Small Off_NR_LINEAR_Fixture_from_LFTube_to_LEDPanel_RDX","No",20.76923076923077,null,2.024132017916108,null,-2.5232497206503834E-2,null,1.0738837493185605,null,0,-0.10845705651395073,"C-SOff-Lgt-LPD Int-All-All-C",2.2568329977169475,null,4.9439465206799389E-4,3.5857860099062556E-4,null,null,4.6912441439715051E-4,3.4232492098043967E-4,null,null,-2.5484822157212216E-2,null,"n/a","n/a",null,null,"n/a","n/a",null,null,0.36108749017314212,0.15785499144193885,0,0.53581896060927303," (na) "," (na) "," (na) "," (na) ",0,0,0,0,0,0,0,-0.10845705651395073,0.36108749017314212,0.15785499144193885,0,0.42736190409532232,0.94630438571040321,0.15412944264389553,2.1160243862798033E-2,0,0,0.17528968650669355,0.36108749017314212,0.48544934753248253,0.15412944264389553,4.4655483342974901E-2,0,0,0.19878492598687042,0.15785499144193885,1.2592881870319961,0.15412944264389553,6.5815727205772931E-2,0,0,0.21994516984966844,0.51894248161508094,14.448544325771568,0.42383342594181761,11.513750968091323,5.0334146432521782,0,13.626998084711992,30.174163696055491,0.15412944264389553,-0.17171350033355567,6.5815727205772931E-2,0,0,0,0,0,0,0,0,1.0547614422243541,null,0,-0.10845705651395073,4.8231669516112768E-2,0.94630438571040332,0.26776105647842308,33.550853891786389,2.0988546878767621E-2,-2.9817241923938242E-3,1.8006822686373797E-2,1.0494273439383807E-3,-1.4908620961969144E-4,9.0034113431868923E-4,null,-2.5232497206503834E-2,"C-SOff-HVAC-ER-All-All-C",null,null,-0.17171350033355567,0,0,-0.17171350033355567,0,9999,0,null,31.361412208223307,31.361412208223307]
["All Btype_NR_LINEAR_Fixture_from_LEDTube_to_LEDPanel_CONTR","Small Off_NR_LINEAR_Fixture_from_LEDTube_to_LEDPanel_CONTR","No",20.76923076923077,null,6.9728497426959573,null,-8.6922399377429752E-2,null,3.5421446610107576,null,0,-6.896916895973941E-2,"C-SOff-Lgt-LPD Int-All-All-C",7.7744718467718927,null,1.7031199506500998E-3,1.2352527816974572E-3,null,null,1.6160675406880194E-3,1.1792611430722416E-3,null,null,-8.7791623297633375E-2,null,"n/a","n/a",null,null,"n/a","n/a",null,null,1.1910266137151087,0.52067573934773814,0,1.7673684621774235," (na) "," (na) "," (na) "," (na) ",0,0,0,0,0,0,0,-6.896916895973941E-2,1.1910266137151087,0.52067573934773814,0,1.6983992932176841,3.4101016462805309,0.53095422381975332,7.2894060104833625E-2,0,0,0.60384828392458689,1.1910266137151087,0.50699814510528329,0.53095422381975332,0.15383185127351287,0,0,0.68478607509326617,0.52067573934773814,1.3151872141212353,0.53095422381975332,0.2267259113783465,0,0,0.75768013519809974,1.7117023530628468,13.745244864807256,0.44264713070139761,11.024385294251397,4.8194808561277931,0,15.720730314759116,31.564596465138308,0.53095422381975332,-0.5915288261933318,0.2267259113783465,0,0,0,0,0,0,0,0,3.4790708152402701,null,0,-6.896916895973941E-2,0.16615130900476793,3.4101016462805305,0.20307801723942226,34.941286660869196,7.2302588174978699E-2,-1.0271619925823081E-2,6.2030968249155619E-2,3.6151294087489304E-3,-5.1358099629115518E-4,3.1015484124577754E-3,null,-8.6922399377429752E-2,"C-SOff-HVAC-ER-All-All-C",null,null,-0.5915288261933318,0,0,-0.5915288261933318,0,9999,0,null,108.03564842170044,108.03564842170044]
["All Btype_RETRO_LINEAR_Fixture_from_LFTube_to_LEDPanel","Small Off_RETRO_LINEAR_Fixture_from_LFTube_to_LEDPanel","No",20.76923076923077,null,0.74735176197200659,null,-9.3163642881597588E-3,null,1.0369245124010618,null,0,-4.8203136228422566E-2,"C-SOff-Lgt-LPD Int-All-All-C",0.83326981757680529,null,1.8254081802082639E-4,1.3239469900372278E-4,null,null,1.7321051916601183E-4,1.2639350131176221E-4,null,null,-9.4095279231560334E-3,null,"n/a","n/a",null,null,"n/a","n/a",null,null,0.34866015052327537,0.15242218735023477,0,0.51737798883498876," (na) "," (na) "," (na) "," (na) ",0,0,0,0,0,0,0,-4.8203136228422566E-2,0.34866015052327537,0.15242218735023477,0,0.46917485260656622,0.9702571904800763,5.6907805178769123E-2,7.8128034113607303E-3,0,0,6.4720608590129847E-2,0.34866015052327537,0.1856266295216015,5.6907805178769123E-2,1.6487735909855594E-2,0,0,7.3395541088624713E-2,0.15242218735023477,0.48152793477485589,5.6907805178769123E-2,2.4300539321216324E-2,0,0,8.1208344499985444E-2,0.50108233787351009,41.17540017482338,0.16206586894404795,30.110673826898235,13.16334763349708,0,40.518455961821445,83.792477422216763,5.6907805178769123E-2,-6.340020606006859E-2,2.4300539321216324E-2,0,0,0,0,0,0,0,0,1.0184603267084988,null,0,-4.8203136228422566E-2,1.7808138439916854E-2,0.9702571904800763,0.11961937496438074,87.169167617947636,7.7494093034642933E-3,-1.1009147670092546E-3,6.6484945364550388E-3,3.8747046517321451E-4,-5.5045738350462787E-5,3.3242472682275172E-4,null,-9.3163642881597588E-3,"C-SOff-HVAC-ER-All-All-C",null,null,-6.340020606006859E-2,0,0,-6.340020606006859E-2,0,9999,0,null,11.579287548583951,11.579287548583951]
["All Btype_RETRO_LINEAR_Lamp_from_LFTube_to_LEDTube_RDX","Small Off_RETRO_LINEAR_Lamp_from_LFTube_to_LEDTube_RDX","No",19.615384615384617,null,3.3856021876036171,null,-4.2204360676528836E-2,null,1.3657117592927595,null,0,-0.20746491850057874,"C-SOff-Lgt-LPD Int-All-All-C",3.7748223270500154,null,8.2693401456302763E-4,5.9976547240804632E-4,null,null,7.8466652845915605E-4,5.7257925426020646E-4,null,null,-4.2626404247572566E-2,null,"n/a","n/a",null,null,"n/a","n/a",null,null,0.47099614075541901,0.20590326109742088,0,0.71747451375721105," (na) "," (na) "," (na) "," (na) ",0,0,0,0,0,0,0,-0.20746491850057874,0.47099614075541901,0.20590326109742088,0,0.51000959525663236,1.1869089971094722,0.25779987351147482,3.5393031323060778E-2,0,0,0.29319290483453558,0.47099614075541901,0.62249534436585996,0.25779987351147482,7.4691621275830608E-2,0,0,0.33249149478730544,0.20590326109742088,1.6147947002645613,0.25779987351147482,0.11008465259889139,0,0,0.36788452611036621,0.67689940185283992,10.80558887799438,0.54348478533645606,8.9789312413337434,3.9252789222325708,0,9.7226722089167499,22.626882372483067,0.25779987351147482,-0.2872113069822777,0.11008465259889139,0,0,0,0,0,0,0,0,1.394373915610051,null,0,-0.20746491850057874,8.0673219128088502E-2,1.1869089971094722,0.34214706271263928,26.003572568213961,3.5105847641565185E-2,-4.9872892969659785E-3,3.0118558344599207E-2,1.7552923820782571E-3,-2.4936446484829952E-4,1.5059279172299576E-3,null,-4.2204360676528836E-2,"C-SOff-HVAC-ER-All-All-C",null,null,-0.2872113069822777,0,0,-0.2872113069822777,0,9999,0,null,52.455701919982239,52.455701919982239]
["All Btype_RETRO_LINEAR_Fixture_from_LEDTube_to_LEDPanel_CONTR","Small Off_RETRO_LINEAR_Fixture_from_LEDTube_to_LEDPanel_CONTR","No",20.76923076923077,null,0,null,0,null,0,null,0,0,"C-SOff-Lgt-LPD Int-All-All-C",0,null,null,null,null,null,0,0,null,null,0,null,"n/a","n/a",null,null,"n/a","n/a",null,null,0,0,0,0," (na) "," (na) "," (na) "," (na) ",0,0,0,0,0,0,0,0,0,0,0,0,0,0,0,0,0,0,0,9999,0,0,0,0,0,0,9999,0,0,0,0,0,0,9999,9999,9999,9999,9999,9999,9999,0,0,0,0,0,0,0,0,0,0,0,0,null,0,0,0,0,9999,9999,0,0,0,0,0,0,null,0,"C-SOff-HVAC-ER-All-All-C",null,null,0,0,0,0,0,9999,9999,null,0,0]
["All Btype_NR_HIGHBAY_Fixture_from_LFTube_to_LEDPanel_CONTR","Small Off_NR_HIGHBAY_Fixture_from_LFTube_to_LEDPanel_CONTR","No",21.153846153846153,null,0,null,0,null,0,null,0,0,"C-SOff-Lgt-LPD Int-All-All-C",0,null,null,null,null,null,0,0,null,null,0,null,"n/a","n/a",null,null,"n/a","n/a",null,null,0,0,0,0," (na) "," (na) "," (na) "," (na) ",0,0,0,0,0,0,0,0,0,0,0,0,0,0,0,0,0,0,0,9999,0,0,0,0,0,0,9999,0,0,0,0,0,0,9999,9999,9999,9999,9999,9999,9999,0,0,0,0,0,0,0,0,0,0,0,0,null,0,0,0,0,9999,9999,0,0,0,0,0,0,null,0,"C-SOff-HVAC-ER-All-All-C",null,null,0,0,0,0,0,9999,9999,null,0,0]
["All Btype_NR_HIGHBAY_Fixture_from_HID_to_LEDPanel","Small Off_NR_HIGHBAY_Fixture_from_HID_to_LEDPanel","No",21.153846153846153,null,0,null,0,null,0,null,0,0,"C-SOff-Lgt-LPD Int-All-All-C",0,null,null,null,null,null,0,0,null,null,0,null,"n/a","n/a",null,null,"n/a","n/a",null,null,0,0,0,0," (na) "," (na) "," (na) "," (na) ",0,0,0,0,0,0,0,0,0,0,0,0,0,0,0,0,0,0,0,9999,0,0,0,0,0,0,9999,0,0,0,0,0,0,9999,9999,9999,9999,9999,9999,9999,0,0,0,0,0,0,0,0,0,0,0,0,null,0,0,0,0,9999,9999,0,0,0,0,0,0,null,0,"C-SOff-HVAC-ER-All-All-C",null,null,0,0,0,0,0,9999,9999,null,0,0]
["All Btype_RETRO_HIGHBAY_Fixture_from_LFTube_to_LEDPanel_CONTR","Small Off_RETRO_HIGHBAY_Fixture_from_LFTube_to_LEDPanel_CONTR","No",21.153846153846153,null,0,null,0,null,0,null,0,0,"C-SOff-Lgt-LPD Int-All-All-C",0,null,null,null,null,null,0,0,null,null,0,null,"n/a","n/a",null,null,"n/a","n/a",null,null,0,0,0,0," (na) "," (na) "," (na) "," (na) ",0,0,0,0,0,0,0,0,0,0,0,0,0,0,0,0,0,0,0,9999,0,0,0,0,0,0,9999,0,0,0,0,0,0,9999,9999,9999,9999,9999,9999,9999,0,0,0,0,0,0,0,0,0,0,0,0,null,0,0,0,0,9999,9999,0,0,0,0,0,0,null,0,"C-SOff-HVAC-ER-All-All-C",null,null,0,0,0,0,0,9999,9999,null,0,0]
["All Btype_RETRO_HIGHBAY_Fixture_from_HID_to_LEDPanel","Small Off_RETRO_HIGHBAY_Fixture_from_HID_to_LEDPanel","No",21.153846153846153,null,0,null,0,null,0,null,0,0,"C-SOff-Lgt-LPD Int-All-All-C",0,null,null,null,null,null,0,0,null,null,0,null,"n/a","n/a",null,null,"n/a","n/a",null,null,0,0,0,0," (na) "," (na) "," (na) "," (na) ",0,0,0,0,0,0,0,0,0,0,0,0,0,0,0,0,0,0,0,9999,0,0,0,0,0,0,9999,0,0,0,0,0,0,9999,9999,9999,9999,9999,9999,9999,0,0,0,0,0,0,0,0,0,0,0,0,null,0,0,0,0,9999,9999,0,0,0,0,0,0,null,0,"C-SOff-HVAC-ER-All-All-C",null,null,0,0,0,0,0,9999,9999,null,0,0]
["All Btype_NR_CAN_Lamp_from_CFL_to_LEDScrew","Small Off_NR_CAN_Lamp_from_CFL_to_LEDScrew","No",18.076923076923077,null,0.94461735524409907,null,-1.177544476666622E-2,null,5.9819675287140616E-3,null,0,-0.56556699423421231,"C-SOff-Lgt-LPD Int-All-All-C",1.0532137225544105,null,2.3072297881246735E-4,1.6734065106267806E-4,null,null,2.189299214112029E-4,1.597554204115605E-4,null,null,-1.1893199204366205E-2,null,"n/a","n/a",null,null,"n/a","n/a",null,null,2.0630148352882324E-3,9.0187890201586191E-4,0,3.5039469823799452E-3," (na) "," (na) "," (na) "," (na) ",0,0,0,0,0,0,0,-0.56556699423421231,2.0630148352882324E-3,9.0187890201586191E-4,0,-0.56206304725183232,-0.5590981535145283,7.1928779934727474E-2,9.8750147801994256E-3,0,0,8.1803794714926895E-2,2.0630148352882324E-3,39.652547967982862,7.1928779934727474E-2,2.0839720037636476E-2,0,0,9.2768499972363944E-2,9.0187890201586191E-4,102.86137059533118,7.1928779934727474E-2,3.0714734817835904E-2,0,0,0.10264351475256336,2.9648937373040942E-3,-1.8960413465469657,34.619626822071069,0.14095797575541663,6.1621963269552646E-2,0,-38.403635316791224,-38.201055377766259,7.1928779934727474E-2,-8.0134868234425977E-2,3.0714734817835904E-2,0,0,0,0,0,0,0,0,6.4688407196840398E-3,null,0,-0.56556699423421231,2.2508646518137387E-2,-0.5590981535145283,7.7157262322431279,-34.824365182035365,9.794887619756016E-3,-1.3915043069108477E-3,8.4033833128451686E-3,4.8974438098780106E-4,-6.9575215345542299E-5,4.2016916564225877E-4,null,-1.177544476666622E-2,"C-SOff-HVAC-ER-All-All-C",null,null,-8.0134868234425977E-2,0,0,-8.0134868234425977E-2,0,9999,0,null,14.635672967295404,14.635672967295404]
["All Btype_NR_CAN_Lamp_from_Inc/Hal_to_LEDScrew","Small Off_NR_CAN_Lamp_from_Inc/Hal_to_LEDScrew","No",18.076923076923077,null,0.52532644497115111,null,-6.5486331612321447E-3,null,1.1856589782847232E-2,null,0,-0.32861339032154596,"C-SOff-Lgt-LPD Int-All-All-C",0.58571972830349606,null,1.2831108973367008E-4,9.3062517678598093E-5,null,null,1.2175266172517126E-4,8.884417230296384E-5,null,null,-6.6141194873017362E-3,null,"n/a","n/a",null,null,"n/a","n/a",null,null,4.0890092600016064E-3,1.7875737579112966E-3,0,6.9450162996547247E-3," (na) "," (na) "," (na) "," (na) ",0,0,0,0,0,0,0,-0.32861339032154596,4.0890092600016064E-3,1.7875737579112966E-3,0,-0.32166837402189125,-0.31579179100397836,4.000147789414514E-2,5.4917542851827096E-3,0,0,4.5493232179327853E-2,4.0890092600016064E-3,11.125734691857847,4.000147789414514E-2,1.158951397705015E-2,0,0,5.1590991871195292E-2,1.7875737579112966E-3,28.86090246227219,4.000147789414514E-2,1.7081268262232861E-2,0,0,5.7082746156378004E-2,5.8765830179129033E-3,-1.3766185619749669,9.7135947849931359,0.50237966749304919,0.21962305610391911,0,-39.520490296978195,-38.79848757338123,4.000147789414514E-2,-4.4565098464599287E-2,1.7081268262232861E-2,0,0,0,0,0,0,0,0,1.2821599317567628E-2,null,0,-0.32861339032154596,1.2517647691778717E-2,-0.31579179100397836,6.7210024515085482,-35.421797377650329,5.4471934732225223E-3,-7.7385198001430223E-4,4.6733414932082201E-3,2.7235967366112559E-4,-3.869259900071516E-5,2.3366707466041043E-4,null,-6.5486331612321447E-3,"C-SOff-HVAC-ER-All-All-C",null,null,-4.4565098464599287E-2,0,0,-4.4565098464599287E-2,0,9999,0,null,8.1392809553905394,8.1392809553905394]
["All Btype_NEW_DISP_Fixture_from_CFL_to_LEDPanel","Small Off_NEW_DISP_Fixture_from_CFL_to_LEDPanel","No",12.307692307692308,null,0.18206345697383058,null,-2.2695731448525562E-3,null,-3.6017591702099082E-2,null,0,-0.48432422998193081,"C-SOff-Lgt-LPD Int-All-All-C",0.20299408029718255,null,4.446903594635187E-5,3.2252866470836529E-5,null,null,4.2196068181314151E-5,3.0790905914406291E-5,null,null,-2.2922688743801265E-3,null,"n/a","n/a",null,null,"n/a","n/a",null,null,-1.2421469300211662E-2,-5.4302377773902243E-3,0,-3.4294134346726145E-2," (na) "," (na) "," (na) "," (na) ",0,0,0,0,0,0,0,-0.48432422998193081,-1.2421469300211662E-2,-5.4302377773902243E-3,0,-0.51861836432865693,-0.5364700714062588,1.3863393741524416E-2,1.9032884782073354E-3,0,0,1.5766682219731751E-2,-1.2421469300211662E-2,9999,1.3863393741524416E-2,4.0166014856231978E-3,0,0,1.7879995227147616E-2,-5.4302377773902243E-3,9999,1.3863393741524416E-2,5.919889963830533E-3,0,0,1.978328370535495E-2,-1.7851707077601885E-2,-8.4271126402674845,9999,-4.4034534477453278,-1.925037906950223,0,-183.85198797924434,-190.1804793339399,1.3863393741524416E-2,-1.5445017026107765E-2,5.919889963830533E-3,0,0,0,0,0,0,0,0,-5.2145841424328029E-2,null,0,-0.48432422998193081,4.3382666792471814E-3,-0.5364700714062588,36.015069078353285,-186.80378913820897,1.8878449467638013E-3,-2.6819545830247506E-4,1.6196494884613262E-3,9.4392247338189887E-5,-1.3409772915123741E-5,8.0982474423066145E-5,null,-2.2695731448525562E-3,"C-SOff-HVAC-ER-All-All-C",null,null,-1.5445017026107765E-2,0,0,-1.5445017026107765E-2,0,9999,0,null,2.8208471935979582,2.8208471935979582]
["All Btype_NR_DISP_Lamp_from_CFL_to_LEDScrew","Small Off_NR_DISP_Lamp_from_CFL_to_LEDScrew","No",12.307692307692308,null,1.6931559762666377E-2,null,-2.1106604244770108E-4,null,1.0945825039440684E-4,null,0,-2.8407128583863038E-2,"C-SOff-Lgt-LPD Int-All-All-C",1.8878068444637252E-2,null,4.1355368739485192E-6,2.9994560426629784E-6,null,null,3.9241551381953514E-6,2.8634964550373433E-6,null,null,-2.1317670269353284E-4,null,"n/a","n/a",null,null,"n/a","n/a",null,null,3.7749117380598406E-5,1.6502611591993421E-5,0,1.0422062572730566E-4," (na) "," (na) "," (na) "," (na) ",0,0,0,0,0,0,0,-2.8407128583863038E-2,3.7749117380598406E-5,1.6502611591993421E-5,0,-2.8302907958135733E-2,-2.824865622916314E-2,1.289269596159185E-3,1.770022559716302E-4,0,0,1.4662718521308152E-3,3.7749117380598406E-5,38.842546630889508,1.289269596159185E-3,3.7353639894039211E-4,0,0,1.662805995099577E-3,1.6502611591993421E-5,100.76017276600761,1.289269596159185E-3,5.5053865491202234E-4,0,0,1.8398082510712073E-3,5.4251728972591823E-5,-1.8918168547020362,33.912435343778355,0.14389743670067473,6.2906994169225003E-2,0,-107.88903659093442,-107.6822321600645,1.289269596159185E-3,-1.4363575928942848E-3,5.5053865491202234E-4,0,0,0,0,0,0,0,0,1.5847235469989749E-4,null,0,-2.8407128583863038E-2,4.0345065817692254E-4,-2.824865622916314E-2,18.965618798770407,-104.30554196433361,1.7556603653512629E-4,-2.4941674215143374E-5,1.5062436231998291E-4,8.778301826756325E-6,-1.2470837107571673E-6,7.5312181159991573E-6,null,-2.1106604244770108E-4,"C-SOff-HVAC-ER-All-All-C",null,null,-1.4363575928942848E-3,0,0,-1.4363575928942848E-3,0,9999,0,null,0.26233349423118252,0.26233349423118252]
["All Btype_RETRO_DISP_Lamp_from_Inc/Hal_to_LEDScrew","Small Off_RETRO_DISP_Lamp_from_Inc/Hal_to_LEDScrew","No",12.307692307692308,null,0.74795320160704482,null,-9.3238617358443257E-3,null,8.2859853463012972E-2,null,0,-0.56525830287443468,"C-SOff-Lgt-LPD Int-All-All-C",0.83394040072181508,null,1.8268771977252674E-4,1.325012451089192E-4,null,null,1.7334991225603023E-4,1.2649521788643057E-4,null,null,-9.4171003453111003E-3,null,"n/a","n/a",null,null,"n/a","n/a",null,null,2.8576067342971991E-2,1.249247063005738E-2,0,7.8894973603829299E-2," (na) "," (na) "," (na) "," (na) ",0,0,0,0,0,0,0,-0.56525830287443468,2.8576067342971991E-2,1.249247063005738E-2,0,-0.48636332927060538,-0.44529479129757599,5.695360236734763E-2,7.819090851722086E-3,0,0,6.4772693219069713E-2,2.8576067342971991E-2,2.2666762519020986,5.695360236734763E-2,1.6501004598541185E-2,0,0,7.3454606965888819E-2,1.249247063005738E-2,5.8799103188727235,5.695360236734763E-2,2.4320095450263271E-2,0,0,8.1273697817610902E-2,4.1068537973029368E-2,1.4452508235560619,1.9789771398968516,2.4658761437241332,1.0779959654038627,0,-41.969096602286335,-38.425224493158339,5.695360236734763E-2,-6.345122808040006E-2,2.4320095450263271E-2,0,0,0,0,0,0,0,0,0.11996351157685867,null,0,-0.56525830287443468,1.7822469737210841E-2,-0.44529479129757599,3.5249729760007251,-35.048534297427445,7.7556457267128811E-3,-1.1018007404014001E-3,6.6538449863114812E-3,3.8778228633564414E-4,-5.5090037020069928E-5,3.326922493155742E-4,null,-9.3238617358443257E-3,"C-SOff-HVAC-ER-All-All-C",null,null,-6.345122808040006E-2,0,0,-6.345122808040006E-2,0,9999,0,null,11.588606108907999,11.588606108907999]
["All Btype_NEW_OTHER_Fixture_from_CFL_to_LEDPanel","Small Off_NEW_OTHER_Fixture_from_CFL_to_LEDPanel","No",19.23076923076923,null,0.14507669313387633,null,-1.8085022230902074E-3,null,5.8086889827735674E-2,null,0,-0.34149553861276599,"C-SOff-Lgt-LPD Int-All-All-C",0.16175519450617068,null,3.5435011447000698E-5,2.5700595218017911E-5,null,null,3.3623804231491393E-5,2.4535636546220602E-5,null,null,-1.8265872437904023E-3,null,"n/a","n/a",null,null,"n/a","n/a",null,null,2.0032558664880021E-2,8.7575434282934402E-3,0,3.1338295868529903E-2," (na) "," (na) "," (na) "," (na) ",0,0,0,0,0,0,0,-0.34149553861276599,2.0032558664880021E-2,8.7575434282934402E-3,0,-0.31015724274423606,-0.28136714065106261,1.1047001705138079E-2,1.5166294383711359E-3,0,0,1.2563631143509215E-2,2.0032558664880021E-2,0.62716058161532218,1.1047001705138079E-2,3.2006162623539913E-3,0,0,1.424761796749207E-2,8.7575434282934402E-3,1.6268966387836077,1.1047001705138079E-2,4.7172457007251273E-3,0,0,1.5764247405863206E-2,2.879010209317346E-2,10.709598785991277,0.5475578848190723,8.9121399828979015,3.8960800886653075,0,-137.98361009631074,-125.17539002474753,1.1047001705138079E-2,-1.230731324554718E-2,4.7172457007251273E-3,0,0,0,0,0,0,0,0,6.0128397961703363E-2,null,0,-0.34149553861276599,3.4569341603160261E-3,-0.28136714065106261,4.9320946818130897,-121.79869982901664,1.5043233089073879E-3,-2.1371070752347762E-4,1.2906126013839101E-3,7.5216165445369379E-5,-1.0685535376173854E-5,6.4530630069195528E-5,null,-1.8085022230902074E-3,"C-SOff-HVAC-ER-All-All-C",null,null,-1.230731324554718E-2,0,0,-1.230731324554718E-2,0,9999,0,null,2.2477832151786026,2.2477832151786026]
["All Btype_NR_OTHER_Lamp_from_Inc/Hal_to_LEDScrew","Small Off_NR_OTHER_Lamp_from_Inc/Hal_to_LEDScrew","No",7.6923076923076925,null,1.8181832860184692,null,-2.2665174148376332E-2,null,-2.0181062787684129E-2,null,0,-3.8353479720546066,"C-SOff-Lgt-LPD Int-All-All-C",2.0272077114853375,null,4.4409163292243259E-4,3.2209441542071506E-4,null,null,4.2139255827702279E-4,3.0749449354346657E-4,null,null,-2.2891825870676407E-2,null,"n/a","n/a",null,null,"n/a","n/a",null,null,-6.9598893212022553E-3,-3.0426234614453615E-3,0,-3.3317844120723215E-2," (na) "," (na) "," (na) "," (na) ",0,0,0,0,0,0,0,-3.8353479720546066,-6.9598893212022553E-3,-3.0426234614453615E-3,0,-3.86866581617533,-3.8786683289579775,0.13844728210316162,1.9007259101124909E-2,0,0,0.15745454120428654,-6.9598893212022553E-3,9999,0.13844728210316162,4.0111935745605211E-2,0,0,0.17855921784876683,-3.0426234614453615E-3,9999,0.13844728210316162,5.9119194846730116E-2,0,0,0.19756647694989174,-1.0002512782647617E-2,-2.4536918559559071,9999,-0.24706310552041844,-0.10800746486355382,0,-137.33042964537472,-137.68550021575871,0.13844728210316162,-0.15424222013523708,5.9119194846730116E-2,0,0,0,0,0,0,0,0,-4.3320356903370834E-2,null,0,-3.8353479720546066,4.3324256814654655E-2,-3.8786683289579775,26.427490490826003,-134.30881002002781,1.8853031716813625E-2,-2.6783436268691405E-3,1.6174688089944485E-2,9.4265158584068236E-4,-1.3391718134345696E-4,8.087344044972254E-4,null,-2.2665174148376332E-2,"C-SOff-HVAC-ER-All-All-C",null,null,-0.15424222013523708,0,0,-0.15424222013523708,0,9999,0,null,28.170492338553796,28.170492338553796]
["All Btype_RETRO_OTHER_Lamp_from_CFL_to_LEDScrew","Small Off_RETRO_OTHER_Lamp_from_CFL_to_LEDScrew","No",7.6923076923076925,null,1.2400437326616887,null,-1.5458181454261975E-2,null,0.79098583830857216,null,0,-1.5095866774626316,"C-SOff-Lgt-LPD Int-All-All-C",1.3826033033972693,null,3.0288093085427458E-4,2.196759612956484E-4,null,null,2.8739962846429415E-4,2.0971847144275337E-4,null,null,-1.5612763255720868E-2,null,"n/a","n/a",null,null,"n/a","n/a",null,null,0.27278909674795132,0.11925398055732749,0,1.3058748758537915," (na) "," (na) "," (na) "," (na) ",0,0,0,0,0,0,0,-1.5095866774626316,0.27278909674795132,0.11925398055732749,0,-0.20371180160884017,0.18833127569643865,9.4424300232141864E-2,1.2963397422402306E-2,0,0,0.10738769765454417,0.27278909674795132,0.39366565209080584,9.4424300232141864E-2,2.7357282903633966E-2,0,0,0.12178158313577583,0.11925398055732749,1.021195121258307,9.4424300232141864E-2,4.0320680326036272E-2,0,0,0.13474498055817813,0.39204307730527882,18.306539050046371,0.34369942579869606,14.198198053159425,6.2069622824588757,0,-10.602844979836812,9.8023153557814915,9.4424300232141864E-2,-0.10519681918832811,4.0320680326036272E-2,0,0,0,0,0,0,0,0,1.6979179531590702,null,0,-1.5095866774626316,2.9548161369850015E-2,0.18833127569643859,0.91193954108651909,13.179005551512383,1.2858210721594576E-2,-1.8266933009193449E-3,1.1031517420675232E-2,6.4291053607973031E-4,-9.1334665045967071E-5,5.5157587103376324E-4,null,-1.5458181454261975E-2,"C-SOff-HVAC-ER-All-All-C",null,null,-0.10519681918832811,0,0,-0.10519681918832811,0,9999,0,null,19.212937847929897,19.212937847929897]
["All Btype_NR_LINEAR_Fixture_from_LFTube_to_LEDPanel","Xlarge Ret_NR_LINEAR_Fixture_from_LFTube_to_LEDPanel","No",9,null,11.858784661917577,null,-0.16114474346390384,null,1.1453915648517508,null,0,-0.66648902135847454,"C-Ret-Lgt-LPD Int-All-All-C",13.198105268286952,null,1.9860191809231652E-3,2.0875682181981671E-3,null,null,1.8845201883766055E-3,1.9929415748429508E-3,null,null,-0.16275618929898231,null,"n/a","n/a",null,null,"n/a","n/a",null,null,0.39501381095111504,0.17268640826420381,0,1.5799653020826214," (na) "," (na) "," (na) "," (na) ",0,0,0,0,0,0,0,-0.66648902135847454,0.39501381095111504,0.17268640826420381,0,0.91347628072414688,1.4811764999394659,0.90783449760056478,8.9348564739783698E-2,0,0,0.99718306234034848,0.39501381095111504,2.5244258167564548,0.90783449760056478,0.18970611327761694,0,0,1.0975406108781818,0.17268640826420381,6.3556861359869465,0.90783449760056478,0.27905467801740064,0,0,1.1868891756179654,0.56770021921531888,1.5738273113569732,2.090697053558471,2.1537956950867621,0.94156516154182157,0,4.9806898555023302,8.0760507121309146,0.90783449760056478,-1.0937544108777153,0.27905467801740064,0,0,0,0,0,0,0,0,2.1476655212979403,null,0,-0.66648902135847454,9.3134764740250064E-2,1.4811764999394659,0.5717797248604084,12.518165718687062,0.12274237899506858,-1.9042474147980951E-2,0.10369990484708763,6.1371189497534317E-3,-9.5212370739904638E-4,5.1849952423543852E-3,null,-0.16114474346390384,"C-Ret-HVAC-ER-All-All-C",null,null,-1.0937544108777153,0,0,-1.0937544108777153,0,9999,0,null,183.40356601706486,183.40356601706486]
["All Btype_NR_LINEAR_Fixture_from_LFTube_to_LEDPanel_RDX","Xlarge Ret_NR_LINEAR_Fixture_from_LFTube_to_LEDPanel_RDX","No",9,null,3.5687115416741073,null,-4.8493932748986772E-2,null,0.70923394597988731,null,0,-0.16662225533961861,"C-Ret-Lgt-LPD Int-All-All-C",3.9717586533483216,null,5.97660702593498E-4,6.28220260904138E-4,null,null,5.6711620444332836E-4,5.997438863076679E-4,null,null,-4.8978871595114472E-2,null,"n/a","n/a",null,null,"n/a","n/a",null,null,0.24459513449767165,0.10692855308932467,0,0.97832484548844945," (na) "," (na) "," (na) "," (na) ",0,0,0,0,0,0,0,-0.16662225533961861,0.24459513449767165,0.10692855308932467,0,0.81170259014883084,1.1632262777358271,0.27319826962716526,2.6888021269400677E-2,0,0,0.30008629089656591,0.24459513449767165,1.2268694204112327,0.27319826962716526,5.7089020104569024E-2,0,0,0.33028728973173427,0.10692855308932467,3.0888596187757531,0.27319826962716526,8.3977041373969705E-2,0,0,0.35717531100113492,0.35152368758699631,4.8475296399787027,1.016077503774877,4.4316838990684788,1.9373792861818355,0,14.706790087964716,21.075853273215028,0.27319826962716526,-0.32914789340858958,8.3977041373969705E-2,0,0,0,0,0,0,0,0,1.3298485330754457,null,0,-0.16662225533961861,2.8027417592545345E-2,1.1632262777358271,0.31573158204496837,25.517968279771175,3.6937355476139341E-2,-5.7305279766283997E-3,3.1206827499510943E-2,1.8468677738069695E-3,-2.8652639883141961E-4,1.56034137497555E-3,null,-4.8493932748986772E-2,"C-Ret-HVAC-ER-All-All-C",null,null,-0.32914789340858958,0,0,-0.32914789340858958,0,9999,0,null,55.192369326946924,55.192369326946924]
["All Btype_NR_LINEAR_Fixture_from_LEDTube_to_LEDPanel_CONTR","Xlarge Ret_NR_LINEAR_Fixture_from_LEDTube_to_LEDPanel_CONTR","No",9,null,9.9258021830383818,null,-0.13487814241164722,null,1.5790518042113419,null,0,-0.19662461855352234,"C-Ret-Lgt-LPD Int-All-All-C",11.046813465179314,null,1.6622979574684061E-3,1.7472944967096096E-3,null,null,1.5773433056624655E-3,1.6680920008412918E-3,null,null,-0.13622692249693155,null,"n/a","n/a",null,null,"n/a","n/a",null,null,0.54457121041526824,0.2380677428575797,0,2.1781608468260303," (na) "," (na) "," (na) "," (na) ",0,0,0,0,0,0,0,-0.19662461855352234,0.54457121041526824,0.2380677428575797,0,1.981536228272508,2.7641751815453559,0.75985743016807172,7.4784744324894875E-2,0,0,0.83464217449296663,0.54457121041526824,1.5326593814177247,0.75985743016807172,0.15878400755126085,0,0,0.9186414377193326,0.2380677428575797,3.8587396456683991,0.75985743016807172,0.23356875187615572,0,0,0.9934261820442275,0.78263895327284794,3.5768000788781555,1.2693288238336558,3.5474923669384157,1.5508412572113506,0,12.908292818579698,18.006626442729463,0.75985743016807172,-0.91547238850379775,0.23356875187615572,0,0,0,0,0,0,0,0,2.9607998000988784,null,0,-0.19662461855352234,7.795379354042975E-2,2.7641751815453559,0.3070090908726254,22.44874144928561,0.10273536522616784,-1.5938549932140996E-2,8.6796815294026844E-2,5.1367682613083811E-3,-7.9692749660704955E-4,4.3398407647013311E-3,null,-0.13487814241164722,"C-Ret-HVAC-ER-All-All-C",null,null,-0.91547238850379775,0,0,-0.91547238850379775,0,9999,0,null,153.50877580189081,153.50877580189081]
["All Btype_RETRO_LINEAR_Fixture_from_LFTube_to_LEDPanel","Xlarge Ret_RETRO_LINEAR_Fixture_from_LFTube_to_LEDPanel","No",9,null,1.3176427402130642,null,-1.7904971495989318E-2,null,0.68482465078751986,null,0,-7.4054335706497179E-2,"C-Ret-Lgt-LPD Int-All-All-C",1.4664561409207726,null,2.206687978803517E-4,2.3195202424424079E-4,null,null,2.0939113204184506E-4,2.2143795276032791E-4,null,null,-1.8084021033220259E-2,null,"n/a","n/a",null,null,"n/a","n/a",null,null,0.23617704498798001,0.10324845482041853,0,0.94465440418637447," (na) "," (na) "," (na) "," (na) ",0,0,0,0,0,0,0,-7.4054335706497179E-2,0.23617704498798001,0.10324845482041853,0,0.87060006847987725,1.2100255682882759,0.10087049973339611,9.9276183044204134E-3,0,0,0.11079811803781653,0.23617704498798001,0.46913161286887761,0.10087049973339611,2.1078457030846331E-2,0,0,0.12194895676424244,0.10324845482041853,1.1811213734515442,0.10087049973339611,3.1006075335266746E-2,0,0,0.13187657506866285,0.33942549980839853,15.134791981088938,0.38852877919633477,11.589705974932054,5.0666195514284951,0,42.722182487934035,59.378508014294596,0.10087049973339611,-0.12152826787530173,3.1006075335266746E-2,0,0,0,0,0,0,0,0,1.284079903994773,null,0,-7.4054335706497179E-2,1.034830719336112E-2,1.2100255682882759,0.14650662602592987,63.820623020850732,1.3638042110563204E-2,-2.1158304608867693E-3,1.1522211649676435E-2,6.8190210552815898E-4,-1.0579152304433849E-4,5.7611058248382052E-4,null,-1.7904971495989318E-2,"C-Ret-HVAC-ER-All-All-C",null,null,-0.12152826787530173,0,0,-0.12152826787530173,0,9999,0,null,20.378174001896078,20.378174001896078]
["All Btype_RETRO_LINEAR_Lamp_from_LFTube_to_LEDTube_RDX","Xlarge Ret_RETRO_LINEAR_Lamp_from_LFTube_to_LEDTube_RDX","No",8.5,null,5.9690956397483808,null,-8.1111885661242916E-2,null,0.9019683375681723,null,0,-0.2904070003782529,"C-Ret-Lgt-LPD Int-All-All-C",6.6432399993620308,null,9.9965879904831607E-4,1.0507733046995927E-3,null,null,9.4856948331142378E-4,1.0031431722401076E-3,null,null,-8.1923003712719711E-2,null,"n/a","n/a",null,null,"n/a","n/a",null,null,0.31106388532393331,0.13598639745774843,0,1.3288614510330365," (na) "," (na) "," (na) "," (na) ",0,0,0,0,0,0,0,-0.2904070003782529,0.31106388532393331,0.13598639745774843,0,1.0384544506547837,1.4855047334364655,0.45695668618072738,4.497342210106197E-2,0,0,0.5019301082817893,0.31106388532393331,1.6135917152809083,0.45695668618072738,9.5488194269641932E-2,0,0,0.55244488045036932,0.13598639745774843,4.0625010352378546,0.45695668618072738,0.1404616163707039,0,0,0.59741830255143125,0.44705028278168174,3.3210848101964823,1.336355943752265,3.3695620801755277,1.4730562752925653,0,11.248932788426927,16.091551143895025,0.45695668618072738,-0.55053910422132823,0.1404616163707039,0,0,0,0,0,0,0,0,1.7759117338147183,null,0,-0.2904070003782529,4.6879198330103011E-2,1.4855047334364655,0.38162220684584608,20.533666150451165,6.1782131994066694E-2,-9.5849914343882157E-3,5.219714055967848E-2,3.0891065997033437E-3,-4.7924957171941037E-4,2.6098570279839335E-3,null,-8.1111885661242916E-2,"C-Ret-HVAC-ER-All-All-C",null,null,-0.55053910422132823,0,0,-0.55053910422132823,0,9999,0,null,92.315819659191249,92.315819659191249]
["All Btype_RETRO_LINEAR_Fixture_from_LEDTube_to_LEDPanel_CONTR","Xlarge Ret_RETRO_LINEAR_Fixture_from_LEDTube_to_LEDPanel_CONTR","No",9,null,0,null,0,null,0,null,0,0,"C-Ret-Lgt-LPD Int-All-All-C",0,null,null,null,null,null,0,0,null,null,0,null,"n/a","n/a",null,null,"n/a","n/a",null,null,0,0,0,0," (na) "," (na) "," (na) "," (na) ",0,0,0,0,0,0,0,0,0,0,0,0,0,0,0,0,0,0,0,9999,0,0,0,0,0,0,9999,0,0,0,0,0,0,9999,9999,9999,9999,9999,9999,9999,0,0,0,0,0,0,0,0,0,0,0,0,null,0,0,0,0,9999,9999,0,0,0,0,0,0,null,0,"C-Ret-HVAC-ER-All-All-C",null,null,0,0,0,0,0,9999,9999,null,0,0]
["All Btype_NR_HIGHBAY_Fixture_from_LFTube_to_LEDPanel_CONTR","Xlarge Ret_NR_HIGHBAY_Fixture_from_LFTube_to_LEDPanel_CONTR","No",9.1666666666666661,null,10.787636176347712,null,-0.14658929340389798,null,2.3940413378832046,null,0,-0.93619953672274236,"C-Ret-Lgt-LPD Int-All-All-C",12.005982224184789,null,1.8066313685455549E-3,1.8990079568226841E-3,null,null,1.7143003046909001E-3,1.8129284950391174E-3,null,null,-0.14805518488285718,null,"n/a","n/a",null,null,"n/a","n/a",null,null,0.82563851653137588,0.36094067091247434,0,3.2329440572186248," (na) "," (na) "," (na) "," (na) ",0,0,0,0,0,0,0,-0.93619953672274236,0.82563851653137588,0.36094067091247434,0,2.2967445204958823,3.4833237079397326,0.82583405868748649,8.1278127293001948E-2,0,0,0.90711218598048848,0.82563851653137588,1.098679588969995,0.82583405868748649,0.17257084843102466,0,0,0.99840490711851115,0.36094067091247434,2.7661191646663106,0.82583405868748649,0.25384897572402659,0,0,1.0796830344115131,1.1865791874438503,5.5906481472782286,0.90991233104078395,4.9487562263654929,2.1634254661843486,0,13.766349944434666,20.878531636984508,0.82583405868748649,-0.99496069683387078,0.25384897572402659,0,0,0,0,0,0,0,0,4.419523244662475,null,0,-0.93619953672274236,8.4722337577642359E-2,3.4833237079397326,0.3723129651719212,25.320646643540666,0.11165563468491821,-1.7322456631294274E-2,9.4333178053623928E-2,5.5827817342459273E-3,-8.6612283156471443E-4,4.7166589026812131E-3,null,-0.14658929340389798,"C-Ret-HVAC-ER-All-All-C",null,null,-0.99496069683387078,0,0,-0.99496069683387078,0,9999,0,null,166.83758075061786,166.83758075061786]
["All Btype_NR_HIGHBAY_Fixture_from_HID_to_LEDPanel","Xlarge Ret_NR_HIGHBAY_Fixture_from_HID_to_LEDPanel","No",9.1666666666666661,null,0,null,0,null,0,null,0,0,"C-Ret-Lgt-LPD Int-All-All-C",0,null,null,null,null,null,0,0,null,null,0,null,"n/a","n/a",null,null,"n/a","n/a",null,null,0,0,0,0," (na) "," (na) "," (na) "," (na) ",0,0,0,0,0,0,0,0,0,0,0,0,0,0,0,0,0,0,0,9999,0,0,0,0,0,0,9999,0,0,0,0,0,0,9999,9999,9999,9999,9999,9999,9999,0,0,0,0,0,0,0,0,0,0,0,0,null,0,0,0,0,9999,9999,0,0,0,0,0,0,null,0,"C-Ret-HVAC-ER-All-All-C",null,null,0,0,0,0,0,9999,9999,null,0,0]
["All Btype_RETRO_HIGHBAY_Fixture_from_LFTube_to_LEDPanel_CONTR","Xlarge Ret_RETRO_HIGHBAY_Fixture_from_LFTube_to_LEDPanel_CONTR","No",9.1666666666666661,null,1.1986262418164126,null,-1.6287699267099776E-2,null,0.46382476774690312,null,0,-0.1040221707469714,"C-Ret-Lgt-LPD Int-All-All-C",1.3339980249094212,null,2.0073681872728391E-4,2.1100088409140935E-4,null,null,1.9047781163232226E-4,2.0143649944879085E-4,null,null,-1.6450576098095245E-2,null,"n/a","n/a",null,null,"n/a","n/a",null,null,0.15996030942041556,6.9929127875634545E-2,0,0.62635490154235363," (na) "," (na) "," (na) "," (na) ",0,0,0,0,0,0,0,-0.1040221707469714,0.15996030942041556,6.9929127875634545E-2,0,0.52233273079538223,0.75222216809143228,9.1759339854165164E-2,9.0309030325557756E-3,0,0,0.10079024288672093,0.15996030942041556,0.63009532334561236,9.1759339854165164E-2,1.9174538714558299E-2,0,0,0.11093387856872347,6.9929127875634545E-2,1.5863758342019341,9.1759339854165164E-2,2.8205441747114077E-2,0,0,0.11996478160127924,0.2298894372960501,10.879778715166355,0.52183685780564759,8.6290077949263555,3.7723044655116098,0,28.17707231193485,40.578384572372812,9.1759339854165164E-2,-0.11055118853709656,2.8205441747114077E-2,0,0,0,0,0,0,0,0,0.85624433883840378,null,0,-0.1040221707469714,9.4135930641826848E-3,0.75222216809143239,0.23167975647993955,45.020499578928955,1.2406181631657626E-2,-1.9247174034771387E-3,1.0481464228180488E-2,6.2030908158288074E-4,-9.6235870173857167E-5,5.2407321140902354E-4,null,-1.6287699267099776E-2,"C-Ret-HVAC-ER-All-All-C",null,null,-0.11055118853709656,0,0,-0.11055118853709656,0,9999,0,null,18.537508972290915,18.537508972290915]
["All Btype_RETRO_HIGHBAY_Fixture_from_HID_to_LEDPanel","Xlarge Ret_RETRO_HIGHBAY_Fixture_from_HID_to_LEDPanel","No",9.1666666666666661,null,0,null,0,null,0,null,0,0,"C-Ret-Lgt-LPD Int-All-All-C",0,null,null,null,null,null,0,0,null,null,0,null,"n/a","n/a",null,null,"n/a","n/a",null,null,0,0,0,0," (na) "," (na) "," (na) "," (na) ",0,0,0,0,0,0,0,0,0,0,0,0,0,0,0,0,0,0,0,9999,0,0,0,0,0,0,9999,0,0,0,0,0,0,9999,9999,9999,9999,9999,9999,9999,0,0,0,0,0,0,0,0,0,0,0,0,null,0,0,0,0,9999,9999,0,0,0,0,0,0,null,0,"C-Ret-HVAC-ER-All-All-C",null,null,0,0,0,0,0,9999,9999,null,0,0]
["All Btype_NR_CAN_Lamp_from_CFL_to_LEDScrew","Xlarge Ret_NR_CAN_Lamp_from_CFL_to_LEDScrew","No",7.833333333333333,null,0.71789756685174377,null,-9.7552508576354037E-3,null,1.7029827346010506E-3,null,0,-0.39036991886429984,"C-Ret-Lgt-LPD Int-All-All-C",0.79897628039265578,null,1.2022803165354777E-4,1.2637552558772573E-4,null,null,1.1408356728688511E-4,1.2064709396840391E-4,null,null,-9.8528032693788459E-3,null,"n/a","n/a",null,null,"n/a","n/a",null,null,5.8731155407607775E-4,2.5675234635787685E-4,0,2.7541784402556561E-3," (na) "," (na) "," (na) "," (na) ",0,0,0,0,0,0,0,-0.39036991886429984,5.8731155407607775E-4,2.5675234635787685E-4,0,-0.38761574042404418,-0.38677167652361022,5.4957754568598E-2,5.4089115417004464E-3,0,0,6.0366666110298443E-2,5.8731155407607775E-4,102.78474123544794,5.4957754568598E-2,1.1484276089121642E-2,0,0,6.6442030657719642E-2,2.5675234635787685E-4,258.77866979688179,5.4957754568598E-2,1.6893187630822089E-2,0,0,7.1850942199420093E-2,8.4406390043395454E-4,-1.4455105017271319,85.1250031691673,5.2897904799324574E-2,2.3125138745155475E-2,0,-34.911726822617204,-34.835703779072716,5.4957754568598E-2,-6.6212824727648431E-2,1.6893187630822089E-2,0,0,0,0,0,0,0,0,3.5982423406896108E-3,null,0,-0.39036991886429984,5.6381174717716614E-3,-0.38677167652361022,6.6210255833971408,-30.393588772516576,7.4304794076516982E-3,-1.152777982517326E-3,6.2777014251343723E-3,3.7152397038258479E-4,-5.7638899125866242E-5,3.1388507125671854E-4,null,-9.7552508576354037E-3,"C-Ret-HVAC-ER-All-All-C",null,null,-6.6212824727648431E-2,0,0,-6.6212824727648431E-2,0,9999,0,null,11.102737552727737,11.102737552727737]
["All Btype_NR_CAN_Lamp_from_Inc/Hal_to_LEDScrew","Xlarge Ret_NR_CAN_Lamp_from_Inc/Hal_to_LEDScrew","No",7.833333333333333,null,1.2991734606221663,null,-1.765399912348339E-2,null,1.098391854575986E-2,null,0,-0.72629882684591673,"C-Ret-Lgt-LPD Int-All-All-C",1.4459009572978769,null,2.1757570321921424E-4,2.2870077361560008E-4,null,null,2.0645611540682753E-4,2.1833407692452647E-4,null,null,-1.7830538939480483E-2,null,"n/a","n/a",null,null,"n/a","n/a",null,null,3.7880491327861375E-3,1.656004374870133E-3,0,1.7763933264621723E-2," (na) "," (na) "," (na) "," (na) ",0,0,0,0,0,0,0,-0.72629882684591673,3.7880491327861375E-3,1.656004374870133E-3,0,-0.70853489358129496,-0.70309084007363876,9.9456607025461899E-2,9.7884637729679733E-3,0,0,0.10924507079842988,3.7880491327861375E-3,28.839401752447529,9.9456607025461899E-2,2.0783002197478924E-2,0,0,0.12023960922294083,1.656004374870133E-3,72.608267857003852,9.9456607025461899E-2,3.0571465970446896E-2,0,0,0.13002807299590879,5.4440535076562702E-3,-1.2505844830918649,23.884422299127518,0.18853017491025104,8.2418887269494506E-2,0,-35.263588917245222,-34.992639855065491,9.9456607025461899E-2,-0.11982481709225898,3.0571465970446896E-2,0,0,0,0,0,0,0,0,2.3207986772277991E-2,null,0,-0.72629882684591673,1.0203255903649816E-2,-0.70309084007363876,5.9869266119738009,-30.550524848509344,1.3446878902870257E-2,-2.0861730559192169E-3,1.1360705846951039E-2,6.7234394514351288E-4,-1.0430865279596081E-4,5.6803529234755203E-4,null,-1.765399912348339E-2,"C-Ret-HVAC-ER-All-All-C",null,null,-0.11982481709225898,0,0,-0.11982481709225898,0,9999,0,null,20.092534972661124,20.092534972661124]
["All Btype_NEW_DISP_Fixture_from_CFL_to_LEDPanel","Xlarge Ret_NEW_DISP_Fixture_from_CFL_to_LEDPanel","No",5.333333333333333,null,0.19563930178923331,null,-2.65847184151377E-3,null,-1.4552940914092063E-2,null,0,-0.48122428462660999,"C-Ret-Lgt-LPD Int-All-All-C",0.21773463076029395,null,3.276418427122406E-5,3.4439480966141677E-5,null,null,3.1089713185001588E-5,3.2878385882248002E-5,null,null,-2.6850565335402917E-3,null,"n/a","n/a",null,null,"n/a","n/a",null,null,-5.0189060470040726E-3,-2.1940925472600367E-3,0,-3.6093694525962408E-2," (na) "," (na) "," (na) "," (na) ",0,0,0,0,0,0,0,-0.48122428462660999,-5.0189060470040726E-3,-2.1940925472600367E-3,0,-0.51731797915257238,-0.52453097774683655,1.4976923210445957E-2,1.4740204261989563E-3,0,0,1.6450943636644913E-2,-5.0189060470040726E-3,9999,1.4976923210445957E-2,3.1296606359644302E-3,0,0,1.8106583846410389E-2,-2.1940925472600367E-3,9999,1.4976923210445957E-2,4.6036810621633865E-3,0,0,1.9580604272609346E-2,-7.2129985942641093E-3,-3.9054561443780886,9999,-1.65876693193309,-0.72515566717338786,0,-170.97549726498045,-173.35941986408696,1.4976923210445957E-2,-1.8044121330592532E-2,4.6036810621633865E-3,0,0,0,0,0,0,0,0,-4.3306693120226517E-2,null,0,-0.48122428462660999,1.5364829420168105E-3,-0.52453097774683655,30.154506947198541,-168.91730485753078,2.0249320660707319E-3,-3.1415161442421369E-4,1.7107804516465182E-3,1.0124660330353667E-4,-1.5707580721210706E-5,8.5539022582325965E-5,null,-2.65847184151377E-3,"C-Ret-HVAC-ER-All-All-C",null,null,-1.8044121330592532E-2,0,0,-1.8044121330592532E-2,0,9999,0,null,3.0256848930278299,3.0256848930278299]
["All Btype_NR_DISP_Lamp_from_CFL_to_LEDScrew","Xlarge Ret_NR_DISP_Lamp_from_CFL_to_LEDScrew","No",5.333333333333333,null,8.5117625825768969E-2,null,-1.156632687833305E-3,null,2.0612499985880092E-4,null,0,-0.13154815060370101,"C-Ret-Lgt-LPD Int-All-All-C",9.473073488236404E-2,null,1.4254853456229582E-5,1.4983731937807727E-5,null,null,1.3526334175749319E-5,1.4304539638438041E-5,null,null,-1.1681990032306301E-3,null,"n/a","n/a",null,null,"n/a","n/a",null,null,7.1086800553714184E-5,3.1076696364254216E-5,0,5.1122400777862042E-4," (na) "," (na) "," (na) "," (na) ",0,0,0,0,0,0,0,-0.13154815060370101,7.1086800553714184E-5,3.1076696364254216E-5,0,-0.13103692659592239,-0.13093476309900443,6.5160738879623745E-3,6.413083564973549E-4,0,0,7.1573822444597297E-3,7.1086800553714184E-5,100.6851087502737,6.5160738879623745E-3,1.3616348072057925E-3,0,0,7.8777086951681667E-3,3.1076696364254216E-5,253.49247561042088,6.5160738879623745E-3,2.0029431637031475E-3,0,0,8.5190170516655211E-3,1.0216349691796839E-4,-1.4439251585335948,83.386114499446094,5.4001008929547026E-2,2.3607377808470397E-2,0,-99.542055460211373,-99.464447073473366,6.5160738879623745E-3,-7.8505328618826403E-3,2.0029431637031475E-3,0,0,0,0,0,0,0,0,6.1338750469658884E-4,null,0,-0.13154815060370101,6.6848418978288256E-4,-0.13093476309900443,16.548734107711837,-95.022332066917215,8.8099583440598352E-4,-1.3667928337798388E-4,7.4431655102799967E-4,4.404979172029927E-5,-6.8339641688991871E-6,3.7215827551400082E-5,null,-1.156632687833305E-3,"C-Ret-HVAC-ER-All-All-C",null,null,-7.8505328618826403E-3,0,0,-7.8505328618826403E-3,0,9999,0,null,1.3163976370600468,1.3163976370600468]
["All Btype_RETRO_DISP_Lamp_from_CFL_to_LEDScrew","Xlarge Ret_RETRO_DISP_Lamp_from_CFL_to_LEDScrew","No",5.333333333333333,null,8.5117625825768969E-2,null,-1.156632687833305E-3,null,2.1456207087574942E-2,null,0,-0.13154815060370101,"C-Ret-Lgt-LPD Int-All-All-C",9.473073488236404E-2,null,1.4254853456229582E-5,1.4983731937807727E-5,null,null,1.3526334175749319E-5,1.4304539638438041E-5,null,null,-1.1681990032306301E-3,null,"n/a","n/a",null,null,"n/a","n/a",null,null,7.3996512549106257E-3,3.2348722049527555E-3,0,5.3214933591519728E-2," (na) "," (na) "," (na) "," (na) ",0,0,0,0,0,0,0,-0.13154815060370101,7.3996512549106257E-3,3.2348722049527555E-3,0,-7.833321701218128E-2,-6.7698693552317904E-2,6.5160738879623745E-3,6.413083564973549E-4,0,0,7.1573822444597297E-3,7.3996512549106257E-3,0.96725940154407697,6.5160738879623745E-3,1.3616348072057925E-3,0,0,7.8777086951681667E-3,3.2348722049527555E-3,2.4352457210232261,6.5160738879623745E-3,2.0029431637031475E-3,0,0,8.5190170516655211E-3,1.0634523459863382E-2,6.5569703660646352,0.80107181895059376,5.6211368408686182,2.4573670704676283,0,-59.505741127829261,-51.427237216493019,6.5160738879623745E-3,-7.8505328618826403E-3,2.0029431637031475E-3,0,0,0,0,0,0,0,0,6.3849457051383104E-2,null,0,-0.13154815060370101,6.6848418978288256E-4,-6.7698693552317904E-2,1.9535172574613109,-46.985122209936861,8.8099583440598352E-4,-1.3667928337798388E-4,7.4431655102799967E-4,4.404979172029927E-5,-6.8339641688991871E-6,3.7215827551400082E-5,null,-1.156632687833305E-3,"C-Ret-HVAC-ER-All-All-C",null,null,-7.8505328618826403E-3,0,0,-7.8505328618826403E-3,0,9999,0,null,1.3163976370600468,1.3163976370600468]
["All Btype_RETRO_DISP_Lamp_from_Inc/Hal_to_LEDScrew","Xlarge Ret_RETRO_DISP_Lamp_from_Inc/Hal_to_LEDScrew","No",5.333333333333333,null,0.86903158903992928,null,-1.1808956522128426E-2,null,3.6063255721523482E-2,null,0,-0.57557872941917376,"C-Ret-Lgt-LPD Int-All-All-C",0.96717924480475659,null,1.4553880974025167E-4,1.5298049316266572E-4,null,null,1.3810079367930183E-4,1.460460943532686E-4,null,null,-1.1927045970131233E-2,null,"n/a","n/a",null,null,"n/a","n/a",null,null,1.2437217555122648E-2,5.43712237104648E-3,0,8.9442824189844741E-2," (na) "," (na) "," (na) "," (na) ",0,0,0,0,0,0,0,-0.57557872941917376,1.2437217555122648E-2,5.43712237104648E-3,0,-0.48613590522932904,-0.46826156530315988,6.6527631500774106E-2,6.5476123741077929E-3,0,0,7.3075243874881901E-2,1.2437217555122648E-2,5.8755299206600782,6.6527631500774106E-2,1.3901981507570285E-2,0,0,8.0429613008344392E-2,5.43712237104648E-3,14.792680303949853,6.6527631500774106E-2,2.044959388167808E-2,0,0,8.6977225382452186E-2,1.7874339926169127E-2,-0.19160944239635622,4.8660384518654149,0.92537992829847016,0.40454417457678565,0,-36.170502536488925,-34.840578433613672,6.6527631500774106E-2,-8.0152153935038634E-2,2.044959388167808E-2,0,0,0,0,0,0,0,0,0.10731716411601387,null,0,-0.57557872941917376,6.8250714474135526E-3,-0.46826156530315988,3.5342100866937369,-30.398463427057521,8.99476697668424E-3,-1.395464378505352E-3,7.599302598178888E-3,4.4973834883421172E-4,-6.9773218925267696E-5,3.7996512990894402E-4,null,-1.1808956522128426E-2,"C-Ret-HVAC-ER-All-All-C",null,null,-8.0152153935038634E-2,0,0,-8.0152153935038634E-2,0,9999,0,null,13.440120295229889,13.440120295229889]
["All Btype_NR_OTHER_Lamp_from_Inc/Hal_to_LEDScrew","Xlarge Ret_NR_OTHER_Lamp_from_Inc/Hal_to_LEDScrew","No",3.3333333333333335,null,1.8544949614782555,null,-2.5200062514179482E-2,null,-7.710661945681133E-3,null,0,-3.4081289238594876,"C-Ret-Lgt-LPD Int-All-All-C",2.0639399752065328,null,3.1057673019805276E-4,3.2645712463461106E-4,null,null,2.9470416183300101E-4,3.1165926479258303E-4,null,null,-2.5452062889179537E-2,null,"n/a","n/a",null,null,"n/a","n/a",null,null,-2.6591936361199477E-3,-1.162507702692479E-3,0,-3.1666237890840762E-2," (na) "," (na) "," (na) "," (na) ",0,0,0,0,0,0,0,-3.4081289238594876,-2.6591936361199477E-3,-1.162507702692479E-3,0,-3.4397951617503284,-3.4436168630891406,0.1419685532416233,1.3972465800593203E-2,0,0,0.15594101904221649,-2.6591936361199477E-3,9999,0.1419685532416233,2.9666533398210466E-2,0,0,0.17163508663983376,-1.162507702692479E-3,9999,0.1419685532416233,4.3638999198803666E-2,0,0,0.18560755244042695,-3.8217013388124267E-3,-1.6547824028020568,9999,-9.2716432434596638E-2,-4.0532425095847216E-2,0,-119.93317499383899,-120.06642385136942,0.1419685532416233,-0.17104299486785299,4.3638999198803666E-2,0,0,0,0,0,0,0,0,-3.5487939229653188E-2,null,0,-3.4081289238594876,1.4564557572573966E-2,-3.4436168630891406,21.218199659877854,-115.62430884481327,1.9194641769420751E-2,-2.9778913580340086E-3,1.6216750411386743E-2,9.5973208847103728E-4,-1.488945679017003E-4,8.10837520569337E-4,null,-2.5200062514179482E-2,"C-Ret-HVAC-ER-All-All-C",null,null,-0.17104299486785299,0,0,-0.17104299486785299,0,9999,0,null,28.680931376385491,28.680931376385491]
["All Btype_RETRO_OTHER_Lamp_from_CFL_to_LEDScrew","Xlarge Ret_RETRO_OTHER_Lamp_from_CFL_to_LEDScrew","No",3.3333333333333335,null,0.78423547895845969,null,-1.0656692795669479E-2,null,0.18738629529317916,null,0,-0.95273144264985965,"C-Ret-Lgt-LPD Int-All-All-C",0.8728063373692726,null,1.3133780129878129E-4,1.3805335944032311E-4,null,null,1.2462555267442007E-4,1.3179558740975236E-4,null,null,-1.0763259617845338E-2,null,"n/a","n/a",null,null,"n/a","n/a",null,null,6.4624340614338457E-2,2.8251531864828129E-2,0,0.76956025903337333," (na) "," (na) "," (na) "," (na) ",0,0,0,0,0,0,0,-0.95273144264985965,6.4624340614338457E-2,2.8251531864828129E-2,0,-0.18317118361648632,-9.0295311137319728E-2,6.0036170850383555E-2,5.9087264387196296E-3,0,0,6.5944897289103188E-2,6.4624340614338457E-2,1.0204343543347774,6.0036170850383555E-2,1.2545490018499321E-2,0,0,7.2581660868882875E-2,2.8251531864828129E-2,2.5691230201659874,6.0036170850383555E-2,1.8454216457218953E-2,0,0,7.8490387307602508E-2,9.2875872479166593E-2,6.1359985884289783,0.84511063220654037,5.3282187468496049,2.3293133868509832,0,-15.102299306268669,-7.4447671725680786,6.0036170850383555E-2,-7.2331274977288695E-2,1.8454216457218953E-2,0,0,0,0,0,0,0,0,0.86243613151253995,null,0,-0.95273144264985965,6.1591123303138123E-3,-9.02953111373197E-2,1.1031854799364822,-3.0026521660119272,8.1170989375342322E-3,-1.2593013752879071E-3,6.8577975622463247E-3,4.0585494687671173E-4,-6.2965068764395211E-5,3.4288987811231651E-4,null,-1.0656692795669479E-2,"C-Ret-HVAC-ER-All-All-C",null,null,-7.2331274977288695E-2,0,0,-7.2331274977288695E-2,0,9999,0,null,12.128695101444292,12.128695101444292]
["All Btype_NR_LINEAR_Fixture_from_LFTube_to_LEDPanel","Large Ret_NR_LINEAR_Fixture_from_LFTube_to_LEDPanel","No",12.272727272727273,null,13.441712587462076,null,-0.26294857386427817,null,1.7538228425488984,null,0,-0.59175698769471841,"C-Ret-Lgt-LPD Int-All-All-C",14.959807667735801,null,2.2511159266500537E-3,2.366219877982224E-3,null,null,2.1360687000898915E-3,2.2589623318374054E-3,null,null,-0.2655780569928316,null,"n/a","n/a",null,null,"n/a","n/a",null,null,0.6048448984850221,0.26441731954843339,0,1.675684189014587," (na) "," (na) "," (na) "," (na) ",0,0,0,0,0,0,0,-0.59175698769471841,0.6048448984850221,0.26441731954843339,0,1.0839272013198686,1.9531894193533241,1.029013574461568,0.10127494187420535,0,0,1.1302885163357734,0.6048448984850221,1.8687245592495694,1.029013574461568,0.21502836280947504,0,0,1.2440419372710432,0.26441731954843339,4.7048428574784475,1.029013574461568,0.3163033046836804,0,0,1.3453168791452486,0.86926221803345549,2.6599328029784877,1.5476536898023456,2.9095231984746492,1.2719431497754501,0,5.2140827269884875,9.3955490752385877,1.029013574461568,-1.7847380951801319,0.3163033046836804,0,0,0,0,0,0,0,0,2.5449464070480428,null,0,-0.59175698769471841,-0.43942121603488338,1.9531894193533244,0.44739376872450992,16.459252677762215,0.13912621130994299,-3.1072632668161404E-2,0.10805357864178158,6.9563105654971459E-3,-1.5536316334080651E-3,5.4026789320890806E-3,null,-0.26294857386427817,"C-Ret-HVAC-ER-All-All-C",null,null,-1.7847380951801319,0,0,-1.7847380951801319,0,9999,0,null,207.8845423202396,207.8845423202396]
["All Btype_NR_LINEAR_Fixture_from_LFTube_to_LEDPanel_RDX","Large Ret_NR_LINEAR_Fixture_from_LFTube_to_LEDPanel_RDX","No",12.272727272727273,null,4.0450683791221911,null,-7.9130166974838836E-2,null,1.0859785712946237,null,0,-0.14793924692367957,"C-Ret-Lgt-LPD Int-All-All-C",4.5019148089025833,null,6.7743732752656384E-4,7.1207602038777552E-4,null,null,6.4281570507807441E-4,6.7979857765050578E-4,null,null,-7.9921467859122602E-2,null,"n/a","n/a",null,null,"n/a","n/a",null,null,0.37452391585742068,0.16372893312954756,0,1.0375946061247145," (na) "," (na) "," (na) "," (na) ",0,0,0,0,0,0,0,-0.14793924692367957,0.37452391585742068,0.16372893312954756,0,0.889655359201035,1.4279082081880032,0.30966517433385282,3.047707368441319E-2,0,0,0.34014224801826604,0.37452391585742068,0.90819900576858337,0.30966517433385282,6.4709346026810791E-2,0,0,0.3743745203606636,0.16372893312954756,2.2865507836934755,0.30966517433385282,9.5186419711223977E-2,0,0,0.40485159404507681,0.53825284898696824,7.082317382794316,0.752158757370328,5.9866806968090405,2.6171702312568867,0,14.220941147505147,22.824792075571075,0.30966517433385282,-0.53708837968771184,9.5186419711223977E-2,0,0,0,0,0,0,0,0,1.5758474551116828,null,0,-0.14793924692367957,-0.13223678564263502,1.4279082081880032,0.26162216185861564,29.888495678094706,4.1867807722794068E-2,-9.3508117395173229E-3,3.2516995983276745E-2,2.0933903861397006E-3,-4.6754058697586712E-4,1.6258497991638336E-3,null,-7.9130166974838836E-2,"C-Ret-HVAC-ER-All-All-C",null,null,-0.53708837968771184,0,0,-0.53708837968771184,0,9999,0,null,62.559527528676384,62.559527528676384]
["All Btype_NR_LINEAR_Fixture_from_LEDTube_to_LEDPanel_CONTR","Large Ret_NR_LINEAR_Fixture_from_LEDTube_to_LEDPanel_CONTR","No",12.272727272727273,null,11.250712779435148,null,-0.22008794348634761,null,2.4178431278672332,null,0,-0.16497945305621026,"C-Ret-Lgt-LPD Int-All-All-C",12.521358287505635,null,1.884183920698878E-3,1.9805259223441341E-3,null,null,1.7878893976850231E-3,1.890751361457603E-3,null,null,-0.22228882073656644,null,"n/a","n/a",null,null,"n/a","n/a",null,null,0.83384709432919313,0.36452917789011458,0,2.3101201572881989," (na) "," (na) "," (na) "," (na) ",0,0,0,0,0,0,0,-0.16497945305621026,0.83384709432919313,0.36452917789011458,0,2.1451407042319888,3.3435169764512964,0.86128431158435315,8.4767121404119128E-2,0,0,0.94605143298847227,0.83384709432919313,1.1345622469903123,0.86128431158435315,0.17997872917310684,0,0,1.0412630407574599,0.36452917789011458,2.8564600693537439,0.86128431158435315,0.26474585057722599,0,0,1.1260301621615789,1.1983762722193076,5.3657120680731181,0.93962988776158851,4.7922425332934209,2.0950030800513053,0,12.328440780847886,19.215686394192613,0.86128431158435315,-1.4938256985287228,0.26474585057722599,0,0,0,0,0,0,0,0,3.5084964295075065,null,0,-0.16497945305621026,-0.36779553636714368,3.3435169764512964,0.25808206312467191,26.27938999671623,0.11644863207380253,-2.6007792026178259E-2,9.0440840047624274E-2,5.822431603690119E-3,-1.3003896013089136E-3,4.522042002381205E-3,null,-0.22008794348634761,"C-Ret-HVAC-ER-All-All-C",null,null,-1.4938256985287228,0,0,-1.4938256985287228,0,9999,0,null,173.99935177240289,173.99935177240289]
["All Btype_RETRO_LINEAR_Fixture_from_LFTube_to_LEDPanel","Large Ret_RETRO_LINEAR_Fixture_from_LFTube_to_LEDPanel","No",12.272727272727273,null,1.4935236208291198,null,-2.9216508207142017E-2,null,1.0486030738729766,null,0,-6.5750776410524264E-2,"C-Ret-Lgt-LPD Int-All-All-C",1.6622008519706448,null,2.5012399185000603E-4,2.6291331977580272E-4,null,null,2.3734096667665463E-4,2.5099581464860064E-4,null,null,-2.9508672999203515E-2,null,"n/a","n/a",null,null,"n/a","n/a",null,null,0.3616341425032496,0.15809396897851716,0,1.0018843116944129," (na) "," (na) "," (na) "," (na) ",0,0,0,0,0,0,0,-6.5750776410524264E-2,0.3616341425032496,0.15809396897851716,0,0.93613353528388865,1.4558616467656555,0.1143348416068409,1.1252771319356151E-2,0,0,0.12558761292619705,0.3616341425032496,0.34727808623619805,0.1143348416068409,2.3892040312163892E-2,0,0,0.13822688191900478,0.15809396897851716,0.87433368149412427,0.1143348416068409,3.5144811631520043E-2,0,0,0.14947965323836093,0.51972811148176679,20.979191862826681,0.28761125276096405,15.656321755349524,6.8444036527487695,0,40.528274606277549,63.029000014375839,0.1143348416068409,-0.19830423279779258,3.5144811631520043E-2,0,0,0,0,0,0,0,0,1.5216124231761796,null,0,-6.5750776410524264E-2,-4.8824579559431647E-2,1.4558616467656553,0.1251400344902191,70.09270361689947,1.5458467923327028E-2,-3.4525147409068071E-3,1.2005953182420221E-2,7.7292339616634963E-4,-1.7262573704534054E-4,6.0029765912100914E-4,null,-2.9216508207142017E-2,"C-Ret-HVAC-ER-All-All-C",null,null,-0.19830423279779258,0,0,-0.19830423279779258,0,9999,0,null,23.098282480026626,23.098282480026626]
["All Btype_RETRO_LINEAR_Lamp_from_LFTube_to_LEDTube_RDX","Large Ret_RETRO_LINEAR_Lamp_from_LFTube_to_LEDTube_RDX","No",11.590909090909092,null,6.7658592582620303,null,-0.13235464092468957,null,1.3810933502794411,null,0,-0.28744141737069806,"C-Ret-Lgt-LPD Int-All-All-C",7.5299893932399664,null,1.1330947180014123E-3,1.1910320626452578E-3,null,null,1.075185925658575E-3,1.1370441904243265E-3,null,null,-0.13367818602015322,null,"n/a","n/a",null,null,"n/a","n/a",null,null,0.47630082524986683,0.20822228612116714,0,1.4139407808822997," (na) "," (na) "," (na) "," (na) ",0,0,0,0,0,0,0,-0.28744141737069806,0.47630082524986683,0.20822228612116714,0,1.1264993635116016,1.8110224748826356,0.51795193315933141,5.0976540277217437E-2,0,0,0.56892847343654884,0.47630082524986683,1.1944729953765871,0.51795193315933141,0.10823409813571261,0,0,0.62618603129504402,0.20822228612116714,3.0072959189904322,0.51795193315933141,0.15921063841293004,0,0,0.67716257157226145,0.68452311137103394,5.0202709901980356,0.98924720045751258,4.5518797643321838,1.9899247711374648,0,10.765653522879296,17.307458058348946,0.51795193315933141,-0.89834436544274976,0.15921063841293004,0,0,0,0,0,0,0,0,2.0984638922533336,null,0,-0.28744141737069806,-0.22118179387048831,1.8110224748826356,0.32187711257994783,24.371161660872577,7.0028901357131676E-2,-1.5640347764357913E-2,5.4388553592773767E-2,3.5014450678565829E-3,-7.8201738821789596E-4,2.7194276796386869E-3,null,-0.13235464092468957,"C-Ret-HVAC-ER-All-All-C",null,null,-0.89834436544274976,0,0,-0.89834436544274976,0,9999,0,null,104.63827032121661,104.63827032121661]
["All Btype_RETRO_LINEAR_Fixture_from_LEDTube_to_LEDPanel_CONTR","Large Ret_RETRO_LINEAR_Fixture_from_LEDTube_to_LEDPanel_CONTR","No",12.272727272727273,null,0,null,0,null,0,null,0,0,"C-Ret-Lgt-LPD Int-All-All-C",0,null,null,null,null,null,0,0,null,null,0,null,"n/a","n/a",null,null,"n/a","n/a",null,null,0,0,0,0," (na) "," (na) "," (na) "," (na) ",0,0,0,0,0,0,0,0,0,0,0,0,0,0,0,0,0,0,0,9999,0,0,0,0,0,0,9999,0,0,0,0,0,0,9999,9999,9999,9999,9999,9999,9999,0,0,0,0,0,0,0,0,0,0,0,0,null,0,0,0,0,9999,9999,0,0,0,0,0,0,null,0,"C-Ret-HVAC-ER-All-All-C",null,null,0,0,0,0,0,9999,9999,null,0,0]
["All Btype_NR_HIGHBAY_Fixture_from_LFTube_to_LEDPanel_CONTR","Large Ret_NR_HIGHBAY_Fixture_from_LFTube_to_LEDPanel_CONTR","No",12.5,null,12.227585634996002,null,-0.23919766053654312,null,3.6657545884139062,null,0,-0.91970047583921899,"C-Ret-Lgt-LPD Int-All-All-C",13.608558295684166,null,2.0477831666399311E-3,2.1524903170631097E-3,null,null,1.9431276173057386E-3,2.0549208427902686E-3,null,null,-0.24158963476757639,null,"n/a","n/a",null,null,"n/a","n/a",null,null,1.2642171763927146,0.55267212792260734,0,3.4251008443403648," (na) "," (na) "," (na) "," (na) ",0,0,0,0,0,0,0,-0.91970047583921899,1.2642171763927146,0.55267212792260734,0,2.5054003685011459,4.3222896728164679,0.93606759699939635,9.2127250630338067E-2,0,0,1.0281948476297345,1.2642171763927146,0.81330555131639626,0.93606759699939635,0.19560585774303321,0,0,1.1316734547424296,0.55267212792260734,2.0476398167502703,0.93606759699939635,0.28773310837337129,0,0,1.2238007053727677,1.816889304315322,8.0861825781496695,0.67356921660890379,6.6851842433579671,2.9225318800633131,0,13.248564708318911,22.856280831740193,0.93606759699939635,-1.623531060708026,0.28773310837337129,0,0,0,0,0,0,0,0,5.2419901486556864,null,0,-0.91970047583921899,-0.39973035533525825,4.322289672816467,0.31221244765634387,29.919984434263814,0.1265595921498627,-2.8265987267806398E-2,9.829360488205631E-2,6.3279796074931366E-3,-1.4132993633903218E-3,4.9146802441028146E-3,null,-0.23919766053654312,"C-Ret-HVAC-ER-All-All-C",null,null,-1.623531060708026,0,0,-1.623531060708026,0,9999,0,null,189.10730510513179,189.10730510513179]
["All Btype_NR_HIGHBAY_Fixture_from_HID_to_LEDPanel","Large Ret_NR_HIGHBAY_Fixture_from_HID_to_LEDPanel","No",12.5,null,0,null,0,null,0,null,0,0,"C-Ret-Lgt-LPD Int-All-All-C",0,null,null,null,null,null,0,0,null,null,0,null,"n/a","n/a",null,null,"n/a","n/a",null,null,0,0,0,0," (na) "," (na) "," (na) "," (na) ",0,0,0,0,0,0,0,0,0,0,0,0,0,0,0,0,0,0,0,9999,0,0,0,0,0,0,9999,0,0,0,0,0,0,9999,9999,9999,9999,9999,9999,9999,0,0,0,0,0,0,0,0,0,0,0,0,null,0,0,0,0,9999,9999,0,0,0,0,0,0,null,0,"C-Ret-HVAC-ER-All-All-C",null,null,0,0,0,0,0,9999,9999,null,0,0]
["All Btype_RETRO_HIGHBAY_Fixture_from_LFTube_to_LEDPanel_CONTR","Large Ret_RETRO_HIGHBAY_Fixture_from_LFTube_to_LEDPanel_CONTR","No",12.5,null,1.358620626110667,null,-2.6577517837393684E-2,null,0.71020819218250841,null,0,-0.10218894175991323,"C-Ret-Lgt-LPD Int-All-All-C",1.5120620328537964,null,2.2753146295999236E-4,2.3916559078478999E-4,null,null,2.1590306858952654E-4,2.2832453808780765E-4,null,null,-2.6843292751952935E-2,null,"n/a","n/a",null,null,"n/a","n/a",null,null,0.24493112501577172,0.10707543655054298,0,0.66358361424141588," (na) "," (na) "," (na) "," (na) ",0,0,0,0,0,0,0,-0.10218894175991323,0.24493112501577172,0.10707543655054298,0,0.56139467248150265,0.91340123404781737,0.1040075107777107,1.0236361181148672E-2,0,0,0.11424387195885938,0.24493112501577172,0.46643264285624353,0.1040075107777107,2.1733984193670362E-2,0,0,0.12574149497138107,0.10707543655054298,1.1743262415934874,0.1040075107777107,3.1970345374819034E-2,0,0,0.13597785615252975,0.35200656156631471,15.231172291954479,0.3862935268805005,11.656768753150239,5.0959370840758549,0,26.717910498088003,43.470616335314098,0.1040075107777107,-0.18039234007866964,3.1970345374819034E-2,0,0,0,0,0,0,0,0,1.0155901758077306,null,0,-0.10218894175991323,-4.4414483926139892E-2,0.91340123404781737,0.1991390298343334,50.534319937837743,1.4062176905540293E-2,-3.1406652519784931E-3,1.09215116535618E-2,7.031088452770153E-4,-1.5703326259892467E-4,5.460755826780906E-4,null,-2.6577517837393684E-2,"C-Ret-HVAC-ER-All-All-C",null,null,-0.18039234007866964,0,0,-0.18039234007866964,0,9999,0,null,21.011922789459057,21.011922789459057]
["All Btype_RETRO_HIGHBAY_Fixture_from_HID_to_LEDPanel","Large Ret_RETRO_HIGHBAY_Fixture_from_HID_to_LEDPanel","No",12.5,null,0,null,0,null,0,null,0,0,"C-Ret-Lgt-LPD Int-All-All-C",0,null,null,null,null,null,0,0,null,null,0,null,"n/a","n/a",null,null,"n/a","n/a",null,null,0,0,0,0," (na) "," (na) "," (na) "," (na) ",0,0,0,0,0,0,0,0,0,0,0,0,0,0,0,0,0,0,0,9999,0,0,0,0,0,0,9999,0,0,0,0,0,0,9999,9999,9999,9999,9999,9999,9999,0,0,0,0,0,0,0,0,0,0,0,0,null,0,0,0,0,9999,9999,0,0,0,0,0,0,null,0,"C-Ret-HVAC-ER-All-All-C",null,null,0,0,0,0,0,9999,9999,null,0,0]
["All Btype_NR_CAN_Lamp_from_CFL_to_LEDScrew","Large Ret_NR_CAN_Lamp_from_CFL_to_LEDScrew","No",10.681818181818182,null,0.81372358432715686,null,-1.5918169253085753E-2,null,2.607606090408293E-3,null,0,-0.44803357104527075,"C-Ret-Lgt-LPD Int-All-All-C",0.90562480316604266,null,1.3627624520689812E-4,1.4324431562491891E-4,null,null,1.2931160874749667E-4,1.3675124457261068E-4,null,null,-1.6077350787609124E-2,null,"n/a","n/a",null,null,"n/a","n/a",null,null,8.9929108161787184E-4,3.9313903099919668E-4,0,2.9431726098938203E-3," (na) "," (na) "," (na) "," (na) ",0,0,0,0,0,0,0,-0.44803357104527075,8.9929108161787184E-4,3.9313903099919668E-4,0,-0.44509039843537695,-0.44379796832275986,6.2293596049152175E-2,6.1309009672823687E-3,0,0,6.8424497016434549E-2,8.9929108161787184E-4,76.087151774412447,6.2293596049152175E-2,1.3017214062480043E-2,0,0,7.5310810111632223E-2,3.9313903099919668E-4,191.56279120957112,6.2293596049152175E-2,1.9148115029762412E-2,0,0,8.1441711078914597E-2,1.2924301126170685E-3,-1.4188354066710513,63.014402313794434,7.1458811769116518E-2,3.1239326831445088E-2,0,-35.367448484882864,-35.264750346282298,6.2293596049152175E-2,-0.10804303919203244,1.9148115029762412E-2,0,0,0,0,0,0,0,0,4.2356027225108886E-3,null,0,-0.44803357104527075,-2.6601328113117842E-2,-0.44379796832275986,4.715725743522758,-28.201046743758663,8.4223106694441777E-3,-1.8810500421502685E-3,6.5412606272939097E-3,4.2111553347220978E-4,-9.405250210751335E-5,3.2706303136469643E-4,null,-1.5918169253085753E-2,"C-Ret-HVAC-ER-All-All-C",null,null,-0.10804303919203244,0,0,-0.10804303919203244,0,9999,0,null,12.584747204074455,12.584747204074455]
["All Btype_NR_CAN_Lamp_from_Inc/Hal_to_LEDScrew","Large Ret_NR_CAN_Lamp_from_Inc/Hal_to_LEDScrew","No",10.681818181818182,null,1.4725890347786985,null,-2.8806983043545537E-2,null,1.6818569157826351E-2,null,0,-0.82018543324598603,"C-Ret-Lgt-LPD Int-All-All-C",1.6389019323664502,null,2.4661802638844074E-4,2.5922808745681671E-4,null,null,2.3401417972739681E-4,2.4747762892540483E-4,null,null,-2.9095052588036109E-2,null,"n/a","n/a",null,null,"n/a","n/a",null,null,5.8002584457986263E-3,2.5356728555828499E-3,0,1.8982910135467927E-2," (na) "," (na) "," (na) "," (na) ",0,0,0,0,0,0,0,-0.82018543324598603,5.8002584457986263E-3,2.5356728555828499E-3,0,-0.80120252311051809,-0.79286659180913666,0.11273222043178985,1.1095042237468582E-2,0,0,0.12382726266925843,5.8002584457986263E-3,21.348576761946148,0.11273222043178985,2.355714773540139E-2,0,0,0.13628936816719123,2.5356728555828499E-3,53.748798023025628,0.11273222043178985,3.4652189972869972E-2,0,0,0.1473844104046598,8.3359313013814766E-3,-1.1555134144786738,17.680617207130108,0.25468196392312048,0.11133816686981604,0,-35.179782761878393,-34.81376263108546,0.11273222043178985,-0.19552462023072542,3.4652189972869972E-2,0,0,0,0,0,0,0,0,2.7318841436849404E-2,null,0,-0.82018543324598603,-4.8140209826065594E-2,-0.79286659180913666,4.3419261054830116,-27.750059028561832,1.5241787971007956E-2,-3.4041211528002277E-3,1.1837666818207727E-2,7.6208939855039904E-4,-1.7020605764001123E-4,5.9188334091038778E-4,null,-2.8806983043545537E-2,"C-Ret-HVAC-ER-All-All-C",null,null,-0.19552462023072542,0,0,-0.19552462023072542,0,9999,0,null,22.774515935292222,22.774515935292222]
["All Btype_RETRO_CAN_Lamp_from_Inc/Hal_to_LEDScrew","Large Ret_RETRO_CAN_Lamp_from_Inc/Hal_to_LEDScrew","No",10.681818181818182,null,1.4725890347786985,null,-2.8806983043545537E-2,null,6.3941783167167199E-2,null,0,-0.82018543324598603,"C-Ret-Lgt-LPD Int-All-All-C",1.6389019323664502,null,2.4661802638844074E-4,2.5922808745681671E-4,null,null,2.3401417972739681E-4,2.4747762892540483E-4,null,null,-2.9095052588036109E-2,null,"n/a","n/a",null,null,"n/a","n/a",null,null,2.2051749133617661E-2,9.640263829405615E-3,0,7.217029655576146E-2," (na) "," (na) "," (na) "," (na) ",0,0,0,0,0,0,0,-0.82018543324598603,2.2051749133617661E-2,9.640263829405615E-3,0,-0.74801513669022457,-0.71632312372720131,0.11273222043178985,1.1095042237468582E-2,0,0,0.12382726266925843,2.2051749133617661E-2,5.6153034355213602,0.11273222043178985,2.355714773540139E-2,0,0,0.13628936816719123,9.640263829405615E-3,14.137514343898859,0.11273222043178985,3.4652189972869972E-2,0,0,0.1473844104046598,3.1692012963023278E-2,-0.12997760383830925,4.6505222175890459,0.96826422990819605,0.4232917115251047,0,-32.844392338151657,-31.45283639671835,0.11273222043178985,-0.19552462023072542,3.4652189972869972E-2,0,0,0,0,0,0,0,0,0.10386230951878474,null,0,-0.82018543324598603,-4.8140209826065594E-2,-0.71632312372720131,3.2318372898248708,-24.389132794194726,1.5241787971007956E-2,-3.4041211528002277E-3,1.1837666818207727E-2,7.6208939855039904E-4,-1.7020605764001123E-4,5.9188334091038778E-4,null,-2.8806983043545537E-2,"C-Ret-HVAC-ER-All-All-C",null,null,-0.19552462023072542,0,0,-0.19552462023072542,0,9999,0,null,22.774515935292222,22.774515935292222]
["All Btype_NEW_DISP_Fixture_from_CFL_to_LEDPanel","Large Ret_NEW_DISP_Fixture_from_CFL_to_LEDPanel","No",7.2727272727272725,null,5.6255941069460351E-2,null,-1.1004862199929259E-3,null,-5.8837480368194974E-3,null,0,-0.1424209547423855,"C-Ret-Lgt-LPD Int-All-All-C",6.2609437085539135E-2,null,9.4213177142526322E-6,9.9030480786590636E-6,null,null,8.9398247530350069E-6,9.4541563056861757E-6,null,null,-1.1114910712691705E-3,null,"n/a","n/a",null,null,"n/a","n/a",null,null,-2.0291416542787531E-3,-8.8707071606680373E-4,0,-1.0349059345151851E-2," (na) "," (na) "," (na) "," (na) ",0,0,0,0,0,0,0,-0.1424209547423855,-2.0291416542787531E-3,-8.8707071606680373E-4,0,-0.15277001408753735,-0.15568622645788291,4.3066035393868321E-3,4.2385351753485354E-4,0,0,4.7304570569216857E-3,-2.0291416542787531E-3,9999,4.3066035393868321E-3,8.9993167371809788E-4,0,0,5.2065352131049295E-3,-8.8707071606680373E-4,9999,4.3066035393868321E-3,1.3237851912529515E-3,0,0,5.6303887306397831E-3,-2.9162123703455568E-3,-4.8733726321079862,9999,-2.3322568612290127,-1.0195822256073626,0,-175.59095137315899,-178.94279045999534,4.3066035393868321E-3,-7.4694441242945334E-3,1.3237851912529515E-3,0,0,0,0,0,0,0,0,-1.3265271715497406E-2,null,0,-0.1424209547423855,-1.8390553936547503E-3,-0.15568622645788291,21.59687019598109,-171.87908685747172,5.8226776489551501E-4,-1.3004445533849291E-4,4.5222330955702213E-4,2.9113388244775688E-5,-6.5022227669246457E-6,2.2611165477851044E-5,null,-1.1004862199929259E-3,"C-Ret-HVAC-ER-All-All-C",null,null,-7.4694441242945334E-3,0,0,-7.4694441242945334E-3,0,9999,0,null,0.87003352332704509,0.87003352332704509]
["All Btype_RETRO_DISP_Lamp_from_CFL_to_LEDScrew","Large Ret_RETRO_DISP_Lamp_from_CFL_to_LEDScrew","No",7.2727272727272725,null,9.6479251044273462E-2,null,-1.8873399728282165E-3,null,3.2853730775919444E-2,null,0,-0.14744822387693518,"C-Ret-Lgt-LPD Int-All-All-C",0.10737553196129157,null,1.6157612149780357E-5,1.6983782397396182E-5,null,null,1.5331849049950456E-5,1.6213930516278666E-5,null,null,-1.9062133538223186E-3,null,"n/a","n/a",null,null,"n/a","n/a",null,null,1.1330341340026881E-2,4.9532342823800837E-3,0,5.7787180447214453E-2," (na) "," (na) "," (na) "," (na) ",0,0,0,0,0,0,0,-0.14744822387693518,1.1330341340026881E-2,4.9532342823800837E-3,0,-8.9661043429720727E-2,-7.3377467807313759E-2,7.3858489632523507E-3,7.2691113412807367E-4,0,0,8.112760097380425E-3,1.1330341340026881E-2,0.71602080236721077,7.3858489632523507E-3,1.5433878132824635E-3,0,0,8.929236776534814E-3,4.9532342823800837E-3,1.8027083451914205,7.3858489632523507E-3,2.2702989474105372E-3,0,0,9.6561479106628875E-3,1.6283575622406964E-2,9.3915695835997379,0.59299923644384189,7.5934909135608191,3.3196122153105301,0,-60.090009484423092,-49.17690635555175,7.3858489632523507E-3,-1.2810138113931628E-2,2.2702989474105372E-3,0,0,0,0,0,0,0,0,7.4070756069621421E-2,null,0,-0.14744822387693518,-3.1539902032687393E-3,-7.3377467807313759E-2,1.8082729610918145,-42.113202753028105,9.9859244724001127E-4,-2.2302696239721143E-4,7.7556548484279978E-4,4.9929622362000568E-5,-1.1151348119860563E-5,3.8778274242140004E-5,null,-1.8873399728282165E-3,"C-Ret-HVAC-ER-All-All-C",null,null,-1.2810138113931628E-2,0,0,-1.2810138113931628E-2,0,9999,0,null,1.4921123194857078,1.4921123194857078]
["All Btype_RETRO_DISP_Lamp_from_Inc/Hal_to_LEDScrew","Large Ret_RETRO_DISP_Lamp_from_Inc/Hal_to_LEDScrew","No",7.2727272727272725,null,0.98503119689933838,null,-1.9269311611237776E-2,null,5.5220034442349381E-2,null,0,-0.64574972999625857,"C-Ret-Lgt-LPD Int-All-All-C",1.0962797453412869,null,1.6496554298115189E-4,1.7340055319363989E-4,null,null,1.5653468965490155E-4,1.6554054068644903E-4,null,null,-1.946200453607844E-2,null,"n/a","n/a",null,null,"n/a","n/a",null,null,1.9043859685440846E-2,8.3253183493709106E-3,0,9.7127784859073946E-2," (na) "," (na) "," (na) "," (na) ",0,0,0,0,0,0,0,-0.64574972999625857,1.9043859685440846E-2,8.3253183493709106E-3,0,-0.54862194513718465,-0.52125276710237289,7.540783708044782E-2,7.4215972526678522E-3,0,0,8.2829434333115667E-2,1.9043859685440846E-2,4.3494037291421188,7.540783708044782E-2,1.5757638337178137E-2,0,0,9.1165475417625957E-2,8.3253183493709106E-3,10.950389113290152,7.540783708044782E-2,2.3179235589845991E-2,0,0,9.8587072670293804E-2,2.7369178034811759E-2,0.27503659290496635,3.602120332035462,1.2500788143133261,0.54649132386325117,0,-36.012692910548843,-34.216122772372266,7.540783708044782E-2,-0.13078859487644068,2.3179235589845991E-2,0,0,0,0,0,0,0,0,0.1244969628938857,null,0,-0.64574972999625857,-3.2201522206146874E-2,-0.52125276710237289,2.9157027493745358,-27.152419169848638,1.0195401631673965E-2,-2.2770545307211798E-3,7.9183471009527853E-3,5.0977008158369823E-4,-1.1385272653605886E-4,3.9591735504763937E-4,null,-1.9269311611237776E-2,"C-Ret-HVAC-ER-All-All-C",null,null,-0.13078859487644068,0,0,-0.13078859487644068,0,9999,0,null,15.234127214532247,15.234127214532247]
["All Btype_NR_OTHER_Lamp_from_Inc/Hal_to_LEDScrew","Large Ret_NR_OTHER_Lamp_from_Inc/Hal_to_LEDScrew","No",4.5454545454545459,null,2.1020356619795852,null,-4.112030189106624E-2,null,-1.1806560713810057E-2,null,0,-3.8042122464344064,"C-Ret-Lgt-LPD Int-All-All-C",2.3394377025490032,null,3.5203296650475888E-4,3.7003309922301601E-4,null,null,3.340417044934822E-4,3.532599994006668E-4,null,null,-4.1531504501807127E-2,null,"n/a","n/a",null,null,"n/a","n/a",null,null,-4.0717556204383802E-3,-1.7800310620281208E-3,0,-3.482631312508648E-2," (na) "," (na) "," (na) "," (na) ",0,0,0,0,0,0,0,-3.8042122464344064,-4.0717556204383802E-3,-1.7800310620281208E-3,0,-3.8390385595594929,-3.8448903462419595,0.16091872342196095,1.5837530976749128E-2,0,0,0.17675625439871007,-4.0717556204383802E-3,9999,0.16091872342196095,3.3626465677015549E-2,0,0,0.1945451890989765,-1.7800310620281208E-3,9999,0.16091872342196095,4.9463996653764677E-2,0,0,0.21038272007572562,-5.8517866824665012E-3,-1.7015369889777465,9999,-0.12524893222864336,-5.4754511477493065E-2,0,-118.09045659710961,-118.27046004081573,0.16091872342196095,-0.27910008482561161,4.9463996653764677E-2,0,0,0,0,0,0,0,0,-4.0678099807552978E-2,null,0,-3.8042122464344064,-6.871736474988599E-2,-3.8448903462419595,14.529816674371549,-111.20675643829209,2.1756770633705742E-2,-4.8591860267114366E-3,1.6897584606994306E-2,1.0878385316852863E-3,-2.4295930133557168E-4,8.4487923034971466E-4,null,-4.112030189106624E-2,"C-Ret-HVAC-ER-All-All-C",null,null,-0.27910008482561161,0,0,-0.27910008482561161,0,9999,0,null,32.509304055425744,32.509304055425744]
["All Btype_RETRO_OTHER_Lamp_from_CFL_to_LEDScrew","Large Ret_RETRO_OTHER_Lamp_from_CFL_to_LEDScrew","No",4.5454545454545459,null,0.88891637799127676,null,-1.7389100708449089E-2,null,0.28692577730684371,null,0,-0.99901111821523225,"C-Ret-Lgt-LPD Int-All-All-C",0.98930980415797076,null,1.488689631574737E-4,1.5648092382430982E-4,null,null,1.4126075376701312E-4,1.493878552282578E-4,null,null,-1.7562991542925281E-2,null,"n/a","n/a",null,null,"n/a","n/a",null,null,9.8952749637855913E-2,4.3258727794059419E-2,0,0.84635714043792043," (na) "," (na) "," (na) "," (na) ",0,0,0,0,0,0,0,-0.99901111821523225,9.8952749637855913E-2,4.3258727794059419E-2,0,-0.15265397777731182,-1.0442500345396483E-2,6.8049886765726417E-2,6.6974318879625223E-3,0,0,7.4747318653688943E-2,9.8952749637855913E-2,0.75538394766438299,6.8049886765726417E-2,1.4220080379659583E-2,0,0,8.2269967145385994E-2,4.3258727794059419E-2,1.9018119889481322,6.8049886765726417E-2,2.0917512267622104E-2,0,0,8.8967399033348521E-2,0.14221147743191534,8.8228865113250059,0.62559928804580656,7.1977932196033878,3.1466268369932293,0,-11.104004388076842,-0.75958433148022464,6.8049886765726417E-2,-0.11802684463811455,2.0917512267622104E-2,0,0,0,0,0,0,0,0,0.98856861786983574,null,0,-0.99901111821523225,-2.9059445604766032E-2,-1.044250034539651E-2,0.98317637665242452,6.30411927104341,9.2005811786691292E-3,-2.0548700105222544E-3,7.1457111681468748E-3,4.6002905893345635E-4,-1.027435005261129E-4,3.5728555840734347E-4,null,-1.7389100708449089E-2,"C-Ret-HVAC-ER-All-All-C",null,null,-0.11802684463811455,0,0,-0.11802684463811455,0,9999,0,null,13.747651067323716,13.747651067323716]
["All Btype_NR_LINEAR_Fixture_from_LFTube_to_LEDPanel","Medium Ret_NR_LINEAR_Fixture_from_LFTube_to_LEDPanel","No",13.846153846153847,null,4.7231522189044819,null,-7.3681212130009541E-2,null,0.78681150254724819,null,0,-0.24232663252904288,"C-Ret-Lgt-LPD Int-All-All-C",5.2565808352543737,null,7.9099765857855702E-4,8.3144291282735813E-4,null,null,7.5057233629385899E-4,7.9375473033038376E-4,null,null,-7.4418023519932611E-2,null,"n/a","n/a",null,null,"n/a","n/a",null,null,0.27134948401823511,0.11862463154548528,0,0.64820862606300422," (na) "," (na) "," (na) "," (na) ",0,0,0,0,0,0,0,-0.24232663252904288,0.27134948401823511,0.11862463154548528,0,0.40588199353396137,0.79585610909768179,0.36157503858804324,3.5586013561899103E-2,0,0,0.39716105214994235,0.27134948401823511,1.4636513999166201,0.36157503858804324,7.5556718113307553E-2,0,0,0.43713175670135079,0.11862463154548528,3.6849999111165843,0.36157503858804324,0.11114273167520666,0,0,0.4727177702632499,0.38997411556372041,3.817175425386099,1.2121772994597881,3.7147489197261541,1.6239600509315557,0,5.5564863241651041,10.895195294822814,0.36157503858804324,-0.50010412399251747,0.11114273167520666,0,0,0,0,0,0,0,0,1.0381827416267246,null,0,-0.24232663252904288,-2.7386353729267565E-2,0.79585610909768179,0.4648316375661502,16.220040179469112,4.8886201767865615E-2,-8.7069087518321063E-3,4.0179293016033513E-2,2.4443100883932835E-3,-4.3534543759160571E-4,2.0089646508016775E-3,null,-7.3681212130009541E-2,"C-Ret-HVAC-ER-All-All-C",null,null,-0.50010412399251747,0,0,-0.50010412399251747,0,9999,0,null,73.04652074257514,73.04652074257514]
["All Btype_NR_LINEAR_Fixture_from_LFTube_to_LEDPanel_RDX","Medium Ret_NR_LINEAR_Fixture_from_LFTube_to_LEDPanel_RDX","No",13.846153846153847,null,1.4213571050680105,null,-2.2173182128630075E-2,null,0.48719882686247634,null,0,-6.0581658132260713E-2,"C-Ret-Lgt-LPD Int-All-All-C",1.5818839140200576,null,2.380380919363144E-4,2.5020944420879094E-4,null,null,2.2587273786958751E-4,2.3886778857576551E-4,null,null,-2.2394913729820162E-2,null,"n/a","n/a",null,null,"n/a","n/a",null,null,0.16802137469448564,7.3453147467786806E-2,0,0.40137501950293236," (na) "," (na) "," (na) "," (na) ",0,0,0,0,0,0,0,-6.0581658132260713E-2,0.16802137469448564,7.3453147467786806E-2,0,0.34079336137067162,0.58226788353294412,0.10881022382792462,1.0709041519941497E-2,0,0,0.11951926534786611,0.16802137469448564,0.71133369528245305,0.10881022382792462,2.2737585652253232E-2,0,0,0.13154780948017786,7.3453147467786806E-2,1.7909077284655326,0.10881022382792462,3.344662717219473E-2,0,0,0.14225685100011937,0.24147452216227244,9.4634780048248945,0.58911743452802789,7.6435258061787748,3.3414857439177332,0,15.503163552539529,26.488175102636038,0.10881022382792462,-0.15049833606155749,3.344662717219473E-2,0,0,0,0,0,0,0,0,0.6428495416652048,null,0,-6.0581658132260713E-2,-8.241485061438153E-3,0.58226788353294412,0.25567410568184551,31.813019987282331,1.4711520400386542E-2,-2.6202049063889575E-3,1.2091315493997584E-2,7.3557602001932674E-4,-1.3101024531944792E-4,6.0456577469987884E-4,null,-2.2173182128630075E-2,"C-Ret-HVAC-ER-All-All-C",null,null,-0.15049833606155749,0,0,-0.15049833606155749,0,9999,0,null,21.982181908598083,21.982181908598083]
["All Btype_NR_LINEAR_Fixture_from_LEDTube_to_LEDPanel_CONTR","Medium Ret_NR_LINEAR_Fixture_from_LEDTube_to_LEDPanel_CONTR","No",13.846153846153847,null,3.9532781766225247,null,-6.1671170955447933E-2,null,1.0847086365895111,null,0,-7.3049058781358936E-2,"C-Ret-Lgt-LPD Int-All-All-C",4.3997579024635654,null,6.6206500161102759E-4,6.9591767744259778E-4,null,null,6.2822900883243848E-4,6.6437267053269674E-4,null,null,-6.2287882052839881E-2,null,"n/a","n/a",null,null,"n/a","n/a",null,null,0.37408595056858907,0.16353746981718736,0,0.89362889678921442," (na) "," (na) "," (na) "," (na) ",0,0,0,0,0,0,0,-7.3049058781358936E-2,0.37408595056858907,0.16353746981718736,0,0.8205798380078555,1.3582032583936319,0.30263828964485601,2.9785491613878057E-2,0,0,0.33242378125873406,0.37408595056858907,0.88862941993268951,0.30263828964485601,6.3240969371899727E-2,0,0,0.36587925901675572,0.16353746981718736,2.2372809083188026,0.30263828964485601,9.3026460985777784E-2,0,0,0.39566475063063378,0.53762342038577637,7.2717932154409226,0.73595147760996182,6.1185206507204981,2.6748061099920371,0,13.421339873322475,22.214666634035009,0.30263828964485601,-0.41858712736493431,9.3026460985777784E-2,0,0,0,0,0,0,0,0,1.4312523171749909,null,0,-7.3049058781358936E-2,-2.2922376734300531E-2,1.3582032583936319,0.2533808059912826,27.539511518681298,4.0917748492911091E-2,-7.287682200182265E-3,3.3630066292728827E-2,2.0458874246455576E-3,-3.6438411000911319E-4,1.6815033146364445E-3,null,-6.1671170955447933E-2,"C-Ret-HVAC-ER-All-All-C",null,null,-0.41858712736493431,0,0,-0.41858712736493431,0,9999,0,null,61.139934295153168,61.139934295153168]
["All Btype_RETRO_LINEAR_Fixture_from_LFTube_to_LEDPanel","Medium Ret_RETRO_LINEAR_Fixture_from_LFTube_to_LEDPanel","No",13.846153846153847,null,0.52479469098938691,null,-8.1868013477788375E-3,null,0.47043118615707985,null,0,-2.6925181392115877E-2,"C-Ret-Lgt-LPD Int-All-All-C",0.58406453725048602,null,8.7888628730950789E-5,9.2382545869706476E-5,null,null,8.3396926254873229E-5,8.8194970036709313E-5,null,null,-8.2686692799925129E-3,null,"n/a","n/a",null,null,"n/a","n/a",null,null,0.1622386800606597,7.0925152904762104E-2,0,0.38756112721897906," (na) "," (na) "," (na) "," (na) ",0,0,0,0,0,0,0,-2.6925181392115877E-2,0.1622386800606597,7.0925152904762104E-2,0,0.3606359458268632,0.59379977879228496,4.0175004287560379E-2,3.95400150687768E-3,0,0,4.4129005794438056E-2,0.1622386800606597,0.2720005227972675,4.0175004287560379E-2,8.3951909014786177E-3,0,0,4.8570195189038996E-2,7.0925152904762104E-2,0.68480917135644082,4.0175004287560379E-2,1.2349192408356299E-2,0,0,5.2524196695916674E-2,0.23316383296542181,27.206384983306549,0.22526734111334501,19.989290464520213,8.738628064057945,0,44.433649672105396,73.161568200683561,4.0175004287560379E-2,-5.5567124888057436E-2,1.2349192408356299E-2,0,0,0,0,0,0,0,0,0.62072496018440093,null,0,-2.6925181392115877E-2,-3.0429281921407619E-3,0.59379977879228507,0.11747790613211195,78.486413085329858,5.4318001964295155E-3,-9.674343057591259E-4,4.4643658906703895E-3,2.7159000982147587E-4,-4.8371715287956193E-5,2.2321829453351969E-4,null,-8.1868013477788375E-3,"C-Ret-HVAC-ER-All-All-C",null,null,-5.5567124888057436E-2,0,0,-5.5567124888057436E-2,0,9999,0,null,8.1162800825083607,8.1162800825083607]
["All Btype_RETRO_LINEAR_Lamp_from_LFTube_to_LEDTube_RDX","Medium Ret_RETRO_LINEAR_Lamp_from_LFTube_to_LEDTube_RDX","No",13.076923076923077,null,2.3773892620099066,null,-3.7087291370505211E-2,null,0.61959515392791609,null,0,-0.10608475875569093,"C-Ret-Lgt-LPD Int-All-All-C",2.6458894935889732,null,3.9814709596969482E-4,4.1850513413867489E-4,null,null,3.7779909051514638E-4,3.9953486254455737E-4,null,null,-3.7458163916073095E-2,null,"n/a","n/a",null,null,"n/a","n/a",null,null,0.21368119908547339,9.3414047207137307E-2,0,0.54781499035982417," (na) "," (na) "," (na) "," (na) ",0,0,0,0,0,0,0,-0.10608475875569093,0.21368119908547339,9.3414047207137307E-2,0,0.44173023160413327,0.74882547789674392,0.1819980755033582,1.7912149047658886E-2,0,0,0.19991022455101709,0.21368119908547339,0.93555364443201272,0.1819980755033582,3.8031323571644439E-2,0,0,0.22002939907500263,9.3414047207137307E-2,2.3554208992477017,0.1819980755033582,5.5943472619303325E-2,0,0,0.23794154812266152,0.3070952462926107,6.8307495174431532,0.77481351794010778,5.811636231716963,2.5406468309977996,0,12.014044425164542,20.366327487879303,0.1819980755033582,-0.25172641472530238,5.5943472619303325E-2,0,0,0,0,0,0,0,0,0.85491023665243482,null,0,-0.10608475875569093,-1.3784866602640861E-2,0.74882547789674392,0.31087557641439723,25.691172372525596,2.460677229037744E-2,-4.3826051781805575E-3,2.0224167112196881E-2,1.2303386145188725E-3,-2.191302589090276E-4,1.0112083556098449E-3,null,-3.7087291370505211E-2,"C-Ret-HVAC-ER-All-All-C",null,null,-0.25172641472530238,0,0,-0.25172641472530238,0,9999,0,null,36.767820724791719,36.767820724791719]
["All Btype_RETRO_LINEAR_Fixture_from_LEDTube_to_LEDPanel_CONTR","Medium Ret_RETRO_LINEAR_Fixture_from_LEDTube_to_LEDPanel_CONTR","No",13.846153846153847,null,0,null,0,null,0,null,0,0,"C-Ret-Lgt-LPD Int-All-All-C",0,null,null,null,null,null,0,0,null,null,0,null,"n/a","n/a",null,null,"n/a","n/a",null,null,0,0,0,0," (na) "," (na) "," (na) "," (na) ",0,0,0,0,0,0,0,0,0,0,0,0,0,0,0,0,0,0,0,9999,0,0,0,0,0,0,9999,0,0,0,0,0,0,9999,9999,9999,9999,9999,9999,9999,0,0,0,0,0,0,0,0,0,0,0,0,null,0,0,0,0,9999,9999,0,0,0,0,0,0,null,0,"C-Ret-HVAC-ER-All-All-C",null,null,0,0,0,0,0,9999,9999,null,0,0]
["All Btype_NR_HIGHBAY_Fixture_from_LFTube_to_LEDPanel_CONTR","Medium Ret_NR_HIGHBAY_Fixture_from_LFTube_to_LEDPanel_CONTR","No",14.102564102564102,null,4.2965319967967135,null,-6.7025933276565086E-2,null,1.644554857939706,null,0,-0.34699457115503146,"C-Ret-Lgt-LPD Int-All-All-C",4.7817785041993277,null,7.1955054420463579E-4,7.5634256803630865E-4,null,null,6.8277665197608701E-4,7.2205858257608062E-4,null,null,-6.7696191944015577E-2,null,"n/a","n/a",null,null,"n/a","n/a",null,null,0.56716139850131875,0.24794339361824547,0,1.3242474664893955," (na) "," (na) "," (na) "," (na) ",0,0,0,0,0,0,0,-0.34699457115503146,0.56716139850131875,0.24794339361824547,0,0.97725289533436399,1.7923576874539282,0.32891565855501204,3.2371695600910605E-2,0,0,0.36128735415592261,0.56716139850131875,0.637009773779734,0.32891565855501204,6.8732033587109956E-2,0,0,0.39764769214212198,0.24794339361824547,1.6037841796840688,0.32891565855501204,0.10110372918802056,0,0,0.43001938774303261,0.81510479211956421,10.745168129155935,0.52756331688938829,8.5353438526297793,3.731357821797769,0,14.706906208175983,26.973607882603531,0.32891565855501204,-0.45493206038619427,0.10110372918802056,0,0,0,0,0,0,0,0,2.1393522586089597,null,0,-0.34699457115503146,-2.4912672643161715E-2,1.7923576874539282,0.2995099470049703,32.29845276724982,4.4470540089053781E-2,-7.9204544574498267E-3,3.6550085631603953E-2,2.2235270044526872E-3,-3.9602272287249114E-4,1.827504281580196E-3,null,-6.7025933276565086E-2,"C-Ret-HVAC-ER-All-All-C",null,null,-0.45493206038619427,0,0,-0.45493206038619427,0,9999,0,null,66.448570589991363,66.448570589991363]
["All Btype_NR_HIGHBAY_Fixture_from_HID_to_LEDPanel","Medium Ret_NR_HIGHBAY_Fixture_from_HID_to_LEDPanel","No",14.102564102564102,null,0,null,0,null,0,null,0,0,"C-Ret-Lgt-LPD Int-All-All-C",0,null,null,null,null,null,0,0,null,null,0,null,"n/a","n/a",null,null,"n/a","n/a",null,null,0,0,0,0," (na) "," (na) "," (na) "," (na) ",0,0,0,0,0,0,0,0,0,0,0,0,0,0,0,0,0,0,0,9999,0,0,0,0,0,0,9999,0,0,0,0,0,0,9999,9999,9999,9999,9999,9999,9999,0,0,0,0,0,0,0,0,0,0,0,0,null,0,0,0,0,9999,9999,0,0,0,0,0,0,null,0,"C-Ret-HVAC-ER-All-All-C",null,null,0,0,0,0,0,9999,9999,null,0,0]
["All Btype_RETRO_HIGHBAY_Fixture_from_LFTube_to_LEDPanel_CONTR","Medium Ret_RETRO_HIGHBAY_Fixture_from_LFTube_to_LEDPanel_CONTR","No",14.102564102564102,null,0.47739244408852372,null,-7.447325919618341E-3,null,0.31861825565024499,null,0,-3.8554952350559064E-2,"C-Ret-Lgt-LPD Int-All-All-C",0.53130872268881424,null,7.995006046718175E-5,8.4038063115145404E-5,null,null,7.5864072441787436E-5,8.02287313973423E-5,null,null,-7.5217991048906179E-3,null,"n/a","n/a",null,null,"n/a","n/a",null,null,0.10988260719319154,4.8036884384396621E-2,0,0.25656147363226273," (na) "," (na) "," (na) "," (na) ",0,0,0,0,0,0,0,-3.8554952350559064E-2,0.10988260719319154,4.8036884384396621E-2,0,0.21800652128170367,0.37592601285929184,3.6546184283890233E-2,3.5968550667678442E-3,0,0,4.0143039350658077E-2,0.10988260719319154,0.36532660059730898,3.6546184283890233E-2,7.6368926207899942E-3,0,0,4.4183076904680228E-2,4.8036884384396621E-2,0.91977399181683417,3.6546184283890233E-2,1.1233747687557839E-2,0,0,4.7779931971448072E-2,0.15791949157758817,19.867571014524113,0.30255880065300927,14.882840307292932,6.5062642525027936,0,29.527477778895388,50.916582338691114,3.6546184283890233E-2,-5.0548006709577133E-2,1.1233747687557839E-2,0,0,0,0,0,0,0,0,0.41448096520985089,null,0,-3.8554952350559064E-2,-2.7680747381290602E-3,0.37592601285929184,0.18565485063361967,56.241427223337404,4.9411711210059685E-3,-8.8005049527220319E-4,4.0611206257337657E-3,2.4705855605029861E-4,-4.4002524763610119E-5,2.0305603128668848E-4,null,-7.447325919618341E-3,"C-Ret-HVAC-ER-All-All-C",null,null,-5.0548006709577133E-2,0,0,-5.0548006709577133E-2,0,9999,0,null,7.383174509999046,7.383174509999046]
["All Btype_RETRO_HIGHBAY_Fixture_from_HID_to_LEDPanel","Medium Ret_RETRO_HIGHBAY_Fixture_from_HID_to_LEDPanel","No",14.102564102564102,null,0,null,0,null,0,null,0,0,"C-Ret-Lgt-LPD Int-All-All-C",0,null,null,null,null,null,0,0,null,null,0,null,"n/a","n/a",null,null,"n/a","n/a",null,null,0,0,0,0," (na) "," (na) "," (na) "," (na) ",0,0,0,0,0,0,0,0,0,0,0,0,0,0,0,0,0,0,0,9999,0,0,0,0,0,0,9999,0,0,0,0,0,0,9999,9999,9999,9999,9999,9999,9999,0,0,0,0,0,0,0,0,0,0,0,0,null,0,0,0,0,9999,9999,0,0,0,0,0,0,null,0,"C-Ret-HVAC-ER-All-All-C",null,null,0,0,0,0,0,9999,9999,null,0,0]
["All Btype_NR_CAN_Lamp_from_CFL_to_LEDScrew","Medium Ret_NR_CAN_Lamp_from_CFL_to_LEDScrew","No",12.051282051282051,null,0.28592638980204371,null,-4.4604539519708065E-3,null,1.1698413410237592E-3,null,0,-0.17359504483800661,"C-Ret-Lgt-LPD Int-All-All-C",0.31821866229742407,null,4.7884779989516203E-5,5.033322225773253E-5,null,null,4.5437544346509802E-5,4.8051685381485098E-5,null,null,-4.5050584472150004E-3,null,"n/a","n/a",null,null,"n/a","n/a",null,null,4.0344586122892276E-4,1.763726096992164E-4,0,1.1426777892068808E-3," (na) "," (na) "," (na) "," (na) ",0,0,0,0,0,0,0,-0.17359504483800661,4.0344586122892276E-4,1.763726096992164E-4,0,-0.17245236704879974,-0.1718725485778716,2.188873884102626E-2,2.1542774642059771E-3,0,0,2.4043016305232236E-2,4.0344586122892276E-4,59.594157768766344,2.188873884102626E-2,4.5739918245615227E-3,0,0,2.6462730665587783E-2,1.763726096992164E-4,150.03877705680597,2.188873884102626E-2,6.7282692887674998E-3,0,0,2.8617008129793758E-2,5.7981847092813911E-4,-1.3904131611398296,49.355116410805856,9.1235410655397337E-2,3.9884973476383104E-2,0,-38.998448213761513,-38.86732782962973,2.188873884102626E-2,-3.027490118272343E-2,6.7282692887674998E-3,0,0,0,0,0,0,0,0,1.7224962601350199E-3,null,0,-0.17359504483800661,-1.6578930529296716E-3,-0.1718725485778716,6.3196406310517741,-33.542482944983433,2.9594335593660422E-3,-5.2709183832415395E-4,2.4323417210418883E-3,1.4797167796830215E-4,-2.6354591916207755E-5,1.216170860520944E-4,null,-4.4604539519708065E-3,"C-Ret-HVAC-ER-All-All-C",null,null,-3.027490118272343E-2,0,0,-3.027490118272343E-2,0,9999,0,null,4.4220315152936243,4.4220315152936243]
["All Btype_NR_CAN_Lamp_from_Inc/Hal_to_LEDScrew","Medium Ret_NR_CAN_Lamp_from_Inc/Hal_to_LEDScrew","No",12.051282051282051,null,0.51743869108144958,null,-8.0720476907877071E-3,null,7.5452567663744563E-3,null,0,-0.32309327825640821,"C-Ret-Lgt-LPD Int-All-All-C",0.57587775724677803,null,8.6656701739397661E-5,9.1087628046449906E-5,null,null,8.2227959052296262E-5,8.695874908666984E-5,null,null,-8.1527680875705423E-3,null,"n/a","n/a",null,null,"n/a","n/a",null,null,2.6021499732940914E-3,1.1375701815867917E-3,0,7.3700569628133141E-3," (na) "," (na) "," (na) "," (na) ",0,0,0,0,0,0,0,-0.32309327825640821,2.6021499732940914E-3,1.1375701815867917E-3,0,-0.31572322129359492,-0.31198350113871404,3.9611874871591006E-2,3.898578623948469E-3,0,0,4.3510453495539475E-2,2.6021499732940914E-3,16.720963027530306,3.9611874871591006E-2,8.2775162668858645E-3,0,0,4.7889391138476872E-2,1.1375701815867917E-3,42.097966273760946,3.9611874871591006E-2,1.2176094890834334E-2,0,0,5.1787969762425341E-2,3.7397201548808831E-3,-1.0542154341206471,13.848086920309919,0.32516652586002387,0.14215158529094046,0,-39.453000040352009,-38.985681929201043,3.9611874871591006E-2,-5.4788245504216328E-2,1.2176094890834334E-2,0,0,0,0,0,0,0,0,1.1109777117694198E-2,null,0,-0.32309327825640821,-3.0002757417909864E-3,-0.31198350113871404,5.6888087548500863,-33.660837044554754,5.3556631423950282E-3,-9.5387386624575508E-4,4.4017892761492733E-3,2.6778315711975173E-4,-4.7693693312287673E-5,2.2008946380746406E-4,null,-8.0720476907877071E-3,"C-Ret-HVAC-ER-All-All-C",null,null,-5.4788245504216328E-2,0,0,-5.4788245504216328E-2,0,9999,0,null,8.002514915739674,8.002514915739674]
["All Btype_RETRO_CAN_Lamp_from_Inc/Hal_to_LEDScrew","Medium Ret_RETRO_CAN_Lamp_from_Inc/Hal_to_LEDScrew","No",12.051282051282051,null,0.51743869108144958,null,-8.0720476907877071E-3,null,2.8685981998154107E-2,null,0,-0.32309327825640821,"C-Ret-Lgt-LPD Int-All-All-C",0.57587775724677803,null,8.6656701739397661E-5,9.1087628046449906E-5,null,null,8.2227959052296262E-5,8.695874908666984E-5,null,null,-8.1527680875705423E-3,null,"n/a","n/a",null,null,"n/a","n/a",null,null,9.8930002784092148E-3,4.3248783654470171E-3,0,2.8019897520627442E-2," (na) "," (na) "," (na) "," (na) ",0,0,0,0,0,0,0,-0.32309327825640821,9.8930002784092148E-3,4.3248783654470171E-3,0,-0.29507338073578077,-0.28085550209192456,3.9611874871591006E-2,3.898578623948469E-3,0,0,4.3510453495539475E-2,9.8930002784092148E-3,4.3981049500724279,3.9611874871591006E-2,8.2775162668858645E-3,0,0,4.7889391138476872E-2,4.3248783654470171E-3,11.07300300537517,3.9611874871591006E-2,1.2176094890834334E-2,0,0,5.1787969762425341E-2,1.4217878643856232E-2,0.25514276130945157,3.6424540579971634,1.2362364060017255,0.54043990057933788,0,-36.872581162631555,-35.095904856050495,3.9611874871591006E-2,-5.4788245504216328E-2,1.2176094890834334E-2,0,0,0,0,0,0,0,0,4.2237776164483674E-2,null,0,-0.32309327825640821,-3.0002757417909864E-3,-0.28085550209192456,3.8637186351810198,-29.771059971404217,5.3556631423950282E-3,-9.5387386624575508E-4,4.4017892761492733E-3,2.6778315711975173E-4,-4.7693693312287673E-5,2.2008946380746406E-4,null,-8.0720476907877071E-3,"C-Ret-HVAC-ER-All-All-C",null,null,-5.4788245504216328E-2,0,0,-5.4788245504216328E-2,0,9999,0,null,8.002514915739674,8.002514915739674]
["All Btype_NEW_DISP_Fixture_from_CFL_to_LEDPanel","Medium Ret_NEW_DISP_Fixture_from_CFL_to_LEDPanel","No",8.2051282051282044,null,0.17698272090889908,null,-2.7609318519189116E-3,null,-2.2181039792469541E-2,null,0,-0.45357779399332021,"C-Ret-Lgt-LPD Int-All-All-C",0.19697099220669997,null,2.9639721812792275E-5,3.1155258643503468E-5,null,null,2.8124931858971034E-5,2.9743032914735231E-5,null,null,-2.7885411430324425E-3,null,"n/a","n/a",null,null,"n/a","n/a",null,null,-7.6496259691032171E-3,-3.344152524663226E-3,0,-3.4027165517758362E-2," (na) "," (na) "," (na) "," (na) ",0,0,0,0,0,0,0,-0.45357779399332021,-7.6496259691032171E-3,-3.344152524663226E-3,0,-0.48760495951107857,-0.498598738004845,1.354869188545757E-2,1.3334546960560828E-3,0,0,1.4882146581513652E-2,-7.6496259691032171E-3,9999,1.354869188545757E-2,2.8312095259427211E-3,0,0,1.6379901411400291E-2,-3.344152524663226E-3,9999,1.354869188545757E-2,4.1646642219988041E-3,0,0,1.7713356107456373E-2,-1.0993778493766444E-2,-5.5380404893831932,9999,-2.7947421209350853,-1.2217648231764962,0,-178.14336599286227,-182.15987293697384,1.354869188545757E-2,-1.8739558773417358E-2,4.1646642219988041E-3,0,0,0,0,0,0,0,0,-4.5020944011524802E-2,null,0,-0.45357779399332021,-1.0262026659609846E-3,-0.498598738004845,27.551987768501039,-176.83502805232754,1.8318302275223083E-3,-3.2625931373479489E-4,1.5055709137875135E-3,9.1591511376115496E-5,-1.6312965686739787E-5,7.5278545689375705E-5,null,-2.7609318519189116E-3,"C-Ret-HVAC-ER-All-All-C",null,null,-1.8739558773417358E-2,0,0,-1.8739558773417358E-2,0,9999,0,null,2.7371491315068988,2.7371491315068988]
["All Btype_RETRO_DISP_Lamp_from_CFL_to_LEDScrew","Medium Ret_RETRO_DISP_Lamp_from_CFL_to_LEDScrew","No",8.2051282051282044,null,3.3900902558580949E-2,null,-5.2885434918228296E-4,null,1.4739056105869619E-2,null,0,-5.5882339666420977E-2,"C-Ret-Lgt-LPD Int-All-All-C",3.7729640381693241E-2,null,5.6774656637590033E-6,5.9677655651167603E-6,null,null,5.3873088260887044E-6,5.6972548249957703E-6,null,null,-5.3414288742457332E-4,null,"n/a","n/a",null,null,"n/a","n/a",null,null,5.0830920192392231E-3,2.2221524395953092E-3,0,2.261067589176867E-2," (na) "," (na) "," (na) "," (na) ",0,0,0,0,0,0,0,-5.5882339666420977E-2,5.0830920192392231E-3,2.2221524395953092E-3,0,-3.3271663774652308E-2,-2.5966419315817776E-2,2.5952413944498138E-3,2.55422210061674E-4,0,0,2.850663604511488E-3,5.0830920192392231E-3,0.56081290555470631,2.5952413944498138E-3,5.4231598298975093E-4,0,0,3.1375573774395649E-3,2.2221524395953092E-3,1.4119451580067865,2.5952413944498138E-3,7.9773819305142498E-4,0,0,3.392979587501239E-3,7.3052444588345318E-3,12.411827797263186,0.46445804881970371,9.6950291315390391,4.2383322109957584,0,-63.459356692563816,-49.525995350029014,2.5952413944498138E-3,-3.5895479101343119E-3,7.9773819305142498E-4,0,0,0,0,0,0,0,0,2.9915920350603201E-2,null,0,-5.5882339666420977E-2,-1.9656832263307287E-4,-2.5966419315817776E-2,1.7691237380312161,-44.201150465382717,3.5088565554974692E-4,-6.2494717828675259E-5,2.8839093772107166E-4,1.7544282777487353E-5,-3.1247358914337539E-6,1.4419546886053599E-5,null,-5.2885434918228296E-4,"C-Ret-HVAC-ER-All-All-C",null,null,-3.5895479101343119E-3,0,0,-3.5895479101343119E-3,0,9999,0,null,0.52429878758211701,0.52429878758211701]
["All Btype_RETRO_DISP_Lamp_from_Inc/Hal_to_LEDScrew","Medium Ret_RETRO_DISP_Lamp_from_Inc/Hal_to_LEDScrew","No",8.2051282051282044,null,0.34612050012621765,null,-5.3994825511382866E-3,null,2.4773173901162907E-2,null,0,-0.25372459455869861,"C-Ret-Lgt-LPD Int-All-All-C",0.38521104197529765,null,5.796563237789946E-5,6.0929528305770718E-5,null,null,5.5003197097719434E-5,5.8167675210609064E-5,null,null,-5.4534773230531372E-3,null,"n/a","n/a",null,null,"n/a","n/a",null,null,8.5435811929692723E-3,3.734958902766183E-3,0,3.8003668746911808E-2," (na) "," (na) "," (na) "," (na) ",0,0,0,0,0,0,0,-0.25372459455869861,8.5435811929692723E-3,3.734958902766183E-3,0,-0.21572092581178681,-0.20344238571605136,2.6496824025349277E-2,2.6078026370278157E-3,0,0,2.9104626662377092E-2,8.5435811929692723E-3,3.4066073704933033,2.6496824025349277E-2,5.5369227687816205E-3,0,0,3.2033746794130895E-2,3.734958902766183E-3,8.5767334067333589,2.6496824025349277E-2,8.1447254058094366E-3,0,0,3.4641549431158714E-2,1.2278540095735455E-2,0.77224674955556982,2.8213084911609574,1.5960446465859106,0.69773564824127177,0,-40.299286800456933,-38.005506505629754,2.6496824025349277E-2,-3.6648467271212203E-2,8.1447254058094366E-3,0,0,0,0,0,0,0,0,5.0282208842647266E-2,null,0,-0.25372459455869861,-2.006917840053489E-3,-0.20344238571605133,3.3171966086190685,-32.68066162098345,3.5824626903702707E-3,-6.3805684679721613E-4,2.9444058435730545E-3,1.7912313451851338E-4,-3.1902842339860847E-5,1.4722029217865252E-4,null,-5.3994825511382866E-3,"C-Ret-HVAC-ER-All-All-C",null,null,-3.6648467271212203E-2,0,0,-3.6648467271212203E-2,0,9999,0,null,5.3529713039323772,5.3529713039323772]
["All Btype_NR_OTHER_Lamp_from_Inc/Hal_to_LEDScrew","Medium Ret_NR_OTHER_Lamp_from_Inc/Hal_to_LEDScrew","No",5.1282051282051286,null,0.73861379913419023,null,-1.1522381133162271E-2,null,-5.296736677033672E-3,null,0,-1.5212478226776849,"C-Ret-Lgt-LPD Int-All-All-C",0.82203218554826907,null,1.2369742888457445E-4,1.3002231987116735E-4,null,null,1.1737565488914508E-4,1.2412858400020918E-4,null,null,-1.1637604830120031E-2,null,"n/a","n/a",null,null,"n/a","n/a",null,null,-1.8266977028684706E-3,-7.9856920580396128E-4,0,-1.3710554439509125E-2," (na) "," (na) "," (na) "," (na) ",0,0,0,0,0,0,0,-1.5212478226776849,-1.8266977028684706E-3,-7.9856920580396128E-4,0,-1.534958377117194,-1.5375836440258663,5.6543659942755495E-2,5.564995463790425E-3,0,0,6.2108655406545921E-2,-1.8266977028684706E-3,9999,5.6543659942755495E-2,1.1815675639758541E-2,0,0,6.835933558251403E-2,-7.9856920580396128E-4,9999,5.6543659942755495E-2,1.7380671103548965E-2,0,0,7.3924331046304456E-2,-2.6252669086724318E-3,-1.751353880921422,9999,-0.15991222752137851,-6.9908108128433205E-2,0,-134.37287015359249,-134.60269048924229,5.6543659942755495E-2,-7.8207051110130543E-2,1.7380671103548965E-2,0,0,0,0,0,0,0,0,-1.6335821348181557E-2,null,0,-1.5212478226776849,-4.2827200638260871E-3,-1.5375836440258663,20.605660898821746,-129.277845604596,7.6448993255989126E-3,-1.3615997651240423E-3,6.2832995604748705E-3,3.8224496627994506E-4,-6.8079988256202184E-5,3.1416497802374285E-4,null,-1.1522381133162271E-2,"C-Ret-HVAC-ER-All-All-C",null,null,-7.8207051110130543E-2,0,0,-7.8207051110130543E-2,0,9999,0,null,11.423127119058242,11.423127119058242]
["All Btype_RETRO_OTHER_Lamp_from_CFL_to_LEDScrew","Medium Ret_RETRO_OTHER_Lamp_from_CFL_to_LEDScrew","No",5.1282051282051286,null,0.31234765181977064,null,-4.8726258493064041E-3,null,0.1287225234415548,null,0,-0.41712974718086898,"C-Ret-Lgt-LPD Int-All-All-C",0.34762391817923255,null,5.2309612267642534E-5,5.4984304847166642E-5,null,null,4.9636237812518237E-5,5.2491940688931789E-5,null,null,-4.9213520594326389E-3,null,"n/a","n/a",null,null,"n/a","n/a",null,null,4.4392831325306643E-2,1.9407014088412597E-2,0,0.33319707450980895," (na) "," (na) "," (na) "," (na) ",0,0,0,0,0,0,0,-0.41712974718086898,4.4392831325306643E-2,1.9407014088412597E-2,0,-8.3932672671060027E-2,-2.013282725734078E-2,2.3911385664765555E-2,2.353345236089772E-3,0,0,2.6264730900855328E-2,4.4392831325306643E-2,0.59164351803537285,2.3911385664765555E-2,4.9966552819197237E-3,0,0,2.8908040946685278E-2,1.9407014088412597E-2,1.4895666492016146,2.3911385664765555E-2,7.3500005180094953E-3,0,0,3.1261386182775047E-2,6.3799845413719247E-2,11.68575871848541,0.48999156628133039,9.1898200368196399,4.0174722269373788,0,-17.375016056176356,-4.1677237924193351,2.3911385664765555E-2,-3.3072478199882696E-2,7.3500005180094953E-3,0,0,0,0,0,0,0,0,0.3969969199235282,null,0,-0.41712974718086898,-1.8110920171076419E-3,-2.013282725734078E-2,1.0426018110569577,1.1571210922269464,3.2329024390668599E-3,-5.7579819095361813E-4,2.6571042481132417E-3,1.6164512195334312E-4,-2.8789909547680941E-5,1.3285521240566218E-4,null,-4.8726258493064041E-3,"C-Ret-HVAC-ER-All-All-C",null,null,-3.3072478199882696E-2,0,0,-3.3072478199882696E-2,0,9999,0,null,4.8306529559277269,4.8306529559277269]
["All Btype_NR_LINEAR_Fixture_from_LFTube_to_LEDPanel","Small Ret_NR_LINEAR_Fixture_from_LFTube_to_LEDPanel","No",21.6,null,3.4757913218527148,null,-3.5040576886855371E-2,null,0.91338052353157084,null,0,-0.20160063536793277,"C-Ret-Lgt-LPD Int-All-All-C",3.8683441064349791,null,5.8209912996004716E-4,6.1186299468696389E-4,null,null,5.5234993326512387E-4,5.8412807284068699E-4,null,null,-3.5390982307902927E-2,null,"n/a","n/a",null,null,"n/a","n/a",null,null,0.29926793430854387,0.13082961469108162,0,0.44408471040632946," (na) "," (na) "," (na) "," (na) ",0,0,0,0,0,0,0,-0.20160063536793277,0.29926793430854387,0.13082961469108162,0,0.2424840750383967,0.67258162403802224,0.26608487786878526,2.618792522136229E-2,0,0,0.29227280309014758,0.29926793430854387,0.97662585791371703,0.26608487786878526,5.560256645440486E-2,0,0,0.32168744432319013,0.13082961469108162,2.4588274228489255,0.26608487786878526,8.1790491675767157E-2,0,0,0.34787536954455245,0.43009754899962549,6.4794924313935702,0.80882899787195806,5.567226602325217,2.433799374339964,0,4.5108868623465002,12.511912839011682,0.26608487786878526,-0.2378345374838908,8.1790491675767157E-2,0,0,0,0,0,0,0,0,0.87418225940595495,null,0,-0.20160063536793277,0.11004083206066165,0.67258162403802224,0.49412563411748106,15.414771660036527,3.5975600189845337E-2,-4.1407449300246268E-3,3.1834855259820709E-2,1.7987800094922644E-3,-2.0703724650123214E-4,1.5917427629910323E-3,null,-3.5040576886855371E-2,"C-Ret-HVAC-ER-All-All-C",null,null,-0.2378345374838908,0,0,-0.2378345374838908,0,9999,0,null,53.755299664567481,53.755299664567481]
["All Btype_NR_LINEAR_Fixture_from_LFTube_to_LEDPanel_RDX","Small Ret_NR_LINEAR_Fixture_from_LFTube_to_LEDPanel_RDX","No",21.6,null,1.0459837968539967,null,-1.0544901077815767E-2,null,0.56557119221435581,null,0,-5.0400158841983185E-2,"C-Ret-Lgt-LPD Int-All-All-C",1.1641162777947973,null,1.7517342145168595E-4,1.8413038041535423E-4,null,null,1.6622087659760485E-4,1.7578399935506834E-4,null,null,-1.0650349983922759E-2,null,"n/a","n/a",null,null,"n/a","n/a",null,null,0.18530866165612989,8.1010552832553637E-2,0,0.27498015628531552," (na) "," (na) "," (na) "," (na) ",0,0,0,0,0,0,0,-5.0400158841983185E-2,0.18530866165612989,8.1010552832553637E-2,0,0.22457999744333235,0.49089921193201586,8.0073987494240509E-2,7.8808371729773841E-3,0,0,8.7954824667217893E-2,0.18530866165612989,0.47463957637572418,8.0073987494240509E-2,1.6732702912614486E-2,0,0,9.6806690406854995E-2,8.1010552832553637E-2,1.1949886406398373,8.0073987494240509E-2,2.461354008559187E-2,0,0,0.10468752757983238,0.26631921448868351,14.941503351729613,0.39309040386299571,11.455213023348772,5.0078238736524536,0,13.88284653563788,30.345883432639106,8.0073987494240509E-2,-7.1572499469792911E-2,2.461354008559187E-2,0,0,0,0,0,0,0,0,0.54129937077399903,null,0,-5.0400158841983185E-2,3.3115028110039468E-2,0.49089921193201586,0.25305075000444033,33.248742253663956,1.0826281383491627E-2,-1.2460909481189627E-3,9.5801904353726638E-3,5.4131406917458066E-4,-6.2304547405948117E-5,4.7900952176863255E-4,null,-1.0544901077815767E-2,"C-Ret-HVAC-ER-All-All-C",null,null,-7.1572499469792911E-2,0,0,-7.1572499469792911E-2,0,9999,0,null,16.176797522527213,16.176797522527213]
["All Btype_NR_LINEAR_Fixture_from_LEDTube_to_LEDPanel_CONTR","Small Ret_NR_LINEAR_Fixture_from_LEDTube_to_LEDPanel_CONTR","No",21.6,null,2.9092371666906445,null,-2.9328961143496556E-2,null,1.2591983456772726,null,0,0,"C-Ret-Lgt-LPD Int-All-All-C",3.2378038282202235,null,4.8721694335647942E-4,5.1212929667973455E-4,null,null,4.6231686717528665E-4,4.8891516844851493E-4,null,null,-2.9622250463805361E-2,null,"n/a","n/a",null,null,"n/a","n/a",null,null,0.41257469158476945,0.1803634193420709,0,0.61222099473078195," (na) "," (na) "," (na) "," (na) ",0,0,0,0,0,0,0,0,0.41257469158476945,0.1803634193420709,0,0.61222099473078195,1.2051591056576223,0.22271302978499505,2.1919292131695731E-2,0,0,0.24463232191669076,0.41257469158476945,0.59294068905927433,0.22271302978499505,4.6539345407628475E-2,0,0,0.26925237519262352,0.1803634193420709,1.4928325054758969,0.22271302978499505,6.8458637539324213E-2,0,0,0.29117166732431926,0.59293811092684034,11.656865243733444,0.49106586667060348,9.1697155500023371,4.0086832390027149,0,13.606972240242941,26.785371029247994,0.22271302978499505,-0.1990674962621172,6.8458637539324213E-2,0,0,0,0,0,0,0,0,1.2051591056576223,null,0,0,9.2104171062202062E-2,1.2051591056576223,0.20735376108546444,29.688229850272837,3.0111575602448072E-2,-3.4658033042652176E-3,2.6645772298182855E-2,1.5055787801224038E-3,-1.7329016521326141E-4,1.3322886149091423E-3,null,-2.9328961143496556E-2,"C-Ret-HVAC-ER-All-All-C",null,null,-0.1990674962621172,0,0,-0.1990674962621172,0,9999,0,null,44.993183194724537,44.993183194724537]
["All Btype_RETRO_LINEAR_Fixture_from_LFTube_to_LEDPanel","Small Ret_RETRO_LINEAR_Fixture_from_LFTube_to_LEDPanel","No",21.6,null,0.38619903576141285,null,-3.8933974318728203E-3,null,0.54610625506447641,null,0,-2.2400070596436974E-2,"C-Ret-Lgt-LPD Int-All-All-C",0.4298160118261089,null,6.4677681106671921E-5,6.7984777187440453E-5,null,null,6.1372214807235999E-5,6.4903119204520792E-5,null,null,-3.9323313675447705E-3,null,"n/a","n/a",null,null,"n/a","n/a",null,null,0.17893100044898386,7.8222459412892686E-2,0,0.26551632302570172," (na) "," (na) "," (na) "," (na) ",0,0,0,0,0,0,0,-2.2400070596436974E-2,0.17893100044898386,7.8222459412892686E-2,0,0.24311625242926474,0.50026971229114126,2.9564986429865037E-2,2.9097694690402558E-3,0,0,3.2474755898905291E-2,0.17893100044898386,0.18149317791449096,2.9564986429865037E-2,6.1780629393783188E-3,0,0,3.5743049369243357E-2,7.8222459412892686E-2,0.45694100693735229,2.9564986429865037E-2,9.0878324084185738E-3,0,0,3.8652818838283615E-2,0.25715345986187654,41.532475142217862,0.15031031998964742,29.957585839714461,13.096422847775012,0,40.703824283684924,83.757832971174395,2.9564986429865037E-2,-2.6426059720432299E-2,9.0878324084185738E-3,0,0,0,0,0,0,0,0,0.52266978288757826,null,0,-2.2400070596436974E-2,1.2226759117851309E-2,0.50026971229114126,0.11118803803857083,86.660691792199231,3.9972889099828173E-3,-4.6008277000273822E-4,3.5372061399800789E-3,1.9986444549914063E-4,-2.3004138500136912E-5,1.768603069990037E-4,null,-3.8933974318728203E-3,"C-Ret-HVAC-ER-All-All-C",null,null,-2.6426059720432299E-2,0,0,-2.6426059720432299E-2,0,9999,0,null,5.9728110738408331,5.9728110738408331]
["All Btype_RETRO_LINEAR_Lamp_from_LFTube_to_LEDTube_RDX","Small Ret_RETRO_LINEAR_Lamp_from_LFTube_to_LEDTube_RDX","No",20.399999999999999,null,1.7495326389197998,null,-1.7637604583653418E-2,null,0.7192652169422501,null,0,-0.10080031768396637,"C-Ret-Lgt-LPD Int-All-All-C",1.9471233011691795,null,2.929984376648591E-4,3.0798001969274046E-4,null,null,2.780242387616665E-4,2.9401970202266615E-4,null,null,-1.7813980454414947E-2,null,"n/a","n/a",null,null,"n/a","n/a",null,null,0.24476656834705862,0.10700349805298118,0,0.36320994720900623," (na) "," (na) "," (na) "," (na) ",0,0,0,0,0,0,0,-0.10080031768396637,0.24476656834705862,0.10700349805298118,0,0.26240962952503988,0.6141796959250797,0.1339332932986001,1.3181640000166221E-2,0,0,0.14711493329876632,0.24476656834705862,0.60104177744637732,0.1339332932986001,2.7987441077974639E-2,0,0,0.16192073437657473,0.10700349805298118,1.5132284207793105,0.1339332932986001,4.1169081078140858E-2,0,0,0.17510237437674095,0.35177006640003983,11.479241362339055,0.49777508407327387,9.0461223507562512,3.954652556854414,0,9.6981774542603976,22.698952361871065,0.1339332932986001,-0.11971354073370159,4.1169081078140858E-2,0,0,0,0,0,0,0,0,0.71498001360904606,null,0,-0.10080031768396637,5.5388833643039356E-2,0.6141796959250797,0.33054369549787405,25.601811182895915,1.8108246700873389E-2,-2.0842357131665452E-3,1.6024010987706845E-2,9.0541233504366834E-4,-1.0421178565832743E-4,8.0120054938534089E-4,null,-1.7637604583653418E-2,"C-Ret-HVAC-ER-All-All-C",null,null,-0.11971354073370159,0,0,-0.11971354073370159,0,9999,0,null,27.057623018618166,27.057623018618166]
["All Btype_RETRO_LINEAR_Fixture_from_LEDTube_to_LEDPanel_CONTR","Small Ret_RETRO_LINEAR_Fixture_from_LEDTube_to_LEDPanel_CONTR","No",21.6,null,0,null,0,null,0,null,0,0,"C-Ret-Lgt-LPD Int-All-All-C",0,null,null,null,null,null,0,0,null,null,0,null,"n/a","n/a",null,null,"n/a","n/a",null,null,0,0,0,0," (na) "," (na) "," (na) "," (na) ",0,0,0,0,0,0,0,0,0,0,0,0,0,0,0,0,0,0,0,9999,0,0,0,0,0,0,9999,0,0,0,0,0,0,9999,9999,9999,9999,9999,9999,9999,0,0,0,0,0,0,0,0,0,0,0,0,null,0,0,0,0,9999,9999,0,0,0,0,0,0,null,0,"C-Ret-HVAC-ER-All-All-C",null,null,0,0,0,0,0,9999,9999,null,0,0]
["All Btype_NR_HIGHBAY_Fixture_from_LFTube_to_LEDPanel_CONTR","Small Ret_NR_HIGHBAY_Fixture_from_LFTube_to_LEDPanel_CONTR","No",22,null,3.1618393683683541,null,-3.1875525666523984E-2,null,1.9091032251795976,null,0,-0.29493727231694716,"C-Ret-Lgt-LPD Int-All-All-C",3.5189346981861491,null,5.295208414352082E-4,5.5659627564113526E-4,null,null,5.0245875036663288E-4,5.3136651940668034E-4,null,null,-3.2194280606785267E-2,null,"n/a","n/a",null,null,"n/a","n/a",null,null,0.61807810420599807,0.27020242048015619,0,0.91716821098456602," (na) "," (na) "," (na) "," (na) ",0,0,0,0,0,0,0,-0.29493727231694716,0.61807810420599807,0.27020242048015619,0,0.6222309386676188,1.5105114633537731,0.24205067688717283,2.3822492570311604E-2,0,0,0.2658731694574844,0.61807810420599807,0.43016111984590227,0.24205067688717283,5.0580247005204027E-2,0,0,0.29263092389237688,0.27020242048015619,1.0830063008775594,0.24205067688717283,7.4402739575515631E-2,0,0,0.31645341646268849,0.88828052468615426,16.643773587669187,0.35625391716709903,12.639676637078869,5.5256304958619307,0,12.724601963449448,30.889909096390245,0.24205067688717283,-0.21635205745706479,7.4402739575515631E-2,0,0,0,0,0,0,0,0,1.8054487356707203,null,0,-0.29493727231694716,0.10010135900562364,1.5105114633537731,0.30239907455659676,33.792767917415098,3.2726092693131162E-2,-3.7667308309938768E-3,2.8959361862137285E-2,1.6363046346565592E-3,-1.8833654154969381E-4,1.4479680931068653E-3,null,-3.1875525666523984E-2,"C-Ret-HVAC-ER-All-All-C",null,null,-0.21635205745706479,0,0,-0.21635205745706479,0,9999,0,null,48.899835174014463,48.899835174014463]
["All Btype_NR_HIGHBAY_Fixture_from_HID_to_LEDPanel","Small Ret_NR_HIGHBAY_Fixture_from_HID_to_LEDPanel","No",22,null,0,null,0,null,0,null,0,0,"C-Ret-Lgt-LPD Int-All-All-C",0,null,null,null,null,null,0,0,null,null,0,null,"n/a","n/a",null,null,"n/a","n/a",null,null,0,0,0,0," (na) "," (na) "," (na) "," (na) ",0,0,0,0,0,0,0,0,0,0,0,0,0,0,0,0,0,0,0,9999,0,0,0,0,0,0,9999,0,0,0,0,0,0,9999,9999,9999,9999,9999,9999,9999,0,0,0,0,0,0,0,0,0,0,0,0,null,0,0,0,0,9999,9999,0,0,0,0,0,0,null,0,"C-Ret-HVAC-ER-All-All-C",null,null,0,0,0,0,0,9999,9999,null,0,0]
["All Btype_RETRO_HIGHBAY_Fixture_from_LFTube_to_LEDPanel_CONTR","Small Ret_RETRO_HIGHBAY_Fixture_from_LFTube_to_LEDPanel_CONTR","No",22,null,0.3513154853742616,null,-3.5417250740582213E-3,null,0.36987220981185498,null,0,-3.2770808035216356E-2,"C-Ret-Lgt-LPD Int-All-All-C",0.39099274424290553,null,5.8835649048356471E-5,6.1844030626792809E-5,null,null,5.5828750040736985E-5,5.9040724378520041E-5,null,null,-3.5771422896428082E-3,null,"n/a","n/a",null,null,"n/a","n/a",null,null,0.11974727779190054,5.2349377991389424E-2,0,0.17769339472680099," (na) "," (na) "," (na) "," (na) ",0,0,0,0,0,0,0,-3.2770808035216356E-2,0.11974727779190054,5.2349377991389424E-2,0,0.14492258669158464,0.31701924247487462,2.6894519654130328E-2,2.6469436189235115E-3,0,0,2.954146327305384E-2,0.11974727779190054,0.24669841200391751,2.6894519654130328E-2,5.6200274450226694E-3,0,0,3.2514547099152996E-2,5.2349377991389424E-2,0.6211066558326841,2.6894519654130328E-2,8.2669710639461814E-3,0,0,3.5161490718076505E-2,0.17209665578328998,30.152804344371965,0.20431245777578075,22.039450568533066,9.6348873211105044,0,26.672958622105433,58.347296511749001,2.6894519654130328E-2,-2.4039117495229401E-2,8.2669710639461814E-3,0,0,0,0,0,0,0,0,0.34979005051009093,null,0,-3.2770808035216356E-2,1.112237322284711E-2,0.31701924247487456,0.18172016676966748,61.250155332773851,3.6362325214590163E-3,-4.1852564788820825E-4,3.217706873570808E-3,1.8181162607295106E-4,-2.092628239441043E-5,1.6088534367854064E-4,null,-3.5417250740582213E-3,"C-Ret-HVAC-ER-All-All-C",null,null,-2.4039117495229401E-2,0,0,-2.4039117495229401E-2,0,9999,0,null,5.4333150193349331,5.4333150193349331]
["All Btype_RETRO_HIGHBAY_Fixture_from_HID_to_LEDPanel","Small Ret_RETRO_HIGHBAY_Fixture_from_HID_to_LEDPanel","No",22,null,0,null,0,null,0,null,0,0,"C-Ret-Lgt-LPD Int-All-All-C",0,null,null,null,null,null,0,0,null,null,0,null,"n/a","n/a",null,null,"n/a","n/a",null,null,0,0,0,0," (na) "," (na) "," (na) "," (na) ",0,0,0,0,0,0,0,0,0,0,0,0,0,0,0,0,0,0,0,9999,0,0,0,0,0,0,9999,0,0,0,0,0,0,9999,9999,9999,9999,9999,9999,9999,0,0,0,0,0,0,0,0,0,0,0,0,null,0,0,0,0,9999,9999,0,0,0,0,0,0,null,0,"C-Ret-HVAC-ER-All-All-C",null,null,0,0,0,0,0,9999,9999,null,0,0]
["All Btype_NEW_CAN_Fixture_from_CFL_to_LEDPanel","Small Ret_NEW_CAN_Fixture_from_CFL_to_LEDPanel","No",18.8,null,0.253300631784729,null,-2.5536056229091266E-3,null,3.6689953648118452E-2,null,0,-0.16243953504437306,"C-Ret-Lgt-LPD Int-All-All-C",0.28190818014886398,null,4.2420865848076075E-5,4.4589927521106709E-5,null,null,4.0252873117748539E-5,4.25687264259796E-5,null,null,-2.5791416537905287E-3,null,"n/a","n/a",null,null,"n/a","n/a",null,null,1.2653348303677169E-2,5.5316072767601998E-3,0,2.0402619405874955E-2," (na) "," (na) "," (na) "," (na) ",0,0,0,0,0,0,0,-0.16243953504437306,1.2653348303677169E-2,5.5316072767601998E-3,0,-0.1420369156384981,-0.12385196005806073,1.939111454959257E-2,1.9084626749589989E-3,0,0,2.1299577224551568E-2,1.2653348303677169E-2,1.6833154919446685,1.939111454959257E-2,4.0520744508464306E-3,0,0,2.3443189000438999E-2,5.5316072767601998E-3,4.2380429100471879,1.939111454959257E-2,5.9605371258054296E-3,0,0,2.5351651675397997E-2,1.8184955580437367E-2,3.1205011155175879,1.3941002804906639,3.2299931193615219,1.4120415414276755,0,-36.257459227164169,-31.615424566374973,1.939111454959257E-2,-1.7332351981587467E-2,5.9605371258054296E-3,0,0,0,0,0,0,0,0,3.8587574986312323E-2,null,0,-0.16243953504437306,8.0192996938105304E-3,-0.12385196005806073,3.3582158794229202,-28.712565745350116,2.6217460753844338E-3,-3.0175957349349176E-4,2.319986501890942E-3,1.3108730376922172E-4,-1.5087978674674594E-5,1.1599932509454712E-4,null,-2.5536056229091266E-3,"C-Ret-HVAC-ER-All-All-C",null,null,-1.7332351981587467E-2,0,0,-1.7332351981587467E-2,0,9999,0,null,3.9174536403279943,3.9174536403279943]
["All Btype_NR_CAN_Lamp_from_CFL_to_LEDScrew","Small Ret_NR_CAN_Lamp_from_CFL_to_LEDScrew","No",18.8,null,0.21041465917292274,null,-2.1212582575124736E-3,null,1.3580257699003222E-3,null,0,-0.12746426521110096,"C-Ret-Lgt-LPD Int-All-All-C",0.23417870388295756,null,3.5238648898550971E-5,3.7040469799825586E-5,null,null,3.3437715958798444E-5,3.5361475410610844E-5,null,null,-2.1424708190314907E-3,null,"n/a","n/a",null,null,"n/a","n/a",null,null,4.683454559992156E-4,2.0474447318343048E-4,0,7.5517356038053997E-4," (na) "," (na) "," (na) "," (na) ",0,0,0,0,0,0,0,-0.12746426521110096,4.683454559992156E-4,2.0474447318343048E-4,0,-0.12670909165072042,-0.12603600172153778,1.610803230211923E-2,1.5853435519143149E-3,0,0,1.7693375854033546E-2,4.683454559992156E-4,37.778472337870149,1.610803230211923E-2,3.3660234422264175E-3,0,0,1.9474055744345648E-2,2.0474447318343048E-4,95.113950777557008,1.610803230211923E-2,4.951366994140732E-3,0,0,2.1059399296259964E-2,6.7308992918264606E-4,-1.3146959371024325,31.28764580066299,0.14392052193295407,6.2917086236225564E-2,0,-38.937152843974083,-38.730315235804909,1.610803230211923E-2,-1.439783592000784E-2,4.951366994140732E-3,0,0,0,0,0,0,0,0,1.4282634895631859E-3,null,0,-0.12746426521110096,6.6615633762521238E-3,-0.12603600172153778,9.384729658499392,-35.827456414780059,2.1778619461115096E-3,-2.5066908582668465E-4,1.927192860284825E-3,1.0889309730557526E-4,-1.2533454291334218E-5,9.6359643014241045E-5,null,-2.1212582575124736E-3,"C-Ret-HVAC-ER-All-All-C",null,null,-1.439783592000784E-2,0,0,-1.439783592000784E-2,0,9999,0,null,3.2541950912142754,3.2541950912142754]
["All Btype_RETRO_CAN_Lamp_from_Inc/Hal_to_LEDScrew","Small Ret_RETRO_CAN_Lamp_from_Inc/Hal_to_LEDScrew","No",18.8,null,0.38078571866754019,null,-3.8388240308034876E-3,null,3.3300501035720215E-2,null,0,-0.23272179165383253,"C-Ret-Lgt-LPD Int-All-All-C",0.42379131950793369,null,6.3771099877030823E-5,6.7031840689952009E-5,null,null,6.0511966000944109E-5,6.3993378029370525E-5,null,null,-3.8772122330064532E-3,null,"n/a","n/a",null,null,"n/a","n/a",null,null,1.1484420022251475E-2,5.0205921657902391E-3,0,1.8517806132240411E-2," (na) "," (na) "," (na) "," (na) ",0,0,0,0,0,0,0,-0.23272179165383253,1.1484420022251475E-2,5.0205921657902391E-3,0,-0.21420398552159212,-0.19769897333355041,2.9150576678413E-2,2.8689834925167009E-3,0,0,3.2019560170929703E-2,1.1484420022251475E-2,2.7880868262298537,2.9150576678413E-2,6.091465587702332E-3,0,0,3.5242042266115332E-2,5.0205921657902391E-3,7.0194991153136712,2.9150576678413E-2,8.9604490802190333E-3,0,0,3.8111025758632032E-2,1.6505012188041714E-2,1.2811083183668113,2.3090577167973501,1.9501176955985131,0.85252416803990871,0,-36.373015078169487,-33.570373214531067,2.9150576678413E-2,-2.6055648021898956E-2,8.9604490802190333E-3,0,0,0,0,0,0,0,0,3.5022818320282124E-2,null,0,-0.23272179165383253,1.2055377736733083E-2,-0.19769897333355041,4.4341784205119463,-30.667514393506231,3.9412592714237913E-3,-4.5363383126175328E-4,3.4876254401620382E-3,1.9706296357118914E-4,-2.2681691563087753E-5,1.7438127200810138E-4,null,-3.8388240308034876E-3,"C-Ret-HVAC-ER-All-All-C",null,null,-2.6055648021898956E-2,0,0,-2.6055648021898956E-2,0,9999,0,null,5.8890907190741517,5.8890907190741517]
["All Btype_NEW_DISP_Fixture_from_CFL_to_LEDPanel","Small Ret_NEW_DISP_Fixture_from_CFL_to_LEDPanel","No",12.8,null,3.4219913213110159E-2,null,-3.4498201674729753E-4,null,-7.0691435101196704E-3,null,0,-9.0934803769135292E-2,"C-Ret-Lgt-LPD Int-All-All-C",3.8084679816189626E-2,null,5.7308911451111053E-6,6.0239227956127629E-6,null,null,5.4380039045395448E-6,5.7508665242005617E-6,null,null,-3.4843183349039797E-4,null,"n/a","n/a",null,null,"n/a","n/a",null,null,-2.4379517047116877E-3,-1.065788364195588E-3,0,-6.4164579771869863E-3," (na) "," (na) "," (na) "," (na) ",0,0,0,0,0,0,0,-9.0934803769135292E-2,-2.4379517047116877E-3,-1.065788364195588E-3,0,-9.7351261746322276E-2,-0.10085500181522955,2.619662857992683E-3,2.5782575687793554E-4,0,0,2.8774886148706185E-3,-2.4379517047116877E-3,9999,2.619662857992683E-3,5.4741922696375015E-4,0,0,3.1670820849564333E-3,-1.065788364195588E-3,9999,2.619662857992683E-3,8.0524498384168574E-4,0,0,3.4249078418343687E-3,-3.5037400689072757E-3,-8.1419511271621818,9999,-4.6065798296239109,-2.0138377522666606,0,-183.94800761735371,-190.5684251992443,2.619662857992683E-3,-2.3415321802002613E-3,8.0524498384168574E-4,0,0,0,0,0,0,0,0,-9.920198046094262E-3,null,0,-9.0934803769135292E-2,1.0833756616341074E-3,-0.10085500181522955,44.534903487060042,-187.66556637821944,3.5418752229056339E-4,-4.0766524518376448E-5,3.1342099777218694E-4,1.7709376114528173E-5,-2.0383262259188281E-6,1.5671049888609346E-5,null,-3.4498201674729753E-4,"C-Ret-HVAC-ER-All-All-C",null,null,-2.3415321802002613E-3,0,0,-2.3415321802002613E-3,0,9999,0,null,0.52923248806712342,0.52923248806712342]
["All Btype_RETRO_DISP_Lamp_from_CFL_to_LEDScrew","Small Ret_RETRO_DISP_Lamp_from_CFL_to_LEDScrew","No",12.8,null,2.4947843612675488E-2,null,-2.5150728318328036E-4,null,1.7110027927600066E-2,null,0,-4.0808354123385911E-2,"C-Ret-Lgt-LPD Int-All-All-C",2.7765430910827331E-2,null,4.1780753551041549E-6,4.3917085032875582E-6,null,null,3.9645474882033127E-6,4.192638297754657E-6,null,null,-2.5402235351859278E-4,null,"n/a","n/a",null,null,"n/a","n/a",null,null,5.9007744989252615E-3,2.5796150057206856E-3,0,1.5530279591690316E-2," (na) "," (na) "," (na) "," (na) ",0,0,0,0,0,0,0,-4.0808354123385911E-2,5.9007744989252615E-3,2.5796150057206856E-3,0,-2.5278074531695595E-2,-1.6797685027049647E-2,1.9098511118987151E-3,1.8796648085729679E-4,0,0,2.0978175927560119E-3,5.9007744989252615E-3,0.35551563496251182,1.9098511118987151E-3,3.9909304210716638E-4,0,0,2.3089441540058812E-3,2.5796150057206856E-3,0.8950731597100533,1.9098511118987151E-3,5.870595229644632E-4,0,0,2.4969106348631778E-3,8.4803895046459479E-3,20.457834139850153,0.29443348486472881,15.293553706208355,6.6858139789134086,0,-65.515398107559633,-43.536030422437861,1.9098511118987151E-3,-1.707081437696431E-3,5.870595229644632E-4,0,0,0,0,0,0,0,0,2.4010669096336264E-2,null,0,-4.0808354123385911E-2,7.8982919716674726E-4,-1.6797685027049647E-2,1.6838667402478522,-40.633171601413011,2.5821850747069399E-4,-2.9720615361675339E-5,2.2849789210901866E-4,1.2910925373534706E-5,-1.486030768083768E-6,1.1424894605450938E-5,null,-2.5150728318328036E-4,"C-Ret-HVAC-ER-All-All-C",null,null,-1.707081437696431E-3,0,0,-1.707081437696431E-3,0,9999,0,null,0.38583409796572438,0.38583409796572438]
["All Btype_RETRO_DISP_Lamp_from_Inc/Hal_to_LEDScrew","Small Ret_RETRO_DISP_Lamp_from_Inc/Hal_to_LEDScrew","No",12.8,null,0.25471180578064667,null,-2.5678321245387837E-3,null,2.8758266082954283E-2,null,0,-0.18749749807542029,"C-Ret-Lgt-LPD Int-All-All-C",0.2834787308824312,null,4.2657198550238433E-5,4.4838344375633614E-5,null,null,4.0477127622778812E-5,4.2805882880538813E-5,null,null,-2.5935104202952667E-3,null,"n/a","n/a",null,null,"n/a","n/a",null,null,9.9179290562038426E-3,4.3357763669356376E-3,0,2.6103049903270982E-2," (na) "," (na) "," (na) "," (na) ",0,0,0,0,0,0,0,-0.18749749807542029,9.9179290562038426E-3,4.3357763669356376E-3,0,-0.16139444817214932,-0.14714074274900985,1.9499145218175751E-2,1.919094993086695E-3,0,0,2.1418240211262447E-2,9.9179290562038426E-3,2.1595476323623179,1.9499145218175751E-2,4.0746491363269511E-3,0,0,2.35737943545027E-2,4.3357763669356376E-3,5.4370411108550245,1.9499145218175751E-2,5.9937441294136461E-3,0,0,2.5492889347589396E-2,1.425370542313948E-2,2.0968209385805801,1.7885096254482862,2.5177020294515695,1.1006524544006224,0,-40.970562241626602,-37.352207757774408,1.9499145218175751E-2,-1.7428912989873018E-2,5.9937441294136461E-3,0,0,0,0,0,0,0,0,4.0356755326410462E-2,null,0,-0.18749749807542029,8.0639763577163813E-3,-0.14714074274900985,3.6858687219334438,-34.449348936749566,2.6363521972066072E-3,-3.034407191745471E-4,2.3329114780320601E-3,1.3181760986033051E-4,-1.5172035958727312E-5,1.1664557390160319E-4,null,-2.5678321245387837E-3,"C-Ret-HVAC-ER-All-All-C",null,null,-1.7428912989873018E-2,0,0,-1.7428912989873018E-2,0,9999,0,null,3.9392783340466475,3.9392783340466475]
["All Btype_NR_OTHER_Lamp_from_Inc/Hal_to_LEDScrew","Small Ret_NR_OTHER_Lamp_from_Inc/Hal_to_LEDScrew","No",8,null,0.54354958600651482,null,-5.4796992387124589E-3,null,-6.148786721362617E-3,null,0,-1.1194964221076846,"C-Ret-Lgt-LPD Int-All-All-C",0.60493759345215736,null,9.1029556094260658E-5,9.5684074979947382E-5,null,null,8.6377331017948352E-5,9.1346845298554666E-5,null,null,-5.5344961767068018E-3,null,"n/a","n/a",null,null,"n/a","n/a",null,null,-2.1205461521322001E-3,-9.2702960863184946E-4,0,-9.7089752638376634E-3," (na) "," (na) "," (na) "," (na) ",0,0,0,0,0,0,0,-1.1194964221076846,-2.1205461521322001E-3,-9.2702960863184946E-4,0,-1.1292053973715224,-1.1322529731322863,4.1610761928906448E-2,4.0953079728772677E-3,0,0,4.5706069901783719E-2,-2.1205461521322001E-3,9999,4.1610761928906448E-2,8.6952147521565659E-3,0,0,5.0305976681063014E-2,-9.2702960863184946E-4,9999,4.1610761928906448E-2,1.2790522725033834E-2,0,0,5.4401284653940285E-2,-3.0475757607640497E-3,-1.8840667154510879,9999,-0.2522556875999174,-0.11027748257955897,0,-134.3278870252729,-134.69042019545236,4.1610761928906448E-2,-3.7192930304720311E-2,1.2790522725033834E-2,0,0,0,0,0,0,0,0,-1.2756551024601713E-2,null,0,-1.1194964221076846,1.7208354349219974E-2,-1.1322529731322863,31.905371479579902,-131.78756137442753,5.6259196191050754E-3,-6.4753605267469413E-4,4.9783835664303812E-3,2.8129598095525315E-4,-3.2376802633734788E-5,2.4891917832151837E-4,null,-5.4796992387124589E-3,"C-Ret-HVAC-ER-All-All-C",null,null,-3.7192930304720311E-2,0,0,-3.7192930304720311E-2,0,9999,0,null,8.4063363340113426,8.4063363340113426]
["All Btype_RETRO_OTHER_Lamp_from_CFL_to_LEDScrew","Small Ret_RETRO_OTHER_Lamp_from_CFL_to_LEDScrew","No",8,null,0.22985819793206796,null,-2.3172748625827741E-3,null,0.14942924127407753,null,0,-0.27505944061548171,"C-Ret-Lgt-LPD Int-All-All-C",0.25581817863919459,null,3.8494905085130657E-5,4.0463224721182969E-5,null,null,3.6527555463411491E-5,3.8629081481543998E-5,null,null,-2.3404475882067874E-3,null,"n/a","n/a",null,null,"n/a","n/a",null,null,5.153400450512912E-2,2.2528888597678345E-2,0,0.23594976911193621," (na) "," (na) "," (na) "," (na) ",0,0,0,0,0,0,0,-0.27505944061548171,5.153400450512912E-2,2.2528888597678345E-2,0,-3.9109671503545496E-2,3.4953221599261966E-2,1.7596508207889782E-2,1.7318385200851144E-3,0,0,1.9328346727974895E-2,5.153400450512912E-2,0.3750600581806362,1.7596508207889782E-2,3.6770635927576355E-3,0,0,2.1273571800647418E-2,2.2528888597678345E-2,0.94427968376743232,1.7596508207889782E-2,5.4089021128427501E-3,0,0,2.3005410320732531E-2,7.4062893102807462E-2,19.312486735520853,0.31061992526808918,14.49660484528941,6.337415435503055,0,-11.00161842380299,9.832401856989474,1.7596508207889782E-2,-1.572827972966858E-2,5.4089021128427501E-3,0,0,0,0,0,0,0,0,0.31001266221474366,null,0,-0.27505944061548171,7.277130591063951E-3,3.4953221599261952E-2,0.91503649850401403,12.735260678014319,2.3791090613445084E-3,-2.7383236782019407E-4,2.1052766935243145E-3,1.1895545306722546E-4,-1.3691618391009703E-5,1.0526383467621576E-4,null,-2.3172748625827741E-3,"C-Ret-HVAC-ER-All-All-C",null,null,-1.572827972966858E-2,0,0,-1.572827972966858E-2,0,9999,0,null,3.5549016514632257,3.5549016514632257]
["All Btype_NR_LINEAR_Fixture_from_LFTube_to_LEDPanel","School K-12_NR_LINEAR_Fixture_from_LFTube_to_LEDPanel","No",21.6,null,10.723647630728719,null,-0.18745674540996962,null,2.9266535021274036,null,0,-0.64596867387689194,"C-K12-Lgt-LPD Int-All-All-C",11.946041532815491,null,3.3627773655083297E-3,1.0280810553237498E-3,null,null,3.1909536353423567E-3,9.8150243105682693E-4,null,null,-0.18933130966779685,null,"n/a","n/a",null,null,"n/a","n/a",null,null,0.95891419343173667,0.41920419819899762,0,1.4229360485230387," (na) "," (na) "," (na) "," (na) ",0,0,0,0,0,0,0,-0.64596867387689194,0.95891419343173667,0.41920419819899762,0,0.77696737464614674,2.1550857662768808,0.81051430642084943,0.14392791024905252,0,0,0.95444221666990192,0.95891419343173667,0.99533641613351187,0.81051430642084943,0.30374368192784745,0,0,1.1142579883486969,0.41920419819899762,2.6580315586910106,0.81051430642084943,0.4476715921769,0,0,1.2581858985977494,1.3781183916307342,5.6049447809332094,0.91297373740795362,5.776430320350264,2.525256021322198,0,4.6803957346455158,12.982082076317976,0.81051430642084943,-1.2703475684524723,0.4476715921769,0,0,0,0,0,0,0,0,2.8010544401537727,null,0,-0.64596867387689194,-1.216166985472289E-2,2.1550857662768808,0.46769013928115799,17.937823148598046,0.11109818625518414,-2.2151763231132209E-2,8.8946423024051924E-2,5.5549093127592051E-3,-1.1075881615566115E-3,4.4473211512025936E-3,null,-0.18745674540996962,"C-Sch-HVAC-ER-All-All-C",null,null,-1.2703475684524723,0,0,-1.2703475684524723,0,9999,0,null,166.00463266275341,166.00463266275341]
["All Btype_NR_LINEAR_Fixture_from_LFTube_to_LEDPanel_RDX","School K-12_NR_LINEAR_Fixture_from_LFTube_to_LEDPanel_RDX","No",21.6,null,3.2271102106714133,null,-5.6412108827435997E-2,null,1.8122029841369858,null,0,-0.16149216846922296,"C-K12-Lgt-LPD Int-All-All-C",3.5949701011421547,null,1.0119740545511753E-3,3.0938454761662669E-4,null,null,9.6026645158356642E-4,2.9536745575134697E-4,null,null,-5.6976228953843286E-2,null,"n/a","n/a",null,null,"n/a","n/a",null,null,0.59376593833370583,0.25957398044789287,0,0.88109130496490451," (na) "," (na) "," (na) "," (na) ",0,0,0,0,0,0,0,-0.16149216846922296,0.59376593833370583,0.25957398044789287,0,0.71959913649568152,1.5729390552772802,0.24391131490099505,4.331280220681339E-2,0,0,0.28722411710780843,0.59376593833370583,0.48373289635617989,0.24391131490099505,9.1406802156336495E-2,0,0,0.33531811705733156,0.25957398044789287,1.2918017301993936,0.24391131490099505,0.13471960436314989,0,0,0.37863091926414494,0.85333991878159865,14.384938832360668,0.44370468430066567,11.885673884103491,5.196006508996434,0,14.404532344297708,31.486212737397633,0.24391131490099505,-0.38229077925940724,0.13471960436314989,0,0,0,0,0,0,0,0,1.7344312237465032,null,0,-0.16149216846922296,-3.6598599952623045E-3,1.5729390552772802,0.25516959098377162,36.441953809677699,3.3433221940622052E-2,-6.6662187875996598E-3,2.6767003153022391E-2,1.6716610970311026E-3,-3.3331093937998322E-4,1.3383501576511195E-3,null,-5.6412108827435997E-2,"C-Sch-HVAC-ER-All-All-C",null,null,-0.38229077925940724,0,0,-0.38229077925940724,0,9999,0,null,49.956438660818286,49.956438660818286]
["All Btype_NR_LINEAR_Fixture_from_LEDTube_to_LEDPanel_CONTR","School K-12_NR_LINEAR_Fixture_from_LEDTube_to_LEDPanel_CONTR","No",21.6,null,5.103088079032835,null,-8.9205493855909493E-2,null,2.2035852282151827,null,0,0,"C-K12-Lgt-LPD Int-All-All-C",5.6847916154066365,null,1.6002529808228009E-3,4.8923541302015061E-4,null,null,1.5184868076605683E-3,4.6706993067502334E-4,null,null,-9.0097547273450693E-2,null,"n/a","n/a",null,null,"n/a","n/a",null,null,0.72200181888155257,0.31563428266640359,0,1.0713809663292873," (na) "," (na) "," (na) "," (na) ",0,0,0,0,0,0,0,0,0.72200181888155257,0.31563428266640359,0,1.0713809663292873,2.1090170678772435,0.38570139913304274,6.8491322013173692E-2,0,0,0.45419272114621645,0.72200181888155257,0.62907420628081367,0.38570139913304274,0.14454323898949378,0,0,0.53024463812253653,0.31563428266640359,1.679933604306717,0.38570139913304274,0.21303456100266749,0,0,0.59873596013571018,1.0376361015479563,10.438387250274621,0.57701920667805373,9.1396076896782876,3.9955211213355843,0,13.562295083420736,26.697423894434607,0.38570139913304274,-0.60452336332107137,0.21303456100266749,0,0,0,0,0,0,0,0,2.1090170678772435,null,0,0,-5.7874031853610841E-3,2.1090170678772435,0.22064751763116539,31.65316496671468,5.2868562023281752E-2,-1.0541413030993738E-2,4.2327148992288011E-2,2.6434281011640868E-3,-5.2707065154968652E-4,2.1163574496144005E-3,null,-8.9205493855909493E-2,"C-Sch-HVAC-ER-All-All-C",null,null,-0.60452336332107137,0,0,-0.60452336332107137,0,9999,0,null,78.997025189269024,78.997025189269024]
["All Btype_RETRO_LINEAR_Fixture_from_LFTube_to_LEDPanel","School K-12_RETRO_LINEAR_Fixture_from_LFTube_to_LEDPanel","No",21.6,null,1.1915164034143018,null,-2.0828527267774403E-2,null,1.749833440435614,null,0,-7.1774297097432438E-2,"C-K12-Lgt-LPD Int-All-All-C",1.3273379480906098,null,3.7364192950092542E-4,1.1423122836930552E-4,null,null,3.5455040392692844E-4,1.0905582567298076E-4,null,null,-2.1036812185310762E-2,null,"n/a","n/a",null,null,"n/a","n/a",null,null,0.5733306388868693,0.25064037264622946,0,0.85076729428236086," (na) "," (na) "," (na) "," (na) ",0,0,0,0,0,0,0,-7.1774297097432438E-2,0.5733306388868693,0.25064037264622946,0,0.77899299718492843,1.6029640087180272,9.0057145157872193E-2,1.5991990027672497E-2,0,0,0.10604913518554469,0.5733306388868693,0.1849702911245783,9.0057145157872193E-2,3.3749297991983049E-2,0,0,0.12380644314985524,0.25064037264622946,0.49396049743591752,9.0057145157872193E-2,4.974128801965555E-2,0,0,0.13979843317752774,0.82397101153309871,41.975138885292274,0.16966426151014183,31.083323803767435,13.588556642264093,0,42.233381455729798,86.905261901761335,9.0057145157872193E-2,-0.14114972982805254,4.974128801965555E-2,0,0,0,0,0,0,0,0,1.6747383058154597,null,0,-7.1774297097432438E-2,-1.3512966505248025E-3,1.6029640087180272,0.1165119908948479,91.861002974041412,1.2344242917242702E-2,-2.4613070256813583E-3,9.8829358915613445E-3,6.1721214586213369E-4,-1.2306535128406794E-4,4.9414679457806577E-4,null,-2.0828527267774403E-2,"C-Sch-HVAC-ER-All-All-C",null,null,-0.14114972982805254,0,0,-0.14114972982805254,0,9999,0,null,18.444959184750349,18.444959184750349]
["All Btype_RETRO_LINEAR_Lamp_from_LFTube_to_LEDTube_RDX","School K-12_RETRO_LINEAR_Lamp_from_LFTube_to_LEDTube_RDX","No",20.399999999999999,null,5.3977266760175979,null,-9.4355979433657824E-2,null,2.3046693156794715,null,0,-0.32298433693844592,"C-K12-Lgt-LPD Int-All-All-C",6.0130162119202835,null,1.6926472890902912E-3,5.1748255150866327E-4,null,null,1.606160156742518E-3,4.9403729375724966E-4,null,null,-9.5299537619157021E-2,null,"n/a","n/a",null,null,"n/a","n/a",null,null,0.78428093877771976,0.34286056495468475,0,1.1637971651691403," (na) "," (na) "," (na) "," (na) ",0,0,0,0,0,0,0,-0.32298433693844592,0.78428093877771976,0.34286056495468475,0,0.84081282823069436,1.967954331963099,0.4079707617886757,7.2445826954310732E-2,0,0,0.48041658874298643,0.78428093877771976,0.6125567573932148,0.4079707617886757,0.15288877731450914,0,0,0.56085953910318487,0.34286056495468475,1.6358239950322448,0.4079707617886757,0.22533460426881988,0,0,0.63330536605749566,1.1271415037324046,10.792572909234996,0.56186855329200003,9.3860550613625087,4.1032594086117422,0,10.062612913138711,23.551927383112965,0.4079707617886757,-0.6394269183557677,0.22533460426881988,0,0,0,0,0,0,0,0,2.290938668901545,null,0,-0.32298433693844592,-6.1215522982721593E-3,1.967954331963099,0.32633801978646104,28.507668455393027,5.5921050770858696E-2,-1.1150045901441349E-2,4.4771004869417347E-2,2.7960525385429323E-3,-5.5750229507206864E-4,2.2385502434708639E-3,null,-9.4355979433657824E-2,"C-Sch-HVAC-ER-All-All-C",null,null,-0.6394269183557677,0,0,-0.6394269183557677,0,9999,0,null,83.55810120976119,83.55810120976119]
["All Btype_RETRO_LINEAR_Fixture_from_LEDTube_to_LEDPanel_CONTR","School K-12_RETRO_LINEAR_Fixture_from_LEDTube_to_LEDPanel_CONTR","No",21.6,null,0,null,0,null,0,null,0,0,"C-K12-Lgt-LPD Int-All-All-C",0,null,null,null,null,null,0,0,null,null,0,null,"n/a","n/a",null,null,"n/a","n/a",null,null,0,0,0,0," (na) "," (na) "," (na) "," (na) ",0,0,0,0,0,0,0,0,0,0,0,0,0,0,0,0,0,0,0,9999,0,0,0,0,0,0,9999,0,0,0,0,0,0,9999,9999,9999,9999,9999,9999,9999,0,0,0,0,0,0,0,0,0,0,0,0,null,0,0,0,0,9999,9999,0,0,0,0,0,0,null,0,"C-Sch-HVAC-ER-All-All-C",null,null,0,0,0,0,0,9999,9999,null,0,0]
["All Btype_NR_HIGHBAY_Fixture_from_LFTube_to_LEDPanel_CONTR","School K-12_NR_HIGHBAY_Fixture_from_LFTube_to_LEDPanel_CONTR","No",22,null,1.0347245955342648,null,-1.8087698491573767E-2,null,0.63193523352835912,null,0,-9.7627646111327238E-2,"C-K12-Lgt-LPD Int-All-All-C",1.1526733644117382,null,3.2447433645867906E-4,9.9199525271422844E-5,null,null,3.0789506736840093E-4,9.4705154529789364E-5,null,null,-1.8268575168081225E-2,null,"n/a","n/a",null,null,"n/a","n/a",null,null,0.20459099642631365,8.9440124260432352E-2,0,0.3035932787441572," (na) "," (na) "," (na) "," (na) ",0,0,0,0,0,0,0,-9.7627646111327238E-2,0.20459099642631365,8.9440124260432352E-2,0,0.20596563263282996,0.49999675331957594,7.820651300429371E-2,1.3887601854036551E-2,0,0,9.2094114858330259E-2,0.20459099642631365,0.45013767207248173,7.820651300429371E-2,2.9308223213925483E-2,0,0,0.10751473621821919,8.9440124260432352E-2,1.2020861677825609,7.820651300429371E-2,4.3195825067962032E-2,0,0,0.12140233807225574,0.29403112068674597,15.659799657286776,0.41288941724503719,12.772740007809428,5.5838012102166035,0,12.858559380009797,31.215100598035828,7.820651300429371E-2,-0.12257581741014353,4.3195825067962032E-2,0,0,0,0,0,0,0,0,0.59762439943090317,null,0,-9.7627646111327238E-2,-1.1734793378877922E-3,0.49999675331957594,0.30412374095677958,36.170841670315902,1.0719862289029162E-2,-2.1374232946655032E-3,8.5824389943636586E-3,5.3599311445145853E-4,-1.0687116473327517E-4,4.2912194971818336E-4,null,-1.8087698491573767E-2,"C-Sch-HVAC-ER-All-All-C",null,null,-0.12257581741014353,0,0,-0.12257581741014353,0,9999,0,null,16.017784461378209,16.017784461378209]
["All Btype_NR_HIGHBAY_Fixture_from_HID_to_LEDPanel","School K-12_NR_HIGHBAY_Fixture_from_HID_to_LEDPanel","No",22,null,1.3647841763732646E-2,null,-2.3857367259704789E-4,null,-4.400175536609631E-3,null,0,-1.1066777995471044E-2,"C-K12-Lgt-LPD Int-All-All-C",1.5203566002640547E-2,null,4.2797614162188469E-6,1.3084248985525769E-6,null,null,4.0610836713589909E-6,1.2491449114196798E-6,null,null,-2.4095940525516548E-4,null,"n/a","n/a",null,null,"n/a","n/a",null,null,-1.424570509321434E-3,-6.2277307211486374E-4,0,-2.1139250469553064E-3," (na) "," (na) "," (na) "," (na) ",0,0,0,0,0,0,0,-1.1066777995471044E-2,-1.424570509321434E-3,-6.2277307211486374E-4,0,-1.3180703042426351E-2,-1.5228046623862648E-2,1.0315306304522404E-3,1.8317511094219905E-4,0,0,1.2147057413944395E-3,-1.424570509321434E-3,9999,1.0315306304522404E-3,3.8657048892635988E-4,0,0,1.4181011193786003E-3,-6.2277307211486374E-4,9999,1.0315306304522404E-3,5.6974559986855888E-4,0,0,1.6012762303207993E-3,-2.0473435814362976E-3,-12.38730613279694,9999,-6.7428313611845025,-2.9477332108731864,0,-62.387405365611819,-72.077969937669494,1.0315306304522404E-3,-1.6167542235816382E-3,5.6974559986855888E-4,0,0,0,0,0,0,0,0,-4.1612686283916036E-3,null,0,-1.1066777995471044E-2,-1.5477993260838881E-5,-1.5228046623862648E-2,10.409326667414549,-67.122228865389431,1.4139316382455697E-4,-2.8192250414854363E-5,1.132009134097026E-4,7.0696581912278568E-6,-1.409612520742718E-6,5.6600456704851388E-6,null,-2.3857367259704789E-4,"C-Sch-HVAC-ER-All-All-C",null,null,-1.6167542235816382E-3,0,0,-1.6167542235816382E-3,0,9999,0,null,0.21127185792040659,0.21127185792040659]
["All Btype_RETRO_HIGHBAY_Fixture_from_LFTube_to_LEDPanel","School K-12_RETRO_HIGHBAY_Fixture_from_LFTube_to_LEDPanel","No",22,null,1.9955002509348483E-2,null,-3.488271858477736E-4,null,3.5936751734150459E-2,null,0,-3.4350468076207738E-3,"C-K12-Lgt-LPD Int-All-All-C",2.2229683123960977E-2,null,6.2575937850485831E-6,1.9130953146961019E-6,null,null,5.9378571539415985E-6,1.8264199038531514E-6,null,null,-3.5231545175849668E-4,null,"n/a","n/a",null,null,"n/a","n/a",null,null,1.1634635094744959E-2,5.0862610123391435E-3,0,1.7264674776036052E-2," (na) "," (na) "," (na) "," (na) ",0,0,0,0,0,0,0,-3.4350468076207738E-3,1.1634635094744959E-2,5.0862610123391435E-3,0,1.3829627968415279E-2,3.0550524075499384E-2,1.508238201723887E-3,2.6782694742366825E-4,0,0,1.7760651491475553E-3,1.1634635094744959E-2,0.15265327487148733,1.508238201723887E-3,5.6521867780329703E-4,0,0,2.0734568795271842E-3,5.0862610123391435E-3,0.40765837114867465,1.508238201723887E-3,8.3304562522696528E-4,0,0,2.3412838269508524E-3,1.6720896107084104E-2,51.432269023154639,0.14002143258093241,37.663728196742966,16.465282387150925,0,44.769375629127595,98.898386213021482,1.508238201723887E-3,-2.3639147600834792E-3,8.3304562522696528E-4,0,0,0,0,0,0,0,0,3.3985570883120153E-2,null,0,-3.4350468076207738E-3,-2.263093313262677E-5,3.055052407549938E-2,0.1589109318153899,103.85412728530154,2.0673605305283684E-4,-4.1220907855744155E-5,1.6551514519709269E-4,1.0336802652641858E-5,-2.0610453927872055E-6,8.2757572598546534E-6,null,-3.488271858477736E-4,"C-Sch-HVAC-ER-All-All-C",null,null,-2.3639147600834792E-3,0,0,-2.3639147600834792E-3,0,9999,0,null,0.30890821625436127,0.30890821625436127]
["All Btype_RETRO_HIGHBAY_Fixture_from_LFTube_to_LEDPanel_CONTR","School K-12_RETRO_HIGHBAY_Fixture_from_LFTube_to_LEDPanel_CONTR","No",22,null,0.11496939950380719,null,-2.0097442768415297E-3,null,0.12243197654286939,null,0,-1.0847516234591919E-2,"C-K12-Lgt-LPD Int-All-All-C",0.1280748182679709,null,3.6052704050964338E-5,1.1022169474602538E-5,null,null,3.4210563040933436E-5,1.0522794947754374E-5,null,null,-2.0298416853423581E-3,null,"n/a","n/a",null,null,"n/a","n/a",null,null,3.9637733024462884E-2,1.732824918513293E-2,0,5.8818567488703601E-2," (na) "," (na) "," (na) "," (na) ",0,0,0,0,0,0,0,-1.0847516234591919E-2,3.9637733024462884E-2,1.732824918513293E-2,0,4.7971051254111684E-2,0.10493703346370749,8.6896125560326342E-3,1.5430668726707276E-3,0,0,1.0232679428703362E-2,3.9637733024462884E-2,0.25815501159938048,8.6896125560326342E-3,3.2564692459917189E-3,0,0,1.1946081802024354E-2,1.732824918513293E-2,0.68939923903412592,8.6896125560326342E-3,4.7995361186624463E-3,0,0,1.3489148674695082E-2,5.6965982209595811E-2,29.311045853466531,0.23679305001824161,22.271469445748259,9.7363179684575254,0,26.95375645289819,58.961543867103977,8.6896125560326342E-3,-1.3619535267793739E-2,4.7995361186624463E-3,0,0,0,0,0,0,0,0,0.1157845496982994,null,0,-1.0847516234591919E-2,-1.3038659309865842E-4,0.10493703346370749,0.18806720758207721,63.917284939384054,1.1910958098921298E-3,-2.3749147718505554E-4,9.5360433270707428E-4,5.9554790494606479E-5,-1.1874573859252793E-5,4.768021663535369E-5,null,-2.0097442768415297E-3,"C-Sch-HVAC-ER-All-All-C",null,null,-1.3619535267793739E-2,0,0,-1.3619535267793739E-2,0,9999,0,null,1.7797538290420227,1.7797538290420227]
["All Btype_NEW_CAN_Fixture_from_CFL_to_LEDPanel","School K-12_NEW_CAN_Fixture_from_CFL_to_LEDPanel","No",18.8,null,0.6731231889242737,null,-1.1766656887731947E-2,null,9.7257708336458026E-2,null,0,-0.43059462743326937,"C-K12-Lgt-LPD Int-All-All-C",0.74985283445425455,null,2.1108148102769351E-4,6.4532631270832711E-5,null,null,2.0029610825483563E-4,6.1608891776407883E-5,null,null,-1.1884323255979296E-2,null,"n/a","n/a",null,null,"n/a","n/a",null,null,3.3541488512121895E-2,1.4663181434206087E-2,0,5.4083251957940406E-2," (na) "," (na) "," (na) "," (na) ",0,0,0,0,0,0,0,-0.43059462743326937,3.3541488512121895E-2,1.4663181434206087E-2,0,-0.37651137547532898,-0.32830670552900099,5.0875969949198512E-2,9.0343526063309636E-3,0,0,5.9910322555529472E-2,3.3541488512121895E-2,1.7861557495839184,5.0875969949198512E-2,1.9065986018507324E-2,0,0,6.9941955967705832E-2,1.4663181434206087E-2,4.7699031947150372,5.0875969949198512E-2,2.8100338624838288E-2,0,0,7.8976308574036799E-2,4.820466994632798E-2,1.9293783804302893,1.6383538910643007,3.2189194332250834,1.4072005079444607,0,-36.133154403980619,-31.507034462811074,5.0875969949198512E-2,-7.9739696394781331E-2,2.8100338624838288E-2,0,0,0,0,0,0,0,0,0.10228792190426839,null,0,-0.43059462743326937,-7.6338782074453215E-4,-0.32830670552900099,2.7994154995212965,-26.551293390531008,6.9736313604245792E-3,-1.3904658209495766E-3,5.5831655394750022E-3,3.4868156802122846E-4,-6.9523291047478888E-5,2.7915827697374954E-4,null,-1.1766656887731947E-2,"C-Sch-HVAC-ER-All-All-C",null,null,-7.9739696394781331E-2,0,0,-7.9739696394781331E-2,0,9999,0,null,10.420108116379966,10.420108116379966]
["All Btype_NR_CAN_Lamp_from_CFL_to_LEDScrew","School K-12_NR_CAN_Lamp_from_CFL_to_LEDScrew","No",18.8,null,0.50188851143423441,null,-8.7733568046866727E-3,null,3.3641084916543325E-3,null,0,-0.3157551399121229,"C-K12-Lgt-LPD Int-All-All-C",0.55909903130870409,null,1.5738481758981694E-4,4.811628358727695E-5,null,null,1.4934311768213194E-4,4.5936309272288032E-5,null,null,-8.8610902231414899E-3,null,"n/a","n/a",null,null,"n/a","n/a",null,null,1.1601877964880791E-3,5.0719407254416619E-4,0,1.8707198666307189E-3," (na) "," (na) "," (na) "," (na) ",0,0,0,0,0,0,0,-0.3157551399121229,1.1601877964880791E-3,5.0719407254416619E-4,0,-0.31388442004549216,-0.3122170381764599,3.7933717402281728E-2,6.7361188204044251E-3,0,0,4.4669836222686152E-2,1.1601877964880791E-3,38.502246237982327,3.7933717402281728E-2,1.4215821857432817E-2,0,0,5.2149539259714543E-2,5.0719407254416619E-4,102.81969384642875,3.7933717402281728E-2,2.0951940677837243E-2,0,0,5.8885658080118967E-2,1.6673818690322454E-3,-2.4821314655226918,35.316239893082454,0.14932872792835994,6.5281367288199069E-2,0,-40.400322520032603,-40.185712424816039,3.7933717402281728E-2,-5.9454848955288249E-2,2.0951940677837243E-2,0,0,0,0,0,0,0,0,3.5381017356629642E-3,null,0,-0.3157551399121229,-5.6919087516928146E-4,-0.3122170381764599,5.9473448041870833,-35.229971352535976,5.1996209911709512E-3,-1.0367475561075547E-3,4.162873435063396E-3,2.5998104955854743E-4,-5.1837377805377713E-5,2.0814367175316971E-4,null,-8.7733568046866727E-3,"C-Sch-HVAC-ER-All-All-C",null,null,-5.9454848955288249E-2,0,0,-5.9454848955288249E-2,0,9999,0,null,7.7693543136902372,7.7693543136902372]
["All Btype_RETRO_CAN_Lamp_from_Inc/Hal_to_LEDScrew","School K-12_RETRO_CAN_Lamp_from_Inc/Hal_to_LEDScrew","No",18.8,null,0.16677220539809459,null,-2.9152929978029643E-3,null,1.5146926167479847E-2,null,0,-0.10585485761800011,"C-K12-Lgt-LPD Int-All-All-C",0.18578265165073224,null,5.2297298160151175E-5,1.5988528421340074E-5,null,null,4.9625126954395218E-5,1.5264146181182856E-5,null,null,-2.9444458780731493E-3,null,"n/a","n/a",null,null,"n/a","n/a",null,null,5.2237551010651971E-3,2.2836454854141741E-3,0,8.4229315939685755E-3," (na) "," (na) "," (na) "," (na) ",0,0,0,0,0,0,0,-0.10585485761800011,5.2237551010651971E-3,2.2836454854141741E-3,0,-9.7431926024031529E-2,-8.9924525437552166E-2,1.2604970159703641E-2,2.2383405196746836E-3,0,0,1.4843310679378325E-2,5.2237551010651971E-3,2.8415020214771487,1.2604970159703641E-2,4.7237661526372057E-3,0,0,1.7328736312340845E-2,2.2836454854141741E-3,7.5881902086032467,1.2604970159703641E-2,6.9621066723118893E-3,0,0,1.9567076832015529E-2,7.5074005864793712E-3,0.21121721202604374,2.6063717536606896,2.0233986847961214,0.88456008796917163,0,-37.739830286832941,-34.83187151406765,1.2604970159703641E-2,-1.9756212895866029E-2,6.9621066723118893E-3,0,0,0,0,0,0,0,0,1.5930332180447947E-2,null,0,-0.10585485761800011,-1.8913606385050075E-4,-8.9924525437552166E-2,3.5145440440313518,-29.876130441787581,1.7277786603518083E-3,-3.4450016773455804E-4,1.3832784926172503E-3,8.6388933017590529E-5,-1.7225008386727922E-5,6.9163924630862613E-5,null,-2.9152929978029643E-3,"C-Sch-HVAC-ER-All-All-C",null,null,-1.9756212895866029E-2,0,0,-1.9756212895866029E-2,0,9999,0,null,2.5816736663499142,2.5816736663499142]
["All Btype_NEW_DISP_Fixture_from_CFL_to_LEDPanel","School K-12_NEW_DISP_Fixture_from_CFL_to_LEDPanel","No",12.8,null,9.0936279725889274E-2,null,-1.5896287927494514E-3,null,-1.8738881610199088E-2,null,0,-0.24104992629406471,"C-K12-Lgt-LPD Int-All-All-C",0.1013021512691554,null,2.8516272978747075E-5,8.718103172274313E-6,null,null,2.7059211787632871E-5,8.3231175338571583E-6,null,null,-1.6055250535726305E-3,null,"n/a","n/a",null,null,"n/a","n/a",null,null,-6.462520997144389E-3,-2.8251911917757601E-3,0,-1.7008743169409646E-2," (na) "," (na) "," (na) "," (na) ",0,0,0,0,0,0,0,-0.24104992629406471,-6.462520997144389E-3,-2.8251911917757601E-3,0,-0.25805866946347433,-0.26734638165239449,6.8731422579867965E-3,1.2205052942308513E-3,0,0,8.0936475522176473E-3,-6.462520997144389E-3,9999,6.8731422579867965E-3,2.5757392797589799E-3,0,0,9.448881537745776E-3,-2.8251911917757601E-3,9999,6.8731422579867965E-3,3.7962445739898312E-3,0,0,1.0669386831976628E-2,-9.2877121889201487E-3,-9.2944617486463574,9999,-4.5907866631029233,-2.0069335248041802,0,-183.31736153654074,-189.91508172444784,6.8731422579867965E-3,-1.0772517506344722E-2,3.7962445739898312E-3,0,0,0,0,0,0,0,0,-2.6296455358329793E-2,null,0,-0.24104992629406471,-1.0313067436809424E-4,-0.26734638165239449,25.807873444682482,-184.95934065216781,9.4211000680314227E-4,-1.878464312679978E-4,7.5426357553514452E-4,4.7105500340157283E-5,-9.3923215633998879E-6,3.7713178776757392E-5,null,-1.5896287927494514E-3,"C-Sch-HVAC-ER-All-All-C",null,null,-1.0772517506344722E-2,0,0,-1.0772517506344722E-2,0,9999,0,null,1.4077153811317287,1.4077153811317287]
["All Btype_RETRO_DISP_Lamp_from_CFL_to_LEDScrew","School K-12_RETRO_DISP_Lamp_from_CFL_to_LEDScrew","No",12.8,null,0,null,0,null,0,null,0,0,"C-K12-Lgt-LPD Int-All-All-C",0,null,null,null,null,null,0,0,null,null,0,null,"n/a","n/a",null,null,"n/a","n/a",null,null,0,0,0,0," (na) "," (na) "," (na) "," (na) ",0,0,0,0,0,0,0,0,0,0,0,0,0,0,0,0,0,0,0,9999,0,0,0,0,0,0,9999,0,0,0,0,0,0,9999,9999,9999,9999,9999,9999,9999,0,0,0,0,0,0,0,0,0,0,0,0,null,0,0,0,0,9999,9999,0,0,0,0,0,0,null,0,"C-Sch-HVAC-ER-All-All-C",null,null,0,0,0,0,0,9999,9999,null,0,0]
["All Btype_RETRO_DISP_Lamp_from_Inc/Hal_to_LEDScrew","School K-12_RETRO_DISP_Lamp_from_Inc/Hal_to_LEDScrew","No",12.8,null,1.0156155175673771E-2,null,-1.7753658649272955E-4,null,1.1908955466303234E-3,null,0,-7.7643740696416667E-3,"C-K12-Lgt-LPD Int-All-All-C",1.1313860331876015E-2,null,3.1848201210454349E-6,9.7367529133637895E-7,null,null,3.0220892549707044E-6,9.2956159493248786E-7,null,null,-1.7931194933053023E-4,null,"n/a","n/a",null,null,"n/a","n/a",null,null,4.1070687331283291E-4,1.795468736423285E-4,0,1.0809415906232237E-3," (na) "," (na) "," (na) "," (na) ",0,0,0,0,0,0,0,-7.7643740696416667E-3,4.1070687331283291E-4,1.795468736423285E-4,0,-6.6834324790184425E-3,-6.0931787320632818E-3,7.6762211437512236E-4,1.3631128520216886E-4,0,0,9.0393339957729117E-4,4.1070687331283291E-4,2.2009210420220326,7.6762211437512236E-4,2.8766965061869396E-4,0,0,1.0552917649938164E-3,1.795468736423285E-4,5.8775279323216765,7.6762211437512236E-4,4.2398093582086282E-4,0,0,1.1916030501959852E-3,5.9025374695516135E-4,1.0575824578967949,2.0187979429912968,2.6123115474511578,1.142012471184892,0,-42.510142819673298,-38.755818801037258,7.6762211437512236E-4,-1.2031211278588443E-3,4.2398093582086282E-4,0,0,0,0,0,0,0,0,1.6711953375783851E-3,null,0,-7.7643740696416667E-3,-1.1518077662859075E-5,-6.0931787320632818E-3,3.1158632765495793,-33.800077728757195,1.0521890108644703E-4,-2.0979498071672038E-5,8.4239403014774986E-5,5.2609450543223486E-6,-1.0489749035836018E-6,4.2119701507387466E-6,null,-1.7753658649272955E-4,"C-Sch-HVAC-ER-All-All-C",null,null,-1.2031211278588443E-3,0,0,-1.2031211278588443E-3,0,9999,0,null,0.15721971359563186,0.15721971359563186]
["All Btype_NR_OTHER_Lamp_from_Inc/Hal_to_LEDScrew","School K-12_NR_OTHER_Lamp_from_Inc/Hal_to_LEDScrew","No",8,null,0.32880465530777048,null,-5.7477318056424302E-3,null,-3.8629486775779913E-3,null,0,-0.70331878780401402,"C-K12-Lgt-LPD Int-All-All-C",0.36628526073854112,null,1.0310827906862153E-4,3.1522654293071295E-5,null,null,9.7839881195399089E-5,3.0094477144382666E-5,null,null,-5.8052090256958894E-3,null,"n/a","n/a",null,null,"n/a","n/a",null,null,-1.3322239533308888E-3,-5.8240234423783278E-4,0,-6.0996217393222063E-3," (na) "," (na) "," (na) "," (na) ",0,0,0,0,0,0,0,-0.70331878780401402,-1.3322239533308888E-3,-5.8240234423783278E-4,0,-0.70941840954333624,-0.7113330358409049,2.4851700309609516E-2,4.4130662017464618E-3,0,0,2.9264766511355976E-2,-1.3322239533308888E-3,9999,2.4851700309609516E-2,9.3132803386800789E-3,0,0,3.4164980648289593E-2,-5.8240234423783278E-4,9999,2.4851700309609516E-2,1.3726346540426541E-2,0,0,3.8578046850036053E-2,-1.9146262975687216E-3,-3.0728979031957979,9999,-0.26173488280940044,-0.11442145964714423,0,-139.37562361073876,-139.7517799531953,2.4851700309609516E-2,-3.8950943629401505E-2,1.3726346540426541E-2,0,0,0,0,0,0,0,0,-8.0142480368909277E-3,null,0,-0.70331878780401402,-3.7289677936545168E-4,-0.7113330358409049,19.252706425445425,-134.79603888091523,3.4064529248684339E-3,-6.7920945600641932E-4,2.7272434688620146E-3,1.7032264624342169E-4,-3.3960472800320948E-5,1.3636217344310074E-4,null,-5.7477318056424302E-3,"C-Sch-HVAC-ER-All-All-C",null,null,-3.8950943629401505E-2,0,0,-3.8950943629401505E-2,0,9999,0,null,5.0899747829983966,5.0899747829983966]
["All Btype_RETRO_OTHER_Lamp_from_CFL_to_LEDScrew","School K-12_RETRO_OTHER_Lamp_from_CFL_to_LEDScrew","No",8,null,0.51868854628543304,null,-9.0670329832059551E-3,null,0.35019744425654198,null,0,-0.64462023832069038,"C-K12-Lgt-LPD Int-All-All-C",0.57781411044932007,null,1.6265306015827614E-4,4.9726910694214292E-5,null,null,1.543421752909157E-4,4.7473964705970941E-5,null,null,-9.1577031584385744E-3,null,"n/a","n/a",null,null,"n/a","n/a",null,null,0.1207733942575541,5.2797960704200946E-2,0,0.55296410134590868," (na) "," (na) "," (na) "," (na) ",0,0,0,0,0,0,0,-0.64462023832069038,0.1207733942575541,5.2797960704200946E-2,0,-9.1656136974781699E-2,8.1915217986973349E-2,3.9203496964624537E-2,6.9616012300758772E-3,0,0,4.6165098194700417E-2,0.1207733942575541,0.38224559704144356,3.9203496964624537E-2,1.4691677146410871E-2,0,0,5.3895174111035407E-2,5.2797960704200946E-2,1.0207813595866244,3.9203496964624537E-2,2.165327837648675E-2,0,0,6.0856775341111287E-2,0.17357135496175505,18.920173833812456,0.35061531526628087,15.0413542957802,6.5755610987715087,0,-11.415034230803037,10.20188116374867,3.9203496964624537E-2,-6.1445019106159432E-2,2.165327837648675E-2,0,0,0,0,0,0,0,0,0.7265354563076637,null,0,-0.64462023832069038,-5.8824376504814507E-4,8.1915217986973321E-2,0.89529758118855263,15.157622236028732,5.3736712271786726E-3,-1.0714512695373128E-3,4.3022199576413598E-3,2.6868356135893387E-4,-5.3572563476865666E-5,2.151109978820682E-4,null,-9.0670329832059551E-3,"C-Sch-HVAC-ER-All-All-C",null,null,-6.1445019106159432E-2,0,0,-6.1445019106159432E-2,0,9999,0,null,8.0294228752683967,8.0294228752683967]
["All Btype_NR_LINEAR_Fixture_from_LFTube_to_LEDPanel","University_NR_LINEAR_Fixture_from_LFTube_to_LEDPanel","No",25.714285714285715,null,2.9359354800358282,null,-4.6501555851120827E-2,null,0.90163762089401212,null,0,-0.11174299124394206,"C-Unv-Lgt-LPD Int-All-All-C",3.2692412247116072,null,5.502510055717402E-4,5.5622199700304379E-4,null,null,5.2213399702986561E-4,5.310100572177743E-4,null,null,-4.6966570998148452E-2,null,"n/a","n/a",null,null,"n/a","n/a",null,null,0.26478613913885085,0.11575536363130497,0,0.39291705671966348," (na) "," (na) "," (na) "," (na) ",0,0,0,0,0,0,0,-0.11174299124394206,0.26478613913885085,0.11575536363130497,0,0.28117406547572144,0.66171556824587718,0.22514613285049925,2.3806473328959524E-2,0,0,0.24895260617945877,0.26478613913885085,0.94020256116544998,0.22514613285049925,5.0546315726313851E-2,0,0,0.27569244857681308,0.11575536363130497,2.3816818497925274,0.22514613285049925,7.4352789055273372E-2,0,0,0.2994989219057726,0.3805415027701558,6.7397847093620484,0.78703352913037627,5.8284368165210312,2.547991466972849,0,6.1891656428821555,14.565593926376033,0.22514613285049925,-0.30689395148474752,7.4352789055273372E-2,0,0,0,0,0,0,0,0,0.77345855948981934,null,0,-0.11174299124394206,-7.3950295789748655E-3,0.66171556824587729,0.38065530368299944,19.684258660370336,3.0403943389817955E-2,-5.4950888067833593E-3,2.4908854583034594E-2,1.5201971694908979E-3,-2.7475444033916855E-4,1.2454427291517293E-3,null,-4.6501555851120827E-2,"C-Unv-HVAC-ER-All-All-C",null,null,-0.30689395148474752,0,0,-0.30689395148474752,0,9999,0,null,45.430043676256332,45.430043676256332]
["All Btype_NR_LINEAR_Fixture_from_LFTube_to_LEDPanel_RDX","University_NR_LINEAR_Fixture_from_LFTube_to_LEDPanel_RDX","No",25.714285714285715,null,0.883522817212548,null,-1.3993899358390375E-2,null,0.55829991012143121,null,0,-2.7935747810985515E-2,"C-Unv-Lgt-LPD Int-All-All-C",0.98382584925515848,null,1.6558923788435859E-4,1.6738611223899292E-4,null,null,1.5712787394518815E-4,1.5979898227038659E-4,null,null,-1.4133838228144877E-2,null,"n/a","n/a",null,null,"n/a","n/a",null,null,0.16395730863142269,7.1676478014916362E-2,0,0.2432968105681472," (na) "," (na) "," (na) "," (na) ",0,0,0,0,0,0,0,-2.7935747810985515E-2,0.16395730863142269,7.1676478014916362E-2,0,0.21536106275716169,0.45099484940350071,6.775412706894908E-2,7.1641773215128796E-3,0,0,7.4918304390461959E-2,0.16395730863142269,0.45693787618140824,6.775412706894908E-2,1.5211105139709255E-2,0,0,8.296523220865834E-2,7.1676478014916362E-2,1.1574959387847252,6.775412706894908E-2,2.2375282461222133E-2,0,0,9.012940953017122E-2,0.23563378664633905,15.598827014069071,0.38249781923441123,11.992683268629925,5.2427873195709775,0,15.752618993327282,32.988089581528186,6.775412706894908E-2,-9.2354825385326786E-2,2.2375282461222133E-2,0,0,0,0,0,0,0,0,0.47893059721448628,null,0,-2.7935747810985515E-2,-2.2254158551555658E-3,0.45099484940350076,0.20666579728897036,38.106754315522473,9.1495803980729696E-3,-1.6536590726929483E-3,7.4959213253800215E-3,4.5747901990364872E-4,-8.2682953634647546E-5,3.7479606626900119E-4,null,-1.3993899358390375E-2,"C-Unv-HVAC-ER-All-All-C",null,null,-9.2354825385326786E-2,0,0,-9.2354825385326786E-2,0,9999,0,null,13.671444910105892,13.671444910105892]
["All Btype_NR_LINEAR_Fixture_from_LEDTube_to_LEDPanel_CONTR","University_NR_LINEAR_Fixture_from_LEDTube_to_LEDPanel_CONTR","No",25.714285714285715,null,3.6713986006608046,null,-5.8150374298508715E-2,null,1.7839598283023583,null,0,0,"C-Unv-Lgt-LPD Int-All-All-C",4.0881987152804662,null,6.8809099709631028E-4,6.9555774482783002E-4,null,null,6.5293056986030502E-4,6.6403011723621371E-4,null,null,-5.8731877526932E-2,null,"n/a","n/a",null,null,"n/a","n/a",null,null,0.5238998732624045,0.22903094751528161,0,0.77741681225286363," (na) "," (na) "," (na) "," (na) ",0,0,0,0,0,0,0,0,0.5238998732624045,0.22903094751528161,0,0.77741681225286363,1.5303476330305497,0.28154610437196215,2.977008638675676E-2,0,0,0.31131619075871891,0.5238998732624045,0.59422841395266135,0.28154610437196215,6.3208362066554419E-2,0,0,0.34475446643851659,0.22903094751528161,1.5052745935809115,0.28154610437196215,9.2978448453311185E-2,0,0,0.37452455282527336,0.75293082077768614,11.616743744009858,0.49742226309508086,9.2218936251012416,4.0314936930404457,0,13.684399464189914,26.9377867823316,0.28154610437196215,-0.38377206573307115,9.2978448453311185E-2,0,0,0,0,0,0,0,0,1.5303476330305497,null,0,0,-9.2475129077978502E-3,1.5303476330305497,0.1956641233394068,32.056451516325893,3.802024805210822E-2,-6.8716296706510405E-3,3.1148618381457181E-2,1.901012402605417E-3,-3.4358148353255219E-4,1.5574309190728647E-3,null,-5.8150374298508715E-2,"C-Unv-HVAC-ER-All-All-C",null,null,-0.38377206573307115,0,0,-0.38377206573307115,0,9999,0,null,56.810444205991686,56.810444205991686]
["All Btype_RETRO_LINEAR_Fixture_from_LFTube_to_LEDPanel","University_RETRO_LINEAR_Fixture_from_LFTube_to_LEDPanel","No",25.714285714285715,null,0.32621505333731421,null,-5.1668395390134254E-3,null,0.53908522448875451,null,0,-1.2415887915993563E-2,"C-Unv-Lgt-LPD Int-All-All-C",0.36324902496795636,null,6.1139000619082231E-5,6.1802444111449305E-5,null,null,5.8014888558873951E-5,5.9001117468641578E-5,null,null,-5.2185078886831616E-3,null,"n/a","n/a",null,null,"n/a","n/a",null,null,0.15831448461261297,6.920963005856523E-2,0,0.23492340472345874," (na) "," (na) "," (na) "," (na) ",0,0,0,0,0,0,0,-1.2415887915993563E-2,0.15831448461261297,6.920963005856523E-2,0,0.22250751680746517,0.45003163147864339,2.5016236983388798E-2,2.6451637032177252E-3,0,0,2.7661400686606524E-2,0.15831448461261297,0.17472438326974621,2.5016236983388798E-2,5.616257302923762E-3,0,0,3.063249428631256E-2,6.920963005856523E-2,0.44260450836670162,2.5016236983388798E-2,8.2614210061414881E-3,0,0,3.3277657989530286E-2,0.2275241146711782,43.437427818646206,0.14625991639446104,31.363173931047587,13.710897461730456,0,44.080249306777844,89.154320699555882,2.5016236983388798E-2,-3.4099327942749683E-2,8.2614210061414881E-3,0,0,0,0,0,0,0,0,0.46244751939463691,null,0,-1.2415887915993563E-2,-8.2166995321939634E-4,0.45003163147864333,9.20226281780753E-2,94.272985433550176,3.3782159322020035E-3,-6.1056542297593041E-4,2.7676505092260732E-3,1.6891079661009972E-4,-3.05282711487965E-5,1.3838252546130323E-4,null,-5.1668395390134254E-3,"C-Unv-HVAC-ER-All-All-C",null,null,-3.4099327942749683E-2,0,0,-3.4099327942749683E-2,0,9999,0,null,5.047782630695151,5.047782630695151]
["All Btype_RETRO_LINEAR_Lamp_from_LFTube_to_LEDTube_RDX","University_RETRO_LINEAR_Lamp_from_LFTube_to_LEDTube_RDX","No",24.285714285714285,null,1.4777972762033982,null,-2.3406465517821239E-2,null,0.71001796325604472,null,0,-5.587149562197103E-2,"C-Unv-Lgt-LPD Int-All-All-C",1.6455660589216072,null,2.769677476877575E-4,2.7997323433193497E-4,null,null,2.628151074404784E-4,2.6728285465709936E-4,null,null,-2.3640529965880008E-2,null,"n/a","n/a",null,null,"n/a","n/a",null,null,0.21590542269026755,9.4386401020700283E-2,0,0.32038279454193536," (na) "," (na) "," (na) "," (na) ",0,0,0,0,0,0,0,-5.587149562197103E-2,0.21590542269026755,9.4386401020700283E-2,0,0.26451129891996433,0.57480312263093214,0.11332685753371387,1.1982940933400863E-2,0,0,0.12530979846711474,0.21590542269026755,0.58039208513480001,0.11332685753371387,2.5442387344817286E-2,0,0,0.13876924487853115,9.4386401020700283E-2,1.4702249834496506,0.11332685753371387,3.7425328278218151E-2,0,0,0.150752185811932,0.31029182371096786,11.932699508364729,0.48584001991736459,9.4417400974917225,4.1276029850048364,0,11.567319181394625,25.136662263891182,0.11332685753371387,-0.15447445922140055,3.7425328278218151E-2,0,0,0,0,0,0,0,0,0.63067461825290327,null,0,-5.587149562197103E-2,-3.7222734094685128E-3,0.57480312263093225,0.26316490378945312,30.255326997885479,1.5303764347970939E-2,-2.765942006007968E-3,1.2537822341962972E-2,7.6518821739854728E-4,-1.3829710030039807E-4,6.2689111709814918E-4,null,-2.3406465517821239E-2,"C-Unv-HVAC-ER-All-All-C",null,null,-0.15447445922140055,0,0,-0.15447445922140055,0,9999,0,null,22.867121998796033,22.867121998796033]
["All Btype_RETRO_LINEAR_Fixture_from_LEDTube_to_LEDPanel_CONTR","University_RETRO_LINEAR_Fixture_from_LEDTube_to_LEDPanel_CONTR","No",25.714285714285715,null,0,null,0,null,0,null,0,0,"C-Unv-Lgt-LPD Int-All-All-C",0,null,null,null,null,null,0,0,null,null,0,null,"n/a","n/a",null,null,"n/a","n/a",null,null,0,0,0,0," (na) "," (na) "," (na) "," (na) ",0,0,0,0,0,0,0,0,0,0,0,0,0,0,0,0,0,0,0,9999,0,0,0,0,0,0,9999,0,0,0,0,0,0,9999,9999,9999,9999,9999,9999,9999,0,0,0,0,0,0,0,0,0,0,0,0,null,0,0,0,0,9999,9999,0,0,0,0,0,0,null,0,"C-Unv-HVAC-ER-All-All-C",null,null,0,0,0,0,0,9999,9999,null,0,0]
["All Btype_NR_HIGHBAY_Fixture_from_LFTube_to_LEDPanel_CONTR","University_NR_HIGHBAY_Fixture_from_LFTube_to_LEDPanel_CONTR","No",26.19047619047619,null,0.30791338325791534,null,-4.8769639136282345E-3,null,0.21160849954231062,null,0,-2.1266574066478354E-2,"C-Unv-Lgt-LPD Int-All-All-C",0.34286963491953759,null,5.7708914217895869E-5,5.8335136485217045E-5,null,null,5.4760074474621048E-5,5.5690972902411598E-5,null,null,-4.9257335096091742E-3,null,"n/a","n/a",null,null,"n/a","n/a",null,null,6.1466284312719374E-2,2.6870938617949917E-2,0,9.1210029339878443E-2," (na) "," (na) "," (na) "," (na) ",0,0,0,0,0,0,0,-2.1266574066478354E-2,6.1466284312719374E-2,2.6870938617949917E-2,0,6.9943455273400096E-2,0.15828067820406938,2.3612748973825301E-2,2.4967618655127263E-3,0,0,2.6109510839338029E-2,6.1466284312719374E-2,0.4247777644489098,2.3612748973825301E-2,5.3011679556126158E-3,0,0,2.8913916929437917E-2,2.6870938617949917E-2,1.076029287273325,2.3612748973825301E-2,7.7979298211253417E-3,0,0,3.1410678794950644E-2,8.8337222930669285E-2,16.903732087426352,0.35557693294935305,12.900654603692596,5.6397210578655885,0,14.679858533180235,33.220234194738417,2.3612748973825301E-2,-3.2186250530923055E-2,7.7979298211253417E-3,0,0,0,0,0,0,0,0,0.17954725227054774,null,0,-2.1266574066478354E-2,-7.7557173597241069E-4,0.15828067820406938,0.24879035279939207,38.338898928732718,3.1886876047516988E-3,-5.763108206242733E-4,2.6123767841274253E-3,1.5943438023758498E-4,-2.8815541031213673E-5,1.3061883920637132E-4,null,-4.8769639136282345E-3,"C-Unv-HVAC-ER-All-All-C",null,null,-3.2186250530923055E-2,0,0,-3.2186250530923055E-2,0,9999,0,null,4.7645864648702156,4.7645864648702156]
["All Btype_NR_HIGHBAY_Fixture_from_HID_to_LEDPanel","University_NR_HIGHBAY_Fixture_from_HID_to_LEDPanel","No",26.19047619047619,null,4.4741335388648979E-4,null,-7.0864694424538239E-6,null,-1.6231987902466929E-4,null,0,-3.1642425779182352E-4,"C-Unv-Lgt-LPD Int-All-All-C",4.9820651405947994E-4,null,8.3853902633875828E-8,8.4763834517758534E-8,null,null,7.9569092842067447E-8,8.0921734235236656E-8,null,null,-7.1573340741715172E-6,null,"n/a","n/a",null,null,"n/a","n/a",null,null,-4.7149334054710874E-5,-2.0612061969055432E-5,0,-6.9965057926821785E-5," (na) "," (na) "," (na) "," (na) ",0,0,0,0,0,0,0,-3.1642425779182352E-4,-4.7149334054710874E-5,-2.0612061969055432E-5,0,-3.863893157186453E-4,-4.541507117424116E-4,3.4310490505733383E-5,3.6279183070429971E-6,0,0,3.7938408812776378E-5,-4.7149334054710874E-5,9999,3.4310490505733383E-5,7.7028588671299852E-6,0,0,4.2013349372863369E-5,-2.0612061969055432E-5,9999,3.4310490505733383E-5,1.1330777174172983E-5,0,0,4.5641267679906363E-5,-6.7761396023766302E-5,-11.424255815707294,9999,-6.810358496955434,-2.9772537446200289,0,-55.810963446139141,-65.5985756877146,3.4310490505733383E-5,-4.676821171819244E-5,1.1330777174172983E-5,0,0,0,0,0,0,0,0,-1.3772645395058807E-4,null,0,-3.1642425779182352E-4,-1.1269440382860769E-6,-4.541507117424116E-4,10.686574514199421,-60.479910953720299,4.6333205807531714E-6,-8.3740808667806684E-7,3.7959124940751045E-6,2.3166602903765819E-7,-4.1870404333903386E-8,1.8979562470375481E-7,null,-7.0864694424538239E-6,"C-Unv-HVAC-ER-All-All-C",null,null,-4.676821171819244E-5,0,0,-4.676821171819244E-5,0,9999,0,null,6.9231794590239194E-3,6.9231794590239194E-3]
["All Btype_RETRO_HIGHBAY_Fixture_from_LFTube_to_LEDPanel","University_RETRO_HIGHBAY_Fixture_from_LFTube_to_LEDPanel","No",26.19047619047619,null,5.9382103818660147E-3,null,-9.4053845394680898E-5,null,1.2033704894770427E-2,null,0,-7.4826834678349771E-4,"C-Unv-Lgt-LPD Int-All-All-C",6.6123531369871669E-3,null,1.1129352998855571E-6,1.1250122012849598E-6,null,null,1.056065960226793E-6,1.0740186411069815E-6,null,null,-9.4994383016362799E-5,null,"n/a","n/a",null,null,"n/a","n/a",null,null,3.4954509294151826E-3,1.5280905364070463E-3,0,5.1869115791352604E-3," (na) "," (na) "," (na) "," (na) ",0,0,0,0,0,0,0,-7.4826834678349771E-4,3.4954509294151826E-3,1.5280905364070463E-3,0,4.4386432323517628E-3,9.4621846981739911E-3,4.5537959284905815E-4,4.8150869812683588E-5,0,0,5.0353046266174179E-4,3.4954509294151826E-3,0.14405307722228175,4.5537959284905815E-4,1.0223475919416714E-4,0,0,5.5761435204322531E-4,1.5280905364070463E-3,0.36490923721988833,4.5537959284905815E-4,1.5038562900685073E-4,0,0,6.0576522185590894E-4,5.0235414658222292E-3,53.034450424139798,0.12058529345825957,38.04091747396874,16.630176524302886,0,48.305659071727625,102.97675306999925,4.5537959284905815E-4,-6.2072237664308986E-4,1.5038562900685073E-4,0,0,0,0,0,0,0,0,1.021045304495749E-2,null,0,-7.4826834678349771E-4,-1.4957154787180915E-5,9.4621846981739928E-3,0.12501261552269399,108.09541780399356,6.1494884173980712E-5,-1.1114342812914444E-5,5.0380541361066268E-5,3.0747442086990324E-6,-5.557171406457225E-7,2.51902706805331E-6,null,-9.4053845394680898E-5,"C-Unv-HVAC-ER-All-All-C",null,null,-6.2072237664308986E-4,0,0,-6.2072237664308986E-4,0,9999,0,null,9.1886609512168219E-2,9.1886609512168219E-2]
["All Btype_RETRO_HIGHBAY_Fixture_from_LFTube_to_LEDPanel_CONTR","University_RETRO_HIGHBAY_Fixture_from_LFTube_to_LEDPanel_CONTR","No",26.19047619047619,null,3.4212598139768374E-2,null,-5.418848792920262E-4,null,4.099731345502404E-2,null,0,-2.3629526740531507E-3,"C-Unv-Lgt-LPD Int-All-All-C",3.8096626102170843E-2,null,6.4121015797662081E-6,6.4816818316907833E-6,null,null,6.084452719402339E-6,6.1878858780457333E-6,null,null,-5.473037232899084E-4,null,"n/a","n/a",null,null,"n/a","n/a",null,null,1.1908560054698205E-2,5.206011553097062E-3,0,1.7671152960192216E-2," (na) "," (na) "," (na) "," (na) ",0,0,0,0,0,0,0,-2.3629526740531507E-3,1.1908560054698205E-2,5.206011553097062E-3,0,1.5308200286139065E-2,3.2422771893934332E-2,2.6236387748694774E-3,2.7741798505696955E-4,0,0,2.9010567599264468E-3,1.1908560054698205E-2,0.24361104504670253,2.6236387748694774E-3,5.890186617347349E-4,0,0,3.2126574366042123E-3,5.206011553097062E-3,0.61710532215261771,2.6236387748694774E-3,8.6643664679170445E-4,0,0,3.4900754216611817E-3,1.7114571607795268E-2,30.691690816658355,0.20392420573773157,22.494510548294386,9.8338238424958,0,28.916214154380828,61.244548545171014,2.6236387748694774E-3,-3.5762500589914497E-3,8.6643664679170445E-4,0,0,0,0,0,0,0,0,3.478572456798748E-2,null,0,-2.3629526740531507E-3,-8.6174637330268047E-5,3.2422771893934332E-2,0.15257369185573827,66.363213279165294,3.5429862275018889E-4,-6.4034535624919313E-5,2.902640871252696E-4,1.7714931137509446E-5,-3.2017267812459642E-6,1.4513204356263482E-5,null,-5.418848792920262E-4,"C-Unv-HVAC-ER-All-All-C",null,null,-3.5762500589914497E-3,0,0,-3.5762500589914497E-3,0,9999,0,null,0.52939849609669121,0.52939849609669121]
["All Btype_NEW_CAN_Fixture_from_CFL_to_LEDPanel","University_NEW_CAN_Fixture_from_CFL_to_LEDPanel","No",22.38095238095238,null,0.5702057053003825,null,-9.0313471232446492E-3,null,9.5097256712749351E-2,null,0,-0.35857601430827157,"C-Unv-Lgt-LPD Int-All-All-C",0.63493902063236751,null,1.0686756056384792E-4,1.0802722275791886E-4,null,null,1.0140678705721733E-4,1.0313066014439883E-4,null,null,-9.121660514560391E-3,null,"n/a","n/a",null,null,"n/a","n/a",null,null,3.044817819604221E-2,1.3310892898156608E-2,0,4.518215567541907E-2," (na) "," (na) "," (na) "," (na) ",0,0,0,0,0,0,0,-0.35857601430827157,3.044817819604221E-2,1.3310892898156608E-2,0,-0.31339385863285252,-0.26963478753865366,4.3726985947288542E-2,4.6235985114660809E-3,0,0,4.835058445875462E-2,3.044817819604221E-2,1.587963133539446,4.3726985947288542E-2,9.8169042899767262E-3,0,0,5.3543890237265267E-2,1.3310892898156608E-2,4.0225618707127024,4.3726985947288542E-2,1.4440502801442807E-2,0,0,5.8167488748731344E-2,4.3759071094198819E-2,3.3228792001820122,1.3292669906889925,3.4509058218938482,1.5086169524199942,0,-35.519126442923465,-30.559603668609615,4.3726985947288542E-2,-5.9603721964845736E-2,1.4440502801442807E-2,0,0,0,0,0,0,0,0,8.8941226769617882E-2,null,0,-0.35857601430827157,-1.4362332161143923E-3,-0.26963478753865366,2.8055043716226691,-25.440938934615328,5.9049328918810151E-3,-1.0672342802035646E-3,4.8376986116774505E-3,2.9524664459405092E-4,-5.33617140101783E-5,2.4188493058387262E-4,null,-9.0313471232446492E-3,"C-Unv-HVAC-ER-All-All-C",null,null,-5.9603721964845736E-2,0,0,-5.9603721964845736E-2,0,9999,0,null,8.8232422927532479,8.8232422927532479]
["All Btype_NR_CAN_Lamp_from_CFL_to_LEDScrew","University_NR_CAN_Lamp_from_CFL_to_LEDScrew","No",22.38095238095238,null,0.13151638227714127,null,-2.0830554477045968E-3,null,9.9197182499175321E-4,null,0,-7.9295482234409437E-2,"C-Unv-Lgt-LPD Int-All-All-C",0.14644694394309862,null,2.4648709785772012E-5,2.4916182690743101E-5,null,null,2.3389197351310172E-5,2.3786803951566136E-5,null,null,-2.1038859837490742E-3,null,"n/a","n/a",null,null,"n/a","n/a",null,null,3.1760889784692169E-4,1.3884765109826725E-4,0,4.7130092887735401E-4," (na) "," (na) "," (na) "," (na) ",0,0,0,0,0,0,0,-7.9295482234409437E-2,3.1760889784692169E-4,1.3884765109826725E-4,0,-7.8824181305532079E-2,-7.836772475658689E-2,1.0085509398123742E-2,1.0664203175758489E-3,0,0,1.1151929715699591E-2,3.1760889784692169E-4,35.112145129745386,1.0085509398123742E-2,2.264242054011979E-3,0,0,1.234975145213572E-2,1.3884765109826725E-4,88.944619188374872,1.0085509398123742E-2,3.3306623715878281E-3,0,0,1.341617176971157E-2,4.5645654894518894E-4,-1.4123468444259644,29.392001934717726,0.15606882468259517,6.8227905023271182E-2,0,-38.73316338527578,-38.508866655569911,1.0085509398123742E-2,-1.3747435022488262E-2,3.3306623715878281E-3,0,0,0,0,0,0,0,0,9.2775747782254301E-4,null,0,-7.9295482234409437E-2,-3.3126325277669198E-4,-7.836772475658689E-2,6.3175766861087155,-33.390201921575631,1.3619565786708197E-3,-2.4615466009864128E-4,1.1158019185721784E-3,6.8097828933540849E-5,-1.2307733004932084E-5,5.5790095928608765E-5,null,-2.0830554477045968E-3,"C-Unv-HVAC-ER-All-All-C",null,null,-1.3747435022488262E-2,0,0,-1.3747435022488262E-2,0,9999,0,null,2.0350566392286127,2.0350566392286127]
["All Btype_RETRO_CAN_Lamp_from_Inc/Hal_to_LEDScrew","University_RETRO_CAN_Lamp_from_Inc/Hal_to_LEDScrew","No",22.38095238095238,null,0.35836459365634504,null,-5.6760481557896446E-3,null,3.6625425251370525E-2,null,0,-0.22154458132031321,"C-Unv-Lgt-LPD Int-All-All-C",0.39904838203190002,null,6.7164445322996519E-5,6.7893273300503209E-5,null,null,6.3732441994088931E-5,6.4815866927688066E-5,null,null,-5.7328085871212507E-3,null,"n/a","n/a",null,null,"n/a","n/a",null,null,1.1726704987169687E-2,5.1265107924514282E-3,0,1.7401297604034801E-2," (na) "," (na) "," (na) "," (na) ",0,0,0,0,0,0,0,-0.22154458132031321,1.1726704987169687E-2,5.1265107924514282E-3,0,-0.20414328371627841,-0.18729006793665728,2.7481667414326831E-2,2.9058530744071687E-3,0,0,3.0387520488733999E-2,1.1726704987169687E-2,2.5913093679751737,2.7481667414326831E-2,6.1697574824991523E-3,0,0,3.3651424896825981E-2,5.1265107924514282E-3,6.564196635726641,2.7481667414326831E-2,9.075610556906321E-3,0,0,3.6557277971233149E-2,1.6853215779621115E-2,1.4025687340896058,2.1691574147788555,2.114726744019003,0.92448556420243588,0,-36.814029359398781,-33.774817051177337,2.7481667414326831E-2,-3.7459926135052314E-2,9.075610556906321E-3,0,0,0,0,0,0,0,0,3.4254513383655913E-2,null,0,-0.22154458132031321,-9.0264816381916552E-4,-0.18729006793665731,3.5990221916775216,-28.656152317183043,3.7111499528966686E-3,-6.7073860469318749E-4,3.040411348203481E-3,1.855574976448335E-4,-3.3536930234659327E-5,1.5202056741017418E-4,null,-5.6760481557896446E-3,"C-Unv-HVAC-ER-All-All-C",null,null,-3.7459926135052314E-2,0,0,-3.7459926135052314E-2,0,9999,0,null,5.5452578071071637,5.5452578071071637]
["All Btype_NEW_DISP_Fixture_from_CFL_to_LEDPanel","University_NEW_DISP_Fixture_from_CFL_to_LEDPanel","No",15.238095238095237,null,7.7032534863877594E-2,null,-1.2200992653565747E-3,null,-1.8322622088011033E-2,null,0,-0.18250805910370904,"C-Unv-Lgt-LPD Int-All-All-C",8.5777749658841107E-2,null,1.443738462879011E-5,1.4594050403202223E-5,null,null,1.3699655732668911E-5,1.3932544166535518E-5,null,null,-1.23230024721371E-3,null,"n/a","n/a",null,null,"n/a","n/a",null,null,-6.3189646228441502E-3,-2.7624332983197065E-3,0,-1.3384785784032165E-2," (na) "," (na) "," (na) "," (na) ",0,0,0,0,0,0,0,-0.18250805910370904,-6.3189646228441502E-3,-2.7624332983197065E-3,0,-0.1958928448877412,-0.20497424280890505,5.9073428030719686E-3,6.2462986641541177E-4,0,0,6.5319726694873801E-3,-6.3189646228441502E-3,9999,5.9073428030719686E-3,1.326224930658326E-3,0,0,7.233567733730295E-3,-2.7624332983197065E-3,9999,5.9073428030719686E-3,1.9508547970737379E-3,0,0,7.8581976001457065E-3,-9.0813979211638567E-3,-9.2553610584373516,9999,-5.3012109669345842,-2.317506517370937,0,-164.34168564714906,-171.96040313145457,5.9073428030719686E-3,-8.0522270254295425E-3,1.9508547970737379E-3,0,0,0,0,0,0,0,0,-2.246618370519602E-2,null,0,-0.18250805910370904,-1.94029425283836E-4,-0.20497424280890505,26.431500221852886,-166.84173839746026,7.9773307182722159E-4,-1.4417912892400383E-4,6.5355394290321782E-4,3.9886653591361124E-5,-7.2089564462002044E-6,3.2677697145160921E-5,null,-1.2200992653565747E-3,"C-Unv-HVAC-ER-All-All-C",null,null,-8.0522270254295425E-3,0,0,-8.0522270254295425E-3,0,9999,0,null,1.191985126088668,1.191985126088668]
["All Btype_RETRO_DISP_Lamp_from_CFL_to_LEDScrew","University_RETRO_DISP_Lamp_from_CFL_to_LEDScrew","No",15.238095238095237,null,3.4265434571414725E-2,null,-5.4272174246353783E-4,null,2.7463849751618277E-2,null,0,-5.0721356758423576E-2,"C-Unv-Lgt-LPD Int-All-All-C",3.8155460855754324E-2,null,6.4220041473947965E-6,6.4916918559997952E-6,null,null,6.0938492805433793E-6,6.1974421768072341E-6,null,null,-5.4814895508572983E-4,null,"n/a","n/a",null,null,"n/a","n/a",null,null,9.4715207328942702E-3,4.1406220512271276E-3,0,2.0062507645714329E-2," (na) "," (na) "," (na) "," (na) ",0,0,0,0,0,0,0,-5.0721356758423576E-2,9.4715207328942702E-3,4.1406220512271276E-3,0,-3.0658849112709247E-2,-1.704670632858785E-2,2.6276906071865305E-3,2.7784641719021623E-4,0,0,2.9055370243767469E-3,9.4715207328942702E-3,0.30676562996752099,2.6276906071865305E-3,5.8992831624656223E-4,0,0,3.2176189234330928E-3,4.1406220512271276E-3,0.77708587831132991,2.6276906071865305E-3,8.6777473343677852E-4,0,0,3.4954653406233092E-3,1.3612142784121397E-2,24.036178137979384,0.25679023472342499,17.863511055864556,7.8093106562466588,0,-57.8233111165464,-32.150489404435177,2.6276906071865305E-3,-3.5817730622728795E-3,8.6777473343677852E-4,0,0,0,0,0,0,0,0,3.3674650429835723E-2,null,0,-5.0721356758423576E-2,-8.6307721649570273E-5,-1.7046706328587853E-2,1.4552342124447539,-27.031824670440901,3.5484578595851443E-4,-6.4133427745030453E-5,2.9071235821348399E-4,1.7742289297925761E-5,-3.2066713872515203E-6,1.4535617910674241E-5,null,-5.4272174246353783E-4,"C-Unv-HVAC-ER-All-All-C",null,null,-3.5817730622728795E-3,0,0,-3.5817730622728795E-3,0,9999,0,null,0.53021607584723873,0.53021607584723873]
["All Btype_RETRO_DISP_Lamp_from_Inc/Hal_to_LEDScrew","University_RETRO_DISP_Lamp_from_Inc/Hal_to_LEDScrew","No",15.238095238095237,null,0.33243594108919522,null,-5.265370641350223E-3,null,4.3864083430892688E-2,null,0,-0.23432197846237465,"C-Unv-Lgt-LPD Int-All-All-C",0.37017614677667698,null,6.2304915116964755E-5,6.298101040897598E-5,null,null,5.9121226558823506E-5,6.0126262753180114E-5,null,null,-5.3180243011714439E-3,null,"n/a","n/a",null,null,"n/a","n/a",null,null,1.5127506864569255E-2,6.613224029166513E-3,0,3.2042977119501659E-2," (na) "," (na) "," (na) "," (na) ",0,0,0,0,0,0,0,-0.23432197846237465,1.5127506864569255E-2,6.613224029166513E-3,0,-0.20227900134287299,-0.18053827044913723,2.5493294067836694E-2,2.6956067048962899E-3,0,0,2.8188900772732985E-2,1.5127506864569255E-2,1.8634201276586657,2.5493294067836694E-2,5.7233587561207836E-3,0,0,3.1216652823957476E-2,6.613224029166513E-3,4.7203380206509982,2.5493294067836694E-2,8.418965461017074E-3,0,0,3.3912259528853766E-2,2.1740730893735769E-2,2.5897459601784156,1.5598491005021833,2.9407813842654025,1.2856081500448413,0,-39.322958297256427,-35.096568762946191,2.5493294067836694E-2,-3.4749598644166657E-2,8.418965461017074E-3,0,0,0,0,0,0,0,0,5.3783708013237425E-2,null,0,-0.23432197846237465,-8.3733911531289063E-4,-0.18053827044913723,3.029755107071852,-29.977904028951897,3.4426381650230998E-3,-6.2220884323705837E-4,2.8204293217860416E-3,1.721319082511548E-4,-3.1110442161852947E-5,1.4102146608930186E-4,null,-5.265370641350223E-3,"C-Unv-HVAC-ER-All-All-C",null,null,-3.4749598644166657E-2,0,0,-3.4749598644166657E-2,0,9999,0,null,5.1440433299492128,5.1440433299492128]
["All Btype_NR_OTHER_Lamp_from_Inc/Hal_to_LEDScrew","University_NR_OTHER_Lamp_from_Inc/Hal_to_LEDScrew","No",9.5238095238095237,null,0.52476841696677334,null,-8.3116771524512113E-3,null,-6.937538625953186E-3,null,0,-1.0483293912911904,"C-Unv-Lgt-LPD Int-All-All-C",0.58434340735358725,null,9.8351735278846619E-5,9.94189888824882E-5,null,null,9.3326107787134626E-5,9.4912612696858921E-5,null,null,-8.3947938504272453E-3,null,"n/a","n/a",null,null,"n/a","n/a",null,null,-2.3925648270449996E-3,-1.0459467873461215E-3,0,-8.961384574781215E-3," (na) "," (na) "," (na) "," (na) ",0,0,0,0,0,0,0,-1.0483293912911904,-2.3925648270449996E-3,-1.0459467873461215E-3,0,-1.0572907758659715,-1.0607292874803627,4.0242566815775364E-2,4.25516344189122E-3,0,0,4.4497730257666582E-2,-2.3925648270449996E-3,9999,4.0242566815775364E-2,9.0346365809362856E-3,0,0,4.9277203396711648E-2,-1.0459467873461215E-3,9999,4.0242566815775364E-2,1.3289800022827505E-2,0,0,5.3532366838602866E-2,-3.4385116143911213E-3,-2.0600974958315166,9999,-0.29464520483009665,-0.12880871686959022,0,-130.20573306879166,-130.62918699049138,4.0242566815775364E-2,-5.4854152685726999E-2,1.3289800022827505E-2,0,0,0,0,0,0,0,0,-1.2399896189172336E-2,null,0,-1.0483293912911904,-1.3217858471241337E-3,-1.0607292874803627,20.31316864381893,-125.51052225649708,5.4343936883883646E-3,-9.8219088049998713E-4,4.4522028078883774E-3,2.7171968441941813E-4,-4.9109544024999386E-5,2.2261014039441873E-4,null,-8.3116771524512113E-3,"C-Unv-HVAC-ER-All-All-C",null,null,-5.4854152685726999E-2,0,0,-5.4854152685726999E-2,0,9999,0,null,8.1201553184096156,8.1201553184096156]
["All Btype_RETRO_OTHER_Lamp_from_CFL_to_LEDScrew","University_RETRO_OTHER_Lamp_from_CFL_to_LEDScrew","No",9.5238095238095237,null,0.38355071625741671,null,-6.0749649217645627E-3,null,0.29139752370824928,null,0,-0.50266471552037695,"C-Unv-Lgt-LPD Int-All-All-C",0.4270937906786389,null,7.1884811074196092E-5,7.266486160862251E-5,null,null,6.8211604071322763E-5,6.9371172892152157E-5,null,null,-6.1357145172259786E-3,null,"n/a","n/a",null,null,"n/a","n/a",null,null,0.10049493105583657,4.3932916297295906E-2,0,0.37640515100263883," (na) "," (na) "," (na) "," (na) ",0,0,0,0,0,0,0,-0.50266471552037695,0.10049493105583657,4.3932916297295906E-2,0,-0.12625956451773812,1.8168282835394345E-2,2.9413098858815052E-2,3.1100785282836278E-3,0,0,3.252317738709868E-2,0.10049493105583657,0.32363002835464694,2.9413098858815052E-2,6.6033724967159771E-3,0,0,3.601647135553103E-2,4.3932916297295906E-2,0.81980606777401355,2.9413098858815052E-2,9.7134510249996045E-3,0,0,3.9126549883814657E-2,0.14442784735313247,22.698364415081461,0.27090724261885946,16.932641418796173,7.4023665704171213,0,-21.273788729546617,3.0612192596666774,2.9413098858815052E-2,-4.0092636812852328E-2,9.7134510249996045E-3,0,0,0,0,0,0,0,0,0.52083299835577135,null,0,-0.50266471552037695,-9.6608692903767113E-4,1.81682828353944E-2,0.96588786718816999,8.1798839936609866,3.9719722533113422E-3,-7.1787859851543928E-4,3.2540936547959028E-3,1.9859861266556707E-4,-3.5893929925771983E-5,1.627046827397951E-4,null,-6.0749649217645627E-3,"C-Unv-HVAC-ER-All-All-C",null,null,-4.0092636812852328E-2,0,0,-4.0092636812852328E-2,0,9999,0,null,5.9349825328658774,5.9349825328658774]
["All Btype_NR_LINEAR_Fixture_from_LFTube_to_LEDPanel","Warehouse_NR_LINEAR_Fixture_from_LFTube_to_LEDPanel","No",20.76923076923077,null,9.1595437657067169,null,-0.14181608192172657,null,2.4870814714433922,null,0,-0.62213707094593962,"C-War-Lgt-LPD Int-All-All-C",10.192847386435735,null,2.2790936476004219E-3,1.5254191350868292E-3,null,null,2.1626432637742452E-3,1.4562753826357143E-3,null,null,-0.14323424181100208,null,"n/a","n/a",null,null,"n/a","n/a",null,null,0.83626743299680772,0.36558726644222611,0,1.2409401015938692," (na) "," (na) "," (na) "," (na) ",0,0,0,0,0,0,0,-0.62213707094593962,0.83626743299680772,0.36558726644222611,0,0.61880303064792963,1.8206577300869635,0.69898029033223308,9.7545912294266263E-2,0,0,0.79652620262649931,0.83626743299680772,0.95247784524157109,0.69898029033223308,0.20585984715029207,0,0,0.90484013748252512,0.36558726644222611,2.4750318748465419,0.69898029033223308,0.30340575944455833,0,0,1.0023860497767914,1.2018546994390338,6.343101943374216,0.83403264158692014,5.9040968755055072,2.5810674341235358,0,4.3687855052651878,12.85394981489423,0.69898029033223308,-0.92658295299034721,0.30340575944455833,0,0,0,0,0,0,0,0,2.4427948010329033,null,0,-0.62213707094593962,7.5803096786444146E-2,1.8206577300869635,0.48214336275680214,17.253617165462966,9.4793480693852544E-2,-1.6758406291887244E-2,7.8035074401965304E-2,4.7396740346926178E-3,-8.379203145943622E-4,3.9017537200982558E-3,null,-0.14181608192172657,"C-War-HVAC-ER-All-All-C",null,null,-0.92658295299034721,0,0,-0.92658295299034721,0,9999,0,null,141.64188878171257,141.64188878171257]
["All Btype_NR_LINEAR_Fixture_from_LFTube_to_LEDPanel_RDX","Warehouse_NR_LINEAR_Fixture_from_LFTube_to_LEDPanel_RDX","No",20.76923076923077,null,2.7564181731132833,null,-4.267728125415083E-2,null,1.5400171086414174,null,0,-0.1555342677364849,"C-War-Lgt-LPD Int-All-All-C",3.0673743682444128,null,6.8585677509322299E-4,4.5905048691512678E-4,null,null,6.5081289491151996E-4,4.3824278069213088E-4,null,null,-4.3104053786841248E-2,null,"n/a","n/a",null,null,"n/a","n/a",null,null,0.51782226235930395,0.22637402573536525,0,0.76839822466478247," (na) "," (na) "," (na) "," (na) ",0,0,0,0,0,0,0,-0.1555342677364849,0.51782226235930395,0.22637402573536525,0,0.61286395692829754,1.3570602450229667,0.21034693694387416,2.9354881884783961E-2,0,0,0.23970181882865813,0.51782226235930395,0.46290365681948031,0.21034693694387416,6.1950227905877196E-2,0,0,0.27229716484975136,0.22637402573536525,1.2028639945117687,0.21034693694387416,9.1305109790661157E-2,0,0,0.30165204673453533,0.7441962880946692,15.317145179620923,0.40533935946770294,12.148362596046617,5.3108449498291321,0,14.378087061940088,31.837294607815835,0.21034693694387416,-0.2788403173618661,9.1305109790661157E-2,0,0,0,0,0,0,0,0,1.5125945127594518,null,0,-0.1555342677364849,2.2811729372669232E-2,1.357060245022967,0.25520677994189667,36.236961958384569,2.8526581624673093E-2,-5.0431742930604293E-3,2.3483407331612666E-2,1.4263290812336522E-3,-2.5215871465302138E-4,1.1741703665806309E-3,null,-4.267728125415083E-2,"C-War-HVAC-ER-All-All-C",null,null,-0.2788403173618661,0,0,-0.2788403173618661,0,9999,0,null,42.624860615192404,42.624860615192404]
["All Btype_NR_LINEAR_Fixture_from_LEDTube_to_LEDPanel_CONTR","Warehouse_NR_LINEAR_Fixture_from_LEDTube_to_LEDPanel_CONTR","No",20.76923076923077,null,6.3195038672852384,null,-9.7844095849291837E-2,null,3.0335576092367931,null,0,-5.9066460385853808E-2,"C-War-Lgt-LPD Int-All-All-C",7.0324177846492262,null,1.5724299690384005E-3,1.0524423890525885E-3,null,null,1.4920865949839403E-3,1.0047375882251295E-3,null,null,-9.8822536166183972E-2,null,"n/a","n/a",null,null,"n/a","n/a",null,null,1.0200170214979332,0.44591624628696297,0,1.5136067438966656," (na) "," (na) "," (na) "," (na) ",0,0,0,0,0,0,0,-5.9066460385853808E-2,1.0200170214979332,0.44591624628696297,0,1.4545402835108119,2.9204735512957081,0.48225203797253641,6.7300488512259421E-2,0,0,0.5495525264847958,1.0200170214979332,0.53876799592790847,0.48225203797253641,0.14203022917535499,0,0,0.62428226714789137,0.44591624628696297,1.3999989288260726,0.48225203797253641,0.20933071768761441,0,0,0.69158275566015082,1.4659332677848962,12.858700632365416,0.47176960292685727,10.437742242639537,4.5630207559807081,0,14.884179617440289,29.884942616060535,0.48225203797253641,-0.63928342989158538,0.20933071768761441,0,0,0,0,0,0,0,0,2.9795400116815616,null,0,-5.9066460385853808E-2,5.2299325768565441E-2,2.9204735512957076,0.20742907968996913,34.284609966629269,6.5401485397237918E-2,-1.1562236731443519E-2,5.3839248665794398E-2,3.2700742698618902E-3,-5.781118365721763E-4,2.691962433289714E-3,null,-9.7844095849291837E-2,"C-War-HVAC-ER-All-All-C",null,null,-0.63928342989158538,0,0,-0.63928342989158538,0,9999,0,null,97.723913638241683,97.723913638241683]
["All Btype_RETRO_LINEAR_Fixture_from_LFTube_to_LEDPanel","Warehouse_RETRO_LINEAR_Fixture_from_LFTube_to_LEDPanel","No",20.76923076923077,null,1.0177270850785241,null,-1.5757342435747401E-2,null,1.487015229051194,null,0,-6.9126341216215526E-2,"C-War-Lgt-LPD Int-All-All-C",1.1325385984928593,null,2.5323262751115799E-4,1.6949101500964768E-4,null,null,2.4029369597491614E-4,1.6180837584841269E-4,null,null,-1.5914915756778013E-2,null,"n/a","n/a",null,null,"n/a","n/a",null,null,0.50000067255702119,0.21858304160469888,0,0.74195270665560098," (na) "," (na) "," (na) "," (na) ",0,0,0,0,0,0,0,-6.9126341216215526E-2,0.50000067255702119,0.21858304160469888,0,0.67282636543938545,1.3914100796011055,7.7664476703581425E-2,1.0838434699362914E-2,0,0,8.8502911402944334E-2,0.50000067255702119,0.17700558471319108,7.7664476703581425E-2,2.2873316350032452E-2,0,0,0.10053779305361388,0.21858304160469888,0.45995239299228702,7.7664476703581425E-2,3.3711751049395368E-2,0,0,0.11137622775297679,0.71858371416172007,43.517124213940434,0.1549940884520396,31.77030532223591,13.888881257959344,0,42.751740611752467,88.410927191947721,7.7664476703581425E-2,-0.10295366144337194,3.3711751049395368E-2,0,0,0,0,0,0,0,0,1.460536420817321,null,0,-6.9126341216215526E-2,8.4225663096048481E-3,1.3914100796011055,0.11544848989908443,92.810594542516455,1.0532608965983589E-2,-1.8620451435430267E-3,8.6705638224405628E-3,5.2663044829917972E-4,-9.3102257177151392E-5,4.3352819112202833E-4,null,-1.5757342435747401E-2,"C-War-HVAC-ER-All-All-C",null,null,-0.10295366144337194,0,0,-0.10295366144337194,0,9999,0,null,15.737987642412511,15.737987642412511]
["All Btype_RETRO_LINEAR_Lamp_from_LFTube_to_LEDTube_RDX","Warehouse_RETRO_LINEAR_Lamp_from_LFTube_to_LEDTube_RDX","No",19.615384615384617,null,4.610438110874977,null,-7.1382842372002001E-2,null,1.9585169028940326,null,0,-0.29751779383618471,"C-War-Lgt-LPD Int-All-All-C",5.1305494302782959,null,1.147177248116934E-3,7.678166833803684E-4,null,null,1.0885621793589979E-3,7.3301331330171381E-4,null,null,-7.2096670327637696E-2,null,"n/a","n/a",null,null,"n/a","n/a",null,null,0.67543820765301332,0.29527827850668492,0,1.028903758811345," (na) "," (na) "," (na) "," (na) ",0,0,0,0,0,0,0,-0.29751779383618471,0.67543820765301332,0.29527827850668492,0,0.73138596497516029,1.7021024511348584,0.35183033693922627,4.9099540665479155E-2,0,0,0.40092987760470544,0.67543820765301332,0.59358483583249033,0.35183033693922627,0.10361914404012618,0,0,0.45544948097935245,0.29527827850668492,1.5424415344152764,0.35183033693922627,0.15271868470560535,0,0,0.50454902164483162,0.97071648615969819,11.473398356931304,0.51976970499481689,9.4738294016424991,4.1416313215436347,0,10.25856367084571,23.874024394031839,0.35183033693922627,-0.46639368385879032,0.15271868470560535,0,0,0,0,0,0,0,0,1.9996202449710432,null,0,-0.29751779383618471,3.8155337786041299E-2,1.7021024511348584,0.32524829081626921,28.273691744600576,4.7714109701588153E-2,-8.43531042833362E-3,3.9278799273254533E-2,2.3857054850794086E-3,-4.2176552141668061E-4,1.9639399636627282E-3,null,-7.1382842372002001E-2,"C-War-HVAC-ER-All-All-C",null,null,-0.46639368385879032,0,0,-0.46639368385879032,0,9999,0,null,71.295162601926435,71.295162601926435]
["All Btype_RETRO_LINEAR_Fixture_from_LEDTube_to_LEDPanel_CONTR","Warehouse_RETRO_LINEAR_Fixture_from_LEDTube_to_LEDPanel_CONTR","No",20.76923076923077,null,0,null,0,null,0,null,0,0,"C-War-Lgt-LPD Int-All-All-C",0,null,null,null,null,null,0,0,null,null,0,null,"n/a","n/a",null,null,"n/a","n/a",null,null,0,0,0,0," (na) "," (na) "," (na) "," (na) ",0,0,0,0,0,0,0,0,0,0,0,0,0,0,0,0,0,0,0,9999,0,0,0,0,0,0,9999,0,0,0,0,0,0,9999,9999,9999,9999,9999,9999,9999,0,0,0,0,0,0,0,0,0,0,0,0,null,0,0,0,0,9999,9999,0,0,0,0,0,0,null,0,"C-War-HVAC-ER-All-All-C",null,null,0,0,0,0,0,9999,9999,null,0,0]
["All Btype_NR_HIGHBAY_Fixture_from_LFTube_to_LEDPanel","Warehouse_NR_HIGHBAY_Fixture_from_LFTube_to_LEDPanel","No",21.153846153846153,null,0.2440391227451422,null,-3.778427518727086E-3,null,0.23606292182318531,null,0,-4.6461482519278598E-2,"C-War-Lgt-LPD Int-All-All-C",0.27156958884501486,null,6.0722239954439455E-5,4.0641974869860889E-5,null,null,5.7619634602121169E-5,3.879976731857949E-5,null,null,-3.8162117691377768E-3,null,"n/a","n/a",null,null,"n/a","n/a",null,null,7.8414628388386129E-2,3.4280169848133382E-2,0,0.11635973503119887," (na) "," (na) "," (na) "," (na) ",0,0,0,0,0,0,0,-4.6461482519278598E-2,7.8414628388386129E-2,3.4280169848133382E-2,0,6.9898252511920278E-2,0.18259305074843979,1.8623038573980948E-2,2.5989306315444645E-3,0,0,2.1221969205525413E-2,7.8414628388386129E-2,0.27063788532432254,1.8623038573980948E-2,5.484755331930026E-3,0,0,2.4107793905910974E-2,3.4280169848133382E-2,0.70325771467038656,1.8623038573980948E-2,8.0836859634744913E-3,0,0,2.6706724537455439E-2,0.11269479823651951,27.720464118058576,0.23698276189646653,20.778766665797576,9.0837598185158352,0,18.522047596763247,48.384574081076657,1.8623038573980948E-2,-2.4687091058505448E-2,8.0836859634744913E-3,0,0,0,0,0,0,0,0,0.22905453326771838,null,0,-4.6461482519278598E-2,2.0196334789499906E-3,0.18259305074843979,0.28835713198818763,52.784241431645398,2.5255971762586393E-3,-4.4649677698911975E-4,2.0791003992695197E-3,1.262798588129319E-4,-2.2324838849455998E-5,1.039550199634759E-4,null,-3.778427518727086E-3,"C-War-HVAC-ER-All-All-C",null,null,-2.4687091058505448E-2,0,0,-2.4687091058505448E-2,0,9999,0,null,3.7737864643072769,3.7737864643072769]
["All Btype_NR_HIGHBAY_Fixture_from_LFTube_to_LEDPanel_CONTR","Warehouse_NR_HIGHBAY_Fixture_from_LFTube_to_LEDPanel_CONTR","No",21.153846153846153,null,1.3082664553954051,null,-2.0255727529621841E-2,null,0.85432895622717209,null,0,-0.14672047111351141,"C-War-Lgt-LPD Int-All-All-C",1.4558542064687345,null,3.2552514013020107E-4,2.1787708382639003E-4,null,null,3.0889241968313065E-4,2.0800121508818571E-4,null,null,-2.0458284672093586E-2,null,"n/a","n/a",null,null,"n/a","n/a",null,null,0.28378826757964737,0.12406243852044681,0,0.4211143800487806," (na) "," (na) "," (na) "," (na) ",0,0,0,0,0,0,0,-0.14672047111351141,0.28378826757964737,0.12406243852044681,0,0.27439390893526916,0.68224461503536338,9.9836027886880882E-2,1.3932576575846994E-2,0,0,0.11376860446272788,0.28378826757964737,0.40089255779680122,9.9836027886880882E-2,2.9403160182266217E-2,0,0,0.12923918806914711,0.12406243852044681,1.0417269691813056,9.9836027886880882E-2,4.3335736758113211E-2,0,0,0.14317176464499409,0.40785070610009416,18.017780616544094,0.351039639023837,14.027502782751455,6.1323402000474667,0,13.563144642966146,33.722987625765072,9.9836027886880882E-2,-0.13234473534337202,4.3335736758113211E-2,0,0,0,0,0,0,0,0,0.82896508614887476,null,0,-0.14672047111351141,1.0827029301622076E-2,0.68224461503536338,0.30155963174130912,38.122654976333806,1.3539444120159241E-2,-2.3936193066349527E-3,1.1145824813524288E-2,6.7697220600796174E-4,-1.1968096533174746E-4,5.5729124067621432E-4,null,-2.0255727529621841E-2,"C-War-HVAC-ER-All-All-C",null,null,-0.13234473534337202,0,0,-0.13234473534337202,0,9999,0,null,20.230847355710388,20.230847355710388]
["All Btype_RETRO_HIGHBAY_Fixture_from_LFTube_to_LEDPanel","Warehouse_RETRO_HIGHBAY_Fixture_from_LFTube_to_LEDPanel","No",21.153846153846153,null,2.7115458082793583E-2,null,-4.1982527985856517E-4,null,4.8583788290788479E-2,null,0,-5.1623869465865129E-3,"C-War-Lgt-LPD Int-All-All-C",3.0174398760557209E-2,null,6.7469155504932743E-6,4.5157749855400998E-6,null,null,6.4021816224579093E-6,4.3110852576199446E-6,null,null,-4.240235299041975E-4,null,"n/a","n/a",null,null,"n/a","n/a",null,null,1.6138407824061889E-2,7.0551550476929108E-3,0,2.394783851977542E-2," (na) "," (na) "," (na) "," (na) ",0,0,0,0,0,0,0,-5.1623869465865129E-3,1.6138407824061889E-2,7.0551550476929108E-3,0,1.8785451573188908E-2,4.1979014444943709E-2,2.0692265082201066E-3,2.8877007017160712E-4,0,0,2.3579965783917137E-3,1.6138407824061889E-2,0.14611085579805527,2.0692265082201066E-3,6.0941725910333634E-4,0,0,2.6786437673234431E-3,7.0551550476929108E-3,0.37967184976315721,2.0692265082201066E-3,8.9818732927494341E-4,0,0,2.9674138374950502E-3,2.3193562871754801E-2,53.171630610305861,0.12794126775187165,38.488046896744216,16.825646079816472,0,44.800909049244474,100.11460202580517,2.0692265082201066E-3,-2.7430101176117196E-3,8.9818732927494341E-4,0,0,0,0,0,0,0,0,4.7141401391530224E-2,null,0,-5.1623869465865129E-3,2.2440371988333065E-4,4.1979014444943709E-2,0.16297277121514556,104.51426937637392,2.8062190847318269E-4,-4.9610752998791156E-5,2.3101115547439154E-4,1.4031095423659109E-5,-2.4805376499395564E-6,1.1550557773719552E-5,null,-4.1982527985856517E-4,"C-War-HVAC-ER-All-All-C",null,null,-2.7430101176117196E-3,0,0,-2.7430101176117196E-3,0,9999,0,null,0.41930960714525295,0.41930960714525295]
["All Btype_RETRO_HIGHBAY_Fixture_from_LFTube_to_LEDPanel_CONTR","Warehouse_RETRO_HIGHBAY_Fixture_from_LFTube_to_LEDPanel_CONTR","No",21.153846153846153,null,0.14536293948837836,null,-2.2506363921802048E-3,null,0.16551883354357269,null,0,-1.6302274568167935E-2,"C-War-Lgt-LPD Int-All-All-C",0.16176157849652609,null,3.6169460014466791E-5,2.4208564869598896E-5,null,null,3.4321379964792295E-5,2.3111246120909527E-5,null,null,-2.2731427413437318E-3,null,"n/a","n/a",null,null,"n/a","n/a",null,null,5.4981518162009094E-2,2.4036022612600339E-2,0,8.1587262688500736E-2," (na) "," (na) "," (na) "," (na) ",0,0,0,0,0,0,0,-1.6302274568167935E-2,5.4981518162009094E-2,2.4036022612600339E-2,0,6.5284988120332801E-2,0.14430252889494222,1.1092891987431215E-2,1.5480640639829993E-3,0,0,1.2640956051414215E-2,5.4981518162009094E-2,0.2299128229629136,1.1092891987431215E-2,3.26701779802958E-3,0,0,1.4359909785460796E-2,2.4036022612600339E-2,0.59743286220462033,1.1092891987431215E-2,4.8150818620125791E-3,0,0,1.5907973849443795E-2,7.9017540774609429E-2,33.010091889446798,0.20132205702047712,24.459364195558994,10.692790060142642,0,29.04301944214652,64.195173697848148,1.1092891987431215E-2,-1.4704970593707994E-2,4.8150818620125791E-3,0,0,0,0,0,0,0,0,0.16060480346311018,null,0,-1.6302274568167935E-2,1.2030032557358017E-3,0.14430252889494224,0.18373332913641391,68.594841048416882,1.504382680017692E-3,-2.6595770073721618E-4,1.2384249792804758E-3,7.5219134000884661E-5,-1.3297885036860835E-5,6.1921248964023827E-5,null,-2.2506363921802048E-3,"C-War-HVAC-ER-All-All-C",null,null,-1.4704970593707994E-2,0,0,-1.4704970593707994E-2,0,9999,0,null,2.2478719284122648,2.2478719284122648]
["All Btype_NEW_CAN_Fixture_from_CFL_to_LEDPanel","Warehouse_NEW_CAN_Fixture_from_CFL_to_LEDPanel","No",18.076923076923077,null,2.2824070355343531E-2,null,-3.5338225506594413E-4,null,3.3655820346924444E-3,null,0,-1.5009434337391978E-2,"C-War-Lgt-LPD Int-All-All-C",2.5398892326962838E-2,null,5.6791249749801278E-6,3.8010925599767325E-6,null,null,5.3889498503951599E-6,3.6287977480358525E-6,null,null,-3.5691607529934232E-4,null,"n/a","n/a",null,null,"n/a","n/a",null,null,1.1606959806488033E-3,5.0741623312442787E-4,0,1.9713950230933197E-3," (na) "," (na) "," (na) "," (na) ",0,0,0,0,0,0,0,-1.5009434337391978E-2,1.1606959806488033E-3,5.0741623312442787E-4,0,-1.3038039314298658E-2,-1.1369927100525427E-2,1.7417434461388173E-3,2.4306830362185854E-4,0,0,1.9848117497606758E-3,1.1606959806488033E-3,1.7100186292117683,1.7417434461388173E-3,5.1296874111676977E-4,0,0,2.2547121872555872E-3,5.0741623312442787E-4,4.4435160723419154,1.7417434461388173E-3,7.5603704473862837E-4,0,0,2.4977804908774457E-3,1.6681122137732311E-3,2.5841615941715679,1.4973695835650793,3.2885732202058766,1.437650740220521,0,-36.940376849609592,-32.214152889183197,1.7417434461388173E-3,-2.3088916926510181E-3,7.5603704473862837E-4,0,0,0,0,0,0,0,0,3.6395072368665508E-3,null,0,-1.5009434337391978E-2,1.8888879822642757E-4,-1.1369927100525427E-2,2.943181019920146,-27.814485538614449,2.3620969864075454E-4,-4.1759180810023086E-5,1.9445051783073146E-4,1.1810484932037722E-5,-2.0879590405011528E-6,9.7225258915365688E-6,null,-3.5338225506594413E-4,"C-War-HVAC-ER-All-All-C",null,null,-2.3088916926510181E-3,0,0,-2.3088916926510181E-3,0,9999,0,null,0.35294819452921883,0.35294819452921883]
["All Btype_NR_CAN_Lamp_from_CFL_to_LEDScrew","Warehouse_NR_CAN_Lamp_from_CFL_to_LEDScrew","No",18.076923076923077,null,0.10289072356754543,null,-1.5930443323030421E-3,null,6.8616151725421257E-4,null,0,-6.4873355632553004E-2,"C-War-Lgt-LPD Int-All-All-C",0.11449800007839357,null,2.5601449207302396E-5,1.7135294351721828E-5,null,null,2.4293342105237662E-5,1.6358590740510737E-5,null,null,-1.6089747651798778E-3,null,"n/a","n/a",null,null,"n/a","n/a",null,null,2.3663809318664501E-4,1.0345000918448606E-4,0,4.0192019870843187E-4," (na) "," (na) "," (na) "," (na) ",0,0,0,0,0,0,0,-6.4873355632553004E-2,2.3663809318664501E-4,1.0345000918448606E-4,0,-6.4471435433844565E-2,-6.4131347331473437E-2,7.8517652921752789E-3,1.0957499362130071E-3,0,0,8.9475152283882853E-3,2.3663809318664501E-4,37.810967405535408,7.8517652921752789E-3,2.3124589137397495E-3,0,0,1.0164224205915028E-2,1.0345000918448606E-4,98.252521058638152,7.8517652921752789E-3,3.4082088499527569E-3,0,0,1.1259974142128034E-2,3.400881023711311E-4,-1.9283166841760084,33.108991651346443,0.14872725708826257,6.5018424990556434E-2,0,-40.520355888161248,-40.306610206082432,7.8517652921752789E-3,-1.0408464975675999E-2,3.4082088499527569E-3,0,0,0,0,0,0,0,0,7.4200830107956292E-4,null,0,-6.4873355632553004E-2,8.5150916645203474E-4,-6.4131347331473437E-2,6.8278115094351808,-35.906942855513691,1.0648314007290585E-3,-1.8825004752604581E-4,8.765813532030126E-4,5.3241570036453025E-5,-9.4125023763022834E-6,4.382906766015074E-5,null,-1.5930443323030421E-3,"C-War-HVAC-ER-All-All-C",null,null,-1.0408464975675999E-2,0,0,-1.0408464975675999E-2,0,9999,0,null,1.5910875909330562,1.5910875909330562]
["All Btype_RETRO_CAN_Lamp_from_Inc/Hal_to_LEDScrew","Warehouse_RETRO_CAN_Lamp_from_Inc/Hal_to_LEDScrew","No",18.076923076923077,null,0.13862722606296149,null,-2.1463481752805186E-3,null,1.2526702602952099E-2,null,0,-9.1320132014908684E-2,"C-War-Lgt-LPD Int-All-All-C",0.15426599784969425,null,3.4493468057596652E-5,2.3086807453464163E-5,null,null,3.2731022886011786E-5,2.2040335396878868E-5,null,null,-2.1678116429589061E-3,null,"n/a","n/a",null,null,"n/a","n/a",null,null,4.3201126022643747E-3,1.8886041649674929E-3,0,7.3375359485143565E-3," (na) "," (na) "," (na) "," (na) ",0,0,0,0,0,0,0,-9.1320132014908684E-2,4.3201126022643747E-3,1.8886041649674929E-3,0,-8.3982596066394327E-2,-7.7773879299162463E-2,1.0578878293504681E-2,1.4763310903937489E-3,0,0,1.2055209383898429E-2,4.3201126022643747E-3,2.7904849928170217,1.0578878293504681E-2,3.115633299885037E-3,0,0,1.3694511593389717E-2,1.8886041649674929E-3,7.2511285569601771,1.0578878293504681E-2,4.5919643902787854E-3,0,0,1.5170842683783466E-2,6.2087167672318679E-3,0.75418364078689726,2.4434747553393916,2.0152487773825944,0.88099722965913163,0,-39.176252941996864,-36.280006934955139,1.0578878293504681E-2,-1.4023583245619073E-2,4.5919643902787854E-3,0,0,0,0,0,0,0,0,1.3546252715746224E-2,null,0,-9.1320132014908684E-2,1.1472594381643931E-3,-7.7773879299162463E-2,3.862590073003052,-31.880339584386398,1.4346737800021566E-3,-2.536339622261924E-4,1.1810398177759642E-3,7.1733689000107848E-5,-1.26816981113096E-5,5.9051990888798247E-5,null,-2.1463481752805186E-3,"C-War-HVAC-ER-All-All-C",null,null,-1.4023583245619073E-2,0,0,-1.4023583245619073E-2,0,9999,0,null,2.1437118090578067,2.1437118090578067]
["All Btype_NEW_DISP_Fixture_from_CFL_to_LEDPanel","Warehouse_NEW_DISP_Fixture_from_CFL_to_LEDPanel","No",12.307692307692308,null,3.0834416054419927E-3,null,-4.7740544562426992E-5,null,-6.4845495926489248E-4,null,0,-8.7196959591729142E-3,"C-War-Lgt-LPD Int-All-All-C",3.4312898669611488E-3,null,7.6722731562465326E-7,5.1351256647455517E-7,null,null,7.2802580432191007E-7,4.9023621903655601E-7,null,null,-4.8217949694998433E-5,null,"n/a","n/a",null,null,"n/a","n/a",null,null,-2.2363414621665107E-4,-9.7765132268158879E-5,0,-6.174261087404971E-4," (na) "," (na) "," (na) "," (na) ",0,0,0,0,0,0,0,-8.7196959591729142E-3,-2.2363414621665107E-4,-9.7765132268158879E-5,0,-9.3371220679134108E-3,-9.6585213463982206E-3,2.3530264866069312E-4,3.2837566160778013E-5,0,0,2.6814021482147115E-4,-2.2363414621665107E-4,9999,2.3530264866069312E-4,6.9300047451016726E-5,0,0,3.0460269611170984E-4,-9.7765132268158879E-5,9999,2.3530264866069312E-4,1.0213761361179473E-4,0,0,3.3744026227248785E-4,-3.2139927848480996E-4,-8.8825497796426038,9999,-4.6901261100631295,-2.0503613033246468,0,-195.82107985040213,-202.5615672637899,2.3530264866069312E-4,-3.1192213293860491E-4,1.0213761361179473E-4,0,0,0,0,0,0,0,0,-9.3882538722530706E-4,null,0,-8.7196959591729142E-3,2.551812933388294E-5,-9.6585213463982206E-3,32.046336418961964,-198.16189991322116,3.1910995762738681E-5,-5.6415001143148128E-6,2.626949564842387E-5,1.5955497881369345E-6,-2.8207500571574086E-7,1.3134747824211937E-6,null,-4.7740544562426992E-5,"C-War-HVAC-ER-All-All-C",null,null,-3.1192213293860491E-4,0,0,-3.1192213293860491E-4,0,9999,0,null,4.7681904701202357E-2,4.7681904701202357E-2]
["All Btype_RETRO_DISP_Lamp_from_CFL_to_LEDScrew","Warehouse_RETRO_DISP_Lamp_from_CFL_to_LEDScrew","No",12.307692307692308,null,4.0548470678264704E-2,null,-6.2780695049889689E-4,null,2.8734940506081229E-2,null,0,-7.1641860144499359E-2,"C-War-Lgt-LPD Int-All-All-C",4.5122812221753419E-2,null,1.0089341162246715E-5,6.7528923550440411E-6,null,null,9.5738258598659231E-6,6.4467992252370565E-6,null,null,-6.3408501588711795E-4,null,"n/a","n/a",null,null,"n/a","n/a",null,null,9.9098847111117345E-3,4.3322596568301118E-3,0,2.7359961163180766E-2," (na) "," (na) "," (na) "," (na) ",0,0,0,0,0,0,0,-7.1641860144499359E-2,9.9098847111117345E-3,4.3322596568301118E-3,0,-4.4281898981318596E-2,-3.0039754613376747E-2,3.0943224392175491E-3,4.3182691907182088E-4,0,0,3.5261493582893701E-3,9.9098847111117345E-3,0.35582143093305385,3.0943224392175491E-3,9.1132289877340021E-4,0,0,4.005645337990949E-3,4.3322596568301118E-3,0.92460878508880873,3.0943224392175491E-3,1.3431498178452211E-3,0,0,4.43747225706277E-3,1.4242144367941845E-2,20.57138408626292,0.3115733236808943,15.804336055118117,6.9091103973996359,0,-70.621004488057253,-47.907558035539488,3.0943224392175491E-3,-4.1018988130147481E-3,1.3431498178452211E-3,0,0,0,0,0,0,0,0,4.1602105531122612E-2,null,0,-7.1641860144499359E-2,3.3557344404802191E-4,-3.0039754613376747E-2,1.6646097752990681,-43.507890684970747,4.1964215366230631E-4,-7.4187946858792855E-5,3.4545420680351347E-4,2.0982107683115341E-5,-3.7093973429396402E-6,1.7272710340175701E-5,null,-6.2780695049889689E-4,"C-War-HVAC-ER-All-All-C",null,null,-4.1018988130147481E-3,0,0,-4.1018988130147481E-3,0,9999,0,null,0.6270358132445869,0.6270358132445869]
["All Btype_RETRO_DISP_Lamp_from_Inc/Hal_to_LEDScrew","Warehouse_RETRO_DISP_Lamp_from_Inc/Hal_to_LEDScrew","No",12.307692307692308,null,0,null,0,null,0,null,0,0,"C-War-Lgt-LPD Int-All-All-C",0,null,null,null,null,null,0,0,null,null,0,null,"n/a","n/a",null,null,"n/a","n/a",null,null,0,0,0,0," (na) "," (na) "," (na) "," (na) ",0,0,0,0,0,0,0,0,0,0,0,0,0,0,0,0,0,0,0,9999,0,0,0,0,0,0,9999,0,0,0,0,0,0,9999,9999,9999,9999,9999,9999,9999,0,0,0,0,0,0,0,0,0,0,0,0,null,0,0,0,0,9999,9999,0,0,0,0,0,0,null,0,"C-War-HVAC-ER-All-All-C",null,null,0,0,0,0,0,9999,9999,null,0,0]
["All Btype_NR_OTHER_Lamp_from_Inc/Hal_to_LEDScrew","Warehouse_NR_OTHER_Lamp_from_Inc/Hal_to_LEDScrew","No",7.6923076923076925,null,0.37736312573142866,null,-5.842666547795897E-3,null,-4.410906361475387E-3,null,0,-0.83827898195389039,"C-War-Lgt-LPD Int-All-All-C",0.4199340980551598,null,9.3896150800997934E-5,6.2845590085183054E-5,null,null,8.90985231071605E-5,5.9996943556800028E-5,null,null,-5.9010931749612795E-3,null,"n/a","n/a",null,null,"n/a","n/a",null,null,-1.5211993741375471E-3,-6.6501587765010355E-4,0,-7.2821680467903601E-3," (na) "," (na) "," (na) "," (na) ",0,0,0,0,0,0,0,-0.83827898195389039,-1.5211993741375471E-3,-6.6501587765010355E-4,0,-0.84556115000068077,-0.84774736525246841,2.8797218937037475E-2,4.0187842655990584E-3,0,0,3.2816003202636536E-2,-1.5211993741375471E-3,9999,2.8797218937037475E-2,8.4811992136635157E-3,0,0,3.7278418150700987E-2,-6.6501587765010355E-4,9999,2.8797218937037475E-2,1.2499983479262573E-2,0,0,4.1297202416300048E-2,-2.1862152517876507E-3,-2.5167036146337325,9999,-0.2606806590037723,-0.11396058937513474,0,-144.89976893077164,-145.27441017915055,2.8797218937037475E-2,-3.8174198227974375E-2,1.2499983479262573E-2,0,0,0,0,0,0,0,0,-9.4683832985780099E-3,null,0,-0.83827898195389039,3.1230041883256801E-3,-0.84774736525246841,23.289148402264782,-140.87474282858182,3.9053871119129856E-3,-6.9042790147046866E-4,3.214959210442517E-3,1.9526935559564937E-4,-3.4521395073523487E-5,1.6074796052212588E-4,null,-5.842666547795897E-3,"C-War-HVAC-ER-All-All-C",null,null,-3.8174198227974375E-2,0,0,-3.8174198227974375E-2,0,9999,0,null,5.835489982076246,5.835489982076246]
["All Btype_RETRO_OTHER_Lamp_from_CFL_to_LEDScrew","Warehouse_RETRO_OTHER_Lamp_from_CFL_to_LEDScrew","No",7.6923076923076925,null,0.82474783668157881,null,-1.276946862894073E-2,null,0.55400654648310099,null,0,-1.0573146335797146,"C-War-Lgt-LPD Int-All-All-C",0.91778903476201024,null,2.0521519450463017E-4,1.3735248871300939E-4,null,null,1.947297156862462E-4,1.3112661527293597E-4,null,null,-1.2897163231495897E-2,null,"n/a","n/a",null,null,"n/a","n/a",null,null,0.19106150589338461,8.352549783218019E-2,0,0.91463487090722884," (na) "," (na) "," (na) "," (na) ",0,0,0,0,0,0,0,-1.0573146335797146,0.19106150589338461,8.352549783218019E-2,0,-0.14267976267248572,0.13190724105307905,6.293790357691377E-2,8.7832737306233963E-3,0,0,7.1721177307537159E-2,0.19106150589338461,0.37538266524267178,6.293790357691377E-2,1.8536126682692267E-2,0,0,8.1474030259606034E-2,8.352549783218019E-2,0.97543902609600752,6.293790357691377E-2,2.7319400413315664E-2,0,0,9.0257303990229437E-2,0.27458700372556477,19.387783752056094,0.32870202436979445,14.98077026663861,6.5490758516723142,0,-11.187249552443914,10.342596565867005,6.293790357691377E-2,-8.3431806816183118E-2,2.7319400413315664E-2,0,0,0,0,0,0,0,0,1.1892218746327936,null,0,-1.0573146335797146,6.825497174046305E-3,0.13190724105307905,0.901715803991058,14.742263916435734,8.5354380232867001E-3,-1.5089680980850215E-3,7.0264699252016788E-3,4.2677190116433494E-4,-7.5448404904250983E-5,3.5132349626008398E-4,null,-1.276946862894073E-2,"C-War-HVAC-ER-All-All-C",null,null,-8.3431806816183118E-2,0,0,-8.3431806816183118E-2,0,9999,0,null,12.753783850411789,12.753783850411789]
["All Btype_NR_LINEAR_Fixture_from_LFTube_to_LEDPanel","Supermarket_NR_LINEAR_Fixture_from_LFTube_to_LEDPanel","No",7.9411764705882355,null,4.4809013379108862,null,-3.6569856628503081E-2,null,0.420561043047955,null,0,-0.24770531863209969,"C-Gro-Lgt-LPD Int-All-All-C",4.9790687064345951,null,6.7632000379592506E-4,6.982815431716043E-4,null,null,6.4176307127775426E-4,6.6662848113762166E-4,null,null,-3.6935554480097402E-2,null,"n/a","n/a",null,null,"n/a","n/a",null,null,0.14503984964604721,6.3406417690179614E-2,0,0.66967018910691378," (na) "," (na) "," (na) "," (na) ",0,0,0,0,0,0,0,-0.24770531863209969,0.14503984964604721,6.3406417690179614E-2,0,0.42196487047481412,0.63041113781104097,0.3435423148166486,2.9886665797448739E-2,0,0,0.37342898061409735,0.14503984964604721,2.5746646974980125,0.3435423148166486,6.3455697724979748E-2,0,0,0.40699801254162837,6.3406417690179614E-2,6.4188772582978491,0.3435423148166486,9.3342363522428487E-2,0,0,0.43688467833907713,0.20844626733622684,1.6635878750865374,2.095910298237079,2.0962497993627025,0.91640808154249975,0,6.0986258413088787,9.1112837222140808,0.3435423148166486,-0.24824267520254112,9.3342363522428487E-2,0,0,0,0,0,0,0,0,0.87811645644314062,null,0,-0.24770531863209969,0.18864200313653595,0.63041113781104097,0.60779016011611464,11.350046021493021,4.630533896984175E-2,-4.3214598741713938E-3,4.1983879095670355E-2,2.3152669484920872E-3,-2.1607299370856974E-4,2.0991939547835175E-3,null,-3.6569856628503081E-2,"C-Gro-HVAC-ER-All-All-C",null,null,-0.24824267520254112,0,0,-0.24824267520254112,0,9999,0,null,69.19015552924175,69.19015552924175]
["All Btype_NR_LINEAR_Fixture_from_LFTube_to_LEDPanel_RDX","Supermarket_NR_LINEAR_Fixture_from_LFTube_to_LEDPanel_RDX","No",7.9411764705882355,null,1.3484555776662326,null,-1.1005113352518124E-2,null,0.26041414764995635,null,0,-6.1926329658024921E-2,"C-Gro-Lgt-LPD Int-All-All-C",1.4983710781512969,null,2.0352768620231554E-4,2.1013666016358516E-4,null,null,1.9312833016050444E-4,2.0061117749142285E-4,null,null,-1.1115164270968569E-2,null,"n/a","n/a",null,null,"n/a","n/a",null,null,8.9809623228812432E-2,3.9261668410030176E-2,0,0.41466415966392023," (na) "," (na) "," (na) "," (na) ",0,0,0,0,0,0,0,-6.1926329658024921E-2,8.9809623228812432E-2,3.9261668410030176E-2,0,0.35273783000589531,0.48180912164473794,0.10338356407437856,8.993913981423584E-3,0,0,0.11237747805580214,8.9809623228812432E-2,1.2512854860719376,0.10338356407437856,1.9095977143706783E-2,0,0,0.12247954121808534,3.9261668410030176E-2,3.1195704660068775,0.10338356407437856,2.8089891125130367E-2,0,0,0.13147345519950893,0.12907129163884262,4.8498222357555836,1.0186111375362064,4.3132765588924551,1.8856156826817909,0,16.940899637477955,23.139791879052201,0.10338356407437856,-7.4704662019566034E-2,2.8089891125130367E-2,0,0,0,0,0,0,0,0,0.5437354513027628,null,0,-6.1926329658024921E-2,5.6768793179942892E-2,0.48180912164473788,0.31272192843146729,25.378554178331139,1.3934851026807043E-2,-1.30047421970332E-3,1.2634376807103723E-2,6.9674255134035302E-4,-6.5023710985166118E-5,6.3171884035518688E-4,null,-1.1005113352518124E-2,"C-Gro-HVAC-ER-All-All-C",null,null,-7.4704662019566034E-2,0,0,-7.4704662019566034E-2,0,9999,0,null,20.821670487058533,20.821670487058533]
["All Btype_NR_LINEAR_Fixture_from_LEDTube_to_LEDPanel_CONTR","Supermarket_NR_LINEAR_Fixture_from_LEDTube_to_LEDPanel_CONTR","No",7.9411764705882355,null,10.163801347367794,null,-8.2949551896877444E-2,null,1.5712192553554054,null,0,-0.20605511007068752,"C-Gro-Lgt-LPD Int-All-All-C",11.293769135004148,null,1.5340623788511365E-3,1.5838766252859549E-3,null,null,1.4556786406693819E-3,1.5120795893129868E-3,null,null,-8.3779045794749513E-2,null,"n/a","n/a",null,null,"n/a","n/a",null,null,0.54186998136139031,0.23688685872066828,0,2.5018929196023993," (na) "," (na) "," (na) "," (na) ",0,0,0,0,0,0,0,-0.20605511007068752,0.54186998136139031,0.23688685872066828,0,2.295837809531712,3.0745946496137706,0.77923961696492627,6.7790408936355281E-2,0,0,0.84703002590128151,0.54186998136139031,1.5631610073198912,0.77923961696492627,0.14393334228956842,0,0,0.92317295925449472,0.23688685872066828,3.897104990290237,0.77923961696492627,0.21172375122592368,0,0,0.99096336819084996,0.77875684008205859,3.6130444886471373,1.2724939508543269,3.4527091772907497,1.5094053171750517,0,14.628712693450645,19.590827187916446,0.77923961696492627,-0.56307627560353879,0.21172375122592368,0,0,0,0,0,0,0,0,3.2806497596844579,null,0,-0.20605511007068752,0.42788709258731117,3.0745946496137706,0.31142138312462975,21.829589487195388,0.10503205295553861,-9.8021483579856846E-3,9.5229904597552928E-2,5.2516026477769286E-3,-4.9010741789928456E-4,4.761495229877644E-3,null,-8.2949551896877444E-2,"C-Gro-HVAC-ER-All-All-C",null,null,-0.56307627560353879,0,0,-0.56307627560353879,0,9999,0,null,156.94052222104077,156.94052222104077]
["All Btype_RETRO_LINEAR_Fixture_from_LFTube_to_LEDPanel","Supermarket_RETRO_LINEAR_Fixture_from_LFTube_to_LEDPanel","No",7.9411764705882355,null,0.49787792643454298,null,-4.0633174031670088E-3,null,0.2514516242988295,null,0,-2.7522813181344415E-2,"C-Gro-Lgt-LPD Int-All-All-C",0.55322985627051069,null,7.5146667088436128E-5,7.7586838130178269E-5,null,null,7.1307007919750481E-5,7.4069831237513525E-5,null,null,-4.1039504977885997E-3,null,"n/a","n/a",null,null,"n/a","n/a",null,null,8.6718697284089596E-2,3.7910422238865586E-2,0,0.40039290271647188," (na) "," (na) "," (na) "," (na) ",0,0,0,0,0,0,0,-2.7522813181344415E-2,8.6718697284089596E-2,3.7910422238865586E-2,0,0.37287008953512746,0.49749920905808265,3.8171368312960932E-2,3.3207406441609706E-3,0,0,4.1492108957121902E-2,8.6718697284089596E-2,0.47846785360709654,3.8171368312960932E-2,7.0506330805533059E-3,0,0,4.522200139351424E-2,3.7910422238865586E-2,1.1928646193540113,3.8171368312960932E-2,1.0371373724714276E-2,0,0,4.854274203767521E-2,0.12462911952295519,14.862225764900494,0.38949759272538403,11.280048000859873,4.9312477698592865,0,48.501564711729536,64.712860482448704,3.8171368312960932E-2,-2.7582519466949052E-2,1.0371373724714276E-2,0,0,0,0,0,0,0,0,0.52502202223942707,null,0,-2.7522813181344415E-2,2.0960222570726158E-2,0.49749920905808265,0.13764916767447907,66.951622781727636,5.1450376633157486E-3,-4.8016220824126794E-4,4.6648754550744805E-3,2.5725188316578742E-4,-2.4008110412063306E-5,2.332437727537241E-4,null,-4.0633174031670088E-3,"C-Gro-HVAC-ER-All-All-C",null,null,-2.7582519466949052E-2,0,0,-2.7582519466949052E-2,0,9999,0,null,7.6877950588046327,7.6877950588046327]
["All Btype_RETRO_LINEAR_Fixture_from_LFTube_to_LEDPanel_CONTR","Supermarket_RETRO_LINEAR_Fixture_from_LFTube_to_LEDPanel_CONTR","No",7.9411764705882355,null,2.0427660906446277,null,-1.6671570612012309E-2,null,0.88333975649525509,null,0,-7.5325593969995233E-2,"C-Gro-Lgt-LPD Int-All-All-C",2.269872052401944,null,3.0832269358179679E-4,3.1833458283171955E-4,null,null,2.9256878055818948E-4,3.0390449457223632E-4,null,null,-1.6838285992317192E-2,null,"n/a","n/a",null,null,"n/a","n/a",null,null,0.30463940392557654,0.13317783586601278,0,1.4065646629813517," (na) "," (na) "," (na) "," (na) ",0,0,0,0,0,0,0,-7.5325593969995233E-2,0.30463940392557654,0.13317783586601278,0,1.3312390690113565,1.7690563088029458,0.15661505096566086,1.3624818501788448E-2,0,0,0.17023986946744932,0.30463940392557654,0.5588241943548411,0.15661505096566086,2.8928364584616964E-2,0,0,0.18554341555027781,0.13317783586601278,1.3932004101414357,0.15661505096566086,4.2553183086405412E-2,0,0,0.19916823405206627,0.43781723979158932,12.531116231573447,0.45491181239659439,9.6580291441880171,4.2221570932040926,0,42.20447375065902,56.084659988051129,0.15661505096566086,-0.11316957926841638,4.2553183086405412E-2,0,0,0,0,0,0,0,0,1.8443819027729411,null,0,-7.5325593969995233E-2,8.5998654783649917E-2,1.7690563088029458,0.14022304421634732,58.323422287330075,2.1109810087338098E-2,-1.9700794611011109E-3,1.9139730626236987E-2,1.055490504366904E-3,-9.850397305505556E-5,9.5698653131184841E-4,null,-1.6671570612012309E-2,"C-Gro-HVAC-ER-All-All-C",null,null,-0.11316957926841638,0,0,-0.11316957926841638,0,9999,0,null,31.542605574854946,31.542605574854946]
["All Btype_RETRO_LINEAR_Lamp_from_LFTube_to_LEDTube_RDX","Supermarket_RETRO_LINEAR_Lamp_from_LFTube_to_LEDTube_RDX","No",7.5,null,2.2554527635668817,null,-1.8407364495656803E-2,null,0.33118171678957486,null,0,-0.11346469839825324,"C-Gro-Lgt-LPD Int-All-All-C",2.5062043162845073,null,3.4042432684497988E-4,3.5147862394765885E-4,null,null,3.2303016369100138E-4,3.3554611821808949E-4,null,null,-1.8591437780875224E-2,null,"n/a","n/a",null,null,"n/a","n/a",null,null,0.11421539679604258,4.9931030496602871E-2,0,0.56265332002736312," (na) "," (na) "," (na) "," (na) ",0,0,0,0,0,0,0,-0.11346469839825324,0.11421539679604258,4.9931030496602871E-2,0,0.44918862162910989,0.61333504892175528,0.17292133990984632,1.5043393702143616E-2,0,0,0.18796473361198993,0.11421539679604258,1.6457039846181463,0.17292133990984632,3.1940299061482394E-2,0,0,0.2048616389713287,4.9931030496602871E-2,4.1028922682712654,0.17292133990984632,4.698369276362601E-2,0,0,0.21990503267347231,0.16414642729264545,3.364161513399873,1.3396882058323369,3.2795328965608199,1.4336986226577153,0,12.897813278397848,17.611044797616383,0.17292133990984632,-0.12495245612389401,4.698369276362601E-2,0,0,0,0,0,0,0,0,0.72679974732000852,null,0,-0.11346469839825324,9.4952576549578324E-2,0.61333504892175528,0.39139286018140806,19.849807096895319,2.3307700141445894E-2,-2.175198220362399E-3,2.1132501921083496E-2,1.165385007072296E-3,-1.0875991101812004E-4,1.056625096054176E-3,null,-1.8407364495656803E-2,"C-Gro-HVAC-ER-All-All-C",null,null,-0.12495245612389401,0,0,-0.12495245612389401,0,9999,0,null,34.826726975606178,34.826726975606178]
["All Btype_NR_HIGHBAY_Fixture_from_LFTube_to_LEDPanel","Supermarket_NR_HIGHBAY_Fixture_from_LFTube_to_LEDPanel","No",8.0882352941176467,null,0,null,0,null,0,null,0,0,"C-Gro-Lgt-LPD Int-All-All-C",0,null,null,null,null,null,0,0,null,null,0,null,"n/a","n/a",null,null,"n/a","n/a",null,null,0,0,0,0," (na) "," (na) "," (na) "," (na) ",0,0,0,0,0,0,0,0,0,0,0,0,0,0,0,0,0,0,0,9999,0,0,0,0,0,0,9999,0,0,0,0,0,0,9999,9999,9999,9999,9999,9999,9999,0,0,0,0,0,0,0,0,0,0,0,0,null,0,0,0,0,9999,9999,0,0,0,0,0,0,null,0,"C-Gro-HVAC-ER-All-All-C",null,null,0,0,0,0,0,9999,9999,null,0,0]
["All Btype_NR_HIGHBAY_Fixture_from_LFTube_to_LEDPanel_CONTR","Supermarket_NR_HIGHBAY_Fixture_from_LFTube_to_LEDPanel_CONTR","No",8.0882352941176467,null,0,null,0,null,0,null,0,0,"C-Gro-Lgt-LPD Int-All-All-C",0,null,null,null,null,null,0,0,null,null,0,null,"n/a","n/a",null,null,"n/a","n/a",null,null,0,0,0,0," (na) "," (na) "," (na) "," (na) ",0,0,0,0,0,0,0,0,0,0,0,0,0,0,0,0,0,0,0,9999,0,0,0,0,0,0,9999,0,0,0,0,0,0,9999,9999,9999,9999,9999,9999,9999,0,0,0,0,0,0,0,0,0,0,0,0,null,0,0,0,0,9999,9999,0,0,0,0,0,0,null,0,"C-Gro-HVAC-ER-All-All-C",null,null,0,0,0,0,0,9999,9999,null,0,0]
["All Btype_RETRO_HIGHBAY_Fixture_from_LFTube_to_LEDPanel","Supermarket_RETRO_HIGHBAY_Fixture_from_LFTube_to_LEDPanel","No",8.0882352941176467,null,0,null,0,null,0,null,0,0,"C-Gro-Lgt-LPD Int-All-All-C",0,null,null,null,null,null,0,0,null,null,0,null,"n/a","n/a",null,null,"n/a","n/a",null,null,0,0,0,0," (na) "," (na) "," (na) "," (na) ",0,0,0,0,0,0,0,0,0,0,0,0,0,0,0,0,0,0,0,9999,0,0,0,0,0,0,9999,0,0,0,0,0,0,9999,9999,9999,9999,9999,9999,9999,0,0,0,0,0,0,0,0,0,0,0,0,null,0,0,0,0,9999,9999,0,0,0,0,0,0,null,0,"C-Gro-HVAC-ER-All-All-C",null,null,0,0,0,0,0,9999,9999,null,0,0]
["All Btype_RETRO_HIGHBAY_Fixture_from_LFTube_to_LEDPanel_CONTR","Supermarket_RETRO_HIGHBAY_Fixture_from_LFTube_to_LEDPanel_CONTR","No",8.0882352941176467,null,0,null,0,null,0,null,0,0,"C-Gro-Lgt-LPD Int-All-All-C",0,null,null,null,null,null,0,0,null,null,0,null,"n/a","n/a",null,null,"n/a","n/a",null,null,0,0,0,0," (na) "," (na) "," (na) "," (na) ",0,0,0,0,0,0,0,0,0,0,0,0,0,0,0,0,0,0,0,9999,0,0,0,0,0,0,9999,0,0,0,0,0,0,9999,9999,9999,9999,9999,9999,9999,0,0,0,0,0,0,0,0,0,0,0,0,null,0,0,0,0,9999,9999,0,0,0,0,0,0,null,0,"C-Gro-HVAC-ER-All-All-C",null,null,0,0,0,0,0,9999,9999,null,0,0]
["All Btype_NEW_CAN_Fixture_from_CFL_to_LEDPanel","Supermarket_NEW_CAN_Fixture_from_CFL_to_LEDPanel","No",6.9117647058823533,null,4.8649108785704963E-2,null,-3.9703863112217931E-4,null,2.4747923433795314E-3,null,0,-3.1188393341461867E-2,"C-Gro-Lgt-LPD Int-All-All-C",5.4057707787819452E-2,null,7.3428006906209404E-6,7.5812369420843754E-6,null,null,6.9676163599254205E-6,7.2375799092317336E-6,null,null,-4.0100900967400993E-4,null,"n/a","n/a",null,null,"n/a","n/a",null,null,8.5348730064859347E-4,3.731151984110146E-4,0,4.6089821896822683E-3," (na) "," (na) "," (na) "," (na) ",0,0,0,0,0,0,0,-3.1188393341461867E-2,8.5348730064859347E-4,3.731151984110146E-4,0,-2.65794111517796E-2,-2.535280865271999E-2,3.7298360721774093E-3,3.2447928351396493E-4,0,0,4.0543153556913741E-3,8.5348730064859347E-4,4.7502937098306734,3.7298360721774093E-3,6.8893798566308558E-4,0,0,4.4187740578404949E-3,3.731151984110146E-4,11.842921640980386,3.7298360721774093E-3,1.0134172691770504E-3,0,0,4.7432533413544597E-3,1.2266024990596081E-3,0.28379405805040614,3.866984899338572,1.1361698213285494,0.49669424254052297,0,-35.382746522867372,-33.7498824589983,3.7298360721774093E-3,-2.6951686726522277E-3,1.0134172691770504E-3,0,0,0,0,0,0,0,0,5.8355846887418765E-3,null,0,-3.1188393341461867E-2,2.048084668702232E-3,-2.535280865271999E-2,4.2120133076903707,-31.511120159719347,5.0273668242672021E-4,-4.6918054131859131E-5,4.558186282948611E-4,2.5136834121336046E-5,-2.3459027065929579E-6,2.2790931414743086E-5,null,-3.9703863112217931E-4,"C-Gro-HVAC-ER-All-All-C",null,null,-2.6951686726522277E-3,0,0,-2.6951686726522277E-3,0,9999,0,null,0.75119694664182435,0.75119694664182435]
["All Btype_NR_CAN_Lamp_from_CFL_to_LEDScrew","Supermarket_NR_CAN_Lamp_from_CFL_to_LEDScrew","No",6.9117647058823533,null,0.12237852545532345,null,-9.9876448794905298E-4,null,2.8209984121533324E-4,null,0,-7.5369032742483993E-2,"C-Gro-Lgt-LPD Int-All-All-C",0.13598404438833206,null,1.8471070563466643E-5,1.9070865248251576E-5,null,null,1.7527281328463191E-5,1.8206384027678515E-5,null,null,-1.0087521133095251E-3,null,"n/a","n/a",null,null,"n/a","n/a",null,null,9.7288418010653104E-5,4.2531139434122963E-5,0,5.2537464298848884E-4," (na) "," (na) "," (na) "," (na) ",0,0,0,0,0,0,0,-7.5369032742483993E-2,9.7288418010653104E-5,4.2531139434122963E-5,0,-7.4843658099495503E-2,-7.4703838542050732E-2,9.3825323854086779E-3,8.1623892499562139E-4,0,0,1.01987713104043E-2,9.7288418010653104E-5,104.83027187560531,9.3825323854086779E-3,1.7330474682895559E-3,0,0,1.1115579853698234E-2,4.2531139434122963E-5,261.35156503190564,9.3825323854086779E-3,2.5492863932851774E-3,0,0,1.1931818778693856E-2,1.3981955744477606E-4,-1.2750781735661467,85.337266093168097,5.1484559364310817E-2,2.2507272888208668E-2,0,-39.606901183691996,-39.532909351439478,9.3825323854086779E-3,-6.7797905500270534E-3,2.5492863932851774E-3,0,0,0,0,0,0,0,0,6.6519420043326485E-4,null,0,-7.5369032742483993E-2,5.1520282286668028E-3,-7.4703838542050732E-2,11.726128991168196,-37.29414705216054,1.2646516128114889E-3,-1.1802399725721439E-4,1.1466276155542745E-3,6.3232580640574406E-5,-5.9011998628607211E-6,5.7331380777713685E-5,null,-9.9876448794905298E-4,"C-Gro-HVAC-ER-All-All-C",null,null,-6.7797905500270534E-3,0,0,-6.7797905500270534E-3,0,9999,0,null,1.8896620503679322,1.8896620503679322]
["All Btype_RETRO_CAN_Lamp_from_Inc/Hal_to_LEDScrew","Supermarket_RETRO_CAN_Lamp_from_Inc/Hal_to_LEDScrew","No",6.9117647058823533,null,6.7457272482596767E-2,null,-5.5053717928736287E-4,null,2.1069998308874439E-3,null,0,-4.1856814792780729E-2,"C-Gro-Lgt-LPD Int-All-All-C",7.4956882357093482E-2,null,1.0181590564268728E-5,1.051220832040374E-5,null,null,9.661356745836166E-6,1.0035690524202852E-5,null,null,-5.5604254032099799E-4,null,"n/a","n/a",null,null,"n/a","n/a",null,null,7.2664585493077975E-4,3.1766449498546033E-4,0,3.9240159766142022E-3," (na) "," (na) "," (na) "," (na) ",0,0,0,0,0,0,0,-4.1856814792780729E-2,7.2664585493077975E-4,3.1766449498546033E-4,0,-3.7932798816166527E-2,-3.6888488466250285E-2,5.1718227633847499E-3,4.4992576409521001E-4,0,0,5.6217485274799601E-3,7.2664585493077975E-4,7.7365727600764851,5.1718227633847499E-3,9.5528733377623493E-4,0,0,6.1271100971609848E-3,3.1766449498546033E-4,19.28799155675684,5.1718227633847499E-3,1.4052130978714449E-3,0,0,6.577035861256195E-3,1.0443103499162402E-3,-0.34648344298911626,6.2979705810477808,0.69761385602260872,0.30497270680693822,0,-36.417253153390092,-35.41466659056055,5.1718227633847499E-3,-3.7371440520834894E-3,1.4052130978714449E-3,0,0,0,0,0,0,0,0,4.9683263265304419E-3,null,0,-4.1856814792780729E-2,2.8398918091727056E-3,-3.6888488466250285E-2,5.5636109879852889,-33.175904291281604,6.9709900592097027E-4,-6.5056977217556721E-5,6.3204202870341354E-4,3.4854950296048472E-5,-3.2528488608778381E-6,3.1602101435170634E-5,null,-5.5053717928736287E-4,"C-Gro-HVAC-ER-All-All-C",null,null,-3.7371440520834894E-3,0,0,-3.7371440520834894E-3,0,9999,0,null,1.0416161443146996,1.0416161443146996]
["All Btype_NEW_DISP_Fixture_from_CFL_to_LEDPanel","Supermarket_NEW_DISP_Fixture_from_CFL_to_LEDPanel","No",4.7058823529411766,null,6.5723021249974797E-3,null,-5.36383482485737E-5,null,-4.7682432092667492E-4,null,0,-1.7602891026601175E-2,"C-Gro-Lgt-LPD Int-All-All-C",7.3029824519781333E-3,null,9.9198332275680663E-7,1.0241951169969107E-6,null,null,9.4129740403304011E-7,9.7776841147930805E-7,null,null,-5.4174730682796393E-5,null,"n/a","n/a",null,null,"n/a","n/a",null,null,-1.6444349508353679E-4,-7.1889021956000713E-5,0,-1.3548216693203417E-3," (na) "," (na) "," (na) "," (na) ",0,0,0,0,0,0,0,-1.7602891026601175E-2,-1.6444349508353679E-4,-7.1889021956000713E-5,0,-1.8957712695921516E-2,-1.9194045212961055E-2,5.0388609688708044E-4,4.3835867455461523E-5,0,0,5.4772196434254195E-4,-1.6444349508353679E-4,9999,5.0388609688708044E-4,9.3072796196740597E-5,0,0,5.9695889308382106E-4,-7.1889021956000713E-5,9999,5.0388609688708044E-4,1.3690866365220213E-4,0,0,6.4079476053928257E-4,-2.363325170395375E-4,-3.6778423539851071,9999,-1.6203926103081219,-0.70837973785832098,0,-186.80542848600098,-189.13420083416744,5.0388609688708044E-4,-3.6410662469738302E-4,1.3690866365220213E-4,0,0,0,0,0,0,0,0,-1.5911541863598794E-3,null,0,-1.7602891026601175E-2,2.7668813584189956E-4,-1.9194045212961055E-2,54.47536141366696,-186.89543853488854,6.7917736803396582E-5,-6.3384434898871898E-6,6.1579293313509387E-5,3.3958868401698327E-6,-3.1692217449435887E-7,3.0789646656754737E-6,null,-5.36383482485737E-5,"C-Gro-HVAC-ER-All-All-C",null,null,-3.6410662469738302E-4,0,0,-3.6410662469738302E-4,0,9999,0,null,0.10148373550794423,0.10148373550794423]
["All Btype_RETRO_DISP_Lamp_from_CFL_to_LEDScrew","Supermarket_RETRO_DISP_Lamp_from_CFL_to_LEDScrew","No",4.7058823529411766,null,1.6003470339853636E-3,null,-1.3060868154704903E-5,null,3.9201030357336353E-4,null,0,-2.6832312841654354E-3,"C-Gro-Lgt-LPD Int-All-All-C",1.7782667448926575E-3,null,2.4154665110399348E-7,2.4939018117779048E-7,null,null,2.2920469570515612E-7,2.3808533866450808E-7,null,null,-1.3191476581001261E-5,null,"n/a","n/a",null,null,"n/a","n/a",null,null,1.3519349076633036E-4,5.9101929334887449E-5,0,1.1138359151770499E-3," (na) "," (na) "," (na) "," (na) ",0,0,0,0,0,0,0,-2.6832312841654354E-3,1.3519349076633036E-4,5.9101929334887449E-5,0,-1.5693953689883855E-3,-1.3750999488871677E-3,1.2269561034825523E-4,1.0673976809085033E-5,0,0,1.3336958715734026E-4,1.3519349076633036E-4,0.98650893916081694,1.2269561034825523E-4,2.2663105028549659E-5,0,0,1.4535871537680489E-4,5.9101929334887449E-5,2.4594580416006937,1.2269561034825523E-4,3.3337081837634694E-5,0,0,1.5603269218588992E-4,1.9429542010121779E-4,6.5135895035862887,0.80306932661925334,5.4709492649377971,2.3917102444671556,0,-63.509584608655842,-55.646925099250893,1.2269561034825523E-4,-8.8659490359187154E-5,3.3337081837634694E-5,0,0,0,0,0,0,0,0,1.3081313352782677E-3,null,0,-2.6832312841654354E-3,6.7373201826702764E-5,-1.3750999488871677E-3,2.0327052012641675,-53.408162799971954,1.6537880727501682E-5,-1.5434027599771455E-6,1.4994477967524537E-5,8.2689403637508571E-7,-7.7170137998857372E-8,7.497238983762284E-7,null,-1.3060868154704903E-5,"C-Gro-HVAC-ER-All-All-C",null,null,-8.8659490359187154E-5,0,0,-8.8659490359187154E-5,0,9999,0,null,2.4711157830096871E-2,2.4711157830096871E-2]
["All Btype_RETRO_DISP_Lamp_from_Inc/Hal_to_LEDScrew","Supermarket_RETRO_DISP_Lamp_from_Inc/Hal_to_LEDScrew","No",4.7058823529411766,null,0.10690996845103563,null,-8.7252137986929142E-4,null,4.3111926649648073E-3,null,0,-7.7536206097279986E-2,"C-Gro-Lgt-LPD Int-All-All-C",0.11879575964255425,null,1.6136340618991914E-5,1.6660321689926341E-5,null,null,1.5311845659903021E-5,1.5905110269670102E-5,null,null,-8.8124657661615578E-4,null,"n/a","n/a",null,null,"n/a","n/a",null,null,1.4868108833616747E-3,6.4998241605185292E-4,0,1.2249579114919841E-2," (na) "," (na) "," (na) "," (na) ",0,0,0,0,0,0,0,-7.7536206097279986E-2,1.4868108833616747E-3,6.4998241605185292E-4,0,-6.5286626982360152E-2,-6.3149833682946618E-2,8.1965870857061227E-3,7.1306691590794264E-4,0,0,8.909654001614066E-3,1.4868108833616747E-3,5.992459499266892,8.1965870857061227E-3,1.513991523182909E-3,0,0,9.7105786088890322E-3,6.4998241605185292E-4,14.939755859663689,8.1965870857061227E-3,2.2270584390908519E-3,0,0,1.0423645524796975E-2,2.1367932994135275E-3,-5.4679298204417352E-2,4.8781721318846749,0.90065529124005295,0.39373541637419585,0,-39.548234881042823,-38.253844173428575,8.1965870857061227E-3,-5.9228299336931672E-3,2.2270584390908519E-3,0,0,0,0,0,0,0,0,1.4386372414333368E-2,null,0,-7.7536206097279986E-2,4.5008155911038083E-3,-6.3149833682946618E-2,4.3310342826252901,-36.015081874149644,1.1048005646757551E-3,-1.0310584946409046E-4,1.0016947152116647E-3,5.5240028233787737E-5,-5.1552924732045099E-6,5.0084735760583227E-5,null,-8.7252137986929142E-4,"C-Gro-HVAC-ER-All-All-C",null,null,-5.9228299336931672E-3,0,0,-5.9228299336931672E-3,0,9999,0,null,1.6508101354898861,1.6508101354898861]
["All Btype_NR_OTHER_Lamp_from_Inc/Hal_to_LEDScrew","Supermarket_NR_OTHER_Lamp_from_Inc/Hal_to_LEDScrew","No",2.9411764705882355,null,0.42557025942593979,null,-3.4731948326756461E-3,null,-1.7194404425276285E-3,null,0,-0.86216346014776812,"C-Gro-Lgt-LPD Int-All-All-C",0.47288333335294014,null,6.4232987465101039E-5,6.6318768272285292E-5,null,null,6.0950968597089285E-5,6.3312542335673244E-5,null,null,-3.5079267131251858E-3,null,"n/a","n/a",null,null,"n/a","n/a",null,null,-5.9298736148298786E-4,-2.5923361351341936E-4,0,-8.0567755451941142E-3," (na) "," (na) "," (na) "," (na) ",0,0,0,0,0,0,0,-0.86216346014776812,-5.9298736148298786E-4,-2.5923361351341936E-4,0,-0.87022023569296225,-0.87107245666795863,3.2627674883926788E-2,2.838463772720891E-3,0,0,3.5466138656647682E-2,-5.9298736148298786E-4,9999,3.2627674883926788E-2,6.0266575196373387E-3,0,0,3.8654332403564126E-2,-2.5923361351341936E-4,9999,3.2627674883926788E-2,8.8651212923582298E-3,0,0,4.149279617628502E-2,-8.5222097499640728E-4,-1.4787586719724206,9999,-9.0239201114578838E-2,-3.9449465039176172E-2,0,-132.42774460872937,-132.55743327488312,3.2627674883926788E-2,-2.3576662755933179E-2,8.8651212923582298E-3,0,0,0,0,0,0,0,0,-8.9089965201905215E-3,null,0,-0.86216346014776812,1.7916133420351841E-2,-0.87107245666795863,38.706294537575822,-130.31867097560419,4.3978150001823396E-3,-4.1042742543564683E-4,3.9873875747466932E-3,2.1989075000911721E-4,-2.0521371271782333E-5,1.9936937873733489E-4,null,-3.4731948326756461E-3,"C-Gro-HVAC-ER-All-All-C",null,null,-2.3576662755933179E-2,0,0,-2.3576662755933179E-2,0,9999,0,null,6.5712833686333054,6.5712833686333054]
["All Btype_RETRO_OTHER_Lamp_from_CFL_to_LEDScrew","Supermarket_RETRO_OTHER_Lamp_from_CFL_to_LEDScrew","No",2.9411764705882355,null,0.73234492973141097,null,-5.976866496992592E-3,null,0.17004226465359562,null,0,-0.95808221333058341,"C-Gro-Lgt-LPD Int-All-All-C",0.81376389412799621,null,1.1053569099265104E-4,1.1412501840649094E-4,null,null,1.0488781070958462E-4,1.0895173791157414E-4,null,null,-6.0366350451556347E-3,null,"n/a","n/a",null,null,"n/a","n/a",null,null,5.8642865064462604E-2,2.5636637144207729E-2,0,0.7967663930811032," (na) "," (na) "," (na) "," (na) ",0,0,0,0,0,0,0,-0.95808221333058341,5.8642865064462604E-2,2.5636637144207729E-2,0,-0.16131582024948021,-7.7036318040809876E-2,5.6147514401971507E-2,4.8845860492753475E-3,0,0,6.1032100451246851E-2,5.8642865064462604E-2,1.0407421326389477,5.6147514401971507E-2,1.0371006854867323E-2,0,0,6.6518521256838825E-2,2.5636637144207729E-2,2.5946664097427394,5.6147514401971507E-2,1.5255592904142671E-2,0,0,7.1403107306114169E-2,8.4279502208670337E-2,6.1038654028189079,0.84721795258501775,5.185857462954087,2.2670779456834835,0,-14.265347530577602,-6.8124121219400289,5.6147514401971507E-2,-4.0572030227360903E-2,1.5255592904142671E-2,0,0,0,0,0,0,0,0,0.88104589528977351,null,0,-0.95808221333058341,3.0831077078753266E-2,-7.7036318040809904E-2,1.1170413379915947,-4.5736498226610953,7.5680042153903658E-3,-7.0628630028320811E-4,6.8617179151071574E-3,3.784002107695183E-4,-3.5314315014160462E-5,3.4308589575535783E-4,null,-5.976866496992592E-3,"C-Gro-HVAC-ER-All-All-C",null,null,-4.0572030227360903E-2,0,0,-4.0572030227360903E-2,0,9999,0,null,11.308229252999389,11.308229252999389]
["All Btype_NR_LINEAR_Fixture_from_LFTube_to_LEDPanel","MiniMart_NR_LINEAR_Fixture_from_LFTube_to_LEDPanel","No",7.5,null,2.0093584475118789,null,-1.9880019925663336E-2,null,0.19109765857499522,null,0,-0.12392819701268827,"C-Gro-Lgt-LPD Int-All-All-C",2.2327502909673229,null,3.0328034704780961E-4,3.1312850065287422E-4,null,null,2.8778407541870521E-4,2.9893440379796473E-4,null,null,-2.0078819736401476E-2,null,"n/a","n/a",null,null,"n/a","n/a",null,null,6.5904286965230235E-2,2.8811080245109259E-2,0,0.3246608329981977," (na) "," (na) "," (na) "," (na) ",0,0,0,0,0,0,0,-0.12392819701268827,6.5904286965230235E-2,2.8811080245109259E-2,0,0.20073263598550944,0.29544800319584891,0.15405374952452183,1.3401996575998313E-2,0,0,0.16745574610052014,6.5904286965230235E-2,2.5408930710208031,0.15405374952452183,2.8455266619616011E-2,0,0,0.18250901614413784,2.8811080245109259E-2,6.3346814694710769,0.15405374952452183,4.1857263195614322E-2,0,0,0.19591101272013614,9.4715367210339491E-2,1.7036298421484111,2.0684184466609947,2.1241115642021673,0.92858828376490876,0,6.469662794994707,9.5223626429617827,0.15405374952452183,-0.1349491024687263,4.1857263195614322E-2,0,0,0,0,0,0,0,0,0.41937620020853716,null,0,-0.12392819701268827,6.0961910251409845E-2,0.29544800319584891,0.57698829223215098,12.522735781619499,2.0764577705996084E-2,-2.3492219091589711E-3,1.8415355796837111E-2,1.0382288852998052E-3,-1.1746109545794864E-4,9.2076778984185659E-4,null,-1.9880019925663336E-2,"C-Gro-HVAC-ER-All-All-C",null,null,-0.1349491024687263,0,0,-0.1349491024687263,0,9999,0,null,31.026753997257387,31.026753997257387]
["All Btype_NR_LINEAR_Fixture_from_LFTube_to_LEDPanel_RDX","MiniMart_NR_LINEAR_Fixture_from_LFTube_to_LEDPanel_RDX","No",7.5,null,0.6046842815203356,null,-5.9825739803891437E-3,null,0.11832891966181303,null,0,-3.0982049253172068E-2,"C-Gro-Lgt-LPD Int-All-All-C",0.67191048325881852,null,9.1267368936053724E-5,9.4231013224783938E-5,null,null,8.660401387967146E-5,8.9959526836096555E-5,null,null,-6.0423996032746095E-3,null,"n/a","n/a",null,null,"n/a","n/a",null,null,4.0808365397200126E-2,1.7840009266024921E-2,0,0.20103211055359205," (na) "," (na) "," (na) "," (na) ",0,0,0,0,0,0,0,-3.0982049253172068E-2,4.0808365397200126E-2,1.7840009266024921E-2,0,0.17005006130041997,0.22869843596364503,4.6360011555976244E-2,4.0331164808003368E-3,0,0,5.0393128036776577E-2,4.0808365397200126E-2,1.2348724960258777,4.6360011555976244E-2,8.5631572966278196E-3,0,0,5.4923168852604065E-2,1.7840009266024921E-2,3.0786513635506618,4.6360011555976244E-2,1.2596273777428156E-2,0,0,5.8956285333404398E-2,5.8648374663225047E-2,4.9322132169985755,1.0052501142946835,4.3706053644613201,1.9106778583559203,0,18.212484202995899,24.493767425813143,4.6360011555976244E-2,-4.0610773637307224E-2,1.2596273777428156E-2,0,0,0,0,0,0,0,0,0.25968048521681708,null,0,-3.0982049253172068E-2,1.8345511696097175E-2,0.228698435963645,0.29950367163456715,27.494140564470854,6.2487674943070178E-3,-7.0696075358313E-4,5.5418067407238874E-3,3.1243837471535061E-4,-3.5348037679156468E-5,2.7709033703619411E-4,null,-5.9825739803891437E-3,"C-Gro-HVAC-ER-All-All-C",null,null,-4.0610773637307224E-2,0,0,-4.0610773637307224E-2,0,9999,0,null,9.3370052874196716,9.3370052874196716]
["All Btype_NR_LINEAR_Fixture_from_LEDTube_to_LEDPanel_CONTR","MiniMart_NR_LINEAR_Fixture_from_LEDTube_to_LEDPanel_CONTR","No",7.5,null,4.5577259029067809,null,-4.5092841388103343E-2,null,0.71394230580726525,null,0,-9.4954068418674598E-2,"C-Gro-Lgt-LPD Int-All-All-C",5.0644342966608793,null,6.8791543653845175E-4,7.102535041128E-4,null,null,6.5276602917915035E-4,6.7805775378060047E-4,null,null,-4.5543768920727576E-2,null,"n/a","n/a",null,null,"n/a","n/a",null,null,0.24621891732951257,0.10763841491505813,0,1.2129353412515851," (na) "," (na) "," (na) "," (na) ",0,0,0,0,0,0,0,-9.4954068418674598E-2,0.24621891732951257,0.10763841491505813,0,1.1179812728329104,1.4718386050774812,0.34943231035620131,3.0399069424737069E-2,0,0,0.37983137978093839,0.24621891732951257,1.5426571763883337,0.34943231035620131,6.4543638745458765E-2,0,0,0.41397594910166008,0.10763841491505813,3.8459870430862941,0.34943231035620131,9.494270817019583E-2,0,0,0.44437501852639716,0.35385733224457072,3.6789971566895283,1.2558027714380229,3.4985999729325554,1.5294671895756364,0,15.88573816055642,20.913805323064611,0.34943231035620131,-0.30609820794161663,9.494270817019583E-2,0,0,0,0,0,0,0,0,1.5667926734961557,null,0,-9.4954068418674598E-2,0.13827681058478053,1.471838605077481,0.28796610218479046,23.914178461722319,4.7099238958946181E-2,-5.3286209637251241E-3,4.1770617995221054E-2,2.3549619479473092E-3,-2.6643104818625628E-4,2.0885308997610529E-3,null,-4.5092841388103343E-2,"C-Gro-HVAC-ER-All-All-C",null,null,-0.30609820794161663,0,0,-0.30609820794161663,0,9999,0,null,70.376413203687832,70.376413203687832]
["All Btype_RETRO_LINEAR_Fixture_from_LFTube_to_LEDPanel","MiniMart_RETRO_LINEAR_Fixture_from_LFTube_to_LEDPanel","No",7.5,null,0.22326204972354213,null,-2.2088911028514823E-3,null,0.11425646155939015,null,0,-1.3769799668076475E-2,"C-Gro-Lgt-LPD Int-All-All-C",0.2480833656630359,null,3.3697816338645519E-5,3.4792055628097142E-5,null,null,3.1976008379856142E-5,3.3214933755329423E-5,null,null,-2.2309799707112754E-3,null,"n/a","n/a",null,null,"n/a","n/a",null,null,3.9403887448923092E-2,1.7226019968308307E-2,0,0.19411330448478825," (na) "," (na) "," (na) "," (na) ",0,0,0,0,0,0,0,-1.3769799668076475E-2,3.9403887448923092E-2,1.7226019968308307E-2,0,0.18034350481671177,0.23697341223394316,1.7117083280502422E-2,1.4891107306664797E-3,0,0,1.8606194011168902E-2,3.9403887448923092E-2,0.4721918372974494,1.7117083280502422E-2,3.161696291068447E-3,0,0,2.0278779571570867E-2,1.7226019968308307E-2,1.1772179301358583,1.7117083280502422E-2,4.6508070217349262E-3,0,0,2.1767890302237348E-2,5.6629907417231395E-2,15.077694031442016,0.38438859067627218,11.429973856487058,4.9967901807736244,0,52.312644226137117,68.739408263397792,1.7117083280502422E-2,-1.4994344718747374E-2,4.6508070217349262E-3,0,0,0,0,0,0,0,0,0.25074321190201965,null,0,-1.3769799668076475E-2,6.773545583489974E-3,0.23697341223394316,0.1337322824151255,71.739781402055513,2.3071753006662335E-3,-2.6102465657321951E-4,2.0461506440930142E-3,1.153587650333117E-4,-1.3051232828660957E-5,1.0230753220465075E-4,null,-2.2088911028514823E-3,"C-Gro-HVAC-ER-All-All-C",null,null,-1.4994344718747374E-2,0,0,-1.4994344718747374E-2,0,9999,0,null,3.447417110806382,3.447417110806382]
["All Btype_RETRO_LINEAR_Fixture_from_LFTube_to_LEDPanel_CONTR","MiniMart_RETRO_LINEAR_Fixture_from_LFTube_to_LEDPanel_CONTR","No",7.5,null,0.91603206386179759,null,-9.0629602222882574E-3,null,0.40137849661268216,null,0,-3.7685767512630357E-2,"C-Gro-Lgt-LPD Int-All-All-C",1.0178725750278235,null,1.3826031018952128E-4,1.4274991456212388E-4,null,null,1.3119582565210646E-4,1.3627906917724136E-4,null,null,-9.1535896473922199E-3,null,"n/a","n/a",null,null,"n/a","n/a",null,null,0.13842432094506135,6.051433680978887E-2,0,0.68191247359892415," (na) "," (na) "," (na) "," (na) ",0,0,0,0,0,0,0,-3.7685767512630357E-2,0.13842432094506135,6.051433680978887E-2,0,0.64422670608629384,0.84316536384114404,7.023046301038921E-2,6.1097404490384746E-3,0,0,7.6340203459427686E-2,0.13842432094506135,0.55149415173743943,7.023046301038921E-2,1.2972268159312813E-2,0,0,8.3202731169702018E-2,6.051433680978887E-2,1.3749259358361348,7.023046301038921E-2,1.9082008608351287E-2,0,0,8.9312471618740494E-2,0.19893865775485023,12.715601155551385,0.44894477838892027,9.7863963535300869,4.2782748078399599,0,45.545882719495758,59.610553880865815,7.023046301038921E-2,-6.1520981984969525E-2,1.9082008608351287E-2,0,0,0,0,0,0,0,0,0.88085113135377435,null,0,-3.7685767512630357E-2,2.7791489633770969E-2,0.84316536384114404,0.13476442833333316,62.610927019523523,9.4662149477587696E-3,-1.0709699887448908E-3,8.3952449590138783E-3,4.7331074738793795E-4,-5.3548499437244487E-5,4.1976224795069346E-4,null,-9.0629602222882574E-3,"C-Gro-HVAC-ER-All-All-C",null,null,-6.1520981984969525E-2,0,0,-6.1520981984969525E-2,0,9999,0,null,14.144565164186284,14.144565164186284]
["All Btype_RETRO_LINEAR_Lamp_from_LFTube_to_LEDTube_RDX","MiniMart_RETRO_LINEAR_Lamp_from_LFTube_to_LEDTube_RDX","No",7.083333333333333,null,1.0114065723995767,null,-1.0006568433396239E-2,null,0.15048481471955652,null,0,-5.9746366244914632E-2,"C-Gro-Lgt-LPD Int-All-All-C",1.1238504118604091,null,1.5265555862549297E-4,1.5761260712746466E-4,null,null,1.4485554116580446E-4,1.5046803674675029E-4,null,null,-1.0106633922170191E-2,null,"n/a","n/a",null,null,"n/a","n/a",null,null,5.1898042535644416E-2,2.2688033463549986E-2,0,0.27266031131216539," (na) "," (na) "," (na) "," (na) ",0,0,0,0,0,0,0,-5.9746366244914632E-2,5.1898042535644416E-2,2.2688033463549986E-2,0,0.21291394506725075,0.28750002106644518,7.7542647985398006E-2,6.7458682829964218E-3,0,0,8.4288516268394426E-2,5.1898042535644416E-2,1.6241174454798311,7.7542647985398006E-2,1.4322901776982115E-2,0,0,9.1865549762380122E-2,2.2688033463549986E-2,4.0490750293527622,7.7542647985398006E-2,2.1068770059978537E-2,0,0,9.8611418045376542E-2,7.4586075999194396E-2,3.4268062174147973,1.3221156459074432,3.3231219642258716,1.4527542590075908,0,13.633250365021231,18.409126588254697,7.7542647985398006E-2,-6.7926361941694699E-2,2.1068770059978537E-2,0,0,0,0,0,0,0,0,0.34724638731135982,null,0,-5.9746366244914632E-2,3.0685056103681843E-2,0.28750002106644518,0.38142624865238817,21.409499726912408,1.045180883030181E-2,-1.182476168893913E-3,9.2693326614078971E-3,5.2259044151509019E-4,-5.9123808444695611E-5,4.6346663307039455E-4,null,-1.0006568433396239E-2,"C-Gro-HVAC-ER-All-All-C",null,null,-6.7926361941694699E-2,0,0,-6.7926361941694699E-2,0,9999,0,null,15.617254826737657,15.617254826737657]
["All Btype_NR_HIGHBAY_Fixture_from_LFTube_to_LEDPanel","MiniMart_NR_HIGHBAY_Fixture_from_LFTube_to_LEDPanel","No",7.6388888888888893,null,0,null,0,null,0,null,0,0,"C-Gro-Lgt-LPD Int-All-All-C",0,null,null,null,null,null,0,0,null,null,0,null,"n/a","n/a",null,null,"n/a","n/a",null,null,0,0,0,0," (na) "," (na) "," (na) "," (na) ",0,0,0,0,0,0,0,0,0,0,0,0,0,0,0,0,0,0,0,9999,0,0,0,0,0,0,9999,0,0,0,0,0,0,9999,9999,9999,9999,9999,9999,9999,0,0,0,0,0,0,0,0,0,0,0,0,null,0,0,0,0,9999,9999,0,0,0,0,0,0,null,0,"C-Gro-HVAC-ER-All-All-C",null,null,0,0,0,0,0,9999,9999,null,0,0]
["All Btype_NR_HIGHBAY_Fixture_from_LFTube_to_LEDPanel_CONTR","MiniMart_NR_HIGHBAY_Fixture_from_LFTube_to_LEDPanel_CONTR","No",7.6388888888888893,null,0,null,0,null,0,null,0,0,"C-Gro-Lgt-LPD Int-All-All-C",0,null,null,null,null,null,0,0,null,null,0,null,"n/a","n/a",null,null,"n/a","n/a",null,null,0,0,0,0," (na) "," (na) "," (na) "," (na) ",0,0,0,0,0,0,0,0,0,0,0,0,0,0,0,0,0,0,0,9999,0,0,0,0,0,0,9999,0,0,0,0,0,0,9999,9999,9999,9999,9999,9999,9999,0,0,0,0,0,0,0,0,0,0,0,0,null,0,0,0,0,9999,9999,0,0,0,0,0,0,null,0,"C-Gro-HVAC-ER-All-All-C",null,null,0,0,0,0,0,9999,9999,null,0,0]
["All Btype_RETRO_HIGHBAY_Fixture_from_LFTube_to_LEDPanel","MiniMart_RETRO_HIGHBAY_Fixture_from_LFTube_to_LEDPanel","No",7.6388888888888893,null,0,null,0,null,0,null,0,0,"C-Gro-Lgt-LPD Int-All-All-C",0,null,null,null,null,null,0,0,null,null,0,null,"n/a","n/a",null,null,"n/a","n/a",null,null,0,0,0,0," (na) "," (na) "," (na) "," (na) ",0,0,0,0,0,0,0,0,0,0,0,0,0,0,0,0,0,0,0,9999,0,0,0,0,0,0,9999,0,0,0,0,0,0,9999,9999,9999,9999,9999,9999,9999,0,0,0,0,0,0,0,0,0,0,0,0,null,0,0,0,0,9999,9999,0,0,0,0,0,0,null,0,"C-Gro-HVAC-ER-All-All-C",null,null,0,0,0,0,0,9999,9999,null,0,0]
["All Btype_RETRO_HIGHBAY_Fixture_from_LFTube_to_LEDPanel_CONTR","MiniMart_RETRO_HIGHBAY_Fixture_from_LFTube_to_LEDPanel_CONTR","No",7.6388888888888893,null,0,null,0,null,0,null,0,0,"C-Gro-Lgt-LPD Int-All-All-C",0,null,null,null,null,null,0,0,null,null,0,null,"n/a","n/a",null,null,"n/a","n/a",null,null,0,0,0,0," (na) "," (na) "," (na) "," (na) ",0,0,0,0,0,0,0,0,0,0,0,0,0,0,0,0,0,0,0,9999,0,0,0,0,0,0,9999,0,0,0,0,0,0,9999,9999,9999,9999,9999,9999,9999,0,0,0,0,0,0,0,0,0,0,0,0,null,0,0,0,0,9999,9999,0,0,0,0,0,0,null,0,"C-Gro-HVAC-ER-All-All-C",null,null,0,0,0,0,0,9999,9999,null,0,0]
["All Btype_NEW_CAN_Fixture_from_CFL_to_LEDPanel","MiniMart_NEW_CAN_Fixture_from_CFL_to_LEDPanel","No",6.5277777777777777,null,1.9649357443334448E-2,null,-1.9440514358385063E-4,null,1.02516170524624E-3,null,0,-1.3543964513866972E-2,"C-Gro-Lgt-LPD Int-All-All-C",2.1833888624128401E-2,null,2.9657545432275109E-6,3.0620588589569388E-6,null,null,2.8142177277547332E-6,2.9232559076802342E-6,null,null,-1.9634919122039749E-4,null,"n/a","n/a",null,null,"n/a","n/a",null,null,3.5354986404398262E-4,1.5455980138276375E-4,0,2.0349953208621792E-3," (na) "," (na) "," (na) "," (na) ",0,0,0,0,0,0,0,-1.3543964513866972E-2,3.5354986404398262E-4,1.5455980138276375E-4,0,-1.1508969193004794E-2,-1.1000859527578045E-2,1.5064794405605167E-3,1.3105706525494299E-4,0,0,1.6375365058154596E-3,3.5354986404398262E-4,4.6316988700969928,1.5064794405605167E-3,2.7826180323703187E-4,0,0,1.7847412437975486E-3,1.5455980138276375E-4,11.547253734997229,1.5064794405605167E-3,4.0931886849197483E-4,0,0,1.9157983090524915E-3,5.0810966542674633E-4,0.32560360944669148,3.7704425627161982,1.1652614962516807,0.50941211901367489,0,-37.932297607917903,-36.25762399265254,1.5064794405605167E-3,-1.3196566069874885E-3,4.0931886849197483E-4,0,0,0,0,0,0,0,0,2.5431049862889256E-3,null,0,-1.3543964513866972E-2,5.9614170206500304E-4,-1.1000859527578045E-2,4.0022565332090334,-33.257250853994826,2.030551642043946E-4,-2.2972855372786449E-5,1.8008230883160816E-4,1.015275821021971E-5,-1.1486427686393253E-6,9.0041154415803848E-6,null,-1.9440514358385063E-4,"C-Gro-HVAC-ER-All-All-C",null,null,-1.3196566069874885E-3,0,0,-1.3196566069874885E-3,0,9999,0,null,0.30340817505877726,0.30340817505877726]
["All Btype_NR_CAN_Lamp_from_CFL_to_LEDScrew","MiniMart_NR_CAN_Lamp_from_CFL_to_LEDScrew","No",6.5277777777777777,null,5.4877870627775917E-2,null,-5.4294601488802331E-4,null,1.2818262659311771E-4,null,0,-3.5901984890895078E-2,"C-Gro-Lgt-LPD Int-All-All-C",6.0978956623471935E-2,null,8.2829321318183004E-6,8.5518964373808132E-6,null,null,7.8597112820351819E-6,8.1642394656511642E-6,null,null,-5.4837546442602046E-4,null,"n/a","n/a",null,null,"n/a","n/a",null,null,4.4206635863277705E-5,1.932561585705594E-5,0,2.5444868258141094E-4," (na) "," (na) "," (na) "," (na) ",0,0,0,0,0,0,0,-3.5901984890895078E-2,4.4206635863277705E-5,1.932561585705594E-5,0,-3.5647536208313665E-2,-3.5584003956593335E-2,4.207383578872642E-3,3.6602380981961814E-4,0,0,4.5734073886922605E-3,4.4206635863277705E-5,103.45522339308732,4.207383578872642E-3,7.7714578111426097E-4,0,0,4.9845293599869028E-3,1.932561585705594E-5,257.92344196715521,4.207383578872642E-3,1.1431695909338792E-3,0,0,5.3505531698065214E-3,6.3532251720333638E-5,-1.27409473016599,84.217905472002414,5.2168853138033745E-2,2.2806422514641329E-2,0,-42.068143048385515,-41.993167772732839,4.207383578872642E-3,-3.6856138812781216E-3,1.1431695909338792E-3,0,0,0,0,0,0,0,0,3.1798093430174457E-4,null,0,-3.5901984890895078E-2,1.6649392885283998E-3,-3.5584003956593335E-2,10.303874383134033,-38.992794634075125,5.6710429659828881E-4,-6.4159929337844439E-5,5.0294436726044435E-4,2.8355214829914456E-5,-3.2079964668922193E-6,2.5147218363022236E-5,null,-5.4294601488802331E-4,"C-Gro-HVAC-ER-All-All-C",null,null,-3.6856138812781216E-3,0,0,-3.6856138812781216E-3,0,9999,0,null,0.84737603386279592,0.84737603386279592]
["All Btype_RETRO_CAN_Lamp_from_Inc/Hal_to_LEDScrew","MiniMart_RETRO_CAN_Lamp_from_Inc/Hal_to_LEDScrew","No",6.5277777777777777,null,3.0249681947295777E-2,null,-2.9928173373041918E-4,null,9.5739427356943672E-4,null,0,-1.9900249509849196E-2,"C-Gro-Lgt-LPD Int-All-All-C",3.3612711685725417E-2,null,4.5657030732479551E-6,4.7139610979374782E-6,null,null,4.3324160314412741E-6,4.5002775135467521E-6,null,null,-3.0227454521881129E-4,null,"n/a","n/a",null,null,"n/a","n/a",null,null,3.3017875475133812E-4,1.4434275881612703E-4,0,1.9004737076733433E-3," (na) "," (na) "," (na) "," (na) ",0,0,0,0,0,0,0,-1.9900249509849196E-2,3.3017875475133812E-4,1.4434275881612703E-4,0,-1.7999775802175853E-2,-1.7525254288608388E-2,2.3191864705252412E-3,2.0175899147546159E-4,0,0,2.5209454620007026E-3,3.3017875475133812E-4,7.6350928874853228,2.3191864705252412E-3,4.2837691106568883E-4,0,0,2.74756338159093E-3,1.4434275881612703E-4,19.03499284706724,2.3191864705252412E-3,6.3013590254115041E-4,0,0,2.9493223730663915E-3,4.7452151356746513E-4,-0.33315782165655516,6.2153607133495568,0.70688601109265992,0.30902617306944824,0,-38.53606428113379,-37.520152096971671,2.3191864705252412E-3,-2.0315775086355609E-3,6.3013590254115041E-4,0,0,0,0,0,0,0,0,2.3749952212408082E-3,null,0,-1.9900249509849196E-2,9.1774486443083059E-4,-1.7525254288608388E-2,5.1853386483324098,-34.519778958313964,3.1259821867724691E-4,-3.5366121790600954E-5,2.7723209688664598E-4,1.562991093386232E-5,-1.7683060895300457E-6,1.3861604844332275E-5,null,-2.9928173373041918E-4,"C-Gro-HVAC-ER-All-All-C",null,null,-2.0315775086355609E-3,0,0,-2.0315775086355609E-3,0,9999,0,null,0.46708910569749224,0.46708910569749224]
["All Btype_NEW_DISP_Fixture_from_CFL_to_LEDPanel","MiniMart_NEW_DISP_Fixture_from_CFL_to_LEDPanel","No",4.4444444444444446,null,2.6545504512429808E-3,null,-2.6263365767185788E-5,null,-1.9752042439105983E-4,null,0,-7.7597665546411893E-3,"C-Gro-Lgt-LPD Int-All-All-C",2.9496719710409782E-3,null,4.0066170528498072E-7,4.1367203732832802E-7,null,null,3.8018968104432833E-7,3.9492030776119028E-7,null,null,-2.6525998911588375E-5,null,"n/a","n/a",null,null,"n/a","n/a",null,null,-6.811932091493337E-5,-2.9779416658553912E-5,0,-5.9691029235141952E-4," (na) "," (na) "," (na) "," (na) ",0,0,0,0,0,0,0,-7.7597665546411893E-3,-6.811932091493337E-5,-2.9779416658553912E-5,0,-8.3566768469926084E-3,-8.4545755845660958E-3,2.035194122892177E-4,1.7705291010882656E-5,0,0,2.2122470330010035E-4,-6.811932091493337E-5,9999,2.035194122892177E-4,3.759206872167315E-5,0,0,2.4111148101089086E-4,-2.9779416658553912E-5,9999,2.035194122892177E-4,5.5297359732555805E-5,0,0,2.5881677202177353E-4,-9.7898737573487275E-5,-3.7374706655729133,9999,-1.6618828296239372,-0.72651783013031213,0,-203.87487100870931,-206.26327166846355,2.035194122892177E-4,-1.7828038660636986E-4,5.5297359732555805E-5,0,0,0,0,0,0,0,0,-6.9480902992490674E-4,null,0,-7.7597665546411893E-3,8.0536385415403615E-5,-8.4545755845660958E-3,48.874654820142418,-203.26289852980588,2.7431949330681112E-5,-3.1035418726558397E-6,2.4328407458025272E-5,1.3715974665340547E-6,-1.5517709363279198E-7,1.2164203729012627E-6,null,-2.6263365767185788E-5,"C-Gro-HVAC-ER-All-All-C",null,null,-1.7828038660636986E-4,0,0,-1.7828038660636986E-4,0,9999,0,null,4.098924406743399E-2,4.098924406743399E-2]
["All Btype_RETRO_DISP_Lamp_from_CFL_to_LEDScrew","MiniMart_RETRO_DISP_Lamp_from_CFL_to_LEDScrew","No",4.4444444444444446,null,7.1763928486501792E-4,null,-7.1001185976654888E-6,null,1.7812456096082322E-4,null,0,-1.2974644827522931E-3,"C-Gro-Lgt-LPD Int-All-All-C",7.9742333881544934E-4,null,1.0831611036771869E-7,1.1183336330938807E-7,null,null,1.0278164074446408E-7,1.0676396340770537E-7,null,null,-7.17111964488336E-6,null,"n/a","n/a",null,null,"n/a","n/a",null,null,6.1430225093578338E-5,2.6855174771558614E-5,0,5.3829564251840333E-4," (na) "," (na) "," (na) "," (na) ",0,0,0,0,0,0,0,-1.2974644827522931E-3,6.1430225093578338E-5,2.6855174771558614E-5,0,-7.591688402338898E-4,-6.708834403687529E-4,5.5020060147281827E-5,4.7865025030612355E-6,0,0,5.9806562650343061E-5,6.1430225093578338E-5,0.97356899733377322,5.5020060147281827E-5,1.016275479013255E-5,0,0,6.5182814937414372E-5,2.6855174771558614E-5,2.4271975696262174,5.5020060147281827E-5,1.4949257293193785E-5,0,0,6.9969317440475606E-5,8.8285399865136946E-5,6.6180940193794058,0.79253554435228668,5.5436649794078354,2.4234990457902326,0,-68.50988591774221,-60.542721892544151,5.5020060147281827E-5,-4.8196864779777109E-5,1.4949257293193785E-5,0,0,0,0,0,0,0,0,6.2658104238354022E-4,null,0,-1.2974644827522931E-3,2.1772452660698497E-5,-6.708834403687529E-4,2.0264946224177538,-57.542348753886436,7.4160370509837087E-6,-8.3902099845135397E-7,6.5770160525323544E-6,3.7080185254918393E-7,-4.1951049922567655E-8,3.2885080262661627E-7,null,-7.1001185976654888E-6,"C-Gro-HVAC-ER-All-All-C",null,null,-4.8196864779777109E-5,0,0,-4.8196864779777109E-5,0,9999,0,null,1.1081157559441878E-2,1.1081157559441878E-2]
["All Btype_RETRO_DISP_Lamp_from_Inc/Hal_to_LEDScrew","MiniMart_RETRO_DISP_Lamp_from_Inc/Hal_to_LEDScrew","No",4.4444444444444446,null,4.7941347517031441E-2,null,-4.743180317488382E-4,null,1.9589518277053708E-3,null,0,-3.7435393812081462E-2,"C-Gro-Lgt-LPD Int-All-All-C",5.3271260660616743E-2,null,7.2359755079582365E-6,7.4709429200524472E-6,null,null,6.8662494671370325E-6,7.1322855088502608E-6,null,null,-4.7906120279665141E-4,null,"n/a","n/a",null,null,"n/a","n/a",null,null,6.755882011683106E-4,2.9534385049607238E-4,0,5.9199878280075538E-3," (na) "," (na) "," (na) "," (na) ",0,0,0,0,0,0,0,-3.7435393812081462E-2,6.755882011683106E-4,2.9534385049607238E-4,0,-3.1515405984073909E-2,-3.0544473932409524E-2,3.6755733410343424E-3,3.1975866529319289E-4,0,0,3.9953320063275356E-3,6.755882011683106E-4,5.9138569907205509,3.6755733410343424E-3,6.7891511710616828E-4,0,0,4.3544884581405109E-3,2.9534385049607238E-4,14.743792534791304,3.6755733410343424E-3,9.9867378239936128E-4,0,0,4.6742471234337037E-3,9.7093205166438293E-4,-3.747523716317127E-2,4.8141856223832091,0.91262611930337667,0.39896864935211701,0,-42.572949929820204,-41.261355161164708,3.6755733410343424E-3,-3.2197549554067073E-3,9.9867378239936128E-4,0,0,0,0,0,0,0,0,6.8909198796719365E-3,null,0,-3.7435393812081462E-2,1.4544921680269963E-3,-3.0544473932409527E-2,4.1648694693866712,-38.260982022506994,4.9542272414373665E-4,-5.6050160727208114E-5,4.3937256341652854E-4,2.4771136207186789E-5,-2.8025080363604106E-6,2.1968628170826378E-5,null,-4.743180317488382E-4,"C-Gro-HVAC-ER-All-All-C",null,null,-3.2197549554067073E-3,0,0,-3.2197549554067073E-3,0,9999,0,null,0.74026831676042626,0.74026831676042626]
["All Btype_NR_OTHER_Lamp_from_Inc/Hal_to_LEDScrew","MiniMart_NR_OTHER_Lamp_from_Inc/Hal_to_LEDScrew","No",2.7777777777777777,null,0.19083731849941041,null,-1.8880900513426244E-3,null,-7.8129215260843029E-4,null,0,-0.41244145089302453,"C-Gro-Lgt-LPD Int-All-All-C",0.21205379206213693,null,2.8803824551981738E-5,2.9739145588647953E-5,null,null,2.7332077722490636E-5,2.8391071836219159E-5,null,null,-1.9069709149567968E-3,null,"n/a","n/a",null,null,"n/a","n/a",null,null,-2.694460131701785E-4,-1.1779249976964924E-4,0,-3.8870782354711014E-3," (na) "," (na) "," (na) "," (na) ",0,0,0,0,0,0,0,-0.41244145089302453,-2.694460131701785E-4,-1.1779249976964924E-4,0,-0.41632852912849561,-0.41671576764143547,1.4631139854834573E-2,1.2728446197684587E-3,0,0,1.590398447460303E-2,-2.694460131701785E-4,9999,1.4631139854834573E-2,2.7025177043934067E-3,0,0,1.7333657559227979E-2,-1.1779249976964924E-4,9999,1.4631139854834573E-2,3.9753623241618654E-3,0,0,1.8606502178996436E-2,-3.8723851293982775E-4,-1.4804823955094795,9999,-9.1438592237487834E-2,-3.997379745332752E-2,0,-141.2843120739368,-141.41572446362764,1.4631139854834573E-2,-1.2816690262965957E-2,3.9753623241618654E-3,0,0,0,0,0,0,0,0,-4.2743167484109289E-3,null,0,-0.41244145089302453,5.7898119160304795E-3,-0.41671576764143547,33.965264111773294,-138.41535132496992,1.9721002661778702E-3,-2.2311559704994482E-4,1.7489846691279252E-3,9.8605013308893655E-5,-1.115577985249726E-5,8.7449233456396395E-5,null,-1.8880900513426244E-3,"C-Gro-HVAC-ER-All-All-C",null,null,-1.2816690262965957E-2,0,0,-1.2816690262965957E-2,0,9999,0,null,2.9467427983838919,2.9467427983838919]
["All Btype_RETRO_OTHER_Lamp_from_CFL_to_LEDScrew","MiniMart_RETRO_OTHER_Lamp_from_CFL_to_LEDScrew","No",2.7777777777777777,null,0.3284034528049608,null,-3.2491301855592219E-3,null,7.7265070484397083E-2,null,0,-0.46481687500398527,"C-Gro-Lgt-LPD Int-All-All-C",0.36491393843288628,null,4.9567220453730752E-5,5.1176772821881691E-5,null,null,4.7034556799367339E-5,4.8856932664754754E-5,null,null,-3.2816214239165292E-3,null,"n/a","n/a",null,null,"n/a","n/a",null,null,2.6646581729802197E-2,1.1648966096548851E-2,0,0.38440853762493016," (na) "," (na) "," (na) "," (na) ",0,0,0,0,0,0,0,-0.46481687500398527,2.6646581729802197E-2,1.1648966096548851E-2,0,-8.0408337379055117E-2,-4.2112789552704068E-2,2.5178077771066502E-2,2.1903816889853787E-3,0,0,2.736845946005188E-2,2.6646581729802197E-2,1.0270908192866748,2.5178077771066502E-2,4.6506425072833603E-3,0,0,2.9828720278349864E-2,1.1648966096548851E-2,2.560632422750976,2.5178077771066502E-2,6.8410241962687385E-3,0,0,3.2019101967335241E-2,3.8295547826351049E-2,6.2029241761494136,0.83610507708426085,5.254783953092689,2.2972102288753895,0,-15.856759611374677,-8.3047654294065989,2.5178077771066502E-2,-2.2055672176628006E-2,6.8410241962687385E-3,0,0,0,0,0,0,0,0,0.42270408545128119,null,0,-0.46481687500398527,9.9634297907072351E-3,-4.2112789552704089E-2,1.1170884245938879,-5.3043922907488863,3.39369962742585E-3,-3.839497065982347E-4,3.0097499208276155E-3,1.6968498137129209E-4,-1.9197485329911695E-5,1.504874960413804E-4,null,-3.2491301855592219E-3,"C-Gro-HVAC-ER-All-All-C",null,null,-2.2055672176628006E-2,0,0,-2.2055672176628006E-2,0,9999,0,null,5.0709186081988058,5.0709186081988058]
["All Btype_NR_LINEAR_Fixture_from_LFTube_to_LEDPanel","Restaurant_NR_LINEAR_Fixture_from_LFTube_to_LEDPanel","No",11.020408163265307,null,1.636158984919897,null,-3.794219860939281E-2,null,0.23917932004812464,null,0,-0.10434063294892655,"C-Res-Lgt-LPD Int-All-All-C",1.8212823649031267,null,1.8054412601263846E-4,3.2993849532690796E-4,null,null,1.7131807857264327E-4,3.1498293120212805E-4,null,null,-3.8321619520869848E-2,null,"n/a","n/a",null,null,"n/a","n/a",null,null,8.2486319623922402E-2,3.6060172763303887E-2,0,0.26012315008066844," (na) "," (na) "," (na) "," (na) ",0,0,0,0,0,0,0,-0.10434063294892655,8.2486319623922402E-2,3.6060172763303887E-2,0,0.1557825171317419,0.27432900951896816,0.12600333833285696,1.4121469541870865E-2,0,0,0.14012480787472781,8.2486319623922402E-2,1.6987642134307237,0.12600333833285696,2.9982909876249384E-2,0,0,0.15598624820910634,3.6060172763303887E-2,4.3257210450151664,0.12600333833285696,4.4104379418120246E-2,0,0,0.17010771775097722,0.11854649238722628,2.9413399493258336,1.4349451791060062,3.2591808252862395,1.4248013993411883,0,6.1552436217962887,10.839225846423716,0.12600333833285696,-0.25724840990764553,4.4104379418120246E-2,0,0,0,0,0,0,0,0,0.3786696424678947,null,0,-0.10434063294892655,-8.7140692156668337E-2,0.27432900951896816,0.43157817217906064,19.260924624632015,1.6937925993599102E-2,-4.4836294839417749E-3,1.2454296509657327E-2,8.4689629967995379E-4,-2.2418147419708858E-4,6.2271482548286524E-4,null,-3.794219860939281E-2,"C-Res-HVAC-ER-All-All-C",null,null,-0.25724840990764553,0,0,-0.25724840990764553,0,9999,0,null,25.30891167005991,25.30891167005991]
["All Btype_NR_LINEAR_Fixture_from_LFTube_to_LEDPanel_RDX","Restaurant_NR_LINEAR_Fixture_from_LFTube_to_LEDPanel_RDX","No",11.020408163265307,null,0.49237587324174065,null,-1.1418097718618687E-2,null,0.1481013988229202,null,0,-2.6085158237231638E-2,"C-Res-Lgt-LPD Int-All-All-C",0.5480857930703249,null,5.4331866599437994E-5,9.9289712216203539E-5,null,null,5.155543520939202E-5,9.4789074433670521E-5,null,null,-1.1532278372416112E-2,null,"n/a","n/a",null,null,"n/a","n/a",null,null,5.1076068439359149E-2,2.2328694750728923E-2,0,0.16106995531812687," (na) "," (na) "," (na) "," (na) ",0,0,0,0,0,0,0,-2.6085158237231638E-2,5.1076068439359149E-2,2.2328694750728923E-2,0,0.13498479708089522,0.20838956027098329,3.7918689024008502E-2,4.2496303606313181E-3,0,0,4.2168319384639823E-2,5.1076068439359149E-2,0.8255983804764615,3.7918689024008502E-2,9.0228770973436092E-3,0,0,4.6941566121352113E-2,2.2328694750728923E-2,2.1022978120931004,3.7918689024008502E-2,1.3272507457974928E-2,0,0,5.1191196481983434E-2,7.3404763190088068E-2,7.8951932240251486,0.69738248932728442,6.7061417294697936,2.9316937698569494,0,17.723117855536369,27.36095335486311,3.7918689024008502E-2,-7.7414793816340102E-2,1.3272507457974928E-2,0,0,0,0,0,0,0,0,0.23447471850821494,null,0,-2.6085158237231638E-2,-2.6223597334356669E-2,0.20838956027098329,0.24776836560891025,35.782652133071402,5.0971978755540272E-3,-1.3492765695726837E-3,3.7479213059813435E-3,2.5485989377770112E-4,-6.7463828478634249E-5,1.8739606529906687E-4,null,-1.1418097718618687E-2,"C-Res-HVAC-ER-All-All-C",null,null,-7.7414793816340102E-2,0,0,-7.7414793816340102E-2,0,9999,0,null,7.6163121060964167,7.6163121060964167]
["All Btype_NR_LINEAR_Lamp_from_LFTube_to_LEDTube_RDX","Restaurant_NR_LINEAR_Lamp_from_LFTube_to_LEDTube_RDX","No",10.408163265306122,null,9.1506374025208281E-2,null,-2.1220144553738556E-3,null,1.3003115842561841E-2,null,0,-5.7118359991797998E-3,"C-Res-Lgt-LPD Int-All-All-C",0.10185987231338688,null,1.0097391803141712E-5,1.8452653829466692E-5,null,null,9.5814015139340598E-6,1.7616225672317224E-5,null,null,-2.1432345398268975E-3,null,"n/a","n/a",null,null,"n/a","n/a",null,null,4.4844143267931107E-3,1.9604312097287035E-3,0,1.5134382340125041E-2," (na) "," (na) "," (na) "," (na) ",0,0,0,0,0,0,0,-5.7118359991797998E-3,4.4844143267931107E-3,1.9604312097287035E-3,0,9.4225463409452412E-3,1.5867391877467055E-2,7.0470588201890184E-3,7.8977928526138049E-4,0,0,7.8368381054503989E-3,4.4844143267931107E-3,1.7475722657087018,7.0470588201890184E-3,1.6768708852792269E-3,0,0,8.7239297054682446E-3,1.9604312097287035E-3,4.4500055203036251,7.0470588201890184E-3,2.4666501705406076E-3,0,0,9.513708990729626E-3,6.4448455365218142E-3,2.8105207244075348,1.476173313513427,3.1681549654546659,1.3850080342544657,0,6.6568530028402053,11.210016002549336,7.0470588201890184E-3,-1.4387274972273904E-2,2.4666501705406076E-3,0,0,0,0,0,0,0,0,2.1579227876646855E-2,null,0,-5.7118359991797998E-3,-4.873565981544278E-3,1.5867391877467055E-2,0.42332569985647905,19.631714780757648,9.4729681251449875E-4,-2.5075844115974682E-4,6.9653837135475187E-4,4.7364840625724902E-5,-1.2537922057987348E-5,3.4826918567737554E-5,null,-2.1220144553738556E-3,"C-Res-HVAC-ER-All-All-C",null,null,-1.4387274972273904E-2,0,0,-1.4387274972273904E-2,0,9999,0,null,1.4154655866555905,1.4154655866555905]
["All Btype_NR_LINEAR_Fixture_from_LEDTube_to_LEDPanel_CONTR","Restaurant_NR_LINEAR_Fixture_from_LEDTube_to_LEDPanel_CONTR","No",11.020408163265307,null,0.58903883737062135,null,-1.3659692463966838E-2,null,0.14182703399746696,null,0,-1.0220489592458028E-2,"C-Res-Lgt-LPD Int-All-All-C",0.65568569841559488,null,6.4998269154012598E-5,1.1878221461509675E-4,null,null,6.1676770260769633E-5,1.1339801406644809E-4,null,null,-1.3796289001730239E-2,null,"n/a","n/a",null,null,"n/a","n/a",null,null,4.8912213879001271E-2,2.1382732200369983E-2,0,0.15424617330041793," (na) "," (na) "," (na) "," (na) ",0,0,0,0,0,0,0,-1.0220489592458028E-2,4.8912213879001271E-2,2.1382732200369983E-2,0,0.1440256837079599,0.21432062978733116,4.5362865467524729E-2,5.0839154859486316E-3,0,0,5.0446780953473359E-2,4.8912213879001271E-2,1.0313739034235558,4.5362865467524729E-2,1.0794243430664359E-2,0,0,5.615710889818909E-2,2.1382732200369983E-2,2.6262831322003559,4.5362865467524729E-2,1.587815891661299E-2,0,0,6.124102438413772E-2,7.0294946079371257E-2,5.9722915165368526,0.87120095824512622,5.3681596293232641,2.3467741625151834,0,15.806948807906597,23.521882599745048,4.5362865467524729E-2,-9.2612824110646502E-2,1.587815891661299E-2,0,0,0,0,0,0,0,0,0.22454111937978918,null,0,-1.0220489592458028E-2,-3.1371799726508783E-2,0.21432062978733116,0.22532122158131318,31.94358137795334,6.0978769952650348E-3,-1.6141658132024376E-3,4.4837111820625972E-3,3.0489384976325161E-4,-8.0708290660121894E-5,2.2418555910312972E-4,null,-1.3659692463966838E-2,"C-Res-HVAC-ER-All-All-C",null,null,-9.2612824110646502E-2,0,0,-9.2612824110646502E-2,0,9999,0,null,9.1115423639455706,9.1115423639455706]
["All Btype_RETRO_LINEAR_Fixture_from_LFTube_to_LEDPanel_CONTR","Restaurant_RETRO_LINEAR_Fixture_from_LFTube_to_LEDPanel_CONTR","No",11.020408163265307,null,0.74589682772532628,null,-1.7297197790993361E-2,null,0.50236845714195177,null,0,-3.1729315282714506E-2,"C-Res-Lgt-LPD Int-All-All-C",0.83029140254351941,null,8.2306971448658841E-5,1.5041330291069274E-4,null,null,7.810097461011035E-5,1.435953176535558E-4,null,null,-1.747016927900388E-2,null,"n/a","n/a",null,null,"n/a","n/a",null,null,0.17325295981462802,7.574021596736806E-2,0,0.54635854615957791," (na) "," (na) "," (na) "," (na) ",0,0,0,0,0,0,0,-3.1729315282714506E-2,0.17325295981462802,7.574021596736806E-2,0,0.51462923087686341,0.7636224066588595,5.7442761499048541E-2,6.4377358381324896E-3,0,0,6.3880497337181028E-2,0.17325295981462802,0.36871230024312401,5.7442761499048541E-2,1.3668694527117537E-2,0,0,7.1111456026166073E-2,7.574021596736806E-2,0.93888636463360176,5.7442761499048541E-2,2.0106430365250026E-2,0,0,7.7549191864298567E-2,0.24899317578199609,19.83781862685975,0.31145107339084716,15.015988746361689,6.5644721557996579,0,44.603375016876875,66.183835919038216,5.7442761499048541E-2,-0.11727513930859927,2.0106430365250026E-2,0,0,0,0,0,0,0,0,0.795351721941574,null,0,-3.1729315282714506E-2,-3.9725947444300705E-2,0.7636224066588595,0.11974062104343122,74.60553469724654,7.7217100436547479E-3,-2.0440098056434524E-3,5.6777002380112955E-3,3.8608550218273657E-4,-1.0220049028217269E-4,2.8388501190056386E-4,null,-1.7297197790993361E-2,"C-Res-HVAC-ER-All-All-C",null,null,-0.11727513930859927,0,0,-0.11727513930859927,0,9999,0,null,11.537898885053872,11.537898885053872]
["All Btype_RETRO_LINEAR_Lamp_from_LFTube_to_LEDTube_RDX","Restaurant_RETRO_LINEAR_Lamp_from_LFTube_to_LEDTube_RDX","No",10.408163265306122,null,0.82355736622687448,null,-1.90981300983647E-2,null,0.18834796789551636,null,0,-5.1406523992618199E-2,"C-Res-Lgt-LPD Int-All-All-C",0.91673885082048179,null,9.0876526228275394E-5,1.6607388446520022E-4,null,null,8.623261362540652E-5,1.58546031050855E-4,null,null,-1.9289110858442076E-2,null,"n/a","n/a",null,null,"n/a","n/a",null,null,6.4955994846125714E-2,2.8396519651293271E-2,0,0.2192190082461602," (na) "," (na) "," (na) "," (na) ",0,0,0,0,0,0,0,-5.1406523992618199E-2,6.4955994846125714E-2,2.8396519651293271E-2,0,0.167812484253542,0.261164998750961,6.3423529381701163E-2,7.1080135673524262E-3,0,0,7.0531542949053588E-2,6.4955994846125714E-2,1.0858357741442617,6.3423529381701163E-2,1.5091837967513037E-2,0,0,7.8515367349214202E-2,2.8396519651293271E-2,2.76496445034025,6.3423529381701163E-2,2.2199851534865464E-2,0,0,8.5623380916566627E-2,9.3352514497418992E-2,5.5853363831778973,0.91720486992274797,5.0989107956580364,2.229067862821454,0,13.172931761472594,20.500910419952081,6.3423529381701163E-2,-0.12948547475046521,2.2199851534865464E-2,0,0,0,0,0,0,0,0,0.31257152274357919,null,0,-5.1406523992618199E-2,-4.386209383389858E-2,0.261164998750961,0.30998243594375169,28.922609198160387,8.5256713126304808E-3,-2.2568259704377268E-3,6.2688453421927536E-3,4.26283565631524E-4,-1.1284129852188614E-4,3.1344226710963783E-4,null,-1.90981300983647E-2,"C-Res-HVAC-ER-All-All-C",null,null,-0.12948547475046521,0,0,-0.12948547475046521,0,9999,0,null,12.739190279900331,12.739190279900331]
["All Btype_NR_HIGHBAY_Fixture_from_LFTube_to_LEDPanel","Restaurant_NR_HIGHBAY_Fixture_from_LFTube_to_LEDPanel","No",11.224489795918368,null,0,null,0,null,0,null,0,0,"C-Res-Lgt-LPD Int-All-All-C",0,null,null,null,null,null,0,0,null,null,0,null,"n/a","n/a",null,null,"n/a","n/a",null,null,0,0,0,0," (na) "," (na) "," (na) "," (na) ",0,0,0,0,0,0,0,0,0,0,0,0,0,0,0,0,0,0,0,9999,0,0,0,0,0,0,9999,0,0,0,0,0,0,9999,9999,9999,9999,9999,9999,9999,0,0,0,0,0,0,0,0,0,0,0,0,null,0,0,0,0,9999,9999,0,0,0,0,0,0,null,0,"C-Res-HVAC-ER-All-All-C",null,null,0,0,0,0,0,9999,9999,null,0,0]
["All Btype_NR_HIGHBAY_Fixture_from_LFTube_to_LEDPanel_CONTR","Restaurant_NR_HIGHBAY_Fixture_from_LFTube_to_LEDPanel_CONTR","No",11.224489795918368,null,0,null,0,null,0,null,0,0,"C-Res-Lgt-LPD Int-All-All-C",0,null,null,null,null,null,0,0,null,null,0,null,"n/a","n/a",null,null,"n/a","n/a",null,null,0,0,0,0," (na) "," (na) "," (na) "," (na) ",0,0,0,0,0,0,0,0,0,0,0,0,0,0,0,0,0,0,0,9999,0,0,0,0,0,0,9999,0,0,0,0,0,0,9999,9999,9999,9999,9999,9999,9999,0,0,0,0,0,0,0,0,0,0,0,0,null,0,0,0,0,9999,9999,0,0,0,0,0,0,null,0,"C-Res-HVAC-ER-All-All-C",null,null,0,0,0,0,0,9999,9999,null,0,0]
["All Btype_RETRO_HIGHBAY_Fixture_from_LFTube_to_LEDPanel","Restaurant_RETRO_HIGHBAY_Fixture_from_LFTube_to_LEDPanel","No",11.224489795918368,null,0,null,0,null,0,null,0,0,"C-Res-Lgt-LPD Int-All-All-C",0,null,null,null,null,null,0,0,null,null,0,null,"n/a","n/a",null,null,"n/a","n/a",null,null,0,0,0,0," (na) "," (na) "," (na) "," (na) ",0,0,0,0,0,0,0,0,0,0,0,0,0,0,0,0,0,0,0,9999,0,0,0,0,0,0,9999,0,0,0,0,0,0,9999,9999,9999,9999,9999,9999,9999,0,0,0,0,0,0,0,0,0,0,0,0,null,0,0,0,0,9999,9999,0,0,0,0,0,0,null,0,"C-Res-HVAC-ER-All-All-C",null,null,0,0,0,0,0,9999,9999,null,0,0]
["All Btype_RETRO_HIGHBAY_Fixture_from_LFTube_to_LEDPanel_CONTR","Restaurant_RETRO_HIGHBAY_Fixture_from_LFTube_to_LEDPanel_CONTR","No",11.224489795918368,null,0,null,0,null,0,null,0,0,"C-Res-Lgt-LPD Int-All-All-C",0,null,null,null,null,null,0,0,null,null,0,null,"n/a","n/a",null,null,"n/a","n/a",null,null,0,0,0,0," (na) "," (na) "," (na) "," (na) ",0,0,0,0,0,0,0,0,0,0,0,0,0,0,0,0,0,0,0,9999,0,0,0,0,0,0,9999,0,0,0,0,0,0,9999,9999,9999,9999,9999,9999,9999,0,0,0,0,0,0,0,0,0,0,0,0,null,0,0,0,0,9999,9999,0,0,0,0,0,0,null,0,"C-Res-HVAC-ER-All-All-C",null,null,0,0,0,0,0,9999,9999,null,0,0]
["All Btype_NEW_CAN_Fixture_from_CFL_to_LEDPanel","Restaurant_NEW_CAN_Fixture_from_CFL_to_LEDPanel","No",9.591836734693878,null,1.1298095439778777,null,-2.6200056659221815E-2,null,8.9615338430475408E-2,null,0,-0.79297620338070174,"C-Res-Lgt-LPD Int-All-All-C",1.2576419633492359,null,1.2467032761379849E-4,2.2783095309304E-4,null,null,1.1829950635072327E-4,2.1750375430643998E-4,null,null,-2.6462056483763641E-2,null,"n/a","n/a",null,null,"n/a","n/a",null,null,3.0905846908063948E-2,1.35109698672723E-2,0,0.11480132329887412," (na) "," (na) "," (na) "," (na) ",0,0,0,0,0,0,0,-0.79297620338070174,3.0905846908063948E-2,1.35109698672723E-2,0,-0.67817488008182758,-0.63375806330649143,8.7008521502881339E-2,9.7512351858518899E-3,0,0,9.6759756688733226E-2,3.0905846908063948E-2,3.1307913022595959,8.7008521502881339E-2,2.0703964618740016E-2,0,0,0.10771248612162135,1.35109698672723E-2,7.9722245834130616,8.7008521502881339E-2,3.0455199804591906E-2,0,0,0.11746372130747323,4.4416816775336251E-2,0.79888177128684945,2.6445776585389709,1.7684282395635715,0.77309580702487113,0,-38.805071832101149,-36.263547785512706,8.7008521502881339E-2,-0.17763659361074893,3.0455199804591906E-2,0,0,0,0,0,0,0,0,0.15921814007421037,null,0,-0.79297620338070174,-6.0172872303275698E-2,-0.63375806330649143,2.7027671979805294,-27.8418490073044,1.1696070259147867E-2,-3.0960606086003393E-3,8.6000096505475278E-3,5.8480351295739483E-4,-1.5480303043001727E-4,4.3000048252737758E-4,null,-2.6200056659221815E-2,"C-Res-HVAC-ER-All-All-C",null,null,-0.17763659361074893,0,0,-0.17763659361074893,0,9999,0,null,17.476449548041128,17.476449548041128]
["All Btype_NR_CAN_Lamp_from_CFL_to_LEDScrew","Restaurant_NR_CAN_Lamp_from_CFL_to_LEDScrew","No",9.591836734693878,null,0.11697755905835935,null,-2.7126861261905682E-3,null,4.1998583805329185E-4,null,0,-7.8785865910003708E-2,"C-Res-Lgt-LPD Int-All-All-C",0.13021299724906277,null,1.2908043385721017E-5,2.358902782581312E-5,null,null,1.2248425023914874E-5,2.2519776364444177E-5,null,null,-2.7398129106224948E-3,null,"n/a","n/a",null,null,"n/a","n/a",null,null,1.4484147738280339E-4,6.3319696181490245E-5,0,5.3802095511484599E-4," (na) "," (na) "," (na) "," (na) ",0,0,0,0,0,0,0,-7.8785865910003708E-2,1.4484147738280339E-4,6.3319696181490245E-5,0,-7.8247844954888859E-2,-7.8039683781324573E-2,9.0086373556808267E-3,1.0096176793026603E-3,0,0,1.0018255034983487E-2,1.4484147738280339E-4,69.167031543776048,9.0086373556808267E-3,2.1436349664773814E-3,0,0,1.1152272322158208E-2,6.3319696181490245E-5,176.12643450140661,9.0086373556808267E-3,3.1532526457800419E-3,0,0,1.2161890001460868E-2,2.0816117356429364E-4,-1.6276021875322269,58.425352784170819,8.0046513888510043E-2,3.4993573880858976E-2,0,-43.24360204759369,-43.128561959824317,9.0086373556808267E-3,-1.8392033622645736E-2,3.1532526457800419E-3,0,0,0,0,0,0,0,0,7.4618212867913957E-4,null,0,-7.8785865910003708E-2,-6.2301436211848679E-3,-7.8039683781324573E-2,4.7521543854039043,-34.706863181616008,1.2109808744162835E-3,-3.2055811054283137E-4,8.904227638734521E-4,6.05490437208142E-5,-1.6027905527141593E-5,4.4521138193672606E-5,null,-2.7126861261905682E-3,"C-Res-HVAC-ER-All-All-C",null,null,-1.8392033622645736E-2,0,0,-1.8392033622645736E-2,0,9999,0,null,1.8094664008046712,1.8094664008046712]
["All Btype_RETRO_CAN_Lamp_from_Inc/Hal_to_LEDScrew","Restaurant_RETRO_CAN_Lamp_from_Inc/Hal_to_LEDScrew","No",9.591836734693878,null,1.3706810801699925,null,-3.1785819259179796E-2,null,6.6681691413715674E-2,null,0,-0.93413057961791701,"C-Res-Lgt-LPD Int-All-All-C",1.5257669347714364,null,1.5124961568051167E-4,2.7640373419242565E-4,null,null,1.4352055708210699E-4,2.6387481189450577E-4,null,null,-3.2103676551518592E-2,null,"n/a","n/a",null,null,"n/a","n/a",null,null,2.2996667562683957E-2,1.0053349562345486E-2,0,8.5422278687712364E-2," (na) "," (na) "," (na) "," (na) ",0,0,0,0,0,0,0,-0.93413057961791701,2.2996667562683957E-2,1.0053349562345486E-2,0,-0.84870830093020466,-0.81565828380517524,0.10555844113129444,1.1830165224552944E-2,0,0,0.11738860635584739,2.2996667562683957E-2,5.1045920473421358,0.10555844113129444,2.5117979166204975E-2,0,0,0.1306764202974994,1.0053349562345486E-2,12.99829668580748,0.10555844113129444,3.6948144390757921E-2,0,0,0.14250658552205234,3.3050017125029446E-2,-0.18385338370236004,4.311846041802176,1.0846272728059967,0.47416161879323682,0,-40.028937555259553,-38.470148663660318,0.10555844113129444,-0.21550810869488174,3.6948144390757921E-2,0,0,0,0,0,0,0,0,0.11847229581274181,null,0,-0.93413057961791701,-7.3001523172829375E-2,-0.81565828380517524,3.2236536952735912,-30.048449885452023,1.4189632493374361E-2,-3.756130156527687E-3,1.0433502336846675E-2,7.0948162466871799E-4,-1.878065078263837E-4,5.2167511684233429E-4,null,-3.1785819259179796E-2,"C-Res-HVAC-ER-All-All-C",null,null,-0.21550810869488174,0,0,-0.21550810869488174,0,9999,0,null,21.202368905209418,21.202368905209418]
["All Btype_NEW_DISP_Fixture_from_CFL_to_LEDPanel","Restaurant_NEW_DISP_Fixture_from_CFL_to_LEDPanel","No",6.5306122448979593,null,0.15263279949149106,null,-3.5395239985784813E-3,null,-1.7266407424460201E-2,null,0,-0.46981073286064451,"C-Res-Lgt-LPD Int-All-All-C",0.16990245360126618,null,1.6842468023608766E-5,3.0779060388328762E-5,null,null,1.5981795276041562E-5,2.9383896690070292E-5,null,null,-3.5749191383161938E-3,null,"n/a","n/a",null,null,"n/a","n/a",null,null,-5.9547054539845785E-3,-2.6031917583942883E-3,0,-3.4258096646385364E-2," (na) "," (na) "," (na) "," (na) ",0,0,0,0,0,0,0,-0.46981073286064451,-5.9547054539845785E-3,-2.6031917583942883E-3,0,-0.50406882950702991,-0.51262672671940879,1.1754507020574794E-2,1.3173532944997382E-3,0,0,1.3071860315074534E-2,-5.9547054539845785E-3,9999,1.1754507020574794E-2,2.7970237082657777E-3,0,0,1.4551530728840571E-2,-2.6031917583942883E-3,9999,1.1754507020574794E-2,4.1143770027655159E-3,0,0,1.5868884023340309E-2,-8.5578972123788663E-3,-5.3673352628311672,9999,-2.5221124496145038,-1.1025805379150679,0,-213.49809494130241,-217.122787928832,1.1754507020574794E-2,-2.3998001007744921E-2,4.1143770027655159E-3,0,0,0,0,0,0,0,0,-4.281599385876423E-2,null,0,-0.46981073286064451,-8.1291169844046086E-3,-0.51262672671940879,22.022484729965079,-208.70108915062363,1.580092818491776E-3,-4.1826553918299412E-4,1.1618272793087819E-3,7.9004640924588783E-5,-2.0913276959149738E-5,5.8091363965439042E-5,null,-3.5395239985784813E-3,"C-Res-HVAC-ER-All-All-C",null,null,-2.3998001007744921E-2,0,0,-2.3998001007744921E-2,0,9999,0,null,2.360999191330559,2.360999191330559]
["All Btype_RETRO_DISP_Lamp_from_CFL_to_LEDScrew","Restaurant_RETRO_DISP_Lamp_from_CFL_to_LEDScrew","No",6.5306122448979593,null,5.4211190215164108E-2,null,-1.2571466250854773E-3,null,2.0682675635161015E-2,null,0,-0.10434285023434474,"C-Res-Lgt-LPD Int-All-All-C",6.0344921018858778E-2,null,5.9820054455043554E-6,1.0931919632704716E-5,null,null,5.6763169290988454E-6,1.0436393868389568E-5,null,null,-1.2697180557308309E-3,null,"n/a","n/a",null,null,"n/a","n/a",null,null,7.1328816921819834E-3,3.1182497569656837E-3,0,4.103627832918099E-2," (na) "," (na) "," (na) "," (na) ",0,0,0,0,0,0,0,-0.10434285023434474,7.1328816921819834E-3,3.1182497569656837E-3,0,-6.3306571905163755E-2,-5.3055440456016081E-2,4.1748943746090835E-3,4.6788953794089103E-4,0,0,4.6427839125499741E-3,7.1328816921819834E-3,0.6508987689559903,4.1748943746090835E-3,9.9342988394557222E-4,0,0,5.1683242585546553E-3,3.1182497569656837E-3,1.6574439706150621,4.1748943746090835E-3,1.4613194218864633E-3,0,0,5.6362137964955459E-3,1.0251131449147667E-2,10.481964313377791,0.54981382537672663,8.5060534988816681,3.7185530897977146,0,-75.493904244386215,-63.269297655706815,4.1748943746090835E-3,-8.5234641685720067E-3,1.4613194218864633E-3,0,0,0,0,0,0,0,0,5.1287409778328658E-2,null,0,-0.10434285023434474,-2.8872503720764608E-3,-5.3055440456016081E-2,1.838780421909205,-54.847598877498513,5.612077654753864E-4,-1.4855701252050683E-4,4.1265075295487957E-4,2.806038827376933E-5,-7.4278506260253618E-6,2.0632537647743968E-5,null,-1.2571466250854773E-3,"C-Res-HVAC-ER-All-All-C",null,null,-8.5234641685720067E-3,0,0,-8.5234641685720067E-3,0,9999,0,null,0.83856534562353469,0.83856534562353469]
["All Btype_RETRO_DISP_Lamp_from_Inc/Hal_to_LEDScrew","Restaurant_RETRO_DISP_Lamp_from_Inc/Hal_to_LEDScrew","No",6.5306122448979593,null,0.28987946439239293,null,-6.72224662281157E-3,null,1.8206696229179902E-2,null,0,-0.23563784304033261,"C-Res-Lgt-LPD Int-All-All-C",0.3226779067996724,null,3.198713268704667E-5,5.8455440571063195E-5,null,null,3.0352547224989291E-5,5.5805752516213478E-5,null,null,-6.7894688986490388E-3,null,"n/a","n/a",null,null,"n/a","n/a",null,null,6.2789850065366106E-3,2.7449555895598362E-3,0,3.6123713734857878E-2," (na) "," (na) "," (na) "," (na) ",0,0,0,0,0,0,0,-0.23563784304033261,6.2789850065366106E-3,2.7449555895598362E-3,0,-0.19951412930547474,-0.19049018870937828,2.2324102097798445E-2,2.5019109175575794E-3,0,0,2.4826013015356023E-2,6.2789850065366106E-3,3.9538258157188468,2.2324102097798445E-2,5.3120937121389081E-3,0,0,2.7636195809937352E-2,2.7449555895598362E-3,10.067993782868056,2.2324102097798445E-2,7.8140046296964871E-3,0,0,3.013810672749493E-2,9.0239405960964476E-3,0.26983418431099165,3.3397944508335962,1.4003094747079219,0.61216698490466381,0,-44.494695450572543,-42.48221899095995,2.2324102097798445E-2,-4.5576885844913102E-2,7.8140046296964871E-3,0,0,0,0,0,0,0,0,4.5147654330954329E-2,null,0,-0.23563784304033261,-1.5438779117418172E-2,-0.19049018870937828,2.9294824669557653,-34.060520212751648,3.0009045332369576E-3,-7.9436786114193698E-4,2.2065366720950205E-3,1.5004522666184765E-4,-3.9718393057096861E-5,1.1032683360475079E-4,null,-6.72224662281157E-3,"C-Res-HVAC-ER-All-All-C",null,null,-4.5576885844913102E-2,0,0,-4.5576885844913102E-2,0,9999,0,null,4.4839980875272509,4.4839980875272509]
["All Btype_NR_OTHER_Lamp_from_Inc/Hal_to_LEDScrew","Restaurant_NR_OTHER_Lamp_from_Inc/Hal_to_LEDScrew","No",4.0816326530612246,null,3.4008509512419725,null,-7.8865051270847447E-2,null,-2.1401190443005993E-2,null,0,-7.7266433697964256,"C-Res-Lgt-LPD Int-All-All-C",3.7856405888724005,null,3.7527139376452001E-4,6.8579621908734887E-4,null,null,3.5609452128348339E-4,6.5471021525220926E-4,null,null,-7.9653699549902646E-2,null,"n/a","n/a",null,null,"n/a","n/a",null,null,-7.3806775387564158E-3,-3.2265775509349483E-3,0,-7.0863358492746359E-2," (na) "," (na) "," (na) "," (na) ",0,0,0,0,0,0,0,-7.7266433697964256,-7.3806775387564158E-3,-3.2265775509349483E-3,0,-7.7975067282891724,-7.8081139833788633,0.26190521641143566,2.9352290069022412E-2,0,0,0.29125750648045806,-7.3806775387564158E-3,9999,0.26190521641143566,6.2321209927308621E-2,0,0,0.32422642633874427,-3.2265775509349483E-3,9999,0.26190521641143566,9.1673499996331037E-2,0,0,0.35357871640776667,-1.0607255089691365E-2,-1.944277984039058,9999,-0.14030096701795622,-6.1334741719508458E-2,0,-148.22456726544928,-148.42620297418671,0.26190521641143566,-0.53470567811766345,9.1673499996331037E-2,0,0,0,0,0,0,0,0,-8.147061358243772E-2,null,0,-7.7266433697964256,-0.18112696170989678,-7.8081139833788633,15.263897567945081,-140.00450419597843,3.5206457476513429E-2,-9.3194828473385973E-3,2.588697462917483E-2,1.7603228738256661E-3,-4.6597414236693039E-4,1.2943487314587357E-3,null,-7.8865051270847447E-2,"C-Res-HVAC-ER-All-All-C",null,null,-0.53470567811766345,0,0,-0.53470567811766345,0,9999,0,null,52.606034695482961,52.606034695482961]
["All Btype_RETRO_OTHER_Lamp_from_CFL_to_LEDScrew","Restaurant_RETRO_OTHER_Lamp_from_CFL_to_LEDScrew","No",4.0816326530612246,null,1.142951884031485,null,-2.6504824888411084E-2,null,0.41333636402769608,null,0,-1.7105844094661029,"C-Res-Lgt-LPD Int-All-All-C",1.2722712948468513,null,1.2612053649973729E-4,2.3048116248120288E-4,null,null,1.1967560761391592E-4,2.2003383410375442E-4,null,null,-2.6769872386613013E-2,null,"n/a","n/a",null,null,"n/a","n/a",null,null,0.14254825805390864,6.2317179818036084E-2,0,1.3686342832276968," (na) "," (na) "," (na) "," (na) ",0,0,0,0,0,0,0,-1.7105844094661029,0.14254825805390864,6.2317179818036084E-2,0,-0.34195012623840615,-0.13708468836646143,8.802063507834855E-2,9.8646649665067431E-3,0,0,9.7885300044855295E-2,0.14254825805390864,0.68668183940793726,8.802063507834855E-2,2.0944800381659249E-2,0,0,0.1089654354600078,6.2317179818036084E-2,1.7485617253249093,8.802063507834855E-2,3.080946534816599E-2,0,0,0.11883010042651454,0.20486543787194472,9.844938643400555,0.58003976493483345,8.0628020625528158,3.5247788561493332,0,-19.34135303205565,-7.7537721133534996,8.802063507834855E-2,-0.17970292464117815,3.080946534816599E-2,0,0,0,0,0,0,0,0,1.5734997210996415,null,0,-1.7105844094661029,-6.0872824214663612E-2,-0.13708468836646137,1.0434700827864622,0.66792666485479202,1.1832123042075728E-2,-3.1320750692337266E-3,8.7000479728420021E-3,5.9160615210378578E-4,-1.5660375346168609E-4,4.3500239864209967E-4,null,-2.6504824888411084E-2,"C-Res-HVAC-ER-All-All-C",null,null,-0.17970292464117815,0,0,-0.17970292464117815,0,9999,0,null,17.679741726014232,17.679741726014232]
["All Btype_NEW_LINEAR_Fixture_from_LFTube_to_LEDPanel_CONTR","Lodging_NEW_LINEAR_Fixture_from_LFTube_to_LEDPanel_CONTR","No",15.428571428571429,null,5.9809301918802733,null,-3.9359738191755478E-2,null,1.9844842837160603,null,0,-0.23436602273542434,"C-Lod-Lgt-LPD Int-All-All-C",6.6413605831687148,null,9.5035580778102377E-4,9.1758899044799749E-4,null,null,9.0179850083249395E-4,8.7599475076654588E-4,null,null,-3.9753334198512388E-2,null,"n/a","n/a",null,null,"n/a","n/a",null,null,0.68439363772050787,0.299193283526619,0,1.4269924080265934," (na) "," (na) "," (na) "," (na) ",0,0,0,0,0,0,0,-0.23436602273542434,0.68439363772050787,0.299193283526619,0,1.1926263852911692,2.1762133065382958,0.46015968405743501,4.0675522206715109E-2,0,0,0.50083520626415012,0.68439363772050787,0.73179407092717719,0.46015968405743501,8.5841296459478786E-2,0,0,0.54600098051691381,0.299193283526619,1.8249105530750878,0.46015968405743501,0.12651681866619391,0,0,0.58667650272362892,0.98358692124712688,9.2867359583505475,0.59646635193131659,7.4157096204218647,3.2418923682631284,0,12.922637604332101,23.580239593017094,0.46015968405743501,-0.26500420013768244,0.12651681866619391,0,0,0,0,0,0,0,0,2.4105793292737205,null,0,-0.23436602273542434,0.32167230258594648,2.1762133065382963,0.30686484515759932,25.080811998257001,6.1764653423469248E-2,-4.6511401012259502E-3,5.7113513322243299E-2,3.0882326711734521E-3,-2.3255700506129745E-4,2.8556756661121548E-3,null,-3.9359738191755478E-2,"C-Lod-HVAC-ER-All-All-C",null,null,-0.26500420013768244,0,0,-0.26500420013768244,0,9999,0,null,92.289702907969868,92.289702907969868]
["All Btype_NR_LINEAR_Fixture_from_LFTube_to_LEDPanel","Lodging_NR_LINEAR_Fixture_from_LFTube_to_LEDPanel","No",15.428571428571429,null,1.5203225187517155,null,-1.0005048443189663E-2,null,0.33152209433346586,null,0,-9.8898094051130675E-2,"C-Lod-Lgt-LPD Int-All-All-C",1.6882006186009577,null,2.415756895737549E-4,2.3324652861366637E-4,null,null,2.2923266518868333E-4,2.2267348107602464E-4,null,null,-1.0105098578062606E-2,null,"n/a","n/a",null,null,"n/a","n/a",null,null,0.11433278357878178,4.9982347947605692E-2,0,0.23838914502314096," (na) "," (na) "," (na) "," (na) ",0,0,0,0,0,0,0,-9.8898094051130675E-2,0.11433278357878178,4.9982347947605692E-2,0,0.13949105097201028,0.30380618249839775,0.11697028847518738,1.033951415397031E-2,0,0,0.1273098026291577,0.11433278357878178,1.11350217010534,0.11697028847518738,2.1820427903232079E-2,0,0,0.13879071637841947,4.9982347947605692E-2,2.776794650061412,0.11697028847518738,3.2159942057202393E-2,0,0,0.14913023053238977,0.16431513152638746,5.633314253286855,0.90758671552072401,4.8736073243835234,2.1305729592377722,0,5.9460164129976496,12.950196696618944,0.11697028847518738,-6.7362741263904347E-2,3.2159942057202393E-2,0,0,0,0,0,0,0,0,0.40270427654952845,null,0,-9.8898094051130675E-2,8.1767489268485427E-2,0.30380618249839775,0.52764460211918474,14.450769101858842,1.570026575298893E-2,-1.1822965336333231E-3,1.4517969219355607E-2,7.8501328764944559E-4,-5.9114826681666247E-5,7.2589846096777935E-4,null,-1.0005048443189663E-2,"C-Lod-HVAC-ER-All-All-C",null,null,-6.7362741263904347E-2,0,0,-6.7362741263904347E-2,0,9999,0,null,23.459580546580877,23.459580546580877]
["All Btype_NR_LINEAR_Lamp_from_LFTube_to_LEDTube_RDX","Lodging_NR_LINEAR_Lamp_from_LFTube_to_LEDTube_RDX","No",14.571428571428571,null,8.5027923522146068E-2,null,-5.5955791180504566E-4,null,1.802338177113055E-2,null,0,-4.8178376621188616E-3,"C-Lod-Lgt-LPD Int-All-All-C",9.441693543176688E-2,null,1.351073802074061E-5,1.3044908400786325E-5,null,null,1.2820422827417313E-5,1.2453583687550637E-5,null,null,-5.6515347137311804E-4,null,"n/a","n/a",null,null,"n/a","n/a",null,null,6.2157649297536234E-3,2.717317953388193E-3,0,1.3930838045590047E-2," (na) "," (na) "," (na) "," (na) ",0,0,0,0,0,0,0,-4.8178376621188616E-3,6.2157649297536234E-3,2.717317953388193E-3,0,9.1130003834711849E-3,1.8046083266613E-2,6.5418624141657129E-3,5.7826376173245931E-4,0,0,7.120126175898172E-3,6.2157649297536234E-3,1.1454947631329415,6.5418624141657129E-3,1.2203632137869531E-3,0,0,7.7622256279526658E-3,2.717317953388193E-3,2.8565761390837738,6.5418624141657129E-3,1.7986269755194124E-3,0,0,8.3404893896851257E-3,8.9330828831418168E-3,5.4376940754233001,0.93366304766129382,4.7374920485014318,2.0710680572563107,0,6.9456884780223644,13.754248583780106,6.5418624141657129E-3,-3.7674335161017054E-3,1.7986269755194124E-3,0,0,0,0,0,0,0,0,2.2863920928731865E-2,null,0,-4.8178376621188616E-3,4.5730558735834204E-3,1.8046083266613003E-2,0.49409154457619703,15.254820989020013,8.7807749951543162E-4,-6.6122956150654937E-5,8.1195454336477671E-4,4.3903874975771608E-5,-3.3061478075327408E-6,4.059772716823887E-5,null,-5.5955791180504566E-4,"C-Lod-HVAC-ER-All-All-C",null,null,-3.7674335161017054E-3,0,0,-3.7674335161017054E-3,0,9999,0,null,1.3120370158129977,1.3120370158129977]
["All Btype_NR_LINEAR_Fixture_from_LEDTube_to_LEDPanel_CONTR","Lodging_NR_LINEAR_Fixture_from_LEDTube_to_LEDPanel_CONTR","No",15.428571428571429,null,0.757114467718637,null,-4.9824736745886422E-3,null,0.2282596904480387,null,0,-1.4621571462116479E-2,"C-Lod-Lgt-LPD Int-All-All-C",0.84071708271728551,null,1.203037167242444E-4,1.1615582824067578E-4,null,null,1.1415694048296728E-4,1.1089049331345381E-4,null,null,-5.0322982372555834E-3,null,"n/a","n/a",null,null,"n/a","n/a",null,null,7.8720441966998289E-2,3.4413860992657669E-2,0,0.16413576464204249," (na) "," (na) "," (na) "," (na) ",0,0,0,0,0,0,0,-1.4621571462116479E-2,7.8720441966998289E-2,3.4413860992657669E-2,0,0.14951419317992601,0.26264849613958197,5.8250730753169624E-2,5.1490362463222647E-3,0,0,6.3399766999491888E-2,7.8720441966998289E-2,0.80537869726481925,5.8250730753169624E-2,1.0866484876454313E-2,0,0,6.9117215629623932E-2,3.4413860992657669E-2,2.0084121233700096,5.8250730753169624E-2,1.6015521122776578E-2,0,0,7.4266251875946196E-2,0.11313430295965596,8.3129882510222046,0.6564432708126533,6.7381622463723359,2.9456920349843103,0,12.797830736318119,22.481685017674771,5.8250730753169624E-2,-3.3546372803821015E-2,1.6015521122776578E-2,0,0,0,0,0,0,0,0,0.27727006760169848,null,0,-1.4621571462116479E-2,4.0719879072125181E-2,0.26264849613958202,0.28598172999501414,23.982257422914675,7.8186688692707691E-3,-5.8877889375890324E-4,7.2298899755118655E-3,3.9093344346353775E-4,-2.9438944687945158E-5,3.6149449877559257E-4,null,-4.9824736745886422E-3,"C-Lod-HVAC-ER-All-All-C",null,null,-3.3546372803821015E-2,0,0,-3.3546372803821015E-2,0,9999,0,null,11.682776265795541,11.682776265795541]
["All Btype_RETRO_LINEAR_Fixture_from_LFTube_to_LEDPanel_CONTR","Lodging_RETRO_LINEAR_Fixture_from_LFTube_to_LEDPanel_CONTR","No",15.428571428571429,null,0.75902287487562803,null,-4.9950326585012812E-3,null,0.69632375828002802,null,0,-3.0074274214378922E-2,"C-Lod-Lgt-LPD Int-All-All-C",0.84283622132323077,null,1.2060695815443523E-4,1.1644861436931586E-4,null,null,1.1444468815062756E-4,1.1117000746898083E-4,null,null,-5.0449828105685593E-3,null,"n/a","n/a",null,null,"n/a","n/a",null,null,0.24014276851217942,0.10498213230859023,0,0.5007087860295274," (na) "," (na) "," (na) "," (na) ",0,0,0,0,0,0,0,-3.0074274214378922E-2,0.24014276851217942,0.10498213230859023,0,0.47063451181514848,0.81575941263591811,5.8397559424670654E-2,5.1620150732276573E-3,0,0,6.3559574497898313E-2,0.24014276851217942,0.26467411403510466,5.8397559424670654E-2,1.0893875288860572E-2,0,0,6.9291434713531219E-2,0.10498213230859023,0.66003074227766856,5.8397559424670654E-2,1.6055890362088231E-2,0,0,7.4453449786758871E-2,0.34512490082076963,28.096201325511824,0.21572900016688179,20.503600632521895,8.9634667233243714,0,40.183188250577295,69.650255606423556,5.8397559424670654E-2,-3.3630930873544379E-2,1.6055890362088231E-2,0,0,0,0,0,0,0,0,0.84583368685029703,null,0,-3.0074274214378922E-2,4.0822518913214506E-2,0.81575941263591811,0.11885381389380727,71.150828011663464,7.8383768583060471E-3,-5.9026298883652171E-4,7.2481138694695255E-3,3.9191884291530239E-4,-2.9513149441826074E-5,3.6240569347347634E-4,null,-4.9950326585012812E-3,"C-Lod-HVAC-ER-All-All-C",null,null,-3.3630930873544379E-2,0,0,-3.3630930873544379E-2,0,9999,0,null,11.712224248616884,11.712224248616884]
["All Btype_RETRO_LINEAR_Lamp_from_LFTube_to_LEDTube_RDX","Lodging_RETRO_LINEAR_Lamp_from_LFTube_to_LEDTube_RDX","No",14.571428571428571,null,0.76525131169931471,null,-5.0360212062454113E-3,null,0.26106568397138297,null,0,-4.3360538959069758E-2,"C-Lod-Lgt-LPD Int-All-All-C",0.84975241888590203,null,1.2159664218666549E-4,1.1740417560707694E-4,null,null,1.1538380544675583E-4,1.1208225318795575E-4,null,null,-5.0863812423580625E-3,null,"n/a","n/a",null,null,"n/a","n/a",null,null,9.0034320051451511E-2,3.9359898107762754E-2,0,0.2017858695359811," (na) "," (na) "," (na) "," (na) ",0,0,0,0,0,0,0,-4.3360538959069758E-2,9.0034320051451511E-2,3.9359898107762754E-2,0,0.15842533057691133,0.28781954873612559,5.8876761727491414E-2,5.2043738555921336E-3,0,0,6.4081135583083551E-2,9.0034320051451511E-2,0.71174120653616746,5.8876761727491414E-2,1.0983268924082582E-2,0,0,6.9860030651573993E-2,3.9359898107762754E-2,1.7749037474717408,5.8876761727491414E-2,1.6187642779674716E-2,0,0,7.506440450716613E-2,0.12939421815921426,9.5870072443879781,0.5801217826812205,7.624642611817892,3.3332306629045294,0,13.41640083045843,24.374274105180849,5.8876761727491414E-2,-3.3906901644915347E-2,1.6187642779674716E-2,0,0,0,0,0,0,0,0,0.33118008769519536,null,0,-4.3360538959069758E-2,4.1157502862250783E-2,0.28781954873612559,0.32437459269717395,25.874846510420749,7.902697495638893E-3,-5.951066053558931E-4,7.3075908902830002E-3,3.9513487478194447E-4,-2.9755330267794662E-5,3.6537954451414979E-4,null,-5.0360212062454113E-3,"C-Lod-HVAC-ER-All-All-C",null,null,-3.3906901644915347E-2,0,0,-3.3906901644915347E-2,0,9999,0,null,11.808333142316981,11.808333142316981]
["All Btype_NR_HIGHBAY_Fixture_from_LFTube_to_LEDPanel","Lodging_NR_HIGHBAY_Fixture_from_LFTube_to_LEDPanel","No",15.714285714285714,null,0,null,0,null,0,null,0,0,"C-Lod-Lgt-LPD Int-All-All-C",0,null,null,null,null,null,0,0,null,null,0,null,"n/a","n/a",null,null,"n/a","n/a",null,null,0,0,0,0," (na) "," (na) "," (na) "," (na) ",0,0,0,0,0,0,0,0,0,0,0,0,0,0,0,0,0,0,0,9999,0,0,0,0,0,0,9999,0,0,0,0,0,0,9999,9999,9999,9999,9999,9999,9999,0,0,0,0,0,0,0,0,0,0,0,0,null,0,0,0,0,9999,9999,0,0,0,0,0,0,null,0,"C-Lod-HVAC-ER-All-All-C",null,null,0,0,0,0,0,9999,9999,null,0,0]
["All Btype_NR_HIGHBAY_Fixture_from_LFTube_to_LEDPanel_CONTR","Lodging_NR_HIGHBAY_Fixture_from_LFTube_to_LEDPanel_CONTR","No",15.714285714285714,null,0,null,0,null,0,null,0,0,"C-Lod-Lgt-LPD Int-All-All-C",0,null,null,null,null,null,0,0,null,null,0,null,"n/a","n/a",null,null,"n/a","n/a",null,null,0,0,0,0," (na) "," (na) "," (na) "," (na) ",0,0,0,0,0,0,0,0,0,0,0,0,0,0,0,0,0,0,0,9999,0,0,0,0,0,0,9999,0,0,0,0,0,0,9999,9999,9999,9999,9999,9999,9999,0,0,0,0,0,0,0,0,0,0,0,0,null,0,0,0,0,9999,9999,0,0,0,0,0,0,null,0,"C-Lod-HVAC-ER-All-All-C",null,null,0,0,0,0,0,9999,9999,null,0,0]
["All Btype_RETRO_HIGHBAY_Fixture_from_LFTube_to_LEDPanel","Lodging_RETRO_HIGHBAY_Fixture_from_LFTube_to_LEDPanel","No",15.714285714285714,null,0,null,0,null,0,null,0,0,"C-Lod-Lgt-LPD Int-All-All-C",0,null,null,null,null,null,0,0,null,null,0,null,"n/a","n/a",null,null,"n/a","n/a",null,null,0,0,0,0," (na) "," (na) "," (na) "," (na) ",0,0,0,0,0,0,0,0,0,0,0,0,0,0,0,0,0,0,0,9999,0,0,0,0,0,0,9999,0,0,0,0,0,0,9999,9999,9999,9999,9999,9999,9999,0,0,0,0,0,0,0,0,0,0,0,0,null,0,0,0,0,9999,9999,0,0,0,0,0,0,null,0,"C-Lod-HVAC-ER-All-All-C",null,null,0,0,0,0,0,9999,9999,null,0,0]
["All Btype_RETRO_HIGHBAY_Fixture_from_LFTube_to_LEDPanel_CONTR","Lodging_RETRO_HIGHBAY_Fixture_from_LFTube_to_LEDPanel_CONTR","No",15.714285714285714,null,0,null,0,null,0,null,0,0,"C-Lod-Lgt-LPD Int-All-All-C",0,null,null,null,null,null,0,0,null,null,0,null,"n/a","n/a",null,null,"n/a","n/a",null,null,0,0,0,0," (na) "," (na) "," (na) "," (na) ",0,0,0,0,0,0,0,0,0,0,0,0,0,0,0,0,0,0,0,9999,0,0,0,0,0,0,9999,0,0,0,0,0,0,9999,9999,9999,9999,9999,9999,9999,0,0,0,0,0,0,0,0,0,0,0,0,null,0,0,0,0,9999,9999,0,0,0,0,0,0,null,0,"C-Lod-HVAC-ER-All-All-C",null,null,0,0,0,0,0,9999,9999,null,0,0]
["All Btype_NEW_CAN_Fixture_from_CFL_to_LEDPanel","Lodging_NEW_CAN_Fixture_from_CFL_to_LEDPanel","No",13.428571428571429,null,1.1058686065569061,null,-7.2775801475919635E-3,null,0.12951403017262922,null,0,-0.78433051836089174,"C-Lod-Lgt-LPD Int-All-All-C",1.2279815911781786,null,1.7571993304835116E-4,1.6966137803050923E-4,null,null,1.66741730720187E-4,1.6197064056967621E-4,null,null,-7.3503556948019176E-3,null,"n/a","n/a",null,null,"n/a","n/a",null,null,4.4665800063535169E-2,1.9526346602026731E-2,0,0.11082592830970134," (na) "," (na) "," (na) "," (na) ",0,0,0,0,0,0,0,-0.78433051836089174,4.4665800063535169E-2,1.9526346602026731E-2,0,-0.67350459005119045,-0.60931244338562851,8.508311120118292E-2,7.5208674270737883E-3,0,0,9.2603978628256714E-2,4.4665800063535169E-2,2.0732636266792839,8.508311120118292E-2,1.5871978413919324E-2,0,0,0.10095508961510224,1.9526346602026731E-2,5.1701985872064586,8.508311120118292E-2,2.3392845840993111E-2,0,0,0.10847595704217604,6.4192146665561903E-2,2.3909179730405539,1.6898633661112896,2.617502309937461,1.1442816934375368,0,-39.468672176583091,-35.706888173208092,8.508311120118292E-2,-4.8999037965005036E-2,2.3392845840993111E-2,0,0,0,0,0,0,0,0,0.17501807497526323,null,0,-0.78433051836089174,5.9476919077171002E-2,-0.60931244338562851,3.985438717983679,-34.206315767968185,1.1420228797957075E-2,-8.5999161629182568E-4,1.0560237181665249E-2,5.7101143989785302E-4,-4.2999580814591226E-5,5.2801185908326177E-4,null,-7.2775801475919635E-3,"C-Lod-HVAC-ER-All-All-C",null,null,-4.8999037965005036E-2,0,0,-4.8999037965005036E-2,0,9999,0,null,17.064282959353854,17.064282959353854]
["All Btype_NR_CAN_Lamp_from_CFL_to_LEDScrew","Lodging_NR_CAN_Lamp_from_CFL_to_LEDScrew","No",13.428571428571429,null,1.7143628419615808,null,-1.1282003043086589E-2,null,9.1814962286774597E-3,null,0,-1.1787769013094012,"C-Lod-Lgt-LPD Int-All-All-C",1.90366739596961,null,2.7240824273689907E-4,2.6301602241616282E-4,null,null,2.5848986548325785E-4,2.5109352597132349E-4,null,null,-1.1394822679343934E-2,null,"n/a","n/a",null,null,"n/a","n/a",null,null,3.1664436222669382E-3,1.3842598940623932E-3,0,7.8566611004144658E-3," (na) "," (na) "," (na) "," (na) ",0,0,0,0,0,0,0,-1.1787769013094012,3.1664436222669382E-3,1.3842598940623932E-3,0,-1.1709202402089867,-1.1663695366926574,0.13189932642715571,1.1659156955759937E-2,0,0,0.14355848338291566,3.1664436222669382E-3,45.33745125711048,0.13189932642715571,2.46053915084526E-2,0,0,0.1565047179356083,1.3842598940623932E-3,113.06021261391403,0.13189932642715571,3.6264548464212537E-2,0,0,0.16816387489136825,4.5507035163293314E-3,-1.1988411429760428,36.953379689084173,0.11969734031070463,5.232754704769476E-2,0,-44.262919283762827,-44.090894396404437,0.13189932642715571,-7.5960317058468549E-2,3.6264548464212537E-2,0,0,0,0,0,0,0,0,1.2407364616743797E-2,null,0,-1.1787769013094012,9.2203557832899699E-2,-1.1663695366926574,15.242459128342102,-42.590321991164529,1.7704106782517364E-2,-1.333194253483239E-3,1.6370912529034123E-2,8.852053391258689E-4,-6.6659712674162021E-5,8.1854562645170686E-4,null,-1.1282003043086589E-2,"C-Lod-HVAC-ER-All-All-C",null,null,-7.5960317058468549E-2,0,0,-7.5960317058468549E-2,0,9999,0,null,26.453750885755984,26.453750885755984]
["All Btype_RETRO_CAN_Lamp_from_Inc/Hal_to_LEDScrew","Lodging_RETRO_CAN_Lamp_from_Inc/Hal_to_LEDScrew","No",13.428571428571429,null,1.8783653288650386,null,-1.2361282476255755E-2,null,0.1363103636381138,null,0,-1.3699890150626677,"C-Lod-Lgt-LPD Int-All-All-C",2.0857794783913324,null,2.9846785402124897E-4,2.8817713808893994E-4,null,null,2.8321799172407645E-4,2.7511409016970332E-4,null,null,-1.248489486913665E-2,null,"n/a","n/a",null,null,"n/a","n/a",null,null,4.7009667143648626E-2,2.0551004414721765E-2,0,0.11664159140358132," (na) "," (na) "," (na) "," (na) ",0,0,0,0,0,0,0,-1.3699890150626677,4.7009667143648626E-2,2.0551004414721765E-2,0,-1.2533474236590862,-1.1857867521007159,0.14451731896961736,1.2774516370430001E-2,0,0,0.15729183534004737,4.7009667143648626E-2,3.3459465871010474,0.14451731896961736,2.6959237088774547E-2,0,0,0.1714765560583919,2.0551004414721765E-2,8.3439501348923972,0.14451731896961736,3.9733753459204546E-2,0,0,0.18425107242882191,6.7560671558370394E-2,0.96006476685399122,2.727194211940811,1.6218944895483649,0.7090363076400702,0,-43.242111749284291,-40.911180952095854,0.14451731896961736,-8.3226970650487439E-2,3.9733753459204546E-2,0,0,0,0,0,0,0,0,0.18420226296195172,null,0,-1.3699890150626677,0.10102410177833447,-1.1857867521007159,5.8117808083162235,-39.410608546855954,1.9397749149039387E-2,-1.4607326996889881E-3,1.7937016449350401E-2,9.6988745745196954E-4,-7.303663498444939E-5,8.9685082246752012E-4,null,-1.2361282476255755E-2,"C-Lod-HVAC-ER-All-All-C",null,null,-8.3226970650487439E-2,0,0,-8.3226970650487439E-2,0,9999,0,null,28.984417572525945,28.984417572525945]
["All Btype_NEW_DISP_Fixture_from_CFL_to_LEDPanel","Lodging_NEW_DISP_Fixture_from_CFL_to_LEDPanel","No",9.1428571428571423,null,0.14939847356417785,null,-9.8317228542761344E-4,null,-2.4953786386460498E-2,null,0,-0.46187310490625971,"C-Lod-Lgt-LPD Int-All-All-C",0.16589545466719036,null,2.3739067748707534E-5,2.2920580935442893E-5,null,null,2.2526148134907966E-5,2.1881592731583277E-5,null,null,-9.9300397393156355E-4,null,"n/a","n/a",null,null,"n/a","n/a",null,null,-8.6058694342241188E-3,-3.7621891725977486E-3,0,-3.3799654509150595E-2," (na) "," (na) "," (na) "," (na) ",0,0,0,0,0,0,0,-0.46187310490625971,-8.6058694342241188E-3,-3.7621891725977486E-3,0,-0.49567275941541034,-0.50804081802223222,1.1494391706374771E-2,1.0160394343607317E-3,0,0,1.2510431140735502E-2,-8.6058694342241188E-3,9999,1.1494391706374771E-2,2.1442414889287372E-3,0,0,1.3638633195303508E-2,-3.7621891725977486E-3,9999,1.1494391706374771E-2,3.1602809232894689E-3,0,0,1.465467262966424E-2,-1.2368058606821868E-2,-6.7358800328331734,9999,-3.7330523314970256,-1.6319616710017051,0,-215.01283099144371,-220.37784499394246,1.1494391706374771E-2,-6.6195761726854426E-3,3.1602809232894689E-3,0,0,0,0,0,0,0,0,-4.6167713115972467E-2,null,0,-0.46187310490625971,8.0350964569787971E-3,-0.50804081802223222,78.962078087221158,-218.87727258870254,1.542827728404871E-3,-1.1618146494999255E-4,1.4266462634548785E-3,7.7141386420243526E-5,-5.8090732474996478E-6,7.1332313172743883E-5,null,-9.8317228542761344E-4,"C-Lod-HVAC-ER-All-All-C",null,null,-6.6195761726854426E-3,0,0,-6.6195761726854426E-3,0,9999,0,null,2.305317115866147,2.305317115866147]
["All Btype_RETRO_DISP_Lamp_from_CFL_to_LEDScrew","Lodging_RETRO_DISP_Lamp_from_CFL_to_LEDScrew","No",9.1428571428571423,null,1.9518298415477475E-3,null,-1.2844743057270712E-5,null,1.1108063557951102E-3,null,0,-3.8120588971805379E-3,"C-Lod-Lgt-LPD Int-All-All-C",2.1673561400709857E-3,null,3.1014119312635999E-7,2.9944799828352929E-7,null,null,2.9429489536217577E-7,2.8587404312234656E-7,null,null,-1.2973190039070485E-5,null,"n/a","n/a",null,null,"n/a","n/a",null,null,3.8308633073279086E-4,1.674721254684065E-4,0,1.5045761180681799E-3," (na) "," (na) "," (na) "," (na) ",0,0,0,0,0,0,0,-3.8120588971805379E-3,3.8308633073279086E-4,1.674721254684065E-4,0,-2.307482779112358E-3,-1.7569243229111607E-3,1.5016951785189214E-4,1.3274138890868016E-5,0,0,1.6344365674276015E-4,3.8308633073279086E-4,0.42664967040226981,1.5016951785189214E-4,2.8013636456453002E-5,0,0,1.7818315430834513E-4,1.674721254684065E-4,1.0639570842609223,1.5016951785189214E-4,4.1287775347321015E-5,0,0,1.9145729319921314E-4,5.505584562011973E-4,16.909166714722765,0.34775107173950404,12.719504334377348,5.5605284106798569,0,-76.614681485184249,-58.334648740127051,1.5016951785189214E-4,-8.6482050345016692E-5,4.1287775347321015E-5,0,0,0,0,0,0,0,0,2.055134574269377E-3,null,0,-3.8120588971805379E-3,1.0497524285419645E-4,-1.7569243229111609E-3,1.8693897611579291,-56.834076334887158,2.0156412102660192E-5,-1.5178632345712436E-6,1.8638548868088949E-5,1.0078206051330085E-6,-7.5893161728562332E-8,9.3192744340444621E-7,null,-1.2844743057270712E-5,"C-Lod-HVAC-ER-All-All-C",null,null,-8.6482050345016692E-5,0,0,-8.6482050345016692E-5,0,9999,0,null,3.0118023522144106E-2,3.0118023522144106E-2]
["All Btype_RETRO_DISP_Lamp_from_Inc/Hal_to_LEDScrew","Lodging_RETRO_DISP_Lamp_from_Inc/Hal_to_LEDScrew","No",9.1428571428571423,null,4.8572540008604018E-2,null,-3.1964968603758164E-4,null,4.5507516422539874E-3,null,0,-4.1363080064729565E-2,"C-Lod-Lgt-LPD Int-All-All-C",5.3936050461761635E-2,null,7.7180629124415337E-6,7.4519558864769518E-6,null,null,7.3237176084837136E-6,7.1141592885836024E-6,null,null,-3.2284617172995459E-4,null,"n/a","n/a",null,null,"n/a","n/a",null,null,1.5694281362474147E-3,6.8609982831939389E-4,0,6.1639476624113154E-3," (na) "," (na) "," (na) "," (na) ",0,0,0,0,0,0,0,-4.1363080064729565E-2,1.5694281362474147E-3,6.8609982831939389E-4,0,-3.5199132402318249E-2,-3.2943604437751441E-2,3.7370649626658906E-3,3.3033547732069579E-4,0,0,4.0674004399865868E-3,1.5694281362474147E-3,2.5916449094075471,3.7370649626658906E-3,6.9713734701820065E-4,0,0,4.4342023096840908E-3,6.8609982831939389E-4,6.4629112654724006,3.7370649626658906E-3,1.0274728243388964E-3,0,0,4.764537787004787E-3,2.2555279645668086E-3,1.638485257456084,2.1123824939673725,2.0939490252863813,0.91540226250414591,0,-46.963086287591075,-43.953734999800552,3.7370649626658906E-3,-2.1521614031059333E-3,1.0274728243388964E-3,0,0,0,0,0,0,0,0,8.4194756269781248E-3,null,0,-4.1363080064729565E-2,2.6123763838988537E-3,-3.2943604437751441E-2,4.3633372693810291,-42.453162594560652,5.016052692943826E-4,-3.7773002092404618E-5,4.6383226720197801E-4,2.5080263464719165E-5,-1.8886501046202347E-6,2.3191613360098929E-5,null,-3.1964968603758164E-4,"C-Lod-HVAC-ER-All-All-C",null,null,-2.1521614031059333E-3,0,0,-2.1521614031059333E-3,0,9999,0,null,0.74950637159506306,0.74950637159506306]
["All Btype_NR_OTHER_Lamp_from_Inc/Hal_to_LEDScrew","Lodging_NR_OTHER_Lamp_from_Inc/Hal_to_LEDScrew","No",5.7142857142857144,null,8.5415336922160687,null,-5.6210742994141416E-2,null,-8.0179771675047792E-2,null,0,-20.538072401894045,"C-Lod-Lgt-LPD Int-All-All-C",9.4847128060957164,null,1.3572297103174966E-3,1.3104345020041313E-3,null,null,1.2878836621279999E-3,1.2510326049340807E-3,null,null,-5.6772848460177446E-2,null,"n/a","n/a",null,null,"n/a","n/a",null,null,-2.7651781401629452E-2,-1.2088404708829896E-2,0,-0.18438825236665235," (na) "," (na) "," (na) "," (na) ",0,0,0,0,0,0,0,-20.538072401894045,-2.7651781401629452E-2,-1.2088404708829896E-2,0,-20.722460654260697,-20.762200840371158,0.65716691535910221,5.8089850948070537E-2,0,0,0.71525676630717272,-2.7651781401629452E-2,9999,0.65716691535910221,0.12259235643438245,0,0,0.7797592717934847,-1.2088404708829896E-2,9999,0.65716691535910221,0.180682207382453,0,0,0.83784912274155521,-3.9740186110459347E-2,-1.6723814477473025,9999,-0.20979867553582288,-9.1716741877037572E-2,0,-157.2247637850524,-157.52627920246528,0.65716691535910221,-0.37845991032093501,0.180682207382453,0,0,0,0,0,0,0,0,-0.2241284384771117,null,0,-20.538072401894045,0.4593892124206202,-20.762200840371158,57.073548278325738,-156.02570679722538,8.8207829096690157E-2,-6.6424232698407606E-3,8.1565405826849402E-2,4.4103914548345091E-3,-3.3212116349203805E-4,4.0782702913424711E-3,null,-5.6210742994141416E-2,"C-Lod-HVAC-ER-All-All-C",null,null,-0.37845991032093501,0,0,-0.37845991032093501,0,9999,0,null,131.80150604386415,131.80150604386415]
["All Btype_RETRO_OTHER_Lamp_from_CFL_to_LEDScrew","Lodging_RETRO_OTHER_Lamp_from_CFL_to_LEDScrew","No",5.7142857142857144,null,4.5400276541609115,null,-2.9877342506638701E-2,null,2.4491353621093075,null,0,-6.5267898055057092,"C-Lod-Lgt-LPD Int-All-All-C",5.0413497134232701,null,7.2139976729302877E-4,6.9652700468617902E-4,null,null,6.8454069867236668E-4,6.6495348813453033E-4,null,null,-3.0176114887842817E-2,null,"n/a","n/a",null,null,"n/a","n/a",null,null,0.84463891878508279,0.36924699117218235,0,5.6322408981022365," (na) "," (na) "," (na) "," (na) ",0,0,0,0,0,0,0,-6.5267898055057092,0.84463891878508279,0.36924699117218235,0,-0.8945489074034727,0.31933700255379249,0.34929979517014292,3.0876132932738221E-2,0,0,0.38017592810288114,0.84463891878508279,0.4501046774516631,0.34929979517014292,6.5160743779311484E-2,0,0,0.41446053894945439,0.36924699117218235,1.1224479788819421,0.34929979517014292,9.6036876712049704E-2,0,0,0.44533667188219261,1.2138859099572652,15.956592084025903,0.36686863916055396,12.056689485358941,5.2707686290014015,0,-12.769123191178791,4.5583349231815546,0.34929979517014292,-0.20116041460026365,9.6036876712049704E-2,0,0,0,0,0,0,0,0,6.8461268080595019,null,0,-6.5267898055057092,0.24417625728192896,0.31933700255379271,0.98933479750474873,6.0589073284214594,4.688455233483637E-2,-3.5306054418776109E-3,4.335394689295876E-2,2.3442276167418212E-3,-1.7653027209388051E-4,2.1676973446479405E-3,null,-2.9877342506638701E-2,"C-Lod-HVAC-ER-All-All-C",null,null,-0.20116041460026365,0,0,-0.20116041460026365,0,9999,0,null,70.055625120873458,70.055625120873458]
["All Btype_NEW_LINEAR_Fixture_from_LFTube_to_LEDPanel_CONTR","Hospital_NEW_LINEAR_Fixture_from_LFTube_to_LEDPanel_CONTR","No",12.857142857142858,null,30.734549621957559,null,-0.90871941164712766,null,9.2770248851357202,null,0,-1.1276292224910518,"C-Hos-Lgt-LPD Int-All-All-C",34.141148079182607,null,5.1724959235851355E-3,4.663684084840425E-3,null,null,4.9082148001529493E-3,4.4522791332912825E-3,null,null,-0.91780658957922756,null,"n/a","n/a",null,null,"n/a","n/a",null,null,3.1993888086997555,1.3986623928028281,0,8.3746771395817383," (na) "," (na) "," (na) "," (na) ",0,0,0,0,0,0,0,-1.1276292224910518,3.1993888086997555,1.3986623928028281,0,7.2470479170906863,11.84509911859327,2.3493337775279386,0.22138442368777367,0,0,2.5707182012157124,3.1993888086997555,0.80350290475025532,2.3493337775279386,0.46720805297168133,0,0,2.8165418304996201,1.3986623928028281,2.0137395879040216,2.3493337775279386,0.688592476659455,0,0,3.0379262541873939,4.5980512015025834,8.2402867241052888,0.6606986571168757,6.7436141371814875,2.9480754135295166,0,15.275197141914708,24.96688669262571,2.3493337775279386,-5.9916822775092111,0.688592476659455,0,0,0,0,0,0,0,0,12.972728341084322,null,0,-1.1276292224910518,-2.9537560233218176,11.84509911859327,0.21965119615129794,36.144643911288732,0.31751267713639869,-0.10738337098076935,0.21012930615562936,1.5875633856819917E-2,-5.369168549038481E-3,1.0506465307781435E-2,null,-0.90871941164712766,"C-Hea-HVAC-ER-All-All-C",null,null,-5.9916822775092111,0,0,-5.9916822775092111,0,9999,0,null,474.43236573392511,474.43236573392511]
["All Btype_NR_LINEAR_Fixture_from_LFTube_to_LEDPanel","Hospital_NR_LINEAR_Fixture_from_LFTube_to_LEDPanel","No",12.857142857142858,null,6.7581581265863901,null,-0.19981647859327525,null,1.185995830329301,null,0,-0.36414069873222582,"C-Hos-Lgt-LPD Int-All-All-C",7.50722819043611,null,1.1373696960159129E-3,1.0254880870380061E-3,null,null,1.0792574528239512E-3,9.790026786332662E-4,null,null,-0.20181463982045925,null,"n/a","n/a",null,null,"n/a","n/a",null,null,0.40901709693588123,0.17880816171576858,0,1.0706376549460721," (na) "," (na) "," (na) "," (na) ",0,0,0,0,0,0,0,-0.36414069873222582,0.40901709693588123,0.17880816171576858,0,0.70649695621384634,1.294322214865496,0.51659026587203605,4.8679774405292843E-2,0,0,0.56527004027732886,0.40901709693588123,1.3820205671401122,0.51659026587203605,0.10273343643667379,0,0,0.61932370230870981,0.17880816171576858,3.4636209911557603,0.51659026587203605,0.15141321084196663,0,0,0.66800347671400262,0.58782525865164981,4.1833184583666707,1.1363980483694511,3.9207184585921424,1.714002826380244,0,6.7722735257715208,12.406994810743907,0.51659026587203605,-1.3174989311293976,0.15141321084196663,0,0,0,0,0,0,0,0,1.658462913597722,null,0,-0.36414069873222582,-0.64949545441539502,1.2943222148654963,0.3468270862662457,23.584752029406946,6.9817222171055737E-2,-2.3612312858993754E-2,4.6204909312061983E-2,3.4908611085527918E-3,-1.1806156429496864E-3,2.3102454656031054E-3,null,-0.19981647859327525,"C-Hea-HVAC-ER-All-All-C",null,null,-1.3174989311293976,0,0,-1.3174989311293976,0,9999,0,null,104.32197599894783,104.32197599894783]
["All Btype_NR_LINEAR_Lamp_from_LFTube_to_LEDTube_RDX","Hospital_NR_LINEAR_Lamp_from_LFTube_to_LEDTube_RDX","No",12.142857142857142,null,0.37796727026694849,null,-1.117524739043097E-2,null,6.447731838799553E-2,null,0,-1.8342827128037146E-2,"C-Hos-Lgt-LPD Int-All-All-C",0.41986092856389867,null,6.3610307902727981E-5,5.7353042898511015E-5,null,null,6.0360232139932939E-5,5.4753227594861329E-5,null,null,-1.1286999665303157E-2,null,"n/a","n/a",null,null,"n/a","n/a",null,null,2.2236440391148731E-2,9.7210044744581153E-3,0,6.2405152961258058E-2," (na) "," (na) "," (na) "," (na) ",0,0,0,0,0,0,0,-1.8342827128037146E-2,2.2236440391148731E-2,9.7210044744581153E-3,0,4.4062325833220908E-2,7.601977069882776E-2,2.8891631267106116E-2,2.7225408320644155E-3,0,0,3.1614172099170529E-2,2.2236440391148731E-2,1.4217280978008795,2.8891631267106116E-2,5.7456300678075415E-3,0,0,3.4637261334913655E-2,9.7210044744581153E-3,3.5631360345448728,2.8891631267106116E-2,8.468170899871957E-3,0,0,3.7359802166978068E-2,3.1957444865606845E-2,4.0259459843092156,1.1690484744349925,3.811216473896478,1.6661323370184526,0,7.5520658495597734,13.029414660474703,2.8891631267106116E-2,-7.3684495871677802E-2,8.468170899871957E-3,0,0,0,0,0,0,0,0,9.4362597826864902E-2,null,0,-1.8342827128037146E-2,-3.6324693704699734E-2,7.601977069882776E-2,0.33147035196538038,24.207171879137725,3.9047066356442733E-3,-1.3205789608404699E-3,2.5841276748038034E-3,1.9523533178221296E-4,-6.6028948042023465E-5,1.2920638374018951E-4,null,-1.117524739043097E-2,"C-Hea-HVAC-ER-All-All-C",null,null,-7.3684495871677802E-2,0,0,-7.3684495871677802E-2,0,9999,0,null,5.8344732038835971,5.8344732038835971]
["All Btype_NR_LINEAR_Fixture_from_LEDTube_to_LEDPanel_CONTR","Hospital_NR_LINEAR_Fixture_from_LEDTube_to_LEDPanel_CONTR","No",12.857142857142858,null,2.9930425533602474,null,-8.8494411064387934E-2,null,0.90211962418665759,null,0,-6.2101114873218441E-2,"C-Hos-Lgt-LPD Int-All-All-C",3.3247895374579608,null,5.0371652087956222E-4,4.5416656801711993E-4,null,null,4.7797986105496953E-4,4.3357918268821315E-4,null,null,-8.9379353598938699E-2,null,"n/a","n/a",null,null,"n/a","n/a",null,null,0.31111605988636909,0.13600920637617106,0,0.81437321634753201," (na) "," (na) "," (na) "," (na) ",0,0,0,0,0,0,0,-6.2101114873218441E-2,0.31111605988636909,0.13600920637617106,0,0.75227210147431356,1.1993973677368537,0.22878669297838339,2.1559222728133064E-2,0,0,0.25034591570651643,0.31111605988636909,0.80467050077052238,0.22878669297838339,4.5498424444710139E-2,0,0,0.27428511742309353,0.13600920637617106,2.0166658179335464,0.22878669297838339,6.705764717284321E-2,0,0,0.29584434015122657,0.44712526626254012,8.226223852236318,0.66165873967299937,6.7338289928009587,2.9437976860410742,0,16.282257139773513,25.959883818615548,0.22878669297838339,-0.58349187619093856,6.705764717284321E-2,0,0,0,0,0,0,0,0,1.2614984826100721,null,0,-6.2101114873218441E-2,-0.28764753603971199,1.1993973677368537,0.19400939051901614,37.13764103727857,3.0920542698359085E-2,-1.0457384371075826E-2,2.0463158327283258E-2,1.5460271349179518E-3,-5.228692185537913E-4,1.0231579163641606E-3,null,-8.8494411064387934E-2,"C-Hea-HVAC-ER-All-All-C",null,null,-0.58349187619093856,0,0,-0.58349187619093856,0,9999,0,null,46.201954373801129,46.201954373801129]
["All Btype_RETRO_LINEAR_Fixture_from_LFTube_to_LEDPanel_CONTR","Hospital_RETRO_LINEAR_Fixture_from_LFTube_to_LEDPanel_CONTR","No",12.857142857142858,null,3.018123353517868,null,-8.9235967724342655E-2,null,2.4910468653370117,null,0,-0.11073284405892242,"C-Hos-Lgt-LPD Int-All-All-C",3.3526502779815166,null,5.0793751445751475E-4,4.579723478306817E-4,null,null,4.8198518913192186E-4,4.3721244637880081E-4,null,null,-9.0128325812285776E-2,null,"n/a","n/a",null,null,"n/a","n/a",null,null,0.85909303484521649,0.37556583197688354,0,2.2487503801127748," (na) "," (na) "," (na) "," (na) ",0,0,0,0,0,0,0,-0.11073284405892242,0.85909303484521649,0.37556583197688354,0,2.1380175360538525,3.3726764028759524,0.23070385694214726,2.1739882557439826E-2,0,0,0.25244373949958709,0.85909303484521649,0.29384912839512206,0.23070385694214726,4.5879687614424604E-2,0,0,0.27658354455657186,0.37556583197688354,0.73644490794251982,0.23070385694214726,6.7619570171864429E-2,0,0,0.29832342711401166,1.2346588668220999,25.049614033525504,0.24162417257964472,18.439780908433566,8.0612359516976557,0,45.890926062885796,72.391942923017012,0.23070385694214726,-0.58838136335306024,6.7619570171864429E-2,0,0,0,0,0,0,0,0,3.4834092469348747,null,0,-0.11073284405892242,-0.29005793623904852,3.3726764028759524,0.10046102816274433,83.56970014168003,3.1179647585228169E-2,-1.0545014120037425E-2,2.0634633465190746E-2,1.5589823792614055E-3,-5.2725070600187171E-4,1.0317316732595338E-3,null,-8.9235967724342655E-2,"C-Hea-HVAC-ER-All-All-C",null,null,-0.58838136335306024,0,0,-0.58838136335306024,0,9999,0,null,46.589112913608652,46.589112913608652]
["All Btype_RETRO_LINEAR_Lamp_from_LFTube_to_LEDTube_RDX","Hospital_RETRO_LINEAR_Lamp_from_LFTube_to_LEDTube_RDX","No",12.142857142857142,null,3.4017054324025366,null,-0.10057722651387872,null,0.93394322105328231,null,0,-0.16508544415233434,"C-Hos-Lgt-LPD Int-All-All-C",3.7787483570750884,null,5.7249277112455187E-4,5.1617738608659915E-4,null,null,5.4324208925939652E-4,4.9277904835375193E-4,null,null,-0.10158299698772841,null,"n/a","n/a",null,null,"n/a","n/a",null,null,0.32209113658695965,0.14080713121653485,0,0.90392824987292442," (na) "," (na) "," (na) "," (na) ",0,0,0,0,0,0,0,-0.16508544415233434,0.32209113658695965,0.14080713121653485,0,0.73884280572059002,1.2017410735240845,0.26002468140395507,2.4502867488579733E-2,0,0,0.28452754889253479,0.32209113658695965,0.88337590381260533,0.26002468140395507,5.1710670610267885E-2,0,0,0.31173535201422298,0.14080713121653485,2.2139173585948053,0.26002468140395507,7.6213538098847622E-2,0,0,0.33623821950280269,0.46289826780349452,7.3639844534009002,0.72637605903839664,6.1338706708595776,2.681516609147037,0,14.070446844356324,22.88583412436294,0.26002468140395507,-0.66316046284510055,7.6213538098847622E-2,0,0,0,0,0,0,0,0,1.3668265176764189,null,0,-0.16508544415233434,-0.32692224334229786,1.2017410735240845,0.24695905366168558,34.063591343025955,3.5142359720798377E-2,-1.1885210647564233E-2,2.3257149073234146E-2,1.7571179860399169E-3,-5.9426053237821106E-4,1.1628574536617059E-3,null,-0.10057722651387872,"C-Hea-HVAC-ER-All-All-C",null,null,-0.66316046284510055,0,0,-0.66316046284510055,0,9999,0,null,52.510258834952417,52.510258834952417]
["All Btype_NR_HIGHBAY_Fixture_from_LFTube_to_LEDPanel","Hospital_NR_HIGHBAY_Fixture_from_LFTube_to_LEDPanel","No",13.095238095238095,null,0,null,0,null,0,null,0,0,"C-Hos-Lgt-LPD Int-All-All-C",0,null,null,null,null,null,0,0,null,null,0,null,"n/a","n/a",null,null,"n/a","n/a",null,null,0,0,0,0," (na) "," (na) "," (na) "," (na) ",0,0,0,0,0,0,0,0,0,0,0,0,0,0,0,0,0,0,0,9999,0,0,0,0,0,0,9999,0,0,0,0,0,0,9999,9999,9999,9999,9999,9999,9999,0,0,0,0,0,0,0,0,0,0,0,0,null,0,0,0,0,9999,9999,0,0,0,0,0,0,null,0,"C-Hea-HVAC-ER-All-All-C",null,null,0,0,0,0,0,9999,9999,null,0,0]
["All Btype_NR_HIGHBAY_Fixture_from_LFTube_to_LEDPanel_CONTR","Hospital_NR_HIGHBAY_Fixture_from_LFTube_to_LEDPanel_CONTR","No",13.095238095238095,null,0,null,0,null,0,null,0,0,"C-Hos-Lgt-LPD Int-All-All-C",0,null,null,null,null,null,0,0,null,null,0,null,"n/a","n/a",null,null,"n/a","n/a",null,null,0,0,0,0," (na) "," (na) "," (na) "," (na) ",0,0,0,0,0,0,0,0,0,0,0,0,0,0,0,0,0,0,0,9999,0,0,0,0,0,0,9999,0,0,0,0,0,0,9999,9999,9999,9999,9999,9999,9999,0,0,0,0,0,0,0,0,0,0,0,0,null,0,0,0,0,9999,9999,0,0,0,0,0,0,null,0,"C-Hea-HVAC-ER-All-All-C",null,null,0,0,0,0,0,9999,9999,null,0,0]
["All Btype_RETRO_HIGHBAY_Fixture_from_LFTube_to_LEDPanel","Hospital_RETRO_HIGHBAY_Fixture_from_LFTube_to_LEDPanel","No",13.095238095238095,null,0,null,0,null,0,null,0,0,"C-Hos-Lgt-LPD Int-All-All-C",0,null,null,null,null,null,0,0,null,null,0,null,"n/a","n/a",null,null,"n/a","n/a",null,null,0,0,0,0," (na) "," (na) "," (na) "," (na) ",0,0,0,0,0,0,0,0,0,0,0,0,0,0,0,0,0,0,0,9999,0,0,0,0,0,0,9999,0,0,0,0,0,0,9999,9999,9999,9999,9999,9999,9999,0,0,0,0,0,0,0,0,0,0,0,0,null,0,0,0,0,9999,9999,0,0,0,0,0,0,null,0,"C-Hea-HVAC-ER-All-All-C",null,null,0,0,0,0,0,9999,9999,null,0,0]
["All Btype_RETRO_HIGHBAY_Fixture_from_LFTube_to_LEDPanel_CONTR","Hospital_RETRO_HIGHBAY_Fixture_from_LFTube_to_LEDPanel_CONTR","No",13.095238095238095,null,0,null,0,null,0,null,0,0,"C-Hos-Lgt-LPD Int-All-All-C",0,null,null,null,null,null,0,0,null,null,0,null,"n/a","n/a",null,null,"n/a","n/a",null,null,0,0,0,0," (na) "," (na) "," (na) "," (na) ",0,0,0,0,0,0,0,0,0,0,0,0,0,0,0,0,0,0,0,9999,0,0,0,0,0,0,9999,0,0,0,0,0,0,9999,9999,9999,9999,9999,9999,9999,0,0,0,0,0,0,0,0,0,0,0,0,null,0,0,0,0,9999,9999,0,0,0,0,0,0,null,0,"C-Hea-HVAC-ER-All-All-C",null,null,0,0,0,0,0,9999,9999,null,0,0]
["All Btype_NEW_CAN_Fixture_from_CFL_to_LEDPanel","Hospital_NEW_CAN_Fixture_from_CFL_to_LEDPanel","No",11.19047619047619,null,1.7340437453857938,null,-5.1269962679121116E-2,null,0.16525924940465186,null,0,-1.2598036172408904,"C-Hos-Lgt-LPD Int-All-All-C",1.9262440808535939,null,2.9183229670358971E-4,2.6312512521723189E-4,null,null,2.7692155180093103E-4,2.511976547162332E-4,null,null,-5.1782661392789857E-2,null,"n/a","n/a",null,null,"n/a","n/a",null,null,5.6993335646488313E-2,2.4915519799398295E-2,0,0.17647402432327181," (na) "," (na) "," (na) "," (na) ",0,0,0,0,0,0,0,-1.2598036172408904,5.6993335646488313E-2,2.4915519799398295E-2,0,-1.0833295929176185,-1.0014207374717321,0.13254944656275158,1.2490512467030307E-2,0,0,0.1450399590297819,5.6993335646488313E-2,2.5448582256953518,0.13254944656275158,2.6359885276165552E-2,0,0,0.15890933183891714,2.4915519799398295E-2,6.3779256109581457,0.13254944656275158,3.8850397743195861E-2,0,0,0.17139984430594746,8.1908855445886608E-2,1.60861074401518,2.0925679326478126,2.1292005554689277,0.9308130151519679,0,-40.471854205961812,-37.411840635340916,0.13254944656275158,-0.33805080293842943,3.8850397743195861E-2,0,0,0,0,0,0,0,0,0.25838287976915841,null,0,-1.2598036172408904,-0.16665095863248197,-1.0014207374717321,2.3996020061269925,-26.23408341667789,1.7914069951938456E-2,-6.0585713829564205E-3,1.1855498568982036E-2,8.9570349759692132E-4,-3.0292856914782056E-4,5.9277492844910071E-4,null,-5.1269962679121116E-2,"C-Hea-HVAC-ER-All-All-C",null,null,-0.33805080293842943,0,0,-0.33805080293842943,0,9999,0,null,26.767481109329456,26.767481109329456]
["All Btype_NR_CAN_Lamp_from_CFL_to_LEDScrew","Hospital_NR_CAN_Lamp_from_CFL_to_LEDScrew","No",11.19047619047619,null,1.3358606092430547,null,-3.9496998713352362E-2,null,5.7577118052918154E-3,null,0,-0.93051388731298679,"C-Hos-Lgt-LPD Int-All-All-C",1.4839265723526602,null,2.2481974327846221E-4,2.0270451135685985E-4,null,null,2.1333290690369599E-4,1.9351590925118016E-4,null,null,-3.9891967997040922E-2,null,"n/a","n/a",null,null,"n/a","n/a",null,null,1.9856752505951268E-3,8.680687041771073E-4,0,6.1484399622648619E-3," (na) "," (na) "," (na) "," (na) ",0,0,0,0,0,0,0,-0.93051388731298679,1.9856752505951268E-3,8.680687041771073E-4,0,-0.9243654473507219,-0.92151170339594968,0.10211252450309592,9.622354475407326E-3,0,0,0.11173487897850325,1.9856752505951268E-3,56.270469677765881,0.10211252450309592,2.0306945830112985E-2,0,0,0.12241947033320891,8.680687041771073E-4,141.02509368686137,0.10211252450309592,2.9929300305520309E-2,0,0,0.13204182480861623,2.8537439547722341E-3,-1.3130122862294207,46.269681828955427,9.6294087800749814E-2,4.2096452575546159E-2,0,-44.826528164911316,-44.688137624535024,0.10211252450309592,-0.26042523596656075,2.9929300305520309E-2,0,0,0,0,0,0,0,0,9.002183917037096E-3,null,0,-0.93051388731298679,-0.12838341115794452,-0.92151170339594968,3.9437549176719444,-33.510380405871992,1.3800517122879752E-2,-4.6673602556537852E-3,9.1331568672259663E-3,6.9002585614398712E-4,-2.3336801278268937E-4,4.5665784336129775E-4,null,-3.9496998713352362E-2,"C-Hea-HVAC-ER-All-All-C",null,null,-0.26042523596656075,0,0,-0.26042523596656075,0,9999,0,null,20.620946684741998,20.620946684741998]
["All Btype_RETRO_CAN_Lamp_from_Inc/Hal_to_LEDScrew","Hospital_RETRO_CAN_Lamp_from_Inc/Hal_to_LEDScrew","No",11.19047619047619,null,0.7882460321409912,null,-2.330583917353404E-2,null,4.6035055411666879E-2,null,0,-0.56056119181002206,"C-Hos-Lgt-LPD Int-All-All-C",0.87561473446571514,null,1.3265850445775128E-4,1.1960905626572878E-4,null,null,1.2588051195493107E-4,1.1418717384730158E-4,null,null,-2.3538897150190367E-2,null,"n/a","n/a",null,null,"n/a","n/a",null,null,1.587621494127375E-2,6.9405333662582724E-3,0,4.9159072897332096E-2," (na) "," (na) "," (na) "," (na) ",0,0,0,0,0,0,0,-0.56056119181002206,1.587621494127375E-2,6.9405333662582724E-3,0,-0.51140211891268994,-0.48858537060515794,6.0253136977422683E-2,5.6778249786044186E-3,0,0,6.5930961956027101E-2,1.587621494127375E-2,4.152813639769068,6.0253136977422683E-2,1.1982439907827406E-2,0,0,7.2235576885250091E-2,6.9405333662582724E-3,10.407784686466133,6.0253136977422683E-2,1.7660264886431826E-2,0,0,7.7913401863854509E-2,2.2816748307532022E-2,0.42378382548952054,3.4147460809801089,1.3047812923388307,0.5704053597564035,0,-42.029408148475277,-40.154221496380046,6.0253136977422683E-2,-0.15366809792852654,1.7660264886431826E-2,0,0,0,0,0,0,0,0,7.1975821204864121E-2,null,0,-0.56056119181002206,-7.5754696064672028E-2,-0.48858537060515794,2.829567028112284,-28.976464277717032,8.1432170305311483E-3,-2.7540509665722793E-3,5.3891660639588685E-3,4.071608515265576E-4,-1.3770254832861365E-4,2.6945830319794395E-4,null,-2.330583917353404E-2,"C-Hea-HVAC-ER-All-All-C",null,null,-0.15366809792852654,0,0,-0.15366809792852654,0,9999,0,null,12.167721161004318,12.167721161004318]
["All Btype_NEW_DISP_Fixture_from_CFL_to_LEDPanel","Hospital_NEW_DISP_Fixture_from_CFL_to_LEDPanel","No",7.6190476190476186,null,0.23426244955152059,null,-6.9263691170338981E-3,null,-3.1840905595585368E-2,null,0,-0.72410176780056901,"C-Hos-Lgt-LPD Int-All-All-C",0.26022795446517749,null,3.9425388699648406E-5,3.5547163406898618E-5,null,null,3.7411006055133559E-5,3.3935809331228635E-5,null,null,-6.9956326848450035E-3,null,"n/a","n/a",null,null,"n/a","n/a",null,null,-1.0981046001569595E-2,-4.80053441278215E-3,0,-5.3140456630625749E-2," (na) "," (na) "," (na) "," (na) ",0,0,0,0,0,0,0,-0.72410176780056901,-1.0981046001569595E-2,-4.80053441278215E-3,0,-0.77724222443119473,-0.79302380484554647,1.790690582121398E-2,1.6874188177007784E-3,0,0,1.9594324638914758E-2,-1.0981046001569595E-2,9999,1.790690582121398E-2,3.5611162123927549E-3,0,0,2.1468022033606735E-2,-4.80053441278215E-3,9999,1.790690582121398E-2,5.2485350300935331E-3,0,0,2.3155440851307513E-2,-1.5781580414351744E-2,-5.8155597371269563,9999,-3.0366418656600751,-1.3275150448611652,0,-214.93455888711966,-219.29871579764091,1.790690582121398E-2,-4.5669326036290918E-2,5.2485350300935331E-3,0,0,0,0,0,0,0,0,-6.8922037044977486E-2,null,0,-0.72410176780056901,-2.2513885184983404E-2,-0.79302380484554647,17.871497491517193,-208.12095857897788,2.4201199765261543E-3,-8.1848902412686385E-4,1.6016309523992904E-3,1.2100599882630756E-4,-4.092445120634326E-5,8.0081547619964303E-5,null,-6.9263691170338981E-3,"C-Hea-HVAC-ER-All-All-C",null,null,-4.5669326036290918E-2,0,0,-4.5669326036290918E-2,0,9999,0,null,3.6161807968693878,3.6161807968693878]
["All Btype_RETRO_DISP_Lamp_from_CFL_to_LEDScrew","Hospital_RETRO_DISP_Lamp_from_CFL_to_LEDScrew","No",7.6190476190476186,null,8.1914772437322435E-3,null,-2.421950044170222E-4,null,3.7517742250070488E-3,null,0,-1.5819251011039391E-2,"C-Hos-Lgt-LPD Int-All-All-C",9.0994155113864484E-3,null,1.378591297823181E-6,1.2429810269818872E-6,null,null,1.3081541892541289E-6,1.1866366565216825E-6,null,null,-2.4461695014767844E-4,null,"n/a","n/a",null,null,"n/a","n/a",null,null,1.293882965377013E-3,5.656409872535947E-4,0,6.2614737791731878E-3," (na) "," (na) "," (na) "," (na) ",0,0,0,0,0,0,0,-1.5819251011039391E-2,1.293882965377013E-3,5.656409872535947E-4,0,-9.5577772318662033E-3,-7.6982532792355951E-3,6.2615247053442549E-4,5.9004133493454171E-5,0,0,6.8515660402787971E-4,1.293882965377013E-3,0.52953522255255758,6.2615247053442549E-4,1.2452188761769849E-4,0,0,7.5067435815212395E-4,5.656409872535947E-4,1.3271215754659818,6.2615247053442549E-4,1.8352602111115267E-4,0,0,8.0967849164557807E-4,1.8595239526306077E-3,13.254513558703454,0.43542245879659275,10.232583814955607,4.4733325703535627,0,-75.587019248876203,-60.881102863567037,6.2615247053442549E-4,-1.5969236455908879E-3,1.8352602111115267E-4,0,0,0,0,0,0,0,0,8.120997731803796E-3,null,0,-1.5819251011039391E-2,-7.8724515394530974E-4,-7.6982532792355951E-3,1.711161148243729,-49.703345644904005,8.4624564255894011E-5,-2.8620183167278349E-5,5.6004381088615662E-5,4.2312282127947004E-6,-1.4310091583639189E-6,2.8002190544307812E-6,null,-2.421950044170222E-4,"C-Hea-HVAC-ER-All-All-C",null,null,-1.5969236455908879E-3,0,0,-1.5969236455908879E-3,0,9999,0,null,0.12644733615432657,0.12644733615432657]
["All Btype_RETRO_DISP_Lamp_from_Inc/Hal_to_LEDScrew","Hospital_RETRO_DISP_Lamp_from_Inc/Hal_to_LEDScrew","No",7.6190476190476186,null,3.5488077407193244E-2,null,-1.0492655730641668E-3,null,2.6757951087725686E-3,null,0,-2.9710936905561963E-2,"C-Hos-Lgt-LPD Int-All-All-C",3.9421553941980603E-2,null,5.972494732554643E-6,5.3849880294738732E-6,null,null,5.6673388385856958E-6,5.1408863466081498E-6,null,null,-1.0597582101072979E-3,null,"n/a","n/a",null,null,"n/a","n/a",null,null,9.2280758447650278E-4,4.0341963461610275E-4,0,4.4657327192943836E-3," (na) "," (na) "," (na) "," (na) ",0,0,0,0,0,0,0,-2.9710936905561963E-2,9.2280758447650278E-4,4.0341963461610275E-4,0,-2.5245204186267578E-2,-2.3918976967174974E-2,2.7126910912233151E-3,2.556246198891974E-4,0,0,2.9683157111125126E-3,9.2280758447650278E-4,3.2166139085174521,2.7126910912233151E-3,5.3946831019373916E-4,0,0,3.2521594014170542E-3,4.0341963461610275E-4,8.0614802115713431,2.7126910912233151E-3,7.9509293008293651E-4,0,0,3.5077840213062518E-3,1.3262272190926055E-3,0.96955938005314402,2.6449344205936676,1.6845396127251169,0.73642259393374299,0,-46.083871869374008,-43.662909662715151,2.7126910912233151E-3,-6.9183797087966452E-3,7.9509293008293651E-4,0,0,0,0,0,0,0,0,5.7919599383869889E-3,null,0,-2.9710936905561963E-2,-3.4105956874903934E-3,-2.3918976967174974E-2,2.6135195320471896,-32.485152444052126,3.6662045166042001E-4,-1.2399171058255409E-4,2.4262874107786593E-4,1.8331022583020985E-5,-6.1995855291276913E-6,1.2131437053893293E-5,null,-1.0492655730641668E-3,"C-Hea-HVAC-ER-All-All-C",null,null,-6.9183797087966452E-3,0,0,-6.9183797087966452E-3,0,9999,0,null,0.54780996392459813,0.54780996392459813]
["All Btype_NR_OTHER_Lamp_from_CFL_to_LEDScrew","Hospital_NR_OTHER_Lamp_from_CFL_to_LEDScrew","No",4.7619047619047619,null,2.0701911481874244,null,-6.1208734317485282E-2,null,-0.47437023409777423,null,0,-3.1085795184408451,"C-Hos-Lgt-LPD Int-All-All-C",2.2996498537263492,null,3.4840449613718669E-4,3.1413238941629512E-4,null,null,3.3060327734296463E-4,2.9989275796689336E-4,null,null,-6.1820820570527284E-2,null,"n/a","n/a",null,null,"n/a","n/a",null,null,-0.16359714854106466,-7.151902845067383E-2,0,-1.3307103158552782," (na) "," (na) "," (na) "," (na) ",0,0,0,0,0,0,0,-3.1085795184408451,-0.16359714854106466,-7.151902845067383E-2,0,-4.4392898342961233,-4.6744060112878616,0.15824438783711345,1.491182008203485E-2,0,0,0.17315620791914829,-0.16359714854106466,9999,0.15824438783711345,3.1469794987099987E-2,0,0,0.18971418282421343,-7.151902845067383E-2,9999,0.15824438783711345,4.6381615069134838E-2,0,0,0.20462600290624827,-0.23511617699173848,-8.8088069048786615,9999,-5.1193854173298678,-2.2380186609430792,0,-138.91706453118113,-146.27446860945403,0.15824438783711345,-0.40358254037304464,4.6381615069134838E-2,0,0,0,0,0,0,0,0,-1.5658264928470167,null,0,-3.1085795184408451,-0.19895653746679637,-4.6744060112878616,12.089303986451593,-135.09671139079103,2.1386743639655044E-2,-7.2330360067517094E-3,1.4153707632903335E-2,1.0693371819827525E-3,-3.6165180033758456E-4,7.0768538164516794E-4,null,-6.1208734317485282E-2,"C-Hea-HVAC-ER-All-All-C",null,null,-0.40358254037304464,0,0,-0.40358254037304464,0,9999,0,null,31.956403983037571,31.956403983037571]
["All Btype_NR_OTHER_Lamp_from_Inc/Hal_to_LEDScrew","Hospital_NR_OTHER_Lamp_from_Inc/Hal_to_LEDScrew","No",4.7619047619047619,null,1.333267882479696,null,-3.9420340321804699E-2,null,-1.0072202259015024E-2,null,0,-3.0877849242783841,"C-Hos-Lgt-LPD Int-All-All-C",1.4810464693595955,null,2.2438339822771638E-4,2.0231108901323203E-4,null,null,2.1291885626592192E-4,1.9314032075521011E-4,null,null,-3.9814543022943072E-2,null,"n/a","n/a",null,null,"n/a","n/a",null,null,-3.473623449915066E-3,-1.518548315523022E-3,0,-2.8254689029855E-2," (na) "," (na) "," (na) "," (na) ",0,0,0,0,0,0,0,-3.0877849242783841,-3.473623449915066E-3,-1.518548315523022E-3,0,-3.1160396133082391,-3.1210317850736771,0.10191433775118376,9.6036787724168397E-3,0,0,0.1115180165236006,-3.473623449915066E-3,9999,0.10191433775118376,2.0267532764429694E-2,0,0,0.12218187051561345,-1.518548315523022E-3,9999,0.10191433775118376,2.9871211536846534E-2,0,0,0.1317855492880303,-4.992171765438088E-3,-1.6939658777334023,9999,-0.16877878848508393,-7.3784262642603765E-2,0,-151.40426082123363,-151.6468238723613,0.10191433775118376,-0.2599197854169506,2.9871211536846534E-2,0,0,0,0,0,0,0,0,-3.3246860795293084E-2,null,0,-3.0877849242783841,-0.1281342361289203,-3.1210317850736771,12.514696905984655,-140.46906665369829,1.3773732165044236E-2,-4.6583015336843425E-3,9.1154306313598922E-3,6.8868660825221204E-4,-2.3291507668421696E-4,4.5577153156799508E-4,null,-3.9420340321804699E-2,"C-Hea-HVAC-ER-All-All-C",null,null,-0.2599197854169506,0,0,-0.2599197854169506,0,9999,0,null,20.580924185399354,20.580924185399354]
["All Btype_NEW_LINEAR_Fixture_from_LFTube_to_LEDPanel_CONTR","Residential Care_NEW_LINEAR_Fixture_from_LFTube_to_LEDPanel_CONTR","No",9.473684210526315,null,28.543621449771589,null,-0.36967303063843743,null,5.8325407322205685,null,0,-1.2970065953774037,"C-Hos-Lgt-LPD Int-All-All-C",31.70737878444681,null,4.803771892197232E-3,4.331230966986622E-3,null,null,4.5583301845309064E-3,4.1348961261040013E-3,null,null,-0.37336975436091313,null,"n/a","n/a",null,null,"n/a","n/a",null,null,2.01148167392018,0.87935038200862103,0,7.5805029644292068," (na) "," (na) "," (na) "," (na) ",0,0,0,0,0,0,0,-1.2970065953774037,2.01148167392018,0.87935038200862103,0,6.2834963690518029,9.1743284249806045,2.181860311270384,0.20560292121883311,0,0,2.3874632324892171,2.01148167392018,1.1869177151568506,2.181860311270384,0.43390288669729055,0,0,2.6157631979676745,0.87935038200862103,2.9746540758789708,2.181860311270384,0.63950580791612366,0,0,2.8213661191865076,2.8908320559288008,5.109541210618386,0.97597026205661941,4.5651972993124978,1.9957467379116032,0,14.260831220167246,20.821775257391348,2.181860311270384,-2.4374557401988883,0.63950580791612366,0,0,0,0,0,0,0,0,10.471335020358008,null,0,-1.2970065953774037,0.38391037898761926,9.1743284249806045,0.31903629014947654,24.902347445334676,0.29487862269535531,-4.3684261260226856E-2,0.25119436143512847,1.4743931134767768E-2,-2.1842130630113418E-3,1.2559718071756426E-2,null,-0.36967303063843743,"C-Hea-HVAC-ER-All-All-C",null,null,-2.4374557401988883,0,0,-2.4374557401988883,0,9999,0,null,440.61221060984633,440.61221060984633]
["All Btype_NR_LINEAR_Fixture_from_LFTube_to_LEDPanel","Residential Care_NR_LINEAR_Fixture_from_LFTube_to_LEDPanel","No",9.473684210526315,null,5.7672341479624762,null,-7.4692376705964056E-2,null,0.68617014433890644,null,0,-0.38542925927144794,"C-Hos-Lgt-LPD Int-All-All-C",6.4064708113449944,null,9.7060134238586226E-4,8.751245240367938E-4,null,null,9.2100988461382173E-4,8.3545510084304954E-4,null,null,-7.5439299142746011E-2,null,"n/a","n/a",null,null,"n/a","n/a",null,null,0.23664106842909216,0.10345130985782372,0,0.89180942784150496," (na) "," (na) "," (na) "," (na) ",0,0,0,0,0,0,0,-0.38542925927144794,0.23664106842909216,0.10345130985782372,0,0.50638016857005708,0.84647254685697293,0.44084452687216014,4.1542037343113035E-2,0,0,0.48238656421527315,0.23664106842909216,2.0384735727299037,0.44084452687216014,8.7670008848163589E-2,0,0,0.5285145357203237,0.10345130985782372,5.1088240105096521,0.44084452687216014,0.12921204619127663,0,0,0.57005657306343671,0.34009237828691585,2.3687598726365953,1.6761815596541056,2.6581230290289151,1.162039670213393,0,5.688027004167024,9.5081897034093306,0.44084452687216014,-0.49248754240098969,0.12921204619127663,0,0,0,0,0,0,0,0,1.2319018061284208,null,0,-0.38542925927144794,7.7569030662447025E-2,0.84647254685697293,0.55410098255926921,13.588761891352648,5.9580178545508317E-2,-8.8263979997012781E-3,5.0753780545807037E-2,2.9790089272754231E-3,-4.4131989998506414E-4,2.5376890272903589E-3,null,-7.4692376705964056E-2,"C-Hea-HVAC-ER-All-All-C",null,null,-0.49248754240098969,0,0,-0.49248754240098969,0,9999,0,null,89.025626671442524,89.025626671442524]
["All Btype_NR_LINEAR_Lamp_from_LFTube_to_LEDTube_RDX","Residential Care_NR_LINEAR_Lamp_from_LFTube_to_LEDTube_RDX","No",8.9473684210526319,null,0.32254731349364846,null,-4.1773621162018793E-3,null,3.7304018895742898E-2,null,0,-1.866885013976494E-2,"C-Hos-Lgt-LPD Int-All-All-C",0.35829825808352928,null,5.4283361387449888E-5,4.8943576237527884E-5,null,null,5.1509832332407706E-5,4.6724962331674013E-5,null,null,-4.2191356629647176E-3,null,"n/a","n/a",null,null,"n/a","n/a",null,null,1.2865122391316942E-2,5.6241876006478302E-3,0,5.1807611412918377E-2," (na) "," (na) "," (na) "," (na) ",0,0,0,0,0,0,0,-1.866885013976494E-2,1.2865122391316942E-2,5.6241876006478302E-3,0,3.3138761273153433E-2,5.162807126511821E-2,2.4655357171726702E-2,2.3233446394417324E-3,0,0,2.6978701811168435E-2,1.2865122391316942E-2,2.097041986120332,2.4655357171726702E-2,4.903169370699104E-3,0,0,2.9558526542425807E-2,5.6241876006478302E-3,5.2556082124680668,2.4655357171726702E-2,7.2265140101408359E-3,0,0,3.1881871181867541E-2,1.8489309991964773E-2,2.262066315870074,1.724340778305032,2.5838841490078277,1.1295849934679631,0,6.6557252521163468,10.369194394592137,2.4655357171726702E-2,-2.7543624839065899E-2,7.2265140101408359E-3,0,0,0,0,0,0,0,0,7.0296921404883153E-2,null,0,-1.866885013976494E-2,4.3382463428016417E-3,5.1628071265118217E-2,0.51666434072835921,14.44976658253546,3.3321738001768366E-3,-4.9363887256687294E-4,2.8385349276099639E-3,1.6660869000884111E-4,-2.4681943628343595E-5,1.4192674638049751E-4,null,-4.1773621162018793E-3,"C-Hea-HVAC-ER-All-All-C",null,null,-2.7543624839065899E-2,0,0,-2.7543624839065899E-2,0,9999,0,null,4.978985763064089,4.978985763064089]
["All Btype_NR_LINEAR_Fixture_from_LEDTube_to_LEDPanel_CONTR","Residential Care_NR_LINEAR_Fixture_from_LEDTube_to_LEDPanel_CONTR","No",9.473684210526315,null,2.7208990432656459,null,-3.5238800975385176E-2,null,0.55599781840061702,null,0,-6.9741295290362895E-2,"C-Hos-Lgt-LPD Int-All-All-C",3.0224818091452486,null,4.5791590841219072E-4,4.1287130348804224E-4,null,null,4.3451936397784268E-4,3.941558338459969E-4,null,null,-3.5591188357532937E-2,null,"n/a","n/a",null,null,"n/a","n/a",null,null,0.19174824039791166,8.3825714461903428E-2,0,0.72262557676085171," (na) "," (na) "," (na) "," (na) ",0,0,0,0,0,0,0,-6.9741295290362895E-2,0.19174824039791166,8.3825714461903428E-2,0,0.65288428147048883,0.92845823633030389,0.20798417761816188,1.9598942363405741E-2,0,0,0.22758311998156761,0.19174824039791166,1.1868850504666546,0.20798417761816188,4.136146323837641E-2,0,0,0.24934564085653829,8.3825714461903428E-2,2.974572211607684,0.20798417761816188,6.0960405601782147E-2,0,0,0.26894458321994402,0.27557395485981506,5.1097217767181,0.97594340276735003,4.5653229397487056,1.9958016635751119,0,15.544484689993721,22.105609293317539,0.20798417761816188,-0.23234861782272484,6.0960405601782147E-2,0,0,0,0,0,0,0,0,0.99819953162066677,null,0,-6.9741295290362895E-2,3.6595965397219182E-2,0.92845823633030389,0.27523171577114086,26.186181481260864,2.8109080825050856E-2,-4.1641690378313497E-3,2.3944911787219504E-2,1.4054540412525407E-3,-2.0820845189156763E-4,1.197245589360973E-3,null,-3.5238800975385176E-2,"C-Hea-HVAC-ER-All-All-C",null,null,-0.23234861782272484,0,0,-0.23234861782272484,0,9999,0,null,42.001024446359601,42.001024446359601]
["All Btype_RETRO_LINEAR_Fixture_from_LFTube_to_LEDPanel_CONTR","Residential Care_RETRO_LINEAR_Fixture_from_LFTube_to_LEDPanel_CONTR","No",9.473684210526315,null,2.5755869781584004,null,-3.3356841056912556E-2,null,1.4412209077233289,null,0,-0.11720655837494323,"C-Hos-Lgt-LPD Int-All-All-C",2.8610634446811103,null,4.3346049671232371E-4,3.9082153950217933E-4,null,null,4.1131346581525411E-4,3.7310558638018593E-4,null,null,-3.369040887339346E-2,null,"n/a","n/a",null,null,"n/a","n/a",null,null,0.49703715362693707,0.21728749338417724,0,1.8731424031109349," (na) "," (na) "," (na) "," (na) ",0,0,0,0,0,0,0,-0.11720655837494323,0.49703715362693707,0.21728749338417724,0,1.7559358447359916,2.4702604917471058,0.19687659520560255,1.8552243186604887E-2,0,0,0.21542883839220744,0.49703715362693707,0.43342602624411181,0.19687659520560255,3.9152517024843889E-2,0,0,0.23602911223044643,0.21728749338417724,1.0862526349509352,0.19687659520560255,5.7704760211448776E-2,0,0,0.25458135541705129,0.71432464701111431,16.515447880112269,0.35639447201251367,12.501587859628037,5.4652628470899467,0,44.165684755457441,62.132535462175419,0.19687659520560255,-0.21993983052714333,5.7704760211448776E-2,0,0,0,0,0,0,0,0,2.5874670501220494,null,0,-0.11720655837494323,3.4641524889908015E-2,2.4702604917471063,0.13243107593510681,66.213107650118744,2.660789003553431E-2,-3.9417778381870385E-3,2.2666112197347273E-2,1.3303945017767167E-3,-1.9708889190935173E-4,1.133305609867365E-3,null,-3.3356841056912556E-2,"C-Hea-HVAC-ER-All-All-C",null,null,-0.21993983052714333,0,0,-0.21993983052714333,0,9999,0,null,39.757921890229838,39.757921890229838]
["All Btype_RETRO_LINEAR_Lamp_from_LFTube_to_LEDTube_RDX","Residential Care_RETRO_LINEAR_Lamp_from_LFTube_to_LEDTube_RDX","No",8.9473684210526319,null,2.9029258214428357,null,-3.7596259045816906E-2,null,0.5403425023986288,null,0,-0.16801965125788446,"C-Hos-Lgt-LPD Int-All-All-C",3.224684322751763,null,4.8855025248704888E-4,4.4049218613775089E-4,null,null,4.6358849099166927E-4,4.2052466098506608E-4,null,null,-3.797222096668245E-2,null,"n/a","n/a",null,null,"n/a","n/a",null,null,0.1863491557308356,8.146542093994584E-2,0,0.75042462508903318," (na) "," (na) "," (na) "," (na) ",0,0,0,0,0,0,0,-0.16801965125788446,0.1863491557308356,8.146542093994584E-2,0,0.58240497383114875,0.85021955050193021,0.22189821454554023,2.0910101754975589E-2,0,0,0.24280831630051583,0.1863491557308356,1.3029751347584873,0.22189821454554023,4.4128524336291934E-2,0,0,0.26602673888183215,8.146542093994584E-2,3.2655172687064375,0.22189821454554023,6.5038626091267523E-2,0,0,0.28693684063680774,0.26781457667078146,4.5251507531196564,1.0714011320957069,4.158570185412291,1.8179833943130781,0,12.996956978481611,18.973510558206982,0.22189821454554023,-0.24789262355159297,6.5038626091267523E-2,0,0,0,0,0,0,0,0,1.0182392017598145,null,0,-0.16801965125788446,3.9044217085214772E-2,0.8502195505019301,0.35932790156569583,23.054082746150286,2.9989564201591417E-2,-4.4427498531018446E-3,2.5546814348489572E-2,1.4994782100795699E-3,-2.221374926550923E-4,1.2773407174244775E-3,null,-3.7596259045816906E-2,"C-Hea-HVAC-ER-All-All-C",null,null,-0.24789262355159297,0,0,-0.24789262355159297,0,9999,0,null,44.810871867576886,44.810871867576886]
["All Btype_NR_HIGHBAY_Fixture_from_LFTube_to_LEDPanel","Residential Care_NR_HIGHBAY_Fixture_from_LFTube_to_LEDPanel","No",9.6491228070175445,null,0,null,0,null,0,null,0,0,"C-Hos-Lgt-LPD Int-All-All-C",0,null,null,null,null,null,0,0,null,null,0,null,"n/a","n/a",null,null,"n/a","n/a",null,null,0,0,0,0," (na) "," (na) "," (na) "," (na) ",0,0,0,0,0,0,0,0,0,0,0,0,0,0,0,0,0,0,0,9999,0,0,0,0,0,0,9999,0,0,0,0,0,0,9999,9999,9999,9999,9999,9999,9999,0,0,0,0,0,0,0,0,0,0,0,0,null,0,0,0,0,9999,9999,0,0,0,0,0,0,null,0,"C-Hea-HVAC-ER-All-All-C",null,null,0,0,0,0,0,9999,9999,null,0,0]
["All Btype_NR_HIGHBAY_Fixture_from_LFTube_to_LEDPanel_CONTR","Residential Care_NR_HIGHBAY_Fixture_from_LFTube_to_LEDPanel_CONTR","No",9.6491228070175445,null,0,null,0,null,0,null,0,0,"C-Hos-Lgt-LPD Int-All-All-C",0,null,null,null,null,null,0,0,null,null,0,null,"n/a","n/a",null,null,"n/a","n/a",null,null,0,0,0,0," (na) "," (na) "," (na) "," (na) ",0,0,0,0,0,0,0,0,0,0,0,0,0,0,0,0,0,0,0,9999,0,0,0,0,0,0,9999,0,0,0,0,0,0,9999,9999,9999,9999,9999,9999,9999,0,0,0,0,0,0,0,0,0,0,0,0,null,0,0,0,0,9999,9999,0,0,0,0,0,0,null,0,"C-Hea-HVAC-ER-All-All-C",null,null,0,0,0,0,0,9999,9999,null,0,0]
["All Btype_RETRO_HIGHBAY_Fixture_from_LFTube_to_LEDPanel","Residential Care_RETRO_HIGHBAY_Fixture_from_LFTube_to_LEDPanel","No",9.6491228070175445,null,0,null,0,null,0,null,0,0,"C-Hos-Lgt-LPD Int-All-All-C",0,null,null,null,null,null,0,0,null,null,0,null,"n/a","n/a",null,null,"n/a","n/a",null,null,0,0,0,0," (na) "," (na) "," (na) "," (na) ",0,0,0,0,0,0,0,0,0,0,0,0,0,0,0,0,0,0,0,9999,0,0,0,0,0,0,9999,0,0,0,0,0,0,9999,9999,9999,9999,9999,9999,9999,0,0,0,0,0,0,0,0,0,0,0,0,null,0,0,0,0,9999,9999,0,0,0,0,0,0,null,0,"C-Hea-HVAC-ER-All-All-C",null,null,0,0,0,0,0,9999,9999,null,0,0]
["All Btype_RETRO_HIGHBAY_Fixture_from_LFTube_to_LEDPanel_CONTR","Residential Care_RETRO_HIGHBAY_Fixture_from_LFTube_to_LEDPanel_CONTR","No",9.6491228070175445,null,0,null,0,null,0,null,0,0,"C-Hos-Lgt-LPD Int-All-All-C",0,null,null,null,null,null,0,0,null,null,0,null,"n/a","n/a",null,null,"n/a","n/a",null,null,0,0,0,0," (na) "," (na) "," (na) "," (na) ",0,0,0,0,0,0,0,0,0,0,0,0,0,0,0,0,0,0,0,9999,0,0,0,0,0,0,9999,0,0,0,0,0,0,9999,9999,9999,9999,9999,9999,9999,0,0,0,0,0,0,0,0,0,0,0,0,null,0,0,0,0,9999,9999,0,0,0,0,0,0,null,0,"C-Hea-HVAC-ER-All-All-C",null,null,0,0,0,0,0,9999,9999,null,0,0]
["All Btype_NEW_CAN_Fixture_from_CFL_to_LEDPanel","Residential Care_NEW_CAN_Fixture_from_CFL_to_LEDPanel","No",8.2456140350877192,null,3.5957384163266721,null,-4.6568986352541933E-2,null,0.23198540125868175,null,0,-2.3625849687397498,"C-Hos-Lgt-LPD Int-All-All-C",3.9942878368424068,null,6.0514770932060822E-4,5.4562009958628228E-4,null,null,5.7422857108940491E-4,5.208871226909951E-4,null,null,-4.7034675386669673E-2,null,"n/a","n/a",null,null,"n/a","n/a",null,null,8.000533638300035E-2,3.4975572496272887E-2,0,0.3538848141840798," (na) "," (na) "," (na) "," (na) ",0,0,0,0,0,0,0,-2.3625849687397498,8.000533638300035E-2,3.4975572496272887E-2,0,-2.0087001545556697,-1.8937192456763967,0.27485646676260028,2.5900508932844631E-2,0,0,0.30075697569544491,8.000533638300035E-2,3.7592114387928528,0.27485646676260028,5.4660242793577694E-2,0,0,0.32951670955617796,3.4975572496272887E-2,9.4213385525366977,0.27485646676260028,8.0560751726422325E-2,0,0,0.35541721848902258,0.11498090887927323,0.62012223462750604,3.0910976609360499,1.4413963236609499,0.6301287375722695,0,-36.189248730275061,-34.117723669041844,0.27485646676260028,-0.3070547042726155,8.0560751726422325E-2,0,0,0,0,0,0,0,0,0.46886572306335306,null,0,-2.3625849687397498,4.8362514216407082E-2,-1.8937192456763967,3.5029393369120507,-30.037151481098526,3.714687688263435E-2,-5.5030570202403697E-3,3.1643819862393979E-2,1.8573438441317194E-3,-2.7515285101201761E-4,1.5821909931197017E-3,null,-4.6568986352541933E-2,"C-Hea-HVAC-ER-All-All-C",null,null,-0.3070547042726155,0,0,-0.3070547042726155,0,9999,0,null,55.505439461506128,55.505439461506128]
["All Btype_NR_CAN_Lamp_from_CFL_to_LEDScrew","Residential Care_NR_CAN_Lamp_from_CFL_to_LEDScrew","No",8.2456140350877192,null,0.91005624564131937,null,-1.1786284756111666E-2,null,2.6592944939415756E-3,null,0,-0.57415490066488395,"C-Hos-Lgt-LPD Int-All-All-C",1.010926316637085,null,1.5315865300495333E-4,1.3809263129969124E-4,null,null,1.4533323535794351E-4,1.3183288782261913E-4,null,null,-1.1904147393758032E-2,null,"n/a","n/a",null,null,"n/a","n/a",null,null,9.1711697966724635E-4,4.0093189854683626E-4,0,4.0566515511029043E-3," (na) "," (na) "," (na) "," (na) ",0,0,0,0,0,0,0,-0.57415490066488395,9.1711697966724635E-4,4.0093189854683626E-4,0,-0.57009824911378104,-0.56878020023556697,6.9564249472780698E-2,6.5552376704041708E-3,0,0,7.6119487143184866E-2,9.1711697966724635E-4,82.998667379163535,6.9564249472780698E-2,1.383412517348344E-2,0,0,8.3398374646264137E-2,4.0093189854683626E-4,208.01132299160693,6.9564249472780698E-2,2.038936284388761E-2,0,0,8.9953612316668305E-2,1.3180488782140827E-3,-1.3575784201202559,68.247554247421235,6.5284343939966752E-2,2.8540062545491549E-2,0,-40.58205332565182,-40.48822891916636,6.9564249472780698E-2,-7.7713398201615769E-2,2.038936284388761E-2,0,0,0,0,0,0,0,0,5.374700429316987E-3,null,0,-0.57415490066488395,1.2240214115052536E-2,-0.56878020023556697,7.9928235682879425,-36.407656731223035,9.4016147447248868E-3,-1.3927852450696886E-3,8.0088294996551977E-3,4.700807372362446E-4,-6.9639262253484474E-5,4.0044147498276012E-4,null,-1.1786284756111666E-2,"C-Hea-HVAC-ER-All-All-C",null,null,-7.7713398201615769E-2,0,0,-7.7713398201615769E-2,0,9999,0,null,14.048038539080608,14.048038539080608]
["All Btype_RETRO_CAN_Lamp_from_Inc/Hal_to_LEDScrew","Residential Care_RETRO_CAN_Lamp_from_Inc/Hal_to_LEDScrew","No",8.2456140350877192,null,4.2109329596379963,null,-5.4536469793923771E-2,null,0.16673033582985503,null,0,-2.7474399370220302,"C-Hos-Lgt-LPD Int-All-All-C",4.6776701625652359,null,7.0868237329421908E-4,6.3897019047786817E-4,null,null,6.7247328264674502E-4,6.1000565092030892E-4,null,null,-5.5081833520563762E-2,null,"n/a","n/a",null,null,"n/a","n/a",null,null,5.7500672589495365E-2,2.5137310005307001E-2,0,0.25434071969125405," (na) "," (na) "," (na) "," (na) ",0,0,0,0,0,0,0,-2.7474399370220302,5.7500672589495365E-2,2.5137310005307001E-2,0,-2.493099217330776,-2.4104612347359735,0.32188163349286575,3.033182454026578E-2,0,0,0.35221345803313153,5.7500672589495365E-2,6.1253797942091621,0.32188163349286575,6.4012058529115373E-2,0,0,0.38589369202198109,2.5137310005307001E-2,15.351431475385036,0.32188163349286575,9.4343883069381157E-2,0,0,0.41622551656224688,8.2637982594802373E-2,-0.18008562382655199,5.0367337572012065,0.88460042148942186,0.38671678128974013,0,-38.354275161446544,-37.082957958667379,0.32188163349286575,-0.35958866439298492,9.4343883069381157E-2,0,0,0,0,0,0,0,0,0.33697870228605642,null,0,-2.7474399370220302,5.6636852169262009E-2,-2.4104612347359735,4.5417939526328759,-33.002385770724068,4.3502332511856659E-2,-6.4445745219059566E-3,3.7057757989950701E-2,2.1751166255928349E-3,-3.2222872609529796E-4,1.8528878994975369E-3,null,-5.4536469793923771E-2,"C-Hea-HVAC-ER-All-All-C",null,null,-0.35958866439298492,0,0,-0.35958866439298492,0,9999,0,null,65.001859814491354,65.001859814491354]
["All Btype_NEW_DISP_Fixture_from_CFL_to_LEDPanel","Residential Care_NEW_DISP_Fixture_from_CFL_to_LEDPanel","No",5.6140350877192979,null,0.48577003411628705,null,-6.2912858139289119E-3,null,-4.4697197207672602E-2,null,0,-1.3889409423475199,"C-Hos-Lgt-LPD Int-All-All-C",0.53961248403474804,null,8.1753061364895006E-5,7.3711116800683559E-5,null,null,7.7576008116188024E-5,7.0369789473960289E-5,null,null,-6.3541985600198561E-3,null,"n/a","n/a",null,null,"n/a","n/a",null,null,-1.5414824719895267E-2,-6.7388294816618528E-3,0,-0.10480586132856468," (na) "," (na) "," (na) "," (na) ",0,0,0,0,0,0,0,-1.3889409423475199,-1.5414824719895267E-2,-6.7388294816618528E-3,0,-1.4937468036760846,-1.5159004578776416,3.7132021236613924E-2,3.4990562858547183E-3,0,0,4.0631077522468639E-2,-1.5414824719895267E-2,9999,3.7132021236613924E-2,7.3843825474284707E-3,0,0,4.4516403784042397E-2,-6.7388294816618528E-3,9999,3.7132021236613924E-2,1.0883438833283189E-2,0,0,4.8015460069897112E-2,-2.215365420155712E-2,-4.4057885515894588,9999,-2.0557032122666308,-0.89868251271711308,0,-199.20434766064616,-202.15873338562992,3.7132021236613924E-2,-4.148187573734894E-2,1.0883438833283189E-2,0,0,0,0,0,0,0,0,-0.1269595155301218,null,0,-1.3889409423475199,6.5335843325481716E-3,-1.5159004578776416,37.701186124026677,-198.07816119768663,5.0183961015231541E-3,-7.4344123152232319E-4,4.274954870000831E-3,2.5091980507615792E-4,-3.7172061576116157E-5,2.1374774350004178E-4,null,-6.2912858139289119E-3,"C-Hea-HVAC-ER-All-All-C",null,null,-4.148187573734894E-2,0,0,-4.148187573734894E-2,0,9999,0,null,7.498565273388266,7.498565273388266]
["All Btype_NR_DISP_Lamp_from_Inc/Hal_to_LEDScrew","Residential Care_NR_DISP_Lamp_from_Inc/Hal_to_LEDScrew","No",5.6140350877192979,null,1.9803706081628014E-2,null,-2.5648098150232669E-4,null,3.0569445202153009E-4,null,0,-1.5303855113696132E-2,"C-Hos-Lgt-LPD Int-All-All-C",2.1998736606390117E-2,null,3.332880755991854E-6,3.005029519214526E-6,null,null,3.16259208230866E-6,2.8688114331785743E-6,null,null,-2.5904578674940148E-4,null,"n/a","n/a",null,null,"n/a","n/a",null,null,1.0542554545114592E-4,4.6088410780923271E-5,0,7.1679148467905258E-4," (na) "," (na) "," (na) "," (na) ",0,0,0,0,0,0,0,-1.5303855113696132E-2,1.0542554545114592E-4,4.6088410780923271E-5,0,-1.4587063629017079E-2,-1.4435549672785011E-2,1.5137855016611377E-3,1.4264832612452102E-4,0,0,1.6564338277856587E-3,1.0542554545114592E-4,15.711882928348217,1.5137855016611377E-3,3.0104397408871352E-4,0,0,1.8148294757498512E-3,4.6088410780923271E-5,39.377132884370099,1.5137855016611377E-3,4.4369230021323457E-4,0,0,1.957477801874372E-3,1.5151395623206921E-4,-0.95577154285399168,12.919455412253669,0.34486723026454313,0.15076405348717839,0,-47.717089913117405,-47.221458629365685,1.5137855016611377E-3,-1.6911188774983586E-3,4.4369230021323457E-4,0,0,0,0,0,0,0,0,8.6830544091112184E-4,null,0,-1.5303855113696132E-2,2.6635892437601384E-4,-1.4435549672785011E-2,6.7442247818827195,-43.140886441422367,2.0458825043942811E-4,-3.0308357049679992E-5,1.7427989338974812E-4,1.0229412521971404E-5,-1.5154178524839985E-6,8.7139946694874064E-6,null,-2.5648098150232669E-4,"C-Hea-HVAC-ER-All-All-C",null,null,-1.6911188774983586E-3,0,0,-1.6911188774983586E-3,0,9999,0,null,0.30569893628419076,0.30569893628419076]
["All Btype_RETRO_DISP_Lamp_from_CFL_to_LEDScrew","Residential Care_RETRO_DISP_Lamp_from_CFL_to_LEDScrew","No",5.6140350877192979,null,7.5720763278247843E-3,null,-9.8067177959822546E-5,null,2.351250333247611E-3,null,0,-1.3546820747855414E-2,"C-Hos-Lgt-LPD Int-All-All-C",8.4113605813324263E-3,null,1.2743487189663457E-6,1.1489926578928719E-6,null,null,1.2092377326904276E-6,1.0969087832664296E-6,null,null,-9.9047847992835851E-5,null,"n/a","n/a",null,null,"n/a","n/a",null,null,8.1088108480738687E-4,3.5448923096539041E-4,0,5.5132051173175109E-3," (na) "," (na) "," (na) "," (na) ",0,0,0,0,0,0,0,-1.3546820747855414E-2,8.1088108480738687E-4,3.5448923096539041E-4,0,-8.033615630537904E-3,-6.8682453147651257E-3,5.7880577076259887E-4,5.4542518910304876E-5,0,0,6.3334828967290377E-4,8.1088108480738687E-4,0.7810618616456525,5.7880577076259887E-4,1.1510612914752219E-4,0,0,6.939118999101211E-4,3.5448923096539041E-4,1.9574978286938971,5.7880577076259887E-4,1.6964864805782707E-4,0,0,7.48454418820426E-4,1.1653703157727773E-3,8.5187430585442705,0.64224599570662044,6.937367977900899,3.0327779072490859,0,-68.730358700247848,-58.760212815097859,5.7880577076259887E-4,-6.4661034490521197E-4,1.6964864805782707E-4,0,0,0,0,0,0,0,0,6.6785754330902884E-3,null,0,-1.3546820747855414E-2,1.0184407391521403E-4,-6.8682453147651257E-3,1.9515239066861825,-54.679640627154548,7.8225653406391551E-5,-1.1588598215161802E-5,6.6637055191229753E-5,3.9112826703195781E-6,-5.7942991075808971E-7,3.3318527595614885E-6,null,-9.8067177959822546E-5,"C-Hea-HVAC-ER-All-All-C",null,null,-6.4661034490521197E-4,0,0,-6.4661034490521197E-4,0,9999,0,null,0.11688598433735417,0.11688598433735417]
["All Btype_NR_OTHER_Lamp_from_CFL_to_LEDScrew","Residential Care_NR_OTHER_Lamp_from_CFL_to_LEDScrew","No",3.5087719298245612,null,3.1480773472584951,null,-4.0771255872109148E-2,null,-0.48905961058468483,null,0,-4.3206346817418764,"C-Hos-Lgt-LPD Int-All-All-C",3.4970082919545007,null,5.2980822709671263E-4,4.7769166631181625E-4,null,null,5.02738449656717E-4,4.5603788751055893E-4,null,null,-4.1178967704690643E-2,null,"n/a","n/a",null,null,"n/a","n/a",null,null,-0.16866310743638907,-7.3733690879669078E-2,0,-1.9023327439390025," (na) "," (na) "," (na) "," (na) ",0,0,0,0,0,0,0,-4.3206346817418764,-0.16866310743638907,-7.3733690879669078E-2,0,-6.2229674256808787,-6.4653642239969367,0.24063747597267932,2.2675955815843443E-2,0,0,0.26331343178852273,-0.16866310743638907,9999,0.24063747597267932,4.7855169706671558E-2,0,0,0.28849264567935085,-7.3733690879669078E-2,9999,0.24063747597267932,7.0531125522515004E-2,0,0,0.31116860149519426,-0.24239679831605815,-6.4394899389231703,9999,-3.4707812907243865,-1.5173058215930713,0,-128.05739940482445,-133.04548651714191,0.24063747597267932,-0.26882710780648689,7.0531125522515004E-2,0,0,0,0,0,0,0,0,-2.1447295422550607,null,0,-4.3206346817418764,4.2341493688707432E-2,-6.4653642239969376,25.20777343023817,-128.96491432919859,3.2522177115176895E-2,-4.8179392214488031E-3,2.7704237893728091E-2,1.6261088557588429E-3,-2.4089696107244029E-4,1.3852118946864026E-3,null,-4.0771255872109148E-2,"C-Hea-HVAC-ER-All-All-C",null,null,-0.26882710780648689,0,0,-0.26882710780648689,0,9999,0,null,48.595141355388435,48.595141355388435]
["All Btype_NR_OTHER_Lamp_from_Inc/Hal_to_LEDScrew","Residential Care_NR_OTHER_Lamp_from_Inc/Hal_to_LEDScrew","No",3.5087719298245612,null,11.730872018644678,null,-0.15192840960265486,null,-6.0082326124003625E-2,null,0,-25.180590587098248,"C-Hos-Lgt-LPD Int-All-All-C",13.031114612473655,null,1.974256608373681E-3,1.7800514992927527E-3,null,null,1.8733848508870603E-3,1.6993617068202767E-3,null,null,-0.15344769099282329,null,"n/a","n/a",null,null,"n/a","n/a",null,null,-2.0720729348240173E-2,-9.0583879058474016E-3,0,-0.23370684031966779," (na) "," (na) "," (na) "," (na) ",0,0,0,0,0,0,0,-25.180590587098248,-2.0720729348240173E-2,-9.0583879058474016E-3,0,-25.414297427417914,-25.444076544672004,0.89670205720437501,8.4498792829138941E-2,0,0,0.98120085003351398,-2.0720729348240173E-2,9999,0.89670205720437501,0.1783256284183635,0,0,1.0750276856227385,-9.0583879058474016E-3,9999,0.89670205720437501,0.26282442124750244,0,0,1.1595264784518775,-2.9779117254087575E-2,-1.6158528984493201,9999,-0.11442667695269799,-5.0023394890907145E-2,0,-140.34610234190035,-140.51055241374397,0.89670205720437501,-1.0017467962045439,0.26282442124750244,0,0,0,0,0,0,0,0,-0.26348595757375537,null,0,-25.180590587098248,0.15777968224733363,-25.444076544672004,26.55721298427968,-136.42998022580065,0.12118936589600532,-1.7953379846160352E-2,0.10323598604984496,6.0594682948002503E-3,-8.9766899230801604E-4,5.1617993024922343E-3,null,-0.15192840960265486,"C-Hea-HVAC-ER-All-All-C",null,null,-1.0017467962045439,0,0,-1.0017467962045439,0,9999,0,null,181.0830297624195,181.0830297624195]
["All Btype_NEW_LINEAR_Fixture_from_LFTube_to_LEDPanel_CONTR","Assembly_NEW_LINEAR_Fixture_from_LFTube_to_LEDPanel_CONTR","No",20,null,46.348607414888171,null,-0.31568667561662367,null,19.346009271819248,null,0,-2.074482904496088,"C-Oth-Lgt-LPD Int-All-All-C",51.583364402942976,null,9.0745288613476253E-3,7.5154738015757484E-3,null,null,8.6108510833664172E-3,7.1748096175667719E-3,null,null,-0.31884353649148622,null,"n/a","n/a",null,null,"n/a","n/a",null,null,6.6719025036176447,2.9167255617329899,0,9.9004589249564567," (na) "," (na) "," (na) "," (na) ",0,0,0,0,0,0,0,-2.074482904496088,6.6719025036176447,2.9167255617329899,0,7.8259760204603683,17.414604085811003,3.5386930295921681,0.38839263904437693,0,0,3.9270856686365452,6.6719025036176447,0.58860057779729202,3.5386930295921681,0.81965829387975264,0,0,4.3583513234719211,2.9167255617329899,1.4942617093129531,3.5386930295921681,1.2080509329241296,0,0,4.7467439625162982,9.5886280653506351,11.691441887535609,0.49503890756479352,9.3077313373242312,4.0690189790088365,0,10.917737813358402,24.294488129691469,3.5386930295921681,-2.1049719707159724,1.2080509329241296,0,0,0,0,0,0,0,0,19.489086990307094,null,0,-2.074482904496088,2.6417719918003257,17.414604085811007,0.31588442355022706,25.545750426470224,0.47972528894737032,-3.7304693769503863E-2,0.44242059517786647,2.3986264447368486E-2,-1.8652346884751945E-3,2.2121029758893292E-2,null,-0.31568667561662367,"C-All-HVAC-ER-All-All-C",null,null,-2.1049719707159724,0,0,-2.1049719707159724,0,9999,0,null,716.81296567544359,716.81296567544359]
["All Btype_NR_LINEAR_Fixture_from_LFTube_to_LEDPanel","Assembly_NR_LINEAR_Fixture_from_LFTube_to_LEDPanel","No",20,null,13.131128941207276,null,-8.9437907064525812E-2,null,3.0285942354644777,null,0,-0.82032891261020568,"C-Oth-Lgt-LPD Int-All-All-C",14.614199799641597,null,2.5709253245176497E-3,2.1292259044455365E-3,null,null,2.439559723058652E-3,2.0327115629070656E-3,null,null,-9.0332284468925605E-2,null,"n/a","n/a",null,null,"n/a","n/a",null,null,1.0444782269112005,0.45660984126395682,0,1.5499048102004918," (na) "," (na) "," (na) "," (na) ",0,0,0,0,0,0,0,-0.82032891261020568,1.0444782269112005,0.45660984126395682,0,0.72957589759028607,2.2306639657654435,1.0025551369640497,0.11003639823424877,0,0,1.1125915351982985,1.0444782269112005,1.0652127603353945,1.0025551369640497,0.23221924767490801,0,0,1.2347743846389578,0.45660984126395682,2.7042220141837898,1.0025551369640497,0.3422556459091568,0,0,1.3448107828732065,1.5010880681751573,5.7062317953026245,0.89589066183709398,5.1431378285461218,2.2484023955539607,0,3.5925204575960072,10.984060681696091,1.0025551369640497,-0.59636437655341168,0.3422556459091568,0,0,0,0,0,0,0,0,3.050992878375649,null,0,-0.82032891261020568,0.74844640631979487,2.2306639657654435,0.59361876124348101,12.235322978474839,0.13591205813666676,-1.0568877282864285E-2,0.12534318085380247,6.7956029068333441E-3,-5.2844386414321485E-4,6.2671590426901288E-3,null,-8.9437907064525812E-2,"C-All-HVAC-ER-All-All-C",null,null,-0.59636437655341168,0,0,-0.59636437655341168,0,9999,0,null,203.08190480799476,203.08190480799476]
["All Btype_NR_LINEAR_Lamp_from_LFTube_to_LEDTube_RDX","Assembly_NR_LINEAR_Lamp_from_LFTube_to_LEDTube_RDX","No",18.888888888888889,null,0.7343919553919005,null,-5.0020435980302948E-3,null,0.16465119842273923,null,0,-4.0134259821480903E-2,"C-Oth-Lgt-LPD Int-All-All-C",0.81733648457799402,null,1.4378557127057534E-4,1.1908240201113129E-4,null,null,1.3643861417658484E-4,1.1368459072444364E-4,null,null,-5.0520639408215603E-3,null,"n/a","n/a",null,null,"n/a","n/a",null,null,5.6783635712432168E-2,2.4823846223889116E-2,0,9.0985811222165286E-2," (na) "," (na) "," (na) "," (na) ",0,0,0,0,0,0,0,-4.0134259821480903E-2,5.6783635712432168E-2,2.4823846223889116E-2,0,5.0851551400684383E-2,0.13245903333700565,5.6070459038195256E-2,6.1540668761495051E-3,0,0,6.2224525914344762E-2,5.6783635712432168E-2,1.0958179259508276,5.6070459038195256E-2,1.2987455088071984E-2,0,0,6.9057914126267245E-2,2.4823846223889116E-2,2.7819183821647138,5.6070459038195256E-2,1.9141521964221489E-2,0,0,7.5211981002416745E-2,8.160748193632128E-2,5.4997930180619354,0.92163094875424567,4.9994948187924075,2.1856066280669886,0,4.4772065854109444,11.662308032270339,5.6070459038195256E-2,-3.3353202347190199E-2,1.9141521964221489E-2,0,0,0,0,0,0,0,0,0.17259329315848657,null,0,-4.0134259821480903E-2,4.1858778655226546E-2,0.13245903333700565,0.56007867742871209,12.91357032904909,7.6012293065753416E-3,-5.9109148107612313E-4,7.0101378254992189E-3,3.8006146532876739E-4,-2.9554574053806123E-5,3.5050689127496127E-4,null,-5.0020435980302948E-3,"C-All-HVAC-ER-All-All-C",null,null,-3.3353202347190199E-2,0,0,-3.3353202347190199E-2,0,9999,0,null,11.357874699457705,11.357874699457705]
["All Btype_NR_LINEAR_Fixture_from_LEDTube_to_LEDPanel_CONTR","Assembly_NR_LINEAR_Fixture_from_LEDTube_to_LEDPanel_CONTR","No",20,null,3.529049246201903,null,-2.4036834907427355E-2,null,1.6036093014731332,null,0,-9.4773680631047283E-2,"C-Oth-Lgt-LPD Int-All-All-C",3.9276311288759183,null,6.9094760390771325E-4,5.7223892223742313E-4,null,null,6.5564251484176786E-4,5.4630026412363724E-4,null,null,-2.4277202808690758E-2,null,"n/a","n/a",null,null,"n/a","n/a",null,null,0.5530404107118998,0.24177018499896707,0,0.82065855535589172," (na) "," (na) "," (na) "," (na) ",0,0,0,0,0,0,0,-9.4773680631047283E-2,0.5530404107118998,0.24177018499896707,0,0.72588487472484442,1.5206954704357114,0.26944114753727616,2.9572770930969588E-2,0,0,0.29901391846824577,0.5530404107118998,0.54067282006271633,0.26944114753727616,6.2409954591867801E-2,0,0,0.33185110212914398,0.24177018499896707,1.3725890234586278,0.26944114753727616,9.1982725522837386E-2,0,0,0.36142387306011359,0.79481059571086687,12.877219357101689,0.45472956074127496,10.13281200726072,4.4297157786384282,0,13.299670027788412,27.862197813687565,0.26944114753727616,-0.16027557592043462,9.1982725522837386E-2,0,0,0,0,0,0,0,0,1.6154691510667587,null,0,-9.4773680631047283E-2,0.20114829713967897,1.5206954704357114,0.25690491812140459,29.113460110466313,3.6526969498546009E-2,-2.8404327286168179E-3,3.3686536769929193E-2,1.8263484749273026E-3,-1.4202163643084093E-4,1.6843268384964616E-3,null,-2.4036834907427355E-2,"C-All-HVAC-ER-All-All-C",null,null,-0.16027557592043462,0,0,-0.16027557592043462,0,9999,0,null,54.579164235516828,54.579164235516828]
["All Btype_RETRO_LINEAR_Fixture_from_LFTube_to_LEDPanel_CONTR","Assembly_RETRO_LINEAR_Fixture_from_LFTube_to_LEDPanel_CONTR","No",20,null,5.4981345720447079,null,-3.7448543159121564E-2,null,6.361211383463953,null,0,-0.24945674535515028,"C-Oth-Lgt-LPD Int-All-All-C",6.1191111229611339,null,1.0764720590411133E-3,8.9152810922355061E-4,null,null,1.021467972325264E-3,8.5111659241591728E-4,null,null,-3.7823027893039193E-2,null,"n/a","n/a",null,null,"n/a","n/a",null,null,2.1938055316244109,0.95905608154355171,0,3.2553955252512878," (na) "," (na) "," (na) "," (na) ",0,0,0,0,0,0,0,-0.24945674535515028,2.1938055316244109,0.95905608154355171,0,3.0059387798961374,6.1588003930641007,0.41977982880246295,4.6073336727084135E-2,0,0,0.46585316552954709,2.1938055316244109,0.2123493440116383,0.41977982880246295,9.7232513643890697E-2,0,0,0.51701234244635363,0.95905608154355171,0.53908457742559612,0.41977982880246295,0.14330585037097482,0,0,0.56308567917343777,3.1528616131679628,35.393039996956212,0.17859511398207392,25.799637237545415,11.278711188208259,0,35.350503479753051,72.428851905506733,0.41977982880246295,-0.24970370871727485,0.14330585037097482,0,0,0,0,0,0,0,0,6.4082571384192502,null,0,-0.24945674535515028,0.31338197045616289,6.1588003930640998,0.12204073336929409,73.68011420228548,5.6907733443538562E-2,-4.4252942634855812E-3,5.2482439180052978E-2,2.8453866721769275E-3,-2.2126471317427933E-4,2.6241219590026482E-3,null,-3.7448543159121564E-2,"C-All-HVAC-ER-All-All-C",null,null,-0.24970370871727485,0,0,-0.24970370871727485,0,9999,0,null,85.032417759418465,85.032417759418465]
["All Btype_RETRO_LINEAR_Lamp_from_LFTube_to_LEDTube_RDX","Assembly_RETRO_LINEAR_Lamp_from_LFTube_to_LEDTube_RDX","No",18.888888888888889,null,6.6095275985271034,null,-4.5018392382272648E-2,null,2.3849451939031967,null,0,-0.36120833839332805,"C-Oth-Lgt-LPD Int-All-All-C",7.356028361201945,null,1.2940701414351778E-3,1.0717416181001815E-3,null,null,1.2279475275892636E-3,1.0231613165199926E-3,null,null,-4.5468575467394037E-2,null,"n/a","n/a",null,null,"n/a","n/a",null,null,0.82250150853449233,0.35956927925815835,0,1.3179143259592472," (na) "," (na) "," (na) "," (na) ",0,0,0,0,0,0,0,-0.36120833839332805,0.82250150853449233,0.35956927925815835,0,0.95670598756591918,2.1387767753585698,0.50463413134375723,5.5386601885345547E-2,0,0,0.56002073322910273,0.82250150853449233,0.68087502262084632,0.50463413134375723,0.11688709579264789,0,0,0.62152122713640512,0.35956927925815835,1.7285159300001665,0.50463413134375723,0.17227369767799344,0,0,0.67690782902175062,1.1820707877926506,9.8785802492400645,0.57264576369895737,8.0463166676945228,3.5175720103430015,0,9.3592039090004686,20.923092587037992,0.50463413134375723,-0.30017882112471184,0.17227369767799344,0,0,0,0,0,0,0,0,2.4999851137518978,null,0,-0.36120833839332805,0.37672900789703878,2.1387767753585698,0.37073406827547895,22.174354883816743,6.841106375917809E-2,-5.3198233296851121E-3,6.3091240429492976E-2,3.4205531879589043E-3,-2.6599116648425513E-4,3.154562021474649E-3,null,-4.5018392382272648E-2,"C-All-HVAC-ER-All-All-C",null,null,-0.30017882112471184,0,0,-0.30017882112471184,0,9999,0,null,102.22087229511939,102.22087229511939]
["All Btype_NR_HIGHBAY_Fixture_from_LFTube_to_LEDPanel","Assembly_NR_HIGHBAY_Fixture_from_LFTube_to_LEDPanel","No",20.37037037037037,null,0.56785028119152681,null,-3.8677055798603129E-3,null,0.46657882360691716,null,0,-9.7868150748757113E-2,"C-Oth-Lgt-LPD Int-All-All-C",0.63198507171559726,null,1.1117861038348326E-4,9.2077500264689204E-5,null,null,1.0549775886939192E-4,8.7903777180632948E-5,null,null,-3.9063825636028145E-3,null,"n/a","n/a",null,null,"n/a","n/a",null,null,0.15893216400462262,6.9479658175830628E-2,0,0.23583998128405267," (na) "," (na) "," (na) "," (na) ",0,0,0,0,0,0,0,-9.7868150748757113E-2,0.15893216400462262,6.9479658175830628E-2,0,0.13797183053529555,0.3663836527157488,4.3355085384052569E-2,4.7584788755319464E-3,0,0,4.8113564259584518E-2,0.15893216400462262,0.30273019033570264,4.3355085384052569E-2,1.0042226047790041E-2,0,0,5.3397311431842606E-2,6.9479658175830628E-2,0.76853157936832706,4.3355085384052569E-2,1.4800704923321986E-2,0,0,5.8155790307374555E-2,0.22841182218045325,24.323207459600152,0.2546093707068694,18.097091793374702,7.911424095022908,0,15.710406372020197,41.718922260417806,4.3355085384052569E-2,-2.5789532677251221E-2,1.4800704923321986E-2,0,0,0,0,0,0,0,0,0.4642518034645059,null,0,-9.7868150748757113E-2,3.2366257630123338E-2,0.3663836527157488,0.3183893470794833,42.970184557196553,5.8774611669550588E-3,-4.5704675994152834E-4,5.4204144070135307E-3,2.9387305834775268E-4,-2.2852337997076464E-5,2.7102072035067621E-4,null,-3.8677055798603129E-3,"C-All-HVAC-ER-All-All-C",null,null,-2.5789532677251221E-2,0,0,-2.5789532677251221E-2,0,9999,0,null,8.7821936153745579,8.7821936153745579]
["All Btype_NR_HIGHBAY_Fixture_from_LFTube_to_LEDPanel_CONTR","Assembly_NR_HIGHBAY_Fixture_from_LFTube_to_LEDPanel_CONTR","No",20.37037037037037,null,2.8451638482555914,null,-1.9378798348791224E-2,null,1.6885828417745574,null,0,-0.30905731815396986,"C-Oth-Lgt-LPD Int-All-All-C",3.1665055706399552,null,5.5705064070522164E-4,4.6134620985153341E-4,null,null,5.2858723425715964E-4,4.4043413773550065E-4,null,null,-1.9572585971248384E-2,null,"n/a","n/a",null,null,"n/a","n/a",null,null,0.57518711001423806,0.25145195776589813,0,0.85352211813236722," (na) "," (na) "," (na) "," (na) ",0,0,0,0,0,0,0,-0.30905731815396986,0.57518711001423806,0.25145195776589813,0,0.54446479997839736,1.3711038677585337,0.21722683893703301,2.384193953544075E-2,0,0,0.24106877847247377,0.57518711001423806,0.41911366627549496,0.21722683893703301,5.0315689634299998E-2,0,0,0.26754252857133298,0.25145195776589813,1.0639906364157847,0.21722683893703301,7.4157629169740752E-2,0,0,0.29138446810677371,0.82663906778013618,17.100914972632367,0.352492979661922,13.071718924884239,5.7145044765455877,0,12.3735228170095,31.159746218439331,0.21722683893703301,-0.1292161833269799,7.4157629169740752E-2,0,0,0,0,0,0,0,0,1.6801611859125034,null,0,-0.30905731815396986,0.16216828477979386,1.3711038677585337,0.33184994820241454,32.411008515218086,2.9448501806951542E-2,-2.2899925586360626E-3,2.715850924831548E-2,1.4724250903475795E-3,-1.1449962793180305E-4,1.3579254624157765E-3,null,-1.9378798348791224E-2,"C-All-HVAC-ER-All-All-C",null,null,-0.1292161833269799,0,0,-0.1292161833269799,0,9999,0,null,44.002408047442913,44.002408047442913]
["All Btype_RETRO_HIGHBAY_Fixture_from_LFTube_to_LEDPanel","Assembly_RETRO_HIGHBAY_Fixture_from_LFTube_to_LEDPanel","No",20.37037037037037,null,6.3094475687947418E-2,null,-4.2974506442892366E-4,null,9.6025951945398688E-2,null,0,-1.0874238972084123E-2,"C-Oth-Lgt-LPD Int-All-All-C",7.022056352395524E-2,null,1.2353178931498138E-5,1.0230833362743244E-5,null,null,1.1721973207710212E-5,9.7670863534036603E-6,null,null,-4.3404250706697943E-4,null,"n/a","n/a",null,null,"n/a","n/a",null,null,3.2709612119352638E-2,1.429951377903926E-2,0,4.8537905202199201E-2," (na) "," (na) "," (na) "," (na) ",0,0,0,0,0,0,0,-1.0874238972084123E-2,3.2709612119352638E-2,1.429951377903926E-2,0,3.7663666230115078E-2,8.467279212850698E-2,4.8172317093391733E-3,5.2871987505910501E-4,0,0,5.3459515843982779E-3,3.2709612119352638E-2,0.1634367159381675,4.8172317093391733E-3,1.1158028941988933E-3,0,0,5.933034603538067E-3,1.429951377903926E-2,0.41491163232661255,4.8172317093391733E-3,1.6445227692579983E-3,0,0,6.4617544785971724E-3,4.7009125898391901E-2,46.489686522903185,0.13745744799773479,33.520840232764343,14.654154718936297,0,38.597759388680757,86.772754340381411,4.8172317093391733E-3,-2.8655036308056934E-3,1.6445227692579983E-3,0,0,0,0,0,0,0,0,9.5547031100591095E-2,null,0,-1.0874238972084123E-2,3.5962508477914773E-3,8.467279212850698E-2,0.17615635546830957,88.024016637160159,6.5305124077278374E-4,-5.0782973326836395E-5,6.0226826744594732E-4,3.2652562038639193E-5,-2.5391486663418296E-6,3.0113413372297365E-5,null,-4.2974506442892366E-4,"C-All-HVAC-ER-All-All-C",null,null,-2.8655036308056934E-3,0,0,-2.8655036308056934E-3,0,9999,0,null,0.97579929059717352,0.97579929059717352]
["All Btype_RETRO_HIGHBAY_Fixture_from_LFTube_to_LEDPanel_CONTR","Assembly_RETRO_HIGHBAY_Fixture_from_LFTube_to_LEDPanel_CONTR","No",20.37037037037037,null,0.31612931647284348,null,-2.153199816532358E-3,null,0.32714829606910439,null,0,-3.4339702017107766E-2,"C-Oth-Lgt-LPD Int-All-All-C",0.35183395229332837,null,6.1894515633913511E-5,5.1260689983503709E-5,null,null,5.8731914917462183E-5,4.8937126415055625E-5,null,null,-2.1747317745831533E-3,null,"n/a","n/a",null,null,"n/a","n/a",null,null,0.11143751926575199,4.8716638290546344E-2,0,0.16536251565297885," (na) "," (na) "," (na) "," (na) ",0,0,0,0,0,0,0,-3.4339702017107766E-2,0.11143751926575199,4.8716638290546344E-2,0,0.13102281363587109,0.2911769711921694,2.4136315437448121E-2,2.6491043928267492E-3,0,0,2.6785419830274871E-2,0.11143751926575199,0.24036267144818627,2.4136315437448121E-2,5.5906321815888888E-3,0,0,2.9726947619037009E-2,4.8716638290546344E-2,0.61020112762595202,2.4136315437448121E-2,8.2397365744156376E-3,0,0,3.2376052011863755E-2,0.16015415755629833,31.07170378863837,0.20215555128803156,22.792790619786327,9.9642215976494999,0,26.798654324814066,59.555666542249881,2.4136315437448121E-2,-1.4357353702997762E-2,8.2397365744156376E-3,0,0,0,0,0,0,0,0,0.32551667320927719,null,0,-3.4339702017107766E-2,1.8018698308866002E-2,0.2911769711921694,0.19629553524603854,60.806928839028636,3.2720557563279571E-3,-2.5444361762622916E-4,3.0176121387017279E-3,1.636027878163977E-4,-1.2722180881311448E-5,1.5088060693508625E-4,null,-2.153199816532358E-3,"C-All-HVAC-ER-All-All-C",null,null,-1.4357353702997762E-2,0,0,-1.4357353702997762E-2,0,9999,0,null,4.8891564497158821,4.8891564497158821]
["All Btype_NEW_CAN_Fixture_from_CFL_to_LEDPanel","Assembly_NEW_CAN_Fixture_from_CFL_to_LEDPanel","No",17.407407407407408,null,3.9771620264162633,null,-2.708899206548154E-2,null,0.49142416339542749,null,0,-2.2356376422417448,"C-Oth-Lgt-LPD Int-All-All-C",4.4263551709706146,null,7.7868297685632353E-4,6.4490086501610715E-4,null,null,7.3889490653584252E-4,6.1566855940932929E-4,null,null,-2.7359881481463205E-2,null,"n/a","n/a",null,null,"n/a","n/a",null,null,0.16947857617706164,7.4090185675482437E-2,0,0.30247407138495874," (na) "," (na) "," (na) "," (na) ",0,0,0,0,0,0,0,-2.2356376422417448,0.16947857617706164,7.4090185675482437E-2,0,-1.933163570856786,-1.6895948090042419,0.30365433451873336,3.3327872000976318E-2,0,0,0.33698220651970967,0.16947857617706164,1.9883469292758851,0.30365433451873336,7.0334666409168939E-2,0,0,0.37398900092790233,7.4090185675482437E-2,5.0477535927091211,0.30365433451873336,0.10366253841014525,0,0,0.40731687292887864,0.24356876185254406,2.2745452814960156,1.6722869953884616,2.7553220026477838,1.2045317076456912,0,-31.428681085531704,-27.468827375238227,0.30365433451873336,-0.18062710091075926,0.10366253841014525,0,0,0,0,0,0,0,0,0.5460428332375028,null,0,-2.2356376422417448,0.22668977201811938,-1.6895948090042419,3.6370770152592868,-26.217565078459479,4.1165103090026765E-2,-3.2011061333311985E-3,3.796399695669557E-2,2.0582551545013359E-3,-1.6005530666655975E-4,1.8981998478347761E-3,null,-2.708899206548154E-2,"C-All-HVAC-ER-All-All-C",null,null,-0.18062710091075926,0,0,-0.18062710091075926,0,9999,0,null,61.50953536980348,61.50953536980348]
["All Btype_NR_CAN_Lamp_from_CFL_to_LEDScrew","Assembly_NR_CAN_Lamp_from_CFL_to_LEDScrew","No",17.407407407407408,null,0.48651698618253419,null,-3.3137334337611105E-3,null,2.7559478757116381E-3,null,0,-0.26579803542959929,"C-Oth-Lgt-LPD Int-All-All-C",0.5414657394520509,null,9.5254478589384885E-5,7.888922381089512E-5,null,null,9.0387296430406602E-5,7.531330381354175E-5,null,null,-3.3468707063632284E-3,null,"n/a","n/a",null,null,"n/a","n/a",null,null,9.504500526930173E-4,4.1550396792175025E-4,0,1.6962999310647729E-3," (na) "," (na) "," (na) "," (na) ",0,0,0,0,0,0,0,-0.26579803542959929,9.504500526930173E-4,4.1550396792175025E-4,0,-0.2641017354985345,-0.26273578147791976,3.7145328928033718E-2,4.0769211146277776E-3,0,0,4.1222250042661494E-2,9.504500526930173E-4,43.371295446680072,3.7145328928033718E-2,8.6038762560490447E-3,0,0,4.5749205184082764E-2,4.1550396792175025E-4,110.10533885611046,3.7145328928033718E-2,1.2680797370676823E-2,0,0,4.9826126298710541E-2,1.3659540206147677E-3,-1.503769858548311,36.477162149488429,0.12631709490592063,5.522147534322918E-2,0,-35.099754998447821,-34.918216428198676,3.7145328928033718E-2,-2.2095693405072614E-2,1.2680797370676823E-2,0,0,0,0,0,0,0,0,3.0622539516795408E-3,null,0,-0.26579803542959929,2.7730432893637927E-2,-0.26273578147791976,12.545704037479801,-33.666954131419921,5.0356313769040744E-3,-3.9158387264449863E-4,4.644047504259576E-3,2.5178156884520371E-4,-1.9579193632224885E-5,2.3220237521297883E-4,null,-3.3137334337611105E-3,"C-All-HVAC-ER-All-All-C",null,null,-2.2095693405072614E-2,0,0,-2.2095693405072614E-2,0,9999,0,null,7.5243184891237442,7.5243184891237442]
["All Btype_RETRO_CAN_Lamp_from_Inc/Hal_to_LEDScrew","Assembly_RETRO_CAN_Lamp_from_Inc/Hal_to_LEDScrew","No",17.407407407407408,null,2.6433474863461757,null,-1.8004199629871362E-2,null,0.20289219813264595,null,0,-1.5401377345271574,"C-Oth-Lgt-LPD Int-All-All-C",2.9418954362801131,null,5.1753729816947825E-4,4.2862148163947642E-4,null,null,4.9109289007907462E-4,4.0919276814162405E-4,null,null,-1.8184241290748363E-2,null,"n/a","n/a",null,null,"n/a","n/a",null,null,6.9971896822025634E-2,3.0589298922321529E-2,0,0.12488117962576391," (na) "," (na) "," (na) "," (na) ",0,0,0,0,0,0,0,-1.5401377345271574,6.9971896822025634E-2,3.0589298922321529E-2,0,-1.4152565549013936,-1.3146953591570463,0.20181826049251461,2.2150756266379804E-2,0,0,0.22396901675889441,6.9971896822025634E-2,3.2008424371939252,0.20181826049251461,4.6746640549417372E-2,0,0,0.24856490104193199,3.0589298922321529E-2,8.1258776696104658,0.20181826049251461,6.8897396815797179E-2,0,0,0.27071565730831182,0.10056119574434716,0.77453241614780122,2.6920489091691171,1.7115919170122791,0.74824892793298259,0,-34.618779679921012,-32.158938834975743,0.20181826049251461,-0.120050475687731,6.8897396815797179E-2,0,0,0,0,0,0,0,0,0.22544237537011108,null,0,-1.5401377345271574,0.15066518162058076,-1.3146953591570463,5.2413628423596466,-30.907676538196995,2.7359627557405071E-2,-2.1275562310175571E-3,2.5232071326387513E-2,1.3679813778702528E-3,-1.0637781155087789E-4,1.2616035663193749E-3,null,-1.8004199629871362E-2,"C-All-HVAC-ER-All-All-C",null,null,-0.120050475687731,0,0,-0.120050475687731,0,9999,0,null,40.881179752336749,40.881179752336749]
["All Btype_NEW_DISP_Fixture_from_CFL_to_LEDPanel","Assembly_NEW_DISP_Fixture_from_CFL_to_LEDPanel","No",11.851851851851851,null,0.53729885480154171,null,-3.6596156550419397E-3,null,-9.4683900903781218E-2,null,0,-1.358940814754154,"C-Oth-Lgt-LPD Int-All-All-C",0.5979830714743114,null,1.0519698944610419E-4,8.712355542273592E-5,null,null,9.9821778560562027E-5,8.3174386587921506E-5,null,null,-3.6962117434130135E-3,null,"n/a","n/a",null,null,"n/a","n/a",null,null,-3.2653853650966298E-2,-1.4275138100597115E-2,0,-9.4370153042044311E-2," (na) "," (na) "," (na) "," (na) ",0,0,0,0,0,0,0,-1.358940814754154,-3.2653853650966298E-2,-1.4275138100597115E-2,0,-1.4533109677961982,-1.5002399595477618,4.102249923658588E-2,4.5024636512565174E-3,0,0,4.5524962887842399E-2,-3.2653853650966298E-2,9999,4.102249923658588E-2,9.5019351646951546E-3,0,0,5.0524434401281036E-2,-1.4275138100597115E-2,9999,4.102249923658588E-2,1.4004398815951672E-2,0,0,5.5026898052537555E-2,-4.6928991751563412E-2,-7.3328072178057537,9999,-3.9296092259246675,-1.7178895630836259,0,-174.89342140848507,-180.54092019749339,4.102249923658588E-2,-2.4402006712541183E-2,1.4004398815951672E-2,0,0,0,0,0,0,0,0,-0.14129914479360772,null,0,-1.358940814754154,3.0624891339996373E-2,-1.5002399595477618,63.735203252812184,-179.28965790071464,5.5612425647110983E-3,-4.3245677397932346E-4,5.1287857907317746E-3,2.7806212823555481E-4,-2.1622838698966129E-5,2.5643928953658868E-4,null,-3.6596156550419397E-3,"C-All-HVAC-ER-All-All-C",null,null,-2.4402006712541183E-2,0,0,-2.4402006712541183E-2,0,9999,0,null,8.3096948764116849,8.3096948764116849]
["All Btype_NR_DISP_Lamp_from_Inc/Hal_to_LEDScrew","Assembly_NR_DISP_Lamp_from_Inc/Hal_to_LEDScrew","No",11.851851851851851,null,0.30752298111122306,null,-2.0945808946037777E-3,null,9.2022378141550371E-3,null,0,-0.21674455496286937,"C-Oth-Lgt-LPD Int-All-All-C",0.34225559044183945,null,6.0209493300224703E-5,4.986516395703983E-5,null,null,5.7132991534305285E-5,4.7604857309927686E-5,null,null,-2.1155266645273693E-3,null,"n/a","n/a",null,null,"n/a","n/a",null,null,3.1735968203313279E-3,1.3873870254362756E-3,0,9.1717449594054239E-3," (na) "," (na) "," (na) "," (na) ",0,0,0,0,0,0,0,-0.21674455496286937,3.1735968203313279E-3,1.3873870254362756E-3,0,-0.20757281000346395,-0.20301182615769633,2.3479226030599709E-2,2.5769849163195233E-3,0,0,2.6056210946919234E-2,3.1735968203313279E-3,8.210309129374199,2.3479226030599709E-2,5.4384322655069046E-3,0,0,2.8917658296106614E-2,1.3873870254362756E-3,20.843252651157819,2.3479226030599709E-2,8.0154171818264276E-3,0,0,3.1494643212426135E-2,4.5609838457676037E-3,-0.72632346962285999,6.905230160297938,0.66727524588938114,0.291709713285217,0,-43.643917509518666,-42.684932550344065,2.3479226030599709E-2,-1.3966487704702994E-2,8.0154171818264276E-3,0,0,0,0,0,0,0,0,1.3732728805173029E-2,null,0,-0.21674455496286937,1.7528155507723141E-2,-0.20301182615769633,8.9619573927943783,-41.433670253565317,3.182976991109109E-3,-2.4751661974970227E-4,2.9354603713594067E-3,1.5914884955545535E-4,-1.2375830987485111E-5,1.4677301856797024E-4,null,-2.0945808946037777E-3,"C-All-HVAC-ER-All-All-C",null,null,-1.3966487704702994E-2,0,0,-1.3966487704702994E-2,0,9999,0,null,4.7560535774129962,4.7560535774129962]
["All Btype_RETRO_DISP_Lamp_from_CFL_to_LEDScrew","Assembly_RETRO_DISP_Lamp_from_CFL_to_LEDScrew","No",11.851851851851851,null,6.6586655493607212E-3,null,-4.5353077655692428E-5,null,4.0081676686190715E-3,null,0,-1.0666091525424451E-2,"C-Oth-Lgt-LPD Int-All-All-C",7.4107161062117385E-3,null,1.3036907919335983E-6,1.0797093867722244E-6,null,null,1.2370765953384306E-6,1.0307679192183794E-6,null,null,-4.5806607587312766E-5,null,"n/a","n/a",null,null,"n/a","n/a",null,null,1.3823059592002421E-3,6.0429646913291312E-4,0,3.9948860650570236E-3," (na) "," (na) "," (na) "," (na) ",0,0,0,0,0,0,0,-1.0666091525424451E-2,1.3823059592002421E-3,6.0429646913291312E-4,0,-6.6712054603674277E-3,-4.6846030320342727E-3,5.083857893503689E-4,5.5798368699193128E-5,0,0,5.6418415804956206E-4,1.3823059592002421E-3,0.40814709239623109,5.083857893503689E-4,1.1775608261213304E-4,0,0,6.2614187196250197E-4,6.0429646913291312E-4,1.0361501414379173,5.083857893503689E-4,1.7355445131132617E-4,0,0,6.8194024066169513E-4,1.986602428333155E-3,17.605685215229411,0.34326960993089711,13.422945171473643,5.8680484725532285,0,-64.781045416281572,-45.490051772254709,5.083857893503689E-4,-3.0241047413377198E-4,1.7355445131132617E-4,0,0,0,0,0,0,0,0,5.9814884933901786E-3,null,0,-1.0666091525424451E-2,3.7952976652792314E-4,-4.6846030320342727E-3,1.8058902322800425,-44.238789475475961,6.891965978776912E-5,-5.3593730877155855E-6,6.3560286700053531E-5,3.4459829893884588E-6,-2.679686543857797E-7,3.1780143350026791E-6,null,-4.5353077655692428E-5,"C-All-HVAC-ER-All-All-C",null,null,-3.0241047413377198E-4,0,0,-3.0241047413377198E-4,0,9999,0,null,0.1029808243676589,0.1029808243676589]
["All Btype_NR_OTHER_Lamp_from_CFL_to_LEDScrew","Assembly_NR_OTHER_Lamp_from_CFL_to_LEDScrew","No",7.4074074074074074,null,1.1355440269068682,null,-7.7343449752795114E-3,null,-0.34197564107093686,null,0,-1.3468985868018644,"C-Oth-Lgt-LPD Int-All-All-C",1.2637959283477125,null,2.2232657290555927E-4,1.8412961814281048E-4,null,null,2.1096643587958943E-4,1.7578332251693083E-4,null,null,-7.8116882809399673E-3,null,"n/a","n/a",null,null,"n/a","n/a",null,null,-0.11793792217193919,-5.1558390145846865E-2,0,-0.58919742576555323," (na) "," (na) "," (na) "," (na) ",0,0,0,0,0,0,0,-1.3468985868018644,-0.11793792217193919,-5.1558390145846865E-2,0,-1.9360960125674176,-2.1055923248852038,8.669821936267226E-2,9.5156460131263186E-3,0,0,9.6213865375798582E-2,-0.11793792217193919,9999,8.669821936267226E-2,2.0081683822518636E-2,0,0,0.1067799031851909,-5.1558390145846865E-2,9999,8.669821936267226E-2,2.9597329835644955E-2,0,0,0.11629554919831722,-0.16949631231778606,-11.336637294796381,9999,-6.7155306041105431,-2.9357982618883796,0,-110.2436924905093,-119.89502135650822,8.669821936267226E-2,-5.1571956127102296E-2,2.9597329835644955E-2,0,0,0,0,0,0,0,0,-0.75869373808333929,null,0,-1.3468985868018644,6.4723593071214919E-2,-2.1055923248852038,43.083257664447324,-118.6437590597295,1.1753302133633721E-2,-9.139675288699768E-4,1.0839334604763743E-2,5.8766510668168629E-4,-4.5698376443498805E-5,5.4196673023818747E-4,null,-7.7343449752795114E-3,"C-All-HVAC-ER-All-All-C",null,null,-5.1571956127102296E-2,0,0,-5.1571956127102296E-2,0,9999,0,null,17.561966302372291,17.561966302372291]
["All Btype_NR_OTHER_Lamp_from_Inc/Hal_to_LEDScrew","Assembly_NR_OTHER_Lamp_from_Inc/Hal_to_LEDScrew","No",7.4074074074074074,null,6.2673433040500628,null,-4.2687728563083609E-2,null,-6.2226405942917062E-2,null,0,-12.294637658458129,"C-Oth-Lgt-LPD Int-All-All-C",6.9751967000266575,null,1.2270743581889623E-3,1.0162560869507212E-3,null,null,1.1643750026062989E-3,9.7019085410636799E-4,null,null,-4.3114605053433827E-2,null,"n/a","n/a",null,null,"n/a","n/a",null,null,-2.1460163063523378E-2,-9.381642812136019E-3,0,-0.10721125657193761," (na) "," (na) "," (na) "," (na) ",0,0,0,0,0,0,0,-12.294637658458129,-2.1460163063523378E-2,-9.381642812136019E-3,0,-12.401848915030067,-12.432690720905725,0.47850853134756721,5.2519161662561514E-2,0,0,0.53102769301012875,-2.1460163063523378E-2,9999,0.47850853134756721,0.11083569078509625,0,0,0.58934422213266346,-9.381642812136019E-3,9999,0.47850853134756721,0.16335485244765777,0,0,0.64186338379522501,-3.0841805875659399E-2,-2.0034988873162165,9999,-0.2214014040746817,-9.6789054444073513E-2,0,-127.94808477372843,-128.26627523224715,0.47850853134756721,-0.28463815250772889,0.16335485244765777,0,0,0,0,0,0,0,0,-0.13805306244759702,null,0,-12.294637658458129,0.35722523128749611,-12.432690720905725,45.933948030195744,-127.01501293546843,6.4869329310247872E-2,-5.044408791251757E-3,5.9824920518996114E-2,3.2434664655123955E-3,-2.5222043956258793E-4,2.9912460259498078E-3,null,-4.2687728563083609E-2,"C-All-HVAC-ER-All-All-C",null,null,-0.28463815250772889,0,0,-0.28463815250772889,0,9999,0,null,96.928757761105132,96.928757761105132]
["All Btype_NEW_LINEAR_Fixture_from_LFTube_to_LEDPanel_CONTR","Other_NEW_LINEAR_Fixture_from_LFTube_to_LEDPanel_CONTR","No",14.210526315789474,null,163.18422081489706,null,-1.025501656131705,null,49.03274195497815,null,0,-5.9852355143684512,"C-Oth-Lgt-LPD Int-All-All-C",181.61475816857521,null,3.1949609796164798E-2,2.6460487267433247E-2,null,null,3.0317092636981683E-2,2.5261076486232721E-2,null,null,-1.0357566561702249,null,"n/a","n/a",null,null,"n/a","n/a",null,null,16.910033961639524,7.3924833702146584,0,39.108552839953596," (na) "," (na) "," (na) "," (na) ",0,0,0,0,0,0,0,-5.9852355143684512,16.910033961639524,7.3924833702146584,0,33.123317325585148,57.425834657439324,12.459033764876684,1.3674531708225468,0,0,13.826486935699231,16.910033961639524,0.81764986203248724,12.459033764876684,2.8858536961839807,0,0,15.344887461060665,7.3924833702146584,2.0757418978969024,12.459033764876684,4.2533068670065273,0,0,16.712340631883212,24.302517331854183,7.9441959970602003,0.68767940389359361,6.70034485117215,2.9291595746855079,0,13.124612830446829,22.754117256304482,12.459033764876684,-6.9101436257883631,4.2533068670065273,0,0,0,0,0,0,0,0,63.411070171807779,null,0,-5.9852355143684512,9.8021970060948487,57.425834657439324,0.32276997111542399,23.806848583603532,1.6890172509677488,-0.12118352877191638,1.5678337221958325,8.4450862548387476E-2,-6.0591764385958162E-3,7.8391686109791664E-2,null,-1.025501656131705,"C-Misc-HVAC-ER-All-All-C",null,null,-6.9101436257883631,0,0,-6.9101436257883631,0,9999,0,null,2523.7557673887941,2523.7557673887941]
["All Btype_NR_LINEAR_Fixture_from_LFTube_to_LEDPanel","Other_NR_LINEAR_Fixture_from_LFTube_to_LEDPanel","No",14.210526315789474,null,12.61331521571436,null,-7.9266093121213577E-2,null,2.0995308041564882,null,0,-0.64735986970381987,"C-Oth-Lgt-LPD Int-All-All-C",14.03790256905066,null,2.4695433012191892E-3,2.0452618825451013E-3,null,null,2.3433579787596336E-3,1.9525534933340573E-3,null,null,-8.0058752775297046E-2,null,"n/a","n/a",null,null,"n/a","n/a",null,null,0.72406999458430299,0.31653841772159902,0,1.6745873903779911," (na) "," (na) "," (na) "," (na) ",0,0,0,0,0,0,0,-0.64735986970381987,0.72406999458430299,0.31653841772159902,0,1.0272275206741712,2.0678359329800733,0.96302031761928697,0.10569721631283054,0,0,1.0687175339321175,0.72406999458430299,1.4759864956780604,0.96302031761928697,0.22306189994737516,0,0,1.1860822175666621,0.31653841772159902,3.7470403311671374,0.96302031761928697,0.32875911626020571,0,0,1.2917794338794926,1.0406084123059021,3.6491326303171641,1.2413693937155632,3.7117792467431716,1.6226618123714518,0,5.2658469781099377,10.60028803722456,0.96302031761928697,-0.5341191648474084,0.32875911626020571,0,0,0,0,0,0,0,0,2.7151958026838932,null,0,-0.64735986970381987,0.75766026903208439,2.0678359329800733,0.59678403693089577,11.653019364523608,0.130552493892171,-9.3668740747097756E-3,0.12118561981746122,6.5276246946085574E-3,-4.6834370373548766E-4,6.0592809908730696E-3,null,-7.9266093121213577E-2,"C-Misc-HVAC-ER-All-All-C",null,null,-0.5341191648474084,0,0,-0.5341191648474084,0,9999,0,null,195.07356080500318,195.07356080500318]
["All Btype_NR_LINEAR_Lamp_from_LFTube_to_LEDTube_RDX","Other_NR_LINEAR_Lamp_from_LFTube_to_LEDTube_RDX","No",13.421052631578947,null,0.70543189901775682,null,-4.4331588992996699E-3,null,0.11414215182140655,null,0,-3.1499696367556333E-2,"C-Oth-Lgt-LPD Int-All-All-C",0.78510558866983859,null,1.3811552243737124E-4,1.1438649943473327E-4,null,null,1.3105828568965941E-4,1.0920154576176505E-4,null,null,-4.4774904168659807E-3,null,"n/a","n/a",null,null,"n/a","n/a",null,null,3.9364465187911792E-2,1.7208785916052502E-2,0,9.773972372352388E-2," (na) "," (na) "," (na) "," (na) ",0,0,0,0,0,0,0,-3.1499696367556333E-2,3.9364465187911792E-2,1.7208785916052502E-2,0,6.624002735596754E-2,0.12281327845993184,5.3859373196706528E-2,5.9113870341999386E-3,0,0,5.9770760230906467E-2,3.9364465187911792E-2,1.5183938088726054,5.3859373196706528E-2,1.2475307005912631E-2,0,0,6.6334680202619165E-2,1.7208785916052502E-2,3.8546984387051739,5.3859373196706528E-2,1.8386694040112568E-2,0,0,7.2246067236819103E-2,5.6573251103964294E-2,3.500146700981948,1.2770358045015475,3.6081127380246403,1.5773423917547673,0,6.0715034569696309,11.25695858674904,5.3859373196706528E-2,-2.9871979754431777E-2,1.8386694040112568E-2,0,0,0,0,0,0,0,0,0.15431297482748818,null,0,-3.1499696367556333E-2,4.2374087482387329E-2,0.12281327845993184,0.56326948007163324,12.309689914048086,7.3014819746294981E-3,-5.2386637877331903E-4,6.7776155958561794E-3,3.6507409873147499E-4,-2.6193318938665986E-5,3.38880779792809E-4,null,-4.4331588992996699E-3,"C-Misc-HVAC-ER-All-All-C",null,null,-2.9871979754431777E-2,0,0,-2.9871979754431777E-2,0,9999,0,null,10.909987587988434,10.909987587988434]
["All Btype_NR_LINEAR_Fixture_from_LEDTube_to_LEDPanel_CONTR","Other_NR_LINEAR_Fixture_from_LEDTube_to_LEDPanel_CONTR","No",14.210526315789474,null,10.851379657762239,null,-6.8193528484423088E-2,null,3.5586049832513758,null,0,-0.24096193594228288,"C-Oth-Lgt-LPD Int-All-All-C",12.076968486894133,null,2.1245764087007477E-3,1.7595622409718279E-3,null,null,2.0160177294139682E-3,1.6798041510816077E-3,null,null,-6.8875462670538887E-2,null,"n/a","n/a",null,null,"n/a","n/a",null,null,1.2272642467780839,0.53651758214957312,0,2.8383460821301041," (na) "," (na) "," (na) "," (na) ",0,0,0,0,0,0,0,-0.24096193594228288,1.2272642467780839,0.53651758214957312,0,2.5973841461878213,4.3611659751154779,0.82849741768178098,9.0932526727802512E-2,0,0,0.91942994440958348,1.2272642467780839,0.7491703166806557,0.82849741768178098,0.19190270932856046,0,0,1.0204001270103413,0.53651758214957312,1.9018950374786951,0.82849741768178098,0.28283523605636296,0,0,1.1113326537381438,1.763781828927657,8.8244018332549761,0.63008510208647017,7.3128044733602433,3.1969057886921934,0,15.476831866602756,25.986542128655188,0.82849741768178098,-0.45950883975572421,0.28283523605636296,0,0,0,0,0,0,0,0,4.6021279110577611,null,0,-0.24096193594228288,0.65182381398241984,4.3611659751154779,0.26716547556738274,27.039273455954245,0.11231580692811527,-8.0584291324530422E-3,0.10425737779566223,5.6157903464057728E-3,-4.0292145662265249E-4,5.2128688897831203E-3,null,-6.8193528484423088E-2,"C-Misc-HVAC-ER-All-All-C",null,null,-0.45950883975572421,0,0,-0.45950883975572421,0,9999,0,null,167.82402035346013,167.82402035346013]
["All Btype_RETRO_LINEAR_Fixture_from_LFTube_to_LEDPanel_CONTR","Other_RETRO_LINEAR_Fixture_from_LFTube_to_LEDPanel_CONTR","No",14.210526315789474,null,5.2813208038790806,null,-3.3189503273630232E-2,null,4.4098212612774184,null,0,-0.19685797207367622,"C-Oth-Lgt-LPD Int-All-All-C",5.87780972827737,null,1.034022395362016E-3,8.5637153634351472E-4,null,null,9.8118734309759841E-4,8.1755360971115661E-4,null,null,-3.3521397771620033E-2,null,"n/a","n/a",null,null,"n/a","n/a",null,null,1.5208251531483095,0.66485228114603967,0,3.517276842681428," (na) "," (na) "," (na) "," (na) ",0,0,0,0,0,0,0,-0.19685797207367622,1.5208251531483095,0.66485228114603967,0,3.3204188706077518,5.5060963049021012,0.40322620588000019,4.4256478005845527E-2,0,0,0.44748268388584572,1.5208251531483095,0.29423677203095788,0.40322620588000019,9.3398240874625324E-2,0,0,0.49662444675462553,0.66485228114603967,0.74696960638920984,0.40322620588000019,0.13765471888047084,0,0,0.540880924760471,2.185677434294349,25.073967479841656,0.24746603331021516,18.619481193039267,8.1397947155998498,0,40.651929372886066,67.411205281525184,0.40322620588000019,-0.22364101814761311,0.13765471888047084,0,0,0,0,0,0,0,0,5.7029542769757775,null,0,-0.19685797207367622,0.31723990661285789,5.5060963049021012,0.12447937814164307,68.463936608824255,5.4663630472979591E-2,-3.9220035392795449E-3,5.0741626933700046E-2,2.7331815236489774E-3,-1.9610017696397716E-4,2.5370813466850002E-3,null,-3.3189503273630232E-2,"C-Misc-HVAC-ER-All-All-C",null,null,-0.22364101814761311,0,0,-0.22364101814761311,0,9999,0,null,81.679244302298656,81.679244302298656]
["All Btype_RETRO_LINEAR_Lamp_from_LFTube_to_LEDTube_RDX","Other_RETRO_LINEAR_Lamp_from_LFTube_to_LEDTube_RDX","No",13.421052631578947,null,6.3488870911598116,null,-3.9898430093697028E-2,null,1.6533300638924302,null,0,-0.2834972673080069,"C-Oth-Lgt-LPD Int-All-All-C",7.0659502980285476,null,1.2430397019363411E-3,1.0294784949125995E-3,null,null,1.1795245712069346E-3,9.8281391185588542E-4,null,null,-4.0297413751793826E-2,null,"n/a","n/a",null,null,"n/a","n/a",null,null,0.57018772386605554,0.2492663986448721,0,1.4157436239811276," (na) "," (na) "," (na) "," (na) ",0,0,0,0,0,0,0,-0.2834972673080069,0.57018772386605554,0.2492663986448721,0,1.1322463566731207,1.9517004791840484,0.48473435877035886,5.3202483307799434E-2,0,0,0.53793684207815828,0.57018772386605554,0.94343813372686114,0.48473435877035886,0.11227776305321364,0,0,0.59701212182357255,0.2492663986448721,2.395076613090283,0.48473435877035886,0.16548024636101308,0,0,0.65021460513137197,0.81945412251092764,6.6602975879329023,0.79347285866232398,5.8069902490470264,2.5386157676833374,0,11.531191005200199,19.87679702193056,0.48473435877035886,-0.26884781778988603,0.16548024636101308,0,0,0,0,0,0,0,0,2.2351977464920552,null,0,-0.2834972673080069,0.38136678734148594,1.9517004791840482,0.37288134279901952,20.929528349229614,6.5713337771665464E-2,-4.7147974089598779E-3,6.0998540362705585E-2,3.2856668885832743E-3,-2.357398704479939E-4,3.0499270181352802E-3,null,-3.9898430093697028E-2,"C-Misc-HVAC-ER-All-All-C",null,null,-0.26884781778988603,0,0,-0.26884781778988603,0,9999,0,null,98.18988829189577,98.18988829189577]
["All Btype_NR_HIGHBAY_Fixture_from_LFTube_to_LEDPanel","Other_NR_HIGHBAY_Fixture_from_LFTube_to_LEDPanel","No",14.473684210526315,null,0.4233817983441705,null,-2.6606661674137204E-3,null,0.25105989229256437,null,0,-6.0714623456206596E-2,"C-Oth-Lgt-LPD Int-All-All-C",0.47119986561981064,null,8.2893328683038395E-5,6.865178893158158E-5,null,null,7.8657759537742924E-5,6.5539915179559425E-5,null,null,-2.6872727862194265E-3,null,"n/a","n/a",null,null,"n/a","n/a",null,null,8.6583599770353015E-2,3.785136226737644E-2,0,0.19569827325798517," (na) "," (na) "," (na) "," (na) ",0,0,0,0,0,0,0,-6.0714623456206596E-2,8.6583599770353015E-2,3.785136226737644E-2,0,0.13498364980177857,0.25941861183950804,3.2324988866341921E-2,3.5478600793823522E-3,0,0,3.5872848945724276E-2,8.6583599770353015E-2,0.4143145935358471,3.2324988866341921E-2,7.4873533822518087E-3,0,0,3.9812342248593729E-2,3.785136226737644E-2,1.0518073819210314,3.2324988866341921E-2,1.103521346163416E-2,0,0,4.3360202327976084E-2,0.12443496203772945,17.318518827319963,0.3484567489547592,13.223130752832114,5.7806965032853102,0,20.614833011766116,39.618660267883548,3.2324988866341921E-2,-1.7928381926224222E-2,1.103521346163416E-2,0,0,0,0,0,0,0,0,0.32013323529571464,null,0,-6.0714623456206596E-2,2.5431820401751862E-2,0.25941861183950804,0.30785756348037913,40.671391595182598,4.3821587502642454E-3,-3.144109159876734E-4,4.0677478342765723E-3,2.1910793751321196E-4,-1.5720545799383644E-5,2.0338739171382831E-4,null,-2.6606661674137204E-3,"C-Misc-HVAC-ER-All-All-C",null,null,-1.7928381926224222E-2,0,0,-1.7928381926224222E-2,0,9999,0,null,6.5478895572297544,6.5478895572297544]
["All Btype_NR_HIGHBAY_Fixture_from_LFTube_to_LEDPanel_CONTR","Other_NR_HIGHBAY_Fixture_from_LFTube_to_LEDPanel_CONTR","No",14.473684210526315,null,2.1213172319482996,null,-1.333103362371855E-2,null,0.90860408774177304,null,0,-0.19173038986170507,"C-Oth-Lgt-LPD Int-All-All-C",2.3609054487941719,null,4.1532972658862242E-4,3.4397374529137394E-4,null,null,3.9410778022681907E-4,3.2838197578302587E-4,null,null,-1.3464343745167235E-2,null,"n/a","n/a",null,null,"n/a","n/a",null,null,0.31335237167657448,0.13698684472729505,0,0.70824634481641613," (na) "," (na) "," (na) "," (na) ",0,0,0,0,0,0,0,-0.19173038986170507,0.31335237167657448,0.13698684472729505,0,0.51651595495471103,0.96685517135858057,0.16196151127159625,1.7776240623403435E-2,0,0,0.17973775189499969,0.31335237167657448,0.57359627097546073,0.16196151127159625,3.7514725039137567E-2,0,0,0.1994762363107338,0.13698684472729505,1.4561707491536049,0.16196151127159625,5.5290965662541006E-2,0,0,0.21725247693413724,0.45033921640386954,12.041355016649858,0.48241962729557769,9.5512058225451444,4.1754576229021731,0,15.743778066862186,29.470441512309506,0.16196151127159625,-8.9828579475524736E-2,5.5290965662541006E-2,0,0,0,0,0,0,0,0,1.1585855612202858,null,0,-0.19173038986170507,0.12742389745861249,0.96685517135858068,0.32760191787630139,30.523172839608559,2.1956420673785847E-2,-1.5753282181845631E-3,2.0381092455601286E-2,1.0978210336892902E-3,-7.8766410909228326E-5,1.0190546227800618E-3,null,-1.333103362371855E-2,"C-Misc-HVAC-ER-All-All-C",null,null,-8.9828579475524736E-2,0,0,-8.9828579475524736E-2,0,9999,0,null,32.807624241215898,32.807624241215898]
["All Btype_RETRO_HIGHBAY_Fixture_from_LFTube_to_LEDPanel","Other_RETRO_HIGHBAY_Fixture_from_LFTube_to_LEDPanel","No",14.473684210526315,null,4.7042422038241175E-2,null,-2.9562957415708006E-4,null,5.1670294348835411E-2,null,0,-6.7460692729118454E-3,"C-Oth-Lgt-LPD Int-All-All-C",5.2355540624423415E-2,null,9.2103698536709337E-6,7.6279765479535103E-6,null,null,8.7397510597492144E-6,7.2822127977288262E-6,null,null,-2.9858586513549187E-4,null,"n/a","n/a",null,null,"n/a","n/a",null,null,1.7819652693479623E-2,7.7901372935372162E-3,0,4.0276394968796848E-2," (na) "," (na) "," (na) "," (na) ",0,0,0,0,0,0,0,-6.7460692729118454E-3,1.7819652693479623E-2,7.7901372935372162E-3,0,3.3530325695885002E-2,5.9140115682901839E-2,3.5916654295935482E-3,3.9420667548692803E-4,0,0,3.9858721050804761E-3,1.7819652693479623E-2,0.22367843939735951,3.5916654295935482E-3,8.3192815358353446E-4,0,0,4.423593583177083E-3,7.7901372935372162E-3,0.56784539430992376,3.5916654295935482E-3,1.2261348290704625E-3,0,0,4.8178002586640109E-3,2.5609789987016837E-2,33.515057714926172,0.18812338020368177,24.492910706509857,10.707455437213772,0,46.087052725220026,81.287418868943647,3.5916654295935482E-3,-1.992042436247139E-3,1.2261348290704625E-3,0,0,0,0,0,0,0,0,6.5886184955813692E-2,null,0,-6.7460692729118454E-3,2.8257578224168719E-3,5.9140115682901846E-2,0.17036198462849647,82.340150196242732,4.8690652780713784E-4,-3.4934546220852567E-5,4.5197198158628525E-4,2.4345326390356889E-5,-1.7467273110426274E-6,2.2598599079314262E-5,null,-2.9562957415708006E-4,"C-Misc-HVAC-ER-All-All-C",null,null,-1.992042436247139E-3,0,0,-1.992042436247139E-3,0,9999,0,null,0.72754328413663871,0.72754328413663871]
["All Btype_RETRO_HIGHBAY_Fixture_from_LFTube_to_LEDPanel_CONTR","Other_RETRO_HIGHBAY_Fixture_from_LFTube_to_LEDPanel_CONTR","No",14.473684210526315,null,0.23570191466092213,null,-1.4812259581909498E-3,null,0.17603417004626279,null,0,-2.1303376651300557E-2,"C-Oth-Lgt-LPD Int-All-All-C",0.26232282764379683,null,4.6147747398735814E-5,3.8219305032374875E-5,null,null,4.3789753358535443E-5,3.6486886198113979E-5,null,null,-1.4960381939074705E-3,null,"n/a","n/a",null,null,"n/a","n/a",null,null,6.0709307193641669E-2,2.6540014340854474E-2,0,0.13721659321159699," (na) "," (na) "," (na) "," (na) ",0,0,0,0,0,0,0,-2.1303376651300557E-2,6.0709307193641669E-2,2.6540014340854474E-2,0,0.11591321656029643,0.20316253809479257,1.7995723474621798E-2,1.9751378470448263E-3,0,0,1.9970861321666623E-2,6.0709307193641669E-2,0.32895880788042087,1.7995723474621798E-2,4.1683027821263954E-3,0,0,2.2164026256748195E-2,2.6540014340854474E-2,0.83511734289570128,1.7995723474621798E-2,6.1434406291712221E-3,0,0,2.413916410379302E-2,8.7249321534496146E-2,22.249490630013138,0.27666878869939421,16.654170406412998,7.2806286523975983,0,31.798064418577528,55.732863477388129,1.7995723474621798E-2,-9.9809532750582963E-3,6.1434406291712221E-3,0,0,0,0,0,0,0,0,0.22446591474609312,null,0,-2.1303376651300557E-2,1.4158210828734724E-2,0.20316253809479257,0.19382873884667903,56.785594804687179,2.4396022970873091E-3,-1.7503646868717381E-4,2.2645658284001354E-3,1.2198011485436553E-4,-8.7518234343587031E-6,1.1322829142000683E-4,null,-1.4812259581909498E-3,"C-Misc-HVAC-ER-All-All-C",null,null,-9.9809532750582963E-3,0,0,-9.9809532750582963E-3,0,9999,0,null,3.6452915823573186,3.6452915823573186]
["All Btype_NEW_CAN_Fixture_from_CFL_to_LEDPanel","Other_NEW_CAN_Fixture_from_CFL_to_LEDPanel","No",12.368421052631579,null,6.3684563378934769,null,-4.0021409477576236E-2,null,0.56646191309990168,null,0,-3.8280389379652022,"C-Oth-Lgt-LPD Int-All-All-C",7.087729756822589,null,1.2468711373166939E-3,1.0326516681608681E-3,null,null,1.1831602331790162E-3,9.8584325033020895E-4,null,null,-4.042162292753039E-2,null,"n/a","n/a",null,null,"n/a","n/a",null,null,0.19535701669080568,8.5403346936951258E-2,0,0.53613812174073661," (na) "," (na) "," (na) "," (na) ",0,0,0,0,0,0,0,-3.8280389379652022,0.19535701669080568,8.5403346936951258E-2,0,-3.2919008162244658,-3.0111404525967087,0.48622846098557559,5.3366469925886215E-2,0,0,0.53959493091146182,0.19535701669080568,2.7620964941611814,0.48622846098557559,0.11262383807649635,0,0,0.59885229906207194,8.5403346936951258E-2,7.0120471918292928,0.48622846098557559,0.16599030800238257,0,0,0.65221876898795816,0.28076036362775691,1.1652664811985303,2.3230443234953753,1.9834701845906262,0.86710472540536299,0,-33.422844135385866,-30.572269225389878,0.48622846098557559,-0.2696764904697741,0.16599030800238257,0,0,0,0,0,0,0,0,0.81689848536849352,null,0,-3.8280389379652022,0.38254227851818406,-3.0111404525967087,4.1232844548962158,-29.519537898090828,6.5915886738450211E-2,-4.7293298825210519E-3,6.1186556855929157E-2,3.2957943369225032E-3,-2.364664941260528E-4,3.0593278427964504E-3,null,-4.0021409477576236E-2,"C-Misc-HVAC-ER-All-All-C",null,null,-0.2696764904697741,0,0,-0.2696764904697741,0,9999,0,null,98.4925400989206,98.4925400989206]
["All Btype_NR_CAN_Lamp_from_CFL_to_LEDScrew","Other_NR_CAN_Lamp_from_CFL_to_LEDScrew","No",12.368421052631579,null,2.6449794120890532E-2,null,-1.6621893673214575E-4,null,1.0813076207660511E-4,null,0,-1.5491403165210898E-2,"C-Oth-Lgt-LPD Int-All-All-C",2.9437116768312014E-2,null,5.1785681062258732E-6,4.2888610005739187E-6,null,null,4.9139607652489902E-6,4.0944539183774382E-6,null,null,-1.6788112342136158E-4,null,"n/a","n/a",null,null,"n/a","n/a",null,null,3.7291303445609446E-5,1.6302471136407351E-5,0,1.0234231524039174E-4," (na) "," (na) "," (na) "," (na) ",0,0,0,0,0,0,0,-1.5491403165210898E-2,3.7291303445609446E-5,1.6302471136407351E-5,0,-1.5389060849970507E-2,-1.5335467075388489E-2,2.0194285720799812E-3,2.2164431498093387E-4,0,0,2.2410728870609149E-3,3.7291303445609446E-5,60.096394601212886,2.0194285720799812E-3,4.6775500563660564E-4,0,0,2.4871835777165868E-3,1.6302471136407351E-5,152.56482019846095,2.0194285720799812E-3,6.8939932061753951E-4,0,0,2.7088278926975205E-3,5.35937745820168E-5,-1.5542928659256581,50.54370426087619,9.1162474545859573E-2,3.9853088325941116E-2,0,-37.62016176415775,-37.489146201285948,2.0194285720799812E-3,-1.1200340041161688E-3,6.8939932061753951E-4,0,0,0,0,0,0,0,0,1.5593608982240854E-4,null,0,-1.5491403165210898E-2,1.5887938885813517E-3,-1.5335467075388489E-2,14.263838270479512,-36.436414873986891,2.7376518594530151E-4,-1.9642091440299295E-5,2.5412309450500222E-4,1.368825929726509E-5,-9.8210457201496511E-7,1.2706154725250124E-5,null,-1.6621893673214575E-4,"C-Misc-HVAC-ER-All-All-C",null,null,-1.1200340041161688E-3,0,0,-1.1200340041161688E-3,0,9999,0,null,0.40906418601932459,0.40906418601932459]
["All Btype_RETRO_CAN_Lamp_from_CFL_to_LEDScrew","Other_RETRO_CAN_Lamp_from_CFL_to_LEDScrew","No",12.368421052631579,null,2.6449794120890532E-2,null,-1.6621893673214575E-4,null,3.6919897076530908E-3,null,0,-1.5491403165210898E-2,"C-Oth-Lgt-LPD Int-All-All-C",2.9437116768312014E-2,null,5.1785681062258732E-6,4.2888610005739187E-6,null,null,4.9139607652489902E-6,4.0944539183774382E-6,null,null,-1.6788112342136158E-4,null,"n/a","n/a",null,null,"n/a","n/a",null,null,1.2732649420210292E-3,5.5662749886370932E-4,0,3.4943504259891305E-3," (na) "," (na) "," (na) "," (na) ",0,0,0,0,0,0,0,-1.5491403165210898E-2,1.2732649420210292E-3,5.5662749886370932E-4,0,-1.1997052739221768E-2,-1.0167160298337028E-2,2.0194285720799812E-3,2.2164431498093387E-4,0,0,2.2410728870609149E-3,1.2732649420210292E-3,1.7600994208665659,2.0194285720799812E-3,4.6775500563660564E-4,0,0,2.4871835777165868E-3,5.5662749886370932E-4,4.4683088471084966,2.0194285720799812E-3,6.8939932061753951E-4,0,0,2.7088278926975205E-3,1.8298924408847385E-3,2.7880541960065925,1.4803208277027604,3.1126287402751971,1.3607338845288541,0,-29.328044715835905,-24.854682091031851,2.0194285720799812E-3,-1.1200340041161688E-3,6.8939932061753951E-4,0,0,0,0,0,0,0,0,5.3242428668738694E-3,null,0,-1.5491403165210898E-2,1.5887938885813517E-3,-1.0167160298337028E-2,2.8242472231197455,-23.801950763732801,2.7376518594530151E-4,-1.9642091440299295E-5,2.5412309450500222E-4,1.368825929726509E-5,-9.8210457201496511E-7,1.2706154725250124E-5,null,-1.6621893673214575E-4,"C-Misc-HVAC-ER-All-All-C",null,null,-1.1200340041161688E-3,0,0,-1.1200340041161688E-3,0,9999,0,null,0.40906418601932459,0.40906418601932459]
["All Btype_RETRO_CAN_Lamp_from_Inc/Hal_to_LEDScrew","Other_RETRO_CAN_Lamp_from_Inc/Hal_to_LEDScrew","No",12.368421052631579,null,0,null,0,null,0,null,0,0,"C-Oth-Lgt-LPD Int-All-All-C",0,null,null,null,null,null,0,0,null,null,0,null,"n/a","n/a",null,null,"n/a","n/a",null,null,0,0,0,0," (na) "," (na) "," (na) "," (na) ",0,0,0,0,0,0,0,0,0,0,0,0,0,0,0,0,0,0,0,9999,0,0,0,0,0,0,9999,0,0,0,0,0,0,9999,9999,9999,9999,9999,9999,9999,0,0,0,0,0,0,0,0,0,0,0,0,null,0,0,0,0,9999,9999,0,0,0,0,0,0,null,0,"C-Misc-HVAC-ER-All-All-C",null,null,0,0,0,0,0,9999,9999,null,0,0]
["All Btype_NR_DISP_Lamp_from_Inc/Hal_to_LEDScrew","Other_NR_DISP_Lamp_from_Inc/Hal_to_LEDScrew","No",8.4210526315789469,null,0,null,0,null,0,null,0,0,"C-Oth-Lgt-LPD Int-All-All-C",0,null,null,null,null,null,0,0,null,null,0,null,"n/a","n/a",null,null,"n/a","n/a",null,null,0,0,0,0," (na) "," (na) "," (na) "," (na) ",0,0,0,0,0,0,0,0,0,0,0,0,0,0,0,0,0,0,0,9999,0,0,0,0,0,0,9999,0,0,0,0,0,0,9999,9999,9999,9999,9999,9999,9999,0,0,0,0,0,0,0,0,0,0,0,0,null,0,0,0,0,9999,9999,0,0,0,0,0,0,null,0,"C-Misc-HVAC-ER-All-All-C",null,null,0,0,0,0,0,9999,9999,null,0,0]
["All Btype_RETRO_DISP_Lamp_from_CFL_to_LEDScrew","Other_RETRO_DISP_Lamp_from_CFL_to_LEDScrew","No",8.4210526315789469,null,0,null,0,null,0,null,0,0,"C-Oth-Lgt-LPD Int-All-All-C",0,null,null,null,null,null,0,0,null,null,0,null,"n/a","n/a",null,null,"n/a","n/a",null,null,0,0,0,0," (na) "," (na) "," (na) "," (na) ",0,0,0,0,0,0,0,0,0,0,0,0,0,0,0,0,0,0,0,9999,0,0,0,0,0,0,9999,0,0,0,0,0,0,9999,9999,9999,9999,9999,9999,9999,0,0,0,0,0,0,0,0,0,0,0,0,null,0,0,0,0,9999,9999,0,0,0,0,0,0,null,0,"C-Misc-HVAC-ER-All-All-C",null,null,0,0,0,0,0,9999,9999,null,0,0]
["All Btype_NR_OTHER_Lamp_from_CFL_to_LEDScrew","Other_NR_OTHER_Lamp_from_CFL_to_LEDScrew","No",5.2631578947368425,null,0.7397820611754935,null,-4.6490262668995638E-3,null,-0.16078627262427655,null,0,-0.94170885386993164,"C-Oth-Lgt-LPD Int-All-All-C",0.82333536580255007,null,1.448408925245904E-4,1.1995641314250571E-4,null,null,1.3744001207858963E-4,1.1451898435507951E-4,null,null,-4.6955164546638364E-3,null,"n/a","n/a",null,null,"n/a","n/a",null,null,-5.545072990489585E-2,-2.4241145796519929E-2,0,-0.40458178396177807," (na) "," (na) "," (na) "," (na) ",0,0,0,0,0,0,0,-0.94170885386993164,-5.545072990489585E-2,-2.4241145796519929E-2,0,-1.3462906378317097,-1.4259825135331254,5.6481990922949137E-2,6.1992349518864591E-3,0,0,6.26812258748356E-2,-5.545072990489585E-2,9999,5.6481990922949137E-2,1.3082777151815205E-2,0,0,6.9564768074764347E-2,-2.4241145796519929E-2,9999,5.6481990922949137E-2,1.9282012103701663E-2,0,0,7.5764003026650803E-2,-7.9691875701415782E-2,-8.6506287026340392,9999,-4.8465679820702938,-2.1187522917662851,0,-117.67003087366145,-124.63535114749804,5.6481990922949137E-2,-3.1326560061852124E-2,1.9282012103701663E-2,0,0,0,0,0,0,0,0,-0.48427365966319386,null,0,-0.94170885386993164,4.4437442964798679E-2,-1.4259825135331254,47.938443084548112,-123.582619820199,7.6570189019637197E-3,-5.4937542519566964E-4,7.1076434767680498E-3,3.8285094509818576E-4,-2.7468771259783441E-5,3.5538217383840234E-4,null,-4.6490262668995638E-3,"C-Misc-HVAC-ER-All-All-C",null,null,-3.1326560061852124E-2,0,0,-3.1326560061852124E-2,0,9999,0,null,11.441236377996525,11.441236377996525]
["All Btype_NR_OTHER_Lamp_from_Inc/Hal_to_LEDScrew","Other_NR_OTHER_Lamp_from_Inc/Hal_to_LEDScrew","No",5.2631578947368425,null,4.56272486464698,null,-2.8673617349782601E-2,null,-3.2694107847337422E-2,null,0,-9.1364645308525372,"C-Oth-Lgt-LPD Int-All-All-C",5.0780533114324147,null,8.9332950394810395E-4,7.3985047440794545E-4,null,null,8.4768338328171388E-4,7.0631425768931454E-4,null,null,-2.8960353061293499E-2,null,"n/a","n/a",null,null,"n/a","n/a",null,null,-1.1275291815244915E-2,-4.9291685296197945E-3,0,-8.2267225068549638E-2," (na) "," (na) "," (na) "," (na) ",0,0,0,0,0,0,0,-9.1364645308525372,-1.1275291815244915E-2,-4.9291685296197945E-3,0,-9.2187317559210875,-9.2349362162659521,0.34836176478706188,3.8234778783113828E-2,0,0,0.3865965435701757,-1.1275291815244915E-2,9999,0.34836176478706188,8.0690132597121753E-2,0,0,0.42905189738418364,-4.9291685296197945E-3,9999,0.34836176478706188,0.11892491138023559,0,0,0.46728667616729747,-1.620446034486471E-2,-1.914945039717425,9999,-0.15978438926582453,-6.9852221654142038E-2,0,-130.64047011481429,-130.87010672573425,0.34836176478706188,-0.19321159841447172,0.11892491138023559,0,0,0,0,0,0,0,0,-9.8471685413414348E-2,null,0,-9.1364645308525372,0.27407507775282575,-9.2349362162659521,50.215530392851122,-129.81737539843519,4.7225895796321422E-2,-3.388361308171336E-3,4.3837534488150087E-2,2.3612947898160731E-3,-1.6941806540856697E-4,2.1918767244075059E-3,null,-2.8673617349782601E-2,"C-Misc-HVAC-ER-All-All-C",null,null,-0.19321159841447172,0,0,-0.19321159841447172,0,9999,0,null,70.565665814116727,70.565665814116727]
["All Btype_NEW_LINEAR_Fixture_from_LEDPanel_to_LEDPanel_CONTR","Large Off_NEW_LINEAR_Fixture_from_LEDPanel_to_LEDPanel_CONTR","No",16.363636363636363,null,4.1748782010821932,null,-2.0167818517527716E-2,null,0.57659011913924851,null,0,0,"C-LOff-Lgt-LPD Int-All-All-C",4.6432770752365515,null,8.8265974968768362E-4,7.2490118895007728E-4,null,null,8.3756057612540313E-4,6.9204163400085302E-4,null,null,-2.0369496468547878E-2,null,"n/a","n/a",null,null,"n/a","n/a",null,null,0.19884995429264518,8.6930338733264154E-2,0,0.38453884255291809," (na) "," (na) "," (na) "," (na) ",0,0,0,0,0,0,0,0,0.19884995429264518,8.6930338733264154E-2,0,0.38453884255291809,0.67031913557882739,0.31869070871128596,3.7778110004108571E-2,0,0,0.35646881871539454,0.19884995429264518,1.7926522537228422,0.31869070871128596,7.972655271835194E-2,0,0,0.3984172614296379,8.6930338733264154E-2,4.583178522427434,0.31869070871128596,0.11750466272246052,0,0,0.43619537143374648,0.28578029302590935,2.6079570720972391,1.5263311784560325,3.0818018250684758,1.347257420877884,0,5.9596317786688786,10.388691024615239,0.31869070871128596,-0.13324590445807719,0.11750466272246052,0,0,0,0,0,0,0,0,0.67031913557882739,null,0,0,0.30294946697566927,0.67031913557882739,0.54282522222932172,10.632650786548469,4.3182476799699894E-2,-2.3832310868201049E-3,4.0799245712879788E-2,2.1591238399849967E-3,-1.1916155434100509E-4,2.0399622856439917E-3,null,-2.0167818517527716E-2,"C-LOff-HVAC-ER-All-All-C",null,null,-0.13324590445807719,0,0,-0.13324590445807719,0,9999,0,null,64.523926449497395,64.523926449497395]
["All Btype_NEW_HIGHBAY_Fixture_from_LEDPanel_to_LEDPanel_CONTR","Large Off_NEW_HIGHBAY_Fixture_from_LEDPanel_to_LEDPanel_CONTR","No",16.666666666666668,null,8.1240768149391282E-2,null,-3.9245433982643086E-4,null,2.4578153839215884E-3,null,0,0,"C-LOff-Lgt-LPD Int-All-All-C",9.0355545276720697E-2,null,1.7176059426257998E-5,1.4106167075112685E-5,null,null,1.6298455020421046E-5,1.3466738723782548E-5,null,null,-3.9637887866816911E-4,null,"n/a","n/a",null,null,"n/a","n/a",null,null,8.4763241777741343E-4,3.7055564564146136E-4,0,1.6007940728667081E-3," (na) "," (na) "," (na) "," (na) ",0,0,0,0,0,0,0,0,8.4763241777741343E-4,3.7055564564146136E-4,0,1.6007940728667081E-3,2.8189821362855829E-3,6.2015409146708791E-3,7.3514065037164869E-4,0,0,6.9366815650425276E-3,8.4763241777741343E-4,8.1835963556364195,6.2015409146708791E-3,1.5514336162101444E-3,0,0,7.7529745308810233E-3,3.7055564564146136E-4,20.922564861911646,6.2015409146708791E-3,2.2865742665817931E-3,0,0,8.4881151812526718E-3,1.2181880634188748E-3,-0.85089754814696639,6.9678200239711492,0.67508204793496673,0.29512257776718481,0,1.2749245054438145,2.245129131145966,6.2015409146708791E-3,-2.5928899262566735E-3,2.2865742665817931E-3,0,0,0,0,0,0,0,0,2.8189821362855829E-3,null,0,0,5.8952252549959987E-3,2.8189821362855829E-3,1.5684249522456992,2.4890888930791997,8.4030657107350313E-4,-4.6376328804175867E-5,7.939302422693273E-4,4.2015328553675128E-5,-2.3188164402087895E-6,3.9696512113466339E-5,null,-3.9245433982643086E-4,"C-LOff-HVAC-ER-All-All-C",null,null,-2.5928899262566735E-3,0,0,-2.5928899262566735E-3,0,9999,0,null,1.2555991088346481,1.2555991088346481]
["All Btype_NEW_OTHER_Fixture_from_LEDPanel_to_LEDPanel_CONTR","Large Off_NEW_OTHER_Fixture_from_LEDPanel_to_LEDPanel_CONTR","No",15.151515151515152,null,0.84754870269758964,null,-4.0943011023268213E-3,null,0.57123640487849237,null,0,0,"C-LOff-Lgt-LPD Int-All-All-C",0.94263910749829305,null,1.7919016788974995E-4,1.4716335008751132E-4,null,null,1.7003451251385512E-4,1.4049247926756358E-4,null,null,-4.1352440658138853E-3,null,"n/a","n/a",null,null,"n/a","n/a",null,null,0.19700360660004773,8.612317922997019E-2,0,0.42031552310102416," (na) "," (na) "," (na) "," (na) ",0,0,0,0,0,0,0,0,0.19700360660004773,8.612317922997019E-2,0,0.42031552310102416,0.70344230893104209,6.4697910626472954E-2,7.6693945504923431E-3,0,0,7.2367305176965296E-2,0.19700360660004773,0.36734000166750125,6.4697910626472954E-2,1.6185415016293031E-2,0,0,8.0883325642765985E-2,8.612317922997019E-2,0.93915861404497736,6.4697910626472954E-2,2.3854809566785373E-2,0,0,8.8552720193258327E-2,0.28312678583001794,19.793105380667207,0.3127670168460257,15.039470142532382,6.5747374119839481,0,32.087345349743465,53.701552904259799,6.4697910626472954E-2,-2.7050464234845573E-2,2.3854809566785373E-2,0,0,0,0,0,0,0,0,0.70344230893104209,null,0,0,6.1502255958412758E-2,0.70344230893104209,0.1212232666032808,53.945512666193025,8.7665436997341247E-3,-4.8382355570022426E-4,8.2827201440338998E-3,4.3832718498670637E-4,-2.4191177785011223E-5,4.1413600720169514E-4,null,-4.0943011023268213E-3,"C-LOff-HVAC-ER-All-All-C",null,null,-2.7050464234845573E-2,0,0,-2.7050464234845573E-2,0,9999,0,null,13.099105535833445,13.099105535833445]
["All Btype_NEW_LINEAR_Fixture_from_LEDPanel_to_LEDPanel_CONTR","Medium Off_NEW_LINEAR_Fixture_from_LEDPanel_to_LEDPanel_CONTR","No",16.363636363636363,null,3.3953403365710244,null,-1.8243343114118106E-2,null,0.4592446383065536,null,0,0,"C-LOff-Lgt-LPD Int-All-All-C",3.7762792560845324,null,7.1784854724754002E-4,5.8954683905089434E-4,null,null,6.8117034113787786E-4,5.6282285646094658E-4,null,null,-1.8425776333447975E-2,null,"n/a","n/a",null,null,"n/a","n/a",null,null,0.15838074969568855,6.9238598866420586E-2,0,0.30627892466604467," (na) "," (na) "," (na) "," (na) ",0,0,0,0,0,0,0,0,0.15838074969568855,6.9238598866420586E-2,0,0.30627892466604467,0.53389827322815386,0.25918442791872304,3.0724139617562429E-2,0,0,0.28990856753628547,0.15838074969568855,1.8304533100980602,0.25918442791872304,6.4839922819833931E-2,0,0,0.32402435073855695,6.9238598866420586E-2,4.6798224695979895,0.25918442791872304,9.556406243739636E-2,0,0,0.35474849035611938,0.22761934856210914,2.5164916862709119,1.5585164117070711,3.0181589209397606,1.3194349391802733,0,5.8365582342095941,10.174152094329628,0.25918442791872304,-0.12053116956933474,9.556406243739636E-2,0,0,0,0,0,0,0,0,0.53389827322815386,null,0,0,0.23421732078678464,0.53389827322815386,0.5420729373661376,10.649934013944888,3.5119397081586165E-2,-2.1558158310134106E-3,3.2963581250572756E-2,1.7559698540793073E-3,-1.0779079155067065E-4,1.6481790625286366E-3,null,-1.8243343114118106E-2,"C-LOff-HVAC-ER-All-All-C",null,null,-0.12053116956933474,0,0,-0.12053116956933474,0,9999,0,null,52.475947703368021,52.475947703368021]
["All Btype_NEW_DISP_Fixture_from_LEDPanel_to_LEDPanel_CONTR","Medium Off_NEW_DISP_Fixture_from_LEDPanel_to_LEDPanel_CONTR","No",9.6969696969696972,null,1.2349224500164284,null,-6.6353036048602317E-3,null,0.35447665157533437,null,0,0,"C-LOff-Lgt-LPD Int-All-All-C",1.3734741052732686,null,2.6108937509426082E-4,2.1442463927354873E-4,null,null,2.4774911000705161E-4,2.0470483425173353E-4,null,null,-6.7016565638707412E-3,null,"n/a","n/a",null,null,"n/a","n/a",null,null,0.1222491742813618,5.3443120809073721E-2,0,0.44835629796226623," (na) "," (na) "," (na) "," (na) ",0,0,0,0,0,0,0,0,0.1222491742813618,5.3443120809073721E-2,0,0.44835629796226623,0.62404859305270177,9.4268213788176305E-2,1.1174705923437644E-2,0,0,0.10544291971161394,0.1222491742813618,0.86252459643557566,9.4268213788176305E-2,2.3582989747770303E-2,0,0,0.11785120353594661,5.3443120809073721E-2,2.2051706889829963,9.4268213788176305E-2,3.4757695671207949E-2,0,0,0.12902590945938425,0.17569229509043552,7.3841576783674965,0.7343857019624549,6.4051494995816363,2.8001103526349826,0,23.49127619396215,32.696536046178771,9.4268213788176305E-2,-4.3838505856007848E-2,3.4757695671207949E-2,0,0,0,0,0,0,0,0,0.62404859305270177,null,0,0,8.5187403603376399E-2,0.62404859305270177,0.1931852100006205,33.172317965794036,1.2773309179041415E-2,-7.8409381797287924E-4,1.1989215361068535E-2,6.3866545895206988E-4,-3.9204690898643844E-5,5.9946076805342599E-4,null,-6.6353036048602317E-3,"C-LOff-HVAC-ER-All-All-C",null,null,-4.3838505856007848E-2,0,0,-4.3838505856007848E-2,0,9999,0,null,19.086076646508676,19.086076646508676]
["All Btype_NEW_OTHER_Fixture_from_LEDPanel_to_LEDPanel_CONTR","Medium Off_NEW_OTHER_Fixture_from_LEDPanel_to_LEDPanel_CONTR","No",15.151515151515152,null,0.68929347369502181,null,-3.7036102718469204E-3,null,0.45498049209997632,null,0,0,"C-LOff-Lgt-LPD Int-All-All-C",0.7666284931830164,null,1.4573158201245059E-4,1.1968484697051234E-4,null,null,1.3828548071122919E-4,1.1425956851109476E-4,null,null,-3.7406463315652365E-3,null,"n/a","n/a",null,null,"n/a","n/a",null,null,0.15691016383212769,6.8595709469184127E-2,0,0.33477446798657839," (na) "," (na) "," (na) "," (na) ",0,0,0,0,0,0,0,0,0.15691016383212769,6.8595709469184127E-2,0,0.33477446798657839,0.56028034128789028,5.2617445362834407E-2,6.2373567371653178E-3,0,0,5.8854802099999728E-2,0.15691016383212769,0.37508597698595408,5.2617445362834407E-2,1.3163256464515993E-2,0,0,6.5780701827350407E-2,6.8595709469184127E-2,0.95896233651321394,5.2617445362834407E-2,1.9400613201681311E-2,0,0,7.2018058564515722E-2,0.22550587330131183,19.346746069688557,0.31936222995082753,14.72888704512421,6.438961198413466,0,31.42470318137709,52.592551424914781,5.2617445362834407E-2,-2.4469225563666118E-2,1.9400613201681311E-2,0,0,0,0,0,0,0,0,0.56028034128789028,null,0,0,4.7548833000849604E-2,0.56028034128789028,0.12316051630833975,53.068333344530046,7.1296449866020606E-3,-4.3765562079313441E-4,6.6919893658089263E-3,3.5648224933010255E-4,-2.1882781039656627E-5,3.345994682904459E-4,null,-3.7036102718469204E-3,"C-LOff-HVAC-ER-All-All-C",null,null,-2.4469225563666118E-2,0,0,-2.4469225563666118E-2,0,9999,0,null,10.653226095862456,10.653226095862456]
["All Btype_NEW_CAN_Fixture_from_LEDPanel_to_LEDPanel_CONTR","Small Off_NEW_CAN_Fixture_from_LEDPanel_to_LEDPanel_CONTR","No",18.076923076923077,null,0.11043857476405929,null,-1.3767091299179705E-3,null,5.9113975509786476E-2,null,0,0,"C-SOff-Lgt-LPD Int-All-All-C",0.12313496231582716,null,2.6974644075624309E-5,1.9564390703658284E-5,null,null,2.5595875789951822E-5,1.8677574409509623E-5,null,null,-1.3904762200519106E-3,null,"n/a","n/a",null,null,"n/a","n/a",null,null,2.038677205520888E-2,8.9123933004730902E-3,0,3.4626105058200699E-2," (na) "," (na) "," (na) "," (na) ",0,0,0,0,0,0,0,0,2.038677205520888E-2,8.9123933004730902E-3,0,3.4626105058200699E-2,6.3925270413882671E-2,8.4094494944529502E-3,1.154523100856459E-3,0,0,9.5639725953094099E-3,2.038677205520888E-2,0.46912638103812943,8.4094494944529502E-3,2.4364457911572523E-3,0,0,1.0845895285610203E-2,8.9123933004730902E-3,1.2169453164768298,8.4094494944529502E-3,3.5909688920137111E-3,0,0,1.2000418386466663E-2,2.9299165355681972E-2,15.024292867673584,0.40958226081820548,11.914364915361976,5.2085492378835418,0,20.23606533412223,37.358979487367748,8.4094494944529502E-3,-9.368852464529169E-3,3.5909688920137111E-3,0,0,0,0,0,0,0,0,6.3925270413882671E-2,null,0,0,2.631565921937494E-3,6.3925270413882671E-2,0.16372961316931572,40.735669683098642,1.145155149537192E-3,-1.6268571774607365E-4,9.8246943179111841E-4,5.7257757476859642E-5,-8.1342858873036769E-6,4.9123471589555964E-5,null,-1.3767091299179705E-3,"C-SOff-HVAC-ER-All-All-C",null,null,-9.368852464529169E-3,0,0,-9.368852464529169E-3,0,9999,0,null,1.7111085819541143,1.7111085819541143]
["All Btype_NEW_DISP_Fixture_from_LEDPanel_to_LEDPanel_CONTR","Small Off_NEW_DISP_Fixture_from_LEDPanel_to_LEDPanel_CONTR","No",12.307692307692308,null,0.23877173283542275,null,-2.976489195583481E-3,null,9.295004129863578E-2,null,0,0,"C-SOff-Lgt-LPD Int-All-All-C",0.26622172902527103,null,5.8320043719467219E-5,4.2298838790356922E-5,null,null,5.5339102563246483E-5,4.0381513582992207E-5,null,null,-3.0062540850200304E-3,null,"n/a","n/a",null,null,"n/a","n/a",null,null,3.2055893519863585E-2,1.4013730563790513E-2,0,8.8502341583359817E-2," (na) "," (na) "," (na) "," (na) ",0,0,0,0,0,0,0,0,3.2055893519863585E-2,1.4013730563790513E-2,0,8.8502341583359817E-2,0.1345719656670139,1.8181498921660811E-2,2.4961158904753854E-3,0,0,2.0677614812136196E-2,3.2055893519863585E-2,0.64504877392742821,1.8181498921660811E-2,5.2676737703021646E-3,0,0,2.3449172691962977E-2,1.4013730563790513E-2,1.6732998101556416,1.8181498921660811E-2,7.76378966077755E-3,0,0,2.5945288582438362E-2,4.6069624083654101E-2,10.354407189515721,0.56317560862503269,8.6649926657178042,3.7880358093698514,0,23.922968805828756,36.375997280916408,1.8181498921660811E-2,-2.0255758845260433E-2,7.76378966077755E-3,0,0,0,0,0,0,0,0,0.1345719656670139,null,0,0,5.6895297371779251E-3,0.1345719656670139,0.16757521086206678,39.75268747664731,2.4758620799350192E-3,-3.5173172794734383E-4,2.1241303519876752E-3,1.2379310399675104E-4,-1.7586586397367178E-5,1.0620651759938386E-4,null,-2.976489195583481E-3,"C-SOff-HVAC-ER-All-All-C",null,null,-2.0255758845260433E-2,0,0,-2.0255758845260433E-2,0,9999,0,null,3.6994715121559874,3.6994715121559874]
["All Btype_NEW_HIGHBAY_Fixture_from_LEDPanel_to_LEDPanel_CONTR","Xlarge Ret_NEW_HIGHBAY_Fixture_from_LEDPanel_to_LEDPanel_CONTR","No",9.1666666666666661,null,1.670508659295215,null,-2.2699939077300734E-2,null,1.6828775416791196E-2,null,0,0,"C-Ret-Lgt-LPD Int-All-All-C",1.8591744234773919,null,2.7976410178967429E-4,2.9406898639186698E-4,null,null,2.6546626682659718E-4,2.8073923704305241E-4,null,null,-2.2926938242748812E-2,null,"n/a","n/a",null,null,"n/a","n/a",null,null,5.8037783016915579E-3,2.5372116151272171E-3,0,2.2725793666573794E-2," (na) "," (na) "," (na) "," (na) ",0,0,0,0,0,0,0,0,5.8037783016915579E-3,2.5372116151272171E-3,0,2.2725793666573794E-2,3.1066783583392571E-2,0.12788371091000461,1.2586243476763887E-2,0,0,0.14046995438676849,5.8037783016915579E-3,24.203190936123004,0.12788371091000461,2.6723286912290901E-2,0,0,0.15460699782229551,2.5372116151272171E-3,60.935791441481093,0.12788371091000461,3.9309530389054791E-2,0,0,0.16719324129905938,8.3409899168187755E-3,-1.1986831872641353,20.044772019437509,0.22464382779301725,9.8206530214456966E-2,0,0.8796354742574316,1.2024858322649059,0.12788371091000461,-0.15407364806792201,3.9309530389054791E-2,0,0,0,0,0,0,0,0,3.1066783583392571E-2,null,0,0,1.3119593231137372E-2,3.1066783583392571E-2,0.90306174511866666,5.6446008388210522,1.7290322138339757E-2,-2.6824517744016194E-3,1.4607870363938137E-2,8.6451610691698716E-4,-1.3412258872008058E-4,7.3039351819690658E-4,null,-2.2699939077300734E-2,"C-Ret-HVAC-ER-All-All-C",null,null,-0.15407364806792201,0,0,-0.15407364806792201,0,9999,0,null,25.835467454013713,25.835467454013713]
["All Btype_NEW_CAN_Fixture_from_LEDPanel_to_LEDPanel_CONTR","Xlarge Ret_NEW_CAN_Fixture_from_LEDPanel_to_LEDPanel_CONTR","No",7.833333333333333,null,0.20952936840507039,null,-2.8472189421077745E-3,null,2.8118147284523408E-2,null,0,0,"C-Ret-Lgt-LPD Int-All-All-C",0.23319342916212721,null,3.5090387125040979E-5,3.6884627112440625E-5,null,null,3.3297031363187333E-5,3.5212696861427518E-5,null,null,-2.8756911032666883E-3,null,"n/a","n/a",null,null,"n/a","n/a",null,null,9.6971698208567977E-3,4.2392680465013653E-3,0,4.5474562635016695E-2," (na) "," (na) "," (na) "," (na) ",0,0,0,0,0,0,0,0,9.6971698208567977E-3,4.2392680465013653E-3,0,4.5474562635016695E-2,5.9411000502374856E-2,1.6040259969424417E-2,1.5786734367431534E-3,0,0,1.7618933406167572E-2,9.6971698208567977E-3,1.8169150104262939,1.6040259969424417E-2,3.3518613610791694E-3,0,0,1.9392121330503588E-2,4.2392680465013653E-3,4.5744032030500534,1.6040259969424417E-2,4.9305347978223224E-3,0,0,2.0970794767246743E-2,1.3936437867358164E-2,2.7791678159974631,1.5047456865835427,2.992488600454823,1.3082127608142526,0,14.033178010688143,18.333879371957217,1.6040259969424417E-2,-1.9325224079447118E-2,4.9305347978223224E-3,0,0,0,0,0,0,0,0,5.9411000502374856E-2,null,0,0,1.6455706877996218E-3,5.9411000502374856E-2,0.26634239676369137,22.775994378513374,2.1686988912077809E-3,-3.3645585908220234E-4,1.8322430321255786E-3,1.084349445603891E-4,-1.6822792954110125E-5,9.161215160627898E-5,null,-2.8472189421077745E-3,"C-Ret-HVAC-ER-All-All-C",null,null,-1.9325224079447118E-2,0,0,-1.9325224079447118E-2,0,9999,0,null,3.2405035124888837,3.2405035124888837]
["All Btype_NEW_OTHER_Fixture_from_LEDPanel_to_LEDPanel_CONTR","Xlarge Ret_NEW_OTHER_Fixture_from_LEDPanel_to_LEDPanel_CONTR","No",8.3333333333333339,null,0.121951672435131,null,-1.6571572492299134E-3,null,2.7369541414804886E-2,null,0,0,"C-Ret-Lgt-LPD Int-All-All-C",0.13572478599862225,null,2.0423539806706066E-5,2.1467835262178266E-5,null,null,1.9379758994049646E-5,2.0494727330540922E-5,null,null,-1.6737288052728805E-3,null,"n/a","n/a",null,null,"n/a","n/a",null,null,9.4389964008908828E-3,4.1264035355217301E-3,0,4.1248880295822313E-2," (na) "," (na) "," (na) "," (na) ",0,0,0,0,0,0,0,0,9.4389964008908828E-3,4.1264035355217301E-3,0,4.1248880295822313E-2,5.4814280232234926E-2,9.3358584739486761E-3,9.1882998218919274E-4,0,0,1.0254688456137868E-2,9.4389964008908828E-3,1.0864172440165352,9.3358584739486761E-3,1.9508725763161675E-3,0,0,1.1286731050264844E-2,4.1264035355217301E-3,2.7352465538341448,9.3358584739486761E-3,2.86970255850536E-3,0,0,1.2205561032454036E-2,1.3565399936412613E-2,5.670923037764406,0.89975681437091581,5.0046126261718156,2.1878439568642016,0,21.870404265059172,29.062860848095191,9.3358584739486761E-3,-1.124779506859435E-2,2.86970255850536E-3,0,0,0,0,0,0,0,0,5.4814280232234926E-2,null,0,0,9.5776596385968582E-4,5.4814280232234926E-2,0.18475897066316987,33.504975854651342,1.2622405097871886E-3,-1.9582627021692657E-4,1.066414239570262E-3,6.3112025489359336E-5,-9.7913135108463492E-6,5.3320711978512989E-5,null,-1.6571572492299134E-3,"C-Ret-HVAC-ER-All-All-C",null,null,-1.124779506859435E-2,0,0,-1.124779506859435E-2,0,9999,0,null,1.8860593428408996,1.8860593428408996]
["All Btype_NEW_LINEAR_Fixture_from_LEDPanel_to_LEDPanel_CONTR","Large Ret_NEW_LINEAR_Fixture_from_LEDPanel_to_LEDPanel_CONTR","No",12.272727272727273,null,0.7508215501156924,null,-1.4687671272903189E-2,null,4.8548931047050416E-2,null,0,0,"C-Ret-Lgt-LPD Int-All-All-C",0.83561866908231164,null,1.2574189029410278E-4,1.3217131858319392E-4,null,null,1.193156305135608E-4,1.2618017150769592E-4,null,null,-1.4834547839838945E-2,null,"n/a","n/a",null,null,"n/a","n/a",null,null,1.6743180986303542E-2,7.3195410066309897E-3,0,4.6385914344044467E-2," (na) "," (na) "," (na) "," (na) ",0,0,0,0,0,0,0,0,1.6743180986303542E-2,7.3195410066309897E-3,0,4.6385914344044467E-2,7.0448636336978995E-2,5.7478209122547461E-2,5.6569732726463899E-3,0,0,6.3135182395193848E-2,1.6743180986303542E-2,3.7707997331475092,5.7478209122547461E-2,1.2010964200651196E-2,0,0,6.948917332319865E-2,7.3195410066309897E-3,9.4936517549729338,5.7478209122547461E-2,1.7667937473297587E-2,0,0,7.5146146595845037E-2,2.4062721992934532E-2,0.55070826326595712,3.1229279305105209,1.4418950465336846,0.63034676200388218,0,3.9946782022081972,6.066920010745763,5.7478209122547461E-2,-9.9691152779415537E-2,1.7667937473297587E-2,0,0,0,0,0,0,0,0,7.0448636336978995E-2,null,0,0,-2.45450061835705E-2,7.0448636336978995E-2,0.44167297365366259,13.130623613269389,7.7712536224655094E-3,-1.7356420972611598E-3,6.0356115252043494E-3,3.8856268112327487E-4,-8.6782104863057823E-5,3.0178057626021704E-4,null,-1.4687671272903189E-2,"C-Ret-HVAC-ER-All-All-C",null,null,-9.9691152779415537E-2,0,0,-9.9691152779415537E-2,0,9999,0,null,11.611927668767672,11.611927668767672]
["All Btype_NEW_DISP_Fixture_from_LEDPanel_to_LEDPanel_CONTR","Large Ret_NEW_DISP_Fixture_from_LEDPanel_to_LEDPanel_CONTR","No",7.2727272727272725,null,0.13619768470155269,null,-2.6643172678230669E-3,null,1.868959260159472E-2,null,0,0,"C-Ret-Lgt-LPD Int-All-All-C",0.15157973023665497,null,2.2809353734472017E-5,2.3975640512993427E-5,null,null,2.1643641717727611E-5,2.2888857161791566E-5,null,null,-2.6909604140546582E-3,null,"n/a","n/a",null,null,"n/a","n/a",null,null,6.4455225839167409E-3,2.8177600720399576E-3,0,3.2873553007407352E-2," (na) "," (na) "," (na) "," (na) ",0,0,0,0,0,0,0,0,6.4455225839167409E-3,2.8177600720399576E-3,0,3.2873553007407352E-2,4.2136835663364049E-2,1.0426444209115161E-2,1.0261648217666157E-3,0,0,1.1452609030881777E-2,6.4455225839167409E-3,1.7768317280369201,1.0426444209115161E-2,2.1787673980719676E-3,0,0,1.2605211607187129E-2,2.8177600720399576E-3,4.4734864874642808,1.0426444209115161E-2,3.2049322198385833E-3,0,0,1.3631376428953745E-2,9.2632826559566981E-3,2.8761866976484378,1.4715492266867372,3.0599957052224385,1.3377245376976119,0,15.606636965181732,20.00435720810178,1.0426444209115161E-2,-1.8083796598130406E-2,3.2049322198385833E-3,0,0,0,0,0,0,0,0,4.2136835663364049E-2,null,0,0,-4.4524201691766609E-3,4.2136835663364049E-2,0.22635724530029144,27.068060810625415,1.4096914912008908E-3,-3.1484236844439529E-4,1.0948491227564955E-3,7.0484574560044532E-5,-1.574211842221975E-5,5.4742456137824782E-5,null,-2.6643172678230669E-3,"C-Ret-HVAC-ER-All-All-C",null,null,-1.8083796598130406E-2,0,0,-1.8083796598130406E-2,0,9999,0,null,2.1063828857394427,2.1063828857394427]
["All Btype_NEW_OTHER_Fixture_from_LEDPanel_to_LEDPanel_CONTR","Large Ret_NEW_OTHER_Fixture_from_LEDPanel_to_LEDPanel_CONTR","No",11.363636363636363,null,3.5067116040026769E-2,null,-6.8598759959047557E-4,null,1.1065494357368862E-2,null,0,0,"C-Ret-Lgt-LPD Int-All-All-C",3.9027564977865851E-2,null,5.8727742395728816E-6,6.1730606496390941E-6,null,null,5.5726358146796443E-6,5.8932441610513829E-6,null,null,-6.9284746877710623E-4,null,"n/a","n/a",null,null,"n/a","n/a",null,null,3.8161823696755441E-3,1.6683032553056801E-3,0,1.1601220765873037E-2," (na) "," (na) "," (na) "," (na) ",0,0,0,0,0,0,0,0,3.8161823696755441E-3,1.6683032553056801E-3,0,1.1601220765873037E-2,1.7085706390854261E-2,2.6845194157822448E-3,2.6420890310973889E-4,0,0,2.9487283188919839E-3,3.8161823696755441E-3,0.77269061938009209,2.6845194157822448E-3,5.609720116743354E-4,0,0,3.2454914274565802E-3,1.6683032553056801E-3,1.9453845798927694,2.6845194157822448E-3,8.2518091478407424E-4,0,0,3.5097003305663193E-3,5.4844856249812238E-3,8.5911928974533414,0.63993245138250043,7.0365775387023239,3.0761489040226322,0,21.391244326095901,31.503970768820857,2.6845194157822448E-3,-4.656074698629966E-3,8.2518091478407424E-4,0,0,0,0,0,0,0,0,1.7085706390854261E-2,null,0,0,-1.1463743680636468E-3,1.7085706390854261E-2,0.16142653245017927,38.567674371344502,3.6295635429415239E-4,-8.1063153846921469E-5,2.8189320044723094E-4,1.8147817714707616E-5,-4.0531576923460721E-6,1.4094660022361544E-5,null,-6.8598759959047557E-4,"C-Ret-HVAC-ER-All-All-C",null,null,-4.656074698629966E-3,0,0,-4.656074698629966E-3,0,9999,0,null,0.54233501282205998,0.54233501282205998]
["All Btype_NEW_CAN_Fixture_from_LEDPanel_to_LEDPanel_CONTR","Medium Ret_NEW_CAN_Fixture_from_LEDPanel_to_LEDPanel_CONTR","No",12.051282051282051,null,0.18954820116155863,null,-2.9569534436656194E-3,null,4.2856612109556144E-2,null,0,0,"C-Ret-Lgt-LPD Int-All-All-C",0.21095560663803792,null,3.1744093003495543E-5,3.3367230440755678E-5,null,null,3.0121755470148355E-5,3.1854739022681704E-5,null,null,-2.986522948750861E-3,null,"n/a","n/a",null,null,"n/a","n/a",null,null,1.478005792372027E-2,6.4613313408932961E-3,0,4.1861487588896767E-2," (na) "," (na) "," (na) "," (na) ",0,0,0,0,0,0,0,0,1.478005792372027E-2,6.4613313408932961E-3,0,4.1861487588896767E-2,6.3102876853510334E-2,1.4510626584290229E-2,1.4281277724166482E-3,0,0,1.5938754356706879E-2,1.478005792372027E-2,1.078395933153079,1.4510626584290229E-2,3.0322207162254556E-3,0,0,1.7542847300515686E-2,6.4613313408932961E-3,2.7150514924824054,1.4510626584290229E-2,4.4603484886421036E-3,0,0,1.8970975072932335E-2,2.1241389264613567E-2,5.7244218765033139,0.89311366768916767,5.0418378719202233,2.2041175498547023,0,14.279973366132301,21.525928787907226,1.4510626584290229E-2,-2.0070036429663457E-2,4.4603484886421036E-3,0,0,0,0,0,0,0,0,6.3102876853510334E-2,null,0,0,-1.0990613567311222E-3,6.3102876853510334E-2,0.22809078489703735,26.850773672553522,1.9618871417337556E-3,-3.4942318500385037E-4,1.6124639567299053E-3,9.8094357086687625E-5,-1.7471159250192537E-5,8.0623197836495088E-5,null,-2.9569534436656194E-3,"C-Ret-HVAC-ER-All-All-C",null,null,-2.0070036429663457E-2,0,0,-2.0070036429663457E-2,0,9999,0,null,2.9314821894681766,2.9314821894681766]
["All Btype_NEW_DISP_Fixture_from_LEDPanel_to_LEDPanel_CONTR","Medium Ret_NEW_DISP_Fixture_from_LEDPanel_to_LEDPanel_CONTR","No",8.2051282051282044,null,0.42848162099378356,null,-6.6843166908510309E-3,null,7.0457571365531699E-2,null,0,0,"C-Ret-Lgt-LPD Int-All-All-C",0.47687395467789406,null,7.175884732096155E-5,7.5428017252150362E-5,null,null,6.8091485605958178E-5,7.2008967266003857E-5,null,null,-6.7511597914094437E-3,null,"n/a","n/a",null,null,"n/a","n/a",null,null,2.4298863925247365E-2,1.0622624879996634E-2,0,0.10808652187929263," (na) "," (na) "," (na) "," (na) ",0,0,0,0,0,0,0,0,2.4298863925247365E-2,1.0622624879996634E-2,0,0.10808652187929263,0.14300801068453661,3.2801877107621509E-2,3.2283424435653714E-3,0,0,3.6030219551186883E-2,2.4298863925247365E-2,1.4827944080854838,3.2801877107621509E-2,6.8544615023374304E-3,0,0,3.9656338609958937E-2,1.0622624879996634E-2,3.7331958021633072,3.2801877107621509E-2,1.0082803945902802E-2,0,0,4.2884681053524311E-2,3.4921488805243997E-2,3.7482522160192362,1.2280312930726058,3.6667911795783379,1.6029945817125084,0,16.310668115083764,21.580453876374605,3.2801877107621509E-2,-4.5369155128286889E-2,1.0082803945902802E-2,0,0,0,0,0,0,0,0,0.14300801068453661,null,0,0,-2.4844740747625785E-3,0.14300801068453661,0.2276532873211165,26.905298761020894,4.4349277785044119E-3,-7.8988569559490583E-4,3.6450420829095059E-3,2.2174638892522068E-4,-3.9494284779745248E-5,1.8225210414547544E-4,null,-6.6843166908510309E-3,"C-Ret-HVAC-ER-All-All-C",null,null,-4.5369155128286889E-2,0,0,-4.5369155128286889E-2,0,9999,0,null,6.6267378574968667,6.6267378574968667]
["All Btype_NEW_HIGHBAY_Fixture_from_LEDPanel_to_LEDPanel_CONTR","Small Ret_NEW_HIGHBAY_Fixture_from_LEDPanel_to_LEDPanel_CONTR","No",22,null,0.29219415945583405,null,-2.9457038591271592E-3,null,8.1746383238368962E-3,null,0,0,"C-Ret-Lgt-LPD Int-All-All-C",0.32519430828868229,null,4.8934458443836234E-5,5.1436572820312349E-5,null,null,4.6433577142905326E-5,4.9105022555630051E-5,null,null,-2.9751608684786823E-3,null,"n/a","n/a",null,null,"n/a","n/a",null,null,2.6465645708033891E-3,1.1569867110998065E-3,0,3.9272462106987602E-3," (na) "," (na) "," (na) "," (na) ",0,0,0,0,0,0,0,0,2.6465645708033891E-3,1.1569867110998065E-3,0,3.9272462106987602E-3,7.7307974926019559E-3,2.2368560144553046E-2,2.2015012091892326E-3,0,0,2.4570061353742279E-2,2.6465645708033891E-3,9.283756619731296,2.2368560144553046E-2,4.6742579356208068E-3,0,0,2.7042818080173853E-2,1.1569867110998065E-3,23.373490655279468,2.2368560144553046E-2,6.8757591448100393E-3,0,0,2.9244319289363087E-2,3.8035512819031957E-3,-0.67984745000678959,7.6886880501661095,0.58565704373810967,0.25602905152671185,0,0.86905848856403944,1.7107445838288609,2.2368560144553046E-2,-1.9993680959140493E-2,6.8757591448100393E-3,0,0,0,0,0,0,0,0,7.7307974926019559E-3,null,0,0,9.2506383302225943E-3,7.7307974926019559E-3,1.0548194563972084,4.6136034048536994,3.0243070670847548E-3,-3.4809382161200581E-4,2.6762132454727491E-3,1.5121535335423721E-4,-1.7404691080600289E-5,1.3381066227363691E-4,null,-2.9457038591271592E-3,"C-Ret-HVAC-ER-All-All-C",null,null,-1.9993680959140493E-2,0,0,-1.9993680959140493E-2,0,9999,0,null,4.5189665164974313,4.5189665164974313]
["All Btype_NEW_CAN_Fixture_from_LEDPanel_to_LEDPanel_CONTR","Small Ret_NEW_CAN_Fixture_from_LEDPanel_to_LEDPanel_CONTR","No",18.8,null,3.6649470412360115E-2,null,-3.6947516894147249E-4,null,1.3658491405026001E-2,null,0,0,"C-Ret-Lgt-LPD Int-All-All-C",4.0788629047513326E-2,null,6.1377749309644311E-6,6.4516113436421555E-6,null,null,5.8240931810828216E-6,6.1591685289071117E-6,null,null,-3.7316991696338989E-4,null,"n/a","n/a",null,null,"n/a","n/a",null,null,4.7104351972774381E-3,2.0592397354931798E-3,0,7.5952399522709827E-3," (na) "," (na) "," (na) "," (na) ",0,0,0,0,0,0,0,0,4.7104351972774381E-3,2.0592397354931798E-3,0,7.5952399522709827E-3,1.43649148850416E-2,2.8056545849911439E-3,2.7613095887753827E-4,0,0,3.0817855438686824E-3,4.7104351972774381E-3,0.65424645808733528,2.8056545849911439E-3,5.8628508602057822E-4,0,0,3.3919396710117219E-3,2.0592397354931798E-3,1.647180565015353,2.8056545849911439E-3,8.6241604489811644E-4,0,0,3.6680706298892604E-3,6.7696749327706175E-3,10.421991348228815,0.54183851755316603,8.3104728951702462,3.6330519983301812,0,13.400043331907973,25.343568225408397,2.8056545849911439E-3,-2.5077770894217548E-3,8.6241604489811644E-4,0,0,0,0,0,0,0,0,1.43649148850416E-2,null,0,0,1.1602935404675056E-3,1.43649148850416E-2,0.21739688221896347,28.246427046433244,3.7933425014187374E-4,-4.366088028471668E-5,3.3567336985715704E-4,1.8966712507093698E-5,-2.1830440142358308E-6,1.6783668492857866E-5,null,-3.6947516894147249E-4,"C-Ret-HVAC-ER-All-All-C",null,null,-2.5077770894217548E-3,0,0,-2.5077770894217548E-3,0,9999,0,null,0.56680711876396073,0.56680711876396073]
["All Btype_NEW_LINEAR_Fixture_from_LEDPanel_to_LEDPanel_CONTR","School K-12_NEW_LINEAR_Fixture_from_LEDPanel_to_LEDPanel_CONTR","No",21.6,null,1.2698718750749376,null,-2.2198234871787473E-2,null,0.14933820409893966,null,0,0,"C-K12-Lgt-LPD Int-All-All-C",1.4146251987551204,null,3.9821304705695893E-4,1.2174320365693277E-4,null,null,3.7786604108270476E-4,1.1622746060260518E-4,null,null,-2.2420216842009462E-2,null,"n/a","n/a",null,null,"n/a","n/a",null,null,4.8930467316333805E-2,2.1390711973340051E-2,0,7.2608087660396281E-2," (na) "," (na) "," (na) "," (na) ",0,0,0,0,0,0,0,0,4.8930467316333805E-2,2.1390711973340051E-2,0,7.2608087660396281E-2,0.14292926695007013,9.5979405283737898E-2,1.7043641450867186E-2,0,0,0.11302304673460509,4.8930467316333805E-2,2.3098705762181861,9.5979405283737898E-2,3.5968690150412014E-2,0,0,0.13194809543414993,2.1390711973340051E-2,6.168476093670991,9.5979405283737898E-2,5.3012331601279203E-2,0,0,0.1489917368850171,7.0321179289673852E-2,0.88050247027189921,2.1187320575395332,2.4890967971528908,1.0881472338582616,0,3.6935792432654431,7.2708232742765961,9.5979405283737898E-2,-0.15043189633768356,5.3012331601279203E-2,0,0,0,0,0,0,0,0,0.14292926695007013,null,0,0,-1.4401594526664563E-3,0.14292926695007013,0.50787819087993347,12.22656434655666,1.3156014348422623E-2,-2.6231653705151062E-3,1.0532848977907516E-2,6.5780071742113113E-4,-1.3115826852575532E-4,5.2664244889537586E-4,null,-2.2198234871787473E-2,"C-Sch-HVAC-ER-All-All-C",null,null,-0.15043189633768356,0,0,-0.15043189633768356,0,9999,0,null,19.657920645071759,19.657920645071759]
["All Btype_NEW_HIGHBAY_Fixture_from_LEDPanel_to_LEDPanel_CONTR","School K-12_NEW_HIGHBAY_Fixture_from_LEDPanel_to_LEDPanel_CONTR","No",22,null,0.33139116272300523,null,-5.7929457364554217E-3,null,8.5369707556271924E-3,null,0,0,"C-K12-Lgt-LPD Int-All-All-C",0.36916660541446927,null,1.0391936955678221E-4,3.1770623954573179E-5,null,null,9.8609528382969205E-5,3.0331212199787216E-5,null,null,-5.8508750950460806E-3,null,"n/a","n/a",null,null,"n/a","n/a",null,null,2.7638708220210136E-3,1.2082689565001247E-3,0,4.101317357750294E-3," (na) "," (na) "," (na) "," (na) ",0,0,0,0,0,0,0,0,2.7638708220210136E-3,1.2082689565001247E-3,0,4.101317357750294E-3,8.0734571362714325E-3,2.5047193609641503E-2,4.4477811252442902E-3,0,0,2.9494974734885791E-2,2.7638708220210136E-3,10.671618405565823,2.5047193609641503E-2,9.3865422839332774E-3,0,0,3.4433735893574777E-2,1.2082689565001247E-3,28.498403197675156,2.5047193609641503E-2,1.3834323409177568E-2,0,0,3.8881517018819069E-2,3.9721397785211386E-3,-1.9224475017542333,9.7885570968741149,0.53876471539721837,0.23552934358780042,0,0.7994748022942183,1.5737688612792371,2.5047193609641503E-2,-3.9257347151679924E-2,1.3834323409177568E-2,0,0,0,0,0,0,0,0,8.0734571362714325E-3,null,0,0,-3.7583013286085487E-4,8.0734571362714325E-3,0.82148439274920249,6.5295099335593045,3.4332494303545651E-3,-6.8455238612039136E-4,2.7486970442341736E-3,1.7166247151772829E-4,-3.4227619306019569E-5,1.3743485221170873E-4,null,-5.7929457364554217E-3,"C-Sch-HVAC-ER-All-All-C",null,null,-3.9257347151679924E-2,0,0,-3.9257347151679924E-2,0,9999,0,null,5.1300145370197043,5.1300145370197043]
["All Btype_NEW_OTHER_Fixture_from_LEDPanel_to_LEDPanel_CONTR","School K-12_NEW_OTHER_Fixture_from_LEDPanel_to_LEDPanel_CONTR","No",20,null,0.24060389405197538,null,-4.2059217595611653E-3,null,0.13808340870218383,null,0,0,"C-K12-Lgt-LPD Int-All-All-C",0.26803045104408352,null,7.544982424195575E-5,2.3066806541008038E-5,null,null,7.1594656672853185E-5,2.2021733188719615E-5,null,null,-4.2479809054427825E-3,null,"n/a","n/a",null,null,"n/a","n/a",null,null,4.7621141253672311E-2,2.0818319796815098E-2,0,7.0665174241663561E-2," (na) "," (na) "," (na) "," (na) ",0,0,0,0,0,0,0,0,4.7621141253672311E-2,2.0818319796815098E-2,0,7.0665174241663561E-2,0.13910463529215097,1.8185313899244604E-2,3.2292757894667994E-3,0,0,2.1414589688711405E-2,4.7621141253672311E-2,0.44968661239423818,1.8185313899244604E-2,6.8150236917620998E-3,0,0,2.5000337591006703E-2,2.0818319796815098E-2,1.2008816194105825,1.8185313899244604E-2,1.00442994812289E-2,0,0,2.8229613380473501E-2,6.8439461050487413E-2,15.678212248071686,0.41247568211632568,12.785551747895564,5.5894020609153729,0,18.972523930664369,37.347477739475309,1.8185313899244604E-2,-2.8502481832140599E-2,1.00442994812289E-2,0,0,0,0,0,0,0,0,0.13910463529215097,null,0,0,-2.7286845166709511E-4,0.13910463529215097,0.16842729512219584,42.303218811755364,2.4926831947099776E-3,-4.9701376593680523E-4,1.9956694287731726E-3,1.2463415973549888E-4,-2.485068829684028E-5,9.9783471438658595E-5,null,-4.2059217595611653E-3,"C-Sch-HVAC-ER-All-All-C",null,null,-2.8502481832140599E-2,0,0,-2.8502481832140599E-2,0,9999,0,null,3.7246058826918054,3.7246058826918054]
["All Btype_NEW_LINEAR_Fixture_from_LEDPanel_to_LEDPanel_CONTR","University_NEW_LINEAR_Fixture_from_LEDPanel_to_LEDPanel_CONTR","No",25.714285714285715,null,0.62879421276325653,null,-9.9593160008118777E-3,null,8.5354516418243473E-2,null,0,0,"C-Unv-Lgt-LPD Int-All-All-C",0.70017886162833309,null,1.1784817828028371E-4,1.1912699550293498E-4,null,null,1.1182631152893059E-4,1.1372731218655648E-4,null,null,-1.0058909072691869E-2,null,"n/a","n/a",null,null,"n/a","n/a",null,null,2.5066270901652039E-2,1.0958108730834991E-2,0,3.7195925049725423E-2," (na) "," (na) "," (na) "," (na) ",0,0,0,0,0,0,0,0,2.5066270901652039E-2,1.0958108730834991E-2,0,3.7195925049725423E-2,7.3220304682212453E-2,4.8219923879489882E-2,5.0986722144758757E-3,0,0,5.3318596093965755E-2,2.5066270901652039E-2,2.1271052364814143,4.8219923879489882E-2,1.0825588989040956E-2,0,0,5.9045512868530839E-2,1.0958108730834991E-2,5.3882941225416792,4.8219923879489882E-2,1.592426120351683E-2,0,0,6.4144185083006719E-2,3.602437963248703E-2,2.0658245456811337,1.7805770907755218,2.5762294824438294,1.1262386373691367,0,3.8228757327264842,7.5253438525394509,4.8219923879489882E-2,-6.5727990937764699E-2,1.592426120351683E-2,0,0,0,0,0,0,0,0,7.3220304682212453E-2,null,0,0,-1.5838058547579942E-3,7.3220304682212453E-2,0.46164067574056977,12.644008586533747,6.5116634131434994E-3,-1.1768923615049496E-3,5.3347710516385496E-3,3.2558317065717497E-4,-5.8844618075247444E-5,2.6673855258192751E-4,null,-9.9593160008118777E-3,"C-Unv-HVAC-ER-All-All-C",null,null,-6.5727990937764699E-2,0,0,-6.5727990937764699E-2,0,9999,0,null,9.7298284459791216,9.7298284459791216]
["All Btype_NEW_DISP_Fixture_from_LEDPanel_to_LEDPanel_CONTR","University_NEW_DISP_Fixture_from_LEDPanel_to_LEDPanel_CONTR","No",15.238095238095237,null,0.18167025774713733,null,-2.8774302754817111E-3,null,5.2334607291617791E-2,null,0,0,"C-Unv-Lgt-LPD Int-All-All-C",0.20229460080767059,null,3.4048514583372126E-5,3.4417988490311536E-5,null,null,3.2308686094764304E-5,3.2857920283690278E-5,null,null,-2.9062045527746849E-3,null,"n/a","n/a",null,null,"n/a","n/a",null,null,1.8048755818773354E-2,7.8902932747516932E-3,0,3.8230745813837369E-2," (na) "," (na) "," (na) "," (na) ",0,0,0,0,0,0,0,0,1.8048755818773354E-2,7.8902932747516932E-3,0,3.8230745813837369E-2,6.416979490736241E-2,1.3931626312585812E-2,1.4731005415928448E-3,0,0,1.5404726854178657E-2,1.8048755818773354E-2,0.8535063030857496,1.3931626312585812E-2,3.127712536126836E-3,0,0,1.7059338848712649E-2,7.8902932747516932E-3,2.1620665106709236,1.3931626312585812E-2,4.600813077719681E-3,0,0,1.8532439390305494E-2,2.5939049093525048E-2,7.5906337137881117,0.71446101680464436,6.4204695415512552,2.8068077463686865,0,13.599792778692105,22.827070066612048,1.3931626312585812E-2,-1.8990030144187996E-2,4.600813077719681E-3,0,0,0,0,0,0,0,0,6.416979490736241E-2,null,0,0,-4.5759075388250234E-4,6.416979490736241E-2,0.22285327535041491,27.945734800606328,1.8813397875113342E-3,-3.4002593267463786E-4,1.5413138548366963E-3,9.4066989375566829E-5,-1.7001296633731909E-5,7.7065692741834919E-5,null,-2.8774302754817111E-3,"C-Unv-HVAC-ER-All-All-C",null,null,-1.8990030144187996E-2,0,0,-1.8990030144187996E-2,0,9999,0,null,2.8111270837697298,2.8111270837697298]
["All Btype_NEW_OTHER_Fixture_from_LEDPanel_to_LEDPanel_CONTR","University_NEW_OTHER_Fixture_from_LEDPanel_to_LEDPanel_CONTR","No",23.80952380952381,null,0.28501428608878726,null,-4.5142707777635939E-3,null,0.188804537428307,null,0,0,"C-Unv-Lgt-LPD Int-All-All-C",0.31737088912520667,null,5.3417181197984968E-5,5.3996832171791284E-5,null,null,5.0687642633187595E-5,5.1549311418125266E-5,null,null,-4.5594134455952907E-3,null,"n/a","n/a",null,null,"n/a","n/a",null,null,5.8123878732800942E-2,2.5409754227539379E-2,0,8.6250222277861999E-2," (na) "," (na) "," (na) "," (na) ",0,0,0,0,0,0,0,0,5.8123878732800942E-2,2.5409754227539379E-2,0,8.6250222277861999E-2,0.16978385523820233,2.1856701128613768E-2,2.311081100481934E-3,0,0,2.4167782229095703E-2,5.8123878732800942E-2,0.41579782278805738,2.1856701128613768E-2,4.9069273453441068E-3,0,0,2.6763628473957874E-2,2.5409754227539379E-2,1.0532816742064806,2.1856701128613768E-2,7.2180084458260407E-3,0,0,2.9074709574439809E-2,8.3533632960340318E-2,17.30414662229499,0.34805991962834604,13.179268678559962,5.7615215178668562,0,19.556761829522934,38.497552025949759,2.1856701128613768E-2,-2.979260310118417E-2,7.2180084458260407E-3,0,0,0,0,0,0,0,0,0.16978385523820233,null,0,0,-7.1789352674436063E-4,0.16978385523820233,0.14568205998022715,43.616216759944045,2.9515492688644142E-3,-5.3345137313464883E-4,2.4180978957297652E-3,1.4757746344322114E-4,-2.6672568656732456E-5,1.2090489478648868E-4,null,-4.5142707777635939E-3,"C-Unv-HVAC-ER-All-All-C",null,null,-2.979260310118417E-2,0,0,-2.979260310118417E-2,0,9999,0,null,4.4102506861671982,4.4102506861671982]
["All Btype_NEW_CAN_Fixture_from_LEDPanel_to_LEDPanel_CONTR","Warehouse_NEW_CAN_Fixture_from_LEDPanel_to_LEDPanel_CONTR","No",18.076923076923077,null,4.7022771482024299E-3,null,-7.2804774814751532E-5,null,2.1407025602285064E-3,null,0,0,"C-War-Lgt-LPD Int-All-All-C",5.2327489847037749E-3,null,1.1700287974875905E-6,7.8311144352025205E-7,null,null,1.1102461278730429E-6,7.4761479702688201E-7,null,null,-7.353282208549057E-5,null,"n/a","n/a",null,null,"n/a","n/a",null,null,7.3826899234945818E-4,3.2274572961054851E-4,0,1.2539199251885879E-3," (na) "," (na) "," (na) "," (na) ",0,0,0,0,0,0,0,0,7.3826899234945818E-4,3.2274572961054851E-4,0,1.2539199251885879E-3,2.3149346471485945E-3,3.5883872934576916E-4,5.0077594039040657E-5,0,0,4.0891632338480982E-4,7.3826899234945818E-4,0.55388527436792312,3.5883872934576916E-4,1.0568321739031239E-4,0,0,4.6452194673608153E-4,3.2274572961054851E-4,1.4392814656188073,3.5883872934576916E-4,1.5576081142935303E-4,0,0,5.1459954077512219E-4,1.0610147219600066E-3,12.449282434126459,0.48500697504414009,10.152863291945017,4.4384815084362721,0,17.244226306960378,31.835571107341661,3.5883872934576916E-4,-4.7568415602458348E-4,1.5576081142935303E-4,0,0,0,0,0,0,0,0,2.3149346471485945E-3,null,0,0,3.891538475053871E-5,2.3149346471485945E-3,0.18440338042228391,36.235238457910398,4.8664565557745289E-5,-8.6033401840023992E-6,4.006122537374289E-5,2.4332282778872562E-6,-4.3016700920011995E-7,2.0030612686871365E-6,null,-7.2804774814751532E-5,"C-War-HVAC-ER-All-All-C",null,null,-4.7568415602458348E-4,0,0,-4.7568415602458348E-4,0,9999,0,null,7.2715348480578784E-2,7.2715348480578784E-2]
["All Btype_NEW_DISP_Fixture_from_LEDPanel_to_LEDPanel_CONTR","Warehouse_NEW_DISP_Fixture_from_LEDPanel_to_LEDPanel_CONTR","No",12.307692307692308,null,5.040867422216138E-3,null,-7.8047126100544306E-5,null,1.6689782737417617E-3,null,0,0,"C-War-Lgt-LPD Int-All-All-C",5.6095362000751839E-3,null,1.2542774197315378E-6,8.3949985064469272E-7,null,null,1.190190063292268E-6,8.0144724692380106E-7,null,null,-7.8827596849765191E-5,null,"n/a","n/a",null,null,"n/a","n/a",null,null,5.7558435781799786E-4,2.5162562079873469E-4,0,1.5891169408234302E-3," (na) "," (na) "," (na) "," (na) ",0,0,0,0,0,0,0,0,5.7558435781799786E-4,2.5162562079873469E-4,0,1.5891169408234302E-3,2.4163269194401628E-3,3.846771263322932E-4,5.3683461101578158E-5,0,0,4.3836058743387135E-4,5.7558435781799786E-4,0.761592252255894,3.846771263322932E-4,1.1329300056706862E-4,0,0,4.9797012689936182E-4,2.5162562079873469E-4,1.9790120152258592,3.846771263322932E-4,1.6697646166864677E-4,0,0,5.5165358800093997E-4,8.2720997861673255E-4,8.469824761295202,0.66688459068569228,7.3839005759600136,3.2279865515900164,0,20.38603262099809,30.997919748548121,3.846771263322932E-4,-5.0993607773317797E-4,1.6697646166864677E-4,0,0,0,0,0,0,0,0,2.4163269194401628E-3,null,0,0,4.1717510267761998E-5,2.4163269194401628E-3,0.18851811629160348,35.397587099116855,5.2168686660699396E-5,-9.2228288314225272E-6,4.2945857829276867E-5,2.6084343330349611E-6,-4.6114144157112647E-7,2.1472928914638347E-6,null,-7.8047126100544306E-5,"C-War-HVAC-ER-All-All-C",null,null,-5.0993607773317797E-4,0,0,-5.0993607773317797E-4,0,9999,0,null,7.7951260569778677E-2,7.7951260569778677E-2]
["All Btype_NEW_HIGHBAY_Fixture_from_LEDPanel_to_LEDPanel_CONTR","Supermarket_NEW_HIGHBAY_Fixture_from_LEDPanel_to_LEDPanel_CONTR","No",8.0882352941176467,null,0.1464006317306541,null,-1.1948154420218509E-3,null,1.4384439761138857E-3,null,0,0,"C-Gro-Lgt-LPD Int-All-All-C",0.16267682528180943,null,2.2096821228821023E-5,2.2814351697786022E-5,null,null,2.0967772323296029E-5,2.1780178452600233E-5,null,null,-1.206763573091595E-3,null,"n/a","n/a",null,null,"n/a","n/a",null,null,4.9607946686595699E-4,2.1686882577709373E-4,0,2.2431007138260591E-3," (na) "," (na) "," (na) "," (na) ",0,0,0,0,0,0,0,0,4.9607946686595699E-4,2.1686882577709373E-4,0,2.2431007138260591E-3,2.9560490064691096E-3,1.1224262290679526E-2,9.7646130166958002E-4,0,0,1.2200723592349106E-2,4.9607946686595699E-4,24.594292663287753,1.1224262290679526E-2,2.0732333816967474E-3,0,0,1.3297495672376274E-2,2.1686882577709373E-4,61.315846686254304,1.1224262290679526E-2,3.0496946833663274E-3,0,0,1.4273956974045853E-2,7.1294829264305077E-4,-1.033688547290925,20.021026940297819,0.21944686230447397,9.5934596223266388E-2,0,0.99226322869569694,1.3076446872234373,1.1224262290679526E-2,-8.1106192106215058E-3,3.0496946833663274E-3,0,0,0,0,0,0,0,0,2.9560490064691096E-3,null,0,0,6.1633377634243477E-3,2.9560490064691096E-3,1.2898152085197709,3.54640698650238,1.5128944751208254E-3,-1.4119133805171676E-4,1.3717031370691086E-3,7.5644723756041396E-5,-7.0595669025858297E-6,6.8585156853455566E-5,null,-1.1948154420218509E-3,"C-Gro-HVAC-ER-All-All-C",null,null,-8.1106192106215058E-3,0,0,-8.1106192106215058E-3,0,9999,0,null,2.2605903846447624,2.2605903846447624]
["All Btype_NEW_CAN_Fixture_from_LEDPanel_to_LEDPanel_CONTR","Supermarket_NEW_CAN_Fixture_from_LEDPanel_to_LEDPanel_CONTR","No",6.9117647058823533,null,6.0279141170214755E-3,null,-4.9195449398397143E-5,null,7.8896015629187713E-4,null,0,0,"C-Gro-Lgt-LPD Int-All-All-C",6.6980717230274893E-3,null,9.0981670674458208E-7,9.3936037737043441E-7,null,null,8.6332913523640031E-7,8.967792257018379E-7,null,null,-4.9687402930946367E-5,null,"n/a","n/a",null,null,"n/a","n/a",null,null,2.7209049515375026E-4,1.1894857604547068E-4,0,1.4693367378664712E-3," (na) "," (na) "," (na) "," (na) ",0,0,0,0,0,0,0,0,2.7209049515375026E-4,1.1894857604547068E-4,0,1.4693367378664712E-3,1.8603758090656921E-3,4.6214888771529928E-4,4.0204914387857671E-5,0,0,5.0235380210315699E-4,2.7209049515375026E-4,1.8462747176055958,4.6214888771529928E-4,8.5363516684834446E-5,0,0,5.4751240440013371E-4,1.1894857604547068E-4,4.6029336592548633,4.6214888771529928E-4,1.2556843107269211E-4,0,0,5.8771731878799142E-4,3.9103907119922092E-4,2.8521378738327381,1.5029631616748846,2.9232596341653365,1.2779482454860669,0,15.78611841025211,19.987326289903514,4.6214888771529928E-4,-3.3394743902087973E-4,1.2556843107269211E-4,0,0,0,0,0,0,0,0,1.8603758090656921E-3,null,0,0,2.5376987976711169E-4,1.8603758090656921E-3,0.26783534253691887,22.226088589182449,6.2292067024155817E-5,-5.8134261429207242E-6,5.6478640881235095E-5,3.114603351207782E-6,-2.9067130714603623E-7,2.8239320440617457E-6,null,-4.9195449398397143E-5,"C-Gro-HVAC-ER-All-All-C",null,null,-3.3394743902087973E-4,0,0,-3.3394743902087973E-4,0,9999,0,null,9.3077772488531926E-2,9.3077772488531926E-2]
["All Btype_NEW_OTHER_Fixture_from_LEDPanel_to_LEDPanel_CONTR","Supermarket_NEW_OTHER_Fixture_from_LEDPanel_to_LEDPanel_CONTR","No",7.3529411764705879,null,0.34635574471209718,null,-2.8267035963092891E-3,null,7.5813818820482853E-2,null,0,0,"C-Gro-Lgt-LPD Int-All-All-C",0.38486208906216918,null,5.2276830243184571E-5,5.3974369365756231E-5,null,null,4.9605717626615111E-5,5.1527714318825515E-5,null,null,-2.8549705770296494E-3,null,"n/a","n/a",null,null,"n/a","n/a",null,null,2.614608524632573E-2,1.1430166303518043E-2,0,0.1317129798507394," (na) "," (na) "," (na) "," (na) ",0,0,0,0,0,0,0,0,2.614608524632573E-2,1.1430166303518043E-2,0,0.1317129798507394,0.16928923140058316,2.6554446374825413E-2,2.3101196854432458E-3,0,0,2.8864566060268659E-2,2.614608524632573E-2,1.1039727664134711,2.6554446374825413E-2,4.9048715390836804E-3,0,0,3.1459317913909095E-2,1.1430166303518043E-2,2.7523062288451889,2.6554446374825413E-2,7.2149912245269262E-3,0,0,3.3769437599352338E-2,3.7576251549843773E-2,5.676994520034607,0.8986909605541199,4.8888346884591929,2.1372298373940763,0,24.627892808737439,31.653957334590707,2.6554446374825413E-2,-1.9188165539745124E-2,7.2149912245269262E-3,0,0,0,0,0,0,0,0,0.16928923140058316,null,0,0,1.4581272059607214E-2,0.16928923140058316,0.17916969433763827,33.892719633869646,3.5792174282781668E-3,-3.3403155751246901E-4,3.2451858707656977E-3,1.7896087141390868E-4,-1.6701577875623447E-5,1.6225929353828522E-4,null,-2.8267035963092891E-3,"C-Gro-HVAC-ER-All-All-C",null,null,-1.9188165539745124E-2,0,0,-1.9188165539745124E-2,0,9999,0,null,5.3481221829912506,5.3481221829912506]
["All Btype_NEW_LINEAR_Fixture_from_LEDPanel_to_LEDPanel_CONTR","MiniMart_NEW_LINEAR_Fixture_from_LEDPanel_to_LEDPanel_CONTR","No",7.5,null,0.22801372340386467,null,-2.2559028082851408E-3,null,1.048912553932484E-2,null,0,0,"C-Gro-Lgt-LPD Int-All-All-C",0.25336331001814039,null,3.4415005073493005E-5,3.5532532996360383E-5,null,null,3.2656551972501987E-5,3.3921845327243618E-5,null,null,-2.2784617922805132E-3,null,"n/a","n/a",null,null,"n/a","n/a",null,null,3.6174087359982024E-3,1.5814062813119972E-3,0,1.7820250967038605E-2," (na) "," (na) "," (na) "," (na) ",0,0,0,0,0,0,0,0,3.6174087359982024E-3,1.5814062813119972E-3,0,1.7820250967038605E-2,2.3019065984348802E-2,1.7481385203774048E-2,1.5208033908151943E-3,0,0,1.9002188594589242E-2,3.6174087359982024E-3,5.252983552975719,1.7481385203774048E-2,3.2289864958750681E-3,0,0,2.0710371699649115E-2,1.5814062813119972E-3,13.096173920889559,1.7481385203774048E-2,4.7497898866902619E-3,0,0,2.2231175090464309E-2,5.1988150173101991E-3,0.12753539630787214,4.2762004449941822,1.0274428429342908,0.44916255919224679,0,5.0614378002612828,6.5380432023878203,1.7481385203774048E-2,-1.5313468516284756E-2,4.7497898866902619E-3,0,0,0,0,0,0,0,0,2.3019065984348802E-2,null,0,0,6.917706574179552E-3,2.3019065984348802E-2,0.57995578377675172,9.53841634104554,2.3562787831687059E-3,-2.6658002969681942E-4,2.0896987534718865E-3,1.1781393915843528E-4,-1.3329001484841002E-5,1.0448493767359429E-4,null,-2.2559028082851408E-3,"C-Gro-HVAC-ER-All-All-C",null,null,-1.5313468516284756E-2,0,0,-1.5313468516284756E-2,0,9999,0,null,3.5207882957918959,3.5207882957918959]
["All Btype_NEW_DISP_Fixture_from_LEDPanel_to_LEDPanel_CONTR","MiniMart_NEW_DISP_Fixture_from_LEDPanel_to_LEDPanel_CONTR","No",4.4444444444444446,null,3.8194739114373127E-2,null,-3.7788786544754196E-4,null,3.7287993291354759E-3,null,0,0,"C-Gro-Lgt-LPD Int-All-All-C",4.2441066190373397E-2,null,5.7648816956234737E-6,5.9520795836705201E-6,null,null,5.4703219803810264E-6,5.6822721598090758E-6,null,null,-3.816667367168928E-4,null,"n/a","n/a",null,null,"n/a","n/a",null,null,1.2859595604446485E-3,5.6217714801288978E-4,0,1.1268498964276103E-2," (na) "," (na) "," (na) "," (na) ",0,0,0,0,0,0,0,0,1.2859595604446485E-3,5.6217714801288978E-4,0,1.1268498964276103E-2,1.3116635672733641E-2,2.9283191259210639E-3,2.5475084520923998E-4,0,0,3.183069971130304E-3,1.2859595604446485E-3,2.4752488873209111,2.9283191259210639E-3,5.4088979809051134E-4,0,0,3.4692089240115753E-3,5.6217714801288978E-4,6.1710244471410496,2.9283191259210639E-3,7.9564064329975138E-4,0,0,3.7239597692208153E-3,1.8481367084575383E-3,1.7845881613813011,2.0149806841555815,2.1804435033593936,0.95321466384057385,0,19.106608104202095,22.240266271402064,2.9283191259210639E-3,-2.5651698774274254E-3,7.9564064329975138E-4,0,0,0,0,0,0,0,0,1.3116635672733641E-2,null,0,0,1.1587898917933899E-3,1.3116635672733641E-2,0.23747008960856342,25.240639410059782,3.947019155704721E-4,-4.4655008195876437E-5,3.5004690737459567E-4,1.9735095778523631E-5,-2.2327504097938228E-6,1.750234536872981E-5,null,-3.7788786544754196E-4,"C-Gro-HVAC-ER-All-All-C",null,null,-2.5651698774274254E-3,0,0,-2.5651698774274254E-3,0,9999,0,null,0.58976972274832151,0.58976972274832151]
["All Btype_NEW_OTHER_Fixture_from_LEDPanel_to_LEDPanel_CONTR","MiniMart_NEW_OTHER_Fixture_from_LEDPanel_to_LEDPanel_CONTR","No",6.9444444444444446,null,0.13989296002067908,null,-1.3840610848277651E-3,null,3.1405230419090727E-2,null,0,0,"C-Gro-Lgt-LPD Int-All-All-C",0.15544565857685516,null,2.1114592827950915E-5,2.1800228265598566E-5,null,null,2.003573140819566E-5,2.0812025177039496E-5,null,null,-1.3979016686271096E-3,null,"n/a","n/a",null,null,"n/a","n/a",null,null,1.0830793706123172E-2,4.7348492936425905E-3,0,5.8180084279047591E-2," (na) "," (na) "," (na) "," (na) ",0,0,0,0,0,0,0,0,1.0830793706123172E-2,4.7348492936425905E-3,0,5.8180084279047591E-2,7.3745727278813358E-2,1.072533128668782E-2,9.330565054358358E-4,0,0,1.1658387792123656E-2,1.0830793706123172E-2,1.0764112131073649,1.072533128668782E-2,1.9810758406619104E-3,0,0,1.2706407127349731E-2,4.7348492936425905E-3,2.6835927268921589,1.072533128668782E-2,2.9141323460977462E-3,0,0,1.3639463632785566E-2,1.5565642999765763E-2,5.8568971906900282,0.87625442989992886,5.0140135013793437,2.1919536951293503,0,26.933919710945258,34.139886907453956,1.072533128668782E-2,-9.3952522109037144E-3,2.9141323460977462E-3,0,0,0,0,0,0,0,0,7.3745727278813358E-2,null,0,0,4.2442114218818518E-3,7.3745727278813358E-2,0.16405223653243708,37.140260046111663,1.4456446247647519E-3,-1.6355449522937145E-4,1.2820901295353805E-3,7.2282231238237661E-5,-8.1777247614685896E-6,6.4104506476769075E-5,null,-1.3840610848277651E-3,"C-Gro-HVAC-ER-All-All-C",null,null,-9.3952522109037144E-3,0,0,-9.3952522109037144E-3,0,9999,0,null,2.1601046154230827,2.1601046154230827]
["All Btype_NEW_CAN_Fixture_from_LEDPanel_to_LEDPanel_CONTR","Restaurant_NEW_CAN_Fixture_from_LEDPanel_to_LEDPanel_CONTR","No",9.591836734693878,null,0.1842143189845753,null,-4.271893099648252E-3,null,3.7594527879983158E-2,null,0,0,"C-Res-Lgt-LPD Int-All-All-C",0.20505726743032368,null,2.0327372539357368E-5,3.7147609604953805E-5,null,null,1.9288616488299587E-5,3.5463770145788189E-5,null,null,-4.3146119096541587E-3,null,"n/a","n/a",null,null,"n/a","n/a",null,null,1.2965310889732446E-2,5.6679865551681786E-3,0,4.8160299620659347E-2," (na) "," (na) "," (na) "," (na) ",0,0,0,0,0,0,0,0,1.2965310889732446E-2,5.6679865551681786E-3,0,4.8160299620659347E-2,6.679359706555997E-2,1.4186652626490732E-2,1.5899291686770419E-3,0,0,1.5776581795167773E-2,1.2965310889732446E-2,1.2168301963095727,1.4186652626490732E-2,3.3757607756556654E-3,0,0,1.7562413402146398E-2,5.6679865551681786E-3,3.0985277101853135,1.4186652626490732E-2,4.9656899443327072E-3,0,0,1.915234257082344E-2,1.8633297444900623E-2,4.7964635125682289,1.0278557849171706,4.5500019377291299,1.9891038501406935,0,16.901211120911075,23.440316908780897,1.4186652626490732E-2,-2.8963469368058891E-2,4.9656899443327072E-3,0,0,0,0,0,0,0,0,6.679359706555997E-2,null,0,0,-9.8111267972354511E-3,6.679359706555997E-2,0.20000970460075979,31.862015686989185,1.9070325871020106E-3,-5.0480959342953647E-4,1.402222993672474E-3,9.5351629355100507E-5,-2.5240479671476823E-5,7.0111149683623684E-5,null,-4.271893099648252E-3,"C-Res-HVAC-ER-All-All-C",null,null,-2.8963469368058891E-2,0,0,-2.8963469368058891E-2,0,9999,0,null,2.849517663327267,2.849517663327267]
["All Btype_NEW_DISP_Fixture_from_LEDPanel_to_LEDPanel_CONTR","Restaurant_NEW_DISP_Fixture_from_LEDPanel_to_LEDPanel_CONTR","No",6.5306122448979593,null,0.3958104722954679,null,-9.1787654439018096E-3,null,5.8747018810083998E-2,null,0,0,"C-Res-Lgt-LPD Int-All-All-C",0.44059448970419351,null,4.3676229783216021E-5,7.981688385263676E-5,null,null,4.1444315752671078E-5,7.6198917044867091E-5,null,null,-9.2705528383754936E-3,null,"n/a","n/a",null,null,"n/a","n/a",null,null,2.0260218858161122E-2,8.857068609420116E-3,0,0.11655933968242935," (na) "," (na) "," (na) "," (na) ",0,0,0,0,0,0,0,0,2.0260218858161122E-2,8.857068609420116E-3,0,0.11655933968242935,0.14567662715001059,3.0482026084265531E-2,3.4161872901047091E-3,0,0,3.389821337437024E-2,2.0260218858161122E-2,1.673141519925661,3.0482026084265531E-2,7.2532986270229319E-3,0,0,3.7735324711288459E-2,8.857068609420116E-3,4.2604756015048011,3.0482026084265531E-2,1.0669485917127641E-2,0,0,4.1151512001393172E-2,2.9117287467581236E-2,3.0130710249673718,1.4133017042611082,3.3090923183484602,1.4466209819205056,0,19.037583862008866,23.793297162277835,3.0482026084265531E-2,-6.2232103091001453E-2,1.0669485917127641E-2,0,0,0,0,0,0,0,0,0.14567662715001059,null,0,0,-2.1080591089608282E-2,0.14567662715001059,0.19793065906222168,32.214995940486126,4.0975287542490014E-3,-1.0846546820899316E-3,3.01287407215907E-3,2.0487643771244999E-4,-5.4232734104496625E-5,1.5064370360795337E-4,null,-9.1787654439018096E-3,"C-Res-HVAC-ER-All-All-C",null,null,-6.2232103091001453E-2,0,0,-6.2232103091001453E-2,0,9999,0,null,6.1225910035271616,6.1225910035271616]
["All Btype_NEW_HIGHBAY_Fixture_from_LEDPanel_to_LEDPanel_CONTR","Lodging_NEW_HIGHBAY_Fixture_from_LEDPanel_to_LEDPanel_CONTR","No",15.714285714285714,null,4.6377403893763181E-3,null,-3.0520377545118167E-5,null,6.7447185587110383E-5,null,0,0,"C-Lod-Lgt-LPD Int-All-All-C",5.1498521515580967E-3,null,7.3692609220018129E-7,7.1151800561475372E-7,null,null,6.992737243560846E-7,6.7926494812246711E-7,null,null,-3.0825580254240555E-5,null,"n/a","n/a",null,null,"n/a","n/a",null,null,2.3260665290598654E-5,1.0168760259793583E-5,0,4.7379016872345787E-5," (na) "," (na) "," (na) "," (na) ",0,0,0,0,0,0,0,0,2.3260665290598654E-5,1.0168760259793583E-5,0,4.7379016872345787E-5,8.0808442422738015E-5,3.5681759924452444E-4,3.1540664435969778E-5,0,0,3.8835826368049421E-4,2.3260665290598654E-5,16.695922443691167,3.5681759924452444E-4,6.6563165744189037E-5,0,0,4.2338076498871349E-4,1.0168760259793583E-5,41.63543580260469,3.5681759924452444E-4,9.8103830180158822E-5,0,0,4.5492142942468326E-4,3.3429425550392235E-5,-0.9037358090528741,13.608413005450091,0.3250357894416871,0.1420944318398813,0,0.66205656457720286,1.1291867858587712,3.5681759924452444E-4,-2.054898891816891E-4,9.8103830180158822E-5,0,0,0,0,0,0,0,0,8.0808442422738015E-5,null,0,0,2.4943154024299416E-4,8.0808442422738015E-5,1.5889768790313434,2.629759191098676,4.7893625009490205E-5,-3.6065928897461414E-6,4.4287032119744064E-5,2.3946812504745151E-6,-1.8032964448730722E-7,2.214351605987208E-6,null,-3.0520377545118167E-5,"C-Lod-HVAC-ER-All-All-C",null,null,-2.054898891816891E-4,0,0,-2.054898891816891E-4,0,9999,0,null,7.1563397158674186E-2,7.1563397158674186E-2]
["All Btype_NEW_CAN_Fixture_from_LEDPanel_to_LEDPanel_CONTR","Lodging_NEW_CAN_Fixture_from_LEDPanel_to_LEDPanel_CONTR","No",13.428571428571429,null,0.32992104715688975,null,-2.1711683004884902E-3,null,6.3915388679328208E-2,null,0,0,"C-Lod-Lgt-LPD Int-All-All-C",0.36635181616401258,null,5.2423682139011281E-5,5.0616193614703329E-5,null,null,4.9745156049988136E-5,4.8321765378435117E-5,null,null,-2.1928799076365393E-3,null,"n/a","n/a",null,null,"n/a","n/a",null,null,2.2042646406175512E-2,9.636284431055955E-3,0,5.4692779417182466E-2," (na) "," (na) "," (na) "," (na) ",0,0,0,0,0,0,0,0,2.2042646406175512E-2,9.636284431055955E-3,0,5.4692779417182466E-2,8.6371710254413925E-2,2.5383403576540453E-2,2.2437497930190534E-3,0,0,2.7627153369559506E-2,2.2042646406175512E-2,1.2533501132522558,2.5383403576540453E-2,4.7351916020796731E-3,0,0,3.0118595178620127E-2,9.636284431055955E-3,3.1255402841320756,2.5383403576540453E-2,6.978941395098727E-3,0,0,3.236234497163918E-2,3.1678930837231466E-2,4.8517926371496873,1.0215731439270834,4.3298135728896092,1.8928450945945223,0,10.743244449687721,16.965903117171852,2.5383403576540453E-2,-1.4618204928907891E-2,6.978941395098727E-3,0,0,0,0,0,0,0,0,8.6371710254413925E-2,null,0,0,1.7744140042731289E-2,8.6371710254413925E-2,0.32045125409694103,18.466475522411759,3.4070718903253193E-3,-2.5656694919347519E-4,3.150504941131844E-3,1.7035359451626585E-4,-1.2828347459673758E-5,1.5752524705659208E-4,null,-2.1711683004884902E-3,"C-Lod-HVAC-ER-All-All-C",null,null,-1.4618204928907891E-2,0,0,-1.4618204928907891E-2,0,9999,0,null,5.0908996507821476,5.0908996507821476]
["All Btype_NEW_LINEAR_Fixture_from_LEDPanel_to_LEDPanel_CONTR","Hospital_NEW_LINEAR_Fixture_from_LEDPanel_to_LEDPanel_CONTR","No",12.857142857142858,null,1.6181053929140679,null,-4.7842047426047897E-2,null,0.14832839352225877,null,0,0,"C-Hos-Lgt-LPD Int-All-All-C",1.797455193152901,null,2.7232035776439845E-4,2.4553255087025926E-4,null,null,2.5840654687954673E-4,2.344025523377277E-4,null,null,-4.8320467048237371E-2,null,"n/a","n/a",null,null,"n/a","n/a",null,null,5.1154352620946461E-2,2.2362917893736671E-2,0,0.13390094580559828," (na) "," (na) "," (na) "," (na) ",0,0,0,0,0,0,0,0,5.1154352620946461E-2,2.2362917893736671E-2,0,0.13390094580559828,0.2074182163202814,0.12368717622129294,1.1655395451782884E-2,0,0,0.13534257167307581,5.1154352620946461E-2,2.6457684388259919,0.12368717622129294,2.4597460493979678E-2,0,0,0.14828463671527262,2.2362917893736671E-2,6.6308268634659555,0.12368717622129294,3.6252855945762566E-2,0,0,0.15994003216705549,7.3517270514683125E-2,1.4919011268534379,2.1755436654182057,2.047992359506932,0.89531159395222126,0,5.3607972712047838,8.3041012246639365,0.12368717622129294,-0.31544868967068979,3.6252855945762566E-2,0,0,0,0,0,0,0,0,0.2074182163202814,null,0,0,-0.1555086575036343,0.2074182163202814,0.30589052459521565,19.481858443326974,1.6716333296321977E-2,-5.6534946446437882E-3,1.1062838651678189E-2,8.3581666481609917E-4,-2.8267473223218863E-4,5.5314193258391054E-4,null,-4.7842047426047897E-2,"C-Hea-HVAC-ER-All-All-C",null,null,-0.31544868967068979,0,0,-0.31544868967068979,0,9999,0,null,24.977804425628918,24.977804425628918]
["All Btype_NEW_HIGHBAY_Fixture_from_LEDPanel_to_LEDPanel_CONTR","Hospital_NEW_HIGHBAY_Fixture_from_LEDPanel_to_LEDPanel_CONTR","No",13.095238095238095,null,0.57823087269302142,null,-1.7096382569224727E-2,null,1.1611026455737507E-2,null,0,0,"C-Hos-Lgt-LPD Int-All-All-C",0.64232162473152421,null,9.7313833086363317E-5,8.7741195218792194E-5,null,null,9.2341724937125631E-5,8.3763883980154271E-5,null,null,-1.7267346090428921E-2,null,"n/a","n/a",null,null,"n/a","n/a",null,null,4.004321273248357E-3,1.750551092247197E-3,0,1.024824011790702E-2," (na) "," (na) "," (na) "," (na) ",0,0,0,0,0,0,0,0,4.004321273248357E-3,1.750551092247197E-3,0,1.024824011790702E-2,1.6003112483402575E-2,4.419968202353794E-2,4.1650621233820977E-3,0,0,4.836474414692004E-2,4.004321273248357E-3,12.078137803285184,4.419968202353794E-2,8.7899163489292675E-3,0,0,5.2989598372467209E-2,1.750551092247197E-3,30.270238102244718,4.419968202353794E-2,1.2954978472311366E-2,0,0,5.7154660495849309E-2,5.7548723654955542E-3,-0.80665933776955689,9.9315252999408088,0.44862160342850299,0.19612188540765632,0,1.1481551055183292,1.7928985943544884,4.419968202353794E-2,-0.11272576676211582,1.2954978472311366E-2,0,0,0,0,0,0,0,0,1.6003112483402575E-2,null,0,0,-5.5571106266266511E-2,1.6003112483402575E-2,0.44399252779045001,12.970655813017524,5.9735911100031753E-3,-2.0202794925801822E-3,3.9533116174229931E-3,2.9867955550015872E-4,-1.0101397462900919E-4,1.9766558087114955E-4,null,-1.7096382569224727E-2,"C-Hea-HVAC-ER-All-All-C",null,null,-0.11272576676211582,0,0,-0.11272576676211582,0,9999,0,null,8.9258324669300677,8.9258324669300677]
["All Btype_NEW_OTHER_Fixture_from_LEDPanel_to_LEDPanel_CONTR","Hospital_NEW_OTHER_Fixture_from_LEDPanel_to_LEDPanel_CONTR","No",11.904761904761905,null,0.7334405184028896,null,-2.1685420627900766E-2,null,0.32810300967821099,null,0,0,"C-Hos-Lgt-LPD Int-All-All-C",0.81473461150626159,null,1.2343496613078021E-4,1.1129282566122096E-4,null,null,1.1712823684538602E-4,1.0624791824711111E-4,null,null,-2.1902274447960557E-2,null,"n/a","n/a",null,null,"n/a","n/a",null,null,0.11315363602690373,4.9466865324208131E-2,0,0.32526133485916975," (na) "," (na) "," (na) "," (na) ",0,0,0,0,0,0,0,0,0.11315363602690373,4.9466865324208131E-2,0,0.32526133485916975,0.48788183621028158,5.6063830603864967E-2,5.2830546883915509E-3,0,0,6.1346885292256514E-2,0.11315363602690373,0.54215566946227434,5.6063830603864967E-2,1.1149319602482242E-2,0,0,6.7213150206347216E-2,4.9466865324208131E-2,1.3587509490611365,5.6063830603864967E-2,1.6432374290873793E-2,0,0,7.2496204894738764E-2,0.16262050135111186,12.912185243325682,0.44579991017376785,9.9943869499962137,4.3692011199351839,0,28.728971994164798,43.092560064096197,5.6063830603864967E-2,-0.14298379542813247,1.6432374290873793E-2,0,0,0,0,0,0,0,0,0.48788183621028158,null,0,0,-7.0487590533393707E-2,0.48788183621028158,0.11491544515820221,54.27031728275923,7.5770318870082374E-3,-2.5625661104113819E-3,5.0144657765968555E-3,3.7885159435041175E-4,-1.2812830552056927E-4,2.5072328882984248E-4,null,-2.1685420627900766E-2,"C-Hea-HVAC-ER-All-All-C",null,null,-0.14298379542813247,0,0,-0.14298379542813247,0,9999,0,null,11.32171853991971,11.32171853991971]
["All Btype_NEW_LINEAR_Fixture_from_LEDPanel_to_LEDPanel_CONTR","Residential Care_NEW_LINEAR_Fixture_from_LEDPanel_to_LEDPanel_CONTR","No",9.473684210526315,null,1.5027579180199269,null,-1.9462459409640899E-2,null,9.3255263155495927E-2,null,0,0,"C-Hos-Lgt-LPD Int-All-All-C",1.6693226755347743,null,2.5290786104573718E-4,2.2802963673918591E-4,null,null,2.3998590332369578E-4,2.1769304587461287E-4,null,null,-1.9657083657109223E-2,null,"n/a","n/a",null,null,"n/a","n/a",null,null,3.2161156080339579E-2,1.4059747723164069E-2,0,0.12120306248246687," (na) "," (na) "," (na) "," (na) ",0,0,0,0,0,0,0,0,3.2161156080339579E-2,1.4059747723164069E-2,0,0.12120306248246687,0.1674239662859705,0.11487007226972699,1.0824534594299041E-2,0,0,0.12569460686402603,3.2161156080339579E-2,3.9082738988000605,0.11487007226972699,2.2844017875709118E-2,0,0,0.13771409014543612,1.4059747723164069E-2,9.7949190026038622,0.11487007226972699,3.3668552470008162E-2,0,0,0.14853862473973517,4.6220903803503646E-2,0.54111379520139236,3.2136676809957927,1.3864211383454552,0.60609548346165154,0,5.2248895356289946,7.2174061574361001,0.11487007226972699,-0.12832660073819427,3.3668552470008162E-2,0,0,0,0,0,0,0,0,0.1674239662859705,null,0,0,2.0212024001540874E-2,0.1674239662859705,0.50224290771215507,11.297978345379413,1.5524700882473418E-2,-2.2998787878817798E-3,1.3224822094591637E-2,7.7623504412367022E-4,-1.1499393939408894E-4,6.6124110472958126E-4,null,-1.9462459409640899E-2,"C-Hea-HVAC-ER-All-All-C",null,null,-0.12832660073819427,0,0,-0.12832660073819427,0,9999,0,null,23.197248794634266,23.197248794634266]
["All Btype_NEW_DISP_Fixture_from_LEDPanel_to_LEDPanel_CONTR","Residential Care_NEW_DISP_Fixture_from_LEDPanel_to_LEDPanel_CONTR","No",5.6140350877192979,null,0.89690345052264586,null,-1.1615940791823791E-2,null,0.11811830029481453,null,0,0,"C-Hos-Lgt-LPD Int-All-All-C",0.99631567384826181,null,1.5094509269670384E-4,1.3609681610081482E-4,null,null,1.4323277368016017E-4,1.2992754299174876E-4,null,null,-1.1732099992861117E-2,null,"n/a","n/a",null,null,"n/a","n/a",null,null,4.073572861396263E-2,1.7808254970713207E-2,0,0.27696345575196518," (na) "," (na) "," (na) "," (na) ",0,0,0,0,0,0,0,0,4.073572861396263E-2,1.7808254970713207E-2,0,0.27696345575196518,0.33550743933664101,6.8558856316828065E-2,6.4604966052821157E-3,0,0,7.5019352922110177E-2,4.073572861396263E-2,1.8416106812042254,6.8558856316828065E-2,1.3634184329250584E-2,0,0,8.2193040646078644E-2,1.7808254970713207E-2,4.6154460827998172,6.8558856316828065E-2,2.0094680934532698E-2,0,0,8.8653537251360756E-2,5.8543983584675836E-2,2.777124291211551,1.5143065405369209,2.9422687449863512,1.2862583728309145,0,20.004574536641549,24.233101654458817,6.8558856316828065E-2,-7.6590227618020285E-2,2.0094680934532698E-2,0,0,0,0,0,0,0,0,0.33550743933664101,null,0,0,1.2063309633340472E-2,0.33550743933664101,0.21512749127287428,28.313673842402139,9.2657357667888501E-3,-1.3726556991647534E-3,7.8930800676240975E-3,4.6328678833944178E-4,-6.8632784958237546E-5,3.946540033812042E-4,null,-1.1615940791823791E-2,"C-Hea-HVAC-ER-All-All-C",null,null,-7.6590227618020285E-2,0,0,-7.6590227618020285E-2,0,9999,0,null,13.845006063221325,13.845006063221325]
["All Btype_NEW_OTHER_Fixture_from_LEDPanel_to_LEDPanel_CONTR","Residential Care_NEW_OTHER_Fixture_from_LEDPanel_to_LEDPanel_CONTR","No",8.7719298245614041,null,4.1850334153994115,null,-5.4201040632362057E-2,null,1.2673923599581478,null,0,0,"C-Hos-Lgt-LPD Int-All-All-C",4.6488999288735355,null,7.0432358851797868E-4,6.350401738107681E-4,null,null,6.6833720361150122E-4,6.0625378203680246E-4,null,null,-5.4743050073360458E-2,null,"n/a","n/a",null,null,"n/a","n/a",null,null,0.43708850443838693,0.19108001247677509,0,1.8008303645819792," (na) "," (na) "," (na) "," (na) ",0,0,0,0,0,0,0,0,0.43708850443838693,0.19108001247677509,0,1.8008303645819792,2.428998881497141,0.31990188513635098,3.0145267205098625E-2,0,0,0.35004715234144962,0.43708850443838693,0.80086103566421551,0.31990188513635098,6.3618349306582361E-2,0,0,0.38352023444293337,0.19108001247677509,2.0071185336014592,0.31990188513635098,9.3763616511680983E-2,0,0,0.41366550164803201,0.62816851691516207,8.2722575328664973,0.65852631978354947,6.7658598763594835,2.9578004831127314,0,27.875740917758556,37.599401277230768,0.31990188513635098,-0.35737699714242349,9.3763616511680983E-2,0,0,0,0,0,0,0,0,2.428998881497141,null,0,0,5.6288504505608461E-2,2.428998881497141,0.14846004977978861,41.679973465174086,4.3234769338523868E-2,-6.4049368585831767E-3,3.6829832479940691E-2,2.161738466926195E-3,-3.2024684292915865E-4,1.8414916239970363E-3,null,-5.4201040632362057E-2,"C-Hea-HVAC-ER-All-All-C",null,null,-0.35737699714242349,0,0,-0.35737699714242349,0,9999,0,null,64.602062771889948,64.602062771889948]
["All Btype_NEW_CAN_Fixture_from_LEDPanel_to_LEDPanel_CONTR","Assembly_NEW_CAN_Fixture_from_LEDPanel_to_LEDPanel_CONTR","No",17.407407407407408,null,0.44654655604677568,null,-3.0414893920022441E-3,null,0.21291411798003584,null,0,0,"C-Oth-Lgt-LPD Int-All-All-C",0.49698092366073748,null,8.7428724114809052E-5,7.2407977937982154E-5,null,null,8.2961411580054876E-5,6.9125842257486425E-5,null,null,-3.0719042292587325E-3,null,"n/a","n/a",null,null,"n/a","n/a",null,null,7.3428179261539217E-2,3.2100266346445611E-2,0,0.13104972225172865," (na) "," (na) "," (na) "," (na) ",0,0,0,0,0,0,0,0,7.3428179261539217E-2,3.2100266346445611E-2,0,0.13104972225172865,0.23657816785971347,3.4093606548435851E-2,3.741976405174016E-3,0,0,3.7835582953609864E-2,7.3428179261539217E-2,0.51527333694119903,3.4093606548435851E-2,7.8970137115620728E-3,0,0,4.1990620259997925E-2,3.2100266346445611E-2,1.3081081573221105,3.4093606548435851E-2,1.1638990116736088E-2,0,0,4.5732596665171939E-2,0.10552844560798483,13.59505327589182,0.43336748117240886,10.632290961634197,4.6480707430550785,0,18.975804540363303,34.256166245052583,3.4093606548435851E-2,-2.0280393231324439E-2,1.1638990116736088E-2,0,0,0,0,0,0,0,0,0.23657816785971347,null,0,0,2.5452203433847499E-2,0.23657816785971347,0.1780458337495826,35.507428541831331,4.6219225900448564E-3,-3.5941279482327185E-4,4.2625097952215842E-3,2.3109612950224288E-4,-1.7970639741163584E-5,2.1312548976107931E-4,null,-3.0414893920022441E-3,"C-All-HVAC-ER-All-All-C",null,null,-2.0280393231324439E-2,0,0,-2.0280393231324439E-2,0,9999,0,null,6.9061484045629618,6.9061484045629618]
["All Btype_NEW_DISP_Fixture_from_LEDPanel_to_LEDPanel_CONTR","Assembly_NEW_DISP_Fixture_from_LEDPanel_to_LEDPanel_CONTR","No",11.851851851851851,null,0.88758196524172339,null,-6.0454416124360987E-3,null,0.30778219073046476,null,0,0,"C-Oth-Lgt-LPD Int-All-All-C",0.98782825427106857,null,1.7377842851456249E-4,1.4392231781234808E-4,null,null,1.6489893770838825E-4,1.3739855360895957E-4,null,null,-6.105895915932716E-3,null,"n/a","n/a",null,null,"n/a","n/a",null,null,0.10614554867885712,4.6403171348491042E-2,0,0.30676231297616186," (na) "," (na) "," (na) "," (na) ",0,0,0,0,0,0,0,0,0.10614554867885712,4.6403171348491042E-2,0,0.30676231297616186,0.45931103300351001,6.7766439787006139E-2,7.4377704331563717E-3,0,0,7.5204210220162507E-2,0.10614554867885712,0.70850083829414745,6.7766439787006139E-2,1.5696564792036783E-2,0,0,8.3463004579042918E-2,4.6403171348491042E-2,1.798648716317899,6.7766439787006139E-2,2.3134335225193155E-2,0,0,9.0900775012199286E-2,0.15254872002734815,9.427681901885661,0.59588028661206116,7.7325752448248775,3.3804150858582407,0,22.347264646408824,33.460254977091942,6.7766439787006139E-2,-4.0310491787217642E-2,2.3134335225193155E-2,0,0,0,0,0,0,0,0,0.45931103300351001,null,0,0,5.0590283224981644E-2,0.45931103300351001,0.18193926903024074,34.71151727387069,9.1868027647209558E-3,-7.1438982216412916E-4,8.4724129425568263E-3,4.5934013823604688E-4,-3.571949110820639E-5,4.236206471278405E-4,null,-6.0454416124360987E-3,"C-All-HVAC-ER-All-All-C",null,null,-4.0310491787217642E-2,0,0,-4.0310491787217642E-2,0,9999,0,null,13.72706314754536,13.72706314754536]
["All Btype_NEW_LINEAR_Fixture_from_LEDPanel_to_LEDPanel_CONTR","Other_NEW_LINEAR_Fixture_from_LEDPanel_to_LEDPanel_CONTR","No",14.210526315789474,null,6.6650066193781701,null,-4.1885025967395045E-2,null,0.78397416566453082,null,0,0,"C-Oth-Lgt-LPD Int-All-All-C",7.4177733565512503,null,1.3049323011416331E-3,1.0807375977206896E-3,null,null,1.2382546676188053E-3,1.0317495230396032E-3,null,null,-4.2303875552220954E-2,null,"n/a","n/a",null,null,"n/a","n/a",null,null,0.27037096515238385,0.11819685686096031,0,0.62529839981622748," (na) "," (na) "," (na) "," (na) ",0,0,0,0,0,0,0,0,0.27037096515238385,0.11819685686096031,0,0.62529839981622748,1.0138662218295718,0.5088699268794652,5.5851505676889061E-2,0,0,0.56472143255635421,0.27037096515238385,2.0886911145879568,0.5088699268794652,0.11786822213307591,0,0,0.6267381490125411,0.11819685686096031,5.3024942088756069,0.5088699268794652,0.17371972780996497,0,0,0.68258965468943011,0.38856782201334417,2.0843073416976394,1.7566808572892809,2.6229517638426731,1.1466640066524254,0,6.0662118057002985,9.8358275761953973,0.5088699268794652,-0.28223410803288157,0.17371972780996497,0,0,0,0,0,0,0,0,1.0138662218295718,null,0,0,0.40035554665654854,1.0138662218295718,0.52664877784721253,10.888558903494445,6.8985292215926641E-2,-4.9495534396098561E-3,6.4035738776316783E-2,3.449264610796332E-3,-2.4747767198049259E-4,3.2017869388158392E-3,null,-4.1885025967395045E-2,"C-Misc-HVAC-ER-All-All-C",null,null,-0.28223410803288157,0,0,-0.28223410803288157,0,9999,0,null,103.07889335955053,103.07889335955053]
["All Btype_NEW_HIGHBAY_Fixture_from_LEDPanel_to_LEDPanel_CONTR","Other_NEW_HIGHBAY_Fixture_from_LEDPanel_to_LEDPanel_CONTR","No",14.473684210526315,null,1.4596359236114023,null,-9.1728173811041411E-3,null,3.7609500119063652E-2,null,0,0,"C-Oth-Lgt-LPD Int-All-All-C",1.6244917796405571,null,2.8578007095886825E-4,2.3668144860413993E-4,null,null,2.7117767447986892E-4,2.2595306411534209E-4,null,null,-9.2645454071235145E-3,null,"n/a","n/a",null,null,"n/a","n/a",null,null,1.2970474400097937E-2,5.6702438637339335E-3,0,2.9316168999307456E-2," (na) "," (na) "," (na) "," (na) ",0,0,0,0,0,0,0,0,1.2970474400097937E-2,5.6702438637339335E-3,0,2.9316168999307456E-2,4.7956887263139326E-2,0.11144247382429055,1.223147533518569E-2,0,0,0.12367394915947624,1.2970474400097937E-2,9.5350366798104478,0.11144247382429055,2.5813131344451314E-2,0,0,0.13725560516874186,5.6702438637339335E-3,24.206296672107705,0.11144247382429055,3.8044606679637008E-2,0,0,0.14948708050392756,1.864071826383187E-2,-0.85955775476856122,8.0193841454046169,0.57456895312540268,0.25118172090349639,0,1.2986541595928276,2.1244048336217265,0.11144247382429055,-6.1809247384010869E-2,3.8044606679637008E-2,0,0,0,0,0,0,0,0,4.7956887263139326E-2,null,0,0,8.7677833119916698E-2,4.7956887263139326E-2,1.3618688585916114,3.177136160920774,1.5107773550657178E-2,-1.0839518126334515E-3,1.4023821738023726E-2,7.5538867753285898E-4,-5.4197590631672561E-5,7.0119108690118643E-4,null,-9.1728173811041411E-3,"C-Misc-HVAC-ER-All-All-C",null,null,-6.1809247384010869E-2,0,0,-6.1809247384010869E-2,0,9999,0,null,22.574269510289852,22.574269510289852]
["All Btype_NEW_CAN_Fixture_from_LEDPanel_to_LEDPanel_CONTR","Other_NEW_CAN_Fixture_from_LEDPanel_to_LEDPanel_CONTR","No",12.368421052631579,null,0.60155480649519055,null,-3.7803621406175135E-3,null,0.20647440961160957,null,0,0,"C-Oth-Lgt-LPD Int-All-All-C",0.66949629174437042,null,1.1777757213627739E-4,9.7542723300341071E-5,null,null,1.1175953596287537E-4,9.3121270559443087E-5,null,null,-3.8181657011148095E-3,null,"n/a","n/a",null,null,"n/a","n/a",null,null,7.1207302295018968E-2,3.1129375567660798E-2,0,0.19542143892942174," (na) "," (na) "," (na) "," (na) ",0,0,0,0,0,0,0,0,7.1207302295018968E-2,3.1129375567660798E-2,0,0.19542143892942174,0.29775811679210151,4.5928409058918276E-2,5.0409164774483945E-3,0,0,5.0969325536366669E-2,7.1207302295018968E-2,0.71578790227434341,4.5928409058918276E-2,1.0638278340346165E-2,0,0,5.6566687399264445E-2,3.1129375567660798E-2,1.8171481556485047,4.5928409058918276E-2,1.5679194817794562E-2,0,0,6.1607603876712838E-2,0.10233667786267976,9.3145463329641043,0.60200902709955917,7.6538539219837549,3.3460008397778105,0,21.005249441872078,32.00510420363365,4.5928409058918276E-2,-2.5473235652975691E-2,1.5679194817794562E-2,0,0,0,0,0,0,0,0,0.29775811679210151,null,0,0,3.6134368223737147E-2,0.29775811679210151,0.19059909693376997,33.057835530932692,6.226315513222661E-3,-4.4672538703043329E-4,5.7795901261922279E-3,3.1131577566113227E-4,-2.2336269351521634E-5,2.8897950630961064E-4,null,-3.7803621406175135E-3,"C-Misc-HVAC-ER-All-All-C",null,null,-2.5473235652975691E-2,0,0,-2.5473235652975691E-2,0,9999,0,null,9.3034571891284781,9.3034571891284781]
["All Btype_NEW_DISP_Fixture_from_LEDPanel_to_LEDPanel_CONTR","Other_NEW_DISP_Fixture_from_LEDPanel_to_LEDPanel_CONTR","No",8.4210526315789469,null,1.1444536621285453,null,-7.1921115903117805E-3,null,0.28568441362515418,null,0,0,"C-Oth-Lgt-LPD Int-All-All-C",1.2737118456960606,null,2.240709778935982E-4,1.8557432454985998E-4,null,null,2.1262170766400844E-4,1.7716254273611191E-4,null,null,-7.2640325903361976E-3,null,"n/a","n/a",null,null,"n/a","n/a",null,null,9.8524637703275755E-2,4.3071572028189654E-2,0,0.42542454426552284," (na) "," (na) "," (na) "," (na) ",0,0,0,0,0,0,0,0,9.8524637703275755E-2,4.3071572028189654E-2,0,0.42542454426552284,0.56702075399698826,8.7378465562367877E-2,9.5903070855873317E-3,0,0,9.6968772647955212E-2,9.8524637703275755E-2,0.98420836562722203,8.7378465562367877E-2,2.0239247486503617E-2,0,0,0.10761771304887149,4.3071572028189654E-2,2.4985787140166935,8.7378465562367877E-2,2.9829554572090949E-2,0,0,0.11720802013445883,0.14159620973146542,6.3145859433927649,0.82776241226189362,5.5664392159881819,2.4334551562020423,0,24.035611009049891,32.035505381240114,8.7378465562367877E-2,-4.8462646320064834E-2,2.9829554572090949E-2,0,0,0,0,0,0,0,0,0.56702075399698826,null,0,0,6.8745373814393995E-2,0.56702075399698826,0.19043246344918746,33.088236708539164,1.184552016497338E-2,-8.498918130693359E-4,1.0995628351904044E-2,5.9227600824866811E-4,-4.2494590653466746E-5,5.4978141759520131E-4,null,-7.1921115903117805E-3,"C-Misc-HVAC-ER-All-All-C",null,null,-4.8462646320064834E-2,0,0,-4.8462646320064834E-2,0,9999,0,null,17.699759914792345,17.699759914792345]
["All Btype_NEW_OTHER_Fixture_from_LEDPanel_to_LEDPanel_CONTR","Other_NEW_OTHER_Fixture_from_LEDPanel_to_LEDPanel_CONTR","No",13.157894736842104,null,3.9367041294883034,null,-2.4739503515294727E-2,null,2.2597571548427045,null,0,0,"C-Oth-Lgt-LPD Int-All-All-C",4.3813278323597613,null,7.7076178194196952E-4,6.3834057590737197E-4,null,null,7.3137845792986035E-4,6.0940563751856261E-4,null,null,-2.4986898151846858E-2,null,"n/a","n/a",null,null,"n/a","n/a",null,null,0.77932762292867097,0.34069514617879232,0,1.982853091442994," (na) "," (na) "," (na) "," (na) ",0,0,0,0,0,0,0,0,0.77932762292867097,0.34069514617879232,0,1.982853091442994,3.1028758605504576,0.30056539429299217,3.2988842411211597E-2,0,0,0.33355423670420375,0.77932762292867097,0.42800258439541128,0.30056539429299217,6.9619183191451328E-2,0,0,0.3701845774844435,0.34069514617879232,1.0865566522928258,0.30056539429299217,0.10260802560266293,0,0,0.40317341989565508,1.1200227691074633,16.710755642558105,0.35996894975353094,12.800240566000053,5.5958235053555132,0,32.567813369846711,50.963877441202278,0.30056539429299217,-0.16670233685066535,0.10260802560266293,0,0,0,0,0,0,0,0,3.1028758605504576,null,0,0,0.23647108304498973,3.1028758605504576,0.12331052984636488,52.016608768501328,4.0746348840945835E-2,-2.9234670837660734E-3,3.7822881757179759E-2,2.0373174420472893E-3,-1.4617335418830413E-4,1.891144087858985E-3,null,-2.4739503515294727E-2,"C-Misc-HVAC-ER-All-All-C",null,null,-0.16670233685066535,0,0,-0.16670233685066535,0,9999,0,null,60.883826277352775,60.883826277352775]
[]
[]
["Measure Application Results"]
["Total Results",null,"Measure Input Data",null,null,null,null,null,null,null,null,null,null,null,"Savings",null,null,null,null,null,null,null,null,null,null,null,null,null,null,null,null,null,null,null,"PV Capital",null,null,null,"PV Admin",null,null,null,"PV O&M",null,null,null,"PV Periodic Repl.",null,null,null,"Total PV Capital, O&M and Periodic Repl Costs",null,null,null,null,"PV Wholesale Electric Utility Costs & Benefits",null,null,null,null,null,null,"PV Retail Electric Utility Costs & Benefits",null,null,null,null,null,null,"PV Electric Utility System Costs & Benefits",null,null,null,null,null,"Electric Utility System Economics",null,"Sponsor Levelized Cost (mills/kwh)",null,null,null,null,"PV Regional Costs & Benefits",null,null,null,null,null,null,null,null,null,null,null,null,null,null,null,null,"TRC Economics",null,"Physical CO2",null,null,null,null,null,null,"Gas Inputs",null,null,null,"PV Gas Utility System Costs & Benefits",null,null,null,null,"Gas Utility System Economics",null,null,"Lifetime kWh denominators"]
["Measure Application","Savings Component","Time Varying Savings? (Yes/No)","Measure Life (yrs)","Length of Period 1 (yrs)","Site Savings - Period 1 (kWh)","Site Savings - Period 2 (kWh)","Site Savings - Period 1 (therms)","Site Savings - Period 2 (therms)","Capital Cost ($)","PV Base Case Cost at Start of Period 2($)","Annual O&M Cost ($/unit)","PV Per. Repl. Cost ($/unit)","Load Shape (electric)","Wholesale Electric Energy - Period 1 (kWh)","Wholesale Electric Energy - Period 2 (kWh)","Wholesale Electric Demand - Period 1, Peak 1 (kW)","Wholesale Electric Demand - Period 1, Peak 2 (kW)","Wholesale Electric Demand - Period 2, Peak 1 (kW)","Wholesale Electric Demand - Period 2, Peak 2 (kW)","Retail Electric Demand - Period 1, Peak 1 (kW)","Retail Electric Demand - Period 1, Peak 2 (kW)","Retail Electric Demand - Period 2, Peak 1 (kW)","Retail Electric Demand - Period 2, Peak 2 (kW)","Wholesale Gas Energy - Period 1 (therms/yr)","Wholesale Gas Energy - Period 2 (therms/yr)","Wholesale Gas Demand - Period 1, Peak 1 (therms/day)","Wholesale Gas Demand - Period 1, Peak 2 (therms/day)","Wholesale Gas Demand - Period 2, Peak 1 (therms/day)","Wholesale Gas Demand - Period 2, Peak 2 (therms/day)","Retail Gas Demand - Period 1, Peak 1 (therms/day)","Retail Gas Demand - Period 1, Peak 2 (therms/day)","Retail Gas Demand - Period 2, Peak 1 (therms/day)","Retail Gas Demand - Period 2, Peak 2 (therms/day)","Wholesale Electric","Retail Electric","Natural Gas","Customer","Wholesale Electric","Retail Electric","Natural Gas","Customer","Wholesale Electric","Retail Electric","Natural Gas","Customer","Wholesale Electric","Retail Electric","Natural Gas","Customer","Wholesale Electric","Retail Electric","Natural Gas","Customer","Total","Wholesale Utility System Energy","Wholesale Utility System T&D Def. Cap.","Wholesale Utility System Act C-E Credit","Wholesale Utility System Risk Mitigation Benefit","Wholesale Utility System Total System Benefit","Wholesale Utility System Total Non-Consumer Cost","Wholesale Utility System B/C Ratio","Retail Utility System Energy","Retail Utility System T&D Def. Cap.","Retail Utility System Act C-E Credit","Retail Utility System Risk Mitigation Benefit","Retail Utility System Total System Benefit","Retail Utility System Total Non-Consumer Cost","Retail Utility System System B/C Ratio","Utility System Energy","Utility System T&D Def. Cap.","Utility System Act C-E Credit","Utility System Total Risk Mitigation Benefit","Utility System Total System Benefit","Utility System Total Non-Consumer Cost","Utility System Net Levelized Cost (Net of Elec T&D Capacity Benefits, Act Credit & Risk-Mitigation Benefit) in mills/kwh","Utility System System B/C Ratio","Wholesale Electric Levelized Cost","Retail Electric Levelized Cost","Natural Gas Levelized Cost","Customer Levelized Cost","Total Levelized Cost","PV Regional Electric Energy","PV Regional Gas Energy","PV Regional Electric T&D Def. Cap.","PV Regional Gas T&D Def. Cap.","PV Regional Electric Deferred Generation Capacity Credit, Peak 1","PV Regional Electric Deferred Generation Capacity Credit, Peak 2","PV Regional Electric and Gas Systems CO2","PV Regional Electric System Risk-Mitigation Benefit","PV Regional Gas System Risk-Mitigation Benefit","PV Regional Non-E Value","PV Regional Act Credit","PV Regional Capital Cost","PV Regional Admin Cost","PV Regional Annual O&M Cost","PV Regional Periodic Replacement Cost","PV Total Regional Benefit","PV Total Regional Cost","TRC B/C Ratio","TRC Net Levelized Cost (Net of All Benefits) in mills/kWh","Electric System CO2 Avoided (Lifetime Tons)","Gas System CO2 Avoided (Lifetime Tons)","Total System CO2 Avoided (Lifetime Tons)","Electric System CO2 Avoided (Annual Tons in 2022)","Gas System CO2 Avoided (Annual Tons in 2022)","Total System CO2 Avoided (Annual Tons in 2022)",null,"Gas Site Savings (therms)","Load Shape (gas)","Diversitfied Load Factor (gas)","Wholesale Coincidence Factor (gas)","Total Gas Utility System Energy","Gas Utility System T&D Def. Cap.","Gas Utility System Risk Mitigation Benefit","Gas Utility System Total System Benefit","Gas Utility System Total Non-Consumer Cost","Gas Utility System Net Levelized Cost (Net of Gas T&D Capacity Benefits & Risk-Mitigation Benefits) in cents/therm","Gas Utility System System B/C Ratio",null,"PV Electricity Savings (kWh) (denominator for Levelized Cost)","Denominator for PV fields in MeasureTable"]
["All Btype_RETRO_LINEAR_Fixture_from_LEDTube_to_LEDPanel_CONTR",null,"No",14.210526315789474,null,0,null,0,null,0,null,0,0,"loadshape may vary by savings component",0,null,0,0,null,null,0,0,null,null,0,null,"n/a","n/a",null,null,"n/a","n/a",null,null,0,0,0,0,0,0,0,0,0,0,0,0,0,0,0,0,0,0,0,0,0,0,0,0,0,0,0,9999,0,0,0,0,0,0,9999,0,0,0,0,0,0,9999,9999,9999,9999,9999,9999,9999,0,0,0,0,0,0,0,0,0,0,0,0,0,0,0,0,0,9999,9999,0,0,0,0,0,0,null,0,null,null,null,0,0,0,0,0,9999,9999,null,0,0]
["All Btype_RETRO_HIGHBAY_Fixture_from_LFTube_to_LEDPanel",null,"No",13.953275442386618,null,0.76657044665078689,null,-1.1185670728294708E-2,null,0.79094624690892512,null,0,-0.11485268676199574,"loadshape may vary by savings component",0.85316768685515265,null,1.3673800862254952E-4,1.3163695005685136E-4,null,null,1.2975014824978282E-4,1.2567007869508502E-4,null,null,-1.1297527318007355E-2,null,"n/a","n/a",null,null,"n/a","n/a",null,null,0.26804514083971082,0.11718008672362761,0,0.64130626179356165,4.7456774814535516E-2,0.11073247456724951,0,0,0,0,0,0,0,0,0,-0.11485268676199574,0.31550191565424635,0.22791256129087711,0,0.64130626179356165,1.069868051976689,5.8636181810742045E-2,6.0741054855050543E-3,0,0,6.4710287296247102E-2,0.31550191565424635,0.20510267635636831,5.8636181810742045E-2,1.2877647272118362E-2,0,0,7.1513829082860414E-2,0.22791256129087711,0.31377747973965209,5.8636181810742045E-2,1.8951752757623411E-2,0,0,7.7587934568365463E-2,0.54341447694512346,44.23683431186172,0.1427785564428396,26.61162619229767,19.223730775215415,0,44.404756520375216,90.24011348788828,5.8636181810742045E-2,-7.572790867467491E-2,1.8951752757623411E-2,0,0,0,0,0,0,0,0,1.0265314893568998,0.15818924938178505,0,-0.11485268676199574,1.8600258936905534E-3,1.069868051976689,0.15267628849876577,95.029009411917997,7.9344594877529175E-3,-1.3218106962068622E-3,6.6126487915460549E-3,3.96722974387646E-4,-6.6090534810343024E-5,3.3063243957730297E-4,null,-1.1297527318007355E-2,null,null,null,-7.572790867467491E-2,0,0,-7.572790867467491E-2,0,9999,0,null,11.855792403455732,11.855792403455732]
["All Btype_RETRO_LINEAR_Fixture_from_LFTube_to_LEDPanel",null,"No",15.707960477327894,null,15.415278794476491,null,-0.18659703071635364,null,15.670460773481476,null,0,-0.87318721562950607,"loadshape may vary by savings component",17.152226401247052,null,3.09643016041011E-3,2.518995430266944E-3,null,null,2.9382063633386479E-3,2.4048147510811568E-3,null,null,-0.1884629985929698,null,"n/a","n/a",null,null,"n/a","n/a",null,null,5.3153862158177922,2.3237034470681497,0,11.082771961588904,0.94022764640888867,2.1938645082874069,0,0,0,0,0,0,0,0,0,-0.87318721562950607,6.2556138622266806,4.5175679553555561,0,11.082771961588904,20.982766563541634,1.1772449066545962,0.13478249390674563,0,0,1.3120274005613419,6.2556138622266806,0.20973599545262323,1.1772449066545962,0.28491854236480552,0,0,1.4621634490194018,4.5175679553555561,0.32366163906533241,1.1772449066545962,0.41970103627155114,0,0,1.5969459429261474,10.773181817582238,43.437987247476386,0.14823345321433931,26.245402962745402,18.953438305363871,0,42.834272006140857,88.033113274250127,1.1772449066545962,-1.2510712192504125,0.41970103627155114,0,0,0,0,0,0,0,0,18.721861624474847,3.1340921546962948,0,-0.87318721562950607,0.34587472367573491,20.982766563541634,0.10689966184415298,91.521123554943017,0.15951570553159772,-2.2050170835377456E-2,0.13746553469622025,7.9757852765798814E-3,-1.1025085417688731E-3,6.8732767348110083E-3,null,-0.1884629985929698,null,null,null,-1.2510712192504125,0,0,-1.2510712192504125,0,9999,0,null,238.35084075890722,238.35084075890722]
["All Btype_RETRO_LINEAR_Fixture_from_LFTube_to_LEDPanel_CONTR",null,"No",15.663681682084322,null,60.943108620872643,null,-0.74889076317582703,null,55.049717982195631,null,0,-2.3897755375123326,"loadshape may vary by savings component",67.809868197258012,null,1.2229699799584978E-2,9.9400985326060943E-3,null,null,1.1604776587582933E-2,9.4895357516412478E-3,null,null,-0.75637966101851573,null,"n/a","n/a",null,null,"n/a","n/a",null,null,18.672744622952827,8.1630796493125661,0,38.933345979137322,3.3029830789317378,7.7069605175073885,0,0,0,0,0,0,0,0,0,-2.3897755375123326,21.975727701884566,15.870040166819955,0,38.933345979137322,74.389338310329506,4.6542225658013878,0.5326866835306987,0,0,5.1869092493320865,21.975727701884566,0.23602900981009492,4.6542225658013878,1.1261281766451952,0,0,5.7803507424465828,15.870040166819955,0.36423037885762655,4.6542225658013878,1.6588148601758943,0,0,6.3130374259772815,37.845767868704513,38.402803363080679,0.1668096006897952,23.321376339621043,16.84181676603005,0,38.781257695939779,78.944450801590875,4.6542225658013878,-5.0220318681053886,1.6588148601758943,0,0,0,0,0,0,0,0,65.769170251402713,11.009943596439125,0,-2.3897755375123326,1.2910055578718929,74.389338310329506,0.10638986639270251,82.513609039159107,0.63063177423450001,-8.8496420339166298E-2,0.54213535389533374,3.1531588711724977E-2,-4.4248210169583191E-3,2.7106767694766658E-2,null,-0.75637966101851573,null,null,null,-5.0220318681053886,0,0,-5.0220318681053886,0,9999,0,null,942.29977604493547,942.29977604493547]
["All Btype_RETRO_LINEAR_Fixture_from_LFTube_to_LEDPanel_RDX",null,"No",15.707960477327893,null,4.6389815584252938,null,-5.6153391443056262E-2,null,3.3068965705273206,null,0,-0.21829680390737652,"loadshape may vary by savings component",5.1616881551199167,null,9.3182112387362685E-4,7.5805137893146936E-4,null,null,8.8420620321571835E-4,7.236905300533334E-4,null,null,-5.6714924626052467E-2,null,"n/a","n/a",null,null,"n/a","n/a",null,null,1.1216921252157221,0.49036509335040973,0,2.3387685353665781,0.19841379423163927,0.46296551987382489,0,0,0,0,0,0,0,0,0,-0.21829680390737652,1.3201059194473614,0.95333061322423462,0,2.3387685353665781,4.3939082641307987,0.3542730225338257,4.0560635455779072E-2,0,0,0.39483365798960479,1.3201059194473614,0.29909240779322827,0.3542730225338257,8.5741677546392697E-2,0,0,0.44001470008021837,0.95333061322423462,0.46155519814060741,0.3542730225338257,0.12630231300217176,0,0,0.48057533553599746,2.273436532671596,29.934447229627175,0.21138717911392774,18.404364581036546,13.290936669223512,0,29.562729970860573,61.258031221120653,0.3542730225338257,-0.37648987032650061,0.12630231300217176,0,0,0,0,0,0,0,0,3.950825753932711,0.66137931410546424,0,-0.21829680390737652,0.10408546520949691,4.3939082641307987,0.14009117576399016,64.746041501813536,4.8003699842615211E-2,-6.6356461812481365E-3,4.1368053661367074E-2,2.4001849921307617E-3,-3.3178230906240677E-4,2.0684026830683549E-3,null,-5.6714924626052467E-2,null,null,null,-0.37648987032650061,0,0,-0.37648987032650061,0,9999,0,null,71.72787268122093,71.72787268122093]
["All Btype_RETRO_HIGHBAY_Fixture_from_LFTube_to_LEDPanel_CONTR",null,"No",13.889052243244969,null,4.232330965655585,null,-6.229095942120709E-2,null,2.6946540150483451,null,0,-0.36269269503788137,"loadshape may vary by savings component",4.7104513274987321,null,7.5373051988066118E-4,7.2724097980990821E-4,null,null,7.1521176670549889E-4,6.9427643287234004E-4,null,null,-6.2913868363048228E-2,null,"n/a","n/a",null,null,"n/a","n/a",null,null,0.91319595712184309,0.39921776278419474,0,2.1848494761448061,0.16167924090290067,0.37725156210676825,0,0,0,0,0,0,0,0,0,-0.36269269503788137,1.0748751980247437,0.77646932489096299,0,2.1848494761448061,3.673501304022631,0.32374573680029967,3.3503854060978069E-2,0,0,0.35724959086127772,1.0748751980247437,0.33236378652868853,0.32374573680029967,7.1036883643512641E-2,0,0,0.39478262044381229,0.77646932489096299,0.50843298993073593,0.32374573680029967,0.10454073770449071,0,0,0.42828647450479035,1.8513445229157066,26.686118859348923,0.23133807306177481,16.42098988810363,11.862209636884412,0,27.837295094427766,56.120494619415801,0.32374573680029967,-0.42176971571912203,0.10454073770449071,0,0,0,0,0,0,0,0,3.4972631960508433,0.538930803009669,0,-0.36269269503788137,6.5167587856683196E-3,3.673501304022631,0.17743059839637379,60.966837571383131,4.380719734573818E-2,-7.3609225984766369E-3,3.6446274747261545E-2,2.1903598672869092E-3,-3.6804612992383218E-4,1.8223137373630769E-3,null,-6.2913868363048228E-2,null,null,null,-0.42176971571912203,0,0,-0.42176971571912203,0,9999,0,null,65.457393576708128,65.457393576708128]
["All Btype_NEW_OTHER_Fixture_from_LEDPanel_to_LEDPanel_CONTR",null,"No",12.77465197385118,null,16.304880287593015,null,-0.16894904019887325,null,7.5540084039791484,null,0,0,"loadshape may vary by savings component",18.128088689020725,null,2.9459831626880502E-3,2.6063348082618347E-3,null,null,2.7954565450170766E-3,2.4881921427401419E-3,null,null,-0.17063852736780438,null,"n/a","n/a",null,null,"n/a","n/a",null,null,2.5981785962954334,1.135834032594659,0,6.8391780518092533,0.4532405042387489,1.0575611765570807,0,0,0,0,0,0,0,0,0,0,3.0514191005341824,2.1933952091517397,0,6.8391780518092533,12.083992361495174,1.2473477608891719,0.12865660239190357,0,0,1.3760043632810754,3.0514191005341824,0.45093915910803328,1.2473477608891719,0.27168074805420417,0,0,1.5190285089433759,2.1933952091517397,0.69254665215159095,1.2473477608891719,0.40033735044610769,0,0,1.6476851113352795,5.2448143096859221,19.230859272119549,0.31415508996999147,12.113054060605677,8.707002830282276,0,27.149116769037306,47.969173659925247,1.2473477608891719,-1.1257771277928881,0.40033735044610769,0,0,0,0,0,0,0,0,10.573190680699344,1.5108016807958295,0,0,0.52190798354239165,12.083992361495174,0.12473231366159754,50.848912873452818,0.16859122480789276,-1.9964707702033107E-2,0.14862651710585967,8.4295612403946386E-3,-9.9823538510165595E-4,7.431325855292983E-3,null,-0.17063852736780438,null,null,null,-1.1257771277928881,0,0,-1.1257771277928881,0,9999,0,null,251.91162239241299,251.91162239241299]
["All Btype_NR_HIGHBAY_Fixture_from_LFTube_to_LEDPanel",null,"No",13.953275442386614,null,6.8991340198570823,null,-0.10067103655465232,null,3.8431149282322301,null,0,-1.0336741808579615,"loadshape may vary by savings component",7.6785091816963726,null,1.2306420776029457E-3,1.1847325505116623E-3,null,null,1.1677513342480455E-3,1.1310307082557649E-3,null,null,-0.1016777458620662,null,"n/a","n/a",null,null,"n/a","n/a",null,null,1.3023998612130958,0.56936428023910368,0,3.1160318136656318,0.23058689569393376,0.53803608995251229,0,0,0,0,0,0,0,0,0,-1.0336741808579615,1.5329867569070297,1.107400370191616,0,3.1160318136656318,4.7227447599063153,0.52772563629667835,5.4666949369545484E-2,0,0,0.58239258566622387,1.5329867569070297,0.37990712120779524,0.52772563629667835,0.11589882544906524,0,0,0.64362446174574361,1.107400370191616,0.5812030400842072,0.52772563629667835,0.17056577481861074,0,0,0.69829141111528914,2.6403871270986454,23.146879209675795,0.2644655414157383,14.366974056403897,10.378427808923274,0,19.515614177296381,44.261016042623545,0.52772563629667835,-0.68155117807207355,0.17056577481861074,0,0,0,0,0,0,0,0,4.9877959551178304,0.76862298564644616,0,-1.0336741808579615,1.6740233043215591E-2,4.7227447599063153,0.26902355245573889,49.049911966653248,7.1410135389776322E-2,-1.1896296265861746E-2,5.9513839123914572E-2,3.5705067694888136E-3,-5.9481481329308721E-4,2.9756919561957263E-3,null,-0.1016777458620662,null,null,null,-0.68155117807207355,0,0,-0.68155117807207355,0,9999,0,null,106.70213163110155,106.70213163110155]
["All Btype_NEW_HIGHBAY_Fixture_from_LFTube_to_LEDPanel_CONTR",null,"No",15.265854644109959,null,77.376677909139261,null,-1.0326178450641335,null,33.279235217264301,null,0,-7.0740120382576306,"loadshape may vary by savings component",86.103717797640101,null,1.4946561501020033E-2,1.2834625912377133E-2,null,null,1.4182795932000641E-2,1.225285753367634E-2,null,null,-1.0429440112983679,null,"n/a","n/a",null,null,"n/a","n/a",null,null,11.240055588336201,4.9137644670352545,0,24.206798536726076,1.9967541130358579,4.6590929304170015,0,0,0,0,0,0,0,0,0,-7.0740120382576306,13.236809701372058,9.5728573974522568,0,24.206798536726076,39.942453597292761,5.9133533265980347,0.65211996182763254,0,0,6.5654732884256672,13.236809701372058,0.49600118431445944,5.9133533265980347,1.3796975421713717,0,0,7.2930508687694067,9.5728573974522568,0.7618468097843385,5.9133533265980347,2.0318175039990041,0,0,7.9451708305970392,22.809667098824313,17.365308642692867,0.34832471671656096,11.062804399458335,8.0006173180041102,0,14.318908417229169,33.382330134691614,5.9133533265980347,-6.92096370001543,2.0318175039990041,0,0,0,0,0,0,0,0,40.360618592097531,6.6558470434528614,0,-7.0740120382576306,1.0242071305816092,39.942453597292761,0.27845566712893316,37.468486033818806,0.80076457551805313,-0.12202444932190905,0.6787401261961441,4.0038228775902643E-2,-6.1012224660954538E-3,3.3937006309807186E-2,null,-1.0429440112983679,null,null,null,-6.92096370001543,0,0,-6.92096370001543,0,9999,0,null,1196.5148459119614,1196.5148459119614]
["All Btype_NEW_CAN_Fixture_from_LEDPanel_to_LEDPanel_CONTR",null,"No",13.122503969584104,null,4.3133172342337085,null,-4.3969899223277563E-2,null,1.3917612546775584,null,0,0,"loadshape may vary by savings component",4.7975713468518135,null,8.1536605159320452E-4,7.1757537883331858E-4,null,null,7.7370324696308447E-4,6.8504844654025145E-4,null,null,-4.4409597489485052E-2,null,"n/a","n/a",null,null,"n/a","n/a",null,null,0.47913214924852998,0.20946004327903492,0,1.2053307949365237,8.3505675280653502E-2,0.19484657565485819,0,0,0,0,0,0,0,0,0,0,0.56263782452918343,0.40430661893389308,0,1.2053307949365237,2.1722752383996,0.32974081147832834,3.5808929129297597E-2,0,0,0.36554974060762596,0.56263782452918343,0.64970701341225823,0.32974081147832834,7.5648788397461267E-2,0,0,0.4053895998757896,0.40430661893389308,1.0026786129417129,0.32974081147832834,0.11145771752675887,0,0,0.44119852900508721,0.96694444346307651,12.832038251244247,0.45628115657291607,8.439394635905515,6.0644751602810354,0,18.079591882737709,32.583461678924252,0.32974081147832834,-0.29382319437024146,0.11145771752675887,0,0,0,0,0,0,0,0,1.8939229874640882,0.27835225093551175,0,0,0.14737533463484576,2.1722752383996,0.17890548209365162,35.318887844655507,4.4617413525721877E-2,-5.1959229062697515E-3,3.9421490619452125E-2,2.2308706762860933E-3,-2.5979614531348755E-4,1.9710745309726059E-3,null,-4.4409597489485052E-2,null,null,null,-0.29382319437024146,0,0,-0.29382319437024146,0,9999,0,null,66.66803115657531,66.66803115657531]
["All Btype_NR_LINEAR_Fixture_from_LFTube_to_LEDPanel_RDX",null,"No",15.707960477327893,null,41.750834025827636,null,-0.50538052298750624,null,16.229005070011198,null,0,-1.9646712351663889,"loadshape may vary by savings component",46.455193396079252,null,8.3863901148626407E-3,6.8224624103832244E-3,null,null,7.9578558289414621E-3,6.5132147704799973E-3,null,null,-0.51043432163447211,null,"n/a","n/a",null,null,"n/a","n/a",null,null,5.50484322653453,2.406527514971931,0,11.477796661778985,0.9737403042006717,2.2720607098015675,0,0,0,0,0,0,0,0,0,-1.9646712351663889,6.478583530735202,4.6785882247734989,0,11.477796661778985,20.670297182121299,3.1884572028044316,0.36504571910201161,0,0,3.5535029219064431,6.478583530735202,0.54849997766459069,3.1884572028044316,0.77167509791753419,0,0,3.9601323007219658,4.6785882247734989,0.84643745302327489,3.1884572028044316,1.136720817019546,0,0,4.3251780198239773,11.157171755508701,15.522326203066124,0.3876589976925362,10.035744650135088,7.2474355735639229,0,14.736446192792574,32.01962641649159,3.1884572028044316,-3.3884088329385054,1.136720817019546,0,0,0,0,0,0,0,0,19.389167403285448,3.2458010140022391,0,-1.9646712351663889,0.93676918688547195,20.670297182121299,0.24169996055895074,35.507636697184473,0.43203329858353712,-5.9720815631233194E-2,0.3723124829523039,2.160166492917685E-2,-2.9860407815616606E-3,1.8615624147615188E-2,null,-0.51043432163447211,null,null,null,-3.3884088329385054,0,0,-3.3884088329385054,0,9999,0,null,645.55085413098823,645.55085413098823]
["All Btype_NEW_DISP_Fixture_from_LEDPanel_to_LEDPanel_CONTR",null,"No",8.9228497213951208,null,8.9057580011983219,null,-9.2170327765162971E-2,null,2.0958022395740779,null,0,0,"loadshape may vary by savings component",9.9060918449075412,null,1.6935683175709054E-3,1.4830519538364642E-3,null,null,1.6070316985650319E-3,1.4158269194377543E-3,null,null,-9.3092029553106054E-2,null,"n/a","n/a",null,null,"n/a","n/a",null,null,0.72278411598149872,0.31597627596547306,0,2.8669219362286809,0.12574813437444465,0.29341231354037084,0,0,0,0,0,0,0,0,0,0,0.84853225035594337,0.60938858950584396,0,2.8669219362286809,4.3248427760904677,0.68071110057328676,7.4486660476536043E-2,0,0,0.75519776104982284,0.84853225035594337,0.89000478265031358,0.68071110057328676,0.1573781453916715,0,0,0.83808924596495826,0.60938858950584396,1.3752952720111953,0.68071110057328676,0.23186480586820754,0,0,0.91257590644149433,1.4579208398617871,8.9065965701653944,0.62594338560110563,6.1641019832332917,4.4268599237766155,0,20.826549828211206,31.417511735221112,0.68071110057328676,-0.61628402811375171,0.23186480586820754,0,0,0,0,0,0,0,0,3.9056823281756525,0.41916044791481544,0,0,0.29629187832774262,4.3248427760904677,0.18468983748100085,34.210097743876368,9.2126654157640223E-2,-1.0891767457713414E-2,8.1234886699926803E-2,4.6063327078820059E-3,-5.445883728856704E-4,4.0617443349963353E-3,null,-9.3092029553106054E-2,null,null,null,-0.61628402811375171,0,0,-0.61628402811375171,0,9999,0,null,137.65707521776883,137.65707521776883]
["All Btype_NR_HIGHBAY_Fixture_from_LFTube_to_LEDPanel_CONTR",null,"No",13.889052243244969,null,38.090978690900258,null,-0.56061863479086371,null,13.908513628230589,null,0,-3.2642342553409316,"loadshape may vary by savings component",42.394061947488566,null,6.7835746789259499E-3,6.5451688182891748E-3,null,null,6.4369059003494891E-3,6.2484878958510605E-3,null,null,-0.56622481526743396,null,"n/a","n/a",null,null,"n/a","n/a",null,null,4.7134802256409003,2.0605709168255055,0,11.277146730114552,0.83451081769383528,1.9471919079522819,0,0,0,0,0,0,0,0,0,-3.2642342553409316,5.5479910433347355,4.007762824777787,0,11.277146730114552,17.568666342886143,2.9137116312026974,0.30153468654880267,0,0,3.2152463177515003,5.5479910433347355,0.57953343699324167,2.9137116312026974,0.6393319527916137,0,0,3.5530435839943113,4.007762824777787,0.88654038158840198,2.9137116312026974,0.94086663934041648,0,0,3.8545782705431142,9.5557538681125234,14.62340065471834,0.40337772652410103,9.4174762479202325,6.8030050724372266,0,13.601574393041314,29.822055713398772,2.9137116312026974,-3.7959274414720992,0.94086663934041648,0,0,0,0,0,0,0,0,18.051197872580957,2.781702725646118,0,-3.2642342553409316,5.8650829071015043E-2,17.568666342886143,0.28904390068456537,34.668398665366105,0.39426477611164329,-6.6248303386289731E-2,0.32801647272535356,1.9713238805582182E-2,-3.3124151693144886E-3,1.6400823636267693E-2,null,-0.56622481526743396,null,null,null,-3.7959274414720992,0,0,-3.7959274414720992,0,9999,0,null,589.11654219037302,589.11654219037302]
["All Btype_NR_LINEAR_Fixture_from_LEDTube_to_LEDPanel_CONTR",null,"No",14.939608738446092,null,115.06281885045017,null,-1.2851730822205554,null,37.163009069063612,null,0,-2.0694641999066752,"loadshape may vary by savings component",128.01762037464516,null,2.2531959412869999E-2,1.9136038780854091E-2,null,null,2.138059615715563E-2,1.826863276485469E-2,null,null,-1.2980247973747423,null,"n/a","n/a",null,null,"n/a","n/a",null,null,12.608778126053183,5.5121227329893081,0,27.678140990307313,2.229780544143817,5.202821269668906,0,0,0,0,0,0,0,0,0,-2.0694641999066752,14.838558670196999,10.714944002658214,0,27.678140990307313,51.162179463255839,8.7920097901323722,0.98036102153297577,0,0,9.7723708116653487,14.838558670196999,0.65857951765173761,8.7920097901323722,2.0733555844679117,0,0,10.865365374600284,10.714944002658214,1.0140384655211219,8.7920097901323722,3.0537166060008878,0,0,11.84572639613326,25.553502672855217,12.647726071584575,0.4635656625154817,8.3411471024722701,6.0231540075676797,0,14.395315943820256,28.7596170538602,8.7920097901323722,-8.6312894840632612,3.0537166060008878,0,0,0,0,0,0,0,0,45.799041849349791,7.432601813812723,0,-2.0694641999066752,3.2144369120699992,51.162179463255839,0.2249358361803438,31.894918593902577,1.1905638694841998,-0.1518689012928448,1.0386949681913551,5.9528193474210005E-2,-7.593445064642242E-3,5.1934748409567764E-2,null,-1.2980247973747423,null,null,null,-8.6312894840632612,0,0,-8.6312894840632612,0,9999,0,null,1778.9589954358833,1778.9589954358833]
["All Btype_NR_LINEAR_Fixture_from_LFTube_to_LEDPanel_CONTR",null,"No",15.66368168208432,null,548.48797758785395,null,-6.7400168685824449,null,181.19014127576855,null,0,-21.507979837610996,"loadshape may vary by savings component",610.28881377532218,null,0.11006729819626485,8.9460886793454875E-2,null,null,0.10444298928824641,8.5405821764771225E-2,null,null,-6.807416949166643,null,"n/a","n/a",null,null,"n/a","n/a",null,null,61.459301886585791,26.867886142171727,0,128.14486098874852,10.871408476546115,25.366619778607603,0,0,0,0,0,0,0,0,0,-21.507979837610996,72.330710363131914,52.234505920779327,0,128.14486098874852,231.20209743504876,41.888003092212493,4.7941801517762883,0,0,46.682183243988781,72.330710363131914,0.64539920885089797,41.888003092212493,10.135153589806761,0,0,52.023156682019255,52.234505920779327,0.9959538386544593,41.888003092212493,14.929333741583047,0,0,56.817336833795544,124.56521628391124,12.92769566183622,0.45612522121983451,8.5288628950287428,6.1592225093778792,0,12.574068944235178,27.262154348641801,41.888003092212493,-45.198286812948524,14.929333741583047,0,0,0,0,0,0,0,0,216.47204901750604,36.238028255153722,0,-21.507979837610996,11.61905002084702,231.20209743504876,0.26291748105769402,30.831312586210046,5.6756859681104928,-0.79646778305249732,4.8792181850579954,0.28378429840552483,-3.9823389152624858E-2,0.24396090925289998,null,-6.807416949166643,null,null,null,-45.198286812948524,0,0,-45.198286812948524,0,9999,0,null,8480.6979844044217,8480.6979844044217]
["All Btype_NEW_LINEAR_Fixture_from_LFTube_to_LEDPanel_CONTR",null,"No",15.256674352401321,null,662.28207508147023,null,-6.6172860855200977,null,212.97853919380924,null,0,-25.715516922894999,"loadshape may vary by savings component",736.83787127486949,null,0.13071703566913348,0.10980616308360872,null,null,0.12403770465011041,0.10482881130283941,null,null,-6.6834588550517759,null,"n/a","n/a",null,null,"n/a","n/a",null,null,72.795662551289794,31.823751865604873,0,155.73359691348529,12.778712351628558,29.816995487133291,0,0,0,0,0,0,0,0,0,-25.715516922894999,85.57437490291835,61.64074735273816,0,155.73359691348529,277.23320224624683,50.58622281833194,5.6687500555114676,0,0,56.254972873843407,85.57437490291835,0.6573810552243361,50.58622281833194,11.977020031421327,0,0,62.563242849753266,61.64074735273816,1.0149656767095334,50.58622281833194,17.645770086932789,0,0,68.231992905264732,147.21512225565652,12.654184448399942,0.46348494543088981,8.3574850530081353,6.0200454311374854,0,12.69800873655131,27.075539220696935,50.58622281833194,-44.284311001583532,17.645770086932789,0,0,0,0,0,0,0,0,260.35301133037996,42.595707838761854,0,-25.715516922894999,23.9476819036812,277.23320224624683,0.27056040660062847,29.677149898901806,6.852592202856286,-0.78196468604105773,6.0706275168152279,0.34262961014281434,-3.9098234302052892E-2,0.30353137584076145,null,-6.6834588550517759,null,null,null,-44.284311001583532,0,0,-44.284311001583532,0,9999,0,null,10239.249530230067,10239.249530230067]
["All Btype_RETRO_LINEAR_Lamp_from_LFTube_to_LEDTube_RDX",null,"No",14.83529600636523,null,69.833248899270174,null,-0.84530919379472769,null,20.639238725607402,null,0,-3.594848353234545,"loadshape may vary by savings component",77.701850963870044,null,1.4027237585129228E-2,1.1411381993362751E-2,null,null,1.3310462887117402E-2,1.0894128436331666E-2,null,null,-0.85376227472197419,null,"n/a","n/a",null,null,"n/a","n/a",null,null,7.0751176907099191,3.0929973286590351,0,15.567316797483043,1.2383543235364443,2.8894934215850361,0,0,0,0,0,0,0,0,0,-3.594848353234545,8.3134720142463632,5.9824907502440716,0,15.567316797483043,26.268431208738924,5.3330749107999109,0.61058249868479098,0,0,5.9436574094847021,8.3134720142463632,0.71494285411671155,5.3330749107999109,1.2907186272951492,0,0,6.6237935380950601,5.9824907502440716,1.1071966200407122,5.3330749107999109,1.9013011259799402,0,0,7.2343760367798513,14.295962764490435,11.479081078914639,0.50604329040008611,7.6993646201938626,5.5405704793536641,0,11.088074849842473,24.328009949389994,5.3330749107999109,-5.6675178574085878,1.9013011259799402,0,0,0,0,0,0,0,0,25.735431816851989,4.1278477451214792,0,-3.594848353234545,1.5668581793712635,26.268431208738921,0.30478416406458281,27.816020230082877,0.72262721396399154,-9.9890186142470971E-2,0.62273702782152052,3.6131360698199569E-2,-4.9945093071235491E-3,3.1136851391076019E-2,null,-0.85376227472197419,null,null,null,-5.6675178574085878,0,0,-5.6675178574085878,0,9999,0,null,1079.7607886294697,1079.7607886294697]
["All Btype_RETRO_HIGHBAY_Fixture_from_HID_to_LEDPanel",null,"No",20.94312572841369,null,0.30604134695965546,null,-4.6766279998518455E-3,null,0.29088671315525644,null,0,-0.25425606822864238,"loadshape may vary by savings component",0.34062261435158181,null,7.8404893769365609E-5,4.7027274815204178E-5,null,null,7.439877524655009E-5,4.4895744994276782E-5,null,null,-4.7233942373797171E-3,null,"n/a","n/a",null,null,"n/a","n/a",null,null,9.6248863132843421E-2,4.2076681911206879E-2,0,0.14576287214674558,1.7453202789315385E-2,4.0724139841735903E-2,0,0,0,0,0,0,0,0,0,-0.25425606822864238,0.11370206592215881,8.2800821752942788E-2,0,0.14576287214674558,8.8009691593204764E-2,2.3318849211373064E-2,3.3559094597378756E-3,0,0,2.6674758671110941E-2,0.11370206592215881,0.2346022339591671,2.3318849211373064E-2,7.0824599577715723E-3,0,0,3.0401309169144637E-2,8.2800821752942788E-2,0.36716192575787038,2.3318849211373064E-2,1.0438369417509447E-2,0,0,3.3757218628882514E-2,0.1965028876751016,39.3091721108933,0.17178993666849715,24.021420744553495,17.49302759972624,0,-22.920961812503752,18.59348653177598,2.3318849211373064E-2,-3.0813757594674269E-2,1.0438369417509447E-2,0,0,0,0,0,0,0,0,0.28408841719079586,5.8177342631051281E-2,0,-0.25425606822864238,2.9434610342082453E-3,8.8009691593204764E-2,0.77198900880954802,22.898120473716446,3.1677903134697113E-3,-5.5263712577342686E-4,2.6151531876962846E-3,1.5838951567348557E-4,-2.7631856288671344E-5,1.3075765938481423E-4,null,-4.7233942373797171E-3,null,null,null,-3.0813757594674269E-2,0,0,-3.0813757594674269E-2,0,9999,0,null,4.7333614081897748,4.7333614081897748]
["All Btype_RETRO_HIGHBAY_Fixture_from_HID_to_LEDPanel_CONTR",null,"No",20.95736561691205,null,1.432592457755864,null,-2.1922588278923259E-2,null,1.0570819312067652,null,0,-0.85644149298068994,"loadshape may vary by savings component",1.5944750977255597,null,3.6763257018778816E-4,2.1939762868386075E-4,null,null,3.4884828705573884E-4,2.0945336688200835E-4,null,null,-2.2141813960553189E-2,null,"n/a","n/a",null,null,"n/a","n/a",null,null,0.34976824143431395,0.15290660646205453,0,0.52970208475932345,6.3424915872405924E-2,0.14799147036894711,0,0,0,0,0,0,0,0,0,-0.85644149298068994,0.4131931573067199,0.30089807683100167,0,0.52970208475932345,0.38735182591635531,0.10915046670302571,1.5735546310275621E-2,0,0,0.12488601301330132,0.4131931573067199,0.30224608226170702,0.10915046670302571,3.3209027579521058E-2,0,0,0.14235949428254677,0.30089807683100167,0.47311533454068061,0.10915046670302571,4.8944573889796665E-2,0,0,0.15809504059282239,0.71409123413772158,30.019502199433969,0.22139333608222356,18.648297640007343,13.580178656939871,0,-14.74645363187579,17.482022665071433,0.10915046670302571,-0.1444866570139712,4.8944573889796665E-2,0,0,0,0,0,0,0,0,1.0323769326556922,0.21141638624135306,0,-0.85644149298068994,1.3608383578851163E-2,0.38735182591635531,0.73078669373427618,21.794042774163771,1.4828618408847694E-2,-2.5905922333847183E-3,1.2238026175462975E-2,7.4143092044238546E-4,-1.2952961166923615E-4,6.1190130877314928E-4,null,-2.2141813960553189E-2,null,null,null,-0.1444866570139712,0,0,-0.1444866570139712,0,9999,0,null,22.157151568638156,22.157151568638156]
["All Btype_NR_LINEAR_Lamp_from_LFTube_to_LEDTube_RDX",null,"No",14.835296006365233,null,7.7592498776966856,null,-9.3923243754969771E-2,null,1.4248861564582358,null,0,-0.39942759480383833,"loadshape may vary by savings component",8.6335389959855604,null,1.5585819539032477E-3,1.2679313325958614E-3,null,null,1.4789403207908229E-3,1.210458715147963E-3,null,null,-9.4862474969108268E-2,null,"n/a","n/a",null,null,"n/a","n/a",null,null,0.48845005316486728,0.21353350935858523,0,1.0747321881796075,8.5493169387494114E-2,0.19948406190415297,0,0,0,0,0,0,0,0,0,-0.39942759480383833,0.57394322255236141,0.41301757126273819,0,1.0747321881796075,1.6622653871908692,0.59256387897776786,6.7842499853865687E-2,0,0,0.66040637883163356,0.57394322255236141,1.1506475778122531,0.59256387897776786,0.14341318081057211,0,0,0.73597705978833994,0.41301757126273819,1.7819509652778267,0.59256387897776786,0.21125568066443778,0,0,0.80381955964220564,0.9869607938150996,6.4656413641555854,0.81443920029998251,4.7839197879446598,3.4425755968438132,0,5.6287850090355116,13.855280393823989,0.59256387897776786,-0.62972420637873205,0.21125568066443778,0,0,0,0,0,0,0,0,1.7767157507030604,0.28497723129164715,0,-0.39942759480383833,0.17409535326347358,1.6622653871908692,0.44706824331950828,17.343290674516872,8.0291912662665721E-2,-1.1098909571385665E-2,6.9193003091280056E-2,4.0145956331332864E-3,-5.5494547856928321E-4,3.459650154564003E-3,null,-9.4862474969108268E-2,null,null,null,-0.62972420637873205,0,0,-0.62972420637873205,0,9999,0,null,119.97342095882999,119.97342095882999]
["All Btype_NR_LINEAR_Fixture_from_LFTube_to_LEDPanel",null,"No",15.707960477327891,null,138.73750915028842,null,-1.6793732764471829,null,26.209356755259225,null,0,-7.8586849406655555,"loadshape may vary by savings component",154.37003761122344,null,2.7867871443690986E-2,2.2670958872402499E-2,null,null,2.6443857270047826E-2,2.1643332759730408E-2,null,null,-1.6961669873367278,null,"n/a","n/a",null,null,"n/a","n/a",null,null,8.8901568139023492,3.8864698057059193,0,18.536297584179721,1.5725614053155539,3.669309945736293,0,0,0,0,0,0,0,0,0,-7.8586849406655555,10.462718219217903,7.5557797514422127,0,18.536297584179721,28.696110614174273,10.59520415989136,1.2130424451607102,0,0,11.808246605052069,10.462718219217903,1.1286021813492695,10.59520415989136,2.5642668812832499,0,0,13.159471041174609,7.5557797514422127,1.7416430168789381,10.59520415989136,3.7773093264439606,0,0,14.372513486335318,18.018497970660114,6.6387611168628178,0.79765325110552354,4.8773658313027068,3.5222493061929989,0,4.9775423533536287,13.377157490849331,10.59520415989136,-11.259640973253713,3.7773093264439606,0,0,0,0,0,0,0,0,31.312924203787983,5.2418713510518469,0,-7.8586849406655555,3.1128725130816051,28.696110614174273,0.46494741005551443,16.865167771542215,1.435641349784379,-0.19845153751839734,1.2371898122659817,7.1782067489218934E-2,-9.9225768759198599E-3,6.1859490613299074E-2,null,-1.6961669873367278,null,null,null,-11.259640973253713,0,0,-11.259640973253713,0,9999,0,null,2145.1575668301657,2145.1575668301657]
["All Btype_NEW_LINEAR_Fixture_from_LEDPanel_to_LEDPanel_CONTR",null,"No",15.109983810559028,null,30.787118269491557,null,-0.32949603314493769,null,3.405268926674113,null,0,0,"loadshape may vary by savings component",34.252414798896019,null,6.0299017567794037E-3,5.0879174533630086E-3,null,null,5.7217864239600376E-3,4.8572902839764259E-3,null,null,-0.33279098889522729,null,"n/a","n/a",null,null,"n/a","n/a",null,null,1.1639144893231896,0.50882325406278117,0,2.489991622705702,0.20431613560044679,0.47673764973437582,0,0,0,0,0,0,0,0,0,0,1.3682306249236365,0.985560903797157,0,2.489991622705702,4.8437831514264955,2.3518976178163973,0.26224935865307247,0,0,2.6141469764694696,1.3682306249236365,1.9106040523068764,2.3518976178163973,0.55422584510285366,0,0,2.9061234629192509,0.985560903797157,2.9487000262719167,2.3518976178163973,0.81647520375592597,0,0,3.1683728215723233,2.3537915287207936,3.2298016841378763,1.3460719791502636,2.8745636177176288,2.0705994044376328,0,5.231310567581378,10.17647358973664,2.3518976178163973,-2.2063162438849737,0.81647520375592597,0,0,0,0,0,0,0,0,4.1627293660916731,0.68105378533482264,0,0,0.96205657768734953,4.8437831514264955,0.44940824858148631,13.096439285277746,0.3185474576297328,-3.8936545700741648E-2,0.27961091192899112,1.5927372881486639E-2,-1.9468272850370798E-3,1.398054559644956E-2,null,-0.33279098889522729,null,null,null,-2.2063162438849737,0,0,-2.2063162438849737,0,9999,0,null,475.97855079304043,475.97855079304043]
["All Btype_RETRO_OTHER_Lamp_from_CFL_to_LEDScrew",null,"No",5.4555241508996168,null,24.140563079231097,null,-0.28426326811227626,null,11.079393329240744,null,0,-32.276429092714409,"loadshape may vary by savings component",26.842330844007435,null,4.449307806455487E-3,3.9467765781990415E-3,null,null,4.2219611284808655E-3,3.7678730234299404E-3,null,null,-0.28710589583012081,null,"n/a","n/a",null,null,"n/a","n/a",null,null,3.8209757399219244,1.6703987513829814,0,26.811676536075822,0.66476359975444477,1.5511150660937039,0,0,0,0,0,0,0,0,0,-32.276429092714409,4.4857393396763694,3.2215138174766853,0,26.811676536075822,2.2425006005144663,1.8471827820368096,0.19596626052009633,0,0,2.0431490425569061,4.4857393396763694,0.45547654195714193,1.8471827820368096,0.41403593433994129,0,0,2.2612187163767508,3.2215138174766853,0.70191184781193805,1.8471827820368096,0.61000219486003759,0,0,2.4571849768968472,7.7072531571530547,19.027150342796496,0.31881461874861977,12.025900911223147,8.6366155096087027,0,-14.650555409942829,6.0119610108890171,1.8471827820368096,-1.8978307544220416,0.61000219486003759,0,0,0,0,0,0,0,0,32.303051027380725,2.21587866584815,0,-32.276429092714409,0.5593542224748056,2.2425006005144663,0.95378099651507497,9.4645242284952484,0.24963367684926913,-3.3591389812124159E-2,0.21604228703714495,1.2481683842463459E-2,-1.6795694906062064E-3,1.0802114351857253E-2,null,-0.28710589583012081,null,null,null,-1.8978307544220416,0,0,-1.8978307544220416,0,9999,0,null,373.0065109292612,373.0065109292612]
["All Btype_NEW_HIGHBAY_Fixture_from_LEDPanel_to_LEDPanel_CONTR",null,"No",15.492080853146458,null,9.1684373107475121,null,-0.12331507143745707,null,0.20710755637647787,null,0,0,"loadshape may vary by savings component",10.202540434240932,null,1.76447625989675E-3,1.5256649736706705E-3,null,null,1.6743116306791347E-3,1.4565095310945595E-3,null,null,-0.12454822068785333,null,"n/a","n/a",null,null,"n/a","n/a",null,null,7.0007204881987681E-2,3.0604734387838395E-2,0,0.14574230749502945,1.2426453382588673E-2,2.8995057892706903E-2,0,0,0,0,0,0,0,0,0,0,8.2433658264576354E-2,5.9599792280545294E-2,0,0.14574230749502945,0.28777575804015104,0.70070370421017336,7.7032068220946534E-2,0,0,0.77773577243111991,8.2433658264576354E-2,9.4346871023838919,0.70070370421017336,0.16299061355800476,0,0,0.86369431776817818,5.9599792280545294E-2,14.491565905173587,0.70070370421017336,0.24002268177895125,0,0,0.94072638598912472,0.14203345054512165,-0.69115242823448675,6.6232734780337656,0.58143351427931267,0.42037824604086305,0,1.0279716296713921,2.0297833899915676,0.70070370421017336,-0.82657515403568793,0.24002268177895125,0,0,0,0,0,0,0,0,0.24635424676485548,4.1421511275295572E-2,0,0,0.11415123195343668,0.28777575804015104,0.84419223405732891,6.1669437736646868,9.4883626038440708E-2,-1.4572141820478845E-2,8.0311484217961859E-2,4.7441813019220326E-3,-7.28607091023942E-4,4.0155742108980907E-3,null,-0.12454822068785333,null,null,null,-0.82657515403568793,0,0,-0.82657515403568793,0,9999,0,null,141.77658535344827,141.77658535344827]
["All Btype_RETRO_CAN_Lamp_from_CFL_to_LEDScrew",null,"No",13.345985322066456,null,12.377222630701363,null,-0.1463465755525748,null,1.9702386949954251,null,0,-7.5386792406821979,"loadshape may vary by savings component",13.765378607203301,null,2.3931952404757264E-3,2.0300284914625947E-3,null,null,2.2709073805583691E-3,1.9380097386437905E-3,null,null,-0.14781003909340601,null,"n/a","n/a",null,null,"n/a","n/a",null,null,0.67864438814408423,0.29667990998867455,0,1.6994845845425348,0.11821432169972552,0.27583341729935956,0,0,0,0,0,0,0,0,0,-7.5386792406821979,0.7968587098438098,0.57251332728803406,0,1.6994845845425348,-4.4698226190078199,0.94616127999752586,0.10367853901740712,0,0,1.049839819014933,0.7968587098438098,1.3174729798971632,0.94616127999752586,0.21903950352656482,0,0,1.1652007835240907,0.57251332728803406,2.0352378328790817,0.94616127999752586,0.32271804254397191,0,0,1.2688793225414978,1.3693720371318439,5.4716560131058634,0.92661401586611303,4.1657861851752642,2.9929623409809851,0,-30.525908960527872,-23.367160434371627,0.94616127999752586,-0.97812209837988795,0.32271804254397191,0,0,0,0,0,0,0,0,2.6748088826752934,0.39404773899908502,0,-7.5386792406821979,0.29075722416160987,-4.4698226190078199,2.1763293489978111,-19.940865248310036,0.12801802104699073,-1.7293774573928503E-2,0.11072424647306223,6.4009010523495375E-3,-8.6468872869642499E-4,5.5362123236531125E-3,null,-0.14781003909340601,null,null,null,-0.97812209837988795,0,0,-0.97812209837988795,0,9999,0,null,191.28651217856111,191.28651217856111]
["All Btype_NEW_CAN_Fixture_from_CFL_to_LEDPanel",null,"No",13.423924955829145,null,39.561499701555505,null,-0.36663596956742739,null,3.9262757373936576,null,0,-24.051899278238576,"loadshape may vary by savings component",44.007918178099956,null,7.7456847202148731E-3,6.6113120816723835E-3,null,null,7.349904233789983E-3,6.3116283262514205E-3,null,null,-0.37030232364623483,null,"n/a","n/a",null,null,"n/a","n/a",null,null,1.3517154709960773,0.59092336320958772,0,3.3803867872121236,0.23557654424361943,0.54967860323511197,0,0,0,0,0,0,0,0,0,-24.051899278238576,1.5872920152396968,1.1406019664446996,0,3.3803867872121236,-17.943618509342055,3.0222811275942894,0.33725332269317254,0,0,3.359534450287462,1.5872920152396968,2.1165194671379601,3.0222811275942894,0.71225661328977863,0,0,3.7345377408840679,1.1406019664446996,3.2741813978497394,3.0222811275942894,1.0495099359829512,0,0,4.0717910635772405,2.7278939816843963,2.7445069217806481,1.4926500409898724,2.5955525100882761,1.8651213945469891,0,-33.802221404926918,-29.341547500291654,3.0222811275942894,-2.4479002389369096,1.0495099359829512,0,0,0,0,0,0,0,0,5.3230256214177896,0.7852551474787316,0,-24.051899278238576,1.623890824640331,-17.943618509342055,3.2869442939633662,-27.054888570449339,0.4092736390563298,-4.3325371866609487E-2,0.36594826718972029,2.0463681952816483E-2,-2.166268593330474E-3,1.8297413359486009E-2,null,-0.37030232364623483,null,null,null,-2.4479002389369096,0,0,-2.4479002389369096,0,9999,0,null,611.5430179394491,611.5430179394491]
["All Btype_RETRO_CAN_Lamp_from_Inc/Hal_to_LEDScrew",null,"No",12.318300560192371,null,18.017731509559223,null,-0.22738327459323177,null,1.0385513053296234,null,0,-11.374479980215627,"loadshape may vary by savings component",20.037351484348203,null,3.1788835223243179E-3,2.9897645639838937E-3,null,null,3.0164485378651501E-3,2.8542414825382975E-3,null,null,-0.22965710344331747,null,"n/a","n/a",null,null,"n/a","n/a",null,null,0.3572631768150254,0.15618313359904504,0,0.99325055470344781,6.2313078319777407E-2,0.14539718274614727,0,0,0,0,0,0,0,0,0,-11.374479980215627,0.41957625513480279,0.30158031634519233,0,0.99325055470344781,-9.6600728540321832,1.3787379774257325,0.14281059866757753,0,0,1.5215485760933101,0.41957625513480279,3.6263934325941829,1.3787379774257325,0.30193779339465432,0,0,1.6806757708203868,0.30158031634519233,5.5728961067096492,1.3787379774257325,0.44474839206223193,0,0,1.8234863694879644,0.72115657147999501,0.99269169008951186,2.5285582099677892,1.5068651828920121,1.0830948438684285,0,-37.283123116422495,-34.69316308966205,1.3787379774257325,-1.5217028275139957,0.44474839206223193,0,0,0,0,0,0,0,0,1.5066968651175183,0.20771026106592466,0,-11.374479980215627,0.30178354197396873,-9.6600728540321832,4.078342991598344,-30.825391445096514,0.18634736880443825,-2.6869881102868164E-2,0.15947748770157008,9.3173684402219157E-3,-1.3434940551434072E-3,7.9738743850785079E-3,null,-0.22965710344331747,null,null,null,-1.5217028275139957,0,0,-1.5217028275139957,0,9999,0,null,278.44312809029265,278.44312809029265]
["All Btype_RETRO_DISP_Lamp_from_Inc/Hal_to_LEDScrew",null,"No",9.2561457034832326,null,7.4902863757184361,null,-8.109459869867422E-2,null,0.59284891926470173,null,0,-5.3334152897191824,"loadshape may vary by savings component",8.3352025841795694,null,1.444921051174817E-3,1.3132071593882698E-3,null,null,1.3710843290689714E-3,1.2536808619635366E-3,null,null,-8.1905543770535133E-2,null,"n/a","n/a",null,null,"n/a","n/a",null,null,0.20445716391085031,8.9381617302539698E-2,0,0.78534079048366634,3.5570935155882104E-2,8.2998848697058231E-2,0,0,0,0,0,0,0,0,0,-5.3334152897191824,0.24002809906673242,0.17238046599959794,0,0.78534079048366634,-4.1356659341691859,0.57256405269603428,6.3937076273086729E-2,0,0,0.63650112896912103,0.24002809906673242,2.6517775687260743,0.57256405269603428,0.13524893265653767,0,0,0.70781298535257198,0.17238046599959794,4.1061090144298769,0.57256405269603428,0.19918600892962438,0,0,0.77175006162565873,0.41240856506633039,1.8408601569763239,1.8713240388242982,2.0722862164893092,1.4882493552709273,0,-39.265869841813689,-35.705334270053456,0.57256405269603428,-0.54623095374850728,0.19918600892962438,0,0,0,0,0,0,0,0,1.0791795716970563,0.11856978385294034,0,-5.3334152897191824,0.22551910787715146,-4.1356659341691859,3.5007077309264885,-32.709116500355918,7.7517384032869993E-2,-9.5829486211526059E-3,6.7934435411717384E-2,3.8758692016434997E-3,-4.7914743105763053E-4,3.3967217705858691E-3,null,-8.1905543770535133E-2,null,null,null,-0.54623095374850728,0,0,-0.54623095374850728,0,9999,0,null,115.8276772565556,115.8276772565556]
["All Btype_NR_CAN_Lamp_from_CFL_to_LEDScrew",null,"No",13.345985322066456,null,12.377222630701363,null,-0.1463465755525748,null,5.7704226834938241E-2,null,0,-7.5386792406821979,"loadshape may vary by savings component",13.765378607203301,null,2.3931952404757264E-3,2.0300284914625947E-3,null,null,2.2709073805583691E-3,1.9380097386437905E-3,null,null,-0.14781003909340601,null,"n/a","n/a",null,null,"n/a","n/a",null,null,1.9876094106361587E-2,8.6891425220918667E-3,0,4.9774397497127067E-2,3.462253610096294E-3,8.078591756891353E-3,0,0,0,0,0,0,0,0,0,-7.5386792406821979,2.3338347716457881E-2,1.6767734278983218E-2,0,4.9774397497127067E-2,-7.4487987611896296,0.94616127999752586,0.10367853901740712,0,0,1.049839819014933,2.3338347716457881E-2,44.983468057363822,0.94616127999752586,0.21903950352656482,0,0,1.1652007835240907,1.6767734278983218E-2,69.490651756365239,0.94616127999752586,0.32271804254397191,0,0,1.2688793225414978,4.0106081995441099E-2,-1.4774275369960208,31.638077304228638,0.12200728347575351,8.7657692578611945E-2,0,-39.150198087120579,-38.940533111066216,0.94616127999752586,-0.97812209837988795,0.32271804254397191,0,0,0,0,0,0,0,0,7.8339634125580523E-2,1.154084536698765E-2,0,-7.5386792406821979,0.29075722416160987,-7.4487987611896296,8.2467577754063441,-35.514237925004622,0.12801802104699073,-1.7293774573928503E-2,0.11072424647306223,6.4009010523495375E-3,-8.6468872869642499E-4,5.5362123236531125E-3,null,-0.14781003909340601,null,null,null,-0.97812209837988795,0,0,-0.97812209837988795,0,9999,0,null,191.28651217856111,191.28651217856111]
["All Btype_NR_CAN_Lamp_from_Inc/Hal_to_LEDScrew",null,"No",12.318300560192371,null,18.017731509559223,null,-0.22738327459323177,null,0.27316953152482654,null,0,-11.374479980215627,"loadshape may vary by savings component",20.037351484348203,null,3.1788835223243179E-3,2.9897645639838937E-3,null,null,3.0164485378651501E-3,2.8542414825382975E-3,null,null,-0.22965710344331747,null,"n/a","n/a",null,null,"n/a","n/a",null,null,9.397072069603421E-2,4.1080756644746932E-2,0,0.26125410205805816,1.6390171891489592E-2,3.824373441347572E-2,0,0,0,0,0,0,0,0,0,-11.374479980215627,0.1103608925875238,7.9324491058222646E-2,0,0.26125410205805816,-10.923540494511823,1.3787379774257325,0.14281059866757753,0,0,1.5215485760933101,0.1103608925875238,13.787026730384744,1.3787379774257325,0.30193779339465432,0,0,1.6806757708203868,7.9324491058222646E-2,21.187350191592191,1.3787379774257325,0.44474839206223193,0,0,1.8234863694879644,0.18968538364574647,-0.91603269280100363,9.6132149691274034,0.3963498519228541,0.28488579194707064,0,-39.912013467086915,-39.230777823216997,1.3787379774257325,-1.5217028275139957,0.44474839206223193,0,0,0,0,0,0,0,0,0.39630557939883931,5.4633906304965313E-2,0,-11.374479980215627,0.30178354197396873,-10.923540494511821,6.690501497037693,-35.363006178651453,0.18634736880443825,-2.6869881102868164E-2,0.15947748770157008,9.3173684402219157E-3,-1.3434940551434072E-3,7.9738743850785079E-3,null,-0.22965710344331747,null,null,null,-1.5217028275139957,0,0,-1.5217028275139957,0,9999,0,null,278.44312809029265,278.44312809029265]
["All Btype_NR_DISP_Lamp_from_Inc/Hal_to_LEDScrew",null,"No",9.2561457034832326,null,7.4902863757184361,null,-8.109459869867422E-2,null,0.17902154992621983,null,0,-5.3334152897191824,"loadshape may vary by savings component",8.3352025841795694,null,1.444921051174817E-3,1.3132071593882698E-3,null,null,1.3710843290689714E-3,1.2536808619635366E-3,null,null,-8.1905543770535133E-2,null,"n/a","n/a",null,null,"n/a","n/a",null,null,6.1739571731422915E-2,2.6990410447671712E-2,0,0.2371479831776418,1.0741292995573193E-2,2.5063016989670776E-2,0,0,0,0,0,0,0,0,0,-5.3334152897191824,7.2480864726996108E-2,5.2053427437342488E-2,0,0.2371479831776418,-4.9717330143772021,0.57256405269603428,6.3937076273086729E-2,0,0,0.63650112896912103,7.2480864726996108E-2,8.781643698189086,0.57256405269603428,0.13524893265653767,0,0,0.70781298535257198,5.2053427437342488E-2,13.597817092920103,0.57256405269603428,0.19918600892962438,0,0,0.77175006162565873,0.12453429216433859,-0.64450672355221283,6.1970887553384726,0.6257646397108757,0.44940405152082397,0,-43.998700718597924,-42.923532027366221,0.57256405269603428,-0.54623095374850728,0.19918600892962438,0,0,0,0,0,0,0,0,0.32587796535673635,3.5804309985243969E-2,0,-5.3334152897191824,0.22551910787715146,-4.9717330143772021,6.7243929879298694,-39.927314257668677,7.7517384032869993E-2,-9.5829486211526059E-3,6.7934435411717384E-2,3.8758692016434997E-3,-4.7914743105763053E-4,3.3967217705858691E-3,null,-8.1905543770535133E-2,null,null,null,-0.54623095374850728,0,0,-0.54623095374850728,0,9999,0,null,115.8276772565556,115.8276772565556]
["All Btype_RETRO_DISP_Lamp_from_CFL_to_LEDScrew",null,"No",8.7516187357755175,null,0.48301443814423228,null,-7.2324188090301111E-3,null,0.22155622309418083,null,0,-0.79783895371038549,"loadshape may vary by savings component",0.53753192551721463,null,8.6296159000690098E-5,8.5775820306039171E-5,null,null,8.1886253466808599E-5,8.1887723071550101E-5,null,null,-7.3047429026359941E-3,null,"n/a","n/a",null,null,"n/a","n/a",null,null,7.6408601835386614E-2,3.3403204256763255E-2,0,0.31206322459941988,1.329337338565085E-2,3.1017871233185314E-2,0,0,0,0,0,0,0,0,0,-0.79783895371038549,8.9701975221037469E-2,6.4421075489948576E-2,0,0.31206322459941988,-0.33165267839997953,3.6971797437246413E-2,3.9969540817387413E-3,0,0,4.0968751518985158E-2,8.9701975221037469E-2,0.45672072903671035,3.6971797437246413E-2,8.4681189980837547E-3,0,0,4.5439916435330172E-2,6.4421075489948576E-2,0.7053579296797059,3.6971797437246413E-2,1.2465073079822494E-2,0,0,4.9436870517068909E-2,0.15412305071098603,18.964464601757665,0.32076234079854615,12.008853735131048,8.6243727756531392,0,-65.033235495600238,-44.400008984816047,3.6971797437246413E-2,-4.8687248225968621E-2,1.2465073079822494E-2,0,0,0,0,0,0,0,0,0.42187503069156979,4.4311244618836169E-2,0,-0.79783895371038549,7.4962229110028811E-4,-0.33165267839997953,1.645599910455672,-39.550764559300291,4.9990469073100917E-3,-8.5465491960841139E-4,4.1443919877016799E-3,2.4995234536550481E-4,-4.2732745980420567E-5,2.0721959938508423E-4,null,-7.3047429026359941E-3,null,null,null,-4.8687248225968621E-2,0,0,-4.8687248225968621E-2,0,9999,0,null,7.4696534073540031,7.4696534073540031]
["All Btype_NR_HIGHBAY_Fixture_from_HID_to_LEDPanel_CONTR",null,"No",20.95736561691205,null,0.35814811443896599,null,-5.4806470697308148E-3,null,-6.1771317878318355E-2,null,0,-0.21411037324517249,"loadshape may vary by savings component",0.39861877443138993,null,9.190814254694704E-5,5.4849407170965187E-5,null,null,8.7212071763934711E-5,5.2363341720502088E-5,null,null,-5.5354534901382972E-3,null,"n/a","n/a",null,null,"n/a","n/a",null,null,-2.0438950461213912E-2,-8.9352038991715663E-3,0,-3.0953509744625459E-2,-3.7062790726991018E-3,-8.6479845029645685E-3,0,0,0,0,0,0,0,0,0,-0.21411037324517249,-2.4145229533913015E-2,-1.7583188402136136E-2,0,-3.0953509744625459E-2,-0.28679230092584707,2.7287616675756427E-2,3.9338865775689052E-3,0,0,3.1221503253325331E-2,-2.4145229533913015E-2,9999,2.7287616675756427E-2,8.3022568948802646E-3,0,0,3.5589873570636692E-2,-1.7583188402136136E-2,9999,2.7287616675756427E-2,1.2236143472449166E-2,0,0,3.9523760148205599E-2,-4.1728417936049145E-2,-9.7421478101691115,9999,-4.358904971898796,-3.1742687407570687,0,-44.241044654253869,-51.774218366909729,2.7287616675756427E-2,-3.6121664253492801E-2,1.2236143472449166E-2,0,0,0,0,0,0,0,0,-6.0327664105010934E-2,-1.2354263575663672E-2,0,-0.21411037324517249,3.4020958947127908E-3,-0.28679230092584707,9.033804721289922,-47.462198257817398,3.7071546022119234E-3,-6.4764805834617958E-4,3.0595065438657437E-3,1.8535773011059636E-4,-3.2382402917309037E-5,1.5297532719328732E-4,null,-5.5354534901382972E-3,null,null,null,-3.6121664253492801E-2,0,0,-3.6121664253492801E-2,0,9999,0,null,5.539287892159539,5.539287892159539]
["All Btype_NR_HIGHBAY_Fixture_from_HID_to_LEDPanel",null,"No",20.94312572841369,null,7.6510336739913865E-2,null,-1.1691569999629614E-3,null,-2.407198128806378E-2,null,0,-6.3564017057160596E-2,"loadshape may vary by savings component",8.5155653587895452E-2,null,1.9601223442341402E-5,1.1756818703801045E-5,null,null,1.8599693811637522E-5,1.1223936248569196E-5,null,null,-1.1808485593449293E-3,null,"n/a","n/a",null,null,"n/a","n/a",null,null,-7.9649593039150205E-3,-3.482005378120451E-3,0,-1.2062431771980329E-2,-1.4443188772838267E-3,-3.3700773803289289E-3,0,0,0,0,0,0,0,0,0,-6.3564017057160596E-2,-9.4092781811988477E-3,-6.8520827584493803E-3,0,-1.2062431771980329E-2,-9.1887809768789158E-2,5.829712302843266E-3,8.389773649344689E-4,0,0,6.6686896677777352E-3,-9.4092781811988477E-3,9999,5.829712302843266E-3,1.7706149894428931E-3,0,0,7.6003272922861593E-3,-6.8520827584493803E-3,9999,5.829712302843266E-3,2.6095923543773616E-3,0,0,8.4393046572206285E-3,-1.626136093964823E-2,-15.947189886134295,9999,-7.9514555258076776,-5.7904581269401847,0,-63.909296001180252,-77.65120965392812,5.829712302843266E-3,-7.7034393986685672E-3,2.6095923543773616E-3,0,0,0,0,0,0,0,0,-2.3509396454015799E-2,-4.8143962576127569E-3,0,-6.3564017057160596E-2,7.3586525855206131E-4,-9.1887809768789158E-2,13.023678026642221,-73.34657571198764,7.9194757836742783E-4,-1.3815928144335671E-4,6.5378829692407114E-4,3.9597378918371391E-5,-6.9079640721678361E-6,3.2689414846203557E-5,null,-1.1808485593449293E-3,null,null,null,-7.7034393986685672E-3,0,0,-7.7034393986685672E-3,0,9999,0,null,1.1833403520474437,1.1833403520474437]
["All Btype_NR_DISP_Lamp_from_CFL_to_LEDScrew",null,"No",8.7516187357755175,null,0.48301443814423228,null,-7.2324188090301111E-3,null,2.1284412602659156E-3,null,0,-0.79783895371038549,"loadshape may vary by savings component",0.53753192551721463,null,8.6296159000690098E-5,8.5775820306039171E-5,null,null,8.1886253466808599E-5,8.1887723071550101E-5,null,null,-7.3047429026359941E-3,null,"n/a","n/a",null,null,"n/a","n/a",null,null,7.3404040976332379E-4,3.2089713921040547E-4,0,2.9979218537530684E-3,1.2770647561595499E-4,2.9798177643722826E-4,0,0,0,0,0,0,0,0,0,-0.79783895371038549,8.6174688537927883E-4,6.1887891564763368E-4,0,2.9979218537530684E-3,-0.79336040605560554,3.6971797437246413E-2,3.9969540817387413E-3,0,0,4.0968751518985158E-2,8.6174688537927883E-4,47.541513887751002,3.6971797437246413E-2,8.4681189980837547E-3,0,0,4.5439916435330172E-2,6.1887891564763368E-4,73.422951221046191,3.6971797437246413E-2,1.2465073079822494E-2,0,0,4.9436870517068909E-2,1.4806258010269125E-3,-1.4705431001632829,33.389172661168779,0.11536638159554687,8.2852427267687767E-2,0,-106.40935911083875,-106.21114030197552,3.6971797437246413E-2,-4.8687248225968621E-2,1.2465073079822494E-2,0,0,0,0,0,0,0,0,4.052859402726797E-3,4.256882520531832E-4,0,-0.79783895371038549,7.4962229110028811E-4,-0.79336040605560554,15.936483413657577,-101.36189587645977,4.9990469073100917E-3,-8.5465491960841139E-4,4.1443919877016799E-3,2.4995234536550481E-4,-4.2732745980420567E-5,2.0721959938508423E-4,null,-7.3047429026359941E-3,null,null,null,-4.8687248225968621E-2,0,0,-4.8687248225968621E-2,0,9999,0,null,7.4696534073540031,7.4696534073540031]
["All Btype_NEW_OTHER_Fixture_from_CFL_to_LEDPanel",null,"No",13.140190868297701,null,13.324812604260117,null,-0.12368093146136085,null,3.5853284266873686,null,0,-29.584394967102625,"loadshape may vary by savings component",14.818734638760432,null,2.5003066603890628E-3,2.1408774805087051E-3,null,null,2.3725514107441861E-3,2.0438338597659499E-3,null,null,-0.1249177385862638,null,"n/a","n/a",null,null,"n/a","n/a",null,null,1.2332026356955743,0.53911364088121139,0,3.172643567799188,0.21511970560124211,0.50194597973623156,0,0,0,0,0,0,0,0,0,-29.584394967102625,1.4483223412968165,1.0410596206174429,0,3.172643567799188,-23.922369437389175,1.0185490814459639,0.10789753919439665,0,0,1.1264466206403605,1.4483223412968165,0.77775961091075141,1.0185490814459639,0.22779617671587432,0,0,1.2463452581618382,1.0410596206174429,1.1971891268077828,1.0185490814459639,0.33569371591027097,0,0,1.3542427973562348,2.4893819619142592,10.458647580531924,0.54400763646365591,7.0332802246283084,5.0555486396706355,0,-128.25960320973212,-116.17077434543317,1.0185490814459639,-0.82459482582322108,0.33569371591027097,0,0,0,0,0,0,0,0,4.9449598443759744,0.71706568533747383,0,-29.584394967102625,0.52964797153301368,-23.922369437389179,4.76960821948692,-113.79659395056977,0.137814232140472,-1.4615375414592856E-2,0.12319885672587914,6.8907116070236014E-3,-7.3076877072964321E-4,6.1599428362939584E-3,null,-0.1249177385862638,null,null,null,-0.82459482582322108,0,0,-0.82459482582322108,0,9999,0,null,205.92416270081955,205.92416270081955]
["All Btype_RETRO_OTHER_Lamp_from_Inc/Hal_to_LEDScrew",null,"No",5.2884142473668936,null,52.249135738527336,null,-0.56669891524144711,null,3.093942434637762,null,0,-110.56075859283443,"loadshape may vary by savings component",58.099534832815294,null,9.3487882821693836E-3,8.5725367229803253E-3,null,null,8.8710925218849525E-3,8.183951102089233E-3,null,null,-0.57236589393292636,null,"n/a","n/a",null,null,"n/a","n/a",null,null,1.0670150099523543,0.46646214518172563,0,7.7648779105223937,0.18563654607826574,0.43315194084928665,0,0,0,0,0,0,0,0,0,-110.56075859283443,1.25265155603062,0.89961408603101223,0,7.7648779105223937,-100.64361504025041,3.9983483447924693,0.41551658750312276,0,0,4.4138649322955921,1.25265155603062,3.5236174904713078,3.9983483447924693,0.8778911202437979,0,0,4.8762394650362673,0.89961408603101223,5.4203680675450983,3.9983483447924693,1.2934077077469206,0,0,5.2917560525393901,2.1522656420616322,1.063781636792233,2.4586909483303714,1.5515345080532319,1.1142622157679782,0,-127.32300167312536,-124.65720494930417,3.9983483447924693,-3.7896676223683481,1.2934077077469206,0,0,0,0,0,0,0,0,9.2983550656564731,0.61878848692755239,0,-110.56075859283443,1.502088430171042,-100.6436150402504,8.4521857904543847,-121.56533683964567,0.54032567394518249,-6.6966809590152415E-2,0.47335886435503005,2.7016283697259117E-2,-3.3483404795076194E-3,2.3667943217751498E-2,null,-0.57236589393292636,null,null,null,-3.7896676223683481,0,0,-3.7896676223683481,0,9999,0,null,807.36300064789953,807.36300064789953]
["All Btype_NR_OTHER_Lamp_from_CFL_to_LEDScrew",null,"No",5.4555241508996168,null,24.140563079231097,null,-0.28426326811227626,null,-5.8477743842636096,null,0,-32.276429092714409,"loadshape may vary by savings component",26.842330844007435,null,4.449307806455487E-3,3.9467765781990415E-3,null,null,4.2219611284808655E-3,3.7678730234299404E-3,null,null,-0.28710589583012081,null,"n/a","n/a",null,null,"n/a","n/a",null,null,-2.0167353383724782,-0.88164710283037762,0,-14.151373688758673,-0.35086646305581659,-0.81868841379690516,0,0,0,0,0,0,0,0,0,-32.276429092714409,-2.3676018014282949,-1.7003355166272827,0,-14.151373688758673,-50.49574009952866,1.8471827820368096,0.19596626052009633,0,0,2.0431490425569061,-2.3676018014282949,9999,1.8471827820368096,0.41403593433994129,0,0,2.2612187163767508,-1.7003355166272827,9999,1.8471827820368096,0.61000219486003759,0,0,2.4571849768968472,-4.0679373180555771,-12.541173882626309,9999,-6.3473471160863966,-4.5584606885045575,0,-124.46914844947004,-135.374956254061,1.8471827820368096,-1.8978307544220416,0.61000219486003759,0,0,0,0,0,0,0,0,-17.04975612996153,-1.169554876852722,0,-32.276429092714409,0.5593542224748056,-50.49574009952866,27.901816298973191,-131.92239303645479,0.24963367684926913,-3.3591389812124159E-2,0.21604228703714495,1.2481683842463459E-2,-1.6795694906062064E-3,1.0802114351857253E-2,null,-0.28710589583012081,null,null,null,-1.8978307544220416,0,0,-1.8978307544220416,0,9999,0,null,373.0065109292612,373.0065109292612]
["All Btype_NR_OTHER_Lamp_from_Inc/Hal_to_LEDScrew",null,"No",5.2884142473668936,null,52.249135738527336,null,-0.56669891524144711,null,-0.39808879575979561,null,0,-110.56075859283443,"loadshape may vary by savings component",58.099534832815294,null,9.3487882821693836E-3,8.5725367229803253E-3,null,null,8.8710925218849525E-3,8.183951102089233E-3,null,null,-0.57236589393292636,null,"n/a","n/a",null,null,"n/a","n/a",null,null,-0.13728979428128585,-6.0018360899033667E-2,0,-0.99908481231442314,-2.3885327745587735E-2,-5.573243140637138E-2,0,0,0,0,0,0,0,0,0,-110.56075859283443,-0.16117512202687359,-0.11575079230540505,0,-0.99908481231442314,-111.83676931948114,3.9983483447924693,0.41551658750312276,0,0,4.4138649322955921,-0.16117512202687359,9999,3.9983483447924693,0.8778911202437979,0,0,4.8762394650362673,-0.11575079230540505,9999,3.9983483447924693,1.2934077077469206,0,0,5.2917560525393901,-0.27692591433227864,-1.9450155887983778,9999,-0.19963154355294013,-0.14336895821646073,0,-138.17804793583971,-138.52104843760912,3.9983483447924693,-3.7896676223683481,1.2934077077469206,0,0,0,0,0,0,0,0,-1.1963929674947427,-7.9617759151959108E-2,0,-110.56075859283443,1.502088430171042,-111.83676931948114,30.907334638181595,-135.42918032795063,0.54032567394518249,-6.6966809590152415E-2,0.47335886435503005,2.7016283697259117E-2,-3.3483404795076194E-3,2.3667943217751498E-2,null,-0.57236589393292636,null,null,null,-3.7896676223683481,0,0,-3.7896676223683481,0,9999,0,null,807.36300064789953,807.36300064789953]
["All Btype_NEW_DISP_Fixture_from_CFL_to_LEDPanel",null,"No",9.1396935869475033,null,5.3446020913135772,null,-4.9531068955502904E-2,null,-0.75648519248974466,null,0,-14.317364699278041,"loadshape may vary by savings component",5.9452956359938449,null,1.0464113612125864E-3,8.9316210569852651E-4,null,null,9.929429833349802E-4,8.5267601598912628E-4,null,null,-5.0026378886241452E-2,null,"n/a","n/a",null,null,"n/a","n/a",null,null,-0.2608907800470302,-0.11405244704505663,0,-1.0289081670409468,-4.5389111549384666E-2,-0.10590792694856424,0,0,0,0,0,0,0,0,0,-14.317364699278041,-0.30627989159641489,-0.21996037399362087,0,-1.0289081670409468,-15.872513131909024,0.4082982231950848,4.5561589610252091E-2,0,0,0.45385981280533688,-0.30627989159641489,9999,0.4082982231950848,9.6223050532909915E-2,0,0,0.50452127372799471,-0.21996037399362087,9999,0.4082982231950848,0.14178464014316203,0,0,0.55008286333824685,-0.52624026559003578,-8.0858003080326775,9999,-3.7072241177840186,-2.6624092073940413,0,-185.75190356629398,-192.12153689147203,0.4082982231950848,-0.33070163757808207,0.14178464014316203,0,0,0,0,0,0,0,0,-1.4038513941330333,-0.15129703849794893,0,-14.317364699278041,0.21938122576016478,-15.872513131909024,49.65985688948917,-189.83487796162976,5.5291249414742762E-2,-5.853086329690246E-3,4.9438163085052514E-2,2.7645624707371384E-3,-2.9265431648451247E-4,2.471908154252626E-3,null,-5.0026378886241452E-2,null,null,null,-0.33070163757808207,0,0,-0.33070163757808207,0,9999,0,null,82.6170422573461,82.6170422573461]
[]
[]
["Supply Curve Results; Measure Applications sorted by TRC Net Levelized Cost"]
["Totals for Categories with Benefits Exceeding Costs.    Levelized cost is TRC Net Levelized Cost (Net of Benefits)",null,null,null,null,null,null,null,null,null,null,null,null,"Savings Allocation by Cost Bin and Month for Segments 1",null,null,null,null,null,null,null,null,null,null,null,null,"Savings Allocation by Cost Bin and Month for Segments 2"]
[null,"Totals Basis","Busbar Electric Savings in kWh","First Cost","Admin Cost","First Year Program Cost","PV Cost","PV Benefits","Unit Program Cost: First Year Program Cost in $/average annual kW saved","Utility System Net Levelized Cost (Net of T&D Capacity Benefits, Act Credit & Risk-Mitigation) in mills/kWh","TRC Net Levelized Cost (Net of All Benefits) in mills/kWh","TRC B/C Ratio","Net Electric & Gas System CO2 Avoided (Lifetime Tons)","Jan","Feb","Mar","Apr","May","Jun","Jul","Aug","Sep","Oct","Nov","Dec",null,"Jan","Feb","Mar","Apr","May","Jun","Jul","Aug","Sep","Oct","Nov","Dec"]
[null,"Measures with B/C > 1.00",310.76553722191022,12.600354343680234,0,12.600354343680234,-365.98491007459944,8.1856508920034621,355.18450674219957,-0.19748556743866211,-81.695477236289889,16.199172042428934,2.5318344885292747,3.5326062811733761,3.2895530209366739,3.7535564697725823,3.2431510418962564,3.1137431486770608,3.1515996105543587,3.1488577943430909,3.2807661807916983,3.0260154923023252,3.3386643650473999,3.352920381819108,3.6172462398411769,null,23.142536777587633,20.903138071178848,22.913189714875237,22.334770415443071,22.985020488590113,22.396370217089551,23.004951866361971,23.208307634273769,22.23576250448258,23.089713186588025,21.949091902755573,22.754004415528509]
[null,"Categories with B/C > 1.00",293.64805259300812,7.8525738192694376,1.5705147638538874,9.4230885831233255,-363.82795241033847,7.5782080585113256,281.10609029840299,-0.30475268217771007,-86.068651970426629,13.638569727260247,2.3896197207367496,2.2976706329798304,2.140864554445292,2.4402669927295459,2.0827297969187377,1.9918076109086884,2.0082119872534654,1.999529689652686,2.088638102301827,1.9373335137469443,2.1470356769070129,2.1813661629519556,2.3442836105115896,null,15.963144028355583,14.469774709319683,15.880683894215139,15.476112547393562,15.884744326280954,15.406204969783291,15.647095444063744,15.902736589624821,15.374867317353942,16.029899423212477,15.131100479471506,15.643470383656499]
[null,"Supply Curve Results:  By TRC Net Levelized Cost - Net of Benefits"]
[null,"Block 1: <= 0 mills/kWh",293.64805259300812,7.8525738192694376,1.5705147638538874,9.4230885831233255,-363.82795241033847,7.5782080585113256,281.10609029840299,-0.30475268217771007,-86.068651970426629,13.638569727260247,2.3896197207367496,3.3410353504367527,3.1111534071442764,3.5500047085318522,3.0679743551354499,2.9459004897149423,2.9814674279202569,2.9786286790670173,3.1034370403362761,2.863068408030462,3.1588285411551711,3.171435606754923,3.4215352038466769,null,21.866312031832571,19.750222488128994,21.649125429096571,21.101274069899112,21.715677132823135,21.156739488508791,21.728104500574844,21.921560369541545,21.008678564979533,21.816405417087211,20.739929890462186,21.49955399199958]
[null,"Block 2: <= 10 mills/kWh",37.044871278248365,11.286500885617222,2.2573001771234447,13.543801062740666,2.5302763585546164,0.67350545442824228,3202.7023772997222,13.596525957439985,8.5563364884739741,0.92359911865901445,0.29635377125510681,0.42319711298160811,0.39401252611678006,0.44915600032586028,0.38846169040710865,0.37315506659853548,0.37707866232740267,0.37642013637817756,0.39252741651835849,0.36306088455434626,0.40077344966269818,0.402059806066141,0.43365843692368616,null,2.7595900393078967,2.4924225708608647,2.7307453884951789,2.6620020946953105,2.738704227975012,2.6638327346398532,2.7287261774197393,2.7570140272125685,2.6513520775733772,2.7556711650613912,2.6187266910079003,2.7125228951385729]
[null,"Block 3: 10-20 mills/kWh",197.25599140610501,31.039511838391576,6.2079023676783143,37.247414206069891,35.202159152791637,4.2490244440324281,1654.1314974480099,6.039236976605868,16.231675436239829,0.46146658149982872,1.5859937272862528,2.0743507267786181,1.9334156300511904,2.2024158557688911,1.8651758178493272,1.7785189045030616,1.7901623714086861,1.7798609332978073,1.8611133378702389,1.7302125470431005,1.922952371519091,1.968313543293319,2.1113668694893506,null,14.882161991638963,13.51389587358176,14.843163357001405,14.466613569843309,14.825221248638062,14.3654761582885,14.529272987444553,14.8112366778536,14.348774731969378,14.991167796888394,14.095760331758459,14.565387772325987]
[null,"Block 4: 20-30 mills/kWh",816.4748199508166,234.96574656377868,46.99314931275574,281.95889587653443,303.97699497249533,25.531091927665521,3025.1513794720931,12.587385268255048,29.481808015744551,0.27492535024659526,6.7082177239999075,8.6004596508149351,8.0139309946432391,9.1381575704319271,7.73900921968887,7.3766048836800708,7.4469591487697331,7.4249632952515006,7.7532060035822479,7.1714924337829027,7.9645636171082721,8.1540945034108407,8.7529901138950947,null,61.49943095611571,55.810219271149123,61.29375804941472,59.720662005392434,61.22693983024719,59.581636017942543,60.664715466661193,61.642683196054989,59.215554557862717,61.814280640182943,58.209210240319237,60.259298284414243]
[null,"Block 5: 30-40 mills/kWh",927.96307048293465,285.25746775458987,57.051493550917982,342.30896130550786,367.04281203509487,17.296781292417705,3231.4071501527428,13.464768242476259,32.062562924115973,0.25798143661866912,7.4176386124425315,9.8310388481436348,9.1640509644846233,10.433069013233185,8.8266021863682074,8.4150770155966814,8.4680579024243539,8.4202204252870665,8.8055012887175685,8.189008076697915,9.1065425729582081,9.3334023816161231,10.014448824374824,null,69.959109546187221,63.493382472936183,69.681336071642903,67.962526424771482,69.684383619524112,67.514918869933311,68.338104372364796,69.619878487667776,67.460389937937947,70.459210113692976,66.296474327822963,68.486336738550406]
[null,"Block 6: 40-50 mills/kWh",7.6785091816963726,3.8431149282322301,0.76862298564644604,4.6117379138786765,4.7227447599063153,1.6740233043215591E-2,5261.2848626759223,23.146879209675795,49.049911966653248,0.26902355245573889,5.9513839123914572E-2,8.4841136643388257E-2,7.9158658972171447E-2,8.9833651325671462E-2,7.4742544083675477E-2,7.096784153071295E-2,7.1606411443418533E-2,7.1477873020630911E-2,7.4698995571255908E-2,6.9065447216929268E-2,7.7161073279513853E-2,8.0863450762091407E-2,8.6975552641816972E-2,null,0.57526298318029589,0.51965795476541454,0.56576903634840303,0.55633264997714038,0.57411888647805853,0.55807447170061775,0.57260069194673302,0.57838940569237185,0.55662283488469089,0.57796763294424236,0.54764523974323631,0.56467475754389174]
[null,"Block 7: 50-60 mills/kWh",18.128088689020725,7.5540084039791484,1.5108016807958298,9.0648100847749777,12.083992361495174,0.52190798354239165,4380.3700271348571,19.230859272119549,50.848912873452818,0.12473231366159754,0.14862651710585967,0.20938517647968685,0.19487459144995073,0.22282154493209683,0.19454014339254846,0.18774001130676324,0.19006508716919465,0.1899770025384046,0.19783110693356074,0.18245868147586647,0.20070576932705592,0.19923662182560903,0.21499204294461774,null,1.3489334163587656,1.2161676095097427,1.3320510298903721,1.2941627390952299,1.3354605673296056,1.2969940688331694,1.3349090338749221,1.3437165184907673,1.2917561772650428,1.3396806758966056,1.282484760367969,1.327144312333179]
[null,"Block 8: 60-70 mills/kWh",9.8721394826186497,6.0015505855756661,1.2003101171151331,7.2018607026907997,8.0674095681534297,0.11060222399516523,6390.539747402031,28.384520518110506,62.942809669207548,0.15790752988017945,7.7814328408628619E-2,0.10627128203116953,9.9104215397953763E-2,0.11266710503741544,9.4581897389103192E-2,8.9997407156662615E-2,9.0663663453762283E-2,9.0287639332203573E-2,9.4398126857019302E-2,8.7574419701655026E-2,9.7587990552952752E-2,0.1010630702922761,0.10854630438578786,null,0.74247044518839278,0.67260131934529443,0.73570489596454136,0.72013696710180097,0.7403712977058714,0.71820441712717409,0.73084667540810344,0.74204997189071997,0.71723182523669204,0.74721557506356806,0.70496952629206988,0.7275934447064567]
[null,"Block 9: 70-80 mills/kWh",0,0,0,0,0,0,0,0,0,0,0,0,0,0,0,0,0,0,0,0,0,0,0,null,0,0,0,0,0,0,0,0,0,0,0,0]
[null,"Block 10: 80-90 mills/kWh",67.809868197258012,55.049717982195631,11.009943596439127,66.05966157863476,74.389338310329506,1.2910055578718929,8533.9000179953218,38.402803363080679,82.513609039159107,0.10638986639270251,0.54213535389533374,0.71255806287639489,0.66420056301259078,0.75642711797518181,0.64062429377812857,0.61097071991147567,0.61440189614506058,0.61032512406906225,0.63846393870997131,0.59446427228521037,0.66083481707910452,0.67632842560433515,0.72526117698007764,null,5.1188229396363889,4.6491875014582646,5.1067082543747944,4.9772592203274755,5.1001902506752534,4.9350036898401966,4.980808563335926,5.0826356882553139,4.9371849457187471,5.1597324335331747,4.849562107092785,5.0079121945830911]
[null,"Block 11: 90-100 mills/kWh",18.005394088102204,16.4614070203904,3.2922814040780808,19.753688424468482,22.052634615518325,0.34773474956942546,9610.5816818910207,43.475839820918424,91.687341236583492,0.10906874175897445,0.1440781834877663,0.18936562037605414,0.17651447660582414,0.20100488829357363,0.1700365697769313,0.16208886806517811,0.16309258573774651,0.16210963353807861,0.16955105738603349,0.15771053200913343,0.17534758845385565,0.17973151516427563,0.19278320112782657,null,1.3586474921044789,1.233713276345056,1.3546794526936345,1.3208738637635891,1.3537551792624409,1.3112047219209921,1.3253655133091953,1.3514750779094542,1.3105291550827058,1.369108803186704,1.2871381922760281,1.3295668237134191]
[null,"Block 12: 100-110 mills/kWh",0,0,0,0,0,0,0,0,0,0,0,0,0,0,0,0,0,0,0,0,0,0,0,null,0,0,0,0,0,0,0,0,0,0,0,0]
[null,"Block 13: 110-120 mills/kWh",0,0,0,0,0,0,0,0,0,0,0,0,0,0,0,0,0,0,0,0,0,0,0,null,0,0,0,0,0,0,0,0,0,0,0,0]
[null,"Block 14: 120-130 mills/kWh",0,0,0,0,0,0,0,0,0,0,0,0,0,0,0,0,0,0,0,0,0,0,0,null,0,0,0,0,0,0,0,0,0,0,0,0]
[null,"Block 15: 130-140 mills/kWh",0,0,0,0,0,0,0,0,0,0,0,0,0,0,0,0,0,0,0,0,0,0,0,null,0,0,0,0,0,0,0,0,0,0,0,0]
[null,"Block 16: 140-150 mills/kWh",0,0,0,0,0,0,0,0,0,0,0,0,0,0,0,0,0,0,0,0,0,0,0,null,0,0,0,0,0,0,0,0,0,0,0,0]
[null,"Block 17: 150-160 mills/kWh",0,0,0,0,0,0,0,0,0,0,0,0,0,0,0,0,0,0,0,0,0,0,0,null,0,0,0,0,0,0,0,0,0,0,0,0]
[null,"Block 18: 160-170 mills/kWh",0,0,0,0,0,0,0,0,0,0,0,0,0,0,0,0,0,0,0,0,0,0,0,null,0,0,0,0,0,0,0,0,0,0,0,0]
[null,"Block 19: 170-180 mills/kWh",0,0,0,0,0,0,0,0,0,0,0,0,0,0,0,0,0,0,0,0,0,0,0,null,0,0,0,0,0,0,0,0,0,0,0,0]
[null,"Block 20: 180-190 mills/kWh",0,0,0,0,0,0,0,0,0,0,0,0,0,0,0,0,0,0,0,0,0,0,0,null,0,0,0,0,0,0,0,0,0,0,0,0]
[null,"Block 21: 190-200 mills/kWh",0,0,0,0,0,0,0,0,0,0,0,0,0,0,0,0,0,0,0,0,0,0,0,null,0,0,0,0,0,0,0,0,0,0,0,0]
[null,"Block 22: > 200 mills/kWh",0,0,0,0,0,0,0,0,0,0,0,0,0,0,0,0,0,0,0,0,0,0,0,null,0,0,0,0,0,0,0,0,0,0,0,0]
[]
[]
["Shaped Savings Results; By Category and sorted by TRC BC ratio"]
[null,null,null,null,null,null,null,null,null,null,null,null,null,null,null,"Savings Allocation by Category and Month for Segments 1",null,null,null,null,null,null,null,null,null,null,null,null,"Savings Allocation by Category and Month for Segments 2"]
["Category","Measure","Busbar Savings","First Cost","Admin Cost","First Year Program Cost","PV Cost","PV Benefits","Unit Program Cost: First Year Program Cost in $/average annual kW saved","Utility System Net Levelized Cost (Net of T&D Capacity Benefits, Act Credit & Risk-Mitigation) in mills/kWh","TRC Net Levelized Cost (Net of All Benefits) in mills/kWh","TRC B/C Ratio","Net Electric & Gas System CO2 Avoided (Lifetime Tons)","Wholesale KW - Peak 1","Wholesale KW - Peak 2","Jan","Feb","Mar","Apr","May","Jun","Jul","Aug","Sep","Oct","Nov","Dec",null,"Jan","Feb","Mar","Apr","May","Jun","Jul","Aug","Sep","Oct","Nov","Dec"]
["All Btype_RETRO_LINEAR_Fixture_from_LEDTube_to_LEDPanel_CONTR",null,0,0,0,0,0,0,0,9999,9999,9999,0,0,0,0,0,0,0,0,0,0,0,0,0,0,0,null,0,0,0,0,0,0,0,0,0,0,0,0]
["All Btype_NEW_DISP_Fixture_from_CFL_to_LEDPanel",null,5.9452956359938449,-0.75648519248974466,-0.15129703849794895,-0.90778223098769362,-15.872513131909024,0.21938122576016478,-1337.557092250951,-8.0858003080326775,-189.83487796162976,49.65985688948917,4.9438163085052514E-2,1.0464113612125864E-3,8.9316210569852651E-4,6.3686745470984393E-2,5.9322085488020114E-2,6.7679924965095811E-2,5.7736982871437137E-2,5.5114058877107561E-2,5.5749686183126444E-2,5.5657564314264177E-2,5.8024593523370957E-2,5.352772998296576E-2,5.9290073604929557E-2,6.0274438415289927E-2,6.4843640289109716E-2,null,0.4460848745165501,0.40446885832711943,0.44458227291675673,0.43320258432880027,0.44406288349381318,0.43348942478347158,0.44316487877742383,0.44912188447087553,0.42920866716304384,0.44744964102432067,0.42179594046090918,0.43775620174505958]
["All Btype_NR_OTHER_Lamp_from_Inc/Hal_to_LEDScrew",null,58.099534832815294,-0.39808879575979561,-7.9617759151959122E-2,-0.47770655491175473,-111.83676931948114,1.502088430171042,-72.026556375515057,-1.9450155887983778,-135.42918032795063,30.907334638181595,0.47335886435503005,9.3487882821693836E-3,8.5725367229803253E-3,0.67822118623873207,0.63139292396504576,0.72105664941305481,0.62714321301003151,0.60397563985279823,0.61198512705716612,0.61202086083060958,0.63737758139878131,0.58700417288167284,0.64606845410182623,0.64464597723556649,0.69621035300296774,null,4.3105795825955724,3.8860131769795956,4.2543378563208307,4.1445804234984047,4.2750665993970465,4.1634369441949861,4.2914065162277231,4.3178502941321071,4.1367277564942802,4.2858878274763867,4.0945019887304923,4.2420437277796195]
["All Btype_NR_OTHER_Lamp_from_CFL_to_LEDScrew",null,26.842330844007435,-5.8477743842636096,-1.169554876852722,-7.0173292611163314,-50.49574009952866,0.5593542224748056,-2290.1067975288247,-12.541173882626309,-131.92239303645479,27.901816298973191,0.21604228703714495,4.449307806455487E-3,3.9467765781990415E-3,0.31416392617632738,0.29237838452700388,0.333584607570653,0.29159608614699534,0.28098790444915778,0.28420203622375639,0.28379619715899129,0.29561576917205717,0.27319708280190458,0.30055326940923149,0.2982856981926133,0.32232075770459717,null,1.9909491404112334,1.7960707564571183,1.9691142503041412,1.9180506104523829,1.9741911071738094,1.9212285963480293,1.9717776107300597,1.9884102040211236,1.9108166473934109,1.9827363826257365,1.889168890642642,1.9591349279144614]
["All Btype_NR_DISP_Lamp_from_CFL_to_LEDScrew",null,0.53753192551721463,2.1284412602659156E-3,4.2568825205318314E-4,2.5541295123190986E-3,-0.79336040605560554,7.4962229110028811E-4,41.623898908677496,-1.4705431001632829,-101.36189587645977,15.936483413657577,4.1443919877016799E-3,8.6296159000690098E-5,8.5775820306039171E-5,6.2430328562485251E-3,5.828422228495971E-3,6.6112972663965302E-3,5.5394964392849718E-3,5.2652241725021903E-3,5.3018781880702411E-3,5.2821561476562003E-3,5.5218243446488085E-3,5.1300076858417443E-3,5.7357841743293451E-3,5.9284641922561212E-3,6.3779306102504946E-3,null,3.9976673471391715E-2,3.6147074689549481E-2,3.9493898334591729E-2,3.8738130380630995E-2,3.9833951231449817E-2,3.8778625298760853E-2,3.9723327168356151E-2,4.0142729002020129E-2,3.8526571123656726E-2,4.0215240731629347E-2,3.7920526393949369E-2,3.9269659385247187E-2]
["All Btype_NR_HIGHBAY_Fixture_from_HID_to_LEDPanel",null,8.5155653587895452E-2,-2.407198128806378E-2,-4.8143962576127561E-3,-2.8886377545676536E-2,-9.1887809768789158E-2,7.3586525855206131E-4,-2971.5545197353258,-15.947189886134295,-73.34657571198764,13.023678026642221,6.5378829692407114E-4,1.9601223442341402E-5,1.1756818703801045E-5,7.8300856370787711E-4,7.2626672673662622E-4,8.2183615822260954E-4,6.9184662635200431E-4,6.5665648698325313E-4,6.5358809093825766E-4,6.4625876160420953E-4,6.8634660321707384E-4,6.4966948215143712E-4,7.2383442145931387E-4,7.4213255617377484E-4,7.8721480718014093E-4,null,6.5592379327101295E-3,6.0123117021572726E-3,6.6506372237069714E-3,6.4368392097450223E-3,6.5012517577929755E-3,6.2810032440110564E-3,6.1388977682752012E-3,6.4369633034590881E-3,6.320409889567744E-3,6.7088131673752908E-3,6.1649892763529033E-3,6.3756398280152282E-3]
["All Btype_NR_HIGHBAY_Fixture_from_HID_to_LEDPanel_CONTR",null,0.39861877443138993,-6.1771317878318355E-2,-1.2354263575663672E-2,-7.4125581453982028E-2,-0.28679230092584707,3.4020958947127908E-3,-1628.9751892974289,-9.7421478101691115,-47.462198257817398,9.033804721289922,3.0595065438657437E-3,9.190814254694704E-5,5.4849407170965187E-5,3.6591530510890727E-3,3.3942278576439993E-3,3.8412521786726044E-3,3.2346872505760495E-3,3.070982510772256E-3,3.0549104886615349E-3,3.0185244227918075E-3,3.2064495991175335E-3,3.0377632327431058E-3,3.3845605460574827E-3,3.4686383749678086E-3,3.6781226331107004E-3,null,3.0716753670632004E-2,2.8161167609736425E-2,3.1155413824578364E-2,3.0149972743531848E-2,3.0451893299786651E-2,2.9391277944802403E-2,2.8687337793499652E-2,3.0099821771473908E-2,2.9604721089831771E-2,3.1427764086827265E-2,2.887535486630368E-2,2.9848023584182103E-2]
["All Btype_RETRO_OTHER_Lamp_from_Inc/Hal_to_LEDScrew",null,58.099534832815294,3.093942434637762,0.61878848692755239,3.7127309215653144,-100.6436150402504,1.502088430171042,559.78972923794367,1.063781636792233,-121.56533683964567,8.4521857904543847,0.47335886435503005,9.3487882821693836E-3,8.5725367229803253E-3,0.67822118623873207,0.63139292396504576,0.72105664941305481,0.62714321301003151,0.60397563985279823,0.61198512705716612,0.61202086083060958,0.63737758139878131,0.58700417288167284,0.64606845410182623,0.64464597723556649,0.69621035300296774,null,4.3105795825955724,3.8860131769795956,4.2543378563208307,4.1445804234984047,4.2750665993970465,4.1634369441949861,4.2914065162277231,4.3178502941321071,4.1367277564942802,4.2858878274763867,4.0945019887304923,4.2420437277796195]
["All Btype_NR_CAN_Lamp_from_CFL_to_LEDScrew",null,13.765378607203301,5.7704226834938241E-2,1.154084536698765E-2,6.9245072201925884E-2,-7.4487987611896296,0.29075722416160987,44.066120504048413,-1.4774275369960208,-35.514237925004622,8.2467577754063441,0.11072424647306223,2.3931952404757264E-3,2.0300284914625947E-3,0.15350832244295617,0.14289686208364061,0.16289144972496206,0.14112514556300215,0.13541890445341451,0.13680124028233082,0.136395895762953,0.14212451727956193,0.13159796074437058,0.1451506534795301,0.1454948585429113,0.15704718851370147,null,1.0276791894863579,0.92971241993429632,1.0210549787445646,0.99571087383663992,1.021778204455841,0.99481954112002047,1.0151441349723067,1.028036805643181,0.98916104415986172,1.028515217116782,0.97340138769811246,1.0099118111620045]
["All Btype_NR_DISP_Lamp_from_Inc/Hal_to_LEDScrew",null,8.3352025841795694,0.17902154992621983,3.5804309985243969E-2,0.2148258599114638,-4.9717330143772021,0.22551910787715146,225.77430048266248,-0.64450672355221283,-39.927314257668677,6.7243929879298694,6.7934435411717384E-2,1.444921051174817E-3,1.3132071593882698E-3,9.1245918730459397E-2,8.5117911535074392E-2,9.672612943683806E-2,8.1379552489827409E-2,7.7200599433548303E-2,7.7900215119989236E-2,7.7648132587625276E-2,8.098537174321413E-2,7.5050454969448066E-2,8.3677410401983066E-2,8.6245360881528912E-2,9.2863907271305932E-2,null,0.6232879352314189,0.56530026524522714,0.62063545377146856,0.60760813603050823,0.62181607145722839,0.60851545224391512,0.62206254011194506,0.63028915087364379,0.60117666416341475,0.6277867122255768,0.58866931500567543,0.61201392321870229]
["All Btype_NR_CAN_Lamp_from_Inc/Hal_to_LEDScrew",null,20.037351484348203,0.27316953152482654,5.4633906304965313E-2,0.32780343782979182,-10.923540494511821,0.30178354197396873,143.31026321677493,-0.91603269280100363,-35.363006178651453,6.690501497037693,0.15947748770157008,3.1788835223243179E-3,2.9897645639838937E-3,0.23288967855395384,0.21694607257840459,0.24740311911298288,0.21355510780224371,0.20519668758126139,0.20767216078578749,0.20752213230246461,0.21623921590348366,0.19946988293428156,0.22016931550582222,0.22140253263663359,0.23901889712177976,null,1.4884837198588068,1.3418373961713623,1.4676375880305041,1.4324399691166463,1.4780441455247668,1.4380562227433817,1.4809955057572184,1.4902366205912667,1.4302591499480282,1.482483977366315,1.41462504528033,1.4647673411404785]
["All Btype_NEW_OTHER_Fixture_from_CFL_to_LEDPanel",null,14.818734638760432,3.5853284266873686,0.71706568533747372,4.3023941120248423,-23.922369437389179,0.52964797153301368,2543.3327028312488,10.458647580531924,-113.79659395056977,4.76960821948692,0.12319885672587914,2.5003066603890628E-3,2.1408774805087051E-3,0.16310795264974204,0.15185760066436554,0.17372343214634253,0.14985241802447,0.14399472673848429,0.14581891128870028,0.14578662545556034,0.15190062181647612,0.13993138500614735,0.15440006722822136,0.15507040423418481,0.16688712961639793,null,1.1100045652910557,1.003553100118197,1.1004425150114838,1.06865227054177,1.1003758574350551,1.0703856545222474,1.0993026892703881,1.1099166600524142,1.0639625598418967,1.1062194131378233,1.0534950514063963,1.090093027262611]
["All Btype_RETRO_CAN_Lamp_from_Inc/Hal_to_LEDScrew",null,20.037351484348203,1.0385513053296234,0.20771026106592469,1.2462615663955481,-9.6600728540321832,0.30178354197396873,544.84502755530366,0.99269169008951186,-30.825391445096514,4.078342991598344,0.15947748770157008,3.1788835223243179E-3,2.9897645639838937E-3,0.23288967855395384,0.21694607257840459,0.24740311911298288,0.21355510780224371,0.20519668758126139,0.20767216078578749,0.20752213230246461,0.21623921590348366,0.19946988293428156,0.22016931550582222,0.22140253263663359,0.23901889712177976,null,1.4884837198588068,1.3418373961713623,1.4676375880305041,1.4324399691166463,1.4780441455247668,1.4380562227433817,1.4809955057572184,1.4902366205912667,1.4302591499480282,1.482483977366315,1.41462504528033,1.4647673411404785]
["All Btype_RETRO_DISP_Lamp_from_Inc/Hal_to_LEDScrew",null,8.3352025841795694,0.59284891926470173,0.11856978385294036,0.7114187031176421,-4.1356659341691859,0.22551910787715146,747.67562952088235,1.8408601569763239,-32.709116500355918,3.5007077309264885,6.7934435411717384E-2,1.444921051174817E-3,1.3132071593882698E-3,9.1245918730459397E-2,8.5117911535074392E-2,9.672612943683806E-2,8.1379552489827409E-2,7.7200599433548303E-2,7.7900215119989236E-2,7.7648132587625276E-2,8.098537174321413E-2,7.5050454969448066E-2,8.3677410401983066E-2,8.6245360881528912E-2,9.2863907271305932E-2,null,0.6232879352314189,0.56530026524522714,0.62063545377146856,0.60760813603050823,0.62181607145722839,0.60851545224391512,0.62206254011194506,0.63028915087364379,0.60117666416341475,0.6277867122255768,0.58866931500567543,0.61201392321870229]
["All Btype_NEW_CAN_Fixture_from_CFL_to_LEDPanel",null,44.007918178099956,3.9262757373936576,0.7852551474787316,4.7115308848723894,-17.943618509342055,1.623890824640331,937.85419215810975,2.7445069217806481,-27.054888570449339,3.2869442939633662,0.36594826718972029,7.7456847202148731E-3,6.6113120816723835E-3,0.47141828688020176,0.43911045709918367,0.50097636560439729,0.42737730360684023,0.40796204966538757,0.41266705277838556,0.41198515369118788,0.42950623828265766,0.39621981909331977,0.43887350061829022,0.44615990800390021,0.47998178575627021,null,3.3019832587232902,2.9939356278746034,3.2908607894119846,3.2066267268972224,3.2870161955302128,3.2087499604640994,3.2803690377601007,3.3244636354377599,3.1770631878233009,3.3120854532117474,3.1221931375924643,3.2403332462931433]
["All Btype_RETRO_CAN_Lamp_from_CFL_to_LEDScrew",null,13.765378607203301,1.9702386949954251,0.39404773899908507,2.3642864339945104,-4.4698226190078199,0.29075722416160987,1504.582601960105,5.4716560131058634,-19.940865248310036,2.1763293489978111,0.11072424647306223,2.3931952404757264E-3,2.0300284914625947E-3,0.15350832244295617,0.14289686208364061,0.16289144972496206,0.14112514556300215,0.13541890445341451,0.13680124028233082,0.136395895762953,0.14212451727956193,0.13159796074437058,0.1451506534795301,0.1454948585429113,0.15704718851370147,null,1.0276791894863579,0.92971241993429632,1.0210549787445646,0.99571087383663992,1.021778204455841,0.99481954112002047,1.0151441349723067,1.028036805643181,0.98916104415986172,1.028515217116782,0.97340138769811246,1.0099118111620045]
["All Btype_RETRO_DISP_Lamp_from_CFL_to_LEDScrew",null,0.53753192551721463,0.22155622309418083,4.4311244618836169E-2,0.265867467713017,-0.33165267839997953,7.4962229110028811E-4,4332.7640770826029,18.964464601757665,-39.550764559300291,1.645599910455672,4.1443919877016799E-3,8.6296159000690098E-5,8.5775820306039171E-5,6.2430328562485251E-3,5.828422228495971E-3,6.6112972663965302E-3,5.5394964392849718E-3,5.2652241725021903E-3,5.3018781880702411E-3,5.2821561476562003E-3,5.5218243446488085E-3,5.1300076858417443E-3,5.7357841743293451E-3,5.9284641922561212E-3,6.3779306102504946E-3,null,3.9976673471391715E-2,3.6147074689549481E-2,3.9493898334591729E-2,3.8738130380630995E-2,3.9833951231449817E-2,3.8778625298760853E-2,3.9723327168356151E-2,4.0142729002020129E-2,3.8526571123656726E-2,4.0215240731629347E-2,3.7920526393949369E-2,3.9269659385247187E-2]
["All Btype_RETRO_OTHER_Lamp_from_CFL_to_LEDScrew",null,26.842330844007435,11.079393329240744,2.2158786658481491,13.295271995088893,2.2425006005144663,0.5593542224748056,4338.9146551324893,19.027150342796496,9.4645242284952484,0.95378099651507497,0.21604228703714495,4.449307806455487E-3,3.9467765781990415E-3,0.31416392617632738,0.29237838452700388,0.333584607570653,0.29159608614699534,0.28098790444915778,0.28420203622375639,0.28379619715899129,0.29561576917205717,0.27319708280190458,0.30055326940923149,0.2982856981926133,0.32232075770459717,null,1.9909491404112334,1.7960707564571183,1.9691142503041412,1.9180506104523829,1.9741911071738094,1.9212285963480293,1.9717776107300597,1.9884102040211236,1.9108166473934109,1.9827363826257365,1.889168890642642,1.9591349279144614]
["All Btype_NEW_HIGHBAY_Fixture_from_LEDPanel_to_LEDPanel_CONTR",null,10.202540434240932,0.20710755637647787,4.1421511275295579E-2,0.24852906765177346,0.28777575804015104,0.11415123195343668,213.38946379696583,-0.69115242823448675,6.1669437736646868,0.84419223405732891,8.0311484217961859E-2,1.76447625989675E-3,1.5256649736706705E-3,0.10903318680528075,0.1016341415897762,0.11557139275520728,9.6865604260113328E-2,9.2167162149377688E-2,9.2876626103646276E-2,9.2623939219186283E-2,9.6911647346301324E-2,8.9863801752441672E-2,0.10022018025346668,0.10377410787352767,0.11133767921908898,null,0.76864089889666332,0.69635181440374661,0.76163113819103745,0.74395148424292767,0.76451312080120259,0.74260413829182403,0.75694856668967936,0.76860382319144493,0.74053543017996604,0.77293478243565461,0.72955780036525808,0.75338796722411139]
["All Btype_RETRO_HIGHBAY_Fixture_from_HID_to_LEDPanel",null,0.34062261435158181,0.29088671315525644,5.8177342631051288E-2,0.34906405578630773,8.8009691593204764E-2,2.9434610342082453E-3,8977.0937097320057,39.3091721108933,22.898120473716446,0.77198900880954802,2.6151531876962846E-3,7.8404893769365609E-5,4.7027274815204178E-5,3.1320342548315084E-3,2.9050669069465049E-3,3.2873446328904382E-3,2.7673865054080172E-3,2.6266259479330125E-3,2.6143523637530306E-3,2.5850350464168381E-3,2.7453864128682954E-3,2.5986779286057485E-3,2.8953376858372555E-3,2.9685302246950994E-3,3.1488592287205637E-3,null,2.6236951730840518E-2,2.4049246808629091E-2,2.6602548894827886E-2,2.5747356838980089E-2,2.6005007031171902E-2,2.5124012976044226E-2,2.4555591073100805E-2,2.5747853213836353E-2,2.5281639558270976E-2,2.6835252669501163E-2,2.4659957105411613E-2,2.5502559312060913E-2]
["All Btype_RETRO_HIGHBAY_Fixture_from_HID_to_LEDPanel_CONTR",null,1.5944750977255597,1.0570819312067652,0.21141638624135306,1.2684983174481181,0.38735182591635531,1.3608383578851163E-2,6969.0930116728077,30.019502199433969,21.794042774163771,0.73078669373427618,1.2238026175462975E-2,3.6763257018778816E-4,2.1939762868386075E-4,1.4636612204356291E-2,1.3576911430575997E-2,1.5365008714690417E-2,1.2938749002304198E-2,1.2283930043089024E-2,1.221964195464614E-2,1.207409769116723E-2,1.2825798396470134E-2,1.2151052930972423E-2,1.3538242184229931E-2,1.3874553499871234E-2,1.4712490532442802E-2,null,0.12286701468252802,0.1126446704389457,0.12462165529831346,0.12059989097412739,0.1218075731991466,0.11756511177920961,0.11474935117399861,0.12039928708589563,0.11841888435932708,0.12571105634730906,0.11550141946521472,0.11939209433672841]
["All Btype_NR_LINEAR_Fixture_from_LFTube_to_LEDPanel",null,154.37003761122344,26.209356755259225,5.2418713510518451,31.451228106311071,28.696110614174273,3.1128725130816051,1784.7553999122294,6.6387611168628178,16.865167771542215,0.46494741005551443,1.2371898122659817,2.7867871443690986E-2,2.2670958872402499E-2,1.6194494467410983,1.5094716304802462,1.7192103433164911,1.4555865839087061,1.3878319710558902,1.3962268601962993,1.3875088288220765,1.4512605209030456,1.3503293408652715,1.5009672228051865,1.536720185716389,1.6480732575086221,null,11.65256444576001,10.583761532340088,11.626346037894308,11.331532123895158,11.609677726883907,11.242768025588305,11.355688927836022,11.584886295492714,11.238139560859663,11.74401159573609,11.036598490741014,11.401426655876879]
["All Btype_NEW_LINEAR_Fixture_from_LEDPanel_to_LEDPanel_CONTR",null,34.252414798896019,3.405268926674113,0.68105378533482264,4.0863227120089354,4.8437831514264955,0.96205657768734953,1045.0704619620574,3.2298016841378763,13.096439285277746,0.44940824858148631,0.27961091192899112,6.0299017567794037E-3,5.0879174533630086E-3,0.36432942965241627,0.3395229397153649,0.38705427889044391,0.32818183307013277,0.31306888251320331,0.31584795464194765,0.31475212609729242,0.32868736222975287,0.30436258571167069,0.33803971959882767,0.3456483526096189,0.37112090180249929,null,2.5778980898027073,2.3382104204624587,2.5665841945173482,2.5013365431821293,2.5662426150697217,2.4939275890548576,2.5384881258259382,2.5784359998555906,2.482113486186865,2.590342329431627,2.4419118556749502,2.5263071832986412]
["All Btype_NR_LINEAR_Lamp_from_LFTube_to_LEDTube_RDX",null,8.6335389959855604,1.4248861564582358,0.28497723129164715,1.709863387749883,1.6622653871908692,0.17409535326347358,1734.908857613739,6.4656413641555854,17.343290674516872,0.44706824331950828,6.9193003091280056E-2,1.5585819539032477E-3,1.2679313325958614E-3,9.0571850385103389E-2,8.4421059855579197E-2,9.615123356195579E-2,8.1407400870488256E-2,7.7618050933968216E-2,7.8087556570439157E-2,7.7599978378438308E-2,8.1165454737440607E-2,7.5520620466158359E-2,8.3945429115076978E-2,8.5945004967311181E-2,9.21727101782292E-2,null,0.65169945607624546,0.59192392077921341,0.65023312458974758,0.63374490276602169,0.64930090668443174,0.6287805436453372,0.63509593378259177,0.64791438250529521,0.62852168492285032,0.65681387172067685,0.61724998534249409,0.63765393315046759]
["All Btype_RETRO_LINEAR_Lamp_from_LFTube_to_LEDTube_RDX",null,77.701850963870044,20.639238725607402,4.127847745121481,24.767086470728884,26.268431208738921,1.5668581793712635,2792.2073257233906,11.479081078914639,27.816020230082877,0.30478416406458281,0.62273702782152052,1.4027237585129228E-2,1.1411381993362751E-2,0.81514665346593052,0.75978953870021271,0.86536110205760208,0.73266660783439419,0.69856245840571374,0.70278800913395245,0.69839980540594482,0.73048909263696538,0.67968558419542524,0.75550886203569256,0.77350504470580062,0.82955439160406264,null,5.8652951046862105,5.3273152870129179,5.8520981213077299,5.7037041248941955,5.8437081601598857,5.6590248928080342,5.7158634040433247,5.8312294425476576,5.6566951643056518,5.9113248454860905,5.5552498680824467,5.7388853983542072]
["All Btype_NR_HIGHBAY_Fixture_from_LFTube_to_LEDPanel_CONTR",null,42.394061947488566,13.908513628230589,2.781702725646118,16.690216353876707,17.568666342886143,5.8650829071015043E-2,3448.7446718613205,14.62340065471834,34.668398665366105,0.28904390068456537,0.32801647272535356,6.7835746789259499E-3,6.5451688182891748E-3,0.4690941332549437,0.43768659806913846,0.49663509433957687,0.41320157876813168,0.3923308335588101,0.39580083263706767,0.39504016762471078,0.41284950343786608,0.38180976309840831,0.42659983991082778,0.4471162753087754,0.48095545648473093,null,3.1755811402153005,2.8683981470196169,3.1225812076378068,3.0711893792188421,3.1695948848691056,3.0805085648931878,3.1603071502605578,3.1921635372269321,3.0731481002984178,3.1907677521662121,3.0234379708415355,3.1172640363480633]
["All Btype_NEW_HIGHBAY_Fixture_from_LFTube_to_LEDPanel_CONTR",null,86.103717797640101,33.279235217264301,6.6558470434528605,39.935082260717159,39.942453597292761,1.0242071305816092,4062.9061038461964,17.365308642692867,37.468486033818806,0.27845566712893316,0.6787401261961441,1.4946561501020033E-2,1.2834625912377133E-2,0.91763333936327407,0.85523053810819216,0.97269985008698379,0.81567277429602369,0.77628633241312783,0.78247752903110313,0.78059649348135596,0.8168796159294659,0.75708492311260045,0.84394269771747465,0.87347022804460228,0.93695246812184751,null,6.4894862906945763,5.8795686135667271,6.4310527910959543,6.2796275194280353,6.4527971783006137,6.268722302893206,6.3895570849589731,6.4897477481946515,6.2512369551088289,6.52450378787203,6.1589381341264362,6.3595526016940029]
["All Btype_NEW_LINEAR_Fixture_from_LFTube_to_LEDPanel_CONTR",null,736.83787127486949,212.97853919380924,42.595707838761854,255.57424703257109,277.23320224624683,23.9476819036812,3038.4301503554925,12.654184448399942,29.677149898901806,0.27056040660062847,6.0706275168152279,0.13071703566913348,0.10980616308360872,7.7675443508898177,7.2376594776055034,8.2541441150267456,6.9906364763467641,6.663131869283335,6.7293371453173823,6.7119043571079713,7.0071457261359447,6.4770571187278989,7.1926211752025129,7.3637463749804732,7.9055743725298688,null,55.485031885016134,50.346210066888631,55.290435723913852,53.870610632685135,55.235419089856983,53.779922000379258,54.809547120370766,55.665306613207598,53.415158869639463,55.750409485680045,52.513798995666157,54.375518232411245]
["All Btype_NR_HIGHBAY_Fixture_from_LFTube_to_LEDPanel",null,7.6785091816963726,3.8431149282322301,0.76862298564644604,4.6117379138786765,4.7227447599063153,1.6740233043215591E-2,5261.2848626759214,23.146879209675795,49.049911966653248,0.26902355245573889,5.9513839123914572E-2,1.2306420776029457E-3,1.1847325505116623E-3,8.4841136643388257E-2,7.9158658972171447E-2,8.9833651325671462E-2,7.4742544083675477E-2,7.096784153071295E-2,7.1606411443418533E-2,7.1477873020630911E-2,7.4698995571255908E-2,6.9065447216929268E-2,7.7161073279513853E-2,8.0863450762091407E-2,8.6975552641816972E-2,null,0.57526298318029589,0.51965795476541454,0.56576903634840303,0.55633264997714038,0.57411888647805853,0.55807447170061775,0.57260069194673302,0.57838940569237185,0.55662283488469089,0.57796763294424236,0.54764523974323631,0.56467475754389174]
["All Btype_NR_LINEAR_Fixture_from_LFTube_to_LEDPanel_CONTR",null,610.28881377532218,181.19014127576855,36.238028255153715,217.42816953092228,231.20209743504876,11.61905002084702,3120.9334369220205,12.92769566183622,30.831312586210046,0.26291748105769402,4.8792181850579954,0.11006729819626485,8.9460886793454875E-2,6.4130225658875553,5.9778050671133185,6.8078440617766365,5.7656186440031574,5.4987364792032816,5.5296170653055459,5.4929261166215611,5.7461754483897431,5.3501784505668946,5.9475133537119413,6.086955830439015,6.5273505928207021,null,46.069406456727499,41.842687513124389,45.960374289373163,44.795332982947279,45.901712256077282,44.415033208561773,44.827277070023328,45.743721194297841,44.434664511468718,46.437591901798577,43.646058963835067,45.071209751247828]
["All Btype_NR_LINEAR_Fixture_from_LFTube_to_LEDPanel_RDX",null,46.455193396079252,16.229005070011198,3.2458010140022395,19.474806084013437,20.670297182121299,0.93676918688547195,3672.3407831158879,15.522326203066124,35.507636697184473,0.24169996055895074,0.3723124829523039,8.3863901148626407E-3,6.8224624103832244E-3,0.48734740502558199,0.45425134051244548,0.51736885099716201,0.43803549773379702,0.41764583085115325,0.42017213844679269,0.41754858636512127,0.43673363827530748,0.40636001421648699,0.45169207506574671,0.46245135732170956,0.49596128298735959,null,3.5066528664802332,3.185013727088033,3.498762856043065,3.4100433246973672,3.4937467944837346,3.3833311892513787,3.4173129284123718,3.4862862097895468,3.3819383268318099,3.5341724234058978,3.3212877657870945,3.4310769660100457]
["All Btype_NR_LINEAR_Fixture_from_LEDTube_to_LEDPanel_CONTR",null,128.01762037464516,37.163009069063612,7.432601813812723,44.595610882876336,51.162179463255839,3.2144369120699992,3051.5920401483208,12.647726071584575,31.894918593902577,0.2249358361803438,1.0386949681913551,2.2531959412869999E-2,1.9136038780854091E-2,1.3815186207414094,1.287765099545668,1.465904284589427,1.2461491530794708,1.1884981847634752,1.1968540636842906,1.1912554898983154,1.2439274333425894,1.1560394526652669,1.2845909658342722,1.3094113112331156,1.4074365239924496,null,9.6184159843560586,8.7223655422068234,9.5761374214099373,9.341659975256924,9.5728516533382599,9.3021504430242246,9.4535003069004055,9.6050745214204625,9.262066423324665,9.6713208070635446,9.1051012977984307,9.4276254151756635]
["All Btype_NEW_DISP_Fixture_from_LEDPanel_to_LEDPanel_CONTR",null,9.9060918449075412,2.0958022395740779,0.4191604479148156,2.5149626874888935,4.3248427760904677,0.29629187832774262,2223.9924167196468,8.9065965701653944,34.210097743876368,0.18468983748100085,8.1234886699926803E-2,1.6935683175709054E-3,1.4830519538364642E-3,0.10915930709426717,0.10169810275583073,0.11600686300421874,9.9342489027077235E-2,9.5054490606879732E-2,9.6080873460409333E-2,9.587218450166736E-2,9.9964961807158983E-2,9.2336796952303735E-2,0.10220986775862943,0.1034858735008258,0.11139323346848874,null,0.74108405929930921,0.67096614200767291,0.73647536716345074,0.71782183627502227,0.73726751072524499,0.71790374587262473,0.73432658563343856,0.7431559726402629,0.7127623267144102,0.74222118533333592,0.70199486002520062,0.72750720927980927]
["All Btype_NEW_CAN_Fixture_from_LEDPanel_to_LEDPanel_CONTR",null,4.7975713468518135,1.3917612546775584,0.27835225093551169,1.67011350561307,2.1722752383996,0.14737533463484576,3049.5001014984155,12.832038251244247,35.318887844655507,0.17890548209365162,3.9421490619452125E-2,8.1536605159320452E-4,7.1757537883331858E-4,5.3263476776605409E-2,4.9614218380031244E-2,5.6610008439180008E-2,4.8582049460550454E-2,4.6524864199954677E-2,4.705539985914603E-2,4.6981386794334043E-2,4.8970687535438255E-2,4.5198676085953238E-2,4.9993772959315813E-2,5.0511505768078654E-2,5.4399266499246965E-2,null,0.35848274841424088,0.32438278792291814,0.35595213891951311,0.34685140694802263,0.35641334172986955,0.34726941543690837,0.35582324617572281,0.35972930409808118,0.34457329419109678,0.35863225605338533,0.33965533540921083,0.35210075879500902]
["All Btype_RETRO_HIGHBAY_Fixture_from_LFTube_to_LEDPanel_CONTR",null,4.7104513274987321,2.6946540150483451,0.538930803009669,3.2335848180580142,3.673501304022631,6.5167587856683196E-3,6013.4796088063022,26.686118859348923,60.966837571383131,0.17743059839637379,3.6446274747261545E-2,7.5373051988066118E-4,7.2724097980990821E-4,5.2121570361660416E-2,4.863184422990427E-2,5.5181677148841882E-2,4.5911286529792407E-2,4.3592314839867793E-2,4.3977870293007516E-2,4.3893351958301192E-2,4.5872167048651789E-2,4.2423307010934247E-2,4.7399982212314208E-2,4.9679586145419487E-2,5.3439495164970104E-2,null,0.35284234891281119,0.31871090522440187,0.34695346751531181,0.34124326435764907,0.35217720942990072,0.34227872943257637,0.35114523891783977,0.35468483746965918,0.34146090003315754,0.35452975024069033,0.33593755231572614,0.34636267070534038]
["All Btype_RETRO_HIGHBAY_Fixture_from_LFTube_to_LEDPanel",null,0.85316768685515265,0.79094624690892512,0.15818924938178502,0.94913549629071015,1.069868051976689,1.8600258936905534E-3,9745.3608189901006,44.23683431186172,95.029009411917997,0.15267628849876577,6.6126487915460549E-3,1.3673800862254952E-4,1.3163695005685136E-4,9.4267929603764709E-3,8.7954065524634938E-3,9.9815168139634966E-3,8.3047271204083877E-3,7.8853157256347731E-3,7.9562679381576153E-3,7.9419858911812125E-3,8.2998883968062112E-3,7.6739385796588087E-3,8.5734525866126513E-3,8.9848278624546016E-3,9.663950293535218E-3,null,6.3918109242255119E-2,5.7739772751712735E-2,6.2863226260933686E-2,6.181473888634894E-2,6.3790987386450948E-2,6.2008274633401979E-2,6.3622299105192556E-2,6.4265489521374647E-2,6.1846981653854549E-2,6.42186258826936E-2,6.0849471082581819E-2,6.2741639727099091E-2]
["All Btype_RETRO_LINEAR_Fixture_from_LFTube_to_LEDPanel_RDX",null,5.1616881551199167,3.3068965705273206,0.66137931410546413,3.9682758846327846,4.3939082641307987,0.10408546520949691,6734.6371389953911,29.934447229627175,64.746041501813536,0.14009117576399016,4.1368053661367074E-2,9.3182112387362685E-4,7.5805137893146936E-4,5.4149711669509118E-2,5.0472371168049493E-2,5.7485427888573554E-2,4.8670610859310785E-2,4.6405092316794821E-2,4.668579316075476E-2,4.6394287373902374E-2,4.8525959808367512E-2,4.5151112690720779E-2,5.0188008340638537E-2,5.138348414685661E-2,5.5106809220817746E-2,null,0.38962809627558154,0.35389041412089256,0.38875142844922955,0.37889370274415185,0.38819408827597063,0.37592568769459772,0.37970143649026367,0.3873651344210608,0.37577092520353444,0.39268582482287767,0.3690319739763438,0.38123077400111632]
["All Btype_NEW_OTHER_Fixture_from_LEDPanel_to_LEDPanel_CONTR",null,18.128088689020725,7.5540084039791484,1.5108016807958298,9.0648100847749777,12.083992361495174,0.52190798354239165,4380.3700271348571,19.230859272119549,50.848912873452818,0.12473231366159754,0.14862651710585967,2.9459831626880502E-3,2.6063348082618347E-3,0.20938517647968685,0.19487459144995073,0.22282154493209683,0.19454014339254846,0.18774001130676324,0.19006508716919465,0.1899770025384046,0.19783110693356074,0.18245868147586647,0.20070576932705592,0.19923662182560903,0.21499204294461774,null,1.3489334163587656,1.2161676095097427,1.3320510298903721,1.2941627390952299,1.3354605673296056,1.2969940688331694,1.3349090338749221,1.3437165184907673,1.2917561772650428,1.3396806758966056,1.282484760367969,1.327144312333179]
["All Btype_RETRO_LINEAR_Fixture_from_LFTube_to_LEDPanel",null,17.152226401247052,15.670460773481476,3.1340921546962957,18.80455292817777,20.982766563541634,0.34587472367573491,9603.8776423135805,43.437987247476386,91.521123554943017,0.10689966184415298,0.13746553469622025,3.09643016041011E-3,2.518995430266944E-3,0.17993882741567768,0.16771907005336065,0.19102337147961013,0.16173184265652291,0.15420355233954333,0.15513631779958889,0.15416764764689739,0.16125116898922728,0.15003659342947462,0.16677413586724299,0.17074668730182102,0.18311925083429134,null,1.2947293828622237,1.1759735035933432,1.2918162264327009,1.25905912487724,1.2899641918759899,1.2491964472875901,1.2617432142040028,1.2872095883880796,1.2486821734288513,1.3048901773040105,1.2262887211934463,1.26682518398632]
["All Btype_RETRO_LINEAR_Fixture_from_LFTube_to_LEDPanel_CONTR",null,67.809868197258012,55.049717982195631,11.009943596439127,66.05966157863476,74.389338310329506,1.2910055578718929,8533.90001799532,38.402803363080679,82.513609039159107,0.10638986639270251,0.54213535389533374,1.2229699799584978E-2,9.9400985326060943E-3,0.71255806287639489,0.66420056301259078,0.75642711797518181,0.64062429377812857,0.61097071991147567,0.61440189614506058,0.61032512406906225,0.63846393870997131,0.59446427228521037,0.66083481707910452,0.67632842560433515,0.72526117698007764,null,5.1188229396363889,4.6491875014582646,5.1067082543747944,4.9772592203274755,5.1001902506752534,4.9350036898401966,4.980808563335926,5.0826356882553139,4.9371849457187471,5.1597324335331747,4.849562107092785,5.0079121945830911]

{"sheet":"M_Input_Out","index":9,"n_rows":43,"n_cols":40,"rows_kept":43,"cut":false,"hidden":false,"merged":[]}
["Shaped Savings Results; By Category and sorted by TRC BC ratio"]
[null,null,null,null,null,null,null,null,null,null,null,null,null,null,null,"Savings Allocation by Category and Month for Segments 1",null,null,null,null,null,null,null,null,null,null,null,null,"Savings Allocation by Category and Month for Segments 2"]
["Category","Measure","Busbar Savings","First Cost","Admin Cost","First Year Program Cost","PV Cost","PV Benefits","Unit Program Cost: First Year Program Cost in $/average annual kW saved","Utility System Net Levelized Cost (Net of T&D Capacity Benefits, Act Credit & Risk-Mitigation) in mills/kWh","TRC Net Levelized Cost (Net of All Benefits) in mills/kWh","TRC B/C Ratio","Net Electric & Gas System CO2 Avoided (Lifetime Tons)","Wholesale KW - Peak 1","Wholesale KW - Peak 2","Jan","Feb","Mar","Apr","May","Jun","Jul","Aug","Sep","Oct","Nov","Dec",null,"Jan","Feb","Mar","Apr","May","Jun","Jul","Aug","Sep","Oct","Nov","Dec"]
["All Btype_RETRO_LINEAR_Fixture_from_LEDTube_to_LEDPanel_CONTR",null,0,0,0,0,0,0,0,9999,9999,9999,0,0,0,0,0,0,0,0,0,0,0,0,0,0,0,null,0,0,0,0,0,0,0,0,0,0,0,0]
["All Btype_NEW_DISP_Fixture_from_CFL_to_LEDPanel",null,5.9452956359938449,-0.75648519248974466,-0.15129703849794895,-0.90778223098769362,-15.872513131909024,0.21938122576016478,-1337.557092250951,-8.0858003080326775,-189.83487796162976,49.65985688948917,4.9438163085052514E-2,1.0464113612125864E-3,8.9316210569852651E-4,6.3686745470984393E-2,5.9322085488020114E-2,6.7679924965095811E-2,5.7736982871437137E-2,5.5114058877107561E-2,5.5749686183126444E-2,5.5657564314264177E-2,5.8024593523370957E-2,5.352772998296576E-2,5.9290073604929557E-2,6.0274438415289927E-2,6.4843640289109716E-2,null,0.4460848745165501,0.40446885832711943,0.44458227291675673,0.43320258432880027,0.44406288349381318,0.43348942478347158,0.44316487877742383,0.44912188447087553,0.42920866716304384,0.44744964102432067,0.42179594046090918,0.43775620174505958]
["All Btype_NR_OTHER_Lamp_from_Inc/Hal_to_LEDScrew",null,58.099534832815294,-0.39808879575979561,-7.9617759151959122E-2,-0.47770655491175473,-111.83676931948114,1.502088430171042,-72.026556375515057,-1.9450155887983778,-135.42918032795063,30.907334638181595,0.47335886435503005,9.3487882821693836E-3,8.5725367229803253E-3,0.67822118623873207,0.63139292396504576,0.72105664941305481,0.62714321301003151,0.60397563985279823,0.61198512705716612,0.61202086083060958,0.63737758139878131,0.58700417288167284,0.64606845410182623,0.64464597723556649,0.69621035300296774,null,4.3105795825955724,3.8860131769795956,4.2543378563208307,4.1445804234984047,4.2750665993970465,4.1634369441949861,4.2914065162277231,4.3178502941321071,4.1367277564942802,4.2858878274763867,4.0945019887304923,4.2420437277796195]
["All Btype_NR_OTHER_Lamp_from_CFL_to_LEDScrew",null,26.842330844007435,-5.8477743842636096,-1.169554876852722,-7.0173292611163314,-50.49574009952866,0.5593542224748056,-2290.1067975288247,-12.541173882626309,-131.92239303645479,27.901816298973191,0.21604228703714495,4.449307806455487E-3,3.9467765781990415E-3,0.31416392617632738,0.29237838452700388,0.333584607570653,0.29159608614699534,0.28098790444915778,0.28420203622375639,0.28379619715899129,0.29561576917205717,0.27319708280190458,0.30055326940923149,0.2982856981926133,0.32232075770459717,null,1.9909491404112334,1.7960707564571183,1.9691142503041412,1.9180506104523829,1.9741911071738094,1.9212285963480293,1.9717776107300597,1.9884102040211236,1.9108166473934109,1.9827363826257365,1.889168890642642,1.9591349279144614]
["All Btype_NR_DISP_Lamp_from_CFL_to_LEDScrew",null,0.53753192551721463,2.1284412602659156E-3,4.2568825205318314E-4,2.5541295123190986E-3,-0.79336040605560554,7.4962229110028811E-4,41.623898908677496,-1.4705431001632829,-101.36189587645977,15.936483413657577,4.1443919877016799E-3,8.6296159000690098E-5,8.5775820306039171E-5,6.2430328562485251E-3,5.828422228495971E-3,6.6112972663965302E-3,5.5394964392849718E-3,5.2652241725021903E-3,5.3018781880702411E-3,5.2821561476562003E-3,5.5218243446488085E-3,5.1300076858417443E-3,5.7357841743293451E-3,5.9284641922561212E-3,6.3779306102504946E-3,null,3.9976673471391715E-2,3.6147074689549481E-2,3.9493898334591729E-2,3.8738130380630995E-2,3.9833951231449817E-2,3.8778625298760853E-2,3.9723327168356151E-2,4.0142729002020129E-2,3.8526571123656726E-2,4.0215240731629347E-2,3.7920526393949369E-2,3.9269659385247187E-2]
["All Btype_NR_HIGHBAY_Fixture_from_HID_to_LEDPanel",null,8.5155653587895452E-2,-2.407198128806378E-2,-4.8143962576127561E-3,-2.8886377545676536E-2,-9.1887809768789158E-2,7.3586525855206131E-4,-2971.5545197353258,-15.947189886134295,-73.34657571198764,13.023678026642221,6.5378829692407114E-4,1.9601223442341402E-5,1.1756818703801045E-5,7.8300856370787711E-4,7.2626672673662622E-4,8.2183615822260954E-4,6.9184662635200431E-4,6.5665648698325313E-4,6.5358809093825766E-4,6.4625876160420953E-4,6.8634660321707384E-4,6.4966948215143712E-4,7.2383442145931387E-4,7.4213255617377484E-4,7.8721480718014093E-4,null,6.5592379327101295E-3,6.0123117021572726E-3,6.6506372237069714E-3,6.4368392097450223E-3,6.5012517577929755E-3,6.2810032440110564E-3,6.1388977682752012E-3,6.4369633034590881E-3,6.320409889567744E-3,6.7088131673752908E-3,6.1649892763529033E-3,6.3756398280152282E-3]
["All Btype_NR_HIGHBAY_Fixture_from_HID_to_LEDPanel_CONTR",null,0.39861877443138993,-6.1771317878318355E-2,-1.2354263575663672E-2,-7.4125581453982028E-2,-0.28679230092584707,3.4020958947127908E-3,-1628.9751892974289,-9.7421478101691115,-47.462198257817398,9.033804721289922,3.0595065438657437E-3,9.190814254694704E-5,5.4849407170965187E-5,3.6591530510890727E-3,3.3942278576439993E-3,3.8412521786726044E-3,3.2346872505760495E-3,3.070982510772256E-3,3.0549104886615349E-3,3.0185244227918075E-3,3.2064495991175335E-3,3.0377632327431058E-3,3.3845605460574827E-3,3.4686383749678086E-3,3.6781226331107004E-3,null,3.0716753670632004E-2,2.8161167609736425E-2,3.1155413824578364E-2,3.0149972743531848E-2,3.0451893299786651E-2,2.9391277944802403E-2,2.8687337793499652E-2,3.0099821771473908E-2,2.9604721089831771E-2,3.1427764086827265E-2,2.887535486630368E-2,2.9848023584182103E-2]
["All Btype_RETRO_OTHER_Lamp_from_Inc/Hal_to_LEDScrew",null,58.099534832815294,3.093942434637762,0.61878848692755239,3.7127309215653144,-100.6436150402504,1.502088430171042,559.78972923794367,1.063781636792233,-121.56533683964567,8.4521857904543847,0.47335886435503005,9.3487882821693836E-3,8.5725367229803253E-3,0.67822118623873207,0.63139292396504576,0.72105664941305481,0.62714321301003151,0.60397563985279823,0.61198512705716612,0.61202086083060958,0.63737758139878131,0.58700417288167284,0.64606845410182623,0.64464597723556649,0.69621035300296774,null,4.3105795825955724,3.8860131769795956,4.2543378563208307,4.1445804234984047,4.2750665993970465,4.1634369441949861,4.2914065162277231,4.3178502941321071,4.1367277564942802,4.2858878274763867,4.0945019887304923,4.2420437277796195]
["All Btype_NR_CAN_Lamp_from_CFL_to_LEDScrew",null,13.765378607203301,5.7704226834938241E-2,1.154084536698765E-2,6.9245072201925884E-2,-7.4487987611896296,0.29075722416160987,44.066120504048413,-1.4774275369960208,-35.514237925004622,8.2467577754063441,0.11072424647306223,2.3931952404757264E-3,2.0300284914625947E-3,0.15350832244295617,0.14289686208364061,0.16289144972496206,0.14112514556300215,0.13541890445341451,0.13680124028233082,0.136395895762953,0.14212451727956193,0.13159796074437058,0.1451506534795301,0.1454948585429113,0.15704718851370147,null,1.0276791894863579,0.92971241993429632,1.0210549787445646,0.99571087383663992,1.021778204455841,0.99481954112002047,1.0151441349723067,1.028036805643181,0.98916104415986172,1.028515217116782,0.97340138769811246,1.0099118111620045]
["All Btype_NR_DISP_Lamp_from_Inc/Hal_to_LEDScrew",null,8.3352025841795694,0.17902154992621983,3.5804309985243969E-2,0.2148258599114638,-4.9717330143772021,0.22551910787715146,225.77430048266248,-0.64450672355221283,-39.927314257668677,6.7243929879298694,6.7934435411717384E-2,1.444921051174817E-3,1.3132071593882698E-3,9.1245918730459397E-2,8.5117911535074392E-2,9.672612943683806E-2,8.1379552489827409E-2,7.7200599433548303E-2,7.7900215119989236E-2,7.7648132587625276E-2,8.098537174321413E-2,7.5050454969448066E-2,8.3677410401983066E-2,8.6245360881528912E-2,9.2863907271305932E-2,null,0.6232879352314189,0.56530026524522714,0.62063545377146856,0.60760813603050823,0.62181607145722839,0.60851545224391512,0.62206254011194506,0.63028915087364379,0.60117666416341475,0.6277867122255768,0.58866931500567543,0.61201392321870229]
["All Btype_NR_CAN_Lamp_from_Inc/Hal_to_LEDScrew",null,20.037351484348203,0.27316953152482654,5.4633906304965313E-2,0.32780343782979182,-10.923540494511821,0.30178354197396873,143.31026321677493,-0.91603269280100363,-35.363006178651453,6.690501497037693,0.15947748770157008,3.1788835223243179E-3,2.9897645639838937E-3,0.23288967855395384,0.21694607257840459,0.24740311911298288,0.21355510780224371,0.20519668758126139,0.20767216078578749,0.20752213230246461,0.21623921590348366,0.19946988293428156,0.22016931550582222,0.22140253263663359,0.23901889712177976,null,1.4884837198588068,1.3418373961713623,1.4676375880305041,1.4324399691166463,1.4780441455247668,1.4380562227433817,1.4809955057572184,1.4902366205912667,1.4302591499480282,1.482483977366315,1.41462504528033,1.4647673411404785]
["All Btype_NEW_OTHER_Fixture_from_CFL_to_LEDPanel",null,14.818734638760432,3.5853284266873686,0.71706568533747372,4.3023941120248423,-23.922369437389179,0.52964797153301368,2543.3327028312488,10.458647580531924,-113.79659395056977,4.76960821948692,0.12319885672587914,2.5003066603890628E-3,2.1408774805087051E-3,0.16310795264974204,0.15185760066436554,0.17372343214634253,0.14985241802447,0.14399472673848429,0.14581891128870028,0.14578662545556034,0.15190062181647612,0.13993138500614735,0.15440006722822136,0.15507040423418481,0.16688712961639793,null,1.1100045652910557,1.003553100118197,1.1004425150114838,1.06865227054177,1.1003758574350551,1.0703856545222474,1.0993026892703881,1.1099166600524142,1.0639625598418967,1.1062194131378233,1.0534950514063963,1.090093027262611]
["All Btype_RETRO_CAN_Lamp_from_Inc/Hal_to_LEDScrew",null,20.037351484348203,1.0385513053296234,0.20771026106592469,1.2462615663955481,-9.6600728540321832,0.30178354197396873,544.84502755530366,0.99269169008951186,-30.825391445096514,4.078342991598344,0.15947748770157008,3.1788835223243179E-3,2.9897645639838937E-3,0.23288967855395384,0.21694607257840459,0.24740311911298288,0.21355510780224371,0.20519668758126139,0.20767216078578749,0.20752213230246461,0.21623921590348366,0.19946988293428156,0.22016931550582222,0.22140253263663359,0.23901889712177976,null,1.4884837198588068,1.3418373961713623,1.4676375880305041,1.4324399691166463,1.4780441455247668,1.4380562227433817,1.4809955057572184,1.4902366205912667,1.4302591499480282,1.482483977366315,1.41462504528033,1.4647673411404785]
["All Btype_RETRO_DISP_Lamp_from_Inc/Hal_to_LEDScrew",null,8.3352025841795694,0.59284891926470173,0.11856978385294036,0.7114187031176421,-4.1356659341691859,0.22551910787715146,747.67562952088235,1.8408601569763239,-32.709116500355918,3.5007077309264885,6.7934435411717384E-2,1.444921051174817E-3,1.3132071593882698E-3,9.1245918730459397E-2,8.5117911535074392E-2,9.672612943683806E-2,8.1379552489827409E-2,7.7200599433548303E-2,7.7900215119989236E-2,7.7648132587625276E-2,8.098537174321413E-2,7.5050454969448066E-2,8.3677410401983066E-2,8.6245360881528912E-2,9.2863907271305932E-2,null,0.6232879352314189,0.56530026524522714,0.62063545377146856,0.60760813603050823,0.62181607145722839,0.60851545224391512,0.62206254011194506,0.63028915087364379,0.60117666416341475,0.6277867122255768,0.58866931500567543,0.61201392321870229]
["All Btype_NEW_CAN_Fixture_from_CFL_to_LEDPanel",null,44.007918178099956,3.9262757373936576,0.7852551474787316,4.7115308848723894,-17.943618509342055,1.623890824640331,937.85419215810975,2.7445069217806481,-27.054888570449339,3.2869442939633662,0.36594826718972029,7.7456847202148731E-3,6.6113120816723835E-3,0.47141828688020176,0.43911045709918367,0.50097636560439729,0.42737730360684023,0.40796204966538757,0.41266705277838556,0.41198515369118788,0.42950623828265766,0.39621981909331977,0.43887350061829022,0.44615990800390021,0.47998178575627021,null,3.3019832587232902,2.9939356278746034,3.2908607894119846,3.2066267268972224,3.2870161955302128,3.2087499604640994,3.2803690377601007,3.3244636354377599,3.1770631878233009,3.3120854532117474,3.1221931375924643,3.2403332462931433]
["All Btype_RETRO_CAN_Lamp_from_CFL_to_LEDScrew",null,13.765378607203301,1.9702386949954251,0.39404773899908507,2.3642864339945104,-4.4698226190078199,0.29075722416160987,1504.582601960105,5.4716560131058634,-19.940865248310036,2.1763293489978111,0.11072424647306223,2.3931952404757264E-3,2.0300284914625947E-3,0.15350832244295617,0.14289686208364061,0.16289144972496206,0.14112514556300215,0.13541890445341451,0.13680124028233082,0.136395895762953,0.14212451727956193,0.13159796074437058,0.1451506534795301,0.1454948585429113,0.15704718851370147,null,1.0276791894863579,0.92971241993429632,1.0210549787445646,0.99571087383663992,1.021778204455841,0.99481954112002047,1.0151441349723067,1.028036805643181,0.98916104415986172,1.028515217116782,0.97340138769811246,1.0099118111620045]
["All Btype_RETRO_DISP_Lamp_from_CFL_to_LEDScrew",null,0.53753192551721463,0.22155622309418083,4.4311244618836169E-2,0.265867467713017,-0.33165267839997953,7.4962229110028811E-4,4332.7640770826029,18.964464601757665,-39.550764559300291,1.645599910455672,4.1443919877016799E-3,8.6296159000690098E-5,8.5775820306039171E-5,6.2430328562485251E-3,5.828422228495971E-3,6.6112972663965302E-3,5.5394964392849718E-3,5.2652241725021903E-3,5.3018781880702411E-3,5.2821561476562003E-3,5.5218243446488085E-3,5.1300076858417443E-3,5.7357841743293451E-3,5.9284641922561212E-3,6.3779306102504946E-3,null,3.9976673471391715E-2,3.6147074689549481E-2,3.9493898334591729E-2,3.8738130380630995E-2,3.9833951231449817E-2,3.8778625298760853E-2,3.9723327168356151E-2,4.0142729002020129E-2,3.8526571123656726E-2,4.0215240731629347E-2,3.7920526393949369E-2,3.9269659385247187E-2]
["All Btype_RETRO_OTHER_Lamp_from_CFL_to_LEDScrew",null,26.842330844007435,11.079393329240744,2.2158786658481491,13.295271995088893,2.2425006005144663,0.5593542224748056,4338.9146551324893,19.027150342796496,9.4645242284952484,0.95378099651507497,0.21604228703714495,4.449307806455487E-3,3.9467765781990415E-3,0.31416392617632738,0.29237838452700388,0.333584607570653,0.29159608614699534,0.28098790444915778,0.28420203622375639,0.28379619715899129,0.29561576917205717,0.27319708280190458,0.30055326940923149,0.2982856981926133,0.32232075770459717,null,1.9909491404112334,1.7960707564571183,1.9691142503041412,1.9180506104523829,1.9741911071738094,1.9212285963480293,1.9717776107300597,1.9884102040211236,1.9108166473934109,1.9827363826257365,1.889168890642642,1.9591349279144614]
["All Btype_NEW_HIGHBAY_Fixture_from_LEDPanel_to_LEDPanel_CONTR",null,10.202540434240932,0.20710755637647787,4.1421511275295579E-2,0.24852906765177346,0.28777575804015104,0.11415123195343668,213.38946379696583,-0.69115242823448675,6.1669437736646868,0.84419223405732891,8.0311484217961859E-2,1.76447625989675E-3,1.5256649736706705E-3,0.10903318680528075,0.1016341415897762,0.11557139275520728,9.6865604260113328E-2,9.2167162149377688E-2,9.2876626103646276E-2,9.2623939219186283E-2,9.6911647346301324E-2,8.9863801752441672E-2,0.10022018025346668,0.10377410787352767,0.11133767921908898,null,0.76864089889666332,0.69635181440374661,0.76163113819103745,0.74395148424292767,0.76451312080120259,0.74260413829182403,0.75694856668967936,0.76860382319144493,0.74053543017996604,0.77293478243565461,0.72955780036525808,0.75338796722411139]
["All Btype_RETRO_HIGHBAY_Fixture_from_HID_to_LEDPanel",null,0.34062261435158181,0.29088671315525644,5.8177342631051288E-2,0.34906405578630773,8.8009691593204764E-2,2.9434610342082453E-3,8977.0937097320057,39.3091721108933,22.898120473716446,0.77198900880954802,2.6151531876962846E-3,7.8404893769365609E-5,4.7027274815204178E-5,3.1320342548315084E-3,2.9050669069465049E-3,3.2873446328904382E-3,2.7673865054080172E-3,2.6266259479330125E-3,2.6143523637530306E-3,2.5850350464168381E-3,2.7453864128682954E-3,2.5986779286057485E-3,2.8953376858372555E-3,2.9685302246950994E-3,3.1488592287205637E-3,null,2.6236951730840518E-2,2.4049246808629091E-2,2.6602548894827886E-2,2.5747356838980089E-2,2.6005007031171902E-2,2.5124012976044226E-2,2.4555591073100805E-2,2.5747853213836353E-2,2.5281639558270976E-2,2.6835252669501163E-2,2.4659957105411613E-2,2.5502559312060913E-2]
["All Btype_RETRO_HIGHBAY_Fixture_from_HID_to_LEDPanel_CONTR",null,1.5944750977255597,1.0570819312067652,0.21141638624135306,1.2684983174481181,0.38735182591635531,1.3608383578851163E-2,6969.0930116728077,30.019502199433969,21.794042774163771,0.73078669373427618,1.2238026175462975E-2,3.6763257018778816E-4,2.1939762868386075E-4,1.4636612204356291E-2,1.3576911430575997E-2,1.5365008714690417E-2,1.2938749002304198E-2,1.2283930043089024E-2,1.221964195464614E-2,1.207409769116723E-2,1.2825798396470134E-2,1.2151052930972423E-2,1.3538242184229931E-2,1.3874553499871234E-2,1.4712490532442802E-2,null,0.12286701468252802,0.1126446704389457,0.12462165529831346,0.12059989097412739,0.1218075731991466,0.11756511177920961,0.11474935117399861,0.12039928708589563,0.11841888435932708,0.12571105634730906,0.11550141946521472,0.11939209433672841]
["All Btype_NR_LINEAR_Fixture_from_LFTube_to_LEDPanel",null,154.37003761122344,26.209356755259225,5.2418713510518451,31.451228106311071,28.696110614174273,3.1128725130816051,1784.7553999122294,6.6387611168628178,16.865167771542215,0.46494741005551443,1.2371898122659817,2.7867871443690986E-2,2.2670958872402499E-2,1.6194494467410983,1.5094716304802462,1.7192103433164911,1.4555865839087061,1.3878319710558902,1.3962268601962993,1.3875088288220765,1.4512605209030456,1.3503293408652715,1.5009672228051865,1.536720185716389,1.6480732575086221,null,11.65256444576001,10.583761532340088,11.626346037894308,11.331532123895158,11.609677726883907,11.242768025588305,11.355688927836022,11.584886295492714,11.238139560859663,11.74401159573609,11.036598490741014,11.401426655876879]
["All Btype_NEW_LINEAR_Fixture_from_LEDPanel_to_LEDPanel_CONTR",null,34.252414798896019,3.405268926674113,0.68105378533482264,4.0863227120089354,4.8437831514264955,0.96205657768734953,1045.0704619620574,3.2298016841378763,13.096439285277746,0.44940824858148631,0.27961091192899112,6.0299017567794037E-3,5.0879174533630086E-3,0.36432942965241627,0.3395229397153649,0.38705427889044391,0.32818183307013277,0.31306888251320331,0.31584795464194765,0.31475212609729242,0.32868736222975287,0.30436258571167069,0.33803971959882767,0.3456483526096189,0.37112090180249929,null,2.5778980898027073,2.3382104204624587,2.5665841945173482,2.5013365431821293,2.5662426150697217,2.4939275890548576,2.5384881258259382,2.5784359998555906,2.482113486186865,2.590342329431627,2.4419118556749502,2.5263071832986412]
["All Btype_NR_LINEAR_Lamp_from_LFTube_to_LEDTube_RDX",null,8.6335389959855604,1.4248861564582358,0.28497723129164715,1.709863387749883,1.6622653871908692,0.17409535326347358,1734.908857613739,6.4656413641555854,17.343290674516872,0.44706824331950828,6.9193003091280056E-2,1.5585819539032477E-3,1.2679313325958614E-3,9.0571850385103389E-2,8.4421059855579197E-2,9.615123356195579E-2,8.1407400870488256E-2,7.7618050933968216E-2,7.8087556570439157E-2,7.7599978378438308E-2,8.1165454737440607E-2,7.5520620466158359E-2,8.3945429115076978E-2,8.5945004967311181E-2,9.21727101782292E-2,null,0.65169945607624546,0.59192392077921341,0.65023312458974758,0.63374490276602169,0.64930090668443174,0.6287805436453372,0.63509593378259177,0.64791438250529521,0.62852168492285032,0.65681387172067685,0.61724998534249409,0.63765393315046759]
["All Btype_RETRO_LINEAR_Lamp_from_LFTube_to_LEDTube_RDX",null,77.701850963870044,20.639238725607402,4.127847745121481,24.767086470728884,26.268431208738921,1.5668581793712635,2792.2073257233906,11.479081078914639,27.816020230082877,0.30478416406458281,0.62273702782152052,1.4027237585129228E-2,1.1411381993362751E-2,0.81514665346593052,0.75978953870021271,0.86536110205760208,0.73266660783439419,0.69856245840571374,0.70278800913395245,0.69839980540594482,0.73048909263696538,0.67968558419542524,0.75550886203569256,0.77350504470580062,0.82955439160406264,null,5.8652951046862105,5.3273152870129179,5.8520981213077299,5.7037041248941955,5.8437081601598857,5.6590248928080342,5.7158634040433247,5.8312294425476576,5.6566951643056518,5.9113248454860905,5.5552498680824467,5.7388853983542072]
["All Btype_NR_HIGHBAY_Fixture_from_LFTube_to_LEDPanel_CONTR",null,42.394061947488566,13.908513628230589,2.781702725646118,16.690216353876707,17.568666342886143,5.8650829071015043E-2,3448.7446718613205,14.62340065471834,34.668398665366105,0.28904390068456537,0.32801647272535356,6.7835746789259499E-3,6.5451688182891748E-3,0.4690941332549437,0.43768659806913846,0.49663509433957687,0.41320157876813168,0.3923308335588101,0.39580083263706767,0.39504016762471078,0.41284950343786608,0.38180976309840831,0.42659983991082778,0.4471162753087754,0.48095545648473093,null,3.1755811402153005,2.8683981470196169,3.1225812076378068,3.0711893792188421,3.1695948848691056,3.0805085648931878,3.1603071502605578,3.1921635372269321,3.0731481002984178,3.1907677521662121,3.0234379708415355,3.1172640363480633]
["All Btype_NEW_HIGHBAY_Fixture_from_LFTube_to_LEDPanel_CONTR",null,86.103717797640101,33.279235217264301,6.6558470434528605,39.935082260717159,39.942453597292761,1.0242071305816092,4062.9061038461964,17.365308642692867,37.468486033818806,0.27845566712893316,0.6787401261961441,1.4946561501020033E-2,1.2834625912377133E-2,0.91763333936327407,0.85523053810819216,0.97269985008698379,0.81567277429602369,0.77628633241312783,0.78247752903110313,0.78059649348135596,0.8168796159294659,0.75708492311260045,0.84394269771747465,0.87347022804460228,0.93695246812184751,null,6.4894862906945763,5.8795686135667271,6.4310527910959543,6.2796275194280353,6.4527971783006137,6.268722302893206,6.3895570849589731,6.4897477481946515,6.2512369551088289,6.52450378787203,6.1589381341264362,6.3595526016940029]
["All Btype_NEW_LINEAR_Fixture_from_LFTube_to_LEDPanel_CONTR",null,736.83787127486949,212.97853919380924,42.595707838761854,255.57424703257109,277.23320224624683,23.9476819036812,3038.4301503554925,12.654184448399942,29.677149898901806,0.27056040660062847,6.0706275168152279,0.13071703566913348,0.10980616308360872,7.7675443508898177,7.2376594776055034,8.2541441150267456,6.9906364763467641,6.663131869283335,6.7293371453173823,6.7119043571079713,7.0071457261359447,6.4770571187278989,7.1926211752025129,7.3637463749804732,7.9055743725298688,null,55.485031885016134,50.346210066888631,55.290435723913852,53.870610632685135,55.235419089856983,53.779922000379258,54.809547120370766,55.665306613207598,53.415158869639463,55.750409485680045,52.513798995666157,54.375518232411245]
["All Btype_NR_HIGHBAY_Fixture_from_LFTube_to_LEDPanel",null,7.6785091816963726,3.8431149282322301,0.76862298564644604,4.6117379138786765,4.7227447599063153,1.6740233043215591E-2,5261.2848626759214,23.146879209675795,49.049911966653248,0.26902355245573889,5.9513839123914572E-2,1.2306420776029457E-3,1.1847325505116623E-3,8.4841136643388257E-2,7.9158658972171447E-2,8.9833651325671462E-2,7.4742544083675477E-2,7.096784153071295E-2,7.1606411443418533E-2,7.1477873020630911E-2,7.4698995571255908E-2,6.9065447216929268E-2,7.7161073279513853E-2,8.0863450762091407E-2,8.6975552641816972E-2,null,0.57526298318029589,0.51965795476541454,0.56576903634840303,0.55633264997714038,0.57411888647805853,0.55807447170061775,0.57260069194673302,0.57838940569237185,0.55662283488469089,0.57796763294424236,0.54764523974323631,0.56467475754389174]
["All Btype_NR_LINEAR_Fixture_from_LFTube_to_LEDPanel_CONTR",null,610.28881377532218,181.19014127576855,36.238028255153715,217.42816953092228,231.20209743504876,11.61905002084702,3120.9334369220205,12.92769566183622,30.831312586210046,0.26291748105769402,4.8792181850579954,0.11006729819626485,8.9460886793454875E-2,6.4130225658875553,5.9778050671133185,6.8078440617766365,5.7656186440031574,5.4987364792032816,5.5296170653055459,5.4929261166215611,5.7461754483897431,5.3501784505668946,5.9475133537119413,6.086955830439015,6.5273505928207021,null,46.069406456727499,41.842687513124389,45.960374289373163,44.795332982947279,45.901712256077282,44.415033208561773,44.827277070023328,45.743721194297841,44.434664511468718,46.437591901798577,43.646058963835067,45.071209751247828]
["All Btype_NR_LINEAR_Fixture_from_LFTube_to_LEDPanel_RDX",null,46.455193396079252,16.229005070011198,3.2458010140022395,19.474806084013437,20.670297182121299,0.93676918688547195,3672.3407831158879,15.522326203066124,35.507636697184473,0.24169996055895074,0.3723124829523039,8.3863901148626407E-3,6.8224624103832244E-3,0.48734740502558199,0.45425134051244548,0.51736885099716201,0.43803549773379702,0.41764583085115325,0.42017213844679269,0.41754858636512127,0.43673363827530748,0.40636001421648699,0.45169207506574671,0.46245135732170956,0.49596128298735959,null,3.5066528664802332,3.185013727088033,3.498762856043065,3.4100433246973672,3.4937467944837346,3.3833311892513787,3.4173129284123718,3.4862862097895468,3.3819383268318099,3.5341724234058978,3.3212877657870945,3.4310769660100457]
["All Btype_NR_LINEAR_Fixture_from_LEDTube_to_LEDPanel_CONTR",null,128.01762037464516,37.163009069063612,7.432601813812723,44.595610882876336,51.162179463255839,3.2144369120699992,3051.5920401483208,12.647726071584575,31.894918593902577,0.2249358361803438,1.0386949681913551,2.2531959412869999E-2,1.9136038780854091E-2,1.3815186207414094,1.287765099545668,1.465904284589427,1.2461491530794708,1.1884981847634752,1.1968540636842906,1.1912554898983154,1.2439274333425894,1.1560394526652669,1.2845909658342722,1.3094113112331156,1.4074365239924496,null,9.6184159843560586,8.7223655422068234,9.5761374214099373,9.341659975256924,9.5728516533382599,9.3021504430242246,9.4535003069004055,9.6050745214204625,9.262066423324665,9.6713208070635446,9.1051012977984307,9.4276254151756635]
["All Btype_NEW_DISP_Fixture_from_LEDPanel_to_LEDPanel_CONTR",null,9.9060918449075412,2.0958022395740779,0.4191604479148156,2.5149626874888935,4.3248427760904677,0.29629187832774262,2223.9924167196468,8.9065965701653944,34.210097743876368,0.18468983748100085,8.1234886699926803E-2,1.6935683175709054E-3,1.4830519538364642E-3,0.10915930709426717,0.10169810275583073,0.11600686300421874,9.9342489027077235E-2,9.5054490606879732E-2,9.6080873460409333E-2,9.587218450166736E-2,9.9964961807158983E-2,9.2336796952303735E-2,0.10220986775862943,0.1034858735008258,0.11139323346848874,null,0.74108405929930921,0.67096614200767291,0.73647536716345074,0.71782183627502227,0.73726751072524499,0.71790374587262473,0.73432658563343856,0.7431559726402629,0.7127623267144102,0.74222118533333592,0.70199486002520062,0.72750720927980927]
["All Btype_NEW_CAN_Fixture_from_LEDPanel_to_LEDPanel_CONTR",null,4.7975713468518135,1.3917612546775584,0.27835225093551169,1.67011350561307,2.1722752383996,0.14737533463484576,3049.5001014984155,12.832038251244247,35.318887844655507,0.17890548209365162,3.9421490619452125E-2,8.1536605159320452E-4,7.1757537883331858E-4,5.3263476776605409E-2,4.9614218380031244E-2,5.6610008439180008E-2,4.8582049460550454E-2,4.6524864199954677E-2,4.705539985914603E-2,4.6981386794334043E-2,4.8970687535438255E-2,4.5198676085953238E-2,4.9993772959315813E-2,5.0511505768078654E-2,5.4399266499246965E-2,null,0.35848274841424088,0.32438278792291814,0.35595213891951311,0.34685140694802263,0.35641334172986955,0.34726941543690837,0.35582324617572281,0.35972930409808118,0.34457329419109678,0.35863225605338533,0.33965533540921083,0.35210075879500902]
["All Btype_RETRO_HIGHBAY_Fixture_from_LFTube_to_LEDPanel_CONTR",null,4.7104513274987321,2.6946540150483451,0.538930803009669,3.2335848180580142,3.673501304022631,6.5167587856683196E-3,6013.4796088063022,26.686118859348923,60.966837571383131,0.17743059839637379,3.6446274747261545E-2,7.5373051988066118E-4,7.2724097980990821E-4,5.2121570361660416E-2,4.863184422990427E-2,5.5181677148841882E-2,4.5911286529792407E-2,4.3592314839867793E-2,4.3977870293007516E-2,4.3893351958301192E-2,4.5872167048651789E-2,4.2423307010934247E-2,4.7399982212314208E-2,4.9679586145419487E-2,5.3439495164970104E-2,null,0.35284234891281119,0.31871090522440187,0.34695346751531181,0.34124326435764907,0.35217720942990072,0.34227872943257637,0.35114523891783977,0.35468483746965918,0.34146090003315754,0.35452975024069033,0.33593755231572614,0.34636267070534038]
["All Btype_RETRO_HIGHBAY_Fixture_from_LFTube_to_LEDPanel",null,0.85316768685515265,0.79094624690892512,0.15818924938178502,0.94913549629071015,1.069868051976689,1.8600258936905534E-3,9745.3608189901006,44.23683431186172,95.029009411917997,0.15267628849876577,6.6126487915460549E-3,1.3673800862254952E-4,1.3163695005685136E-4,9.4267929603764709E-3,8.7954065524634938E-3,9.9815168139634966E-3,8.3047271204083877E-3,7.8853157256347731E-3,7.9562679381576153E-3,7.9419858911812125E-3,8.2998883968062112E-3,7.6739385796588087E-3,8.5734525866126513E-3,8.9848278624546016E-3,9.663950293535218E-3,null,6.3918109242255119E-2,5.7739772751712735E-2,6.2863226260933686E-2,6.181473888634894E-2,6.3790987386450948E-2,6.2008274633401979E-2,6.3622299105192556E-2,6.4265489521374647E-2,6.1846981653854549E-2,6.42186258826936E-2,6.0849471082581819E-2,6.2741639727099091E-2]
["All Btype_RETRO_LINEAR_Fixture_from_LFTube_to_LEDPanel_RDX",null,5.1616881551199167,3.3068965705273206,0.66137931410546413,3.9682758846327846,4.3939082641307987,0.10408546520949691,6734.6371389953911,29.934447229627175,64.746041501813536,0.14009117576399016,4.1368053661367074E-2,9.3182112387362685E-4,7.5805137893146936E-4,5.4149711669509118E-2,5.0472371168049493E-2,5.7485427888573554E-2,4.8670610859310785E-2,4.6405092316794821E-2,4.668579316075476E-2,4.6394287373902374E-2,4.8525959808367512E-2,4.5151112690720779E-2,5.0188008340638537E-2,5.138348414685661E-2,5.5106809220817746E-2,null,0.38962809627558154,0.35389041412089256,0.38875142844922955,0.37889370274415185,0.38819408827597063,0.37592568769459772,0.37970143649026367,0.3873651344210608,0.37577092520353444,0.39268582482287767,0.3690319739763438,0.38123077400111632]
["All Btype_NEW_OTHER_Fixture_from_LEDPanel_to_LEDPanel_CONTR",null,18.128088689020725,7.5540084039791484,1.5108016807958298,9.0648100847749777,12.083992361495174,0.52190798354239165,4380.3700271348571,19.230859272119549,50.848912873452818,0.12473231366159754,0.14862651710585967,2.9459831626880502E-3,2.6063348082618347E-3,0.20938517647968685,0.19487459144995073,0.22282154493209683,0.19454014339254846,0.18774001130676324,0.19006508716919465,0.1899770025384046,0.19783110693356074,0.18245868147586647,0.20070576932705592,0.19923662182560903,0.21499204294461774,null,1.3489334163587656,1.2161676095097427,1.3320510298903721,1.2941627390952299,1.3354605673296056,1.2969940688331694,1.3349090338749221,1.3437165184907673,1.2917561772650428,1.3396806758966056,1.282484760367969,1.327144312333179]
["All Btype_RETRO_LINEAR_Fixture_from_LFTube_to_LEDPanel",null,17.152226401247052,15.670460773481476,3.1340921546962957,18.80455292817777,20.982766563541634,0.34587472367573491,9603.8776423135805,43.437987247476386,91.521123554943017,0.10689966184415298,0.13746553469622025,3.09643016041011E-3,2.518995430266944E-3,0.17993882741567768,0.16771907005336065,0.19102337147961013,0.16173184265652291,0.15420355233954333,0.15513631779958889,0.15416764764689739,0.16125116898922728,0.15003659342947462,0.16677413586724299,0.17074668730182102,0.18311925083429134,null,1.2947293828622237,1.1759735035933432,1.2918162264327009,1.25905912487724,1.2899641918759899,1.2491964472875901,1.2617432142040028,1.2872095883880796,1.2486821734288513,1.3048901773040105,1.2262887211934463,1.26682518398632]
["All Btype_RETRO_LINEAR_Fixture_from_LFTube_to_LEDPanel_CONTR",null,67.809868197258012,55.049717982195631,11.009943596439127,66.05966157863476,74.389338310329506,1.2910055578718929,8533.90001799532,38.402803363080679,82.513609039159107,0.10638986639270251,0.54213535389533374,1.2229699799584978E-2,9.9400985326060943E-3,0.71255806287639489,0.66420056301259078,0.75642711797518181,0.64062429377812857,0.61097071991147567,0.61440189614506058,0.61032512406906225,0.63846393870997131,0.59446427228521037,0.66083481707910452,0.67632842560433515,0.72526117698007764,null,5.1188229396363889,4.6491875014582646,5.1067082543747944,4.9772592203274755,5.1001902506752534,4.9350036898401966,4.980808563335926,5.0826356882553139,4.9371849457187471,5.1597324335331747,4.849562107092785,5.0079121945830911]