{"text_format":"1","workbook":"xlsx","n_sheets":17,"sheets":["Navigation","RPM Documentation - 2021P","lkpLatLong","Projects","Update Log","New Projects","New Projects Update Log","Key","NextID","TechDat","SeasDist","Installed Capacity","Energy Capability","Historical Energy","Adds & Retirements - Capacity","Chart - Project Status","New Projects Key & Lookups"],"not_rendered":{"charts":19,"images":4,"macros":1,"external_links":1,"defined_names":154,"comments":10,"pivot_tables":11},"unopened":[],"bounds":{"document_bytes":16777216,"sheet_cells":100000,"rows_first":2000,"rows_last":500,"rows_between":2000,"halvings":0,"cell_chars":16384,"cell_head_chars":4096},"cells_cut":0,"cells_raw":0,"read":"whole","date_system":"1900"}

{"sheet":"Navigation","index":0,"n_rows":14,"n_cols":5,"rows_kept":14,"cut":false,"hidden":false,"merged":[[4,2,4,4],[8,2,8,4],[13,2,13,4],[14,2,14,4]]}
[]
[]
[null,null,null,"   Northwest Power System Database"]
[]
[null,null,"Data and Documentation"]
[null,null,"Existing Projects",null,"Abbreviation Key"]
[null,null,"New Projects",null,"Abbreviation Key"]
[]
[]
[null,null,"Installed Capacity",null,"Historical Energy"]
[null,null,"New Project Status","Capacity Additions/Retirements"]
[]
[null,null,null,"See the Power Supply webpage"]
[null,null,"Questions? Contact Gillian Charles, gcharles@nwcouncil.org "]

{"sheet":"RPM Documentation - 2021P","index":1,"n_rows":52,"n_cols":17,"rows_kept":52,"cut":false,"hidden":false,"merged":[]}
["Existing Resouce Base - Documentation for input into the System Analysis Models for the 2021 Plan","2020-04-13"]
[]
["System Analysis Model Input (RPM Input Workbook)","Fraction Dedicated to Region","Existing Resource (Mwa)"]
["Project Database","RPM % Rate Based to Region","Capability Available to Region"]
[]
["Resources that are operating, or are under construction, by March 31, 2020:"]
["Resources that are planned or proposed, but not yet under construction, are not included (will be treated in narrative, see new projects tab of project database)"]
[]
["Thermal "]
["IPP NG/Coal (Region) - 100% PPA to region",1,1]
["IPP NG/Coal (Region) - 100% uncommitted (market)",0,1]
["IPP NG/Coal (Region) - XX% PPA to region, remainder to market","XX%",1]
["IPP NG/Coal (Region) - XX% PPA to region, remainder PPA to out of region","XX%","XX%"]
["Utility-owned NG/Coal (Region) - 100% in-region",1,1]
["Northwestern (100% owned/contracted)",0.31,0.31]
["PacifiCorp (located in region) (100% owned/contracted)",0.38,1]
["Joint ownership (see note for example)","XX%","XX%"]
["Colstrip 3 (30% Talen, 25% PSE, 20% PGE, 15% Avista, 10% PAC)",0.7,1]
["Colstrip 4 (30% NWE, 25% PSE, 20% PGE, 15% Avista, 10% PAC)",1,1]
["Bridger (66.7% PAC and 33.3% IPC joint-owned)",1,1]
["North Valmy 1 (IPC ended \"participation\" at EOY 2019, so now fully operated by NV Energy)",0,0]
["North Valmy 2 (IPC to end participation at EOY 2025)",0.5,0.5]
[]
["Non-hydro Renewables"]
["IPP Wind/Solar - 100% PPA to region",1,1]
["IPP Wind/Solar - 100% PPA out of region (e.g. wind PPA to California)",0,0]
["IPP Wind/Solar - XX% PPA to region, remainder to market","XX%",1]
["IPP Wind/Solar - 100% uncommitted (market)",0,1]
["Utility-owned Renewable - 100% in-region",1,1]
["PacifiCorp bundled renewables (located anywhere - includes wind, solar and geothermal)",1,1]
["PacifiCorp unbundled renewables (located in-region)",1,1]
["PacifiCorp unbundled renewables (located out-of-region - WY)",0.38,0.38]
["PacifiCorp unbundled renewables (located out-of-region - CA, CO, NM)",0,0]
["NorthWestern Energy projects (or projects with QFs w/ NWE)",0.31,0.31]
["Green Tariff Programs (PPA betw. Developer and Utility on behalf of Customer) - In-region",1,1]
["Direct Access Projects (PPA betw. Developer and Customer - no utility) - In-region",1,1]
[]
["Hydro"]
["All in-region hydro (Fed owned, utility/muni-owned, market-owned)",1,1]
["NWE-owned hydro (located inside and outside of region)",0.31,0.31,null,null,null,null,null,null,null,null,null,null,null,null,1.4,{"$f":"P40/SUM(P40:P45)","v":4.3887147335423198E-2}]
["PAC-owned hydro (in-region)",1,1]
["PAC-owned hydro (OOR)",0.38,0.38,null,null,null,null,null,null,null,null,null,null,null,null,23.3,{"$f":"P42/SUM(P40:P45)","v":0.73040752351097182}]
[]
["Energy Storage"]
["Batteries and pumped storage",1,1,null,null,null,null,null,null,null,null,null,null,null,null,7.2,{"$f":"P45/SUM(P40:P45)","v":0.22570532915360503}]
[]
["Other Operating Status - All Resources"]
["Self-generation (e.g. some on-site university generators)",1,0]
["Self gen + sell surplus energy under PPA",1,0.5]
["Idle/Out of service/suspended resources (not officially retired, mothballed, currently out of service)",0,0]
["Retired",0,0]
["Standby resources (e.g. some petroleum or designated back-up generators)",1,0]

{"sheet":"lkpLatLong","index":2,"n_rows":804,"n_cols":6,"rows_kept":804,"cut":false,"hidden":false,"merged":[]}
["Lat/long lookup values (last updated from Access 9/11/19)"]
["Use in vlookups in Project!Lat and Project!Long columns"]
["When adding rows, make sure range lkpLatLong extends to last row"]
[]
["NWPCCID","Project","Latitude","Longitude","AdminNote","URL"]
[1001,"Meyers Falls Two","48.5953","-118.0603","",""]
[1003,"Albeni Falls 1- 3","48.18","-116.997","","http://en.wikipedia.org/wiki/Albeni_Falls_Dam"]
[1004,"Alden Bailey (Wauna Peaking/Loki)","46.155595","-123.407887","",""]
[1005,"Alder 1 & 2","46.801","-122.308","","http://www.ci.tacoma.wa.us/power/parksandpower/hydro_power/nisqually/alder_dam.htm"]
[1006,"Amalgamated Sugar (TASCO) (Nampa) 1 - 3","43.605063","-116.573758","",""]
[1009,"Amalgamated Sugar (TASCO) (Twin Falls) 1-3","42.53061","-114.429584","",""]
[1010,"American Falls 1 - 3","42.779","-112.875","","http://www.idwr.state.id.us/Water/stream_dam/dams/AmericanFalls.htm"]
[1012,"Anderson Ranch 1 - 2","43.357","-115.451","","http://www.usbr.gov/projects/Facility.jsp?fac_Name=Anderson+Ranch+Dam"]
[1013,"Ashton 1 - 3","44.2234","-111.4755","",""]
[1017,"Barber Dam","43.561001","-116.121269","",""]
[1019,"Basin Creek 1 - 9","45.93","-112.524","",""]
[1020,"Beaver 1 - 7","46.174","-123.178","",""]
[1021,"Beaver 8","46.174","-123.178","",""]
[1022,"Bend Power 1 - 3","44.062326","-121.313331","",""]
[1023,"Bennett Mountain","43.118","-115.686","","http://www.idahopower.com/energycenter/electricitybasics/generation/thermal.htm#bennetMt"]
[1026,"Big Cliff","44.7506775","-122.28313","","http://www.bpa.gov/corporate/bpanews/library/images/dams/descriptions/BigCliff.cfm"]
[1027,"Big Fork 1 - 3","48.0592","-114.0708","",""]
[1028,"Big Hanaford (Transalta Centralia 30-70)","46.75","-122.863","","http://www.transalta.com/transalta/webcms.nsf/AllDoc/8E2BA08371EE79B187257157004FC335?OpenDocument"]
[1029,"Big Horn I","45.89842","-120.288483","","http://www.facebook.com/pages/Big-Horn-Wind-Farm/136744476362272"]
[1030,"Big Sheep Creek","48.947741","-117.795376","",""]
[1031,"Biglow Canyon I","45.694343","-120.626478","","http://en.wikipedia.org/wiki/Biglow_Canyon_Wind_Farm"]
[1033,"Biomass One 1 & 2","42.436","-122.85","","http://www.biomassone.com/"]
[1034,"Birch Creek","44.027444","-112.719439","",""]
[1036,"Black Canyon 1 - 2","43.9304438","-116.4365228","","http://www.usbr.gov/projects/Facility.jsp?fac_Name=Black+Canyon+Diversion+Dam"]
[1038,"Black Creek","47.534465","-121.702596","Search for Rachor Creek (Black Creek was renamed)",""]
[1039,"Black Eagle 1 - 3","47.52027","-111.26248","","http://www.northwesternenergy.com/our-company/hydroelectric-facilities"]
[1040,"Blind Canyon","42.69984","-114.822603","",""]
[1041,"Bliss 1 - 3","42.913","-115.07","",""]
[1042,"Blue Heron Paper","45.355","-122.6128","",""]
[1044,"Boardman","45.6964","-119.808","","http://en.wikipedia.org/wiki/Boardman_Coal_Plant"]
[1046,"Boise 1 & 2 (Medford)","42.355075","-122.900775","",""]
[1047,"Boise River Diversion 1- 3","43.5375","-116.09333","","http://www.usbr.gov/projects/Powerplant.jsp?fac_Name=Boise+River+Diversion+Powerplant"]
[1051,"Bonneville 1 - 18","45.638","-121.942","","http://www.nwcouncil.org/energy/powersupply/dams/dam.asp?id=1"]
[1052,"Bonneville Fishway F1 & F2","45.638","-121.942","",""]
[1054,"Boulder Park 1-6","47.696410","-117.147488","",""]
[1055,"Boundary 1 - 6","48.992","-117.348","","http://www.nwcouncil.org/energy/powersupply/dams/dam.asp?id=21"]
[1058,"Box Canyon 1 - 4","48.781215","-117.412244","","http://www.popud.com/Box%20Canyon%20Hydro.htm"]
[1059,"Box Canyon 1 & 2","41.2792","-122.3292","",""]
[1061,"Bremerton WWTP","47.550221","-122.671981","","http://www.cityofbremerton.com/content/wastewater.html"]
[1064,"Broadwater Toston Dam","46.119722","-111.408333","","http://en.wikipedia.org/wiki/Toston_Dam"]
[1065,"Brownlee 1- 5","44.841","-116.896","","http://www.nwcouncil.org/energy/powersupply/dams/dam.asp?id=20"]
[1068,"Bull Run 1 - 4","45.42901","-122.23395","","http://en.wikipedia.org/wiki/Bull_Run_Hydroelectric_Project"]
[1069,"Bull Run No. 1 (Portland Hydro)","45.42901","-122.23395","","http://en.wikipedia.org/wiki/Bull_Run_Hydroelectric_Project"]
[1070,"Bull Run No. 2 (Portland Hydro)","45.42901","-122.23395","","http://en.wikipedia.org/wiki/Bull_Run_Hydroelectric_Project"]
[1074,"Bypass","42.5596337","-114.055861","","http://www.enelgreenpower.com/en-GB/ena/power_plants/wm/bypass/index.aspx"]
[1075,"C.J. Strike 1- 3","42.946","-115.975","","http://www.idahopower.com/riversrec/parksrec/swanfalls.htm"]
[1076,"Cabinet Gorge 1 - 4","48.087","-116.057","","http://www.avistautilities.com/resources/hydro/clarkfork/project/proj_cg.asp"]
[1079,"Canyon Ferry 1- 3","46.649","-111.728","","http://goldwest.visitmt.com/listings/97.htm"]
[1080,"Carmen-Smith 1-3","44.279","-122.049","","http://www.eweb.org/content.aspx/1f46b0f5-8c35-4fbc-9a22-1eadb1553e92"]
[1081,"Cascade 1 & 2","44.7578","-115.561","",""]
[1083,"Cedar Draw Creek (Crystal Springs)","42.622513","-114.50093","",""]
[1084,"Cedar Falls (Masonry Dam) 1 & 2","47.419","-121.781","","http://www.ci.seattle.wa.us/light/environment/fish/ev5ff_cf.htm"]
[1085,"Central Oregon Siphon","44.065925","-121.311962","","http://www.coid.org/powerplant.htm"]
[1086,"Centralia 1","46.756","-122.857","","http://www.transalta.com/transalta/webcms.nsf/AllDoc/D7E5E521CBB488BF87257226006EEC84?OpenDocument"]
[1087,"Centralia 2","46.756","-122.857","","http://www.transalta.com/transalta/webcms.nsf/AllDoc/D7E5E521CBB488BF87257226006EEC84?OpenDocument"]
[1088,"Chandler 1 - 2","46.212742","-119.77222","","http://www.bpa.gov/corporate/bpanews/library/images/dams/descriptions/Chandler.cfm"]
[1089,"Chehalis Generating Facility","46.622","-122.917","",""]
[1090,"Chelan A1 & A2","47.808","-119.985","","http://www.chelanpud.org/relicense/process/facts.htm"]
[1091,"Chief Joseph 1 - 27","47.999","-119.634","","http://www.nwcouncil.org/energy/powersupply/dams/dam.asp?id=10"]
[1094,"City of Great Falls WWTP","47.490047","-111.3138","",""]
[1095,"City of Gresham WWTP","45.546652","-122.45893","","http://greshamoregon.gov/city/city-departments/environmental-services/wastewater-division/template.aspx?id=4330"]
[1096,"City of Helena WWTP","46.620298","-112.002433","","http://www.ci.helena.mt.us/index.php?id=397"]
[1097,"City of Medford WWTP","42.435993","-122.904072","","http://www.ci.medford.or.us/SectionIndex.asp?SectionID=32"]
[1098,"Clear Lake","42.66701","-114.78012","",""]
[1099,"Clearwater 1","43.335612","-122.783589","90% certain, from this map http://www.energyjustice.net/map/displayfacility-65395.htm",""]
[1100,"Clearwater 2","43.267","-122.409","",""]
[1102,"Cline Falls","44.2778","-121.2564","",""]
[1103,"Cochrane 1 & 2","47.554","-111.148","","http://www.northwesternenergy.com/our-company/hydroelectric-facilities"]
[1104,"Coffin Butte 1 - 5","44.697279","-123.223496","","http://www.pngc.com/future/coffin_butte.aspx"]
[1105,"Cogen II (D.R. Johnson) 1 & 2","42.961126","-123.359138","3/2/11 - cant locate",""]
[1107,"Colstrip 1","45.884204","-106.612002","","http://www.pplmontana.com/producing+power/power+plants/Colstrip.htm"]
[1108,"Colstrip 2","45.884204","-106.612002","","http://www.pplmontana.com/producing+power/power+plants/Colstrip.htm"]
[1109,"Colstrip 3","45.884204","-106.612002","","http://www.pplmontana.com/producing+power/power+plants/Colstrip.htm"]
[1110,"Colstrip 4","45.884204","-106.612002","","http://www.pplweb.com/ppl+generation/coal+plants/colstrip.htm"]
[1111,"Columbia Blvd Wastewater Treatment Plant","45.596391","-122.720041","","http://brownfield.org/bes/index.cfm?a=40645&c=31031"]
[1112,"Columbia Generating Station","46.469","-119.32","","http://www.energy-northwest.com/generation/cgs/index.php"]
[1113,"Colville Indian Power & Veneer 1 & 2","48.400525","-119.517086","",""]
[1114,"Colville Indian Power & Veneer GEN 2","48.400525","-119.517086","",""]
[1115,"Combine Hills I","45.942","-118.498","","http://www.transmission.bpa.gov/PlanProj/Wind/default.cfm?page=combine"]
[1118,"Condit 1 & 2","45.7673415","-121.5378","","http://en.wikipedia.org/wiki/Condit_Hydroelectric_Project#Decommissioning"]
[1119,"Condon","45.276","-120.287","","http://www.transmission.bpa.gov/PlanProj/Wind/completed.cfm?page=condon"]
[1121,"COPCO 1 (1 & 2)","41.9798639","-122.3344629","",""]
[1122,"COPCO 2 (1 & 2)","41.981","-122.336","",""]
[1124,"Corrette (J.E. Corette)","45.768","-108.5","","http://www.pplmontana.com/producing+power/power+plants/J.E.+Corette.htm"]
[1125,"Cougar 1 & 2","44.128","-122.24","","http://www.nwp.usace.army.mil/op/v/proj_cougar.asp"]
[1126,"Covanta Marion","45.048","-122.963","","http://www.covantaholding.com/site/marion/covanta-marion.html"]
[1127,"Cove","42.531586","-111.79578","",""]
[1128,"Cowiche Hydroelectric Project","46.692628","-120.737194","",""]
[1129,"Cowlitz Falls 1 & 2","46.466","-122.109","","http://www.lcpud.org/cowlitz_falls_project.htm"]
[1130,"Coyote Springs 1","45.8496","-119.674","","http://www.oregon.gov/ENERGY/SITING/COY.shtml"]
[1131,"Coyote Springs 2","45.8496","-119.674","","http://www.oregon.gov/ENERGY/SITING/COY.shtml"]
[1132,"Crystal Mountain","46.953468","-121.475198","",""]
[1134,"Cushman 1 (1 & 2)","47.423","-123.221","","http://www.ci.tacoma.wa.us/power/parksandpower/hydro_power/cushman_hydro_project.htm"]
[1135,"Cushman 2 (1 - 3)","47.37","-123.159","","http://www.ci.tacoma.wa.us/power/parksandpower/hydro_power/cushman_hydro_project.htm"]
[1136,"Danskin (Evander Andrews) CT1","43.179","-115.734","","http://www.idahopower.com/energycenter/electricitybasics/generation/thermal.htm#evanderAndrews"]
[1137,"Danskin (Evander Andrews) CT2 (ex. Danskin 1)","43.179","-115.734","","http://www.idahopower.com/energycenter/electricitybasics/generation/thermal.htm#evanderAndrews"]
[1138,"Danskin (Evander Andrews) CT3 (ex. Danskin 2)","43.179","-115.734","","http://www.idahopower.com/energycenter/electricitybasics/generation/thermal.htm#evanderAndrews"]
[1143,"DeRuyter Dairy","46.407021","-120.122464","","http://www.terrapass.com/projects/details/george-deruyter-and-sons-dairy.html"]
[1144,"Detroit 1 & 2","44.722","-122.251","","http://www.nwp.usace.army.mil/op/v/proj_detbc.asp"]
[1145,"Dexter","43.92151","-122.814517","","http://www.bpa.gov/corporate/bpanews/library/images/dams/descriptions/dexter.cfm"]
[1146,"Diablo 1 - 4","48.716","-121.14","","http://en.wikipedia.org/wiki/Ross_Dam"]
[1147,"Diamond Willow","46.262505","-104.254582","","http://en.openei.org/wiki/Diamond_Willow_Wind_(07)_Wind_Farm"]
[1148,"Dietrich Drop","42.836046","-114.267952","",""]
[1149,"Don Plant (Simplot Pocatello)","42.911839","-112.5315","","http://www.simplot.com/agricultural/simphos_feed/dist_pocatello.cfm"]
[1151,"Douglas County Forest Products","43.289910","-123.361267","","http://www.dcfp.com/index.php"]
[1152,"Dry Creek","44.027444","-112.719439","",""]
[1153,"Dry Creek Landfill","42.432265","-122.889452","","http://roguedisposal.com/about-the-landfill/"]
[1154,"Durham WWTP","45.403787","-122.764526","","http://www.cleanwaterservices.org/AboutUs/WastewaterAndStormwater/TreatmentFacilities/DurhamFacility.aspx"]
[1155,"Dworshak 1 - 3","46.52","-116.299","","http://www.nwcouncil.org/energy/powersupply/dams/dam.asp?id=22"]
[1156,"Eagle Point","42.514575","-122.757062","",""]
[1157,"Eagle Stud","46.584768","-113.18576","","http://www.prenticelumber.com/eagle_posts_and_poles.html"]
[1159,"East Side","42.224847","-121.795496","",""]
[1162,"Electron 1 - 4","46.993","-122.173","",""]
[1163,"Elk Creek (El Dorado Hydro Elk Creek)","45.217784","-116.31577","",""]
[1164,"Elkhorn Valley","45.101449","-117.829110","","http://elkhornvalleywindfarm.com/"]
[1166,"Eltopia Branch Canal 4.6","46.378381","-119.254522","",""]
[1167,"Elwha Dam","48.095","-123.555","","http://en.wikipedia.org/wiki/Elwha_Dam"]
[1169,"Encogen 1-4","48.748","-122.487","",""]
[1170,"Eugene/Springfield Regional Water Pollution Control Facility","44.095088","-123.117062","","http://www.mwmcpartners.org/treatmentplant.html"]
[1171,"Everett Cogeneration Project","47.986","-122.216","","http://www.snopud.com/energy/pwrsource/green.ashx?p=1927"]
[1172,"Evergreen Forest Products (Tamarack)","44.957171","-116.386590","",""]
[1173,"Fall Creek 1 - 3","41.985605","-122.360455","",""]
[1174,"Falls River","44.016987","-111.582490","80% certain; below Ashton Dam where Fall River mouth meets?","http://02e5106.netsolhost.com/fallsriver.htm"]
[1175,"Falls Creek","44.396815","-122.350246","",""]
[1177,"Faraday 1 - 6","45.268","-122.318","","http://www.portlandgeneral.com/community_and_env/hydropower_and_fish/phototour/clackamas/faraday_dam.aspx"]
[1178,"Farmers Irr. Dist. No. 2 (Copper Dam)","45.665","-121.5","",""]
[1179,"Farmers Irr. Dist. No. 3 (Peters Drive)","45.66764","-121.548455","",""]
[1182,"Finley Combustion Turbine Plant","46.174","-119.023","",""]
[1183,"Fish Creek","43.229844","-122.446153","",""]
[1185,"Foote Creek I","41.719667","-106.102330","","http://www.rnp.org/projects/foote.html"]
[1186,"Foote Creek II","41.635896","-106.203156","","http://www.rnp.org/projects/foote.html"]
[1187,"Foote Creek III","41.640287","-106.200736","","http://www.rnp.org/projects/foote.html"]
[1188,"Foote Creek IV","41.642990","-106.178600","","http://www.rnp.org/projects/foote.html"]
[1191,"Fort Peck 1 - 2","48.013","-106.411","","http://www.fortpeckdam.com/"]
[1192,"Fort Peck 3","48.013","-106.411","","http://www.fortpeckdam.com/"]
[1193,"Fort Peck 4 - 5","48.013","-106.411","","http://www.fortpeckdam.com/"]
[1195,"Fossil Gulch","42.892","-114.95","",""]
[1196,"Foster 1 & 2","44.415791","-122.670563","","http://en.wikipedia.org/wiki/Foster_Dam"]
[1198,"Frederickson 1","47.08","-122.366","","http://www.primaryenergy.com/plants/frederickson.asp"]
[1199,"Frederickson 2","47.08","-122.366","","http://www.primaryenergy.com/plants/frederickson.asp"]
[1200,"Frederickson Power 1","47.086","-122.366","","http://www.epcor.ca/About/Media+Room/Backgrounders/FredericksonPowerBackgrounder.htm"]
[1201,"Fredonia 1","48.446","-122.444","",""]
[1202,"Fredonia 2","48.446","-122.444","",""]
[1203,"Fredonia 3","48.446","-122.444","",""]
[1204,"Fredonia 4","48.446","-122.444","",""]
[1205,"Freres Lumber (Evergreen BioPower)","44.77193","-122.607254","",""]
[1206,"Galesville","42.8489","-123.1778","",""]
[1207,"Gem State","43.420833","-112.101944","","http://en.wikipedia.org/wiki/Gem_State_Dam"]
[1208,"Geo-Bon No. 2 (Notch Butte)","42.954384","-114.462563","",""]
[1211,"Georgia-Pacific Consumer Products (Camas)","45.581","-122.413","",""]
[1212,"Georgia-Pacific (Wauna)","46.16","-123.412","","http://www.eweb.org/content.aspx/64802755-7fb4-49c9-967c-9a54ac58f27c"]
[1213,"Glacier Wind Energy I","48.52328","-112.11155","","http://www.naturener.net/glacierwind1"]
[1214,"Glendive GT1","47.0539","-104.74","3/2/11 - can't find",""]
[1215,"Glendive GT2","47.0539","-104.74","3/2/11 - can't find",""]
[1217,"Glenns Ferry Cogeneration","42.954339","-115.29106","",""]
[1218,"Glines Canyon","48.002","-123.56","",""]
[1219,"Goldendale CC 1A & 1B","45.812","-120.833","","http://phx.corporate-ir.net/phoenix.zhtml?c=103361&p=irol-newsArticle&ID=641606&highlight="]
[1220,"Goodnoe Hills","45.782709","-120.548279","","http://www.edf-re.com/projects/detail/goodnoe_hills/"]
[1221,"Goodnoe Hills Small Windpark","45.78","-120.51","from rnp.org",""]
[1223,"Gorge 1 - 4","48.698","-121.207","","http://en.wikipedia.org/wiki/Ross_Dam"]
[1224,"Grace 3 - 5","42.588056","-111.728889","",""]
[1225,"Grand Coulee 1 - 24, SS 1 - 3","47.967","-118.977","","http://www.nwcouncil.org/energy/powersupply/dams/dam.asp?id=11"]
[1226,"John W. Keys III Pumped Generation Plant (Grand Coulee) PG 7 -12","47.967","-118.977","",""]
[1228,"Grays Harbor Energy Facility (Satsop)","47.005813","-123.399690","","http://www.duke-energy.com/news/releases/2001/Oct/2001101001.html"]
[1229,"Grays Harbor Paper","46.971622","-123.871093","","http://www.ghplp.com/planet.html"]
[1231,"Green Peter 1 & 2","44.45","-122.548","","http://www.nwp.usace.army.mil/op/v/proj_gpfoster.asp"]
[1232,"Green Springs","42.3775","-122.3475","","http://www.usbr.gov/projects/Project.jsp?proj_Name=Rogue+River+Basin+Project"]
[1233,"Ground Water Pumping Station","45.555833","-122.494722","",""]
[1234,"H.W. Hill (Roosevelt Biogas) 1 - 5","45.81","-120.182","","http://www.klickpud.com/power/lfgtour.asp"]
[1236,"Hampton Lumber (Darrington)","48.261819","-121.598179","",""]
[1238,"Hardin Generating Station","45.755337","-107.599945","","http://www.coloradoenergy.com/hardin.htm"]
[1239,"Hauser 1 - 6","46.766341","-111.887048","","http://www.northwesternenergy.com/our-company/hydroelectric-facilities"]
[1240,"Hazelton A","42.587264","-114.067554","",""]
[1241,"Hazelton B","42.60412","-114.084580","","http://02e5106.netsolhost.com/hazelton.htm"]
[1243,"Hell's Canyon 1 - 3","45.245","-116.702","","http://www.nwcouncil.org/energy/powersupply/dams/dam.asp?id=18"]
[1244,"Henry M. Jackson (Culmback) 1 - 4","47.976","-121.685","","http://www.snopud.com/water/jhp.ashx?p=1819"]
[1245,"Heppner","45.376694","-119.585777","","http://www.pes-world.com/Heppner%20Summary.htm"]
[1246,"Hermiston Generating Project CC 1A & 1B","45.804","-119.369","","http://www.calpine.com/power/plant.asp?plant=62"]
[1247,"Hermiston Generating Project CC 2A & 2B","45.804","-119.369","","http://www.calpine.com/power/plant.asp?plant=62"]
[1248,"Hermiston Power Project","45.795","-119.311","","http://www.calpine.com/power/plant.asp?plant=62"]
[1249,"Hidden Hollow","43.70263","-116.281243","","http://www.adaweb.net/SolidWasteManagement.aspx"]
[1250,"Hills Creek 1 & 2","43.711","-122.425","","http://www.nwp.usace.army.mil/op/v/proj_hillscreek.asp"]
[1251,"Holter 1 - 4","46.991","-112.004","","http://www.northwesternenergy.com/our-company/hydroelectric-facilities"]
[1253,"Hopkins Ridge","46.43","-117.829652","","http://www.transmission.bpa.gov/PlanProj/Wind/completed.cfm?page=hopkins"]
[1255,"Horseshoe Bend Wind Park","47.4","-111.468","","http://greatfalls.aroundmontana.com/Landmarks/HorseshoeBendWindPark/tabid/152/Default.aspx"]
[1256,"Horseshoe Bend Hydroelectric","43.909096","-116.192183","",""]
[1257,"Hungry Horse 1 - 4","48.341","-114.015","","http://www.nwcouncil.org/energy/powersupply/dams/dam.asp?id=13"]
[1258,"Ice Harbor 1 - 6","46.253","-118.893","","http://www.nwcouncil.org/energy/powersupply/dams/dam.asp?id=14"]
[1259,"Idaho Falls City Plant 3","43.491619","-112.045062","","http://www.idahofallsidaho.gov/city/city-departments/idaho-falls-power/power-portfolio/ifp-electric-project.html"]
[1260,"Idaho Falls Lower No. 1 (Unit 2)","43.468218","-112.062253","","http://www.idahofallsidaho.gov/city/city-departments/idaho-falls-power/power-portfolio/ifp-electric-project.html"]
[1261,"Idaho Falls Lower No. 2 (Unit 1)","43.468398","-112.062499","",""]
[1262,"Idaho Falls Upper Plant 4","43.552754","-112.050641","","http://www.idahofallsidaho.gov/city/city-departments/idaho-falls-power/power-portfolio/ifp-electric-project.html"]
[1265,"Interfor Pacific Gilchrist","43.477887","-121.690387","",""]
[1267,"Iron Gate","41.93389","-122.434267","",""]
[1268,"Island Park 1 & 2","44.418293","-111.395971","",""]
[1271,"Jim Bridger 1","41.729","-108.777","","http://www.idahopower.com/energycenter/electricitybasics/generation/thermal.htm#bridger"]
[1272,"Jim Bridger 2","41.729","-108.777","","http://www.idahopower.com/energycenter/electricitybasics/generation/thermal.htm#bridger"]
[1273,"Jim Bridger 3","41.729","-108.777","","http://www.idahopower.com/energycenter/electricitybasics/generation/thermal.htm#bridger"]
[1274,"Jim Bridger 4","41.729","-108.777","","http://www.idahopower.com/energycenter/electricitybasics/generation/thermal.htm#bridger"]
[1275,"Jim Ford Creek 1-3 (Ford Hydro LP)","46.383828","-115.949338","",""]
[1277,"John C. Boyle 1 & 2","42.123","-122.048","",""]
[1278,"John Day 1 - 16","45.717","-120.693","","http://www.nwcouncil.org/energy/powersupply/dams/dam.asp?id=3"]
[1280,"Koyle Ranch 1-3","42.945664","-114.795698","",""]
[1281,"Judith Gap","46.733","-109.677","","http://dnrc.mt.gov/trust/wind/judith_gap.asp"]
[1282,"Kasel-Witherspoon","42.59483","-114.435295","",""]
[1285,"Seli’š Ksanka Qlispe’ Dam (Kerr 1 - 3, Salish-Kootenai)","47.678","-114.235","","http://www.northwesternenergy.com/our-company/hydroelectric-facilities"]
[1286,"Kettle Falls Generating Station","48.613","-118.122","","http://www.avistautilities.com/inside/resources/kettlefalls/Pages/default.aspx"]
[1287,"Kettle Falls GT","48.613","-118.122","",""]
[1290,"Klamath Cogeneration Project","42.174","-121.814","","http://www.iberdrolarenewables.us/klamath.html"]
[1291,"Klamath Generation Peakers 1 & 2","42.174","-121.814","","http://www.iberdrolarenewables.us/klamath.html"]
[1292,"Klamath Generation Peakers 3 & 4","42.174","-121.814","","http://www.iberdrolarenewables.us/klamath.html"]
[1293,"Klondike I","45.594","-120.601","","http://www.transmission.bpa.gov/PlanProj/Wind/completed.cfm?page=klon"]
[1294,"Klondike II","45.594","-120.601","","http://www.transmission.bpa.gov/PlanProj/Wind/completed.cfm?page=klon2"]
[1295,"Klondike III","45.594","-120.601","","http://www.iberdrolarenewables.us/rel_06.11.09.html"]
[1296,"Klondike IIIA","45.594","-120.601","","http://www.iberdrolarenewables.us/rel_06.11.09.html"]
[1297,"Koma Kulshan","48.680257","-121.723083","","http://www.atlanticpower.com/assets/existing-projects/koma-kulshan.aspx"]
[1298,"Lacomb","44.597518","-122.685441","",""]
[1299,"LaGrande 1 - 5","46.834","-122.322","","http://www.ci.tacoma.wa.us/power/parksandpower/hydro_power/nisqually/grande_dam.htm"]
[1300,"Lake","44.415","-110.5739","",""]
[1305,"Lancaster (Rathdrum Generating Station)","47.804447","-116.86832","1/20 can't find",""]
[1307,"Last Chance Canal 1- 3","42.603349","-111.705304","",""]
[1308,"Lateral No. 10","42.647376","-114.89031","",""]
[1309,"Leaburg 1 & 2","44.137627","-122.610627","","http://en.wikipedia.org/wiki/Leaburg,_Oregon#Hydropower_project_and_hatchery"]
[1310,"Leaning Juniper I","45.68","-120.20","","http://www.transmission.bpa.gov/PlanProj/Wind/default.cfm?page=juniper"]
[1311,"Lemolo 1","43.323","-122.194","","http://www.pacificorp.com/Article/Article44907.html"]
[1312,"Lemolo 2","43.323","-122.194","","http://www.pacificorp.com/Article/Article44907.html"]
[1314,"Lewandowski Farms","","","",""]
[1315,"Lewis & Clark","47.6161053","-104.2068675","",""]
[1316,"Libby 1 - 5","48.41","-115.316","","http://virtualmuseum.ca/Exhibitions/Hydro/en/dams/?action=libby"]
[1317,"Lilliwaup Falls 1 - 7","47.4706","-123.1153","",""]
[1318,"Little Falls 1- 4","47.829","-117.918","","http://www.avistautilities.com/inside/resources/merchant/hydropower/littlefalls/Pages/default.aspx"]
[1320,"Little Goose 1 - 6","46.589","-118.024","","http://www.nwcouncil.org/energy/powersupply/dams/dam.asp?id=16"]
[1321,"Little Mac (Cedar Draw)","42.629637","-114.66162","",""]
[1323,"Little Wood River Ranch","43.425228","-114.025597","",""]
[1324,"Long Lake 1 - 4","47.837","-117.84","","http://www.avistautilities.com/resources/relicensing/spokane/project/proj_ll.asp"]
[1325,"Longview Fibre 1 - 7 (CR & Pwr Boilers)","46.131090","-122.982786","",""]
[1326,"Longview Fibre 8 (CT)","46.108","-122.927","",""]
[1327,"Lookout Point 1 - 3","43.916","-122.753","","http://www.nwd-wc.usace.army.mil/report/lop.htm"]
[1328,"Lost Creek 1 - 2","42.671","-122.673","","http://www.nwd-wc.usace.army.mil/report/los.htm"]
[1330,"Low Line Canal Drop (South Forks Hydro)","43.572258","-116.748031","90% certain, from this description http://www.usbr.gov/projects/Project.jsp?proj_Name=Boise+Project",""]
[1332,"Baker River (Lower) Unit 3","48.544","-121.741","","http://www.pse.com/energyEnvironment/energysupply/Pages/EnergySupply_ElectricityHydro.aspx"]
[1333,"Lower Granite 1 - 6","46.662","-117.426","","http://www.nwcouncil.org/energy/powersupply/dams/dam.asp?id=17"]
[1334,"Lower Low Line (aka Low Line Rapids)","42.47711","-114.380118","",""]
[1335,"Lower Malad","42.866027","-114.906133","","http://www.idahopower.com/AboutUs/OurPowerPlants/Hydroelectric/Malad/default.cfm"]
[1336,"Lower Monumental 1- 6","46.562","-118.538","","http://www.nwcouncil.org/energy/powersupply/dams/dam.asp?id=15"]
[1337,"Lower Salmon Falls 1- 4","42.843","-114.903","","http://www.idahopower.com/energycenter/electricitybasics/generation/hydroelectric.htm#lowersalmon"]
[1339,"Lucky Peak 1 - 3","43.528","-116.059","","http://idptv.state.id.us/buildingbig/dams/luckypeak.html"]
[1341,"Madison 1 - 4","45.469831","-111.637236","","http://www.northwesternenergy.com/our-company/hydroelectric-facilities"]
[1342,"Magic Dam","43.254348","-114.36199","",""]
[1343,"Main Canal Headworks","47.617","-119.298","",""]
[1344,"March Point","48.478","-122.566","","http://www.edison.com/ourcompany/eme.asp?id=1593"]
[1345,"Marengo I","46.32","-117.98","from rnp.org","http://www.res-americas.com/wind-farms/operational-/marengo-wind-farm.aspx"]
[1346,"Marengo II","46.27","-117.83","from rnp.org","http://www.res-americas.com/wind-farms/operational-/marengo-ii-wind-farm.aspx"]
[1348,"Marsh Valley","42.625972","-112.149344","",""]
[1349,"Mayfield 1- 4","46.504","-122.587","","http://www.ci.tacoma.wa.us/power/parksandpower/hydro_power/cowlitz/mayfield_dam.htm"]
[1351,"McNary 1- 14","45.937","-119.301","","http://www.nwcouncil.org/energy/powersupply/dams/dam.asp?id=4"]
[1352,"McNary Dam Fish Attraction","45.932053","-119.299433","","http://www.klickitatpud.com/yourPUD/projects/mcnary.aspx"]
[1353,"Merwin (Ariel dam) 1 - 3","45.957","-122.554","3/26 sent flickr request","http://en.wikipedia.org/wiki/Merwin_Dam"]
[1354,"Meyers Falls One","48.5953","-118.0603","",""]
[1355,"Middle Fork Irrigation District 3","45.480701","-121.59984","",""]
[1356,"Middle Fork Irrigation District 2","45.480701","-121.59984","",""]
[1357,"Middle Fork Irrigation District 1","45.480701","-121.59984","",""]
[1358,"Mile 28 (1 & 2)","42.740139","-114.161173","",""]
[1359,"Miles City GT","46.396296","-105.869443","70% sure - placed in industrial part of Miles City",""]
[1363,"Milner 1 & 2 (A)","42.525","-114.013","","http://www.usbr.gov/dataweb/dams/milner_diversion.htm"]
[1364,"Milner 3 (B)","42.525","-114.013","",""]
[1365,"Minidoka 6-9","42.67","-113.48","","http://www.usbr.gov/dataweb/dams/id00275.htm"]
[1367,"Mink Creek","42.260844","-111.665589","",""]
[1368,"Mint Farm","46.131090","-122.982786","","http://www.pse.com/SiteCollectionDocuments/mediaKit/053_Mint_Farm.pdf"]
[1370,"Mitchell Butte","43.771896","-117.155023","",""]
[1371,"Monroe Street 1","47.662035","-117.425545","","http://www.avistautilities.com/resources/relicensing/spokane/project/proj_ms.asp"]
[1372,"Montana One (Colstrip Energy) (Rosebud)","45.884204","-106.612002","","http://www.pplweb.com/ppl+generation/coal+plants/colstrip.htm"]
[1374,"Mora Canal Drop","43.460012","-116.47254","",""]
[1375,"Morony 1 & 2","47.581","-111.059","","http://www.northwesternenergy.com/our-company/hydroelectric-facilities"]
[1376,"Morrow Power","45.835","-119.653","","http://www.makad.com/projects_Morrow_Power.html"]
[1378,"Mossyrock 1 & 2","46.535","-122.424","","http://www.ci.tacoma.wa.us/power/parksandpower/hydro_power/cowlitz/mossyrock_dam.htm"]
[1381,"Moyie River 1 & 3 (Moyie Springs) (Lower PH)","48.7339","-116.1752","",""]
[1382,"Moyie River 4 (Moyie Springs) (Third PH)","48.7339","-116.1752","",""]
[1383,"Mt. Tabor","48.7339","-116.1752","",""]
[1386,"Mystic 1 & 2","45.2438317","-109.7312846","","http://www.northwesternenergy.com/our-company/hydroelectric-facilities"]
[1387,"N-32 (Northside Canal) (Marco Ranch)","42.636558","-114.557764","",""]
[1388,"Naches","46.697","-120.653","","http://www.usbr.gov/pn/programs/storage_study/reports/ts-yss-21/fullreport.pdf"]
[1390,"Felt","43.913476","-111.283319","",""]
[1391,"Newhalem Creek","48.675944","-121.240826","",""]
[1394,"Nine Canyon","46.099","-119.086","","http://www.transmission.bpa.gov/PlanProj/Wind/completed.cfm?page=nine"]
[1395,"Nine Mile 1 - 4","47.775","-117.543","","http://www.avistautilities.com/resources/relicensing/spokane/project/proj_nm.asp"]
[1397,"North Fork 1 & 2","45.244","-122.278","","http://www.portlandgeneral.com/community_and_env/hydropower_and_fish/phototour/clackamas/north_fork.asp"]
[1398,"North Fork Sprague River","42.50136","-120.98944","",""]
[1399,"North Valmy 1","40.873","-117.167","",""]
[1400,"North Valmy 2","40.873","-117.167","",""]
[1402,"Northeast 1","47.736","-117.366","",""]
[1403,"Northeast 2","47.736","-117.366","",""]
[1405,"Noxon Rapids 1 - 5","47.96","-115.734","","http://www.avistautilities.com/resources/hydro/clarkfork/project/proj_nr.asp"]
[1407,"Oak Grove (Three Lynx) 1 & 2","45.122","-122.068","","http://www.portlandgeneral.com/community_and_env/hydropower_and_fish/phototour/clackamas/oak_grove.aspx"]
[1410,"Old Faithful 1 & 2","44.4533","-110.8347","",""]
[1412,"Oneida 1- 3","42.1807","-111.8057","",""]
[1413,"Opal Springs","44.49004","-121.298812","",""]
[1415,"Orchard Avenue 1 & 2","46.596413","-120.677489","",""]
[1417,"Owyhee Dam","43.641603","-117.24374","",""]
[1418,"Owyhee Tunnel No. 1","43.642","-117.241","","http://en.wikipedia.org/wiki/Owyhee_Dam"]
[1419,"Oxbow 1 - 4","44.971","-116.835","","http://www.nwcouncil.org/energy/powersupply/dams/dam.asp?id=19"]
[1420,"Packwood Lake","46.603","-121.657","","http://www.energy-northwest.com/generation/packwood/index.php"]
[1421,"Palisades 1 - 4","43.335","-111.205","","http://www.usbr.gov/dataweb/dams/id00273.htm"]
[1423,"Pasco (Franklin/Grays) GT 1","46.307","-119.114","","http://www.ghpud.org/Engineering/Goals___Objectives/Grays_Harbor_Franklin_County_C/grays_harbor_franklin_county_c.html"]
[1424,"Pasco (Franklin/Grays) GT 2","46.307","-119.114","","http://www.ghpud.org/Engineering/Goals___Objectives/Grays_Harbor_Franklin_County_C/grays_harbor_franklin_county_c.html"]
[1425,"Pasco (Franklin/Grays) GT 3","46.307","-119.114","",""]
[1426,"Pasco (Franklin/Grays) GT 4","46.307","-119.114","",""]
[1427,"Pebble Springs","45.712306","-120.184242","","http://en.openei.org/wiki/Pebble_Springs_Wind_Farm"]
[1428,"Pelton 1- 3","44.694","-121.23","","http://www.portlandgeneral.com/about_pge/news/peltonroundbutte/factsheet.aspx"]
[1429,"Pelton Reregulation Dam (Warm Springs)","44.724242","-121.234733","",""]
[1430,"Penta Post","42.858257","-114.839712","",""]
[1437,"Plummer Forest Products","47.327695","-116.891601","",""]
[1439,"Port Townsend Paper GEN 2","48.093946","-122.798486","",""]
[1440,"Port Townsend Paper GEN 4","48.093946","-122.798486","",""]
[1441,"Port Townsend Paper GEN 6","48.093946","-122.798486","4/3 sent flickr request",""]
[1442,"Port Townsend Paper Hydro","48.093946","-122.798486","",""]
[1443,"Port Westward CC 1A & 1B","46.174","-123.178","","http://www.emersonprocess-powerwater.com/news/ae/PR_PM_TopPlant_PortWestward.pdf"]
[1444,"Portland Habilitation Center","45.562120","-122.508239","","http://www.phcnw.com/pages/documents/ARTPHC032008SolarUpdate.pdf"]
[1446,"Post Falls (Middle channel) 1 - 6","47.71","-116.96","","http://www.avistautilities.com/resources/relicensing/spokane/project/proj_pf.asp"]
[1447,"Potholes East Canal 66.0","46.378469","-119.254443","",""]
[1448,"Potholes East Canal Headworks","46.983","-119.258","","http://www.gcpud.org/energyResources/hydroPower/potholesEastCanal.html"]
[1449,"Clearwater Paper 1 - 4 (Potlatch Lewiston)","46.426","-116.958","",""]
[1450,"Powerdale","45.665","-121.524","","http://www.hydroreform.org/news/2003/06/06/pacificorp-to-remove-powerdale-dam-on-oregons-hood-river"]
[1451,"Prairie Wood Products (Cogen I)","44.458679","-118.717228","",""]
[1454,"Priest Rapids 1 - 10","46.645","-119.901","","http://www.nwcouncil.org/energy/powersupply/dams/dam.asp?id=5"]
[1456,"Prospect 1","42.759","-122.497","","http://www.pacificorp.com/es/hydro/hl/rr.html"]
[1457,"Prospect 2 (1 & 2)","42.759","-122.497","","http://www.pacificorp.com/es/hydro/hl/rr.html"]
[1458,"Prospect 3","42.756","-122.498","","http://www.pacificorp.com/es/hydro/hl/rr.html"]
[1459,"Prospect 4","42.759","-122.497","","http://www.pacificorp.com/es/hydro/hl/rr.html"]
[1462,"Puyallup Energy Recovery Company (PERC) 1 - 3 (South Hill)","46.97465","-122.292485","","http://www.lrilandfill.com/gas_plant.asp"]
[1463,"Quincy Chute","47.452","-119.516","","http://www.gcpud.org/yourPud/newsRoom/mediakit/powerSupply.html"]
[1464,"Raft River I","42.102639","-113.385311","","http://www.usgeothermal.com/RaftRiverProject.aspx"]
[1465,"Rainbow 1 - 8","47.539","-111.194","","http://www.pplmontana.com/producing+power/power+plants/Rainbow+Dam.htm"]
[1467,"Rathdrum (Boekel Rd) 1","47.786","-116.922","",""]
[1468,"Rathdrum (Boekel Rd) 2","47.786","-116.922","",""]
[1469,"Rattlesnake Road (aka Arlington Wind Power Project)","45.672766","-120.211870","","http://www.horizonwind.com/projects/whatwevedone/rattlesnake-road.aspx"]
[1474,"River Mill 1 - 5","45.3","-122.35","","http://www.portlandgeneral.com/community_environment/initiatives/protecting_fish/clackamas_river/hydro_plants_fish_passage.aspx#rivermill"]
[1475,"River Road Generating Plant","45.649","-122.726","","http://www.clarkpud.com/AboutUs/ourPowerSupply/riverRoadGenPlant"]
[1476,"Rock Creek #1","42.632483","-114.538769","",""]
[1477,"Rock Creek #2","42.620724","-114.531489","",""]
[1480,"Rock Island BHU, B1 - B10, U1 - U8","47.346","-120.091","","http://www.nwcouncil.org/energy/powersupply/dams/dam.asp?id=7"]
[1481,"Rock River I","41.719667","-106.102330","","http://www.terrapass.com/projects/details/rock-river.html"]
[1482,"Rocky Brook","47.533611","-120.295278","",""]
[1483,"Rocky Reach C1 - C11","47.536","-120.284","","http://www.nwcouncil.org/energy/powersupply/dams/dam.asp?id=8"]
[1484,"Roseburg Forest Products (Dillard)","43.108","-123.417","",""]
[1485,"Ross 1 - 4","48.73","-121.07","","http://en.wikipedia.org/wiki/Ross_Dam"]
[1487,"Rough & Ready Lumber","42.105335","-123.675457","","http://www.rrlumber.com/"]
[1488,"Round Butte 1 - 3","44.606","-121.276","","http://www.portlandgeneral.com/about_pge/news/peltonroundbutte/factsheet.aspx"]
[1489,"Roza","46.7465157","-120.466177","","http://www.usbr.gov/projects/Facility.jsp?fac_Name=Roza+Diversion+Dam"]
[1490,"Rupert Cogeneration","42.60688","-113.68373","",""]
[1491,"Russell D. Smith","47.159","-119.896","","http://www.gcpud.org/energyResources/hydroPower/potholesEastCanal.html"]
[1492,"Ryan 1 - 6","47.57","-111.121","","http://www.pplmontana.com/producing+power/power+plants/Ryan+Dam.htm"]
[1495,"Salmon 1 (Salmon Diesel)","45.183368","-113.885307","",""]
[1496,"Salmon 2 (Salmon Diesel)","45.183368","-113.885307","",""]
[1501,"SDS Lumber (Gorge Energy) 2","45.713089","-121.471457","","http://www.sdslumber.com/sds_power.htm"]
[1502,"SDS Lumber (Gorge Energy) 3","45.713089","-121.471457","","http://www.sdslumber.com/sds_power.htm"]
[1505,"Short Mountain 1 - 4","43.961435","-123","","http://www.epud.org/about/powerResources/landfillGas.aspx"]
[1506,"Shoshone Falls 1- 3","42.596","-114.4","","http://www.idahopower.com/AboutUs/OurPowerPlants/Hydroelectric/Shoshone/default.cfm"]
[1510,"SPI Aberdeen","46.973","-123.776","",""]
[1511,"SPI Burlington","48.455172","-122.435435","",""]
[1513,"Simpson Tacoma Kraft Cogeneration (WestRock)","47.266364","-122.427896","",""]
[1515,"Skookumchuck","46.7844","-122.7197","",""]
[1516,"Slate Creek","40.976859","-122.456251","",""]
[1518,"Slide Creek","43.275","-122.449","","http://www.pacificorp.com/es/hydro/hl/nur.html"]
[1520,"Smith Creek (Smith Falls) 1 - 3","48.929744","-116.656349","95% certain","http://www.eweb.org/resources/smith"]
[1521,"Smurfit-Stone Container 1","46.964941","-114.201332","",""]
[1522,"Smurfit-Stone Container 2","46.964941","-114.201332","",""]
[1526,"Snoqualmie Falls PH 1 (1 - 5)","47.544","-121.84","",""]
[1527,"Snoqualmie Falls PH 2 (6 & 7)","47.544","-121.84","","http://www.pse.com/energyEnvironment/hydrolic/Pages/HydroSnoqualmie.aspx"]
[1529,"Soda (Soda Point) 1 & 2","42.644660","-111.696499","",""]
[1532,"Soda Springs Dam","43.30282","-122.494766","",""]
[1533,"South Dry Creek","45.206341","-109.1652","",""]
[1534,"South Fork Tolt","47.693","-121.689","","http://www.seattle.gov/light/environment/fish/ev5ff_sft.htm"]
[1535,"South Treatment Plant (CC)","47.467379","-122.239205","","http://www.kingcounty.gov/environment/wtd/About/System/South/Process.aspx"]
[1536,"South Treatment Plant (FC)","47.47013","-122.239662","","http://www.kingcounty.gov/environment/wtd/About/System/South.aspx"]
[1539,"SP Newsprint GT1, GT2, ST1 and ST2","45.284","-122.959","","http://www.chpcenternw.org/NwChpDocs/SpNewsprintCaseStudyFinal.pdf"]
[1540,"SP Newsprint GT2","45.284","-122.959","","http://www.chpcenternw.org/NwChpDocs/SpNewsprintCaseStudyFinal.pdf"]
[1541,"SP Newsprint ST1","45.284","-122.959","",""]
[1546,"Stateline (Vansycle)","46.035","-118.853","","http://www.transmission.bpa.gov/PlanProj/Wind/completed.cfm?page=state"]
[1552,"Stimpson Lumber (Libby)","48.382","-115.539","",""]
[1553,"Stone Creek","45.109","-121.759","","http://www.eweb.org/resources/stone"]
[1555,"Strawberry Creek 1 - 3","42.905142","-110.893422","",""]
[1556,"Sumas Cogeneration Station","48.993","-122.274","","http://www.efsec.wa.gov/Sumas2.html"]
[1557,"Summer Falls 1 & 2","47.502","-119.291","",""]
[1561,"Swan Falls 1 & 2","43.244","-116.378","","http://en.wikipedia.org/wiki/Swan_Falls_Dam"]
[1562,"Swift 1 (1 - 3)","46.061","-122.201","","http://www.lewisriver.com/swift.html"]
[1563,"Swift 2 (1 & 2)","46.059","-122.26","","http://www.lewisriver.com/swift.html"]
[1564,"Swift Creek","42.728439","-110.916592","",""]
[1566,"Sydney Sugars","47.71593","-104.135366","",""]
[1568,"T.W. Sullivan 1 - 13","45.355","-122.62","","http://www.lowimpacthydro.org/lihi-certificate-33-willamette-falls-hydroelectric-project-oregon.html"]
[1571,"Ferndale (Tenaska Washington Partners Cogeneration Station)","48.829","-122.692","",""]
[1572,"Tesoro ICs","48.4718","-122.56","",""]
[1573,"The Dalles 1 - 22, F1 & F2","45.612","-121.149","","http://www.nwcouncil.org/energy/powersupply/dams/dam.asp?id=2"]
[1574,"The Dalles North Fishway","45.614375","-121.136885","",""]
[1575,"Thompson Falls 1 - 7","47.594","-115.358","3/26 sent flickr request","http://www.pplmontana.com/producing+power/power+plants/Thompson+Falls+Dam.htm"]
[1578,"Thousand Springs 1 - 3","42.744","-114.841","","http://www.idahopower.com/AboutUs/OurPowerPlants/Hydroelectric/hydroelectric.cfm"]
[1579,"Tiber-Montana","48.322","-111.098","","http://www.usbr.gov/projects/Facility.jsp?fac_Name=Tiber%20Dam"]
[1580,"Tieton Dam","46.656","-121.128","","http://www.usbr.gov/projects/Facility.jsp?fac_Name=Tieton+Dam"]
[1582,"Toketee Falls 1-3","43.265307","-122.420339","",""]
[1583,"Trail Bridge","44.273","-122.05","","http://www.eweb.org/relicensing/map"]
[1589,"Twin Falls (IPC)","42.589","-114.355","",""]
[1590,"Twin Falls (TFHA)","47.443979","-121.687332","",""]
[1591,"Twin Reservoirs","46.088333","-118.254722","",""]
[1592,"Two Dot Projects","46.497810","-110.27114","",""]
[1598,"University of Washington TG 2","47.6539","-122.3036","",""]
[1599,"Baker River (Upper) 1 & 2","48.65","-121.69","","http://www.pse.com/energyEnvironment/energysupply/Pages/EnergySupply_ElectricityHydro.aspx"]
[1600,"Upper Falls 1","47.663","-117.415","","http://www.avistautilities.com/resources/relicensing/spokane/project/proj_uf.asp"]
[1602,"Upper Malad","42.864","-114.886","","http://www.idahopower.com/AboutUs/OurPowerPlants/Hydroelectric/Malad/default.cfm"]
[1603,"Upper Salmon 1 & 2 (A)","42.768","-114.925","","http://www.idahopower.com/AboutUs/OurPowerPlants/Hydroelectric/midsnake/default.cfm"]
[1604,"Upper Salmon 3 & 4 (B)","42.765","-114.896","","http://www.idahopower.com/AboutUs/OurPowerPlants/Hydroelectric/midsnake/default.cfm"]
[1605,"Upriver","47.682","-117.332","","http://www.spokanewater.org/?page_id=21"]
[1606,"Vaagen Brothers Lumber","48.549364","-117.917875","",""]
[1608,"Vansycle Wind Energy Center I","45.921","-118.605","","http://en.wikipedia.org/wiki/Vansycle_Wind_Project"]
[1609,"Wah Chang","44.6587","-123.064331","",""]
[1610,"Wallowa Falls","45.266702","-117.212732","",""]
[1611,"Walterville","44.064","-122.878","","http://www.eweb.org/resources/leaburg"]
[1612,"Wanapum 1 - 10","46.88","-119.969","","http://www.nwcouncil.org/energy/powersupply/dams/dam.asp?id=6"]
[1613,"Wapato Drop 2 (#1)","46.4492","-120.5342","",""]
[1614,"Wapato Drop 3 (#1 - 2)","46.423133","-120.5342","",""]
[1615,"Warm Springs Forest Products 1 - 3","44.765664","-121.233882","",""]
[1617,"Weeks Falls","47.43348","-121.6483","",""]
[1618,"Wells U1 - U10","47.950","-119.859","","http://www.nwcouncil.org/energy/powersupply/dams/dam.asp?id=9"]
[1622,"Metro West Point Treatment Plant 1 - 3","47.662348","-122.427906","","http://www.kingcounty.gov/environment/wtd/About/System/West.aspx"]
[1624,"International Paper (Albany) 01","44.661","-123.068","",""]
[1625,"International Paper (Albany) 02","44.661","-123.068","",""]
[1626,"Cosmo Specialty Fibers TG 1 (Weyerhaeuser Cosmopolis)","46.954071","-123.761086","",""]
[1627,"Cosmo Specialty Fibers TG 2 (Weyerhaeuser Cosmopolis)","46.954071","-123.761086","",""]
[1630,"Weyerhaeuser (Longview) TG 2 (Nippon Dynawave Packaging)","46.131090","-122.982786","",""]
[1632,"Weyerhaeuser (Longview) TG 4 (Nippon Dynawave Packaging)","46.131090","-122.982786","",""]
[1633,"Weyerhaeuser (Longview) TG 5 (Nippon Dynawave Packaging)","46.131090","-122.982786","",""]
[1634,"International Paper (Springfield) 1","44.063","-122.983","",""]
[1635,"International Paper (Springfield) 2","44.063","-122.983","",""]
[1636,"International Paper (Springfield) 3","44.063","-122.983","",""]
[1637,"International Paper (Springfield) 4","44.063","-122.983","","http://www.oregon.gov/energy/facilities-safety/facilities/Pages/SUI.aspx"]
[1640,"Wheat Field","45.66783","-120.1667","","http://www.horizonwind.com/projects/whatwevedone/wheat-field.aspx"]
[1641,"Spokane Waste-to-Energy (Wheelabrator)","47.627","-117.505","","https://my.spokanecity.org/solidwaste/waste-to-energy/"]
[1642,"Whiskey Run","","","",""]
[1643,"White Creek","45.746543","-120.223861","","http://www.cowlitzpud.org/pdf/WC_Q&A_07.pdf"]
[1645,"White River","47.239","-122.226","",""]
[1650,"Whitehorn Generating Station 2","48.886","-122.754","","http://www.ecy.wa.gov/programs/wq/permits/permit_pdfs/pse_whitehorn/pse_whitehorn_fs.pdf"]
[1651,"Whitehorn Generating Station 3","48.886","-122.754","","http://www.ecy.wa.gov/programs/wq/permits/permit_pdfs/pse_whitehorn/pse_whitehorn_fs.pdf"]
[1652,"Wild Horse Solar","47.024","-120.208","","http://www.pse.com/SiteCollectionDocuments/mediaKit/057_Wild_Horse_English.pdf"]
[1653,"Wild Horse I & II","47.028","-120.214","","http://www.horizonwind.com/projects/whatwevedone/wildhorse.aspx"]
[1655,"Willow Creek","45.6","-119.941161","","http://www.landandfarm.com/property/Willow_Creek_ranch_and_wind_farm-283622/"]
[1657,"Wilson Lake","42.629","-114.175","","http://www.energyjustice.net/map/displaycorporation-2305.htm"]
[1660,"Wolverine Creek","43.267","-111.983","","http://www.invenergyllc.com/projects/wolverine_creek.html"]
[1661,"Wood Power (Pacific Crown)","47.32955","-116.8917","",""]
[1664,"WSU Grimes Way Central Steam Plant","46.729491","-117.149164","too small to map yet","http://www.harrisgroup.com/node/28"]
[1665,"Wynoochee","47.385","-123.605","","http://en.wikipedia.org/wiki/Wynoochee_Dam"]
[1667,"Yale 1 & 2","45.963","-122.334","","http://www.lewisriver.com/yale.html"]
[1668,"Yellowstone Energy (BGI)","45.812172","-108.427582","","http://pdcharris.adhostclient.com/taxonomy/term/24?n=27"]
[1669,"Yellowtail 1 - 4","45.307","-107.957","","http://www.usbr.gov/dataweb/dams/mt00576.htm"]
[1670,"Yelm 1- 3","46.975","-122.636","","http://www.cityofcentralia.com/Page.asp?NavID=359"]
[1672,"Zoot Enterprises","45.562796","-122.514403","","http://ir.prologis.com/releasedetail.cfm?ReleaseID=340403"]
[1673,"Oregon State University Energy Center","44.564333","-123.289089","",""]
[1675,"Hay Canyon","45.507272","-120.560455","",""]
[1677,"Tuolumne (Windy Point; Windy Point/Windy Flats I)","45.690987","-120.86504","4/27 loc accurate?","http://www.cannonpowergroup.com/wind/projects/wp-wf/"]
[1678,"Bettencourt Dry Creek Biofactory (Cargill)","42.788344","-114.635735","","http://bettencourtdairy.com/dry_creek_dairy_video"]
[1679,"Biglow Canyon II","45.694343","-120.626478","","http://en.wikipedia.org/wiki/Biglow_Canyon_Wind_Farm"]
[1680,"Echo Wind Farms","45.701387","-119.399724","","http://www.exeloncorp.com/PowerPlants/exelonwind-oregon/Pages/profile.aspx#content_wrapper"]
[1688,"Arrowrock 1 - 2","43.595556","-115.922222","","http://en.wikipedia.org/wiki/Arrowrock_Dam"]
[1692,"Bennett Creek","43.046640","-115.48548","","https://www.pacificpower.net/env/bsre/bses/bcwf.html"]
[1693,"Big Sky West Dairy Digester","42.846975","-114.800487","","http://www.andgar.com/specialty-general-contracting-digester-projects-in-progress-big-sky-dairy.php"]
[1695,"Biglow Canyon III","45.694343","-120.626478","","http://en.wikipedia.org/wiki/Biglow_Canyon_Wind_Farm"]
[1699,"Burley Butte (NWPPCID 1699->1958)","42.4644","-113.895","",""]
[1701,"Cascade","44.526998","-116.043331","",""]
[1706,"Chester Diversion 1-3","44.018333","-111.583611","",""]
[1711,"Cle Elum","47.282","-121.1075","","http://www.usbr.gov/projects/Facility.jsp?fac_Name=Cle%20Elum%20Dam"]
[1716,"Columbia Ridge Landfill","45.616193","-120.243065","","http://www.wmnorthwest.com/landfill/landfillcities/columbia.html"]
[1719,"Combine Hills II","45.942","-118.498","","http://www.transmission.bpa.gov/PlanProj/Wind/default.cfm?page=combine"]
[1731,"Diamond Willow Expansion","46.262505","-104.254582","","http://en.openei.org/wiki/Diamond_Willow_Wind_(07)_Wind_Farm"]
[1732,"Dorena Lake Dam","43.771094","-122.92963","",""]
[1736,"Esquatzel Power","46.365","-119.088","9/11/19 es - not certain of location",""]
[1748,"Glacier Wind Energy II","48.52328","-112.11155","","http://www.naturener.net/glacierwind2"]
[1751,"Golden Valley (Idaho Wind)","42.379924","-113.876892","","http://www.exergydevelopment.com/projects/sites/golden-valley"]
[1754,"Goshen North (Goshen II)","43.482495","-111.850616","","http://en.openei.org/wiki/Goshen_North_Wind_Project"]
[1763,"Harvest Wind","45.778","-120.235","from rnp.org","http://www.res-americas.com/en/portfolio/wind/constructed/harvest-wind.aspx"]
[1767,"Highwood Generating Station","47.560944","-111.057581","","http://www.smegt.net/project-information/"]
[1771,"Hot Springs (Mountain Home)","42.95","-115.63","from rnp.org","https://www.rockymountainpower.net/env/bsre/bses/hswf.html"]
[1776,"Kittitas Valley Wind (Sagebrush)","47.151","-120.676","from rnp.org",""]
[1778,"Langley Gulch","43.904282","-116.820559","","https://www.idahopower.com/aboutus/energysources/gas/gas.cfm"]
[1780,"Leaning Juniper IIa","45.68","-120.20","","https://www.pacificpower.net/env/bsre/bses/ljii.html"]
[1782,"Little Wood River Ranch II","42.953","-114.589","",""]
[1784,"Lower Snake River (Dutch Flat & Kuhl Ridge)","","","",""]
[1786,"Lower Turnbull Drop","47.621426","-112.067460","90% certain, from this desc (4mi W of Fairfield, MT) http://www.fairfieldsuntimes.com/articles/2010/07/20/news/doc4c4620de501a2125074903.txt",""]
[1791,"Martinsdale Colony","","","",""]
[1792,"Martinsdale South","","","",""]
[1797,"Dave Gates Generating Station (Mill Creek)","46.10163","-112.8728","","http://www.northwesternenergy.com/documents/millcreek/DGGS.pdf"]
[1798,"Milner Dam (Idaho Wind)","42.495962","-114.021106","","http://www.exergydevelopment.com/projects/sites/milner-dam"]
[1799,"Mo Wind Farm","","","",""]
[1801,"Neal Hot Springs","44.023055","-117.46","","http://www.usgeothermal.com/NealHotSpringProject.aspx"]
[1804,"Nelson Creek (Wind)","","","",""]
[1806,"Nine Canyon Phase II","","","",""]
[1807,"Nine Canyon Phase III","","","",""]
[1811,"OIT Geo-Heat Ph II","42.2562","-121.7859","","http://www.oit.edu/orec/geo-heat-center"]
[1813,"Oregon Trail (Idaho Wind)","45.62659","-120.609857","","http://www.exergydevelopment.com/projects/sites/oregon-trail"]
[1815,"Pilgrim Stage Station (Idaho Wind)","42.741336","-114.865865","","http://www.exergydevelopment.com/projects/sites/pilgrim-stage-station"]
[1821,"Rainbow 9 (Redevelopment)","47.539","-111.194","","http://www.northwesternenergy.com/our-company/hydroelectric-facilities"]
[1826,"Salmon Falls","","","",""]
[1829,"Sheep Valley Ranch","","","",""]
[1830,"Shepherds Flat North (North Hurlburt)","45.741139","-120.078","","http://en.wikipedia.org/wiki/Shepherds_Flat_Wind_Farm"]
[1846,"Thousand Springs (Idaho Wind)","42.7452","-114.828","","http://www.exergydevelopment.com/projects/sites/thousand-springs"]
[1847,"Three-mile Canyon Wind","45.748281","-119.937265","4/27 loc accurate? (farm location)",""]
[1848,"Townsend","","","","http://www.greenhunterenergy.com/Projects/projects_wind.html"]
[1849,"Tuana Gulch (Idaho Wind)","42.842309","-114.956863","","https://www.pacificpower.net/env/bsre/bses/tgwp.html"]
[1852,"Umatilla Generating Project 1 & 2","45.8045","-119.376772","",""]
[1853,"Upper Turnbull Drop","47.601778","-112.141483","4/27 loc accurate? (said Spring Valley Canal, Teton Co MT)",""]
[1855,"Vantage Wind Project","46.896","-120.1215","4/27 loc accurate?","http://www.invenergyllc.com/ProjectsbyCountry/UnitedStates/Vantage.aspx"]
[1856,"Wallula","46.120967","-118.895516","",""]
[1861,"West Cascades Energy Facility (CC Block)","44.168807","-123.074590","4/27 loc accurate?",""]
[1862,"West Cascades Energy Facility (SC Block)","44.168807","-123.074590","4/27 loc accurate?",""]
[1866,"Windy Flats (Windy Point/Windy Flats IIA)","45.690987","-120.86504","4/27 loc accurate?","http://en.wikipedia.org/wiki/Windy_Point/Windy_Flats"]
[1868,"Youngs Creek","47.798594","-121.82231","4/27 emailed for lat/long","http://www.snopud.com/PowerSupply/hydro/ycp.ashx?p=1199"]
[1871,"Tuana Springs (Cassia Gulch Expansion)","42.162371","-112.380623","3/9/11 location 4.3mi W of Malad Substation, ID","https://www.pacificpower.net/env/bsre/bses/ts.html"]
[1874,"Double A Dairy","42.688182","-114.616723","","http://www.andgar.com/specialty-general-contracting-digester-projects-in-progress-double-a-dairy.php"]
[1875,"Qualco","49.339","-117.765","","http://www.columbiapower.org/projects/arrowlakesstation.asp"]
[1877,"Shepherds Flat Central (South Hurlburt)","45.741139","-120.078","","http://en.wikipedia.org/wiki/Shepherds_Flat_Wind_Farm"]
[1878,"Shepherds Flat South (Horseshoe Bend)","45.741139","-120.078","","http://en.wikipedia.org/wiki/Shepherds_Flat_Wind_Farm"]
[1879,"Juniper Ridge","44.058","-121.315","","http://www.deschutesriver.org/what-we-do/drc-projects/juniper-ridge-piping/"]
[1880,"Flathead County Landfill","48.12031","-114.25804","","http://flathead.mt.gov/waste/"]
[1881,"Star Point","45.472471","-120.526128","","http://www.virtualmuseum.ca/Exhibitions/Hydro/en/dams/index.php?action=kootenaycanal"]
[1882,"Linden Ranch","45.725224","-120.768782","fairly close placement","http://www.scppa.org/pages/projects/linden.html"]
[1883,"Stahlbush Island Farms","44.53991","-123.23482","","http://www.stahlbush.com/sustainable-farming/energy/"]
[1885,"Camp Reed (Idaho Wind)","42.816","-115.058","","https://www.pacificpower.net/env/bsre/bses/crwp.html"]
[1886,"Payne's Ferry (Idaho Wind)","42.707954","-114.8902","","http://www.exergydevelopment.com/projects/sites/payne-s-ferry"]
[1887,"Yahoo Creek (Idaho Wind)","42.74398","-114.92946","","http://www.exergydevelopment.com/projects/sites/yahoo-creek"]
[1888,"Cassia Gulch","42.162371","-112.380623","3/9/11 location 4.3mi W of Malad Substation, ID",""]
[1891,"Rim Rock 1","48.633333","-111.95","","http://www.naturener.net/rimrock"]
[1892,"Carty Generating Station","45.6964","-119.808","","http://www.portlandgeneral.com/our_company/energy_strategy/proposed/carty_station.aspx"]
[1895,"Georgia-Pacific (Toledo)","44.605949","-123.93797","",""]
[1897,"Culbertson Generating Station","48.214332","-104.398117","","http://www.basinelectric.com/Electricity/Generation/Culbertson_Generation_Station/index.html"]
[1900,"Lower Snake River Phase I","46.519784","-117.832064","","http://pse.com/inyourcommunity/sewashington/Pages/Lower-Snake-River.aspx"]
[1901,"Big Horn II","45.840524","-120.326519","","http://www.facebook.com/pages/Big-Horn-Wind-Farm/136744476362272"]
[1902,"Cassia","42.86232","-115.026510","","http://www.exeloncorp.com/PowerPlants/exelonwind-idaho/Pages/profile.aspx"]
[1904,"Miller Ranch (Northwest Wind)","","","",""]
[1905,"Leaning Juniper IIb","45.68","-120.20","","https://www.pacificpower.net/env/bsre/bses/ljii.html"]
[1906,"Montague Wind Facility Ph I","45.5857","-120.0904","",""]
[1907,"Outback Solar I","43.236944","-120.49","","http://obsidianrenewables.com/projects_outback.asp"]
[1913,"Nippon Paper Industries (Port Angeles Mill Cogen Facility, McKinley Paper Co. - Washington Mill)","48.1355","-123.465","","http://www.npiusa.com/co-gen/cogen-project-summary/"]
[1915,"Finley Buttes Regional Landfill","45.674376","-119.62096","","http://finleybutteslandfill.com/"]
[1916,"Riverbend Landfill","45.161249","-123.252072","","http://riverbendlandfill.wm.com/green-energy/index.jsp"]
[1917,"Coastal Energy","46.793272","-124.065341","","http://en.openei.org/wiki/Coastal_Energy_(CCAP)"]
[1918,"ConocoPhillips (Billings)","45.7769","-108.4911","",""]
[1919,"Vansycle Wind Energy Center II","45.914681","-118.58903","","http://en.wikipedia.org/wiki/Vansycle_Wind_Project"]
[1922,"Fighting Creek","47.706563","-116.807166","","http://www.kcgov.us/departments/solidwaste/fc.asp"]
[1932,"Boise City Solar (ID Solar 1)","43.386694","-116.334094","",""]
[1933,"Rock Creek Dairy","42.593606","-114.594846","",""]
[1935,"Double B Dairy","42.409","-114.137","",""]
[1936,"Farm Power Lynden","48.946","-122.553","","http://www.andgar.com/specialty-general-contracting-digester-projects-farm-power-lynden.php"]
[1937,"Bettencourt B6 Dairy (Cargill)","42.717204","-114.616717","","http://www.epa.gov/agstar/projects/profiles/bettencourtdairyb6farm.html"]
[1944,"Lakeview Cogeneration","42.2","-120.356","",""]
[1945,"Farm Power Tillamook (POTB Digester)","45.434020","-123.803327","","http://www.farmpower.com/"]
[1947,"Flint Creek Hydro","46.2133","-113.281","",""]
[1952,"Palouse","47.1572222","-117.3325","","http://www.firstwind.com/projects/palouse-wind"]
[1953,"PaTu","45.603734","-120.618621","","http://en.openei.org/wiki/PaTu_Wind_Farm"]
[1954,"Juniper Canyon I","45.8956","-120.168","","http://efw.bpa.gov/environmental_services/Document_Library/Juniper_Canyon_Wind/"]
[1960,"OREG 2 CS3","48.2142","-104.3975","",""]
[1961,"Yamhill Solar Project","45.108889","-123.278611","","http://www.edf-re.com/projects/detail/yamhill_solar_project/"]
[1962,"Rockland","","","",""]
[1965,"Power County Wind Park North","42.733","-112.75","",""]
[1966,"Power County Wind Park South","42.7","-112.75","",""]
[1969,"Horse Butte","43.492","-111.789","","http://www.rnp.org/node/horse-butte-wind"]
[1970,"Rockland","42.6799","-112.914837","","http://www.atlanticpower.com/assets/existing-projects/rockland-wind.aspx"]
[1972,"Spion Kop","47.279","-110.622","","http://www.compassenergies.com/portfolio/spion-kop/"]
[1975,"Port Westward 2","46.174","-123.178","","http://www.portlandgeneral.com/our_company/energy_strategy/proposed/port_westward.aspx"]
[1976,"Neal Hot Springs","44.023","-117.468","",""]
[1977,"Sawtooth","44.172","-114.936","","http://www.powerworks.com/ProjectDetails.aspx?p=15"]
[1980,"Big Top (Echo Wind Farm)","45.724","-119.436","",""]
[1981,"Butter Creek (Echo Wind Farm)","45.724","-119.436","",""]
[1982,"Four Corners (Echo Wind Farm)","45.724","-119.436","","http://www.rnp.org/node/echo-windfarms-1-9"]
[1983,"Four Mile Canyon (Echo Wind Farm)","45.724","-119.436","","http://www.rnp.org/node/echo-windfarms-1-9"]
[1984,"Oregon Trail (Echo Wind Farm)","42.927683","-114.919252","","http://en.openei.org/wiki/Oregon_Trail_Wind_Park"]
[1985,"Pacific Canyon (Echo Wind Farm)","45.724","-119.436","","http://www.rnp.org/node/echo-windfarms-1-9"]
[1986,"Sand Ranch (Echo Wind Farm)","45.724","-119.436","","http://www.rnp.org/node/echo-windfarms-1-9"]
[1987,"Wagon Trail (Echo Wind Farm)","45.724","-119.436","","http://www.rnp.org/node/echo-windfarms-1-9"]
[1988,"Ward Butte (Echo Wind Farm)","45.724","-119.436","","http://www.rnp.org/node/echo-windfarms-1-9"]
[1989,"Baker River (Lower) Unit 4","48.544","-121.741","","http://www.pse.com/energyEnvironment/energysupply/Pages/EnergySupply_ElectricityHydro.aspx"]
[1991,"Seneca Saw Mill","44.11554","-123.17886","","http://senecasawmill.com/seneca-sustainable-energy/biomass/"]
[1992,"Chopin Wind Project","45.891814","-118.4719197","","http://us.baywa-re.com/en/references/wind-projects/"]
[1993,"Biotech/Life Sciences Building Generator 836","46.7331","-117.1583","",""]
[1994,"Burley Butte (Idaho Wind)","42.4644","-113.895","","http://www.exergydevelopment.com/projects/sites/burley-butte"]
[1995,"Salmon Falls (Idaho Wind)","42.76","-114.9","","http://www.exergydevelopment.com/projects/sites/salmon-falls"]
[1997,"High Mesa Wind","42.88797667","-115.0169849","","http://en.openei.org/wiki/High_Mesa"]
[1999,"Fargo Drop","43.6245","-116.89","",""]
[2004,"Cushman 2 (4-5)","47.37","-123.159","","http://www.ci.tacoma.wa.us/power/parksandpower/hydro_power/cushman_hydro_project.htm"]
[2005,"H.W. Hill Expansion (Roosevelt Biogas) 6 - 8","45.81","-120.182","","http://www.klickpud.com/power/lfgtour.asp"]
[2009,"Bellevue Solar","45.112421","-123.234399","","http://www.edf-re.com/projects/detail/bellevue_solar_project/"]
[2010,"Stoltze Lumber Biomass Project (Halfmoon Hill)","48.3877","-114.2409","",""]
[2012,"Black Cap Solar Project","42.171","-120.361","","http://www.pacificorp.com/blackcap"]
[2014,"Lime Wind","44.406667","-117.310278","","http://en.openei.org/wiki/Lime_Wind"]
[2015,"Gordon Butte Wind Farm","46.41040464","-110.3341484","","http://en.openei.org/wiki/Gordon_Butte"]
[2017,"Campbell Hill (Three Buttes)","42.9989","-106.02136","","http://en.openei.org/wiki/Campbell_Hill_Wind_Farm"]
[2018,"Chevron Casper Wind Farm","43.01578","-105.993723","","http://www.chevron.com/news/currentissues/casperwind/"]
[2019,"Dunlap I","42.013591","-106.21419","","http://en.openei.org/wiki/Dunlap_Wind_Energy_Project"]
[2020,"Glenrock I","42.86","105.86","","http://www.thewindpower.net/windfarm_en_4008_glenrock-i.php"]
[2021,"Glenrock III","42.86","105.86","","http://www.thewindpower.net/windfarm_en_6684_glenrock-iii.php"]
[2022,"High Plains","41.665943","-106.043487","","http://en.openei.org/wiki/High_Plains_Wind_Farm"]
[2023,"McFadden Ridge I","41.7244","-105.9906","","http://www.pacificorp.com/content/dam/pacificorp/doc/Energy_Sources/EnergyGeneration_FactSheets/RMP_GFS_McFadden_Ridge.pdf"]
[2024,"Mountain Wind Power I","41.275629","-110.539488","","http://en.openei.org/wiki/Mountain_Wind_I_Wind_Farm"]
[2025,"Mountain Wind Power II","41.275629","-110.539488","","http://www.rnp.org/node/mountain-wind-ii"]
[2026,"Seven Mile Hill (I & II)","41.965806","-106.411691","","http://www.pacificorp.com/content/dam/pacificorp/doc/Energy_Sources/EnergyGeneration_FactSheets/RMP_GFS_Seven_Mile_Hill.pdf"]
[2027,"Top of the World","42.914132","-105.691223","","http://en.openei.org/wiki/Top_of_the_World_(Siemens)"]
[2028,"Cutler 1-2","41.836667","-112.0475","",""]
[2029,"Blundell II","38.486","-112.852","","http://www.pacificorp.com/es/re/blundell.html"]
[2037,"Rainier Biogas (Enumclaw)","47.212","-122.0638","",""]
[2038,"Farm Power Misty Meadow","45.4588","-123.8368","","http://www.andgar.com/specialty-general-contracting-digester-projects-farm-power-misty-meadow.php"]
[2039,"Columbia Ridge Landfill Expansion","45.616193","-120.243065","","http://www.wmnorthwest.com/landfill/landfillcities/columbia.html"]
[2044,"Cold Springs (Mountain Air Wind Park)","43.026","-115.395","","http://www.rnp.org/node/mtn-air-cold-springs-windfarm"]
[2045,"Desert Meadow (Mountain Air Wind Park)","43.062","-115.451","","http://www.rnp.org/node/mtn-air-desert-meadow-windfarm"]
[2046,"Hammett Hill (Mountain Air Wind Park)","43.009","-115.451","","http://www.rnp.org/node/mtn-air-hammett-hill-windfarm"]
[2047,"Mainline (Mountain Air Wind Park)","43.043","-115.417","","http://www.terna-energy.com/activities/?EntryId=8d6196be-cbf6-416e-a551-d771aaa4cb95&catid=67e8558e-78c1-44cc-9d53-56994d9e6f7e&countryId=90d7e946-ff8d-4785-988e-810cef3c59b4"]
[2048,"Ryegrass (Mountain Air Wind Park)","43.033","-115.441","","http://www.terna-energy.com/activities/?EntryId=8d6196be-cbf6-416e-a551-d771aaa4cb95&catid=67e8558e-78c1-44cc-9d53-56994d9e6f7e&countryId=90d7e946-ff8d-4785-988e-810cef3c59b4"]
[2049,"Two Ponds (Mountain Air Wind Park)","43.011","-115.486","","http://www.terna-energy.com/activities/?EntryId=8d6196be-cbf6-416e-a551-d771aaa4cb95&catid=67e8558e-78c1-44cc-9d53-56994d9e6f7e&countryId=90d7e946-ff8d-4785-988e-810cef3c59b4"]
[2050,"Pioneer Wind I (Wasatch Wind)","42.728198","-105.866765","",""]
[2051,"Pioneer Wind II (Wasatch Wind)","42.728198","-105.866765","",""]
[2052,"Rolling Hills","43.055248","-105.827791","","http://www.pacificorp.com/content/dam/pacificorp/doc/Energy_Sources/EnergyGeneration_FactSheets/RMP_GFS_Rolling_Hills.pdf"]
[2053,"Two Dot Wind Farm","46.434769","-110.072108","","http://www.njrcleanenergyventures.com/wind/projects.asp"]
[2063,"Grand View Solar Two","43.025","-116.016","",""]
[2064,"Wheatridge Wind Facility",45.557650000000002,-119.6173]
[2070,"Cargill Kettle Butte Bio Factory","43.630127","-112.28169","",""]
[2071,"Felt Hydroelectric Plant","43.909653","-111.285421","",""]
[2074,"Musselshell Wind 1","46.401","-109.554","","http://www.goldwindamerica.com/project_profiles/musselshell/"]
[2075,"Musselshell Wind 2","46.407","-109.478","","http://www.goldwindamerica.com/project_profiles/musselshell/"]
[2076,"Swauk Valley Ranch Wind","47.14163","-120.754376","","http://en.openei.org/wiki/Swauk_Valley"]
[2080,"Benson Creek Wind (Huntington Wind)","44.366944","-117.343889","",""]
[2081,"Durbin Creek (Huntington Wind)","44.353056","-117.323056","",""]
[2083,"Tucannon River Wind Farm","46.443839","-118.069289","","http://www.portlandgeneral.com/our_company/energy_strategy/proposed/tucannon_river/default.aspx"]
[2084,"Biofuels Washington Renewable Energy Facility","46.975556","-122.290556","","http://www.tpchd.org/environment/waste-management/lri-landfill/biofuels/"]
[2087,"Baldock Solar Highway Project","45.269","-122.771","","http://live.deckmonitoring.com/?id=baldock_solar_highway"]
[2088,"Meadow Creek","43.541","-111.789","","http://www.atlanticpower.com/assets/existing-projects/meadow-creek.aspx"]
[2090,"Threemile Digester","45.71","-119.90111","",""]
[2092,"Bannock County LFG to Energy 1","42.782","-112.375","","http://www.bannockcountylandfill.us/gas-to-energy.html"]
[2095,"45-Mile Hydroelectric Project","44.528056","-121.152778","",""]
[2096,"Head of U Canal","42.7628","-114.3903","","http://magicvalley.com/business/agriculture/north-side-canal-co-touts-new-hydroelectric-plant/article_b18438c8-8dd0-5798-938e-23d985712ca5.html"]
[2100,"C-Drop Hydro","42.165833","-121.685","",""]
[2101,"American Falls Solar","42.826959","-112.743943","",""]
[2102,"American Falls Solar II","42.826959","-112.743943","",""]
[2103,"Murphy Flat Power Project","43.213125","-116.4347","",""]
[2104,"Orchard Ranch Solar","43.332139","-116.0297","",""]
[2105,"Simcoe Solar","43.28308","-115.9437","",""]
[2106,"Paisley Geothermal","42.695618","-120.557711","","http://www.surprisevalleyelectric.org/content/paisley-geothermal-project"]
[2111,"Mountain Home Solar (Mt. Home Solar I)","43.129872","-115.736364","",""]
[2112,"Pocatello Solar 1","42.920722","-112.594519","",""]
[2113,"Greenfield Wind Farm","47.711845","-111.900298","","http://windata-inc.com/category/wind-projects/greenfield-wind/"]
[2114,"Grove Solar Center","43.935","-117.383889","",""]
[2115,"Hyline Solar Center","44.152","-116.987","",""]
[2116,"Open Range Solar Center","43.797","-117.061","",""]
[2117,"Railroad Solar Center","43.999","-117.102","",""]
[2118,"Thunderegg Solar Center","43.935","-116.987","",""]
[2119,"Vale Air Solar Center","43.963","-117.258","",""]
[2120,"IDE 1 LLC","42.423","-114.225","",""]
[2121,"IDE 2 LLC","42.756","-114.613","",""]
[2122,"IDE 3 LLC","42.866","-114.792","",""]
[2123,"IDE 4 LLC","42.6825","-114.628","",""]
[2124,"Big Timber Wind Energy (Greycliff Wind)","45.855428","-109.649167","",""]
[2125,"Metro West Point Treatment Plant 4 - 5","47.662348","-122.427906","","http://www.kingcounty.gov/environment/wastewater/ResourceRecovery/Energy/Renewable/cogen.aspx"]
[2127,"Hancock Creek","47.5722","-121.6897","","http://www.snopud.com/PowerSupply/hydro/calliganhancock.ashx?p=1913"]
[2128,"Calligan Creek","47.6008","-121.68861","","http://www.snopud.com/PowerSupply/hydro/calliganhancock.ashx?p=1913"]
[2130,"Old Mill Solar Project","42.4065","-121.044089","","https://www.pacificpower.net/about/nr/nr2015/bly-oregon-solar-facility.html"]
[2131,"Fairfield Wind Farm","47.714456","-111.956574","",""]
[2134,"Chiloquin Solar","42.596","-121.857","","http://www.saturnpower.com/content/oregon-chiloquin-99-mw-ac"]
[2135,"Deschutes Solar (Tumbleweed)","44.186","-121.234","","http://www.saturnpower.com/content/oregon-deschutes-99-mw-ac"]
[2139,"Steel Bridge Solar Farm","45.067784","-123.470945","","http://www.oneenergyrenewables.com/projects/featured-projects/steel-bridge-solar"]
[2140,"Ewauna Solar Farm I (Blue Basin Solar)","42.179","-121.759","","http://www.oneenergyrenewables.com/projects/featured-projects/ewauna-i-ii"]
[2141,"Ewauna Solar Farm II (Blue Basin Solar, Klamath Falls Solar 2)","42.181081","-121.763111","","http://www.oneenergyrenewables.com/projects/featured-projects/ewauna-i-ii"]
[2153,"Milner Butte Landfill Project","42.46531","-114.004","",""]
[2156,"Horn Rapids Solar and Storage Training Center",46.35772,-119.31949]
[2159,"Adams Solar Center","44.677103","-121.122461","",""]
[2160,"Agate Bay Solar (OR Solar 2)",42.52,-122.82001,null,""]
[2161,"Bear Creek Solar Center","44.060814","-121.237203","",""]
[2162,"Black Cap Solar II (PSEG Lake County Solar Energy Center)","42.175","-120.3598","",""]
[2163,"Bly Solar Center","42.379312","-121.018481","","http://www.swinertonrenewable.com/projects/bly"]
[2165,"Dairy Solar Project (OR Solar 8)","42.238704","-121.586062","",""]
[2167,"Eagle Point Solar (Norwest 7)","42.40065","-122.829153","",""]
[2168,"Elbe Solar Center","44.617995","-121.205084","",""]
[2170,"Green Meadow Solar","46.694488","-112.063623","",""]
[2173,"Lakeview Solar Project (OR Solar 6)","42.211687","-120.368948","","https://www.origisenergy.com/projects/oregon-1-8/"]
[2174,"Merrill Solar Project (OR Solar 5)","42.173162","-121.693855","","https://www.origisenergy.com/projects/oregon-1-8/"]
[2176,"Neff Solar (Norwest 2)","44.06803","-121.22838","",""]
[2177,"Collier Solar","44.0607","-121.2278","",""]
[2178,"Pendleton Solar (Norwest 9)",45.680039999999998,-118.85405,null,""]
[2181,"Turkey Hill (OR Solar 3)","42.02236","-121.418873","","https://www.origisenergy.com/projects/oregon-1-8/"]
[2182,"Woodline Solar","42.235625","-121.58004","","https://pgrenewables.com/portfolio-item/woodline/"]
[2183,"Central Energy Cogen Plant (Brigham Young Univ)","43.8181","-111.7828","","http://big-d.com/projects/byu-idaho-central-energy-facility/"]
[2184,"Moyer-Tolles Solar Station","45.912","-119.277","","https://www.umatillaelectric.com/uecs-solar-station-producing-1-megawatt-power-march-31-2016/"]
[2185,"Jett Creek (Huntington Wind)","44.425","-117.273889","",""]
[2186,"Prospector (Huntington Wind)","44.418056","-117.255","",""]
[2187,"Willow Spring (Huntington Wind)","44.381944","-117.273056","",""]
[2191,"Skookumchuck Wind",46.74794,-122.65534]
[2192,"Orchard Windfarm 1",45.699390000000001,-119.43655]
[2193,"Orchard Windfarm 2",45.664940000000001,-119.57845]
[2194,"Orchard Windfarm 3",45.542000000000002,-119.48699999999999]
[2195,"Orchard Windfarm 4",45.636600000000001,-119.53993]
[2210,"Bonanza Solar (Norwest 4)","42.201881","-121.355799","",""]
[2212,"Durham Advanced Wastewater Treatment Plant","45.403787","-122.764526","","https://www.cleanwaterservices.org/media/1225/durham-at-a-glance.pdf"]
[2216,"Oregon Convention Center Solar Project","45.5281","-122.663","","https://www.oregoncc.org/about/sustainability"]
[2218,"North Gooding Main Hydro Project","42.8336","-114.2683","",""]
[2220,"Gala Solar (Solar Star Oregon II)","44.1843","-120.918","",""]
[2221,"Prineville Solar Energy Project (Facebook)",44.274549999999998,-120.87687]
[2226,"Black Eagle Solar","47.547466","-111.253974","",""]
[2229,"Camas Solar Project",46.957000000000001,-120.5]
[2231,"Fumaria Project (Columbia Solar)",47.061,-120.584]
[2239,"River Bend Solar","45.703779","-109.565219","",""]
[2240,"University of Washington - IC","47.6539","-122.3036","",""]
[2241,"University of Washington West Campus Utility Plant","47.653","-122.313","",""]
[2243,"Turner Energy Storage Project","46.751832","-117.161386","",""]
[2244,"Salem Smart Power Center","44.922","-123.0183","","https://www.portlandgeneral.com/our-company/energy-strategy/smart-grid/salem-smart-power-center"]
[2245,"MESA 1","47.936194","-122.246917","","http://www.snopud.com/PowerSupply/energystorage/projects.ashx?p=2800"]
[2246,"MESA 2","47.972667","-122.198694","","http://www.snopud.com/PowerSupply/energystorage/projects.ashx?p=2800"]
[2247,"Glacier Battery Storage","48.88804","-121.9462","","https://pse.com/inyourcommunity/pse-projects/system-improvements/Pages/Glacier-battery-storage-project.aspx"]
[2248,"Oregon University System OIT Klamath Falls","42.254167","-121.785","",""]
[2249,"Oregon University System Rabbit Field","44.573484","-123.31695","",""]
[2250,"South Mills Solar 1","45.729122","-107.635302","",""]
[2251,"Great Divide Solar","46.805739","-112.249048","",""]
[2252,"Magpie Solar","46.291439","-108.937935","",""]
[2254,"Stillwater Wind (Vivaldi)","45.86584","-109.476647","",""]
[2256,"Wy'East Solar Project","45.5846","-120.59999","",""]
[2261,"Mill Creek (SP Solar 5)","45.8","-119.4","",""]
[2262,"Timothy Lake Powerhouse","45.1140078","-121.8061885","",""]
[2263,"Lake Harriet Dam (Crack-in-the-Ground Powerhouse)","45.076","-121.973","",""]
[2265,"Baker City Solar Center",44.702419999999996,-117.76348,null,""]
[2266,"Brush Solar Center",44.4664,-118.20569,null,""]
[2267,"Morgan Solar Center",43.95138,-117.07347799999999,null,""]
[2268,"Vale I Solar",44.161580000000001,-117.44074999999999,null,"https://pgrenewables.com/portfolio-item/valley-creek-2/"]
[2271,"South Peak Wind",47.218240000000002,-110.53794000000001,null,""]
[2272,"Adams-Neilson Solar Farm","46.983415","-118.61464","named corrected (9/11/19 es)",""]
[2274,"Millican Solar (Facebook)",44.29007,-120.88172]
[2275,"Valley Creek (SP Solar 8)","45.033331","-123.093931","",""]
[2276,"Ballston Solar","45.07688889","-123.39472222","",""]
[2277,"Boring Solar","45.430825","-122.28444444","",""]
[2278,"Colton (SP Solar 6)","45.169808","-122.472036","",""]
[2279,"Dayton Cutoff (SP Solar 7)","45.169638","-123.136327","","https://www.energytrust.org/success-stories/jc-biomethane-junction-city/"]
[2280,"Grand Ronde Solar (Norwest 14)","45.055","-123.6","not very accurate (9/10/19 es)",""]
[2281,"Interstate (SP Solar 1)","45.1297","122.89972222","",""]
[2282,"JC-Biomethane","44.1805744","-123.2040954","",""]
[2283,"Roseburg Landfill-to-Gas","44.3476663","-124.1478101","",""]
[2284,"Sheep Solar","44.8280583","-122.9499859","",""]
[2285,"Silverton Solar","45.012058","-122.8079844","",""]
[2286,"Cove Mountain Solar 1",37.565689999999996,-113.73394999999999]
[2290,"Labish Solar Project","45.0235","-122.993472","",""]
[2291,"Clif Bar Bakery of Twin Falls Solar Project","42.53913","-114.41131","",""]
[2292,"Ontario Solar Center",44.113300000000002,-117.02772,null,"http://www.obsidianrenewables.com/garrett-solar.html"]
[2295,"Bannock County LFG to Energy 2","42.787778","-112.3656",""]
[2297,"Airport Solar Project",42.170175999999998,-120.4023]
[2298,"Garrett Solar (Lakeview Airport 10 Solar)",42.16,-120.4,null,"http://www.obsidianrenewables.com/garrett-solar.html"]
[2299,"Rattlesnake Flat",46.899679999999996,-118.42335]
[2301,"Kale Patch Solar Project",45.083472,-122.904528]
[2302,"Rafael Solar",44.859721999999998,-120.00833299999999]
[2303,"Starvation Solar",43.502220000000001,-119.1485]
[2306,"Duus Solar",45.318361000000003,-122.330856]
[2307,"Firwood Solar",45.377228000000002,-122.229811]
[2308,"Pavant",39.1492,-112.35030999999999]
[2309,"Pavant II",39.159199999999998,-112.35303999999999]
[2310,"Enterprise Solar",37.640999999999998,-113.613]
[2319,"Cedar Springs I",42.955559999999998,-105.29564999999999]
[2320,"Cedar Springs II",42.964530000000003,-105.36369000000001]
[2321,"Cedar Springs III",43.075719999999997,-105.58172999999999]
[2322,"Ekola Flats",41.918190000000003,-106.28964999999999]
[2323,"TB Flats",42.021889999999999,-106.10142]
[2325,"Pika Solar",45.08634,-122.77296]
[2326,"Minke Solar",45.171950000000002,-122.62335]
[2327,"Bighorn Solar",44.965699999999998,-122.95423]
[2328,"Brush Creek Solar",44.984999999999999,-122.81283999999999]
[2329,"Drift Creek Solar",44.970199999999998,-122.80668]
[2330,"Case Creek Solar",45.171999999999997,-122.91200000000001]
[2331,"O'Neil Creek Solar",45.472000000000001,-123.129]
[2332,"Tickle Creek Solar",45.375,-122.265]
[2333,"Thomas Creek Solar",45.131407000000003,-122.6195]
[2334,"St Louis Solar",45.11994,-122.9361]
[2335,"Fort Rock Solar I",43.320081000000002,-121.0035]
[2336,"Suntex Solar",43.561489999999999,-119.6862]
[2337,"Rock Garden Solar",43.396909999999998,-120.93040000000001]
[2338,"Alkali Solar",43.319420000000001,-121.0035]
[2339,"West Hines Solar I",43.502589999999998,-119.14709999999999]
[2340,"Riley Solar",43.555900000000001,-119.68519999999999]
[2341,"Fort Rock Solar IV",43.389879999999998,-120.95610000000001]
[2342,"Butler Solar",45.101804000000001,-123.41010199999999]
[2343,"Dunn Road Solar",45.430999999999997,-122.286]
[2363,"Bristol Solar",45.145000000000003,-122.78700000000001]
[2364,"Milford Solar",45.56,-123.072]
[2366,"Day Hill Solar Project",45.268659999999997,-122.32940000000001]
[2367,"DB Bull Run Facility (Sulus Solar 29)",45.457560000000001,-122.29013999999999]
[2368,"DF West Eagle Creek Facility (Sulus 17)",45.34825,-122.42941]
[2369,"Greenpark Solar Project",44.877009999999999,-122.93577999999999]
[2370,"KT Molalla Facility (Sulus 35)",45.140560000000001,-122.64969000000001]
[2371,"Mount Hope Solar Project",45.127890000000001,-122.6134]
[2372,"Palmer Creek Solar",45.185139999999997,-123.10184]
[2373,"PG West Sheridan Facility (Sulus 33)",45.078400000000002,-123.40218]
[2374,"SSD Clackamas 1 Solar Power Plant",45.42,-122.333]
[2375,"SSD Clackamas 4 Solar Plant",45.102080000000001,-122.66209000000001]
[2376,"SSD Clackamas 7 Solar Project",45.18253,-122.5908]
[2377,"SSD Marion 1 Solar Project",45.137,-122.91500000000001]
[2378,"SSD Marion 3 Solar Plant (Thor Solar 1 CEI)",44.984999999999999,-122.938]
[2379,"SSD Marion 5 Solar Project",45.113999999999997,-122.794]
[2380,"SSD Marion 6 Solar Plant (Thor Solar 1 CEI)",45.253999999999998,-122.806]
[2381,"Sulus Solar 22",44.974899999999998,-122.77625]
[2382,"Sulus Solar 25",45.272829999999999,-122.82316]
[2383,"Sulus Solar28 Project",45.102820000000001,-123.51546999999999]
[2384,"Williams Acres Solar Project",45.137390000000003,-122.80251]

{"sheet":"Projects","index":3,"n_rows":1045,"n_cols":83,"rows_kept":1045,"cut":false,"hidden":false,"merged":[[5,77,5,80]]}
["Home"]
["Northwest Power and Conservation Council",null,null,null,null,null,null,{"$f":"\"Auto documentation feature is \"&IF(AutoDocOn,\"on\",\"off\")","v":"Auto documentation feature is on"}]
["POWER PLANTS IN THE PACIFIC NORTHWEST & SYSTEM PLANNING ASSUMPTIONS",null,null,null,null,null,null,true]
[null,null,null,null,{"$f":"MAX(BY9:BY8252)","v":"2021-09-09T10:22:55"},null,{"$f":"\"Next Project ID #= \"&NextID!B7","v":"Next Project ID #= 2385"}]
["Notes (dropdown) >>",null,null,null,null,null,null,null,null,1,null,null,null,null,null,null,null,null,null,null,null,null,null,null,1]
["PROJECT DATA",null,null,null,null,null,null,null,null,null,null,null,null,null,null,null,null,null,null,null,null,null,null,null,null,null,null,null,null,null,null,null,null,null,null,null,null,null,null,"2021 Plan","2021 Plan",null,null,null,null,null,null,null,null,null,null,null,null,null,null,null,null,null,null,null,null,null,null,null,null,null,null,null,null,null,null,null,null,null,null,null,null,"NPCC PLANNING ASSUMPTIONS"]
["Name","NWPCC Unit ID","EIA (ORIS) Plant Code","EIA Generator Unit ID","FERC Project ID","Technology","Primary Fuel","Alternate Fuel","Resource Type","Nameplate Capacity (MW)","EIA Nameplate Capacity (MW)","White Book Jan 1-hr Cap (MW)","2018 White Book Jan\n120-hr Cap (MW)","WECC Summer Capacity (MW)","WECC Winter Capacity (MW)","EIA Summer Capacity (MW)","EIA Winter Capacity (MW)","EIA Minimum Load (MW)","EIA Power Factor (%)","Average Energy (MWa)","Energy Storage MWh","Firm Hydro Energy (MWa)","Status","Service Month","Initial Service Year","Retirement/Idled Year","Site","County","State","Power Act Region (Y/N)","Basin","NERC Reliability Region","Owner","Owner Type","Electrical Load","Renewable Energy Credits *IN PROGRESS*","Wind Load","Upgrades/Repowering\n*IN PROGRESS*","PPA/QF Expiration Date","RPM\n% Rate Based to Region","RPM % Capability Available to Region","Capacity to Region (MW)","Energy to Region (MWa)","Thermal Host (Cogeneration)","Thermal Load (Cogeneration)","Gas Pipeline Interconnection","Main Grid Interconnection","PURPA Qualifying Facility","Wind Turbine Manufacturer and Model","Wind Turbine Hub Height (feet)","Wind Turbine Rotor Diameter (meters)","Wind Quality Class","Solar PV Tracking","Balancing Authority","2002 Energy (MWa)","2003 Energy (MWa)","2004 Energy (MWa)","2005 Energy (MWa)","2006 Energy (MWa)","2007 Energy (MWa)","2008 Energy (MWa)","2009 Energy (Mwa)","2010 Energy (Mwa)","2011 Energy (Mwa)","2012 Energy (Mwa)","2013 Energy (Mwa)","2014 Energy\n(Mwa)","2015 Energy\n(Mwa)","2016 Energy (Mwa)","2017 Energy (Mwa)","2018 Energy (Mwa)","2019 Energy (Mwa)","Notes","Latitude","Longitude","ProjectUrl","2020-11-06T08:56:20","Net Winter Capacity\n(MW)","Net Summer Capacity\n(MW)","Availability\n(%)","Capability\n (MWa)"]
["Namem","NWPCCID","EIAGC","EIA_UI","PID","TECH","PriFuel","AltFuel","RES","NCap","EIA_MW","BPAJanMW","White_Bk_120","WECC_SMW","WECC_WMW","EIA_SMW","EIA_WMW","EIA_MinLoad","EIA_PF","MWa","MWh_Storage","CMWa","CSTAT","SMO","SYEAR","RDATE","LOC","COUNTY","STATE","RCODE","Basin","NERC","ONAME","OTYPE","LOAD","REC","WindLoad","Repower","PPA_EXP","RPM_RATE","RPM_Cap","Cap_Reg","Energy_Reg","HOST","THRM_LOAD","Gas_Intercon","Elec_Intercon","QF_Status","Wnd_Turbine_Mfr","Wnd_Turbine_Hub","Wnd_Turbine_Rotor","Wnd_Class","Solar_PV_Track","BA","2002MWa","2003MWa","2004MWa","2005MWa","2006MWa","2007MWa","2008MWa","2009MWa","2010MWa","2011MWa","2012MWa","2013MWa","2014MWa","2015MWa","2016MWa","2017MWa","2018MWa","2019MWa","NOTES","Latitude","Longitude","ProjectUrl","2020-03-18T11:53:54","DefCFW","DefCFS","DefAvail","DefMWa"]
["18th Street (Springfield ICs, Springfield Gen Farm)",1000,null,null,null,"IC","NG",null,"Natural gas",9.5,null,0,null,null,null,null,null,null,null,null,null,null,"Retired",null,2001,"Unknown","Springfield","Lane","OR","Y","Columbia","WECC","Springfield Utility Board","Municipal","Retired",null,null,null,null,0,0,{"$f":"AN9*J9","v":0},{"$f":"IF(ISNUMBER(T9),T9,CC9)*AN9","v":0},null,null,null,null,null,null,null,null,null,null,"BPA",null,null,null,null,null,null,null,null,null,null,null,null,null,null,null,null,null,null,"(5) 1.9 MW spark-ignition Jennbacher units.",{"$f":"IF(ISNA(VLOOKUP($B9,lkpLatLong,3,FALSE)),\"\",VLOOKUP($B9,lkpLatLong,3,FALSE))","v":""},{"$f":"IF(ISNA(VLOOKUP($B9,lkpLatLong,4,FALSE)),\"\",VLOOKUP($B9,lkpLatLong,4,FALSE))","v":""},0,"2021-01-05T16:27:27",{"$f":"IF(OR(I9=\"Wind\",I9=\"Solar\",I9=\"Hydro\"),J9,IF(ISNUMBER(L9),L9,IF(ISNUMBER(O9), O9, IF(ISNUMBER(Q9),Q9,J9))))","v":0},{"$f":"IF(OR(J9=\"Wind\",J9=\"Solar\",J9=\"Hydro\"),J9,IF(ISNUMBER(N9),N9,IF(ISNUMBER(P9), P9, IF(ISNUMBER(L9),L9,J9))))","v":0},{"$f":"IF(OR(ISBLANK(J9),ISBLANK(T9),J9=0),VLOOKUP(IF(G9=\"WAT\",\"HY\",IF(G9=\"LFG\",\"LFG\",F9)),Acapability,4,FALSE),T9/J9)","v":0.93},{"$f":"IF(ISNUMBER(T9),T9,AVERAGE(BZ9,CA9)*CB9)","v":0}]
["45-Mile Hydroelectric Project",2095,"58455","0001,0002,0003","P-13817","HY","WAT",null,"Hydro",3,3,null,null,null,null,3,3,null,null,null,null,null,"Operating","May",2015,null,"Haystack Reservoir, North Unit Irrigation District","Jefferson","OR","Y","Columbia","WECC","Apple, Inc.","Independent","Self-gen for Prineville data center",null,null,null,null,1,0,{"$f":"AN10*J10","v":3},{"$f":"IF(ISNUMBER(T10),T10,CC10)*AN10","v":1.2809999999999999},null,null,null,null,"SPP",null,null,null,null,null,"PACW",null,null,null,null,null,null,null,null,null,null,null,null,null,0.63,0.83698600000000001,0.7,0.9,0.6,"(3) 1 MW in-pipe generating turbines.","44.528056","-121.152778",null,"2017-10-16T14:44:31",3,3,0.42699999999999999,1.2809999999999999]
["Adams Solar Center",2159,"61496","ADAMS",null,"PV","SOL",null,"Solar",10,10,null,null,null,null,10,null,null,null,null,null,null,"Operating","Jun",2018,null,"Madras","Jefferson","OR","Y","Columbia","WECC","GCL New Energy Holdings","Independent","PacifiCorp (20yr QF PPA)","PacifiCorp (bunded RECs)",null,null,2038,1,1,{"$f":"AN11*J11","v":10},{"$f":"IF(ISNUMBER(T11),T11,CC11)*AN11","v":2.54},null,null,null,null,"SPP",null,null,null,null,"Single-axis","PACE",null,null,null,null,null,null,null,null,null,null,null,null,null,null,null,null,1.4,2.4,"Crystalline silicone. 13.1MWdc. Single-axis tracker. RECs to PAC","44.677103","-121.122461",null,"2019-11-22T12:14:50",10,10,0.254,2.54]
["Adams-Nielson Solar Farm",2272,"61933","ADAMS",null,"PV","SOL",null,"Solar",20,20,null,null,null,null,null,null,null,null,null,null,null,"Operating","Dec",2018,null,"Lind, WA","Adams","WA","Y","Columbia","WECC","Strata Solar","Independent","Avista",null,null,null,null,1,1,{"$f":"AN12*J12","v":20},{"$f":"IF(ISNUMBER(T12),T12,CC12)*AN12","v":5.08},null,null,null,null,null,null,null,null,null,"Dual-axis","Avista",null,null,null,null,null,null,null,null,null,null,null,null,null,null,null,null,0.1,4.9000000000000004,"Thin-film. 28MWdc. Dual-axis tracking. Project is Avista's winning bid for its new Solar Select program for commercial customers. Project commercially operating as of December 5, 2018.","46.983415","-118.61464",null,"2020-10-24T21:27:04",20,20,0.254,5.08]
["Afton Generating Co. 1",1002,null,null,null,"STCG","WW",null,"Biomass",7.5,null,null,null,null,null,null,null,null,null,null,null,null,"Retired",null,1983,2005,"Afton","Lincoln","WY","Y","Unknown","WECC","Afton Energy, Inc.","Independent","Retired",null,null,null,null,0,0,{"$f":"AN13*J13","v":0},{"$f":"IF(ISNUMBER(T13),T13,CC13)*AN13","v":0},null,null,null,null,null,null,null,null,null,null,null,null,null,null,"n/a","n/a",null,null,null,null,null,null,null,null,null,null,null,null,null,"Dismantled 2005.","","",0,"2005-10-25",7.5,7.5,0.8,6]
["Agate Bay Solar (OR Solar 2)",2160,"61200","ORSR2",null,"PV","SOL",null,"Solar",10,10,null,null,null,null,10,null,null,null,null,null,null,"Operating","Oct",2020,null,"Eagle Point","Jackson","OR","Y",null,"WECC","Origis Energy","Independent","PacifiCorp (20yr QF PPA)",null,null,null,2040,1,1,null,null,null,null,null,null,"SPP",null,null,null,null,null,null,null,null,null,null,null,null,null,null,null,null,null,null,null,null,null,null,null,null,null,42.52,-122.82001,null,"2021-01-05T16:27:50",10,10,0.254,2.54]
["Airport Solar Project",2297,"62560","APS",null,"PV","SOL",null,"Solar",47.3,null,null,null,null,null,null,null,null,null,null,null,null,"Operating","Dec",2019,null,"Lake County airport","Lake","OR","Y","Klamath","WECC","D.E. Shaw Renewable","Independent","Portland General Electric ",null,null,null,null,1,1,{"$f":"AN15*J15","v":47.3},{"$f":"IF(ISNUMBER(T15),T15,CC15)*AN15","v":12.014199999999999},null,null,null,null,null,null,null,null,null,null,"PACW",null,null,null,null,null,null,null,null,null,null,null,null,null,null,null,null,null,0.1,null,42.170175999999998,-120.4023,null,"2020-10-23T19:50:50",47.3,47.3,0.254,12.014199999999999]
["Albeni Falls 1- 3",1003,"851","1,2,3","FCRPS","Storage","WAT",null,"Hydro",42.6,42,null,21.8,42.6,42.6,42,42,null,null,31,null,30,"Operating","May",1955,null,"Pend Oreille R.","Bonner","ID","Y","Columbia","WECC","USCE","Federal","BPA",null,null,null,null,1,1,{"$f":"AN16*J16","v":42.6},{"$f":"IF(ISNUMBER(T16),T16,CC16)*AN16","v":31},null,null,null,null,null,null,null,null,null,null,"BPA",22.6,24,29.8,13.289041095890401,14.428082191780801,24.8,11.62,23.55,23.3,20.059999999999999,22,26.31,18.329999999999998,20.64,23,17.600000000000001,19.100000000000001,20.9,"Critical energy from PNUCC 2005 NRF","48.18","-116.997","http://en.wikipedia.org/wiki/Albeni_Falls_Dam","2020-03-29T21:24:44",42.6,42.6,0.72769953051643188,31]
["Alden Bailey (Wauna Peaking/Loki)",1004,"56223","LOKI",null,"GT","NG",null,"Natural gas",10.9,10.9,11,null,8.9,11,9.8000000000000007,11,0,0.8,null,null,null,"Idle","Dec",2001,2017,"Wauna","Clatskanie","OR","Y","Columbia","WECC","Clatskanie PUD","PUD","Clatskanie",null,null,null,null,0,0,{"$f":"AN17*J17","v":0},{"$f":"IF(ISNUMBER(T17),T17,CC17)*AN17","v":0},null,null,"Williams Northwest ",null,null,null,null,null,null,null,"BPA",null,null,null,null,null,null,0,0.1,0.1,0.06,0,0,0.02,0.04,0,0,0,0,"(1) GE10 GT unit.","46.155595","-123.407887",0,"2020-07-15T14:33:10",11,8.9,0.91,9.0544999999999991]
["Alder 1 & 2",1005,"3913","11,12","1862B","Storage w/Div","WAT",null,"Hydro",50,50,null,39.1,50,42,50.4,42,null,null,27,null,21,"Operating","Dec",1945,null,"Nisqually R.","Pierce","WA","Y","Puget Sound & Coastal","WECC","City of Tacoma","Municipal","City of Tacoma",null,null,null,null,1,1,{"$f":"AN18*J18","v":50},{"$f":"IF(ISNUMBER(T18),T18,CC18)*AN18","v":27},null,null,null,null,null,null,null,null,null,null,"Tacoma",24.3,19.8,9.5,10.551027397260301,26.002397260274002,23,9.3800000000000008,2.86,25.9,29.45,31.3,25.35,28.26,21.83,28.7,26.5,23.6,16.3,"License granted March 1997; expires February 2037. 01/016 Critical energy from PNUCC 2005 NRF. Certified Low-impact.","46.801","-122.308","http://www.ci.tacoma.wa.us/power/parksandpower/hydro_power/nisqually/alder_dam.htm","2020-03-25T10:45:30",50,50,0.54,27]
["Alkali Solar",2338,"63795","2",null,"PV","SOL",null,"Solar",10,10,null,null,null,null,10,10,null,null,null,null,null,"Operating","Jun",2020,null,"Lake Cty","Lake","OR","Y","Columbia","WECC","Evans Dixon/US Solar Fund","Independent","PURPA QF w/ PGE",null,null,null,null,null,null,null,null,null,null,null,null,"SPP",null,null,null,null,null,null,null,null,null,null,null,null,null,null,null,null,null,null,null,null,null,null,null,null,null,43.319420000000001,-121.0035,null,"2020-10-26",10,10,0.254,2.54]
["Amalgamated Sugar (TASCO) (Nampa) 1 - 3",1006,"54690","2250,500,6500",null,"STCG","NG","COL","Natural gas",8.1999999999999993,8.23,0.2,null,0,0,8.1999999999999993,8.1999999999999993,4,0.9,null,null,null,"Operating","Oct",1948,null,"Nampa","Canyon","ID","Y","Columbia","WECC","The Amalgamated Sugar Co.","Independent","Self gen; surplus power to Idaho Power Co. (QF)",null,null,null,null,1,0.5,{"$f":"AN20*J20","v":8.1999999999999993},{"$f":"IF(ISNUMBER(T20),T20,CC20)*AN20","v":8.0000000000000016E-2},"The Amalgamated Sugar Company","Food processing",null,null,null,null,null,null,null,null,"IPC",null,null,null,null,null,null,5.14,4.83,4.7,4.33,4.7,5.93,4.5599999999999996,5.6749999999999998,6.1,5.7,3.6,4.2,"(3) STG @ 2.3, 0.5 & 6.5 MW. Proposed NG-fired repowering under study (Nov 2009).","43.605063","-116.573758",0,"2020-07-15T14:39:28",0.2,0,0.8,8.0000000000000016E-2]
["Amalgamated Sugar (TASCO) (Nyassa) 1 - 3",1007,"54612","1,2,3",null,"STCG","COL",null,"Coal",14,null,null,null,null,null,9.8000000000000007,9.8000000000000007,null,null,null,null,null,"Retired","Sep",1942,2005,"Nyassa","Malheur","OR","Y","Columbia","WECC","The Amalgamated Sugar Co.","Independent","Retired",null,null,null,null,0,0,0,0,"The Amalgamated Sugar Company","Food processing",null,null,null,null,null,null,null,null,null,null,null,null,null,null,null,null,null,null,null,null,null,null,null,null,null,null,null,"Units 1, 2 and 3 are 12, 1.5 MW and 5.5 MW respectively.","","",0,"2008-10-06",9.8000000000000007,9.8000000000000007,0.8,7.8400000000000007]
["Amalgamated Sugar (TASCO) (Paul)",1008,null,null,null,"STCG","NG","COL","Natural gas",5.0599999999999996,null,null,null,null,null,null,null,null,null,null,null,null,"Operating",null,1952,null,"Paul","Minidoka","ID","Y","Columbia","WECC","The Amalgamated Sugar Co.","Independent","Self gen; surplus power to Idaho Power Co. (QF)",null,null,null,null,1,0.5,5.0599999999999996,4.048,"The Amalgamated Sugar Company","Food processing",null,null,null,null,null,null,null,null,null,null,null,null,null,0,null,null,null,null,null,null,null,null,null,null,null,null,null,null,"","",0,"2020-03-26T09:53:06",5.0599999999999996,5.0599999999999996,0.8,4.048]
["Amalgamated Sugar (TASCO) (Twin Falls) 1-3",1009,"10504","1500,2500,4000",null,"STCG","COL","NG","Coal",10.199999999999999,10.199999999999999,0.1,null,0,0,8.5,8.5,0.8,0.8,null,null,null,"Operating","Dec",1948,null,"Twin Falls","Twin Falls","ID","Y","Columbia","WECC","The Amalgamated Sugar Co.","Independent","Self gen; surplus power to Idaho Power Co. (QF)",null,null,null,null,1,0.5,10.199999999999999,4.0000000000000008E-2,"The Amalgamated Sugar Company","Food processing",null,null,"cogen",null,null,null,null,null,"IPC",null,null,null,null,null,null,5.35,4.8099999999999996,5.7,5.55,5.8,5.62,5.25,5.25,5.9,6.2,5.4,6,"(3) STG @ 1.5, 2.5 & 4 MW. 4 MW unit reported to operate.","42.53061","-114.429584",0,"2020-07-15T16:14:33",0.1,0,0.8,4.0000000000000008E-2]
["American Falls 1 - 3",1010,"809","1,2,3",2736,"Storage w/Div","WAT",null,"Hydro",92.3,92.4,null,36.299999999999997,82,0,110.4,60.9,null,null,null,null,null,"Operating","Mar",1978,null,"Snake R.","Power","ID","Y","Columbia","WECC","Idaho Power Co.","IOU","Idaho Power Co.",null,null,null,null,1,1,92.3,37.213050000000003,null,null,null,null,null,null,null,null,null,null,"IPC",24,23.6,22.8,25.772831050228302,39.974429223744302,30,30.23,43.93,36.4,66.900000000000006,40.200000000000003,27.83,30.16,33.590000000000003,27.8,55.1,55.9,43.7,"License granted March 1975; expires February 2025.","42.779","-112.875","http://www.idwr.state.id.us/Water/stream_dam/dams/AmericanFalls.htm","2020-04-13T10:13:03",92.3,82,0.42699999999999999,37.213050000000003]
["American Falls Solar",2101,"60011","IPAF",null,"PV","SOL",null,"Solar",20,20,null,null,null,null,20,20,null,null,5.08,null,null,"Operating","Jan",2017,null,"American Falls","Power","ID","Y","Columbia","WECC","First Wind","Independent","Idaho Power Co. (20 yr ESA)",null,null,null,2036,1,1,20,5.08,null,null,null,null,"SPP",null,null,null,null,"Single-axis","IPC",null,null,null,null,null,null,null,null,null,null,null,null,null,null,null,3.9,4.9000000000000004,5,"Crystalline silicone. 26MWdc. Azimuth 180, tilt angle 60. Project expected to use (10) 2.0 MW ac SMA inverters and (85,880) JA 305w DC panels and utilize a single axis tracking system (from ESA IPUC filing).  RECs to be split 50/50 between IPC and developer.  Expected CF 25.4% AC.","42.826959","-112.743943",null,"2017-11-07T10:56:02",20,20,0.254,5.08]
["American Falls Solar II",2102,"60012","IPAF2",null,"PV","SOL",null,"Solar",20,20,null,null,null,null,20,20,null,null,5.08,null,null,"Operating","Jan",2017,null,"American Falls","Power","ID","Y","Columbia","WECC","First Wind","Independent","Idaho Power Co. (20 yr ESA)",null,null,null,2036,1,1,20,5.08,null,null,null,null,"SPP",null,null,null,null,"Single-axis","IPC",null,null,null,null,null,null,null,null,null,null,null,null,null,null,null,4,5,5,"Crystalline silicone. 26MWdc. Azimuth 180, tilt angle 60. Project expected to use (10) 2.0 MW ac SMA inverters and (85,880) JA 305w DC panels and utilize a single axis tracking system (from ESA IPUC filing).  RECs to be split 50/50 between IPC and developer.  Expected CF 25.4% AC.","42.826959","-112.743943",null,"2017-11-07T10:56:07",20,20,0.254,5.08]
["Amy Ranch",1011,null,null,8700,"Conduit","WAT",null,"Hydro",0.65,null,null,0.65,0.7,0.7,null,null,null,null,0.42,null,null,"Operating",null,1986,null,"Deep Cr.","Butte","ID","Y","Columbia","WECC","A.J. Amy","Independent","PacifiCorp (QF)",null,null,null,null,1,1,0.65,0.42,null,null,null,null,null,null,null,null,null,null,null,null,null,null,null,null,null,null,null,null,null,null,null,null,null,null,null,null,null,"Exemption granted October 1985.","","",0,"2020-03-22T20:35:18",0.65,0.7,0.64615384615384608,0.42]
["Anderson Ranch 1 - 2",1012,"6395","1,2","FCRPS","Storage","WAT",null,"Hydro",40,40,null,4.3099999999999996,34,6.4,40,40,null,null,16,null,16,"Operating","Dec",1950,null,"Boise R.","Elmore","ID","Y","Columbia","WECC","USBR","Federal","BPA",null,null,"Units rewound.",null,1,1,40,16,null,null,null,null,null,null,null,null,null,null,"IPC",10.4,9.5,12.2,3.95,8.43607305936073,13.9,3.99,14.05,13.9,15.97,21.1,12.89,9.85,13.96,16.600000000000001,18.600000000000001,16.7,14.4,"Critical energy from PNUCC 2005 NRF","43.357","-115.451","http://www.usbr.gov/projects/Facility.jsp?fac_Name=Anderson+Ranch+Dam","2020-03-29T21:57:30",40,34,0.4,16]
["Arrowrock 1 - 2",1688,"56997","1,2",4656,"Storage","WAT",null,"Hydro",18,15,null,2.2999999999999998,16,16,16,16,null,null,9.1999999999999993,null,null,"Operating","April",2010,null,"Boise R.","Ada","ID","Y","Columbia","WECC","Boise-Kuna Irrigation District","Independent","Clatskanie PUD (Apr 2010 - Dec 2015)",null,null,null,2015,1,1,18,9.1999999999999993,null,null,null,null,null,null,null,null,null,null,"IPC",null,null,null,null,null,null,null,null,8.9,9.69,8.6999999999999993,5.59,8.2899999999999991,7.46,7.6,9.1999999999999993,8.8000000000000007,6.8,"Powerhouse w/(2) 9 MW units at existing dam.","43.595556","-115.922222","http://en.wikipedia.org/wiki/Arrowrock_Dam","2020-03-21T21:10:58",18,16,0.51111111111111107,9.1999999999999993]
["Ashton 1 - 3",1013,"825","1,2,3","2381B","ROR","WAT",null,"Hydro",6.7,6.7,null,7.5,7.2,7.2,7.1,7.1,null,null,4.75,null,null,"Operating","Aug",1917,null,"Henrys Fk.","Fremont","ID","Y","Columbia","WECC","PacifiCorp","IOU","PacifiCorp",null,null,null,null,1,1,6.7,4.75,null,null,null,null,null,null,null,null,null,null,"PACE",3.5,3.3,1.2,1.26358447488584,1.43059360730594,1.1000000000000001,1.08,3.85,2.6,2.06,0.2,3.94,3.75,3.42,3.3,4.2,4.3,4.5,"Original License granted January 1938; expired December 1987. New license gtd. 08/01/87 Exp. 12/31/27.  Unit 1 rated 2.85MW, Unit 2 and 3 are both rated 2.5 MW.  Reconstruction to repair and improve completed in 2012.","44.2234","-111.4755",0,"2020-04-09T22:15:08",6.7,7.2,0.70895522388059695,4.75]
["Atlanta Power Station (Kirby)",1014,"6700",null,11541,"ROR R w/Div","WAT",null,"Hydro",0.15,null,null,null,0.2,0.2,null,null,null,null,0.15,null,null,"Operating",null,1910,null,"Boise R, M Fk","Elmore","ID","Y","Columbia","WECC","Atlanta Power Co. Inc.","Independent","Atlanta Power Co.",null,null,null,null,1,1,0.15,0.15,null,null,null,null,null,null,null,null,null,null,null,null,null,null,null,null,null,null,null,null,null,null,null,null,null,null,null,null,null,"License granted May 2002; expires April 2032.","","",0,"2015-03-27T16:07:45",0.15,0.2,1,0.15]
["Baker City Solar Center",2265,"61854","BAKER",null,"PV","SOL",null,"Solar",15,null,null,null,null,null,null,null,null,null,null,null,null,"Operating","Dec",2019,null,"Baker City, OR","Baker","OR","Y","Columbia","WECC","Enerparc Solar Development","Independent","Idaho Power (20 year PPA)",null,null,null,2039,1,1,15,null,null,null,null,null,"SPP",null,null,null,null,null,"IPC",null,null,null,null,null,null,null,null,null,null,null,null,null,null,null,null,null,null,null,44.702419999999996,-117.76348,null,"2020-01-13T15:13:34",15,15,0.254,3.81]
["Baker River (Lower) Unit 3",1332,"3855","3","2150A","Storage w/Div","WAT",null,"Hydro",80.8,80.8,null,63.5,86.7,86.7,80.8,80.8,null,null,43,null,36,"Operating",null,1925,null,"Baker R.","Skagit","WA","Y","Puget Sound & Coastal","WECC","Puget Sound Energy","IOU","Puget Sound Energy","PSE (bundled RECs) from efficiency upgrades",null,null,null,1,1,80.8,{"$f":"IF(ISNUMBER(T33),T33,CC33)*AN33","v":43},null,null,null,null,null,null,null,null,null,null,"PSE",45.8,44.5,40.5,31.070091324200899,38.144406392694101,49.3,36.19,39.369999999999997,41.8,37.99,39.9,40.25,49.04,35.229999999999997,41,35.700000000000003,44,30.1,"Original license granted May 1956. New 50-yr licence granted Oct 2008. Critical energy from PNUCC 2005 NRF","48.544","-121.741","http://www.pse.com/energyEnvironment/energysupply/Pages/EnergySupply_ElectricityHydro.aspx","2020-03-20T22:33:36",80.8,86.7,0.53217821782178221,43]
["Baker River (Lower) Unit 4",1989,"3855","4",null,"Storage w/Div","WAT",null,"Hydro",30.4,30.4,null,null,null,null,30.4,30.4,null,null,null,null,null,"Operating","Dec",2014,null,"Baker R.","Skagit","WA","Y","Puget Sound & Coastal","WECC","Puget Sound Energy","IOU","Puget Sound Energy","PSE (bundled RECs) from efficiency upgrades",null,null,null,1,1,30.4,{"$f":"IF(ISNUMBER(T34),T34,CC34)*AN34","v":12.980799999999999},null,null,null,null,null,null,null,null,null,null,"PSE",null,null,null,null,null,null,null,null,null,null,null,null,null,null,null,null,null,null,"Construction of new powerhouse begain December 2010.","48.544","-121.741","http://www.pse.com/energyEnvironment/energysupply/Pages/EnergySupply_ElectricityHydro.aspx","2020-03-19T12:15:16",30.4,30.4,0.42699999999999999,12.980799999999999]
["Baker River (Upper) 1 & 2",1599,"3861","1,2","2150B","Storage","WAT",null,"Hydro",104.8,104.8,null,83.3,111.4,111.4,105,105,null,null,42,null,35,"Operating","Jan",1959,null,"Baker R.","Whatcom","WA","Y","Puget Sound & Coastal","WECC","Puget Sound Energy","IOU","Puget Sound Energy","PSE (bundled RECs) from efficiency upgrades",null,null,null,1,1,104.8,{"$f":"IF(ISNUMBER(T35),T35,CC35)*AN35","v":42},null,null,null,null,null,null,null,null,null,null,"PSE",40.299999999999997,37.9,40.799999999999997,33.701369863013703,38.647602739725997,45.3,35.75,38.51,41.2,34.4,39.9,40.700000000000003,38.82,31.82,42.1,40.6,38.1,30,"Original license granted May 1956. New 50-yr licence granted Oct 2008. Critical energy from PNUCC 2005 NRF","48.65","-121.69","http://www.pse.com/energyEnvironment/energysupply/Pages/EnergySupply_ElectricityHydro.aspx","2020-03-20T22:44:48",104.8,111.4,0.40076335877862596,42]
["Baldock Solar Highway Project",2087,"57882","BSH1",null,"PV","SOL",null,"Solar",1.5,1.7,null,null,1.7,1.7,1.7,1.7,null,null,0.2,null,null,"Operating","Jan",2012,null,"Wilsonville (NB off I-5)","Clackamas","OR","Y","Columbia","WECC","Bank of America financed and owns project; PGE operates and maintains","Independent","Portland General Electric",null,null,null,"n/a",1,1,1.5,{"$f":"IF(ISNUMBER(T36),T36,CC36)*AN36","v":0.2},null,null,null,null,null,null,null,null,null,"Fixed tilt","PGE",null,null,null,null,null,null,null,null,null,null,0.2,0.22,0.24,0.22600000000000001,0.2,0.2,0.2,0.2,"Crystalline silicone. 1.7MWdc, Azimuth angle 180, tilt 21. 6,994 panel array on ~7 acres; solar highway project","45.269","-122.771","http://live.deckmonitoring.com/?id=baldock_solar_highway","2017-10-16T15:03:47",1.5,1.7,0.13333333333333333,0.2]
["Ballston Solar",2276,"62170","BSPV1",null,"PV","SOL",null,"Solar",2.2000000000000002,2.2000000000000002,null,null,null,null,2.2000000000000002,2.2000000000000002,null,null,null,null,null,"Operating","Dec",2018,null,"McMinnville, OR","Yamhill","OR","Y","Columbia","WECC","BNRG Renewables","Independent","Portland General Electric (20yr QF)",null,null,null,2038,1,1,2.2000000000000002,null,null,null,null,null,"SPP",null,null,null,null,"Fixed tilt","PGE",null,null,null,null,null,null,null,null,null,null,null,null,null,null,null,null,0,0.4,"Crystalline silicone. 2.9MWdc, azimuth angle 180, tilt 20.","45.07688889","-123.39472222",0,"2019-11-22T12:15:40",2.2000000000000002,2.2000000000000002,0.254,0.55880000000000007]
["Bannock County LFG to Energy 1",2092,"59529","GEN1",null,"IC","LFG",null,"Biomass",1.6,1.6,null,3.2,null,null,1.4,1.4,null,null,null,null,null,"Operating","Apr",2014,null,"Fort Hall Mine Landfill","Bannock","ID","Y","Columbia","WECC","Bannock County","Independent","Idaho Power (Apr 2014 - Apr 2034)",null,null,null,2034,1,1,1.6,{"$f":"IF(ISNUMBER(T38),T38,CC38)*AN38","v":1.0499999999999998},null,null,null,null,"SPP",null,null,null,null,null,"IPC",null,null,null,null,null,null,null,null,null,null,null,null,0.55000000000000004,0.98,1.2,1.3,1.2,1,"(1) 1.6 MW Caterpillar V-20; second unit expected to be constructed within five years.  $4.5MM project. ","42.782","-112.375","http://www.bannockcountylandfill.us/gas-to-energy.html","2020-03-23T13:30:49",1.4,1.4,0.75,1.0499999999999998]
["Bannock County LFG to Energy 2",2295,"59529","GEN2",null,"IC","LFG",null,"Biomass",1.6,1.6,null,null,null,null,1.4,1.4,null,null,null,null,null,"Operating","May",2019,null,"Fort Hall Mine Landfill","Bannock","ID","Y","Columbia","WECC","Bannock County","Independent","Idaho Power (Apr 2014 - Apr 2034)",null,null,null,2034,1,1,1.6,null,null,null,null,null,"SPP",null,null,null,null,null,"IPC",null,null,null,null,null,null,null,null,null,null,null,null,null,null,null,null,null,null,"(1) 1.6 MW unit, second phase","42.787778","-112.3656",null,"2019-09-09T09:43:04",1.4,1.4,0.75,1.0499999999999998]
["Barber Dam",1017,"10735","GEN1",4881,"ROR","WAT",null,"Hydro",4.0999999999999996,4.0999999999999996,2.7,2.73,4,4,4,4,null,null,2,null,2,"Operating","Aug",1990,null,"Boise R.","Ada","ID","Y","Columbia","WECC","Ada Co. & Fulcrum Inc.","Independent","Idaho Power Co. (QF thru Apr 2024)",null,null,null,2024,1,1,4.0999999999999996,{"$f":"IF(ISNUMBER(T40),T40,CC40)*AN40","v":2},null,null,null,null,null,null,null,null,null,null,"IPC",null,null,null,null,null,null,1.27,1.33,1.3,1.61,1.7,1.02,1.18,1.075,1.4,1.5,1.4,1.5,"License granted December 1983; expires November 2023. Critical energy from PNUCC 2005 NRF","43.561001","-116.121269",0,"2020-03-22T20:35:50",4.0999999999999996,4,0.48780487804878053,2]
["Barney Creek",1018,null,null,7754,"Diversion","WAT",null,"Hydro",7.0000000000000007E-2,null,0,0.02,0.1,0.1,null,null,null,null,0.04,null,null,"Operating",null,1986,null,"Barney Cr.","Park","MT","N","Missouri","WECC","T.K. & J.L. Budde","Independent","NorthWestern (QF thru Nov 2019)",null,null,null,2019,0.31,0.31,2.1700000000000001E-2,{"$f":"IF(ISNUMBER(T41),T41,CC41)*AN41","v":1.24E-2},null,null,null,null,null,null,null,null,null,null,null,null,null,null,null,null,null,null,null,null,null,null,null,null,null,null,null,null,null,"Exemption granted April 1984.","","",0,"2020-03-22T20:39:21",7.0000000000000007E-2,{"$f":"IF(OR(J41=\"Wind\",J41=\"Solar\",J41=\"Hydro\"),J41,IF(ISNUMBER(N41),N41,IF(ISNUMBER(P41), P41, IF(ISNUMBER(L41),L41,J41))))","v":0.1},0.5714285714285714,0.04]
["Basin Creek 1 - 9",1019,"55866","1,2,3,4,5,6,7,8,9",null,"IC","NG",null,"Natural gas",54.9,54.9,50,50,51.75,51.75,54,54,18,0.8,null,null,null,"Operating","Jun",2006,null,"Butte","Silver Bow","MT","Y","Unknown","WECC","Basin Creek Power","Independent","NorthWestern (PPA to July 2026)",null,null,null,2026,0.31,0.31,17.018999999999998,{"$f":"IF(ISNUMBER(T42),T42,CC42)*AN42","v":14.667262500000001},null,null,"Northwestern Energy LLC",null,null,null,null,null,null,null,"NorthWestern",null,null,null,null,null,null,5.61,7.55,2.1,1.18,2.7,3.87,4.7,7.1680000000000001,10.5,12.4,14.8,17.8,"(9) 6 MW Caterpillar reciprocating engines.","45.93","-112.524",0,"2020-07-15T16:16:42",50,51.75,0.93,47.313750000000006]
["Bear Creek Solar Center",2161,"61281","BCRSC",null,"PV","SOL",null,"Solar",10,10,null,null,null,null,10,10,null,null,null,null,null,"Operating","Sep",2018,null,"Bend","Deschutes","OR","Y","Columbia","WECC","GCL New Energy Holdings","Independent","PacifiCorp (20yr PURPA); RECs to PAC","PacifiCorp (bunded RECs)",null,null,2038,1,1,10,null,null,null,null,null,"SPP",null,null,null,null,"Single-axis","PACW",null,null,null,null,null,null,null,null,null,null,null,null,null,null,null,null,0.7,2.6,"Crystalline silicone. 13.1MWdc. Azimuth angle 180. (39,976) Tina Solar modules, (5) inverters, NEXTracker single-axis","44.060814","-121.237203",null,"2019-07-09T13:47:59",10,10,0.254,2.54]
["Beaver 1 - 7",1020,"8073","1,2,3,4,5,6,7",null,"CC","NG","FO","Natural gas",586.20000000000005,586.20000000000005,521,529,473.03,504.2,461,517,40,0.9,null,null,null,"Operating","Aug",1974,null,"Clatskanie","Columbia","OR","Y","Columbia","WECC","Portland General Electric","IOU","Portland General Electric",null,null,null,null,1,1,586.20000000000005,{"$f":"IF(ISNUMBER(T44),T44,CC44)*AN44","v":442.34334999999999},null,null,"Williams Northwest",null,null,null,null,null,null,null,"PGE",62.2,35,43,19.059931506849299,40.6044520547945,41.6,16.57,51.39,17.899999999999999,5.36,2.9,31.7,23.53,35.75,52.2,42.2,56.6,57.1,"(6) 68.9 MW (baseload)/75.9 (peak) GE 7B GT units + one 176.4 MW STG.","46.174","-123.178",0,"2020-07-15T16:19:52",521,473.03,0.89,442.34334999999999]
["Beaver 8",1021,"8073","8",null,"GT","NG",null,"Natural gas",24.5,24.5,24,null,24,24,24,24,17,0.9,null,null,null,"Operating","Sep",1999,null,"Clatskanie","Columbia","OR","Y","Columbia","WECC","Portland General Electric","IOU","Portland General Electric",null,null,null,null,1,1,24.5,{"$f":"IF(ISNUMBER(T45),T45,CC45)*AN45","v":21.84},null,null,"Williams Northwest",null,null,null,null,null,null,null,"PGE",null,null,null,null,null,null,null,null,null,null,null,null,null,null,null,null,null,null,"(1) Alstom GT10B.","46.174","-123.178",0,"2020-07-15T16:20:47",24,24,0.91,21.84]
["Bell Mountain",1978,null,null,null,"Conduit","WAT",null,"Hydro",0.28999999999999998,null,0.1,0.1,0.3,0.3,null,null,null,null,0.12585958904109601,null,null,"Operating","Dec",2009,null,"Bell Mt Cr. & Mahogany Cr.","Butte/Lemhi","ID","Y","Columbia","WECC","Bell Mountain Power","Independent","PacifiCorp (QF)",null,null,null,null,1,1,0.28999999999999998,{"$f":"IF(ISNUMBER(T46),T46,CC46)*AN46","v":0.12585958904109601},null,null,null,null,null,null,null,null,null,null,"PACE",null,null,null,null,null,null,null,null,null,null,null,null,null,null,null,null,null,null,"Canal, penstock and Pelton wheel.","","",0,"2020-03-22T20:39:39",0.28999999999999998,0.3,0.43399858290033111,0.12585958904109601]
["Bellevue Solar",2009,"57372","INV-1",null,"PV","SOL",null,"Solar",1.4,1.6,null,null,1.6,1.6,1.6,1.6,null,null,null,null,null,"Operating","Oct",2011,null,"Yamhill, OR","Yamhill","OR","Y","Columbia","WECC","enXco","Independent","Portland General Electric (25yr PPA, signed in 2010)",null,null,null,2031,1,1,1.4,{"$f":"IF(ISNUMBER(T47),T47,CC47)*AN47","v":0.38100000000000001},null,null,null,null,null,null,null,null,null,"Fixed tilt","PGE",null,null,null,null,null,null,null,null,null,0.01,0.2,0.21,0.19,0.215,0.2,0.2,0.2,0.2,"Crystalline silicone. 1.7MWdc. Azimuth angle 97, tilt 43. 8,316 Nanosolar, Ground-mount thin-film PV","45.112421","-123.234399","http://www.edf-re.com/projects/detail/bellevue_solar_project/","2017-10-16T15:14:57",1.4,1.6,0.254,0.38100000000000001]
["Bend Power 1 - 3",1022,"6484","1,2,3","None","ROR","WAT",null,"Hydro",1.1100000000000001,1.1000000000000001,null,0.32,1,1,1,1,null,null,null,null,null,"Operating",null,1913,null,"Deschutes R.","Deschutes","OR","Y","Columbia","WECC","PacifiCorp","IOU","PacifiCorp",null,null,null,null,1,1,1.1100000000000001,{"$f":"IF(ISNUMBER(T48),T48,CC48)*AN48","v":0.45048500000000008},null,null,null,null,null,null,null,null,null,null,"PACW",0.4,0.3,0.1,7.38584474885845E-2,7.6598173515981693E-2,0.1,0.09,0.36,0.3,0.24,0.4,0.22,0.28999999999999998,0.27300000000000002,0.2,0.3,0.2,0.2,"PAC minor","44.062326","-121.313331",0,"2020-03-21T21:11:26",1.1100000000000001,1,0.42699999999999999,0.45048500000000008]
["Bennett Creek",1692,"56637","1",null,"WT","WND",null,"Wind",21,21,null,null,null,null,21,21,null,null,null,null,null,"Operating","Dec",2008,null,"Mountain Home","Elmore","ID","Y","Columbia","WECC","Exelon (John Deere Renewables)","Independent","Idaho Power Co. (QF Dec 2008 - Dec 2028)",null,"PNW IOU",null,2028,1,1,21,{"$f":"IF(ISNUMBER(T49),T49,CC49)*AO49","v":6.72},null,null,null,"MtnHome Junction/Upper Salmon 138 kV","SPP","(10) Suzlon S88-2100",80,88,2,null,"IPC",null,null,null,null,null,null,0.59,4.7,3.4,5.16,5.5,4.84,5.0999999999999996,3.95,5.0999999999999996,4.4000000000000004,5,4.5,"(10) Suzlon S88-2.1 MW WTG. Design wind speed 14.5mph.","43.046640","-115.48548","https://www.pacificpower.net/env/bsre/bses/bcwf.html","2021-01-07T11:20:05",21,21,0.32,6.72]
["Bennett Mountain",1023,"55733","1",null,"GT","NG",null,"Natural gas",172.8,172.8,180,178,161,178,164,196.9,120.9,0.9,null,null,null,"Operating","Apr",2005,null,"Mountain Home","Elmore","ID","Y","Columbia","WECC","Idaho Power Co.","IOU","Idaho Power Co.",null,null,null,null,1,1,172.8,{"$f":"IF(ISNUMBER(T50),T50,CC50)*AN50","v":155.155},null,null,"Williams Northwest",null,null,null,null,null,null,null,"IPC",null,null,null,null,null,null,5.61,11.27,4.8,5.53,6.1,9.15,8.0500000000000007,18.02,11.8,9.9,17,36.299999999999997,"(1) 162 MW Siemens-Westinghouse 501FD3 GT unit.  Primarily for peaking - for use in meeting short-duration demands for electricity during summer peak.","43.118","-115.686","http://www.idahopower.com/energycenter/electricitybasics/generation/thermal.htm#bennetMt","2020-07-15T16:23:13",180,161,0.91,155.155]
["Benson Creek Wind (Huntington Wind)",2080,"59491","BCW",null,"WT","WND",null,"Wind",10,10,null,null,null,null,10,10,null,null,null,null,null,"Operating","Mar",2017,null,"Huntington","Baker","OR","Y","Columbia","WECC","Oregon International Holdings (99%), D.E. Shaw Renewable (1%)","Independent","Idaho Power (20yr PPA - 2036)",null,"PNW IOU",null,2036,1,1,10,null,null,null,null,null,"SPP","(5) GE 2.0-116",80,116,3,null,"IPC",null,null,null,null,null,null,null,null,null,null,null,null,null,null,null,2.7,3.5,3.2,"Per PPA, all RECs go to owner of wind farm. Design wind speed 14.7mph.","44.366944","-117.343889",null,"2017-11-07T11:43:27",10,10,0.32,3.2]
["Bethel 1",1024,null,null,null,"GT","FO",null,"Petroleum",56.7,null,null,null,null,null,null,null,null,null,null,null,null,"Retired",null,1973,1998,"Salem","Marion","OR","Y","Columbia","WECC","Portland General Electric","IOU","Retired",null,null,null,null,0,0,0,{"$f":"IF(ISNUMBER(T52),T52,CC52)*AN52","v":0},null,null,null,null,null,null,null,null,null,null,null,null,null,null,"n/a","n/a",null,null,null,null,null,null,null,null,null,null,null,null,null,null,"","",0,"2001-01-19",56.7,56.7,0.91,51.597000000000001]
["Bethel 2",1025,null,null,null,"GT","FO",null,"Petroleum",56.7,null,null,null,null,null,null,null,null,null,null,null,null,"Retired",null,1973,1998,"Salem","Marion","OR","Y","Columbia","WECC","Portland General Electric","IOU","Retired",null,null,null,null,0,0,0,0,null,null,null,null,null,null,null,null,null,null,null,null,null,null,"n/a","n/a",null,null,null,null,null,null,null,null,null,null,null,null,null,null,"","",0,"2001-01-19",56.7,56.7,0.91,51.597000000000001]
["Bettencourt B6 Dairy (Cargill)",1937,"57343","1,2",null,"BGICCG","AW",null,"Biomass",2.25,2.2000000000000002,null,2.1,2.2000000000000002,2.2000000000000002,2.2000000000000002,2.2000000000000002,null,null,null,null,null,"Operating","Jun",2009,null,"Jerome","Gooding","ID","Y","Columbia","WECC","Cargill Environmental Finance","Independent","Idaho Power (QF Dec 2009 - Dec 2019)",null,null,null,2019,1,1,2.25,1.6500000000000001,"Internal thermal load","Waste digester",null,null,"SPP",null,null,null,null,null,"IPC",null,null,null,null,null,null,null,null,0.2,0.22,1.1000000000000001,1.04,1.08,0.93,1,1.4,1.2,1.6,null,"42.717204","-114.616717","http://www.epa.gov/agstar/projects/profiles/bettencourtdairyb6farm.html","2020-03-23T13:34:37",2.2000000000000002,2.2000000000000002,0.75,1.6500000000000001]
["Bettencourt Dry Creek Biofactory (Cargill)",1678,"57344","GS1,GS2,GS3",null,"BGICCG","AW",null,"Biomass",2.25,2.4,2.2999999999999998,null,2.4,2.4,2.4,2.4,null,null,null,null,null,"Operating","Sep",2008,null,"Twin Falls","Wendell","ID","Y","Columbia","WECC","Cargill Environmental Finance","Independent","Idaho Power (QF Jan 2010 - Jan 2020)",null,null,null,2020,1,1,2.25,1.7624999999999997,"Internal thermal load","Waste digester",null,null,"SPP",null,null,null,null,null,"IPC",null,null,null,null,null,null,null,null,1.4,1.1000000000000001,0.6,1.35,1.54,1.21,1.2,1.2,1.2,null,"Anaerobic digestor and (3) Guascor SFGLD 560 750 kW nameplate reciprocating engines. QF contract converted to firm Apr 2010.","42.788344","-114.635735","http://bettencourtdairy.com/dry_creek_dairy_video","2017-10-17T14:36:38",2.2999999999999998,2.4,0.75,1.7624999999999997]
["Big Cliff",1026,"3074","1","FCRPS","Storage w/Div","WAT",null,"Hydro",18,18,null,3.86,21,21,21,21,null,null,11,null,11,"Operating",null,1954,null,"N. Fk. Santiam R.","Linn","OR","Y","Columbia","WECC","USCE","Federal","BPA",null,null,null,null,1,1,18,11,null,null,null,null,null,null,null,null,null,null,"BPA",10.8,11.3,9.9,2.9569634703196299,5.1920091324200897,9.3000000000000007,5.89,-0.02,4.0999999999999996,8.9,8.1999999999999993,7.31,8.2200000000000006,6.27,7.9,10.6,9.9,8,"Critical energy from PNUCC 2005 NRF","44.7506775","-122.28313","http://www.bpa.gov/corporate/bpanews/library/images/dams/descriptions/BigCliff.cfm","2020-03-29T21:40:02",18,21,0.61111111111111116,11]
["Big Fork 1 - 3",1027,"6459","1,2,3",2652,"Diversion","WAT",null,"Hydro",4.0999999999999996,4.0999999999999996,null,2.4,4.1500000000000004,4.1500000000000004,4.5999999999999996,4.5999999999999996,null,null,16,null,null,"Operating",null,1910,null,"Swan R.","Flathead","MT","Y","Columbia","WECC","PacifiCorp","IOU","PacifiCorp",null,null,null,null,1,1,4.0999999999999996,16,null,null,null,null,null,null,null,null,null,null,"PACE",2.2000000000000002,3,1.2,1.2311643835616399,1.1871004566209999,0.9,0.93,3.31,3.7,3.96,3.8,3.44,3.57,3.02,3.4,2.4,3,3.1,"Units 1 & 2 1.7 MW, Unit 3 0.7 MW. PAC minor. Original license granted September 1976; expired August 2002.","48.0592","-114.0708",0,"2020-03-21T21:11:51",4.0999999999999996,4.1500000000000004,3.9024390243902443,16]
["Big Hanaford (Transalta Centralia 30-70)",1028,"3845","30,40,50,60,70",null,"CC","NG",null,"Natural gas",322,322,248,null,244,256,256,268,null,null,null,null,null,"Retired","Aug",2002,2014,"Big Hanaford Valley","Lewis","WA","Y","Puget Sound & Coastal","WECC","TransAlta","Independent","Retired",null,null,null,null,0,0,0,0,null,null,"Williams Northwest",null,null,null,null,null,null,null,"BPA",25.9,44.7,22.8,29.2,67,40.4,35.64,43.23,31.1,0,0,null,null,null,null,null,null,null,"(4) GE LM6000 units in 4x1 CC configuration. aka TransAlta Centralia 30, 40, 50, 60, 70.  TransAlta confirmed w/ BPA that plant is no longer in service; and no longer interconnected to the transmission grid.","46.75","-122.863","http://www.transalta.com/transalta/webcms.nsf/AllDoc/8E2BA08371EE79B187257157004FC335?OpenDocument","2020-03-25T22:09:23",248,244,0.89,218.94]
["Big Horn I",1029,"56361","1",null,"WT","WND",null,"Wind",199.5,199,null,null,67,67,199,199,null,null,null,null,null,"Operating","Oct",2006,null,"Bickleton","Klickitat","WA","Y","Columbia","WECC","Iberdrola Renewables","Independent","M-S-R Public Power Agency (Modesto, Santa Clara, Redding) (Oct 2006 - Oct 2031)",null,"CA Public",null,2031,0,0,0,0,null,null,null,null,null,"(133) GE 1.5 SLE",80,77,2,null,"BPA",null,null,null,"n/a",8.9111872146118696,62.8,65.83,58.5,55.32,64.650000000000006,59.3,57.47,59.05,49.3,57.4,53.4,58.3,51,"(133) GE 1.5 MW WTG. Design wind speed 12.5 mph.","45.89842","-120.288483","http://www.facebook.com/pages/Big-Horn-Wind-Farm/136744476362272","2017-10-17T12:54:55",199.5,67,0.32,42.64]
["Big Horn II",1901,"57319","1",null,"WT","WND",null,"Wind",50,50,null,null,null,null,50,50,null,null,null,null,null,"Operating","Oct",2010,null,"Bickleton","Klickitat","WA","Y","Columbia","WECC","Iberdrola Renewables","Independent","M-S-R Public Power Agency (Modesto, Santa Clara, Redding) (25 yr PPA - Jan 2011 - Jan 2036)",null,"CA Public",null,2036,0,0,0,0,null,null,null,"BPA Rock Creek substation",null,"(25) Gamesa G90-2.0",78,90,2,null,"BPA",null,null,null,null,null,null,null,null,2.9,13.54,13.8,13.12,14.42,11.85,14,13.5,13.6,12.5,"RECs to PG&E through EOY 2010. Design wind speed 14.7mph.","45.840524","-120.326519","http://www.facebook.com/pages/Big-Horn-Wind-Farm/136744476362272","2017-10-17T12:54:42",50,null,0.32,16]
["Big Sheep Creek",1030,"50091","TB1,TB2",5118,"Diversion","WAT",null,"Hydro",1.6,1.6,1.6,1.6,1.6,2,1.6,1,null,null,0.51,null,null,"Operating","Jun",1986,null,"Big Sheep Cr.","Stevens","WA","Y","Columbia","WECC","G.M. Phillips","Independent","Avista Utilities (QF thru Jun 2021)",null,null,null,2021,1,1,1.6,0.51,null,null,null,null,"SPP",null,null,null,null,null,"BPA",null,null,null,null,null,null,0.36,0.65,0.9,0.85,0.9,0.99,0.89,0.94,1.2,0.8,0.7,0.8,"Exemption granted August 1983.","48.947741","-117.795376",0,"2020-03-22T20:41:20",1.6,{"$f":"IF(OR(J61=\"Wind\",J61=\"Solar\",J61=\"Hydro\"),J61,IF(ISNUMBER(N61),N61,IF(ISNUMBER(P61), P61, IF(ISNUMBER(L61),L61,J61))))","v":1.6},0.31874999999999998,0.51]
["Big Sky West Dairy Digester",1693,"57393","GEN1,GEN2",null,"BGICCG","AW",null,"Biomass",1.5,1.6,1.4,1.5,1.4,1.4,1.4,1.4,null,null,1.1000000000000001,null,null,"Operating",null,2009,null,"Gooding","Gooding","ID","Y","Columbia","WECC","Dean Foods Co./AgPower Partners","Independent","Idaho Power (QF Jan 2009 - Jan 2029)",null,null,null,2029,1,1,1.5,1.1000000000000001,"Internal thermal load","Waste digester",null,null,"SPP",null,null,null,null,null,"IPC",null,null,null,null,null,null,null,null,1.1000000000000001,1.03,1,0.92,1,1,1,1.1000000000000001,1,1.1000000000000001,"Gasification of cattle waste. Anaerobic digestor and (2) Guascor SFGLD 560 750 kW nameplate reciprocating engines.","42.846975","-114.800487","http://www.andgar.com/specialty-general-contracting-digester-projects-in-progress-big-sky-dairy.php","2020-03-23T13:34:47",1.4,1.4,0.73333333333333339,1.1000000000000001]
["Big Timber Wind Energy (Greycliff Wind) ",2124,"61155","BT-MT",null,"WT","WND",null,"Wind",25,25,null,null,null,null,25,25,null,null,null,null,null,"Operating","Feb",2018,null,"Greycliff","Sweet Grass","MT","N","Missouri","WECC","BayWa r.e.","Independent","NorthWestern PPA (25yr PURPA)",null,"PNW IOU",null,2043,1,1,null,null,null,null,null,null,"SPP","(14) GE 1.7-100",80,100,3,null,"NorthWestern",null,null,null,null,null,null,null,null,null,null,null,null,null,null,null,null,7.5,9,"(14) GE Energy 1.79-1.00 WTG. Design wind speed 16mph.","45.855428","-109.649167",0,"2018-10-22T11:07:43",25,25,0.32,8]
["Big Top (Echo Wind Farm)",1980,"56968","1",null,"WT","WND",null,"Wind",1.65,1.7,null,null,1.7,1.7,1.7,1.7,null,null,null,null,null,"Operating","Jul",2009,null,"Echo vicinity","Morrow/Umatilla","OR","Y","Columbia","WECC","Exelon (John Deere Renwables)","Independent","PacifiCorp",null,"PNW IOU",null,null,1,1,{"$f":"AN64*J64","v":1.65},null,null,null,null,"PacifiCorp Irrigon Substation",null,"(1) Vestas V82-1.65",80,82,2,null,"PACW",null,null,null,null,null,null,null,0.09,0.3,0.44,0.4,0.43,0.44,0.39400000000000002,0.4,0.3,0.5,0.4,"Big Top Wind Farm is a part of Echo Wind Farm (1-9).  Echo Wind Farm (1-9) is powered by (10) RePower MM92 turbines and (27) Vestas V82 turbines.  Echo Wind Farm has a capacity of 64.5 MW. Design wind speed 12.2mph.","45.724","-119.436",0,"2018-07-24T08:56:06",1.65,1.7,0.32,0.53599999999999992]
["Bighorn Solar",2327,"63647","PGR16",null,"PV","SOL",null,"Solar",2.2000000000000002,2.2000000000000002,null,null,null,null,null,null,null,null,null,null,null,"Operating","Dec",2020,null,"Salem","Marion","OR","Y",null,"WECC","Pine Gate Renewables","Independent","PGE QF",null,null,null,null,1,1,null,null,null,null,null,null,"SPP",null,null,null,null,null,null,null,null,null,null,null,null,null,null,null,null,null,null,null,null,null,null,null,null,"Per EIA, project is under construction, with est COD June 2020.",44.965699999999998,-122.95423,null,"2021-05-19T12:52:22",2.2000000000000002,2.2000000000000002,0.254,0.55880000000000007]
["Biglow Canyon I",1031,"56485","1",null,"WT","WND",null,"Wind",125.4,125.4,null,null,null,null,125.4,125.4,null,null,41.8,null,null,"Operating","Dec",2007,null,"Wasco","Sherman","OR","Y","Columbia","WECC","Portland General Electric","IOU","Portland General Electric",null,"PNW IOU",null,null,1,1,{"$f":"AN66*J66","v":125.4},{"$f":"IF(ISNUMBER(T66),T66,CC66)*AN66","v":41.8},null,null,null,"BPA John Day",null,"(76) Vestas V82-1.65",79,82,2,null,"BPA",null,null,null,null,null,3.2,43.87,39.25,35.61,55.51,126.5,135.94,130.41999999999999,119.32,120.8,102.2,118.9,112.2,"(76) Vestas V82 1.65 MW WTG. Design wind speed 19mph.","45.694343","-120.626478","http://en.wikipedia.org/wiki/Biglow_Canyon_Wind_Farm","2017-10-17T13:00:30",125.4,125.4,0.33333333333333331,41.8]
["Biglow Canyon II",1679,"56485","2",null,"WT","WND",null,"Wind",149.5,163.30000000000001,null,null,null,null,163.30000000000001,163.30000000000001,null,null,49.8333333333333,null,null,"Operating","Aug",2009,null,"Wasco","Sherman","OR","Y","Columbia","WECC","Portland General Electric","IOU","Portland General Electric",null,"PNW IOU",null,null,1,1,149.5,49.8333333333333,null,null,null,"BPA John Day",null,"(71) Siemens SWT-2.3-93",80,93,2,null,"BPA",null,null,null,null,null,null,null,null,null,null,null,null,null,null,null,null,null,null,"(65) Siemens SWT-2.3-93 WTG. Design wind speed 19mph.","45.694343","-120.626478","http://en.wikipedia.org/wiki/Biglow_Canyon_Wind_Farm","2017-10-17T13:00:33",149.5,163.30000000000001,0.33333333333333309,49.8333333333333]
["Biglow Canyon III",1695,"56485","3",null,"WT","WND",null,"Wind",174.8,161,null,null,null,null,161,161,null,null,60.9,null,null,"Operating","Aug",2010,null,"Wasco","Sherman","OR","Y","Columbia","WECC","Portland General Electric","IOU","Portland General Electric",null,"PNW IOU",null,null,1,1,174.8,60.9,null,null,null,"BPA John Day",null,"(70) Siemens SWT-2.3-93",80,93,2,null,"BPA",null,null,null,null,null,null,null,null,null,null,null,null,null,null,null,null,null,null,"(76) Siemens SWT-2.3-93 WTG. Design wind speed 19mph.","45.694343","-120.626478","http://en.wikipedia.org/wiki/Biglow_Canyon_Wind_Farm","2017-10-17T13:00:36",174.8,161,0.3483981693363844,60.9]
["Billingsley Creek",1032,null,null,6208,"Diversion","WAT",null,"Hydro",0.28000000000000003,null,0.2,0.28000000000000003,null,null,null,null,null,null,0.13,null,null,"Operating",null,1986,null,"Billlingsley Cr.","Gooding","ID","Y","Columbia","WECC","Trout-Co. Inc.","Independent","Idaho Power Co. (QF thru Nov 2021)",null,null,null,2021,1,1,0.28000000000000003,0.13,null,null,null,null,null,null,null,null,null,null,null,null,null,null,null,null,null,null,null,null,null,null,null,null,null,null,null,null,null,"Exemption granted September 1982.","","",0,"2020-03-22T20:42:07",0.28000000000000003,0.2,0.46428571428571425,0.13]
["Biofuels Washington Renewable Energy Facility",2084,"58688","A,B,C",null,"IC","LFG",null,"Biomass",4.5,4.5,null,null,null,null,4.5,4.5,null,null,null,null,null,"Operating","Dec",2013,null,"Graham Landfill","Pierce","WA","Y","Columbia","WECC","BioFuels Washington, LLC","Municipal","Puget Sound Energy (RECs to be split between PSE and Benton Co. PUD)","PSE and Benton Co. PUD",null,null,null,1,1,4.5,3.375,null,null,null,null,"SPP",null,null,null,null,null,"PSE",null,null,null,null,null,null,null,null,null,null,null,0.18,4.1900000000000004,3.89,4.2,4.0999999999999996,3.9,3.6,"(3) 1.5 MW 3520 Caterpillar generators.  DG so REC's count double.  RECs split between PSE and Benton Cty PUD.","46.975556","-122.290556","http://www.tpchd.org/environment/waste-management/lri-landfill/biofuels/","2017-10-24T09:48:24",4.5,4.5,0.75,3.375]
["Biomass One 1 & 2",1033,"10869","BBC,GE,GE-2",null,"STCG","WW",null,"Biomass",30,40,25,25,29,29,36.5,36.5,null,null,null,null,null,"Operating","Dec",1985,null,"White City","Jackson","OR","Y","Puget Sound & Coastal","WECC","Biomass 1, L.P.","Independent","PacifiCorp (QF Dec 1985 - Dec 2011)",null,null,null,2011,1,1,30,21.6,null,"Lumber & wood products",null,null,"SPP",null,null,null,null,null,"PACW",null,null,null,null,5.4138127853881297,4.4000000000000004,4.3099999999999996,14.5,17.3,13.41,14.6,19.64,22.28,17.420000000000002,17.7,13.4,18.899999999999999,18.600000000000001,"Unit 1 (10 MW) operating; Unit 2 (15 MW) idle, DOE/EIA-0095(99)/2","42.436","-122.85","http://www.biomassone.com/","2020-04-02T15:34:49",25,29,0.8,21.6]
["Biotech/Life Sciences Building Generator 836",1993,"56932","BLS1",null,"IC","FO2",null,"Petroleum",1,1,null,null,1,1,1,1,null,null,null,null,null,"Operating","May",2009,null,"Pullman","Whitman","WA","Y","Columbia","WECC","State of Washington","Independent","Load-side emrg.",null,null,null,null,1,0,1,0.93,null,null,null,null,null,null,null,null,null,null,"Avista",null,null,null,null,null,null,null,null,0,0,0,0,0,0,0,0,0,0,"(1) 1MW FO IC unit","46.7331","-117.1583",0,"2017-10-17T13:03:01",1,1,0.93,0.93]
["Birch Creek",1034,"10140","GEN1",7194,"Canal","WAT",null,"Hydro",2.6,2.6,0,0.31,2.6,2.6,2.6,2.6,null,null,null,null,0,"Operating","Apr",1986,null,"Birch Cr.","Clark","ID","Y","Columbia","WECC","Birch Power Co. & T.S. Sorenson","Independent","Idaho Power Co. (QF thru Oct 2019)",null,null,null,2019,1,1,2.6,1.1102000000000001,null,null,null,null,"SPP",null,null,null,null,null,"PACE",null,null,null,null,0.55308219178082196,0.4,0.46,1.29,1.2,1.49,1.8,1.4,1.51,1.4,1.3,1.1000000000000001,1.5,1.5,"License granted May 1986; expires April 2036. Critical energy from PNUCC 2005 NRF",{"$f":"IF(ISNA(VLOOKUP($B73,lkpLatLong,3,FALSE)),\"\",VLOOKUP($B73,lkpLatLong,3,FALSE))","v":"44.027444"},{"$f":"IF(ISNA(VLOOKUP($B73,lkpLatLong,4,FALSE)),\"\",VLOOKUP($B73,lkpLatLong,4,FALSE))","v":"-112.719439"},0,"2020-03-22T20:42:35",{"$f":"IF(OR(I73=\"Wind\",I73=\"Solar\",I73=\"Hydro\"),J73,IF(ISNUMBER(L73),L73,IF(ISNUMBER(O73), O73, IF(ISNUMBER(Q73),Q73,J73))))","v":2.6},2.6,{"$f":"IF(OR(ISBLANK(J73),ISBLANK(T73),J73=0),VLOOKUP(IF(G73=\"WAT\",\"HY\",IF(G73=\"LFG\",\"LFG\",F73)),Acapability,4,FALSE),T73/J73)","v":0.42699999999999999},{"$f":"IF(ISNUMBER(T73),T73,AVERAGE(BZ73,CA73)*CB73)","v":1.1102000000000001}]
["Birch Creek B",1035,null,null,"6458B","Conduit","WAT",null,"Hydro",0.05,null,0.3,0.04,0.05,0.05,null,null,null,null,null,null,1,"Operating",null,1984,null,"Birch Cr.","Gooding","ID","Y","Columbia","WECC","E. Jensen","Independent","PacifiCorp (QF thru Mar 2021)",null,null,null,2021,1,1,0.05,2.1350000000000001E-2,null,null,null,null,null,null,null,null,null,null,null,null,null,null,null,null,null,null,null,null,null,null,null,null,null,null,null,null,null,"Exemption granted December 1982. Critical energy from PNUCC 2005 NRF","","",0,"2020-03-22T20:42:42",0.05,0.05,0.42699999999999999,2.1350000000000001E-2]
["Black Canyon 1 - 2",1036,"6396","1,2","FCRPS","Storage","WAT",null,"Hydro",10.199999999999999,10.199999999999999,null,3.27,12,6,10.199999999999999,10.199999999999999,null,null,8,null,null,"Operating",null,1986,null,"Payette R.","Gem","ID","Y","Columbia","WECC","USBR","Federal","BPA",null,null,"Rewound units.",null,1,1,10.199999999999999,8,null,null,null,null,null,null,null,null,null,null,"IPC",6.6,7.6,5,1.5162100456620999,2.5718036529680401,5.0999999999999996,1.51,7.08,6.5,7.66,7,6.35,7.27,7.01,7.1,7.4,7.1,6.2,null,"43.9304438","-116.4365228","http://www.usbr.gov/projects/Facility.jsp?fac_Name=Black+Canyon+Diversion+Dam","2020-03-29T22:02:56",10.199999999999999,12,0.78431372549019618,8]
["Black Canyon No. 3",1037,null,null,6137,"Canal","WAT",null,"Hydro",0.1,null,null,0,0,0,null,null,null,null,null,null,0,"Operating",null,1983,null,"N. Gooding Main Cnl.","Gem","ID","Y","Columbia","WECC","W. & S. Brown","Independent","Idaho Power Co. (QF thru Apr 2019)",null,null,null,2019,1,1,0.1,2.1350000000000001E-2,null,null,null,null,null,null,null,null,null,null,null,null,null,null,null,null,null,null,null,null,null,null,null,null,null,null,null,null,null,"Exemption granted July 1982. Critical energy from PNUCC 2005 NRF","","",0,"2020-03-22T20:42:56",0.1,0,0.42699999999999999,2.1350000000000001E-2]
["Black Cap Solar II (PSEG Lake County Solar Energy Center)",2162,"60616","BCSLR",null,"PV","SOL",null,"Solar",8,8,null,null,null,null,8,8,null,null,null,null,null,"Operating","Dec",2016,null,"Lakeview","Lake","OR","Y","Klamath","WECC","PSEG (purchased from Obsidian Nov 2016)","Independent","PacifiCorp (QF thru 2036)",null,null,null,2036,1,1,8,2.032,null,null,null,null,"SPP",null,null,null,null,"Single-axis","PACW",null,null,null,null,null,null,null,null,null,null,null,null,null,null,null,2,2.1,2.1,"Crystalline silicone. 10.5MWdc, azimuth angle 90.","42.175","-120.3598",null,"2017-11-15T10:52:54",8,8,0.254,2.032]
["Black Cap Solar Project",2012,"58150","1",null,"PV","SOL",null,"Solar",2,2,null,null,null,null,2,2,null,null,null,null,null,"Operating","Oct",2012,null,"Near Lakeview, OR","Lake","OR","Y","Klamath","WECC","Obsidian Finance Group/ Black Cap Solar LLC; PacifiCorp owns the project's rights and land","Independent","PacifiCorp","PacifiCorp (bundled RECs) - 2x multiplier for solar in OR",null,null,null,1,1,2,0.50800000000000001,null,null,null,null,null,null,null,null,null,"Single-axis","PACW",null,null,null,null,null,null,null,null,null,null,0.1,0.54,0.49,0.51,0.5,0.5,0.5,0.4,"Crystalline silicone. 2.6MWdc, azimuth angle 90. (8,976) PV modules mounted on single-axis trackers.","42.171","-120.361","http://www.pacificorp.com/blackcap","2017-10-17T13:07:29",2,2,0.254,0.50800000000000001]
["Black Creek",1038,"54860","GEN1",6221,"Diversion","WAT",null,"Hydro",3.7,3.7,3.7,3.7,2,0,3.7,3.7,null,null,2,null,2,"Operating","Feb",1994,null,"Black Cr.","King","WA","Y","Puget Sound & Coastal","WECC","Black Creek Hydro, Inc.","Independent","Listed NUG per 2009 White Book",null,null,null,null,1,1,3.7,2,null,null,null,null,null,null,null,null,null,null,"PSE",null,null,null,null,null,null,0.04,0.71,1.3,1.49,1.3,1.47,1.61,0.73,1.4,1.3,1.3,0.9,"License granted July 1988; expires June 2038. Critical energy from PNUCC 2005 NRF. Certified Low-impact.","47.534465","-121.702596",0,"2020-03-22T20:43:06",3.7,2,0.54054054054054046,2]
["Black Eagle 1 - 3",1039,"2181","BLA1,BLA2,BLA3","2188E","ROR","WAT",null,"Hydro",20.9,24,null,null,21,21,21,21,null,null,15.45,null,null,"Operating","Sep",1927,null,"Missouri R.","Cascade","MT","N","Missouri","WECC","Northwestern Energy purchased from PPL Montana, finalized Nov. 2014.","IOU","Northwestern Energy",null,null,"Unit 1 planned to come offline at end of April for turbine replacement (1.5MW upgrade) - scheduled to be back online Q1 2021.",null,0.31,0.31,6.4789999999999992,4.7894999999999994,null,null,null,null,null,null,null,null,null,null,"NorthWestern",null,null,null,null,null,null,14.41,16.28,16.2,16.79,13.8,12.56,13.81,14.53,13.5,14.4,15.8,16.2,"Original License granted April 1956; expired November 1994.","47.52027","-111.26248","http://www.northwesternenergy.com/our-company/hydroelectric-facilities","2020-03-25T12:15:49",20.9,21,0.73923444976076558,15.45]
["Black Eagle Solar",2226,"61336","BESMT",null,"PV","SOL",null,"Solar",3,3,null,null,null,null,3,3,null,null,{"$f":"6520/8760","v":0.74429223744292239},null,null,"Operating","Sep",2017,null,"Black Eagle, MT","Cascade","MT","N","Missouri","WECC","Developed by Cypress Creek Renewables, owned by Enerparc. ","Independent","NorthWestern Energy (25yr PPA)",null,null,null,2042,0.31,0.31,0.92999999999999994,0.23073059360730594,null,null,null,null,"SPP",null,null,null,null,"Single-axis","NorthWestern",null,null,null,null,null,null,null,null,null,null,null,null,null,null,null,0.1,0.7,0.7,"Crystalline silicone. 4.1MWdc, azimuth angle 90, tilt 45. ~35 acres, 10,000-12,000 panels","47.547466","-111.253974",0,"2018-01-06T11:14:22",3,3,0.24809741248097414,0.74429223744292239]
["Blind Canyon",1040,"54514","1",8375,"Diversion","WAT",null,"Hydro",1.3,1.3,0,0,0.62,0,1.3,1.3,null,null,null,null,0,"Operating","Apr",1992,null,"Blind Canyon Spr.","Gooding","ID","Y","Columbia","WECC","Blind Canyon Aquaranch, Inc.","Independent","Idaho Power Co. (QF thru Apr 2014; Dec 2014 - Dec 2034)",null,null,null,2034,1,1,1.3,0.40991999999999995,null,null,null,null,"SPP",null,null,null,null,null,"IPC",null,null,null,null,null,null,0.44,0.5,0.5,0.63,0.5,0.32,0.38,0.45,0.4,0.5,0.5,0.2,"Exemption granted October 1985 Critical energy from PNUCC 2005 NRF","42.69984","-114.822603",0,"2020-03-22T20:43:21",1.3,0.62,0.42699999999999999,0.40991999999999995]
["Bliss 1 - 3",1041,"810","1,2,3",1975,"ROR","WAT",null,"Hydro",75,75,null,75,75,75,81.400000000000006,77.900000000000006,null,null,42,null,42,"Operating","Nov",1949,null,"Snake R.","Gooding","ID","Y","Columbia","WECC","Idaho Power Co.","IOU","Idaho Power Co.",null,null,null,null,1,1,75,42,null,null,null,null,null,null,null,null,null,null,"IPC",null,null,null,null,null,null,36,44.32,38.4,58.63,42,33.31,34.42,35.6,32.799999999999997,39.200000000000003,40.4,44.3,"Original license granted March 1948; expired February 1998. Relicense granted Aug 2004. Critical energy from PNUCC 2005 NRF","42.913","-115.07",0,"2020-03-21T21:12:28",75,75,0.56000000000000005,42]
["Blue Heron Paper",1042,null,null,null,"STCG","NG","FO","Natural gas",15,null,null,null,null,null,null,null,null,null,null,null,null,"Retired",null,null,2011,"Oregon City","Clackamas","OR","Y","Columbia","WECC","Blue Heron Paper Co.","Independent","Retired",null,null,null,null,0,0,0,0,"Blue Heron Paper","Groundwood, deinking, newsprint mills","Williams Northwest",null,null,null,null,null,null,null,null,null,null,null,null,null,null,null,null,null,null,null,null,null,null,null,null,null,null,"Was Smurfit Stone Container Corp.","45.355","-122.6128",0,"2020-03-25T22:01:16",15,15,0.8,12]
["Blue Mountain Lumber Products",1043,null,null,null,"STCG","WW",null,"Biomass",3.5,null,null,null,null,null,null,null,null,null,null,null,null,"Retired",null,1986,1996,"Long Creek","Grant","OR","Y","Columbia","WECC","Blue Mtn Forest Products","Independent","Retired",null,null,null,null,0,0,0,0,"Blue Mountain Forest Products","Lumber & wood products",null,null,null,null,null,null,null,null,null,null,null,null,"n/a","n/a",null,null,null,null,null,null,null,null,null,null,null,null,null,"Sold and to be dismantled.","","",0,"2005-02-10",3.5,3.5,0.8,2.8000000000000003]
["Blundell II",2029,"299","2",null,"GB","GST",null,"Geothermal",14.1,12,null,null,null,null,11,9,null,null,null,null,null,"Operating","Dec",2007,null,"Roosevelt Hot Springs, Milford, UT","Beaver","UT","N",null,"WECC","PacifiCorp","IOU","PacifiCorp","PacifiCorp (bundled RECs)",null,null,null,1,1,14.1,9,null,null,null,null,null,null,null,null,null,null,"PACE",null,null,null,null,null,null,null,null,null,null,null,null,null,null,null,null,null,null,"Blundell II - employs \"bottoming\" cycle of binary heat-recovery process to extract more energy from hot geothermal brine left over from steam seperation cycle.  26.1 MW Blundell I uses \"flash\" technology, operating in 1984.","38.486","-112.852","http://www.pacificorp.com/es/re/blundell.html","2020-03-26T10:41:06",9,11,0.9,9]
["Bly Solar Center",2163,"62272",null,null,"PV","SOL",null,"Solar",8.5,8.5,null,null,null,null,null,null,null,null,null,null,null,"Operating","Jun",2018,null,"Bonanza","Klamath","OR","Y","Klamath","WECC","GCL Energy Holdings","Independent","Pacificorp (20yr QF PPA)","PacifiCorp (bunded RECs)",null,null,2038,1,1,8.5,null,null,null,null,null,null,null,null,null,null,"Single-axis","PACW",null,null,null,null,null,null,null,null,null,null,null,null,null,null,null,null,0.1,2.1,"Crystalline silicone. Single-axis tracker. 11MWdc.","42.379312","-121.018481","http://www.swinertonrenewable.com/projects/bly","2019-11-22T12:15:37",8.5,8.5,0.254,2.1589999999999998]
["Boardman",1044,"6106","1",null,"ST","COL",null,"Coal",601,642.20000000000005,580,570,606,610,585,585,90,0.95,null,null,null,"Retired","Aug",1980,2020,"Boardman","Morrow","OR","Y","Columbia","WECC","PGE (90%); IPC (10%)","Coop/IOU/Independent","PGE (90%); IPC (10%)",null,null,null,2018,0,0,0,{"$f":"IF(ISNUMBER(T88),T88,CC88)*AN88","v":0},null,null,null,null,null,null,null,null,null,null,"BPA (PRC share), IPC (share), PGE (share)",430.8,490.9,403.8,396.30376712328803,272.66358447488602,497.2,462.08,365.32,471.43,381.29,301.39999999999998,429.11,365.56,272.01,217.2,198.5,146.69999999999999,293.8,"One 560.5 MW STG.","45.6964","-119.808","http://en.wikipedia.org/wiki/Boardman_Coal_Plant","2021-04-11T21:31:20",580,606,0.86,509.98]
["Boise (Elgin)",1045,null,null,null,"STCG","WW",null,"Biomass",7.5,null,null,null,null,null,null,null,null,null,7.5,null,null,"Retired",null,null,2000,"Elgin","Union","OR","Y","Columbia","WECC","Boise Cascade","Independent","Retired",null,null,null,null,0,0,0,{"$f":"IF(ISNUMBER(T89),T89,CC89)*AN89","v":0},"Boise Cascade Elgin","Lumber & wood products",null,null,null,null,null,null,null,null,null,null,null,null,"n/a","n/a",null,null,null,null,null,null,null,null,null,null,null,null,null,null,"","",0,"2005-07-20",7.5,7.5,1,7.5]
["Boise 1 & 2 (Medford)",1046,"56193","1,2",null,"STCG","WW",null,"Biomass",8.5,8.5,0,8.5,7.5,7.5,7.5,7.5,null,null,null,null,null,"Idle","Jun",1956,null,"Medford","Jackson","OR","Y","Puget Sound & Coastal","WECC","Boise Cascade","Independent","Listed NUG per 2009 White Book",null,null,null,null,0,0,0,{"$f":"IF(ISNUMBER(T90),T90,CC90)*AN90","v":0},"Boise Cascade - Medford Operations","Sawmill",null,null,"SPP",null,null,null,null,null,"PACW",null,null,null,null,null,null,0.01,0.26,null,null,null,0,0,null,null,null,null,null,"Per SNL, plant is mothballed. No EIA generation data for 2015.","42.355075","-122.900775",0,"2020-03-31T17:03:50",0,7.5,0.8,3]
["Boise City Solar (ID Solar 1)",1932,"60445","INV1",null,"PV","SOL",null,"Solar",40,40,null,null,null,null,40,40,null,null,10.48,null,null,"Operating","Jun",2016,null,"Kuna","Ada","ID","Y","Columbia","WECC","Entropy Solar Integrators","Independent","Idaho Power Co (20 yr ESA)",null,null,null,2036,1,1,40,{"$f":"IF(ISNUMBER(T91),T91,CC91)*AN91","v":10.48},null,null,null,null,"SPP",null,null,null,null,"Single-axis","IPC",null,null,null,null,null,null,null,null,null,null,null,null,null,null,3,10.1,11.1,10.7,"Single axis tracking system. 563 acreage lot. (174,800) Poly c-Si Jinko modules. EPC contractor Depcom. 40MWac/54.37MWdc. Azimuth angle 180, tilt angle 20.","43.386694","-116.334094",null,"2017-10-18T10:44:43",40,40,0.26200000000000001,10.48]
["Boise River Diversion 1- 3",1047,"6397","1A,2A,3A","FCRPS","ROR","WAT",null,"Hydro",3.4,3.3,null,0,3.3,3.3,3.3,3.3,null,null,2,null,null,"Operating","May",1912,null,"Boise R.","Ada","ID","Y","Columbia","WECC","USBR","Federal","BPA",null,null,"Rewound units",null,1,1,3.4,{"$f":"IF(ISNUMBER(T92),T92,CC92)*AN92","v":2},null,null,null,null,null,null,null,null,null,null,"IPC",null,null,0.9,0.57499999999999996,0.99589041095890396,1.1000000000000001,0.41,0.85,1,1.05,1.3,0.91,0.8,0.94,1,1.3,1.1000000000000001,1,"(3) turbine-generators. Idled 1982. Rehabilitation underway Nov 2002; returned to service Aug 2004.","43.5375","-116.09333","http://www.usbr.gov/projects/Powerplant.jsp?fac_Name=Boise+River+Diversion+Powerplant","2020-03-29T22:06:25",3.4,3.3,0.58823529411764708,2]
["Bonanza Solar (Norwest 4)",2210,"62268","NWE4",null,"PV","SOL",null,"Solar",6,5.6,null,null,null,null,null,null,null,null,null,null,null,"Operating","Dec",2018,null,"Bonanza","Klamath","OR","Y","Klamath","WECC","New Energy Solar Ltd.","Independent","Pacificorp (20yr QF PPA)",null,null,null,2038,1,1,null,null,null,null,null,null,"SPP",null,null,null,null,"Single-axis","PACW",null,null,null,null,null,null,null,null,null,null,null,null,null,null,null,null,0,1.2,"Single-axis tracking. 6.8MWdc.","42.201881","-121.355799",null,"2019-02-26T09:05:09",6,{"$f":"IF(OR(J93=\"Wind\",J93=\"Solar\",J93=\"Hydro\"),J93,IF(ISNUMBER(N93),N93,IF(ISNUMBER(P93), P93, IF(ISNUMBER(L93),L93,J93))))","v":6},0.254,1.524]
["Bonners Ferry 1",1048,null,null,null,"IC","FO",null,"Petroleum",0.2,null,null,null,null,0.2,null,null,null,null,null,null,null,"Retired",null,1930,"Unknown","Bonners Ferry","Boundary","ID","Y","Columbia","WECC","City of Bonners Ferry","Municipal","Retired",null,null,null,null,0,0,{"$f":"AN94*J94","v":0},{"$f":"IF(ISNUMBER(T94),T94,CC94)*AN94","v":0},null,null,null,null,null,null,null,null,null,null,null,null,null,null,null,null,null,null,null,null,null,null,null,null,null,null,null,null,null,null,"","",0,"2008-04-14",0.2,0.2,0.93,0.18600000000000003]
["Bonners Ferry 2",1049,null,null,null,"IC","FO",null,"Petroleum",1.1000000000000001,null,null,null,null,1.1000000000000001,null,null,null,null,null,null,null,"Retired",null,1930,"Unknown","Bonners Ferry","Boundary","ID","Y","Columbia","WECC","City of Bonners Ferry","Municipal","Retired",null,null,null,null,0,0,0,{"$f":"IF(ISNUMBER(T95),T95,CC95)*AN95","v":0},null,null,null,null,null,null,null,null,null,null,null,null,null,null,null,null,null,null,null,null,null,null,null,null,null,null,null,null,null,null,"","",0,"2008-04-14",1.1000000000000001,1.1000000000000001,0.93,1.0230000000000001]
["Bonners Ferry 3",1050,null,null,null,"IC","FO",null,"Petroleum",1.1000000000000001,null,null,null,null,1.1000000000000001,null,null,null,null,null,null,null,"Retired",null,1973,"Unknown","Bonners Ferry","Boundary","ID","Y","Columbia","WECC","City of Bonners Ferry","Municipal","Retired",null,null,null,null,0,0,0,{"$f":"IF(ISNUMBER(T96),T96,CC96)*AN96","v":0},null,null,null,null,null,null,null,null,null,null,null,null,null,null,null,null,null,null,null,null,null,null,null,null,null,null,null,null,null,null,"","",0,"2008-04-14",1.1000000000000001,1.1000000000000001,0.93,1.0230000000000001]
["Bonneville 1 - 18",1051,"3075","1,2,3,4,5,6,7,8,9,10,11,12,13,14,15,16,17,18","FCRPS","ROR","WAT",null,"Hydro",1050.4000000000001,1135.8,null,980,1086.7,1086.7,1127.7,1127.7,null,null,578,null,402,"Operating","Jul",1938,null,"Columbia R.","Multnomah/Skamania","OR/WA","Y","Columbia","WECC","USCE","Federal","BPA",null,null,null,null,1,1,1050.4000000000001,{"$f":"IF(ISNUMBER(T97),T97,CC97)*AN97","v":578},null,null,null,null,null,null,null,null,null,null,"BPA",534.5,512.79999999999995,534.29999999999995,492.16689497716902,580.29098173516002,520.4,515.49,509.8,460.61,629.14,633.5,533.28,556.73,471.13,528,551.9,554.79999999999995,480.3,"Nameplate, Summer & Winter from FERC 714. Critical energy from PNUCC 2005 NRF","45.638","-121.942","http://www.nwcouncil.org/energy/powersupply/dams/dam.asp?id=1","2020-03-29T22:12:39",1050.4000000000001,1086.7,0.55026656511805017,578]
["Bonneville Fishway F1 & F2",1052,"3075","F1,F2","FCRPS","ROR","WAT",null,"Hydro",26.2,26.2,null,null,26.2,26.2,26.2,26.2,null,null,21,null,21,"Operating","Nov",1981,null,"Columbia R.","Multnomah/Skamania","OR/WA","Y","Columbia","WECC","USCE","Federal","BPA",null,null,null,null,1,1,26.2,{"$f":"IF(ISNUMBER(T98),T98,CC98)*AN98","v":21},null,null,null,null,null,null,null,null,null,null,"BPA",null,null,null,null,null,null,null,null,null,null,null,null,null,null,null,null,null,null,"Nameplate, Summer & Winter from FERC 714. Critical energy from PNUCC 2005 NRF","45.638","-121.942",0,"2017-10-17T13:24:27",26.2,26.2,0.80152671755725191,21]
["Boring Solar",2277,"62169","BSPV2",null,"PV","SOL",null,"Solar",2.2000000000000002,2.2000000000000002,null,null,null,null,2.2000000000000002,2.2000000000000002,null,null,null,null,null,"Operating","Apr",2019,null,"Boring, OR","Clackamas","OR","Y","Columbia","WECC","BNRG Renewables","Independent","PGE (20yr QF)",null,null,null,2039,1,1,2.2000000000000002,null,null,null,null,null,"SPP",null,null,null,null,"Fixed tilt","PGE",null,null,null,null,null,null,null,null,null,null,null,null,null,null,null,null,null,0.4,"Crystalline silicone. 3.4MWdc, azimuth angle 180, tilt 20.","45.430825","-122.28444444",0,"2019-07-09T12:58:01",2.2000000000000002,2.2000000000000002,0.254,0.55880000000000007]
["Boulder Creek",1053,null,null,7086,"Diversion","WAT",null,"Hydro",0.35,null,0.2,null,0.35,0.35,null,null,null,null,0.21,null,null,"Operating",null,1984,null,"Boulder Cr.","Lake","MT","Y","Columbia","WECC","Salish & Kookenai Tribes","Independent","NorthWestern QF (thru June 2022)",null,null,null,2022,0.31,0.31,0.1085,{"$f":"IF(ISNUMBER(T100),T100,CC100)*AN100","v":6.5099999999999991E-2},null,null,null,null,null,null,null,null,null,null,null,null,null,null,null,null,null,null,null,null,null,null,null,null,null,null,null,null,null,"Exemption granted September 1983.","","",0,"2020-04-14T12:49:26",0.35,0.35,0.6,0.21]
["Boulder Park 1-6",1054,"8022","1,2,3,4,5,6",null,"IC","NG",null,"Natural gas",24.6,24.6,25,24.6,24.6,24.6,24.6,24.6,24.6,0.8,null,null,null,"Operating","May",2002,null,"Spokane","Spokane","WA","Y","Columbia","WECC","Avista","IOU","Avista Utilities",null,null,null,null,1,1,24.6,23.064000000000004,null,null,"TransCanada GTN/Williams Northwest",null,null,null,null,null,null,null,"Avista",1,1.8,0.9,0.77545662100456603,0.89132420091324205,1.6,1.35,3.17,1.2,1.04,0.6,2.96,1.69,2.56,2.1,3,5.5,7.6,"(6) 4.1 MW Wartsila units.","47.696410","-117.147488",0,"2020-07-15T16:26:00",25,24.6,0.93,23.064000000000004]
["Boundary 1 - 6",1055,"6433","51,52,53,54,55,56",2144,"Storage","WAT",null,"Hydro",1039.8,1118.5999999999999,null,717,1039.8,1039.8,1103.8,1103.8,null,null,454,null,303,"Operating","Aug",1967,null,"Pend Oreille R.","Pend Oreille","WA","Y","Columbia","WECC","City of Seattle","Municipal","City of Seattle",null,null,null,null,1,1,1039.8,454,null,null,null,null,null,null,null,null,null,null,"SCE",451.5,407.5,398.1,394.29942922374403,492.28675799086801,413.8,441.21,409.5,358.27,512.70000000000005,433.3,394.89,484.41,395.66,443.4,436.2,457.1,376.8,"License granted April 1982; expires October 2011. Critical energy from PNUCC 2005 NRF.  FERC approved 42-yr license (Mar 2013).","48.992","-117.348","http://www.nwcouncil.org/energy/powersupply/dams/dam.asp?id=21","2020-03-20T21:47:31",1039.8,1039.8,0.43662242738988266,454]
["Boundary GT",1056,null,null,null,"GT","FO",null,"Petroleum",0.75,null,1,1,null,null,null,null,null,null,null,null,null,"Operating",null,null,null,"Boundary Dam","Pend Oreille","WA","Y","Columbia","WECC","City of Seattle","Municipal","City of Seattle",null,null,null,null,1,1,0.75,0.91,null,null,null,null,null,null,null,null,null,null,null,null,null,null,null,null,null,null,null,null,null,null,null,null,null,null,null,null,null,null,"","",0,"2020-03-23T12:34:26",1,1,0.91,0.91]
["Box Canyon",1057,null,null,6543,"ROR R w/Div (spring)","WAT",null,"Hydro",0.56000000000000005,null,0.3,0.31,null,null,null,null,null,null,0.52,null,null,"Operating",null,1983,null,"Box Canyon Spr.","Twin Falls","ID","Y","Columbia","WECC","Clear Springs Trout Co.","Independent","Idaho Power Co. (QF thru Feb 2019)",null,null,null,null,1,1,0.56000000000000005,0.52,null,null,null,null,null,null,null,null,null,null,null,null,null,null,null,null,null,null,null,null,null,null,null,null,null,null,null,null,null,"Exemption granted November 1982.","","",0,"2020-03-22T20:44:17",0.56000000000000005,0.3,0.92857142857142849,0.52]
["Box Canyon 1 - 4",1058,"3891","1,2,3,4",2042,"ROR","WAT",null,"Hydro",90,90,null,75.3,76.8,76.8,90,90,null,null,52,null,43,"Operating","Jun",1955,null,"Pend Oreille R.","Pend Oreille","WA","Y","Columbia","WECC","Pend Oreille Co. PUD","PUD","Pend Oreille Co. PUD",null,null,"Upgrade of 4 units completed in 2015",null,1,1,90,52,null,null,null,null,null,null,null,null,null,null,"Avista",45.6,49.7,53.6,53.686529680365297,55.484703196346999,51.9,48.22,50.1,44.8,46.09,42.9,47.39,49.66,57.9,55.6,40.299999999999997,50.4,52.6,"Box Canyon Dam & reservoir and Calispell Ck diversion pumphouse, diversion, forebay channel and powerhouse w/4 Kaplan turbines.  Original license Feb 1952 - Jan 2002. 50- yr relicensed granted July 2005.  Critical energy from PNUCC 2005 NRF.  Licensed upgrade to 90 MW + 2.4 additional aMW energy completed in Feb 2015.","48.781215","-117.412244","http://www.popud.com/Box%20Canyon%20Hydro.htm","2020-04-06T21:45:57",90,76.8,0.57777777777777772,52]
["Box Canyon 1 & 2",1059,"50179","GEN1,GEN2",null,null,"WAT",null,"Hydro",5,5,null,null,0.26,0.34,5,5,null,null,null,null,null,"Operating","Jun",1986,null,"Mt. Shasta","Siskiyou","CA","N","Unknown","WECC","Synergics, Inc.","Independent","PacifiCorp (PPA thru 2020)",null,null,null,2020,0.38,0.38,1.9,0.42674379999999995,null,null,null,null,"SPP",null,null,null,null,null,"PACW",null,null,null,null,null,null,null,null,null,null,null,null,null,null,2.73,2.88,1,2.4,null,"41.2792","-122.3292",0,"2017-12-04T15:08:27",5,0.26,0.42699999999999999,1.1230099999999998]
["BP Cherry Point GTs",1060,null,null,null,"GT","NG",null,"Natural gas",72.8,null,null,null,null,null,null,null,null,null,null,null,null,"Retired",null,2001,2001,"Blaine (Cherry Point Refinery)","Whatcom","WA","Y","Puget Sound & Coastal","WECC","BP Cherry Point Refinery, Blaine, WA","Independent","Retired",null,null,null,null,0,0,0,0,null,null,null,null,null,null,null,null,null,null,null,null,null,null,"n/a","n/a",null,null,null,null,null,null,null,null,null,null,null,null,null,"(14) leased 5.2 MW Solar Taurus units.","","",0,"2005-03-30",72.8,72.8,0.91,66.248000000000005]
["Bremerton WWTP",1061,null,null,null,"ICCG","WG",null,"Biomass",0.152,null,null,null,0.152,0.152,null,null,null,null,7.0000000000000007E-2,null,null,"Operating",null,null,null,"Bremerton","Kitsap","WA","Y","Puget Sound & Coastal","WECC","City of Bremerton","Independent","Self-generation",null,null,null,null,1,0.5,0.152,7.0000000000000007E-2,"Bremerton WWTP","Wastewater treatment",null,null,null,null,null,null,null,null,null,null,null,null,null,null,null,null,null,null,null,null,null,null,null,null,null,null,null,null,"47.550221","-122.671981","http://www.cityofbremerton.com/content/wastewater.html","2014-01-30T08:48:43",0.152,0.152,0.46052631578947373,7.0000000000000007E-2]
["Briggs",1062,null,null,8083,"Diversion","WAT",null,"Hydro",0.3,null,null,0.13,null,null,null,null,null,null,0.2,null,null,"Retired",null,1986,1999,"Teton Cnl.","Fremont","ID","Y","Columbia","WECC","Briggs Hydroelectric","Independent","Retired",null,null,null,null,0,0,0,0,null,null,null,null,null,null,null,null,null,null,null,null,null,null,"n/a","n/a",null,null,null,null,null,null,null,null,null,null,null,null,null,"Exemption surrendered June 1999.","","",0,"2020-03-25T22:09:47",0.3,0.3,0.66666666666666674,0.2]
["Briggs Creek",1063,null,null,4360,"Diversion","WAT",null,"Hydro",0.75,null,0.6,0.59,0.41,0.41,null,null,null,null,null,null,0,"Operating",null,1985,null,"Briggs Cr.","Gooding","ID","Y","Columbia","WECC","R. Kaster","Independent","Idaho Power Co. (QF thru Oct 2020)",null,null,null,null,1,1,0.75,0.24765999999999999,null,null,null,null,null,null,null,null,null,null,null,null,null,null,null,null,null,null,null,null,null,null,null,null,null,null,null,null,null,"Exemption granted February 1984. Critical energy from PNUCC 2005 NRF","","",0,"2020-03-22T20:44:50",0.75,0.41,0.42699999999999999,0.24765999999999999]
["Bristol Solar",2363,"64009","BS",null,"PV","SOL",null,"Solar",3,3,null,null,null,null,null,null,null,null,null,null,null,"Operating","Jan",2021,null,"Woodburn","Marion","OR","Y","Columbia","WECC","Bristol Solar, LLC","Independent","PGE QF",null,null,null,null,null,null,null,null,null,null,null,null,null,null,null,null,null,null,"PGE",null,null,null,null,null,null,null,null,null,null,null,null,null,null,null,null,null,null,"Located on private property; 12 acres of Exclusive Farm Use zone",45.145000000000003,-122.78700000000001,null,"2021-05-19",3,3,0.254,0.76200000000000001]
["Broadwater Toston Dam",1064,"54006","GEN1",2853,"ROR","WAT",null,"Hydro",9.6999999999999993,9.6999999999999993,3.1,2.85,7.9,6.7,9.6999999999999993,9.6999999999999993,null,null,null,null,6,"Operating","Jun",1989,null,"Missouri R.","Broadwater","MT","N","Missouri","WECC","State of Montana (owner); Dry Creek, LLC (lessee)","Independent","NorthWestern (QF thru Jun 2024)",null,null,null,2024,0.31,0.31,{"$f":"AN112*J112","v":3.0069999999999997},{"$f":"IF(ISNUMBER(T112),T112,CC112)*AN112","v":1.1648560000000001},null,null,null,null,null,null,null,null,null,null,"NorthWestern",null,null,null,null,null,null,5.26,6.04,6,6.11,6.1,5.15,5.95,5.4,5.5,6,3.4,6.3,"License granted April 1984; expires June 2024. Critical energy from PNUCC 2005 NRF","46.119722","-111.408333","http://en.wikipedia.org/wiki/Toston_Dam","2020-03-22T20:45:09",9.6999999999999993,7.9,0.42699999999999999,3.7576000000000001]
["Brownlee 1- 5",1065,"811","1,2,3,4,5","1971C","ROR R. w/Div.","WAT",null,"Hydro",675,585.4,null,675,675.02,491.99,744,726.9,null,null,340,null,231,"Operating","Aug",1958,null,"Snake R.","Washington","ID/OR","Y","Columbia","WECC","Idaho Power Co.","IOU","Idaho Power Co.",null,null,null,null,1,1,{"$f":"AN113*J113","v":675},{"$f":"IF(ISNUMBER(T113),T113,CC113)*AN113","v":340},null,null,null,null,null,null,null,null,null,null,"IPC",209.9,221.9,214.2,223.374771689498,333.99155251141599,208.6,239.99,274.75,256.27999999999997,333.78,262.5,191.26,218.89,196.22,229.8,273.3,276.10000000000002,289.8,"License granted August 1955; expires July 2005. Critical energy from PNUCC 2005 NRF","44.841","-116.896","http://www.nwcouncil.org/energy/powersupply/dams/dam.asp?id=20","2020-04-13T10:22:07",675,675.02,0.50370370370370365,340]
["Brunswick Creek",1066,null,null,6564,"Storage w/Div","WAT",null,"Hydro",3.7499999999999999E-2,null,null,null,3.7499999999999999E-2,3.7499999999999999E-2,null,null,null,null,2.5000000000000001E-2,null,null,"Operating",null,1982,null,"Brunswick Canyon Cr.","Washington","OR","Y","Columbia","WECC","R.L. Horning","Independent","Portland General Electric",null,null,null,2039,1,1,{"$f":"AN114*J114","v":3.7499999999999999E-2},{"$f":"IF(ISNUMBER(T114),T114,CC114)*AN114","v":2.5000000000000001E-2},null,null,null,null,null,null,null,null,null,null,"IPC",null,null,null,null,null,null,null,null,null,null,null,null,null,null,null,null,null,null,"(1) 37.5 kW unit. Exemption granted September 1982; surrendered April 2004.","","",0,"2014-01-30T08:50:30",3.7499999999999999E-2,3.7499999999999999E-2,0.66666666666666674,2.5000000000000001E-2]
["Brush Creek Solar",2328,"63464","PGR19",null,"PV","SOL",null,"Solar",2.2000000000000002,2.2000000000000002,null,null,null,null,null,null,null,null,null,null,null,"Operating","May",2020,null,null,"Marion","OR","Y","Columbia","WECC","Pine Gate Renewables","Independent","PGE QF",null,null,null,null,1,1,null,null,null,null,null,null,"SPP",null,null,null,null,null,null,null,null,null,null,null,null,null,null,null,null,null,null,null,null,null,null,null,null,"Per EIA, project is under construction, with est COD June 2020.",44.984999999999999,-122.81283999999999,null,"2020-10-26T18:15:01",2.2000000000000002,2.2000000000000002,0.254,0.55880000000000007]
["Brush Solar Center",2266,"61844","BRUSH",null,"PV","SOL",null,"Solar",2.8,null,null,null,null,null,null,null,null,null,null,null,null,"Operating","Dec",2019,null,"Unity, OR","Baker","OR","Y","Columbia","WECC","Enerparc","Independent","Idaho Power (20yr PPA)",null,null,null,null,1,1,null,null,null,null,null,null,"SPP",null,null,null,null,null,null,null,null,null,null,null,null,null,null,null,null,null,null,null,null,null,null,null,null,null,44.4664,-118.20569,null,"2020-01-13",2.8,2.8,0.254,0.71119999999999994]
["Buffalo River (Pond's Lodge)",1067,"7718",null,1413,"Diversion","WAT",null,"Hydro",0.25,null,0.3,0.25,0.25,0.25,null,null,null,null,0.217,null,null,"Operating",null,1936,null,"Buffalo R. (Henrys Fk. Snake)","Fremont","ID","Y","Columbia","WECC","Fall River REC","Coop","BPA",null,null,"no planned upgrades at this time (March 2020)",null,1,1,{"$f":"AN117*J117","v":0.25},{"$f":"IF(ISNUMBER(T117),T117,CC117)*AN117","v":0.217},null,null,null,null,null,null,null,null,null,null,null,null,null,null,null,null,null,null,null,null,null,null,null,null,null,null,null,null,null,"(1) 250 kW Bouvier Kaplan turbine. Original license granted October 1939; expired June 1951. Relicensed Nov 2004. Low-impact certified to 2011.","","",0,"2020-03-25T14:24:49",0.25,0.25,0.86799999999999999,0.217]
["Bull Run 1 - 4",1068,"3044","1,2,3,4",477,"ROR R. w/Div.","WAT",null,"Hydro",20.8,null,null,null,null,24,22,22,null,null,null,null,10,"Retired","Oct",1912,2007,"Sandy R.","Clackamas","OR","Y","Columbia","WECC","Portland General Electric","IOU","Retired",null,null,null,null,0,0,0,0,null,null,null,null,null,null,null,null,null,null,"PGE",10.6,11,13.4,8.8816210045662096,11.4095890410959,9.1999999999999993,2.6,null,null,null,null,null,null,null,null,null,null,null,"Original license granted November 1924; expired November 1974. App. to surrender license for project removal by 2009 approved May 2004. Decomissioning commenced 2007. Critical energy from PNUCC 2005 NRF","45.42901","-122.23395","http://en.wikipedia.org/wiki/Bull_Run_Hydroelectric_Project","2020-03-25T22:10:30",20.8,22,0.42699999999999999,9.1377999999999986]
["Bull Run No. 1 (Portland Hydro)",1069,"4213","1","2821A","Storage w/Div","WAT",null,"Hydro",23.7,23.7,18,18.399999999999999,24,24,24,24,null,null,6.86,null,null,"Operating","Feb",1982,null,"Bull Run R.","Multnomah/Clackamas","OR","Y","Columbia","WECC","City of Portland","Independent","PGE (Sep 2017 thru June 2032); replaces old contract which expired Aug 2017",null,null,null,2032,1,1,23.7,6.86,null,null,null,null,null,null,null,null,null,null,"PGE",8.1999999999999993,9.9,1.9,7.3742009132420101,6.0831050228310497,null,7.0000000000000007E-2,5.67,6.3,6.12,7.4,6,6.45,4.38,6.1,6.3,5,3.6,"License granted March 1979; expires February 2029. New PSA w/ PGE signed in Sep 2017, thru Jun 2032. Energy NorthWest to be new O&M operator.","45.42901","-122.23395","http://en.wikipedia.org/wiki/Bull_Run_Hydroelectric_Project","2020-03-22T21:43:15",23.7,24,0.28945147679324895,6.86]
["Bull Run No. 2 (Portland Hydro)",1070,"4214","2","2821B","ROR R w/Div","WAT",null,"Hydro",11.8,11.8,0,null,13.5,13.5,13.5,13.5,null,null,4.58,null,null,"Operating","Feb",1982,null,"Bull Run R.","Multnomah/Clackamas","OR","Y","Columbia","WECC","City of Portland","Independent","Portland General Electric (PSA through Aug 2017)",null,null,null,2032,1,1,11.8,4.58,null,null,null,null,null,null,null,null,null,null,"PGE",8.6999999999999993,9.9,9.3000000000000007,7.6682648401826503,3.6154109589041101,8.5,5.28,4.08,5,4.5199999999999996,3.9,0.65,4.0999999999999996,3.1,4.2,4.5999999999999996,3.4,2.4,"License granted March 1979; expires February 2029. New PSA w/ PGE signed in Sep 2017, thru Jun 2032. Energy NorthWest to be new O&M operator.","45.42901","-122.23395","http://en.wikipedia.org/wiki/Bull_Run_Hydroelectric_Project","2017-12-05T15:11:35",11.8,13.5,0.38813559322033897,4.58]
["Burley Butte (Idaho Wind)",1994,"56434","BBWP",null,"WT","WND",null,"Wind",19.5,21.3,null,null,null,null,21.3,21.3,null,null,5.9,null,null,"Operating","Feb",2011,null,"Burley","Cassia","ID","Y","Columbia","WECC","Idaho Wind Partners","Independent","QF PPA w/IPC (Feb 2011-Dec 2030)",null,"PNW IOU",null,2030,1,1,19.5,5.9,null,null,null,null,"SPP","(13) GE 1.5 XLE",80,82.5,2,null,"IPC",null,null,null,null,null,null,null,null,null,5.21,6.8,6.61,6.99,5.85,6.4,5.5,7,6.4,"(13) GE 1.5 MW WTG.  FERC ruling May 2011 allows for RECs to be unbundled via 3rd party and sold to CA - power gets sold back to ID. Design wind speed 14.9mph.","42.4644","-113.895","http://www.exergydevelopment.com/projects/sites/burley-butte","2017-10-17T14:15:38",19.5,21.3,0.3025641025641026,5.9]
["Burnham Creek",1071,null,null,9654,null,"WAT",null,"Hydro",0,null,null,null,null,null,null,null,null,null,0,null,null,"Retired",null,null,"Unknown","Burnham Cr.",null,"WA","Y","Unknown","WECC",null,null,"Retired",null,null,null,null,0,0,0,0,null,null,null,null,null,null,null,null,null,null,null,null,null,null,null,null,null,null,null,null,null,null,null,null,null,null,null,null,null,null,"","",0,"2020-03-25T22:11:48",0,0,0.42699999999999999,0]
["Burrill Lumber",1072,null,null,null,"STCG","NG","WW","Natural gas",1.5,1.5,null,null,null,null,1.4,1.4,null,null,null,null,null,"Retired",null,1990,1998,"White City","Jackson","OR","Y","Puget Sound & Coastal","WECC","Eugene F. Burrill Lumber","Independent","Retired",null,null,null,null,0,0,0,0,"Eugene F. Burrill Lumber","Lumber & wood products",null,null,null,null,null,null,null,null,null,null,null,null,0,0,null,null,null,null,null,null,null,null,null,null,null,null,null,"Burrill closed down in 1998.","","",0,"2014-01-23T17:03:42",1.4,1.4,0.8,1.1199999999999999]
["Burton Creek",1073,null,null,7577,"Diversion","WAT",null,"Hydro",0.8,null,null,0,0.48,0.48,null,null,null,null,0.41,null,null,"Operating",null,1996,null,"Burton Cr.","Lewis","WA","Y","Columbia","WECC","G. Peters","Independent",null,null,null,null,null,1,1,0.8,0.41,null,null,null,null,null,null,null,null,null,null,null,0.2,0.2,0.2,0.158675799086758,0.18858447488584501,0.2,0.17,null,null,null,null,null,null,null,null,null,null,null,"Exemption granted September 1985.","","",0,"2020-03-22T20:47:50",0.8,0.48,0.51249999999999996,0.41]
["Butler Solar",2342,"63694","13501",null,"PV","SOL",null,"Solar",4,4,null,null,null,null,null,null,null,null,null,null,null,"Operating","Jan",2021,null,"Sheridan, OR","Yamhill","OR","Y","Columbia","WECC","Pacific Northwest Solar","Independent","PGE QF",null,null,null,null,null,null,null,null,null,null,null,null,"SPP",null,null,null,null,null,null,null,null,null,null,null,null,null,null,null,null,null,null,null,null,null,null,null,null,null,45.101804000000001,-123.41010199999999,null,"2021-05-19T11:45:18",4,{"$f":"IF(OR(J125=\"Wind\",J125=\"Solar\",J125=\"Hydro\"),J125,IF(ISNUMBER(N125),N125,IF(ISNUMBER(P125), P125, IF(ISNUMBER(L125),L125,J125))))","v":4},0.254,1.016]
["Butter Creek (Echo Wind Farm)",1981,"56967","1",null,"WT","WND",null,"Wind",4.95,5,null,null,null,null,5,5,null,null,null,null,null,"Operating","Jul",2009,null,"Echo vicinity","Morrow/Umatilla","OR","Y","Columbia","WECC","Exelon (John Deere Renwables)","Independent","PacifiCorp",null,"PNW IOU",null,null,1,1,{"$f":"AN126*J126","v":4.95},{"$f":"IF(ISNUMBER(T126),T126,CC126)*AN126","v":1.5919999999999999},null,null,null,"PacifiCorp Irrigon Substation","SPP","(3) Vestas V82-1.65",80,82,2,null,"PACW",null,null,null,null,null,null,null,0.56999999999999995,1.3,1.57,1.5,1.54,1.51,1.32,1.3,1.2,1.5,1.3,"Butter Creek is a part of Echo Wind Farm (1-9).  Echo Wind Farm (1-9) is powered by (10) RePower MM92 turbines and (27) Vestas V82 turbines.  Echo Wind Farm has a capacity of 64.5 MW. Deisgn wind speed 12.2mph.","45.724","-119.436",0,"2017-10-17T14:17:04",4.95,5,0.32,1.5919999999999999]
["Bypass",1074,"50895","GEN1,GEN2,GEN3",9070,"Canal","WAT",null,"Hydro",9.9,9.9,0,0,7.5,0,9.9,9.9,null,null,null,null,3,"Operating","Mar",1987,null,"N. Side Main Cnl.","Jerome","ID","Y","Columbia","WECC","Enel SpA","Independent","Idaho Power Co. (QF thru Jun 2023)",null,null,null,null,1,1,9.9,3.7148999999999996,null,null,null,null,"SPP",null,null,null,null,null,"IPC",null,null,null,null,null,null,3,3.03,3.1,3.18,3.3,3.05,3.09,3.13,3,2.9,3.2,2.9,"Exemption granted September 1985. Sold to ENEL Spa July 2004. Critical energy from PNUCC 2005 NRF","42.5596337","-114.055861","http://www.enelgreenpower.com/en-GB/ena/power_plants/wm/bypass/index.aspx","2020-03-22T20:48:03",9.9,7.5,0.42699999999999999,3.7148999999999996]
["C.J. Strike 1- 3",1075,"812","1,2,3",2055,"ROR","WAT",null,"Hydro",82.8,82.8,null,82.8,82.8,82.8,94.2,92,null,null,null,null,null,"Operating","May",1952,null,"Snake R.","Owyhee","ID","Y","Columbia","WECC","Idaho Power Co.","IOU","Idaho Power Co.",null,null,null,null,1,1,82.8,35.355599999999995,null,null,null,null,null,null,null,null,null,null,"IPC",41.5,40.1,40.5,43.727054794520498,55.119292237442899,44.5,44.11,54.78,48.4,75.069999999999993,53,40.94,41.81,42.93,43,62.8,64.900000000000006,56.6,"Original License granted February 1951; expired November 2000. Relicense granted Aug 2004.","42.946","-115.975","http://www.idahopower.com/riversrec/parksrec/swanfalls.htm","2020-03-21T21:14:37",82.8,82.8,0.42699999999999999,35.355599999999995]
["Cabinet Gorge 1 - 4",1076,"833","1,2,3,4",2058,"ROR R. w/Div.","WAT",null,"Hydro",265,265.2,null,262,287.3,287.3,254.6,294.8,null,null,123.6,null,84,"Operating","Sep",1952,null,"Clark Fork R.","Bonner","ID","Y","Columbia","WECC","Avista","IOU","Avista Utilities",null,null,"Upgrades 2001-2007, units 2 - removal/replacement of propellor runner w/ modern design mixed-flow runner, units 3-4 runner replacements and generator rewinds.",null,1,1,265,123.6,null,null,null,null,null,null,null,null,null,null,"Avista",123.8,111.2,120.9,114.59200913242,130.799315068493,124.2,125.16,121.05,107.48,147.53,136.9,119,136.36000000000001,113.57,122.8,121.3,132.30000000000001,113.1,"License granted January 1951; expires February 2001. Critical energy from PNUCC 2005 NRF","48.087","-116.057","http://www.avistautilities.com/resources/hydro/clarkfork/project/proj_cg.asp","2020-04-09T21:59:41",265,287.3,0.46641509433962264,123.6]
["Calligan Creek",2128,"60418","CC6MW",13948,"ROR","WAT",null,"Hydro",6,6,null,6,null,null,6,6,null,null,null,null,null,"Operating","Mar",2018,null,"Calligan Creek, above Snoqualmie Falls; near North Bend","King","WA","Y","Puget Sound & Coastal","WECC","Snohomish Co. PUD","PUD","Snohomish PUD",null,null,null,null,1,1,6,2.5619999999999998,null,null,null,null,null,null,null,null,null,null,"PSE",null,null,null,null,null,null,null,null,null,null,null,null,null,null,null,null,1.3,1.3,"Final FERC license approved (6/30/15). SnoPUD issued $40M tax exempt bonds to finance construction of Calligan Creek and Hancock Creek projects (9/28/15). ","47.6008","-121.68861","http://www.snopud.com/PowerSupply/hydro/calliganhancock.ashx?p=1913","2020-03-22T20:48:14",6,6,0.42699999999999999,2.5619999999999998]
["Camp Reed (Idaho Wind)",1885,"57125","CRWP",null,"WT","WND",null,"Wind",22.5,22.5,null,null,null,null,22.5,22.5,null,null,6.8,null,null,"Operating","Dec",2010,null,"Hagerman","Elmore","ID","Y","Columbia","WECC","Idaho Wind Partners","Independent","QF PPA w/IPC (Feb 2011 - Dec 2030).  SCL to purchase environmental attributes (RECs) 2018-2030, for compliance ytars 2019-2031.","SCL purchasing RECs 2018-2030","PNW IOU",null,2030,1,1,22.5,6.8,null,null,null,"IPC King-Bliss 138kV line","SPP","(15) GE 1.5 XLE",80,82.5,2,null,"IPC",null,null,null,null,null,null,null,null,0,6.93,4,7.21,7.63,6.03,7.9,7,7.6,7.5,"(15) GE 1.5 MW WTG.  FERC ruling May 2011 allows for RECs to be unbundled via 3rd party and sold to CA - power gets sold back to ID. Deseign wind speed 14.4mph.","42.816","-115.058","https://www.pacificpower.net/env/bsre/bses/crwp.html","2017-10-17T14:34:26",22.5,22.5,0.30222222222222223,6.8]
["Campbell Hill (Three Buttes)",2017,"57090","CHWF",null,"WT","WND",null,"Wind",99,99,null,null,null,null,99,99,null,null,29.7,null,null,"Operating","Dec",2009,null,"Casper","Converse","WY","N","Missouri","WECC","Duke Energy DEGS Campbell Hill","Independent","PPA w/ PacifiCorp for 20 years (Dec 2009 - Dec 2029)","PacifiCorp (bundled RECs)","PNW IOU",null,2029,1,1,99,29.7,null,null,null,null,null,"(66) GE 1.5 SLE",83,77,2,null,"PACE",null,null,null,null,null,null,null,null,null,null,null,38.54,37.83,33.51,37.9,35.57,35.200000000000003,37,"(66) 1.5 MW GE WTG.  Assume 25.81% SG factor to Oregon, per PacifiCorp's 2011 OR RPS Compliance Report. Design wind speed 15mph.","42.9989","-106.02136","http://en.openei.org/wiki/Campbell_Hill_Wind_Farm","2020-01-29T09:31:20",99,99,0.3,29.7]
["Canal Creek",1077,null,null,5572,"Canal","WAT",null,"Hydro",1.1000000000000001,null,null,null,null,null,null,null,null,null,0.47,null,null,"Retired",null,1984,1997,"Wallowa Valley Imp. Dist. Cnl.","Wallowa","OR","Y","Columbia","WECC","Joseph Hydro Assoc., Ltd.","Independent","Retired",null,null,null,null,0,0,0,0,null,null,null,null,null,null,null,null,null,null,null,null,null,null,"n/a","n/a",null,null,null,null,null,null,null,null,null,null,null,null,null,"Dam remains in service. Exemption surrendered March 1982.","","",0,"2020-03-25T22:12:20",1.1000000000000001,1.1000000000000001,0.42727272727272719,0.47]
["Canyon Creek",1078,"PLNT_19",null,6414,"Diversion","WAT",null,"Hydro",0.08,null,null,0.12,0.08,0.08,null,null,null,null,0.06,null,null,"Operating",null,1985,null,"Canyon Cr.","Clackamas","OR","Y","Columbia","WECC","Douglas Water Power Company","Independent",null,null,null,null,null,1,1,0.08,0.06,null,null,null,null,null,null,null,null,null,null,null,null,null,null,null,null,null,0.05,null,null,null,null,null,null,null,null,null,null,null,"Exemption granted September 1982.","","",0,"2020-03-22T20:48:23",0.08,0.08,0.75,0.06]
["Canyon Ferry 1- 3",1079,"6400","1,2,3","Federal","Storage","WAT",null,"Hydro",49.8,49.8,null,null,57.6,57.6,57.6,57.6,null,null,46.8,null,"not reported","Operating","Dec",1953,null,"Missouri R.","Lewis & Clark","MT","N","Missouri","WECC","USBR","Federal","WAPA",null,null,null,null,0,0,"00:00:00","00:00:00",null,null,null,null,null,null,null,null,null,null,"NorthWestern",null,null,null,34.065296803652998,37.638127853881301,32.6,37.950000000000003,44.31,42.11,47.8,37,30.24,41.44,34.630000000000003,35.4,39.6,42.2,42.1,null,"46.649","-111.728","http://goldwest.visitmt.com/listings/97.htm","2017-10-17T14:34:58",49.8,57.6,0.93975903614457834,46.8]
["Cargill Kettle Butte Bio Factory",2070,"57345","1,2",null,"BGICCG","AW",null,"Biomass",1.8,1.8,null,null,1.8,1.8,1.8,1.8,null,null,null,null,null,"Operating","May",2011,null,"Roberts, ID","Jefferson","ID","Y","Columbia","WECC","Cargill Environmental Finance","Independent","PacifiCorp (Rocky Mountain Power) - PPA June 2011 - Feb 2021",null,null,null,2021,1,1,1.8,1.35,null,"Waste digestor",null,null,"SPP",null,null,null,null,null,"PACE",null,null,null,null,null,null,null,null,null,0.37,1,0.82,0.88,0.61,0.7,0.9,0.8,0.8,"Anaerobic digestor on Kettle Butte Dairy and (2) biogas-fired IC engines.","43.630127","-112.28169",0,"2017-10-17T14:37:14",1.8,1.8,0.75,1.35]
["Carmen-Smith 1-3",1080,"3067","1,2,3","2242B","Storage w/Div","WAT",null,"Hydro",114.3,114.3,null,108,111.8,114.5,103.8,106.5,null,null,22,null,16,"Operating","Aug",1963,null,"McKenzie R.","Linn","OR","Y","Columbia","WECC","City of Eugene (EWEB)","Municipal","EWEB",null,null,null,null,1,1,114.3,22,null,null,null,null,null,null,null,null,null,null,"BPA",26.3,26.2,28.6,21.812100456621,26.190068493150701,24.1,17.78,24.54,25.2,31.73,33.6,28.7,32.01,22.74,29.8,30.1,18.899999999999999,4.8,"(2) 52.2 MW units, (1) 9.9 MW unit. License granted January 1959; expired November 2008. EWEB negotiating new license - wants to revise 2008 application due to rising costs and lower project economics (Oct 2015). Critical energy from PNUCC 2005 NRF.",{"$f":"IF(ISNA(VLOOKUP($B137,lkpLatLong,3,FALSE)),\"\",VLOOKUP($B137,lkpLatLong,3,FALSE))","v":"44.279"},{"$f":"IF(ISNA(VLOOKUP($B137,lkpLatLong,4,FALSE)),\"\",VLOOKUP($B137,lkpLatLong,4,FALSE))","v":"-122.049"},"http://www.eweb.org/content.aspx/1f46b0f5-8c35-4fbc-9a22-1eadb1553e92","2020-03-21T21:13:34",{"$f":"IF(OR(I137=\"Wind\",I137=\"Solar\",I137=\"Hydro\"),J137,IF(ISNUMBER(L137),L137,IF(ISNUMBER(O137), O137, IF(ISNUMBER(Q137),Q137,J137))))","v":114.3},111.8,{"$f":"IF(OR(ISBLANK(J137),ISBLANK(T137),J137=0),VLOOKUP(IF(G137=\"WAT\",\"HY\",IF(G137=\"LFG\",\"LFG\",F137)),Acapability,4,FALSE),T137/J137)","v":0.19247594050743658},{"$f":"IF(ISNUMBER(T137),T137,AVERAGE(BZ137,CA137)*CB137)","v":22}]
["Carty Generating Station",1892,"58503","GEN1,GEN2",null,"CC","NG",null,"Natural gas",440,500,null,430,null,null,413,467,168,0.9,null,null,null,"Operating","Jul",2016,null,"Boardman","Morrow","OR","Y","Columbia","WECC","Portland General Electric","IOU","Portland General Electric",null,null,null,null,1,1,440,391.6,null,null,null,null,null,null,null,null,null,null,"PGE",null,null,null,null,null,null,null,null,null,null,null,null,null,null,155.6,273.3,344.8,341.3,"(1) CC w/duct firing, wet mech draft cooling.  Mitsbishi G-class turbine.","45.6964","-119.808","http://www.portlandgeneral.com/our_company/energy_strategy/proposed/carty_station.aspx","2020-07-15T16:27:46",467,413,0.89,391.6]
["Cascade 1 & 2",1081,"813","1,2",2848,"Storage w/Div","WAT",null,"Hydro",12.42,12.4,null,8.67,12.4,1.8,14.4,9.1999999999999993,null,null,12,null,null,"Operating",null,1926,null,"Payette R. N. Fk.","Valley","ID","Y","Columbia","WECC","Idaho Power Co.","IOU","Idaho Power Co.",null,null,null,null,1,1,12.42,12,null,null,null,null,null,null,null,null,null,null,"IPC",null,null,null,null,null,null,5.4,5.12,4.0999999999999996,5.81,6,4.5599999999999996,4.92,3.6,4.8,5.4,5.4,4.2,"License granted February 1981; expires January 2031.","44.7578","-115.561",0,"2020-03-21T21:13:48",12.42,12.4,0.96618357487922701,12]
["Cascade Creek",1082,null,null,6629,"Diversion","WAT",null,"Hydro",0.08,null,0,0.02,0.08,0.08,null,null,null,null,{"$f":"67/8760","v":7.6484018264840184E-3},null,null,"Operating",null,1983,null,"Cascade Cr.","Park","MT","N","Missouri","WECC","M Ranch","Independent","NorthWestern (QF thru Oct 2019)",null,null,null,2019,0.31,0.31,null,null,null,null,null,null,null,null,null,null,null,null,null,null,null,null,null,null,null,null,null,null,null,null,null,null,null,null,null,null,null,"Exemption granted January 1983. Critical energy from PNUCC 2005 NRF","","",0,"2020-03-22T20:49:08",0.08,0.08,9.5605022831050226E-2,7.6484018264840184E-3]
["Case Creek Solar",2330,"63207","CCPV1",null,"PV","SOL",null,"Solar",2.2000000000000002,2.2000000000000002,null,null,null,null,2.2000000000000002,2.2000000000000002,null,null,null,null,null,"Operating","Oct",2019,null,"Marion Cty","Marion","OR","Y","Columbia","WECC","BNRG Renewables","Independent","PGE",null,null,null,null,null,null,null,null,null,null,null,null,"SPP",null,null,null,null,"Fixed tilt","PGE",null,null,null,null,null,null,null,null,null,null,null,null,null,null,null,null,null,0.1,"Crystalline Silicone, 3.2MWdc, Fixed-tilt. 180 azimuth angle, 20 tilt angle",45.171999999999997,-122.91200000000001,null,"2020-10-23T20:28:09",2.2000000000000002,2.2000000000000002,0.254,0.55880000000000007]
["Cassia",1902,"56934","1",null,"WT","WND",null,"Wind",10.5,10.5,null,null,null,null,10.5,10.5,null,null,null,null,null,"Operating","Feb",2009,null,"Hagerman","Twin Falls","ID","Y","Columbia","WECC","Exelon (John Deere Renewables)","Independent","Idaho Power Co. (QF Mar 2009 - Mar 2029)",null,"PNW IOU",null,2029,1,1,{"$f":"AN142*J142","v":10.5},{"$f":"IF(ISNUMBER(T142),T142,CC142)*AN142","v":3.36},null,null,null,"IPC Lower Malad/ Mtn Home Jct 138kV","SPP","(5) Suzlon S88-2100",80,88,2,null,"IPC",null,null,null,null,null,null,null,2.0099999999999998,3,2.75,2.7,2.83,3.04,2.35,2.8,2.5,2.8,2.1,"(5) Suzlon S88-2.1 MW WTG. Design wind speed 14.7mph.","42.86232","-115.026510","http://www.exeloncorp.com/PowerPlants/exelonwind-idaho/Pages/profile.aspx","2017-10-17T14:41:54",10.5,10.5,0.32,3.36]
["Cassia Gulch",1888,"56935","1",null,"WT","WND",null,"Wind",18.899999999999999,18.899999999999999,null,null,null,null,18.899999999999999,18.899999999999999,null,null,null,null,null,"Operating","Feb",2009,null,"Hagerman","Twin Falls","ID","Y","Columbia","WECC","Exelon (John Deere Renewables)","Independent","Idaho Power Co. (QF May 2010 - May 2030)",null,"PNW IOU",null,2030,1,1,{"$f":"AN143*J143","v":18.899999999999999},{"$f":"IF(ISNUMBER(T143),T143,CC143)*AN143","v":6.048},null,null,null,"IPC Lower Malad/ Mtn Home Jct 138kV","SPP","(9) Suzlon S88-2100",80,88,2,null,"IPC",null,null,null,null,null,null,null,3.57,5.2,5.0999999999999996,5.0999999999999996,4.95,5.15,4.05,4.9000000000000004,4.4000000000000004,4.9000000000000004,4.5999999999999996,"(9) Suzlon S88-2.1 MW WTG. Design wind speed 14.7mph.","42.162371","-112.380623",0,"2017-10-17T14:41:36",18.899999999999999,18.899999999999999,0.32,6.048]
["C-Drop Hydro",2100,"58470","GEN1",null,"Canal","WAT",null,"Hydro",1.1000000000000001,1.1000000000000001,null,0,null,null,1.1000000000000001,null,null,null,null,null,null,"Operating","May",2012,null,null,"Klamath","OR","Y","Klamath","WECC","C-Drop Hydro, LLC/Klamath Irrigation District","Municipal",null,null,null,null,null,1,1,{"$f":"AN144*J144","v":1.1000000000000001},{"$f":"IF(ISNUMBER(T144),T144,CC144)*AN144","v":0.46970000000000001},null,null,null,null,"SPP",null,null,null,null,null,"PACW",null,null,null,null,null,null,null,null,null,null,null,0.22,0.25,0.26,0.3,0.3,0.2,0.3,"Granted LOPP by Bur Rec instead of FERC license in Nov 2011.","42.165833","-121.685",null,"2020-03-22T20:50:13",1.1000000000000001,1.1000000000000001,0.42699999999999999,0.46970000000000001]
["Cedar Draw Creek (Crystal Springs)",1083,"10806","GEN1",8278,"Diversion","WAT",null,"Hydro",2.2999999999999998,2.2999999999999998,0.8,1.1599999999999999,1.08,0.46,2,2,null,null,null,null,0,"Operating","Jan",1988,null,"Cedar Draw Cr.","Twin Falls","ID","Y","Columbia","WECC","Crystal Springs Hydroelectric, LP","Independent","Idaho Power Co. (QF thru May 2019)",null,null,null,null,1,1,{"$f":"AN145*J145","v":2.2999999999999998},{"$f":"IF(ISNUMBER(T145),T145,CC145)*AN145","v":0.72162999999999999},null,null,null,null,"SPP",null,null,null,null,null,"IPC",null,null,null,null,null,null,null,null,1.2,1.3,1.3,1.1200000000000001,1.2,1.1100000000000001,1.3,1.4,1.3,1.4,"License granted May 1985; expires April 2035. Critical energy from PNUCC 2005 NRF","42.622513","-114.50093",0,"2020-03-22T20:50:36",2.2999999999999998,1.08,0.42699999999999999,0.72162999999999999]
["Cedar Falls (Masonry Dam) 1 & 2",1084,"6430","5,6",10647,"Storage w/Div","WAT",null,"Hydro",20,30,null,9.25,30,30,30,30,null,null,9,null,12,"Operating",null,1905,null,"Cedar R.","King","WA","Y","Puget Sound & Coastal","WECC","City of Seattle","Municipal","City of Seattle",null,null,null,null,1,1,{"$f":"AN146*J146","v":20},{"$f":"IF(ISNUMBER(T146),T146,CC146)*AN146","v":9},null,null,null,null,null,null,null,null,null,null,"SCE",9,7.2,6.9,3.4528538812785401,6.0486301369862998,5.6,7.45,8.69,7.4,12.52,13.9,8.8699999999999992,7.44,5.37,7.8,9.5,9.9,4.7,"Critical energy from PNUCC 2005 NRF","47.419","-121.781","http://www.ci.seattle.wa.us/light/environment/fish/ev5ff_cf.htm","2020-03-21T21:14:01",20,30,0.45,9]
["Cedar Springs I",2319,null,null,null,"WT","WND",null,"Wind",200,null,null,null,null,null,null,null,null,null,null,null,null,"Operating","Dec",2020,null,"Douglas","Converse","WY","N","Missouri","WECC","PacifiCorp","IOU","PacifiCorp","PacifiCorp","PNW IOU",null,null,null,null,null,null,null,null,null,null,null,null,null,null,null,null,"PACE",null,null,null,null,null,null,null,null,null,null,null,null,null,null,null,null,null,null,null,42.955559999999998,-105.29564999999999,null,"2021-09-09T10:22:52",200,200,0.32,64]
["Cedar Springs II",2320,null,null,null,"WT","WND",null,"Wind",200,null,null,null,null,null,null,null,null,null,null,null,null,"Operating","Dec",2020,null,"Douglas","Converse","WY","N","Missouri","WECC","PacifiCorp","IOU","PacifiCorp","PacifiCorp","PNW IOU",null,null,null,null,null,null,null,null,null,null,null,null,null,null,null,null,"PACE",null,null,null,null,null,null,null,null,null,null,null,null,null,null,null,null,null,null,null,42.964530000000003,-105.36369000000001,null,"2021-09-09T10:22:55",200,200,0.32,64]
["Cedar Springs III",2321,null,null,null,"WT","WND",null,"Wind",133,null,null,null,null,null,null,null,null,null,null,null,null,"Operating","Dec",2020,null,"Douglas","Converse","WY","N","Missouri","WECC","NextEra","IPP","PacifiCorp (long-term PPA)","PacifiCorp","PNW IOU",null,null,null,null,null,null,null,null,null,null,null,null,null,null,null,null,"PACE",null,null,null,null,null,null,null,null,null,null,null,null,null,null,null,null,null,null,null,43.075719999999997,-105.58172999999999,null,"2021-09-09T10:22:55",133,133,0.32,42.56]
["Central Energy Cogen Plant (Brigham Young Univ)",2183,"59496","ST601",null,"STCG","NG",null,"Natural gas",5.6,5.6,null,null,null,null,4.5999999999999996,5.2,0.3,0.99,null,null,null,"Operating","Jun",2016,null,"BYU-Idaho in Rexburg","Madison","ID","Y","Columbia","WECC","Brigham Young University-Idaho","Independent","Self-gen, PPA w/ PAC for excess",null,null,null,null,1,0.5,{"$f":"AN150*J150","v":5.6},{"$f":"IF(ISNUMBER(T150),T150,CC150)*AN150","v":3.9200000000000004},null,null,null,null,"cogen",null,null,null,null,null,"PACE",null,null,null,null,null,null,null,null,null,null,null,null,null,null,4.5,4.5,4.5,4.5,"Construction begain in 2013 to replace coal-fired boilers w/ NG fired boilers. New plant utilizes cogen thru a HRSG.","43.8181","-111.7828","http://big-d.com/projects/byu-idaho-central-energy-facility/","2020-07-15T16:28:52",5.2,4.5999999999999996,0.8,3.9200000000000004]
["Central Oregon Siphon",1085,"50980","GEN1,GEN2",3571,"Diversion","WAT",null,"Hydro",5.4,5.4,0,4.3499999999999996,5.4,5.4,5.4,5.4,null,null,null,null,null,"Operating","Aug",1989,null,"Deschutes R.","Deschutes","OR","Y","Columbia","WECC","Central Oregon Irrigation District","Independent","PacifiCorp (QF thru Dec 2020)",null,null,null,2020,1,1,5.4,2.3058000000000001,null,null,null,null,"SPP",null,null,null,null,null,"PACW",null,null,null,null,0.818264840182648,0.9,0.69,3.25,2.5,3.27,4.4000000000000004,2.97,2.92,2.9,2.5,3,2.5,1.9,"License granted September 1987; expires August 2037.","44.065925","-121.311962","http://www.coid.org/powerplant.htm","2020-03-22T20:50:50",5.4,5.4,0.42699999999999999,2.3058000000000001]
["Centralia 1",1086,"3845","1",null,"ST","COL",null,"Coal",729.99,729.9,670,1340,688,688,670,670,235,0.94,null,null,null,"Retired","Dec",1972,2020,"Centralia","Lewis","WA","Y","Puget Sound & Coastal","WECC","TransAlta","Independent","100 MW contract w/PGE through 2015 (Centralia 1 & 2) . 11 yr Transition agreement w/ PSE - 180MW in 2014, 300MW in 2015, 380MW 2016-2024, 300MW in 2025.  ",null,null,null,null,0,0,0,0,null,null,null,null,null,null,null,null,null,null,"BPA",1058.7,1151.5,1188.8,1196.7,642.4,973.4,997.38,850.5,968.8,594.65,425.6,766.14,762.97,573.4,522.5,624.6,612.70000000000005,816.8,"One 729.999 MW STG. TransAlta considering future of Centralia site - currently evaluating option to convert boiled to natual gas production. Decision not likely until 2021. (March 2018).","46.756","-122.857","http://www.transalta.com/transalta/webcms.nsf/AllDoc/D7E5E521CBB488BF87257226006EEC84?OpenDocument","2021-01-05T21:53:02",670,688,0.86,583.93999999999994]
["Centralia 2",1087,"3845","2",null,"ST","COL",null,"Coal",729.99,729.9,670,null,688,688,670,670,250,0.94,null,null,null,"Operating","Jul",1973,2025,"Centralia","Lewis","WA","Y","Puget Sound & Coastal","WECC","TransAlta","Independent","PPA w/ PSE for 380 MW Dec 2016 - Dec 2024, then down to 300 MW Dec 2024- Dec 2025.",null,null,null,null,0.46,1,335.79540000000003,268.61239999999998,null,null,null,null,null,null,null,null,null,null,"BPA",null,null,null,null,null,null,null,null,null,null,null,null,null,null,null,null,null,null,"One 729.999 MW STG","46.756","-122.857","http://www.transalta.com/transalta/webcms.nsf/AllDoc/D7E5E521CBB488BF87257226006EEC84?OpenDocument","2020-07-16T17:49:51",670,688,0.86,583.93999999999994]
["Chandler 1 - 2",1088,"6406","1,2","FCRPS","ROR R. w/Div.","WAT",null,"Hydro",12,12,null,5.51,12,12,12,12,null,null,5,null,9,"Operating","Feb",1956,null,"Yakima R. (Off-stream)","Benton","WA","Y","Columbia","WECC","USBR","Federal","BPA",null,null,"Rewound units",null,1,1,12,5,null,null,null,null,null,null,null,null,null,null,"BPA",6.6,5.3,4.9000000000000004,1.41906392694064,3.4433789954337901,3,2.4700000000000002,5.42,6.9,5.81,7.5,4.7,5.0599999999999996,3.32,6.1,6.3,6.5,4.8,"(2) 6.0 MW units. Critical energy from PNUCC 2005 NRF","46.212742","-119.77222","http://www.bpa.gov/corporate/bpanews/library/images/dams/descriptions/Chandler.cfm","2020-03-29T22:23:34",12,12,0.41666666666666669,5]
["Chehalis Generating Facility",1089,"55662","CA,CT1,CT2",null,"CC","NG","FO","Natural gas",698,698,514,514,427,453,477,507,300,0.85,null,null,null,"Operating","Aug",2003,null,"Chehalis","Lewis","WA","Y","Puget Sound & Coastal","WECC","PacifiCorp - purchased from SUEZ in 2008.  Originally operated by TNA Merchant Projects, a subsidiary of SUEZ.","IOU","PacifiCorp",null,null,null,null,1,1,698,418.745,null,null,"Williams Northwest","BPA Napavine",null,null,null,null,null,null,"BPA",null,null,306.10000000000002,255.80650684931501,150.22716894977199,215.5,243,199.46,147.06,75.91,97,191.12,290.39,124.77,162.1,200.8,198.9,277.60000000000002,"(2) 175MW GE 7FA GT x (1) 170 MW ST. Dry cooling. Purchased by PacifiCorp from SUEZ closed Sep 2008.","46.622","-122.917",0,"2020-07-15T16:31:04",514,427,0.89,418.745]
["Chelan A1 & A2",1090,"6424","A-1,A-2",637,"Storage w/Div","WAT",null,"Hydro",48,59.2,null,65.400000000000006,62,62,62.1,62.1,null,null,44,null,38,"Operating","Sep",1927,null,"Chelan R.","Chelan","WA","Y","Columbia","WECC","Chelan Co. PUD","PUD","Chelan Co. PUD (and long-term PPAs)",null,null,"Rehabilitated units in 2009-2010 resulting in efficiency upgrades.",null,1,1,48,44,null,null,null,null,null,null,null,null,null,null,"Chelan Co. PUD",47.9,42.1,6.3,5.73527397260274,7.44166666666667,5.9,16.649999999999999,35.229999999999997,44.2,51.76,45.4,47.46,45.45,47.085999999999999,50.5,49.5,39.200000000000003,37.299999999999997,"Original license granted May 1926; expired May 1976. Critical energy from PNUCC 2005 NRF","47.808","-119.985","http://www.chelanpud.org/relicense/process/facts.htm","2020-03-20T22:00:30",48,62,0.91666666666666663,44]
["Chester Diversion 1-3",1706,"56893","1,2,3",11879,"ROR","WAT",null,"Hydro",3.3,3.6,null,0.53,3.6,3.6,3.6,3.6,null,null,1.3859999999999999,null,null,"Operating","Mar",2014,null,"Henrys Fk.","Fremont","ID","Y","Columbia","WECC","Fall River REC","Coop","BPA",null,null,"no planned upgrades at this time (March 2020)",null,1,1,3.3,1.3859999999999999,null,null,null,null,null,null,null,null,null,null,"BPA",null,null,null,null,null,null,null,null,null,null,null,null,0.47,0.42299999999999999,0.8,0.9,0.6,0.9,"(3) turbine-generators. Existing run-of-river dam w/diversion (Chester Dam). Lice gtd Jul 2008.","44.018333","-111.583611",0,"2020-03-22T20:52:18",3.3,{"$f":"IF(OR(J157=\"Wind\",J157=\"Solar\",J157=\"Hydro\"),J157,IF(ISNUMBER(N157),N157,IF(ISNUMBER(P157), P157, IF(ISNUMBER(L157),L157,J157))))","v":3.6},0.42,1.3859999999999999]
["Chevron Casper Wind Farm",2018,"57093","CWGT",null,"WT","WND",null,"Wind",17,17,null,null,null,null,17,17,null,null,null,null,null,"Operating","Dec",2009,null,"Casper","Natrona","WY","N","Missouri","WECC","Chevron Global Power Company","Independent","Unknown. (Short-term PPA w/ PacifiCorp for 100% of facility's output. PPA terminated June 30, 2018 per PAC's OR RPS compliance report for 2018 (and filed May 2019).)","Unknown. Formerly bundled RECs to PAC; PPA terminated June 2018.","OOR - Unknown",null,null,0,0,0,0,null,null,null,null,"SPP","(11) GE 1.5 SLE",80,77,2,null,"PACE",null,null,null,null,null,null,null,null,null,null,null,5.0199999999999996,4.84,4.22,4.8,4.7,3.4,1.3,"(11) 1.5 MW GE WTG. Assume 25.81% SG factor to Oregon, per PacifiCorp's 2011 OR RPS Compliance Report. Design wind speed 20mph.","43.01578","-105.993723","http://www.chevron.com/news/currentissues/casperwind/","2021-07-14T11:29:38",17,17,0.32,5.44]
["Chief Joseph 1 - 27",1091,"3921","1,2,3,4,5,6,7,8,9,10,11,12,13,14,15,16,17,18,19,20,21,22,23,24,25,26,27","FCRPS","ROR","WAT",null,"Hydro",2457.8000000000002,2456.1999999999998,null,2221,2456.1999999999998,2456.1999999999998,2456.1999999999998,2456.1999999999998,null,null,1321,null,996,"Operating","Sep",1955,null,"Columbia R.","Douglas","WA","Y","Columbia","WECC","USCE","Federal","BPA",null,null,null,null,1,1,2457.8000000000002,1321,null,null,null,null,null,null,null,null,null,null,"BPA",1321.2,1157.2,1172.5,1240.7301369863001,1318.6731735159799,1319.8,1213.74,1116.44,1040.5899999999999,1427.29,1424.7,1391.29,1329.17,1308.48,1328.6,1303.9000000000001,1410.1,1124.9000000000001,"Critical energy from PNUCC 2005 NRF","47.999","-119.634","http://www.nwcouncil.org/energy/powersupply/dams/dam.asp?id=10","2020-03-29T22:23:04",2457.8000000000002,2456.1999999999998,0.53747253641467974,1321]
["Chiloquin Solar",2134,"61631",null,null,"PV","SOL",null,"Solar",9.9,9.9,null,null,null,null,9.9,9.9,null,null,null,null,null,"Operating","Feb",2018,null,"Chiloquin, Klamath Falls","Klamath","OR","Y","Klamath","WECC","Saturn Power","Independent","PacifiCorp (20yr QF thru 2038)",null,null,null,2038,1,1,9.9,null,null,null,null,null,"SPP",null,null,null,null,"Fixed tilt","PACW",null,null,null,null,null,null,null,null,null,null,null,null,null,null,null,null,2.2999999999999998,2.2000000000000002,"Crystalline silicone. 14MWdc, Azimuth angle 180, tile 28. Solar Flex Rack fixed tilt racking systems w/ Seraphim 320-325W polycrystalline modules and Sungrow 60kW string inverters. 14MW DC/9.9 MW AC. 70 acres. RECs to PAC.","42.596","-121.857","http://www.saturnpower.com/content/oregon-chiloquin-99-mw-ac","2018-02-28T15:41:41",9.9,9.9,0.254,2.5146000000000002]
["Chopin Wind Project",1992,"59076","WT1",null,"WT","WND",null,"Wind",10,10,null,null,null,null,10,10,null,null,null,null,null,"Operating","Sep",2016,null,"Umapine and Athena, OR","Umatilla","OR","Y","Columbia","WECC","BayWa r.e.","Independent","PacifiCorp (PPA)",null,"PNW IOU",null,null,1,1,10,{"$f":"IF(ISNUMBER(T161),T161,CC161)*AN161","v":3.2},null,null,null,null,"SPP","(6) GE 1.7-103",80,103,3,null,"PACW",null,null,null,null,null,null,null,null,null,null,null,null,null,null,1.1000000000000001,3,3.6,2.9,"(6) GE 1.7MW-103 WTG, 80m hub height, 103m rotor diameter. According to PPA, PAC waives claim to ownership of RECs. Agreement signed on 4/17/18 betw. Moda Center and PAC for RECs (Clearing Up) equal to about 1/3 of the average energy (PBJ, 4/18/18).","45.891814","-118.4719197","http://us.baywa-re.com/en/references/wind-projects/","2018-04-24",10,10,0.32,3.2]
["City of Albany (Vine Street WTP)",1092,null,null,11509,"Canal","WAT",null,"Hydro",0.5,null,0.8,null,null,null,null,null,null,null,0.31963470319634701,null,null,"Operating","Feb",2009,null,"Santiam - Albany Canal","Linn","OR","Y","Columbia","WECC","City of Albany","Municipal","PacifiCorp (PPA)",null,null,null,null,1,1,0.5,0.31963470319634701,null,null,null,null,null,null,null,null,null,null,null,null,null,null,0,0,null,null,null,null,null,null,null,null,null,null,null,null,null,"(1) 500kW turbine-generator. Original 1888 project retired in 1991. License to refurbish granted October 1998, expires September 2048. Renovation partly funded to the Oregon Energy Trust.","","",0,"2018-03-02",0.5,0.8,0.63926940639269403,0.31963470319634701]
["City of Anacortes",1093,null,null,null,"IC","FO2",null,"Petroleum",1.75,null,null,null,1.75,1.75,null,null,null,null,null,null,null,"Operating",null,null,null,"Anacortes","Skagit","WA","Y","Puget Sound & Coastal","WECC","City of Anacortes","Municipal","Self-generation",null,null,null,null,1,0,1.75,1.6275000000000002,null,null,null,null,null,null,null,null,null,null,null,null,null,null,null,null,null,null,null,null,null,null,null,null,null,null,null,null,null,"1.75 MW IC unit at waste water treatment plant.","","",0,"2018-03-03",1.75,1.75,0.93,1.6275000000000002]
["City of Great Falls WWTP",1094,null,null,null,"ICCG","WG",null,"Biomass",0.5,null,null,null,0.5,0.5,null,null,null,null,null,null,null,"Operating",null,2005,null,"Great Falls","Cascade","MT","N","Missouri","WECC","City of Great Falls","Independent",null,null,null,null,null,0,0,0,0,"City of Great Falls WWTP","Wastewater treatment",null,null,null,null,null,null,null,null,null,null,null,null,null,null,null,null,null,null,null,null,null,null,null,null,null,null,null,"http://www.eea-inc.com/chpdata/States/MT.html.","47.490047","-111.3138",0,"2020-04-02T15:41:13",0.5,0.5,0.8,0.4]
["City of Gresham WWTP",1095,null,null,null,"ICCG","WG",null,"Biomass",0.39500000000000002,null,null,null,0.39500000000000002,0.39500000000000002,null,null,null,null,null,null,null,"Operating",null,2000,null,"Gresham","Multnomah","OR","Y","Columbia","WECC","City of Gresham","Independent",null,null,null,null,null,1,0.5,0.39500000000000002,0.31600000000000006,"City of Gresham WWTP","Wastewater treatment",null,null,null,null,null,null,null,null,null,null,null,null,null,null,null,null,null,null,null,null,null,null,null,null,null,null,null,"395 kW GE reciprocating engine","45.546652","-122.45893","http://greshamoregon.gov/city/city-departments/environmental-services/wastewater-division/template.aspx?id=4330","2020-04-02T15:43:49",0.39500000000000002,0.39500000000000002,0.8,0.31600000000000006]
["City of Helena WWTP",1096,null,null,null,"ICCG","WG",null,"Biomass",4.2999999999999997E-2,null,null,null,0,0,null,null,null,null,null,null,null,"Operating",null,1984,null,"Helena","Lewis & Clark","MT","Y","Missouri","WECC","City of Helena","Independent","NorthWestern",null,null,null,null,0.31,0.31,1.3329999999999998E-2,0,"City of Helena WWTP","Wastewater treatment",null,null,null,null,null,null,null,null,"NorthWestern",null,null,null,null,null,null,null,null,null,null,null,null,null,null,null,null,null,null,"Repowered 2009 with 43 kW Stirling reciprocating unit.","46.620298","-112.002433","http://www.ci.helena.mt.us/index.php?id=397","2020-04-02T15:54:57",0,0,0.8,0]
["City of Medford WWTP",1097,null,null,null,"ICCG","WG",null,"Biomass",0.73,null,null,null,null,null,null,null,null,null,null,null,null,"Operating",null,1999,null,"Medford","Jackson","OR","Y","Puget Sound & Coastal","WECC","City of Medford","Independent",null,null,null,null,null,1,0.5,0.73,0.58399999999999996,"City of Medford WWTP","Wastewater treatment",null,null,null,null,null,null,null,null,null,null,null,null,null,null,null,null,null,null,null,null,null,null,null,null,null,null,null,null,"42.435993","-122.904072","http://www.ci.medford.or.us/SectionIndex.asp?SectionID=32","2020-04-02T15:55:23",0.73,0.73,0.8,0.58399999999999996]
["Clear Lake",1098,"814","1","None","Diversion","WAT",null,"Hydro",2.5,2.5,null,1.75,2.8,2.8,2.1,2.2000000000000002,null,null,null,null,null,"Operating","Dec",1937,null,"Snake R. (Off-stream)","Gooding","ID","Y","Columbia","WECC","Idaho Power Co.","IOU","Idaho Power Co.",null,null,null,null,1,1,2.5,1.1315499999999998,null,null,null,null,null,null,null,null,null,null,"IPC",null,null,null,null,null,null,1.85,1.86,1.8,1.88,1.9,1.41,1.94,1.79,1.9,1.9,2,2,"IPC Springs","42.66701","-114.78012",0,"2020-03-21T21:14:50",2.5,2.8,0.42699999999999999,1.1315499999999998]
["Clearwater 1",1099,"3020","1","1927F","Storage w/Div","WAT",null,"Hydro",15,15,null,null,17.899999999999999,17.899999999999999,17.899999999999999,17.899999999999999,null,null,6.95,null,null,"Operating","Jun",1953,null,"Clearwater R.","Douglas","OR","Y","Puget Sound & Coastal","WECC","PacifiCorp","IOU","PacifiCorp",null,null,null,null,1,1,15,6.95,null,null,null,null,null,null,null,null,null,null,"PACW",5.5,5.6,2.1,1.72260273972603,1.5401826484018299,1.3,1.43,4.08,3.6,4.97,5.8,4.3099999999999996,4.71,3.6,4.5999999999999996,5.6,4.5999999999999996,3,"(1) 15 MW vertical Francis turbine-generator. PacifiCorp North Umpqua project. Original license gtd Jan 1947; exp Jan 1997. Relicensed Nov 2003.","43.335612","-122.783589",0,"2018-03-09",15,17.899999999999999,0.46333333333333332,6.95]
["Clearwater 2",1100,"3021","1","1927E","Storage w/Div","WAT",null,"Hydro",26,26,null,null,31,31,31,31,null,null,7.54,null,null,"Operating","Nov",1953,null,"Clearwater R.","Douglas","OR","Y","Puget Sound & Coastal","WECC","PacifiCorp","IOU","PacifiCorp",null,null,null,null,1,1,26,7.54,null,null,null,null,null,null,null,null,null,null,"PACW",5.3,5.7,35.1,1.7535388127853899,1.56461187214612,1.6,1.46,4.79,3.4,6.43,6.2,4.5,5.12,3.67,5.2,7.7,4.2,4.0999999999999996,"(1) 26 MW vertical Francis turbine-generator. PacifiCorp North Umpqua project. Original license gtd Jan 1947; exp Jan 1997. Relicensed Nov 2003.","43.267","-122.409",0,"2018-03-10",26,31,0.28999999999999998,7.54]
["Clearwater Hatchery (Dworshak)",1101,null,null,10819,"HY","WAT",null,"Hydro",2.9,null,3,3,3,3,null,null,null,null,1.81,null,null,"Operating",null,2000,null,"N.Fk. Clearwater R.","Clearwater","ID","Y","Columbia","WECC","ID Dept of Water Resources","Independent","BPA",null,null,null,null,1,1,2.9,1.81,null,null,null,null,null,null,null,null,null,null,"BPA",2,null,2,0.204223744292237,null,null,null,null,null,null,null,null,null,null,null,null,null,null,"2.5 MW turbine & a 0.4 MW turbine. License granted August 1998; expires July 2048.","","",0,"2020-03-22T20:59:18",2.9,3,0.62413793103448278,1.81]
["Clearwater Paper 1 - 4 (Potlatch Lewiston)",1449,"50637","GEN1,GEN2,GEN3,GEN4",null,"RB/STCG","BL","WW/NG","Biomass",93.8,113.8,75,null,55,55,54.5,68.099999999999994,null,null,null,null,null,"Operating","Jan",1950,null,"Lewiston","Nez Pierce","ID","Y","Columbia","WECC","Clearwater Paper","Independent","Avista Utilities (5 yr QF through December 2023)",null,null,null,2023,1,1,93.8,52,"Idaho Pulp & Paperboard Div.","Kraft pulp and paper mill",null,null,"cogen",null,null,null,null,null,"Avista",36.200000000000003,49.7,58.5,57.162328767123299,54.6351598173516,51,47.91,51.34,49.76,50.67,48.1,47.88,43.36,46.22,47.6,39.6,42.1,47.1,"Unit 1 (1950) - 10 MW, Unit 2 (1977) - 9.2 MW, Unit 3 (1981) - 28.8 MW, Unit 4 (1991) - 65 MW. Formerly Potlatch Lewiston.  Unit 1 and 2 out-of-service, per WECC.","46.426","-116.958",0,"2020-04-02T16:36:53",75,55,0.8,52]
["Clif Bar Bakery of Twin Falls Solar Project",2291,"62151","PV1",null,"PV","SOL",null,"Solar",2,2,null,null,null,null,null,null,null,null,null,null,null,"Operating","Jun",2019,null,"Twin Falls, ID","Twin Falls","ID","Y","Columbia","WECC","Clif Bar, Borrego Solar","Independent","30% self-generation",null,null,null,null,1,0.7,2,null,null,null,null,null,null,null,null,null,null,"Fixed tilt","IPC",null,null,null,null,null,null,null,null,null,null,null,null,null,null,null,null,null,0.2,"Crystalline silicone. 2MWdc. Azimuth angle 180, tilt angle 25.","42.53913","-114.41131",0,"2019-09-09T16:19:51",2,2,0.254,0.50800000000000001]
["Cline Falls",1102,"6482","1","None","Diversion","WAT",null,"Hydro",1,1,null,null,1,1,1.1000000000000001,1.1000000000000001,null,null,null,null,null,"Retired","May",1943,2013,"Deschutes R.","Deschutes","OR","Y","Columbia","WECC","PacifiCorp","IOU","Retired (formerly PacifiCorp)",null,null,null,null,0,0,0,{"$f":"IF(ISNUMBER(T174),T174,CC174)*AN174","v":0},null,null,null,null,null,null,null,null,null,null,"PACW",0.2,0.2,0.1,4.5890410958904101E-2,4.81735159817352E-2,null,0,0,0,0,0,0,0,null,null,null,null,null,"PAC minor","44.2778","-121.2564",0,"2020-03-25T22:26:07",1,1,0.42699999999999999,0.42699999999999999]
["Coastal Energy",1917,"57756","1",null,"WT","WND",null,"Wind",6,6,null,null,null,null,6,6,null,null,1.3859999999999999,null,null,"Operating","Jun",2010,null,"Grayland","Grays Harbor","WA","Y","Puget Sound & Coastal","WECC","Coastal Community Action Program","Independent","Grays Harbor PUD (June 2010 - June 2030)",null,"PNW Public",null,2030,1,1,6,1.3859999999999999,null,null,null,null,null,"(4) GE 1.5 SLE",81,77,2,null,"BPA",null,null,null,null,null,null,null,null,null,1.38,1.7,1.36,1.86,1.47,1.6,null,1.5,1.4,"(4) GE 1.5 MW WTG.","46.793272","-124.065341","http://en.openei.org/wiki/Coastal_Energy_(CCAP)","2018-03-14",6,6,0.23099999999999998,1.3859999999999999]
["Cochrane 1 & 2",1103,"2182","COC1,COC2","2188C","ROR","WAT",null,"Hydro",59,60.4,null,null,64,64,64,64,null,null,33.878999999999998,null,null,"Operating","Jul",1958,null,"Missouri R.","Cascade","MT","N","Missouri","WECC","Northwestern Energy purchased from PPL Montana, finalized Nov. 2014.","IOU","Northwestern Energy",null,null,null,null,0.31,0.31,18.29,10.50249,null,null,null,null,null,null,null,null,null,null,"NorthWestern",null,null,null,null,null,null,30.9,34.06,33.9,32.53,26,26.17,27.91,29.75,26.7,32.9,37.200000000000003,37.200000000000003,"Original License granted April 1956; expired November 1994.","47.554","-111.148","http://www.northwesternenergy.com/our-company/hydroelectric-facilities","2020-03-25T12:16:37",59,64,0.5742203389830508,33.878999999999998]
["Coffin Butte 1 - 5",1104,"7725","1,2,3,4,5",null,"IC","LFG",null,"Biomass",5.2,5.6,5.3,5.6,5.4,5.4,5.4,5.4,null,null,null,null,null,"Operating","May",1995,null,"Coffin Butte Landfill","Benton","OR","Y","Columbia","WECC","Power Resources Cooperative","Coop","Portland General Electric (15 yr PURPA agreement beg October 2012)",null,null,null,2027,1,1,5.2,4.0124999999999993,null,null,null,null,null,null,null,null,null,null,"BPA",null,null,null,null,null,2.2999999999999998,5.1100000000000003,4.9000000000000004,4.8,5.15,5,4.84,4.83,5,5.0999999999999996,5,4.8,4.7,"Units 1 - 3 Caterpillar 3516 engines. Units 4 & 5 1.6 MW Caterpillar 3520 engines (Oct 2007 service).","44.697279","-123.223496","http://www.pngc.com/future/coffin_butte.aspx","2020-03-23T13:36:37",5.3,5.4,0.75,4.0124999999999993]
["Cogen II (D.R. Johnson) 1 & 2",1105,"50993","GEN1",null,"STCG","NG","WW","Natural gas",7.5,7.5,7.5,null,7.5,7.5,7.8,7.3,null,null,null,null,null,"Operating","Oct",1987,null,"Riddle","Douglas","OR","Y","Puget Sound & Coastal","WECC","Cogen II, LLC","Independent","PacifiCorp (QF)",null,null,null,null,1,1,7.5,6,"D. R. Johnson Lumber Co. - Riddle","Lumber & wood products","Williams Northwest",null,"cogen",null,null,null,null,null,"PACW",null,null,null,null,2.4109589041095898,2.2999999999999998,7.52,6.48,0,0,0,0,0,0,0,0,0,0,null,"42.961126","-123.359138",0,"2020-04-21T14:46:29",7.5,7.5,0.8,6]
["Cold Springs (Mountain Air Wind Park)",2044,"57431","1",null,"WT","WND",null,"Wind",23,23,null,null,null,null,23,23,null,null,null,null,null,"Operating","Dec",2012,null,"Mountain Home","Elmore","ID","Y","Columbia","WECC","Terna Energy","Independent","QF PPA to IPC (Dec 2012 - Dec 2032)",null,"PNW IOU",null,2032,1,1,23,7.36,null,null,null,null,"SPP","(10) Siemens SWT-2.3 101",80,101,2,null,"IPC",null,null,null,null,null,null,null,null,null,null,1.4,5.59,6.14,5.0599999999999996,6.1,5.3,5.5,5.7,"(10) Siemens SWT 2.3-101 MW.  Mtn Air Wind Park (six projects for total 138 MW) started testing operation in September 2012.","43.026","-115.395","http://www.rnp.org/node/mtn-air-cold-springs-windfarm","2018-07-23T11:29:55",23,23,0.32,7.36]
["Collier Solar",2177,"60976","PV1",null,"PV","SOL",null,"Solar",9.9,9.9,null,null,null,null,9.9,9.9,null,null,null,null,null,"Operating","Dec",2016,null,"Bend","Deschutes","OR","Y","Columbia","WECC","Pine Gate Renewables","Independent","PPA w/ PacifiCorp for 20 years ",null,null,null,2036,1,1,9.9,null,null,null,null,null,"SPP",null,null,null,null,"Single-axis","PACE",null,null,null,null,null,null,null,null,null,null,null,null,null,null,null,2.2999999999999998,2.4,2.4,"Crystalline silicone. 9.9MWdc. Azimuth angle 90, tilt angle 60. http://edocs.puc.state.or.us/efdocs/RPA/re142rpa114740.pdf","44.0607","-121.2278",null,"2018-03-19",9.9,9.9,0.254,2.5146000000000002]
["Collins Wood Products",1106,null,null,null,"STCG","WW",null,"Biomass",7.5,null,null,null,null,null,null,null,null,null,null,null,null,"Idle",null,null,null,"Klamath Falls","Klamath","OR","Y","Puget Sound & Coastal","WECC","Collins Wood Products","Independent","Idle",null,null,null,null,0,0,0,{"$f":"IF(ISNUMBER(T181),T181,CC181)*AN181","v":0},"Collins Wood Products","Defibrated wood and board mills",null,null,null,null,null,null,null,null,null,null,null,null,0,0,null,null,null,null,null,null,null,null,null,null,null,null,null,"Steam load by Klamath Cogen 6/2001","","",0,"2020-03-31T17:04:16",7.5,7.5,0.8,6]
["Colstrip 1",1107,"6076","1",null,"ST","COL",null,"Coal",358.4,358,308,1565,307,307,307,307,90,0.95,null,null,null,"Retired","Nov",1975,2020,"Colstrip","Rosebud","MT","N","Missouri","WECC","Talen Energy Corp (formerly PPL Montana) (50%); PSE (50%)","IOU/Independent","Retired (Formerly Puget Sound Energy (50%), Talen Energy system sales (50%))",null,null,null,"n/a",0,0,0,{"$f":"IF(ISNUMBER(T182),T182,CC182)*AN182","v":0},null,null,null,null,null,null,null,null,null,null,"NorthWestern (Talen Energy share), PSE (share)",1585.3,1707.3,1772.7,1853.97066210046,1685.4736301369901,1808.2,1836.39,1501.7,1850.67,1486.9,1398.5,1454.09,1567.34,1694.55,1525,1522.6,1444.8,1530.6,"One 358.4 MW STG. Ownership per P. Cartwright 4/6/01. Talen and PSE announced effective December 31, 2019, Colstrip 1 and 2 will permanently retire - earlier than the previously scheduled 2022.","45.884204","-106.612002","http://www.pplmontana.com/producing+power/power+plants/Colstrip.htm","2020-07-15T16:32:54",308,307,0.86,264.45]
["Colstrip 2",1108,"6076","2",null,"ST","COL",null,"Coal",358.4,358,308,null,307,307,307,307,90,0.95,null,null,null,"Retired","Aug",1976,2020,"Colstrip","Rosebud","MT","N","Missouri","WECC","Talen Energy Corp (formerly PPL Montana) (50%); PSE (50%)","IOU/Independent","Retired (Formerly Puget Sound Energy (50%), Talen Energy system sales (50%)",null,null,null,"n/a",0,0,0,{"$f":"IF(ISNUMBER(T183),T183,CC183)*AN183","v":0},null,null,null,null,null,null,null,null,null,null,"NorthWestern (Talen Energy share), PSE (share)",null,null,null,null,null,null,null,null,null,null,null,null,null,null,null,null,null,null,"One 358.4 MW STG. Ownership per P. Cartwright 4/6/01. Talen and PSE announced effective December 31, 2019, Colstrip 1 and 2 will permanently retire - earlier than the previously scheduled 2022.","45.884204","-106.612002","http://www.pplmontana.com/producing+power/power+plants/Colstrip.htm","2020-07-15T16:33:30",308,307,0.86,264.45]
["Colstrip 3",1109,"6076","3",null,"ST","COL",null,"Coal",778,823.7,740,null,740,740,740,740,200,0.95,null,null,null,"Operating","Jan",1984,2027,"Colstrip","Rosebud","MT","N","Missouri","WECC","Talen Energy Corp (formerly PPL Montana) (30%); PSE (25%); PGE (20%), Avista (15%); PacifiCorp (10%)","IOU/Independent","Puget Sound Energy (25%), Portland General Electric (20%), Avista (15%), PacifiCorp (10%), Talen Energy system sales (30%)",null,null,null,"n/a",0.7,1,544.59999999999991,{"$f":"IF(ISNUMBER(T184),T184,CC184)*AN184","v":445.47999999999996},null,null,null,null,null,null,null,null,null,null,"Avista, NorthWestern (Talen Energy share), PACW (share), PGE (share), PSE (share)",null,null,null,null,null,null,null,null,null,null,null,null,null,null,null,null,null,null,"One 778.0 MW STG. Ownership per P. Cartwright 4/6/01.","45.884204","-106.612002","http://www.pplmontana.com/producing+power/power+plants/Colstrip.htm","2020-07-15T16:34:23",740,740,0.86,636.4]
["Colstrip 4",1110,"6076","4",null,"ST","COL",null,"Coal",778,823.7,740,null,740,740,740,740,200,0.95,null,null,null,"Operating","Apr",1986,2027,"Colstrip","Rosebud","MT","N","Missouri","WECC","NorthWestern (30%); PSE (25%); PGE (20%), Avista (15%); PacifiCorp (10%)","IOU/Independent","Puget Sound Energy (25%), Portland General Electric (20%), Avista (15%), PacifiCorp (10%), NorthWestern (90 MW through 2018; 21 MW through July 2014) NWE balance to 3rd parties. All NW Corp 30% to NWE ratebase Jan 2011.",null,null,null,null,0.79300000000000004,0.79300000000000004,616.95400000000006,{"$f":"IF(ISNUMBER(T185),T185,CC185)*AN185","v":504.66520000000003},null,null,null,null,null,null,null,null,null,null,"Avista, NorthWestern, PACW, PGE, PSE",null,null,null,null,null,null,null,null,null,null,null,null,null,null,null,null,null,null,"One 778.0 MW STG.","45.884204","-106.612002","http://www.pplweb.com/ppl+generation/coal+plants/colstrip.htm","2020-07-15T16:35:39",740,740,0.86,636.4]
["Colton (SP Solar 6)",2278,"61831","PGRC2",null,"PV","SOL",null,"Solar",2.2000000000000002,2.2000000000000002,null,null,null,null,2.2000000000000002,2.2000000000000002,null,null,null,null,null,"Operating","Dec",2017,null,"N of Hwy 211, W of Colton","Clackamas","OR","Y","Columbia","WECC","Pine Gate Renewables","Independent","Portland General Electric (20yr PURPA PPA)",null,null,null,2038,1,1,2.2000000000000002,null,null,null,null,null,"SPP",null,null,null,null,"Fixed tilt","PGE",null,null,null,null,null,null,null,null,null,null,null,null,null,null,null,0,0.2,0.4,"Crystalline silicone. 3.1MWdc. Azimuth angle 180, tilt angle 15.","45.169808","-122.472036",0,"2018-10-22T12:11:30",2.2000000000000002,2.2000000000000002,0.254,0.55880000000000007]
["Columbia Blvd Wastewater Treatment Plant",1111,null,null,null,"ICCG","WG",null,"Biomass",1.7,null,1.7,null,1.7,1.7,null,null,null,null,null,null,null,"Operating","Jun",2008,null,"Portland","Multnomah","OR","Y","Columbia","WECC","City of Portland","Independent","Listed NUG per 2009 White Book",null,null,null,null,1,1,1.7,{"$f":"IF(ISNUMBER(T187),T187,CC187)*AN187","v":1.36},"Columbia Blvd WWTP","WWTP digestors",null,null,null,null,null,null,null,null,null,null,null,null,null,null,null,null,null,null,null,null,null,null,null,null,null,null,null,"(2) 850 kW reciprocating engines. Also, (4) 30kW microturbines installed in 2001.","45.596391","-122.720041","http://brownfield.org/bes/index.cfm?a=40645&c=31031","2018-03-25",1.7,1.7,0.8,1.36]
["Columbia Generating Station",1112,"371","2",null,"NB","UR",null,"Uranium",1200,1200,1150,1169,1130,1145,1160,1169,null,null,null,null,null,"Operating","Dec",1984,null,"Hanford","Benton","WA","Y","Columbia","WECC","Energy Northwest","JOA","BPA",null,null,null,null,1,1,1200,1026,null,null,null,null,null,null,null,null,null,null,"BPA",1032.9000000000001,869.3,1022.5,940.89874429223698,1064.8718036529699,925.6,1056.2,757.31,1054.92,548.66,1065.5,965.86,1084.17,931.61,1098.8,927.9,1108.3,1012.2,"One 1200 MW STG.","46.469","-119.32","http://www.energy-northwest.com/generation/cgs/index.php","2020-03-23T14:01:00",1150,1130,0.9,1026]
["Columbia Ridge Landfill",1716,"57015","GEN1,GEN2,GEN3,GEN4,GEN5,GEN6,GEN7,GEN8",null,"IC","LFG",null,"Biomass",6.4,6.4,null,12.8,6.4,6.4,6.4,6.4,null,null,5.8,null,null,"Operating","Dec",2009,null,"Arlington","Gilliam","OR","Y","Columbia","WECC","Waste Management, Inc.","Independent","Seattle City Light (Dec 2009 - Dec 2029)",null,null,null,2029,1,1,6.4,5.8,null,null,null,null,null,null,null,null,null,null,"BPA",null,null,null,null,null,null,null,0.18,5.9,5.76,5.7,5.95,7.97,null,11.4,11,11.8,11.7,"(8) 0.8 MW reciprocating engines.","45.616193","-120.243065","http://www.wmnorthwest.com/landfill/landfillcities/columbia.html","2020-03-23T13:36:51",6.4,{"$f":"IF(OR(J189=\"Wind\",J189=\"Solar\",J189=\"Hydro\"),J189,IF(ISNUMBER(N189),N189,IF(ISNUMBER(P189), P189, IF(ISNUMBER(L189),L189,J189))))","v":6.4},0.90624999999999989,5.8]
["Columbia Ridge Landfill Expansion",2039,"57015","GEN9,GEN10,GEN11,GEN12",null,"IC","LFG",null,"Biomass",6.4,6.4,null,null,null,null,6.4,6.4,null,null,5.8,null,null,"Operating","Aug",2014,null,null,"Gilliam","OR","Y",null,"WECC","Waste Management, Inc.","Independent","Seattle City Light",null,null,null,2034,1,1,6.4,5.8,null,null,null,null,null,null,null,null,null,null,"BPA",null,null,null,null,null,null,null,null,null,null,null,null,null,null,null,null,null,null,"(4) 1.6 MW reciprocating engines.","45.616193","-120.243065","http://www.wmnorthwest.com/landfill/landfillcities/columbia.html","2018-03-28",6.4,6.4,0.90624999999999989,5.8]
["Colville Indian Power & Veneer 1 & 2",1113,"56191","GEN1,GEN2",null,"STCG","WW",null,"Biomass",12.5,15.7,0.9,null,12.5,14,12.5,14,null,null,null,null,null,"Retired","Nov",2002,2013,"Omak","Okanogan","WA","Y","Columbia","WECC","Colville Tribal Enterprise Corporation","Tribal","Retired",null,null,null,null,0,0,0,0,"Colville Indian Precision Pine","Timber products",null,null,null,null,null,null,null,null,null,null,null,null,null,null,null,null,null,null,null,0,0,null,null,null,null,null,null,"(2) boilers, Unit 1 STG 5 MW, Unit 2 STG 7.5 MW.","48.400525","-119.517086",0,"2020-04-13T14:02:31",0.9,12.5,0.8,5.36]
["Combine Hills I",1115,"56195","001",null,"WT","WND",null,"Wind",41,41,null,null,8,8,41,41,null,null,14,null,null,"Operating","Dec",2003,null,"Helix area","Umatilla","OR","Y","Columbia","WECC","Eurus Energy America, Inc.","Independent","PacifiCorp (Dec 2003 - Dec 2027)","PacifiCorp (bundled RECs)","PNW IOU",null,2027,1,1,41,14,null,null,null,null,null,"(41) Mitsubishi MWT-1000A",55,61.4,2,null,"PACW",null,null,null,8.0523972602739704,17.899999999999999,14.9,16.84,11.94,11.9,13.56,12.5,11.71,12.28,10.39,13.3,10.7,13,10,"(41) Mitsubishi MWT 1000-A WTG.","45.942","-118.498","http://www.transmission.bpa.gov/PlanProj/Wind/default.cfm?page=combine","2020-01-29T09:56:27",41,8,0.34146341463414637,14]
["Combine Hills II",1719,"57137","1",null,"WT","WND",null,"Wind",63,63,null,null,null,null,63,63,null,null,18,null,null,"Operating","Jan",2010,null,"Helix area","Umatilla","OR","Y","Columbia","WECC","Eurus Energy America, Inc.","Independent","Clark PUD (Jan 2010 - Jan 2030)",null,"PNW Public",null,2030,1,1,63,18,null,null,null,"BPA 69kV Walla Walla - Pendleton line via tap",null,"(63) Mitsubishi MWT-62/1.0",69,61.4,2,null,"BPA",null,null,null,null,null,null,null,null,18.100000000000001,20.38,17.5,17.14,18.48,15.91,19.8,14.5,19.3,15.2,"(63) Mitsubishi MWT 1000-A turbines. Design wind speed 19mph.","45.942","-118.498","http://www.transmission.bpa.gov/PlanProj/Wind/default.cfm?page=combine","2018-03-31",63,63,0.2857142857142857,18]
["Company Creek (Stehekin)",1116,null,null,2624,"HY","WAT",null,"Hydro",0.2,null,null,0.2,0.2,0.2,null,null,null,null,null,null,null,"Operating",null,null,null,"Company Cr.","Chelan","WA","Y","Columbia","WECC","Chelan Co. PUD","PUD","Chelan Co. PUD (Off-grid)",null,null,null,null,0,0,null,null,null,null,null,null,null,null,null,null,null,null,null,null,null,null,1.8949771689497699E-2,1.8607305936073099E-2,null,null,null,null,null,null,null,null,null,null,null,null,null,null,"","",0,"2020-03-22T20:52:37",0.2,0.2,0.42699999999999999,8.5400000000000004E-2]
["Conda Phosphate Plant",1117,null,null,null,"GTCG","UN",null,"Petroleum",2.8,null,null,null,2.8,2.8,null,null,null,null,null,null,null,"Operating",null,1992,null,"Conda","Caribou","ID","Y","Bear","WECC","Agrium (Nu-West Industries)","Independent","Self-generation",null,null,null,null,1,0,{"$f":"AN195*J195","v":2.8},{"$f":"IF(ISNUMBER(T195),T195,CC195)*AN195","v":2.2399999999999998},"Conda Phosphate Plant","Chemicals",null,null,null,null,null,null,null,null,null,null,null,null,null,null,null,null,null,null,null,null,null,null,null,null,null,null,null,null,"","",0,"2020-04-14T13:34:19",2.8,2.8,0.8,2.2399999999999998]
["Condit 1 & 2",1118,"3846","1,2",2342,"Storage w/Div","WAT",null,"Hydro",14.7,null,null,null,14,14,13.7,15,null,null,null,null,null,"Retired","Apr",1913,2012,"White Salmon R.","Klickitat","WA","Y","Columbia","WECC","PacifiCorp","IOU","Retired (formerly PacifiCorp)",null,null,null,null,0,0,0,0,null,null,null,"69 kV",null,null,null,null,null,null,"PACW",9.9,9.1999999999999993,3,2.3029680365296801,3.6017123287671202,2.9,2.94,9.34,10.9,10.08,null,null,null,null,null,null,null,null,"Dam & reservoir, pipeline, surge tank & penstocks, powerhouse w/(2) horizontal Francis turbine-generators, tailrace.  Original license granted May 1965; expired December 1993.  1999 Settlement Agreement provided for termination of power production and dam removal to commence in 2006; subsequently delayed.  Application to surrender license and remove project works granted Dec 2010, providing for commencement of facility removal after Oct 2011 and completed by Aug 2012.  Demolition to begin Spring 2012, completed 10/11.","45.7673415","-121.5378","http://en.wikipedia.org/wiki/Condit_Hydroelectric_Project#Decommissioning","2020-03-25T22:27:17",14.7,14,0.42699999999999999,6.1274499999999996]
["Condon",1119,"55739","GEN1,GEN2",null,"WT","WND",null,"Wind",49.8,49.8,null,null,16,16,49.8,49.8,null,null,12,null,null,"Operating","Dec",2001,null,"Condon","Gilliam","OR","Y","Columbia","WECC","Goldman Sachs (75%), AES SeaWest (25%)","Independent","BPA","PacifiCorp (unbundled RECs)","BPA",null,null,1,1,49.8,12,null,null,null,null,null,"(83) Mitsubishi MWT-600",60,45,1,null,"BPA",5.9,10.1,10.5,6.8840182648401802,11.626255707762599,9.8000000000000007,11.89,10.95,9.58,11.29,11.7,10.18,11.37,9.61,11.1,10.4,11.2,8.5,"Ph 1 ((41) Mitsubishi MHI 600 WTG) complete Dec 2001; Phase II (42) Mitsubishi MHI 600 WTG complete Jun 2002.","45.276","-120.287","http://www.transmission.bpa.gov/PlanProj/Wind/completed.cfm?page=condon","2020-03-16T12:12:18",49.8,16,0.24096385542168677,12]
["ConocoPhillips (Billings)",1918,"56496","3701",null,"STCG","WO",null,"Petroleum",1.5,1.6,null,null,1.5,1.5,1.5,1.5,null,null,null,null,null,"Operating",null,null,null,"Billings","Yellowstone","MT","N","Missouri","WECC","ConocoPhillips","Independent","Self-generation",null,null,null,null,0,0,0,0,"ConocoPhillips","Refinery",null,null,null,null,null,null,null,null,"NorthWestern",null,null,null,null,null,null,null,null,0.2,0,0,0,0,0,0,0,0,0,"1.5 MW backpressure turbine substituted for pressure reduction valve. ","45.7769","-108.4911",0,"2018-04-05",1.5,1.5,0.8,1.2000000000000002]
["COPCO 1 (1 & 2)",1121,"294","1,2",2082,"ROR","WAT",null,"Hydro",20,20,null,null,24,24,28,28,null,null,null,null,null,"Operating","Jan",1918,2021,"Klamath R.","Siskiyou","CA","N","Klamath","WECC","PacifiCorp","IOU","PacifiCorp",null,null,null,null,1,1,20,9.3940000000000001,null,null,null,null,null,null,null,null,null,null,"PACW",8.8000000000000007,10.5,8.1999999999999993,9.2507990867579899,15.2883561643836,3.3,3.29,null,null,null,null,null,null,null,9.24,12.3,8.4,9.8000000000000007,"PAC Klamath Project. Dam, diversion and powerhouse w/(2) 10 MW horizontal Francis turbine-generators. 4/6/16 agreement to remove four Klamath dams by 2020 (COPCO1&2, Iron Gate, JC Boyle). 2/17/21 - PAC has collected the $200MM in surcharges from its CA/OR customers (over 9 years) to help fund the removal of dams. Next step is for FERC to transfer license to the Klamath River Renewal Corp and states of OR and CA.","41.9798639","-122.3344629",0,"2021-02-17",20,24,0.42699999999999999,9.3940000000000001]
["COPCO 2 (1 & 2)",1122,"295","1,2",2082,"Storage (Rereg)","WAT",null,"Hydro",27,27,null,null,32,32,34,34,null,null,null,null,null,"Operating","Jul",1925,2021,"Klamath R.","Siskiyou","CA","N","Klamath","WECC","PacifiCorp","IOU","PacifiCorp",null,null,null,null,1,1,27,12.596499999999999,null,null,null,null,null,null,null,null,null,null,"PACW",11.2,13.1,10.3,11.4754566210046,19.708789954337899,4.2,4.07,null,null,null,null,null,null,null,11.96,15.8,10.6,12.4,"PAC Klamath Project. Dam, diversion and powerhouse w/(2) 13.5 MW vertical Francis turbine-generators. 4/6/16 agreement to remove four Klamath dams by 2020 (COPCO1&2, Iron Gate, JC Boyle).","41.981","-122.336",0,"2021-02-17",27,32,0.42699999999999999,12.596499999999999]
["Cornwell",1123,null,null,2987,"HY","WAT",null,"Hydro",0.01,null,null,null,null,null,null,null,null,null,null,null,null,"Operating",null,1980,null,"Merril Cr.","Siskiyou","CA","N","Klamath","WECC","Cornwell W & Verna J","Independent","Self-generation",null,null,null,null,0,0,null,null,null,null,null,null,null,null,null,null,null,null,null,null,null,null,null,null,null,null,null,null,null,null,null,null,null,null,null,null,null,null,"","",0,"2020-04-14T10:24:11",{"$f":"IF(OR(I201=\"Wind\",I201=\"Solar\",I201=\"Hydro\"),J201,IF(ISNUMBER(L201),L201,IF(ISNUMBER(O201), O201, IF(ISNUMBER(Q201),Q201,J201))))","v":0.01},0.01,{"$f":"IF(OR(ISBLANK(J201),ISBLANK(T201),J201=0),VLOOKUP(IF(G201=\"WAT\",\"HY\",IF(G201=\"LFG\",\"LFG\",F201)),Acapability,4,FALSE),T201/J201)","v":0.42699999999999999},{"$f":"IF(ISNUMBER(T201),T201,AVERAGE(BZ201,CA201)*CB201)","v":4.2700000000000004E-3}]
["Corrette (J.E. Corette)",1124,"2187","1",null,"ST","COL",null,"Coal",172.8,172.8,null,null,153,153,153,153,null,null,null,null,null,"Retired","Jun",1968,2015,"Billings","Yellowstone","MT","N","Missouri","WECC","PPL Montana","Independent","Retired (formerly PPL Montana system sales)",null,null,null,null,0,0,{"$f":"AN202*J202","v":0},{"$f":"IF(ISNUMBER(T202),T202,CC202)*AN202","v":0},null,null,null,null,null,null,null,null,null,null,"NorthWestern",null,null,null,null,113.491666666667,135.4,116.96,122.75,109.7,94.87,82.1,103.64,66.27,17.446999999999999,null,null,null,null,"One 191 MW STG.","45.768","-108.5","http://www.pplmontana.com/producing+power/power+plants/J.E.+Corette.htm","2020-03-25T22:27:34",153,153,0.86,131.57999999999998]
["Cosmo Specialty Fibers TG 1 (Weyerhaeuser Cosmopolis) ",1626,"50185","TG1",null,"STCG","BL","WW","Biomass",7.5,7.5,null,null,null,null,8.5,9,null,null,null,null,null,"Operating","Jan",1957,null,"Cosmopolis","Grays Harbor","WA","Y","Puget Sound & Coastal","WECC","Cosmo Specialty Fibers (purchased from Weyerhaeuser Sept 2010)","Independent",null,null,null,null,null,1,1,7.5,{"$f":"IF(ISNUMBER(T203),T203,CC203)*AN203","v":7},"Cosmo Specialty Fibers Co.","Sulphite pulp mill",null,null,"cogen",null,null,null,null,null,"BPA",5.8,13.4,32.700000000000003,null,null,null,null,null,null,7.78,12.7,12.78,12.43,12.98,13.7,13.2,13.1,13.9,"Fuel & op status per DOE/EIA-0095(99)/2. Two RBs at site per L-P. Grays Harbor PUD pursuing option to purchase CG plant (June 2010).  Cosmo Specialty Fibers purchased and resumed service in 2011 - performed extensive renovations on facility ($5.7M), incl generator rewinds.","46.954071","-123.761086",0,"2018-04-10",9,8.5,0.8,7]
["Cosmo Specialty Fibers TG 2 (Weyerhaeuser Cosmopolis) ",1627,"50185","TG2",null,"STCG","BL","WW","Biomass",7.5,7.5,null,null,null,null,8.5,9,null,null,null,null,null,"Operating","Jan",1957,null,"Cosmopolis","Grays Harbor","WA","Y","Puget Sound & Coastal","WECC","Cosmo Specialty Fibers (purchased from Weyerhaeuser Sept 2010)","Independent",null,null,null,null,null,1,1,7.5,{"$f":"IF(ISNUMBER(T204),T204,CC204)*AN204","v":7},"Cosmo Specialty Fibers Co.","Sulphite pulp mill",null,null,"cogen",null,null,null,null,null,"BPA",null,null,null,null,null,null,null,null,null,null,null,null,null,null,null,null,null,null,"Fuel & op status per DOE/EIA-0095(99)/2. Two RBs at site per L-P. Grays Harbor PUD pursuing option to purchase CG plant (June 2010).  Cosmo Specialty Fibers purchased and resumed service in 2011 - performed extensive renovations on facility ($5.7M), incl generator rewinds.",{"$f":"IF(ISNA(VLOOKUP($B204,lkpLatLong,3,FALSE)),\"\",VLOOKUP($B204,lkpLatLong,3,FALSE))","v":"46.954071"},{"$f":"IF(ISNA(VLOOKUP($B204,lkpLatLong,4,FALSE)),\"\",VLOOKUP($B204,lkpLatLong,4,FALSE))","v":"-123.761086"},0,"2018-04-11",9,8.5,0.8,7]
["Cougar 1 & 2",1125,"3076","1,2","FCRPS","Storage w/Div","WAT",null,"Hydro",28.5,26,null,6.4,26,26,26,26,null,null,26,null,16,"Operating","Mar",1964,null,"McKenzie R.","Lane","OR","Y","Columbia","WECC","USCE","Federal","BPA",null,null,"Rewound units",null,1,1,28.5,{"$f":"IF(ISNUMBER(T205),T205,CC205)*AN205","v":26},null,null,null,null,null,null,null,null,null,null,"BPA",null,null,null,4.5979452054794496,6.8365296803652997,13.9,10.38,11.3,13.8,15.57,15.6,14.46,17.91,7.09,4,11,9.1999999999999993,10.199999999999999,"Critical energy from PNUCC 2005 NRF","44.128","-122.24","http://www.nwp.usace.army.mil/op/v/proj_cougar.asp","2020-03-29T22:27:59",28.5,26,0.91228070175438591,26]
["Covanta Marion",1126,"50630","GEN1",null,"ST","REF",null,"Biomass",13.1,13.1,13,13.1,10,10,11.5,11.5,null,null,null,null,null,"Operating","Aug",1986,null,"Brooks","Marion","OR","Y","Columbia","WECC","Ogden-Martin","Independent","Portland General Electric (QF)",null,null,null,2034,1,1,13.1,{"$f":"IF(ISNUMBER(T206),T206,CC206)*AN206","v":9.89},null,null,null,null,"SPP",null,null,null,null,null,"PGE",10,10.5,9.6,9.6420091324200907,9.6420091324200907,10,9.86,9.94,10,9.9,9.8000000000000007,8.09,10.02,9.85,9.6,9.3000000000000007,8.1,7.5,null,"45.048","-122.963","http://www.covantaholding.com/site/marion/covanta-marion.html","2020-04-13T14:05:39",13,10,0.86,9.89]
["Cove",1127,"826","1","00020C","ROR R. w/Div.","WAT",null,"Hydro",7.5,null,null,null,0,0,7,7,null,null,4.22,null,null,"Retired",null,1917,2003,"Bear R.","Caribou","ID","Y","Bear","WECC","PacifiCorp","IOU","Retired",null,null,null,null,0,0,0,null,null,null,null,null,null,null,null,null,null,null,"PACE",1.7,0.1,0,0,0,null,null,null,null,null,null,null,null,null,null,null,null,null,"(1) 7.5 MW unit. Original license 2401B granted Oct 1976; expired Oct 2001 (as Cove). Relicense granted 12/22/03 as Bear River (20C). Idle since 2003;License cancelled Jul 2009..","42.531586","-111.79578",0,"2020-03-25T22:15:57",7.5,0,0.56266666666666665,4.22]
["Cove Mountain Solar 1",2286,"62469","GEN01",null,"PV","SOL",null,"Solar",58,58,null,null,null,null,58,58,null,null,null,null,null,"Operating","Nov",2020,null,"Enterprise, UT","Washington","UT","N",null,"WECC","D.E. Shaw","Independent","PPA w/ PacifiCorp (Facebook via PAC's Blue Sky Program)",null,null,null,null,1,1,58,null,null,null,null,null,null,null,null,null,null,null,"PACE",null,null,null,null,null,null,null,null,null,null,null,null,null,null,null,null,null,null,null,37.565689999999996,-113.73394999999999,null,"2021-07-14T11:56:16",58,58,0.254,14.731999999999999]
["Cowiche Hydroelectric Project",1128,"50423","983",7337,"Conduit","WAT",null,"Hydro",1.7,1.7,0,0.66,0.6,2,1.6,1.6,null,null,0.57999999999999996,null,null,"Operating","Mar",1987,null,"Tieton R.","Yakima","WA","Y","Columbia","WECC","Yakima-Tieton Irr. Dist.","Independent","PacifiCorp (QF)",null,null,null,null,1,1,1.7,{"$f":"IF(ISNUMBER(T209),T209,CC209)*AN209","v":0.57999999999999996},null,null,null,null,"SPP",null,null,null,null,null,"PACW",null,null,null,null,null,null,0.38,0.43,0.4,0.35,0.4,0.4,0.52,0.51,0.4,0.4,0.3,0.3,"License granted July 1984; expires June 2034.","46.692628","-120.737194",0,"2020-03-22T20:53:00",1.7,0.6,0.3411764705882353,0.57999999999999996]
["Cowlitz Falls 1 & 2",1129,"7427","U#1,U#2",2833,"ROR","WAT",null,"Hydro",70,70,null,10,70,70,70,70,null,null,41,null,26,"Operating","Jun",1994,null,"Cowlitz R.","Lewis","WA","Y","Columbia","WECC","Lewis County PUD","PUD","Lewis County PUD",null,null,null,null,1,1,70,41,null,null,null,null,null,null,null,null,null,null,"BPA",245.5,17,0.1,9.1110730593607308,17.150114155251099,25.3,12.35,26.69,27.7,24.59,34.799999999999997,28.85,33.130000000000003,21.54,28.6,32.200000000000003,25.9,18.899999999999999,"License granted June 1986; expires May 2036. Critical energy from PNUCC 2005 NRF","46.466","-122.109","http://www.lcpud.org/cowlitz_falls_project.htm","2020-03-21T21:15:18",70,70,0.58571428571428574,41]
["Coyote Springs 1",1130,"7350","1,2",null,"CCCG","NG","FO","Natural gas",266.3,266.3,242,null,246,264,243,267,138,0.99,232,null,null,"Operating","Nov",1995,null,"Boardman","Morrow","OR","Y","Columbia","WECC","Portland General Electric","IOU","Portland General Electric",null,null,null,null,1,1,266.3,232,"Logan International","Potato processing","TransCanada GTN",null,null,null,null,null,null,null,"PGE",145.69999999999999,111.7,180.4,163.89075342465799,138.882762557078,164.2,172.11,158.82,177.74,79.22,128.69999999999999,81.73,145.4,190.82,166.1,138.1,160.9,202,"One 185.796 MW GE7F GT + one 80.604 MW STG. 5MW duct firing.","45.8496","-119.674","http://www.oregon.gov/ENERGY/SITING/COY.shtml","2020-07-15T16:39:09",242,246,0.87119789710852413,232]
["Coyote Springs 2",1131,"7931","1,2",null,"CC","NG",null,"Natural gas",287.3,287,291,null,242.7,305,290,324,122,0.875,null,null,null,"Operating","Jul",2003,null,"Boardman","Morrow","OR","Y","Columbia","WECC","Avista.  (Mirant sold its 50% interest share to Avista in 2005.)","IOU","Avista Utilities",null,null,null,null,1,1,287.3,237.49650000000003,null,null,"TransCanada GTN",null,null,null,null,null,null,null,"Avista",null,81.599999999999994,75.2,180.75239726027399,166.59098173516,185.2,193.64,178.01,189.63,80.489999999999995,130.4,205.05,170.54,215.98,201.5,189.4,170.7,215.8,"1x1 CC; 260.5 MW baseload w/20.5 MW duct firing. Upgrade in 2016 to Advanced Hot Gas Path increased capacity and efficiency (per 2017 Avista IRP).","45.8496","-119.674","http://www.oregon.gov/ENERGY/SITING/COY.shtml","2020-07-15T16:40:41",291,242.7,0.89,237.49650000000003]
["Crystal Mountain",1132,"3853","1",null,"IC","FO",null,"Petroleum",2.7,2.7,2.5,2.5,2.75,2.75,2.5,2.5,0.2,0.8,null,null,null,"Operating","Dec",1969,null,"Crystal Mountain Ski Area","Pierce","WA","Y","Puget Sound & Coastal","WECC","Puget Sound Energy","IOU","Puget Sound Energy",null,null,null,null,1,1,2.7,2.4412500000000001,null,null,null,null,null,null,null,null,null,null,"PSE",0,0,0,6.7351598173515997E-3,0.121004566210046,0,0.04,0.05,0,0.03,1.3,0.01,0.04,0.03,0,0,0,0,null,"46.953468","-121.475198",0,"2020-07-15T16:48:10",2.5,2.75,0.93,2.4412500000000001]
["Culbertson Generating Station",1897,"56606","01",null,"GTaero","NG",null,"Natural gas",91,91,null,null,91,91,90.8,95.5,46.1,0.85,null,null,null,"Operating","Aug",2010,null,"Culbertson","Roosevelt","MT","N","Missouri","MRO","Basin Electric Power Cooperative","Coop","Basin Electric Power Cooperative",null,null,null,null,0,0,0,0,null,null,"Williston Basin Interstate",null,null,null,null,null,null,null,"SWPP",null,null,null,null,null,null,null,null,null,7.19,7.4,14.58,7.31,11.89,11,5.0999999999999996,12.6,13.3,"(1) GE LMS100 GTG","48.214332","-104.398117","http://www.basinelectric.com/Electricity/Generation/Culbertson_Generation_Station/index.html","2020-07-15T16:48:54",91,91,0.91,82.81]
["Cushman 1 (1 & 2)",1134,"3914","21,22","460B","Storage w/Div","WAT",null,"Hydro",43.2,43.2,null,17.2,43.2,38,53.4,38,null,null,13,null,14,"Operating","Jun",1926,null,"Skokomish R. N. Fk.","Mason","WA","Y","Puget Sound & Coastal","WECC","City of Tacoma","Municipal","City of Tacoma",null,null,null,null,1,1,43.2,13,null,null,null,null,null,null,null,null,null,null,"Tacoma",16.8,13.9,4.4000000000000004,16.718150684931501,17.031164383561599,15.1,4.24,2.2999999999999998,17.8,17.86,12.4,11.07,15.04,12.23,21.1,16.600000000000001,13.1,8.6999999999999993,"(2) 21.6 MW generators.  License granted July 1998; expires May 2038. Critical energy from PNUCC 2005 NRF","47.423","-123.221","http://www.ci.tacoma.wa.us/power/parksandpower/hydro_power/cushman_hydro_project.htm","2020-03-20T22:01:18",43.2,43.2,0.30092592592592593,13]
["Cushman 2 (1 - 3)",1135,"3915","31,32,33","460A","ROR R. w/Div.","WAT",null,"Hydro",81,81,null,88,90,90,90,90,null,null,25,null,29,"Operating","Dec",1930,null,"Skokomish R. N. Fk.","Mason","WA","Y","Puget Sound & Coastal","WECC","City of Tacoma","Municipal","City of Tacoma",null,null,null,null,1,1,81,25,null,null,null,null,null,null,null,null,null,null,"Tacoma",30.9,30.2,13.7,17.156050228310502,30.960616438356201,27.6,5.7,3.78,27,28.91,17.5,16.12,25.71,18.7,36.6,26.2,20.100000000000001,11.7,"(3) 27MW generators.  License granted July 1998; expires May 2038. Critical energy from PNUCC 2005 NRF","47.37","-123.159","http://www.ci.tacoma.wa.us/power/parksandpower/hydro_power/cushman_hydro_project.htm","2020-03-20T22:01:23",81,90,0.30864197530864196,25]
["Cushman 2 (4-5)",2004,"3915","34,35",null,"ROR R. w/Div.",null,null,"Hydro",3.6,3.6,null,3.6,1.8,1.8,3.6,3.6,null,null,2.7,null,null,"Operating","Aug",2013,null,"Skokomish R. N. Fk.","Mason","WA","Y","Puget Sound & Coastal","WECC","City of Tacoma","Municipal","City of Tacoma",null,null,null,null,1,1,3.6,2.7,null,null,null,null,null,null,null,null,null,null,"Tacoma",null,null,null,null,null,null,null,null,null,null,null,null,null,null,null,null,null,null,"(2) 1.8 MW Francis turbines to capture instream flows.  New powerhouse.  ","47.37","-123.159","http://www.ci.tacoma.wa.us/power/parksandpower/hydro_power/cushman_hydro_project.htm","2020-03-22T20:57:09",3.6,1.8,0.75,2.7]
["Cutler 1-2",2028,"3646","1,2",2420,"ROR R. w/Div.","WAT",null,"Hydro",30,30,null,null,null,null,29,29,null,null,null,null,null,"Operating","Jul",1927,null,"Bear R.","Box Elder","UT","N","Bear","WECC","PacifiCorp","IOU","PacifiCorp",null,null,null,null,0.38,0.38,null,null,null,null,null,null,null,null,null,null,null,null,"PACE",null,null,null,null,null,null,null,null,null,null,null,null,null,null,null,null,null,null,"(2) units.  Overhauled in 2007-08 w. new turbine runners and generator rewind.","41.836667","-112.0475",0,"2018-04-24",30,29,0.42699999999999999,12.596499999999999]
["Dairy Solar Project (OR Solar 8)",2165,"61424","PV1",null,"PV","SOL",null,"Solar",8,8,null,null,null,null,8,null,null,null,null,null,null,"Operating","Mar",2018,null,"Dairy","Klamath","OR","Y","Klamath","WECC","Heelstone Energy (developer Origis)","Independent","PacifiCorp (20yr PPA)",null,null,null,2038,1,1,{"$f":"AN219*J219","v":8},{"$f":"IF(ISNUMBER(T219),T219,CC219)*AN219","v":2.032},null,null,null,null,"SPP",null,null,null,null,"Single-axis","PACE",null,null,null,null,null,null,null,null,null,null,null,null,null,null,null,null,2.5,2.8,"Crystalline silicone. Single-axis tracker. 13.9MWdc. 20 yr PPA w/ PAC, signed in 2015.","42.238704","-121.586062",null,"2018-08-01T10:48:35",8,8,0.254,2.032]
["Danskin (Evander Andrews) CT1",1136,"7953","1",null,"GT","NG",null,"Natural gas",179.1,179.1,180,275,166,183,171,205,125.3,0.9,null,null,null,"Operating","Jun",2008,null,"Mountain Home","Elmore","ID","Y","Columbia","WECC","Idaho Power Co.","IOU","Idaho Power Co.",null,null,null,null,1,1,179.1,157.43,null,null,"Williams Northwest",null,null,null,null,null,null,null,"IPC",null,null,null,null,null,null,null,null,13.4,10.199999999999999,8.3000000000000007,22.87,6.3,29.11,22.6,7.6,14.6,33.6,"(1) 170 MW Siemens-Westinghouse SGT6-5000F GT.","43.179","-115.734","http://www.idahopower.com/energycenter/electricitybasics/generation/thermal.htm#evanderAndrews","2020-07-16T18:32:31",180,166,0.91,157.43]
["Danskin (Evander Andrews) CT2 (ex. Danskin 1)",1137,"7953","2",null,"GT","NG",null,"Natural gas",45.9,45.9,46.5,null,41,46,41.4,47.6,31,0.9,null,null,null,"Operating","Sep",2001,null,"Mountain Home","Elmore","ID","Y","Columbia","WECC","Idaho Power Co.","IOU","Idaho Power Co.",null,null,null,null,1,1,45.9,39.8125,null,null,"Williams Northwest",null,null,null,null,null,null,null,"IPC",null,null,null,null,null,null,null,null,null,null,null,null,null,null,null,null,null,null,"(1) 45 MW Siemens-Westinghouse W251B12A GT unit.","43.179","-115.734","http://www.idahopower.com/energycenter/electricitybasics/generation/thermal.htm#evanderAndrews","2020-07-16T18:32:34",46.5,{"$f":"IF(OR(J221=\"Wind\",J221=\"Solar\",J221=\"Hydro\"),J221,IF(ISNUMBER(N221),N221,IF(ISNUMBER(P221), P221, IF(ISNUMBER(L221),L221,J221))))","v":41},0.91,39.8125]
["Danskin (Evander Andrews) CT3 (ex. Danskin 2)",1138,"7953","3",null,"GT","NG",null,"Natural gas",45.9,45.9,46.5,null,41,46,39,46.4,29.3,0.9,null,null,null,"Operating","Sep",2001,null,"Mountain Home","Elmore","ID","Y","Columbia","WECC","Idaho Power Co.","IOU","Idaho Power Co.",null,null,null,null,1,1,45.9,39.8125,null,null,"Williams Northwest",null,null,null,null,null,null,null,"IPC",null,null,null,null,null,null,null,null,null,null,null,null,null,null,null,null,null,null,"(1) 45 MW Siemens-Westinghouse W251B12A GT unit.","43.179","-115.734","http://www.idahopower.com/energycenter/electricitybasics/generation/thermal.htm#evanderAndrews","2020-07-16T18:32:38",46.5,41,0.91,39.8125]
["Dave Gates Generating Station (Mill Creek)",1797,"56908","1,2,3",null,"Gtaero","NG","FO","Natural gas",203.1,203.1,null,150,150,150,132.30000000000001,144.30000000000001,15,0.85,null,null,null,"Operating","Jan",2011,null,"Anaconda","Deer Lodge","MT","Y","Columbia","WECC","NorthWestern Energy","IOU","NorthWestern",null,null,null,null,0.31,0.31,62.960999999999999,42.314999999999998,null,null,"Northwestern Energy LLC","NWE Mill Creek substation",null,null,null,null,null,null,"NorthWestern",null,null,null,null,null,null,null,null,null,37.6,41.3,51.06,47.08,48.83,30,28.7,25.2,25.9,"(3) Pratt & Whitney SWIFTPAC 50 GTGs w/provision for additional unit.","46.10163","-112.8728","http://www.northwesternenergy.com/documents/millcreek/DGGS.pdf","2020-07-15T16:49:52",150,150,0.91,136.5]
["DAW Forest Products",1139,null,null,null,"STCG","WW",null,"Biomass",10,null,null,null,null,null,null,null,null,null,0.9,null,null,"Retired",null,1960,"Unknown","Bend","Deschutes","OR","Y","Columbia","WECC","DAW Forest Products","Independent","Retired",null,null,null,null,0,0,0,0,"DAW Forest Products","Lumber and wood products",null,null,null,null,null,null,null,null,null,null,null,null,null,null,null,null,null,null,null,null,null,null,null,null,null,null,null,null,"","",0,"2018-04-28",10,10,0.09,0.9]
["Day Hill Solar Project",2366,null,null,null,"PV","SOL",null,"Solar",2.2000000000000002,2.2000000000000002,null,null,null,null,null,null,null,null,null,null,null,"Operating","Oct",2020,null,"Clackamas Cty","Clackamas","OR","Y","Columbia","WECC","Greenbacker Renewable Energy","Independent","Portland General Electric (20yr PURPA PPA)",null,null,null,null,null,null,null,null,null,null,null,null,null,null,null,null,null,null,"PGE",null,null,null,null,null,null,null,null,null,null,null,null,null,null,null,null,null,null,null,45.268659999999997,-122.32940000000001,null,"2021-07-14T14:37:44",2.2000000000000002,2.2000000000000002,0.254,0.55880000000000007]
["Dayton Cutoff (SP Solar 7)",2279,"61827","PGRC3",null,"PV","SOL",null,"Solar",2.2000000000000002,2.2000000000000002,null,null,null,null,2.2000000000000002,2.2000000000000002,null,null,null,null,null,"Operating","Jun",2018,null,"McMinnville","Yamhill","OR","Y","Columbia","WECC","Pine Gate Renewables","Independent","Portland General Electric (20yr PURPA PPA)",null,null,null,2038,1,1,{"$f":"AN226*J226","v":2.2000000000000002},null,null,null,null,null,"SPP",null,null,null,null,"Fixed tilt","PGE",null,null,null,null,null,null,null,null,null,null,null,null,null,null,null,0,0.3,0.4,"Crytalline silicone. 2.9MWdc. Azimuth angle 180, tilt angle 15.","45.169638","-123.136327",0,"2018-10-22T13:41:02",2.2000000000000002,2.2000000000000002,0.254,0.55880000000000007]
["DB Bull Run Facility (Sulus Solar 29)",2367,null,null,null,"PV","SOL",null,"Solar",2.6,2.6,null,null,null,null,null,null,null,null,null,null,null,"Operating","Dec",2020,null,"Clackamas Cty","Clackamas","OR","Y","Columbia","WECC","Sulus Solar","Independent","Portland General Electric (20yr PURPA PPA)",null,null,null,null,null,null,null,null,null,null,null,null,null,null,null,null,null,null,null,null,null,null,null,null,null,null,null,null,null,null,null,null,null,null,null,null,null,null,45.457560000000001,-122.29013999999999,null,"2021-07-14",2.6,2.6,0.254,0.66039999999999999]
["Deep Creek",1140,null,null,5991,"Diversion","WAT",null,"Hydro",0.41,null,0,0,0,0,null,null,null,null,0.23,null,0,"Operating",null,1983,null,"Deep Cr.","Stevens","WA","Y","Columbia","WECC","G. Foster","Independent","Avista Utilities (QF thru Dec 2022)",null,null,null,2022,1,1,{"$f":"AN228*J228","v":0.41},{"$f":"IF(ISNUMBER(T228),T228,CC228)*AN228","v":0.23},null,null,null,null,null,null,null,null,null,null,null,null,null,null,null,null,null,null,null,null,null,null,null,null,null,null,null,null,null,"Exemption granted October 1982. Critical energy from PNUCC 2005 NRF","","",0,"2020-04-14T13:51:17",0.41,0,0.56097560975609762,0.23]
["Denny Creek",1141,null,null,7350,"Diversion","WAT",null,"Hydro",0.08,null,0,0.08,0.08,0.08,null,null,null,null,0.04,null,null,"Operating",null,1985,null,"Denny Cr.","Klamath","OR","Y","Klamath","WECC","C.A. & D.E. Curtiss","Independent","Listed NUG per 2009 White Book",null,null,null,null,1,1,null,null,null,null,null,null,null,null,null,null,null,null,null,null,null,null,null,null,null,null,null,null,null,null,null,null,null,null,null,null,null,"Exemption granted June 1985.","","",0,"2020-03-22T20:57:51",0.08,0.08,0.5,0.04]
["Derr Creek",1142,null,null,3922,"Diversion","WAT",null,"Hydro",0.25,null,0.1,null,0,0,null,null,null,null,0.12,null,null,"Operating",null,1981,null,"Derr Cr.","Bonner","ID","Y","Columbia","WECC","James .E. White","Independent","Listed NUG per 2009 White Book",null,null,null,null,1,1,null,null,null,null,null,null,null,null,null,null,null,null,null,null,null,null,null,null,null,null,null,null,null,null,null,null,null,null,null,null,null,"Exemption granted May 1981.","","",0,"2018-05-01",0.25,0,0.48,0.12]
["DeRuyter Dairy",1143,null,null,null,"BGICCG","AW",null,"Biomass",1.2,null,1.2,1.2,1.2,1.2,null,null,null,null,null,null,null,"Operating","Dec",2006,null,"Outlook","Yakima","WA","Y","Columbia","WECC","DeRuyter Dairy","Independent","PacifiCorp (QF)",null,null,null,null,1,1,{"$f":"AN231*J231","v":1.2},{"$f":"IF(ISNUMBER(T231),T231,CC231)*AN231","v":0.89999999999999991},"Internal thermal load","Waste digester",null,null,null,null,null,null,null,null,"PACW",null,null,null,null,null,null,null,null,null,null,null,null,null,null,null,null,null,null,"Gasification of cattle waste. (2) 600kW reciprocating engines.","46.407021","-120.122464","http://www.terrapass.com/projects/details/george-deruyter-and-sons-dairy.html","2020-03-23T13:37:07",1.2,1.2,0.75,0.89999999999999991]
["Deschutes Solar (Tumbleweed)",2135,"61580","TUMBL",null,"PV","SOL",null,"Solar",9.9,9.9,null,null,null,null,9.9,9.9,null,null,null,null,null,"Operating","Feb",2018,null,"near Redmond","Deschutes","OR","Y","Columbia","WECC","Saturn Power","Independent","Pacificorp (20yr QF thru 2038)",null,null,null,2038,1,1,{"$f":"AN232*J232","v":9.9},null,null,null,null,null,"SPP",null,null,null,null,"Fixed tilt","PACW",null,null,null,null,null,null,null,null,null,null,null,null,null,null,null,0,2.2999999999999998,2.2000000000000002,"Crytalline silicone. Azimuth angle 180, tilt angle 28. Solar Flex Rack fixed tilt racking systems w/ Seraphim 320-325W polycrystalline modules and Sungrow 60kW string inverters. 14MW DC/9.9 MW AC. 70 acres. RECs to PAC.","44.186","-121.234","http://www.saturnpower.com/content/oregon-deschutes-99-mw-ac","2018-10-23T16:07:40",9.9,9.9,0.254,2.5146000000000002]
["Desert Meadow (Mountain Air Wind Park)",2045,"57430","1",null,"WT","WND",null,"Wind",23,23,null,null,null,null,23,23,null,null,null,null,null,"Operating","Dec",2012,null,"Mountain Home","Elmore","ID","Y","Columbia","WECC","Terna Energy","Independent","QF PPA to IPC (Dec 2012 - Dec 2032)",null,"PNW IOU",null,2032,1,1,{"$f":"AN233*J233","v":23},{"$f":"IF(ISNUMBER(T233),T233,CC233)*AN233","v":7.36},null,null,null,null,"SPP","(10) Siemens SWT-2.3-101",80,101,2,null,"IPC",null,null,null,null,null,null,null,null,null,null,1.9,6.36,7.16,5.86,7.1,6.1,6.9,6.5,"(10) Siemens SWT 2.3-101 MW.  Mtn Air Wind Park (six projects for total 138 MW) started testing operation in September 2012. Design wind speed 13.4 mph.","43.062","-115.451","http://www.rnp.org/node/mtn-air-desert-meadow-windfarm","2018-05-03",23,23,0.32,7.36]
["Detroit 1 & 2",1144,"3077","1,2","FCRPS","Storage","WAT",null,"Hydro",126,100,null,96,100,100,100,100,null,null,9,null,41,"Operating","Jul",1953,null,"N. Fk. Santiam R.","Linn","OR","Y","Columbia","WECC","USCE","Federal","BPA",null,null,"Rewound units",null,1,1,{"$f":"AN234*J234","v":126},{"$f":"IF(ISNUMBER(T234),T234,CC234)*AN234","v":9},null,null,null,null,null,null,null,null,null,null,"BPA",42.1,46.3,41.6,30.092808219178099,36.530365296803701,15.4,12.83,33.6,32.9,35.770000000000003,36.299999999999997,31.61,42.47,25.4,32.200000000000003,41.1,43.3,28.3,"Critical energy from PNUCC 2005 NRF","44.722","-122.251","http://www.nwp.usace.army.mil/op/v/proj_detbc.asp","2020-03-29T22:29:26",126,100,7.1428571428571425E-2,9]
["Dexter",1145,"3078","1","FCRPS","Storage (Rereg)","WAT",null,"Hydro",17.3,15,null,3.37,17,17,17,17,null,null,1,null,9,"Operating","Jun",1955,null,"M. Fk. Willamette R.","Lane","OR","Y","Columbia","WECC","USCE","Federal","BPA",null,null,"Rewound units",null,1,1,{"$f":"AN235*J235","v":17.3},{"$f":"IF(ISNUMBER(T235),T235,CC235)*AN235","v":1},null,null,null,null,null,null,null,null,null,null,"BPA",7.5,8.1,9.1,2.3356164383561602,3.7559360730593601,8.8000000000000007,4.9800000000000004,8.7899999999999991,8.3000000000000007,9.14,9.4,8.56,4.8499999999999996,3.22,8.4,10.4,7.2,3.2,"Critical energy from PNUCC 2005 NRF","43.92151","-122.814517","http://www.bpa.gov/corporate/bpanews/library/images/dams/descriptions/dexter.cfm","2020-03-29T22:30:06",17.3,17,5.7803468208092484E-2,1]
["DF West Eagle Creek Facility (Sulus 17)",2368,null,null,null,"PV","SOL",null,"Solar",2.5,null,null,null,null,null,null,null,null,null,null,null,null,"Operating","Jun",2020,null,"Clackamas Cty","Clackamas","OR","Y","Columbia","WECC","Sulus Solar","Independent","Portland General Electric (20yr PURPA PPA)",null,null,null,null,null,null,null,null,null,null,null,null,null,null,null,null,null,null,"PGE",null,null,null,null,null,null,null,null,null,null,null,null,null,null,null,null,null,null,null,45.34825,-122.42941]
["Diablo 1 - 4",1146,"6432","31,32,35,36","553B","Storage w/Div","WAT",null,"Hydro",152.80000000000001,182.4,null,172,168.4,168.4,168.4,168.4,null,null,99,null,83,"Operating","Oct",1936,null,"Skagit R.","Whatcom","WA","Y","Puget Sound & Coastal","WECC","City of Seattle","Municipal","City of Seattle",null,null,null,null,1,1,{"$f":"AN237*J237","v":152.80000000000001},{"$f":"IF(ISNUMBER(T237),T237,CC237)*AN237","v":99},null,null,null,null,null,null,null,null,null,null,"SCE",102.6,84.8,88.4,74.617351598173499,84.956506849315105,95.2,65.790000000000006,78.7,82,104.9,106.8,94.32,97.73,88.32,99.2,78.900000000000006,71.3,69.599999999999994,"License granted May 1995 Expires April 2025. Critical energy from PNUCC 2005 NRF. Certified Low-impact.","48.716","-121.14","http://en.wikipedia.org/wiki/Ross_Dam","2020-03-20T22:21:49",{"$f":"IF(OR(I237=\"Wind\",I237=\"Solar\",I237=\"Hydro\"),J237,IF(ISNUMBER(L237),L237,IF(ISNUMBER(O237), O237, IF(ISNUMBER(Q237),Q237,J237))))","v":152.80000000000001},{"$f":"IF(OR(J237=\"Wind\",J237=\"Solar\",J237=\"Hydro\"),J237,IF(ISNUMBER(N237),N237,IF(ISNUMBER(P237), P237, IF(ISNUMBER(L237),L237,J237))))","v":168.4},{"$f":"IF(OR(ISBLANK(J237),ISBLANK(T237),J237=0),VLOOKUP(IF(G237=\"WAT\",\"HY\",IF(G237=\"LFG\",\"LFG\",F237)),Acapability,4,FALSE),T237/J237)","v":0.64790575916230364},{"$f":"IF(ISNUMBER(T237),T237,AVERAGE(BZ237,CA237)*CB237)","v":99}]
["Diamond Willow",1147,"56782","DIAW",null,"WT","WND",null,"Wind",19.5,30,null,null,19.5,19.5,30,30,null,null,null,null,null,"Operating","Feb",2008,null,"Baker","Fallon","MT","N","Missouri","MRO","MDU Utilities","IOU","MDU Utilities",null,"OOR - MDU",null,null,0,0,0,0,null,null,null,null,null,"(13) GE 1.5 SLE",80,77,2,null,"MDU",null,null,null,null,null,null,7.42,7.73,null,11.29,10.4,10.64,11.02,10.18,11.4,10.7,9.8000000000000007,10.8,"(13) GE 1.5 WTG. Design wind speed 12mph.","46.262505","-104.254582","http://en.openei.org/wiki/Diamond_Willow_Wind_(07)_Wind_Farm","2017-10-17T15:55:02",19.5,19.5,0.32,6.24]
["Diamond Willow Expansion",1731,"56782","DIAW",null,"WT","WND",null,"Wind",10.5,10.5,null,null,10.5,10.5,null,null,null,null,null,null,null,"Operating","Jun",2010,null,"Baker","Fallon","MT","N","Missouri","MRO","MDU Utilities","IOU","MDU Utilities",null,"OOR - MDU",null,null,0,0,0,0,null,null,null,null,null,"(7) GE 1.5 SLE",80,77,2,null,"MDU",null,null,null,null,null,null,null,null,null,null,null,null,null,null,null,null,null,null,"(7) GE 1.5 MW WTG. Design wind speed 12mph.","46.262505","-104.254582","http://en.openei.org/wiki/Diamond_Willow_Wind_(07)_Wind_Farm","2019-11-22T10:31:56",10.5,10.5,0.32,3.36]
["Dietrich Drop",1148,"10807","GEN1",8909,"Canal","WAT",null,"Hydro",4.7699999999999996,4.8,0,0,4.4400000000000004,0,4.8,4.8,null,null,null,null,2,"Operating","Aug",1990,null,"Milner-Gooding Cnl.","Lincoln","ID","Y","Columbia","WECC","Enel SpA (dba) BP Hydro Associates","Independent","Idaho Power Co. (QF thru Aug 2023)",null,null,null,2023,1,1,4.7699999999999996,1.9663350000000002,null,null,null,null,"SPP",null,null,null,null,null,"IPC",null,null,null,null,null,null,1.45,1.92,1.7,1.77,1.8,1.36,1.73,1.66,1.6,0.8,1.6,2,"License granted May 1987; expires April 2037. Critical energy from PNUCC 2005 NRF","42.836046","-114.267952",0,"2020-03-22T20:58:04",4.7699999999999996,4.4400000000000004,0.42699999999999999,1.9663350000000002]
["Don Plant (Simplot Pocatello)",1149,"50274","GEN1",null,"STCG","NG",null,"Natural gas",15.9,15.9,9,null,0,8.1999999999999993,14.8,15,null,null,null,null,null,"Operating","Feb",1986,null,"Pocatello","Power","ID","Y","Columbia","WECC","Simplot Leasing Corp","Independent","Idaho Power Co. (QF thru Aug 2016)",null,null,null,2016,1,1,15.9,3.6,"Don Phosphate Plant","Chemicals","Williams Northwest",null,null,null,null,null,null,null,"IPC",null,null,null,null,null,null,0,8.26,9,8.86,7.9,8.8000000000000007,8.5500000000000007,9.2200000000000006,7.4,7.8,7.3,7.5,"Energy is 1998 EIA 860B.","42.911839","-112.5315","http://www.simplot.com/agricultural/simphos_feed/dist_pocatello.cfm","2020-04-10T00:14:15",9,0,0.8,3.6]
["Dorena Lake Dam",1732,"59357","FRNCS,KAPLN","P-11945","ROR","WAT",null,"Hydro",7.5,7.5,null,null,null,null,7.5,7.5,null,null,null,null,null,"Operating","Jun",2014,null,"Row R.","Lane","OR","Y","Columbia","WECC","Dorena Hydro, LLC","Independent","PacifiCorp (QF 2014 - 2034)",null,null,null,2034,1,1,7.5,3.2025000000000001,null,null,null,"PAC substation","SPP",null,null,null,null,null,"PACW",null,null,null,null,null,null,null,null,null,null,null,null,null,0.91,1.3,1.7,1.1000000000000001,1.2,"(1) 6.1 MW vertical Kaplan unit & (1) 1.4 MW vertical Francis unit at existing USACE dam with storage.  Run-of-river.","43.771094","-122.92963",null,"2020-04-14T14:24:17",7.5,7.5,0.42699999999999999,3.2025000000000001]
["Double A Dairy",1874,"57425","1,2,3",null,"BGICCG","AW",null,"Biomass",4.5,4.5,null,4.5,4.5,4.5,4.5,4.5,null,null,null,null,null,"Retired","Jan",2012,2019,"Jerome","Jerome","ID","Y","Columbia","WECC","AgPower Jerome, LLC","Independent","Idaho Power (QF Jan 2012 - Jan 2032)","PacifiCorp (unbundled RECs)",null,null,2032,1,1,4.5,3.375,"Internal thermal load","Waste digester",null,null,"SPP",null,null,null,null,null,"IPC",null,null,null,null,null,null,null,null,null,0.02,2.6,3.1,3.12,2.92,2.9,2.4,2.5,1.8,"Anaerobic digestor and (6) 750 kW reciprocating engines.","42.688182","-114.616723","http://www.andgar.com/specialty-general-contracting-digester-projects-in-progress-double-a-dairy.php","2020-10-26T21:29:28",4.5,4.5,0.75,3.375]
["Doug Hull",1150,null,null,6676,"Canal","WAT",null,"Hydro",0.25,null,null,null,0.25,0.25,null,null,null,null,0.13,null,null,"Operating",null,1983,null,"Twin Falls Cnl Lateral 28","Twin Falls","ID","Y","Columbia","WECC","D. Hull","Independent",null,null,null,null,null,1,1,null,null,null,null,null,null,null,null,null,null,null,null,null,null,null,null,null,null,null,null,null,null,null,null,null,null,null,null,null,null,null,"Exemption granted January 1983.","","",0,"2014-01-30T13:42:32",0.25,0.25,0.52,0.13]
["Douglas County Forest Products",1151,"61761","GEN-1",null,"STCG","WW",null,"Biomass",6.3,6.3,null,null,3.2,3.2,6.3,6.3,null,null,2.6,null,null,"Operating","Dec",2006,null,"Winchester","Douglas","OR","Y","Puget Sound & Coastal","WECC","Douglas County Forest Products","Independent","PacifiCorp (new QF beg. In 2015)",null,null,null,2035,1,1,{"$f":"AN245*J245","v":6.3},{"$f":"IF(ISNUMBER(T245),T245,CC245)*AN245","v":2.6},"Douglas County Forest Products","Lumber & wood products",null,null,"SPP",null,null,null,null,null,"PACW",null,null,null,null,null,null,null,null,null,null,null,null,null,null,null,null,3.2,2,"Supercritical boiler w/3 MW backpressure TG, steam to dry kilns. Partial funding by OR Energy Trust.","43.289910","-123.361267","http://www.dcfp.com/index.php","2018-10-23T16:26:07",3.2,3.2,0.41269841269841273,2.6]
["Drift Creek Solar",2329,"63466","PGR18",null,"PV","SOL",null,"Solar",2.2000000000000002,2.2000000000000002,null,null,null,null,null,null,null,null,null,null,null,"Operating","May",2020,null,null,"Marion","OR","Y",null,"WECC","Pine Gate Renewables","Independent","PGE QF",null,null,null,null,1,1,null,null,null,null,null,null,"SPP",null,null,null,null,null,null,null,null,null,null,null,null,null,null,null,null,null,null,null,null,null,null,null,null,"Per EIA, project is under construction, with est COD June 2020.",44.970199999999998,-122.80668,null,"2020-10-26T20:01:49",2.2000000000000002,2.2000000000000002,0.254,0.55880000000000007]
["Dry Creek",1152,"54394","GEN1",9134,"Conduit","WAT",null,"Hydro",3.6,3.6,0.3,0.33,2.5,1.5,2.2000000000000002,1.5,null,null,2.02,null,null,"Operating","Dec",1987,null,"Dry Cr.","Butte","ID","Y","Columbia","WECC","D&D Stauffer, Inc.","Independent","PacifiCorp (QF thru Apr 2022)",null,null,null,2022,1,1,{"$f":"AN247*J247","v":3.6},{"$f":"IF(ISNUMBER(T247),T247,CC247)*AN247","v":2.02},null,null,null,null,"SPP",null,null,null,null,null,"PACE",null,null,null,null,0.39623287671232899,0.3,0.33,1.35,1.1000000000000001,1.35,1.2,0.59,0.88,0.97,1.3,1.5,1.5,1.2,"Exemption granted February 1986.","44.027444","-112.719439",0,"2020-03-22T20:58:23",3.6,2.5,0.56111111111111112,2.02]
["Dry Creek Landfill",1153,"56461","DC1,DC2",null,"IC","LFG",null,"Biomass",3.2,3.2,2.2999999999999998,2.2999999999999998,3.2,3.2,3,3,null,null,null,null,null,"Operating","Sep",2007,null,"Dry Creek Landfill (Eagle Point)","Jackson","OR","Y","Puget Sound & Coastal","WECC","Oregon Environmental Industries","Independent","PacifiCorp (QF thru Jul 2022)","PacifiCorp (unbundled RECs)",null,null,2022,1,1,{"$f":"AN248*J248","v":3.2},{"$f":"IF(ISNUMBER(T248),T248,CC248)*AN248","v":2.0625},null,null,null,null,null,null,null,null,null,null,"PACW",null,null,null,null,null,0.4,2.4900000000000002,2.1,2.4,2.7,2.5,2.4700000000000002,2.3199999999999998,2.2400000000000002,2.5,2.2999999999999998,1.9,1.6,"(2) Caterpillar 3520 reciprocating engines.","42.432265","-122.889452","http://roguedisposal.com/about-the-landfill/","2020-03-23T13:38:34",2.2999999999999998,3.2,0.75,2.0625]
["Dunlap I",2019,"57299","1",null,"WT","WND",null,"Wind",111,111,null,null,null,null,111,111,null,null,null,null,null,"Operating","Oct",2010,null,"near Medicine Bow","Carbon","WY","N","Missouri","WECC","PacifiCorp. EDF Renewable Services provides O&M.","IOU","PacifiCorp","PacifiCorp (bundled RECs)","PNW IOU","PAC repowered as part of Energy Vision 2020",null,1,1,{"$f":"AN249*J249","v":111},{"$f":"IF(ISNUMBER(T249),T249,CC249)*AN249","v":35.520000000000003},null,null,null,null,null,"(74) GE 1.5 SLE",80,77,2,null,"PACE",null,null,null,null,null,null,null,null,null,48.07,44.3,46.76,43.72,38.78,44.3,40.097999999999999,44.7,43.9,"(74) 1.5 MW GE WTG.  Assume 25.81% SG factor to Oregon, per PacifiCorp's 2011 OR RPS Compliance Report. Repowering per PAC's 2017 Energy Vision 2020. Design wind speed 19mph.","42.013591","-106.21419","http://en.openei.org/wiki/Dunlap_Wind_Energy_Project","2020-04-11T22:34:06",111,111,0.32,35.520000000000003]
["Dunn Road Solar",2343,null,null,null,"PV","SOL",null,"Solar",1.8,null,null,null,null,null,null,null,null,null,null,null,null,"Operating","Mar",2021,null,"Sandy, OR","Clackamas","OR","Y","Columbia","WECC","Neighborhood Power Corp.","Independent","PGE (20yr QF)",null,null,null,null,null,null,null,null,null,null,null,null,null,null,null,null,null,null,null,null,null,null,null,null,null,null,null,null,null,null,null,null,null,null,null,null,null,null,45.430999999999997,-122.286,null,"2021-07-14",1.8,1.8,0.254,0.4572]
["Durbin Creek (Huntington Wind)",2081,"59492","DCW",null,"WT","WND",null,"Wind",10,10,null,null,10,10,10,10,null,null,null,null,null,"Operating","Mar",2017,null,"Huntington","Baker","OR","Y","Columbia","WECC","D.E. Shaw Renewable (100%)","Independent","Idaho Power (20yr PPA - 2036)",null,"PNW IOU",null,2036,1,1,{"$f":"AN251*J251","v":10},null,null,null,null,null,"SPP","(5) GE 2.0-116",80,116,3,null,"IPC",null,null,null,null,null,null,null,null,null,null,null,null,null,null,null,2.5,3.2,3,"Per PPA, all RECs go to owner of wind farm. Design wind speed 12mph.","44.353056","-117.323056",null,"2017-11-07T11:57:48",10,10,0.32,3.2]
["Durham Advanced Wastewater Treatment Plant",2212,"60263","GEN1,GEN2",null,"ICCG","WG",null,"Biomass",1.7,1.6,null,null,null,null,1.5,1.5,null,null,null,null,null,"Operating","Apr",2015,null,"Durham WW treatment facility","Washington","OR","Y","Columbia","WECC","Clean Water Services","Independent","Self-gen",null,null,null,null,1,0,1.7,{"$f":"IF(ISNUMBER(T252),T252,CC252)*AN252","v":1.2000000000000002},null,null,null,null,null,null,null,null,null,null,"PGE",null,null,null,null,null,null,null,null,null,null,null,null,null,0.69,1.2,1.2,1.4,1.5,"(2) 848kW cogen recip engines fueled by biogas. $16.8M cost; Rec'd ETO incentive of $3M, and ODOE tax credit for CHP of $2.8M. Replaces old 500kW cogen system, in addition to onsite 400kW solar system. ","45.403787","-122.764526","https://www.cleanwaterservices.org/media/1225/durham-at-a-glance.pdf","2017-10-17T16:10:06",1.5,1.5,0.8,1.2000000000000002]
["Durham WWTP",1154,null,null,null,"ICCG","WG",null,"Biomass",0.3,null,null,null,0.3,0.3,null,null,null,null,null,null,null,"Retired",null,1999,2015,"Durham","Washington","OR","Y","Columbia","WECC","Unified Sewerge Agency","Independent","Retired",null,null,null,null,0,0,0,{"$f":"IF(ISNUMBER(T253),T253,CC253)*AN253","v":0},"Durham WWTP","Wastewater treatment",null,null,null,null,null,null,null,null,"PGE",null,null,null,null,null,null,null,null,null,null,null,null,null,null,null,null,null,null,null,"45.403787","-122.764526","http://www.cleanwaterservices.org/AboutUs/WastewaterAndStormwater/TreatmentFacilities/DurhamFacility.aspx","2020-03-25T22:27:51",0.3,0.3,0.8,0.24]
["Duus Solar",2306,"63330","ORDUS",null,"PV","SOL",null,"Solar",10,10,null,null,null,null,10,10,null,null,null,null,null,"Operating","Jan",2020,null,"Clackamas Cty","Clackamas","OR","Y","Columbia","WECC","Alchemy Renewable Energy","Independent","PGE (20yr QF)","PGE (bundled; PGE acquires for first 15 years of contract)",null,null,2040,1,1,10,null,null,null,null,null,"SPP",null,null,null,null,null,"PGE",null,null,null,null,null,null,null,null,null,null,null,null,null,null,null,null,null,null,"https://edocs.puc.state.or.us/efdocs/RPA/re143rpa163220.pdf",45.318361000000003,-122.330856,null,"2020-02-07T14:47:27",10,10,0.254,2.54]
["Dworshak 1 - 3",1155,"840","1,2,3","FCRPS","Storage","WAT",null,"Hydro",400,400,null,384,400,400,400,400,null,null,209,null,133,"Operating","Jun",1973,null,"Clearwater R.","Clearwater","ID","Y","Columbia","WECC","USCE","Federal","BPA",null,null,null,null,1,1,400,{"$f":"IF(ISNUMBER(T255),T255,CC255)*AN255","v":209},null,null,null,null,null,null,null,null,null,null,"BPA",232.5,193.9,188.3,183.073515981735,222.77477168949801,208.7,238.58,210.65,147.16999999999999,265.89,227.4,209.34,199.16,184.35,193.3,164,182.5,194.3,"Critical energy from PNUCC 2005 NRF","46.52","-116.299","http://www.nwcouncil.org/energy/powersupply/dams/dam.asp?id=22","2020-03-29T22:30:15",400,400,0.52249999999999996,209]
["Eagle Point",1156,"3024","1","None","Canal","WAT",null,"Hydro",2.8,2.8,null,0.68,2.8,2.8,2.8,2.8,null,null,null,null,null,"Operating","Nov",1957,null,"Little Butte Cr.","Jackson","OR","Y","Puget Sound & Coastal","WECC","PacifiCorp","IOU","PacifiCorp",null,null,null,null,1,1,2.8,{"$f":"IF(ISNUMBER(T256),T256,CC256)*AN256","v":1.1956},null,null,null,null,null,null,null,null,null,null,"PACW",1.9,1.7,0.7,0.65182648401826504,0.123630136986301,0.6,0.59,1.98,2,2.11,2,1.86,1.85,1.92,2.1,2.1,1.9,1.9,"PAC minor","42.514575","-122.757062",0,"2020-03-21T21:16:43",2.8,2.8,0.42699999999999999,1.1956]
["Eagle Point Solar (Norwest 7)",2167,"61560","PGRD4",null,"PV","SOL",null,"Solar",9.9,9.9,null,null,null,null,9.9,9.9,null,null,null,null,null,"Operating","Dec",2017,null,"Central Point","Jackson","OR","Y","Puget Sound & Coastal","WECC","Cypress Creek Renewables","Independent","Pacificorp (20yr QF thru 2037)",null,null,null,2037,1,1,9.9,null,null,null,null,null,"SPP",null,null,null,null,"Single-axis","PACW",null,null,null,null,null,null,null,null,null,null,null,null,null,null,null,0,2.1,2.2000000000000002,"Crystalline silicone. 13.1MWdc. Azimuth angle 180, tilt angle 60.","42.40065","-122.829153",null,"2018-01-30T15:49:11",9.9,9.9,0.254,2.5146000000000002]
["Eagle Stud",1157,null,null,null,"STCG","WW",null,"Biomass",0.75,null,null,null,0.75,0.75,null,null,null,null,null,null,null,"Operating",null,2004,null,"Hall","Granite","MT","Y","Columbia","WECC","Eagle Stud Mill, Inc.","Independent","Self-generation",null,null,null,null,1,0,0.75,{"$f":"IF(ISNUMBER(T258),T258,CC258)*AN258","v":0.60000000000000009},"Eagle Stud sawmill","Lumber & wood products",null,null,null,null,null,null,null,null,null,null,null,null,null,null,null,null,null,null,null,null,null,null,null,null,null,null,null,"(3) 250kW reciprocating steam engine-generators.","46.584768","-113.18576","http://www.prenticelumber.com/eagle_posts_and_poles.html","2014-01-30T13:44:39",0.75,0.75,0.8,0.60000000000000009]
["East Fork Ditch",1158,null,null,8133,"Diversion","WAT",null,"Hydro",2.5,null,null,null,null,null,null,null,null,null,null,null,null,"Retired",null,1994,1995,"E. Fk. Weiser R.","Adams","ID","Y","Columbia","WECC","BS, Inc.","Independent","Retired",null,null,null,null,0,0,0,{"$f":"IF(ISNUMBER(T259),T259,CC259)*AN259","v":0},null,null,null,null,null,null,null,null,null,null,null,null,null,null,"n/a","n/a",null,null,null,null,null,null,null,null,null,null,null,null,null,"Original license granted September 1988; surrendered.","","",0,"2020-03-25T22:16:12",2.5,2.5,0.42699999999999999,1.0674999999999999]
["East Side",1159,"3025","1","2082H","ROR R. w/Div.","WAT",null,"Hydro",3.2,3.2,null,null,3,3,3,3,null,null,null,null,null,"Operating","Aug",1924,null,"Klamath R.","Klamath","OR","Y","Klamath","WECC","PacifiCorp","IOU","PacifiCorp",null,null,null,null,1,1,3.2,{"$f":"IF(ISNUMBER(T260),T260,CC260)*AN260","v":1.3237000000000001},null,null,null,null,null,null,null,null,null,null,"PACW",1.3,1.3,44.3,0.43013698630136998,0.57340182648401805,0.4,0.18,0.87,0.5,0,0,0,0,0,0,0,0,0,"Link R. Dam. PacifiCorp Klamath Project.","42.224847","-121.795496",0,"2020-03-19T11:09:40",3.2,3,0.42699999999999999,1.3237000000000001]
["Eastsound 4 & 5",1160,"3930","4,5",null,"IC","FO",null,"Petroleum",1.3,null,null,null,0,0,0.8,0.8,null,null,null,null,null,"Retired",null,1948,2003,"Eastsound","San Juan","WA","Y","Puget Sound & Coastal","WECC","Orcas Power & Light Co.","Municipal","Retired",null,null,null,null,0,0,0,{"$f":"IF(ISNUMBER(T261),T261,CC261)*AN261","v":0},null,null,null,null,null,null,null,null,null,null,null,null,null,null,null,null,null,null,null,null,null,null,null,null,null,null,null,null,null,null,"","",0,"2008-10-06",0,0,0.93,0]
["Ebey Hill",1161,null,null,10428,"HY","WAT",null,"Hydro",0.1,null,0,0.01,0.1,0.1,null,null,null,null,null,null,null,"Operating",null,1992,null,"Trib to N. Fk Stillaguamish","Snohomish","WA","Y","Puget Sound & Coastal","WECC","K & P Duncan","Independent","Listed NUG per 2009 White Book",null,null,null,null,1,1,null,null,null,null,null,null,null,null,null,null,null,null,null,null,null,null,null,null,null,null,null,null,null,null,null,null,null,null,null,null,null,"Exemption granted November 1987.","","",0,"2020-03-22T20:59:38",0.1,0.1,0.42699999999999999,4.2700000000000002E-2]
["Ekola Flats",2322,"62591","1",null,"WT","WND",null,"Wind",250.9,250.9,null,null,null,null,null,null,null,null,null,null,null,"Operating","Dec",2020,null,"Medicine Bow","Carbon","WY","N",null,"WECC","PacifiCorp (transferred from Invenergy - developer)","IOU","PacifiCorp",null,"PNW IOU",null,null,0.38,0.38,null,null,null,null,null,null,null,null,null,null,null,null,"PACE",null,null,null,null,null,null,null,null,null,null,null,null,null,null,null,null,null,null,"Developed by Invenergy. Part of PAC's EV 2020.",41.918190000000003,-106.28964999999999,null,"2021-07-14T11:56:50",250.9,250.9,0.32,80.287999999999997]
["Elbe Solar Center",2168,"61497","ELBE",null,"PV","SOL",null,"Solar",10,10,null,null,null,null,10,null,null,null,null,null,null,"Operating","Jun",2018,null,"Madras","Jefferson","OR","Y","Columbia","WECC","GCL New Energy Holdings","Independent","Pacificorp (20yr QF PPA)","PacifiCorp (bunded RECs)",null,null,2038,1,1,{"$f":"AN264*J264","v":10},{"$f":"IF(ISNUMBER(T264),T264,CC264)*AN264","v":2.54},null,null,null,null,"SPP",null,null,null,null,"Single-axis","PACE",null,null,null,null,null,null,null,null,null,null,null,null,null,null,null,null,1.2,2.4,"13.1MWdc. Crystalline silicone. RECs to PAC",{"$f":"IF(ISNA(VLOOKUP($B264,lkpLatLong,3,FALSE)),\"\",VLOOKUP($B264,lkpLatLong,3,FALSE))","v":"44.617995"},{"$f":"IF(ISNA(VLOOKUP($B264,lkpLatLong,4,FALSE)),\"\",VLOOKUP($B264,lkpLatLong,4,FALSE))","v":"-121.205084"},null,"2019-11-22T12:15:16",10,10,0.254,2.54]
["Electron 1 - 4",1162,"3854","1,2,3,4",2495,"Storage w/Div","WAT",null,"Hydro",22.8,22.8,null,8.4700000000000006,25.8,25.8,25.8,25.8,null,null,null,null,null,"Operating",null,1904,null,"Puyallup R.","Pierce","WA","Y","Puget Sound & Coastal","WECC","Electron Hydro LLC (subsidiary of JAVA Holdings of Alberta).  Sold by PSE Aug 2013.","IOU","Puget Sound Energy (PPA - 2013-2026)",null,null,null,2026,1,1,22.8,10.376099999999999,null,null,null,null,null,null,null,null,null,null,"PSE",13.4,15.1,12.9,10.1414383561644,7.6792237442922398,10,10.84,10.38,10,5.75,5.7,5.67,4.84,7.17,19,14.7,15.5,16.399999999999999,"License dismissed.","46.993","-122.173",0,"2020-03-21T21:16:59",22.8,25.8,0.42699999999999999,10.376099999999999]
["Elk Creek (El Dorado Hydro Elk Creek)",1163,"50891","GEN1",3503,"Diversion","WAT",null,"Hydro",2.6,2.6,0.2,0.16,0.77,0,2.2999999999999998,2.2999999999999998,null,null,null,null,0,"Operating","Apr",1986,null,"Elk Cr.","Idaho","ID","Y","Columbia","WECC","HydroLand (acquired from Enel Green Power NA, March 2021)","Independent","Idaho Power Co. (QF thru Aug 2021)",null,null,null,2021,1,1,2.6,0.719495,null,null,null,null,"SPP",null,null,null,null,null,"IPC",null,null,null,null,null,null,0.39,0.4,0.4,0.46,0.5,0.45,0.48,0.49,0.2,0.5,0.4,0.5,"Exemption granted July 1981.  Sold to ENEL Spa July 2004. Critical energy from PNUCC 2005 NRF","45.217784","-116.31577",0,"2021-05-18T21:58:02",2.6,0.77,0.42699999999999999,0.719495]
["Elkhorn Valley",1164,"56623","EH1",null,"WT","WND",null,"Wind",100.7,100.7,null,null,null,null,100.7,100.7,null,null,null,null,null,"Operating","Dec",2007,null,"Telocaset","Union","OR","Y","Columbia","WECC","Horizon Wind Energy","Independent","Idaho Power Co. (QF Dec 2007 - Dec 2027)","PacifiCorp (unbundled RECs)","PNW IOU",null,2027,1,1,100.7,32.224000000000004,null,null,null,"IPC LaGrande-Quartz 230kV",null,"(61) Vestas V82-1.65",73,82,2,null,"IPC",null,null,null,"n/a","n/a",null,30.56,33.799999999999997,35.700000000000003,35.44,35.799999999999997,34.28,33.479999999999997,33.4,37.799999999999997,34.5,35.9,34.9,"(61) Vestas 1.65 MW V82 WTG. Design wind speed 17mph.","45.101449","-117.829110","http://elkhornvalleywindfarm.com/","2020-04-13T11:50:26",100.7,100.7,0.32,32.224000000000004]
["Ellingson Lumber",1165,null,null,null,"STCG","WW",null,"Biomass",2.8,null,null,null,null,null,null,null,null,null,null,null,null,"Retired",null,null,1995,"Baker City","Baker","OR","Y","Columbia","WECC","Ellingson Lumber","Independent","Retired",null,null,null,null,0,0,0,0,"Ellingson Lumber","Lumber & wood products",null,null,null,null,null,null,null,null,null,null,null,null,"n/a","n/a",null,null,null,null,null,null,null,null,null,null,null,null,null,"Retired and dismantled.","","",0,"2005-07-20",2.8,2.8,0.8,2.2399999999999998]
["Eltopia Branch Canal 4.6",1166,"56696","1",3842,"Canal","WAT",null,"Hydro",2.2000000000000002,2.2000000000000002,0,0,2.2000000000000002,0,2.2000000000000002,null,null,null,0.98,null,null,"Operating",null,1983,null,"Eltopia Branch Cnl.","Franklin","WA","Y","Columbia","WECC","Columbia Basin Irr. Dists.","Independent","Seattle City Light",null,null,null,null,1,1,2.2000000000000002,0.98,null,null,null,null,null,null,null,null,null,null,"BPA",null,null,null,null,null,null,0.95,0.92,0.8,0.86,0.9,0.77,0.69,0.65,0.6,0.9,0.9,0.9,"License granted January 1982; expires December 2031.","46.378381","-119.254522",0,"2020-03-22T21:01:20",{"$f":"IF(OR(I269=\"Wind\",I269=\"Solar\",I269=\"Hydro\"),J269,IF(ISNUMBER(L269),L269,IF(ISNUMBER(O269), O269, IF(ISNUMBER(Q269),Q269,J269))))","v":2.2000000000000002},{"$f":"IF(OR(J269=\"Wind\",J269=\"Solar\",J269=\"Hydro\"),J269,IF(ISNUMBER(N269),N269,IF(ISNUMBER(P269), P269, IF(ISNUMBER(L269),L269,J269))))","v":2.2000000000000002},{"$f":"IF(OR(ISBLANK(J269),ISBLANK(T269),J269=0),VLOOKUP(IF(G269=\"WAT\",\"HY\",IF(G269=\"LFG\",\"LFG\",F269)),Acapability,4,FALSE),T269/J269)","v":0.44545454545454544},{"$f":"IF(ISNUMBER(T269),T269,AVERAGE(BZ269,CA269)*CB269)","v":0.98}]
["Elwha Dam",1167,"54051","GEN1,GEN2,GEN3,GEN4",2683,"Storage","WAT",null,"Hydro",12.6,null,null,null,null,null,12.5,12.5,null,null,7.76,null,null,"Retired",null,1913,2011,"Elwha R.","Clallam","WA","Y","Puget Sound & Coastal","WECC","U.S. Dept of the Interior","Federal","Retired (formerly Nippon Paper Industries Port Angeles Mill)",null,null,null,null,0,0,0,0,null,null,null,null,null,null,null,null,null,null,"BPA",null,null,null,null,null,null,5,5.23,7.2,3.34,null,null,null,null,null,null,null,null,"Was FERC 2683 before USDI acquisition.  Reservoir drawdown and dismantling of facilities planned 2011.","48.095","-123.555","http://en.wikipedia.org/wiki/Elwha_Dam","2020-03-25T22:28:12",12.6,12.5,0.61587301587301591,7.76]
["Emmett",1168,"10489","GEN1",null,"STCG","WW",null,"Biomass",11.3,null,0,null,7,7,null,null,null,null,null,null,null,"Retired",null,1985,2001,"Emmett","Gem","ID","Y","Columbia","WECC","Renewable Energy of Idaho","Independent","Retired (formerly Listed NUG per 2009 White Book)",null,null,null,null,0,0,0,0,"Boise Emmett sawmill","Lumber & wood products",null,null,null,null,null,null,null,null,null,null,null,null,"n/a","n/a",null,null,null,null,null,null,null,null,null,null,null,null,null,"Idled Jul 2001.  Rehab of 1985 facility; has not been constructed, no revised service date from Idaho Power.","","",0,"2020-03-25T22:28:40",0,7,0.8,2.8000000000000003]
["Encogen 1-4",1169,"7870","CTG1,CTG2,CTG3,STG",null,"CCICG","NG","FO","Natural gas",176.4,176.4,179,175.2,165.1,189.4,159.4,182.5,94,0.9,null,null,null,"Operating","Mar",1993,null,"Bellingham","Whatcom","WA","Y","Puget Sound & Coastal","WECC","Puget Sound Energy.  PSE acquired from Encogen NW LP in 1999.","IOU","Puget Sound Energy",null,null,null,null,1,1,176.4,153.12450000000001,"Georgia Pacific","Pulp & paper","Williams Northwest",null,null,null,null,null,null,null,"PSE",107.4,85.7,51.9,48.136301369862998,29.6761415525114,20.7,11.15,43.39,16.7,10.47,12.8,32.369999999999997,25.07,34.299999999999997,24.3,23.1,22.9,45.8,"(3) 39.44 MW GE Frame 6 GT units + one 40 MW STG.  Plant purchased by PSE 11/99.","48.748","-122.487",0,"2020-07-15T21:15:31",179,165.1,0.89,153.12450000000001]
["Enterprise Solar",2310,null,null,null,"PV","SOL",null,"Solar",80,null,null,null,null,null,null,null,null,null,null,null,null,"Operating","Jul",2016,null,"Iron County","Iron","UT","N",null,"WECC","Dominion and Clearway Energy","Independent","PacifiCorp (Control Area Generation West) (QF)","PacifiCorp (CAGW - treated as partially bundled and unbundled RECs)",null,null,2026,1,1,null,null,null,null,null,null,null,null,null,null,null,"Single-axis","PACE",null,null,null,null,null,null,null,null,null,null,null,null,null,null,null,null,null,null,"Single axis. 105.1MWdc. Azimuth angle 180, tilt angle 60.",37.640999999999998,-113.613,null,"2020-10-26T19:41:03",80,80,0.254,20.32]
["Esquatzel Power",1736,null,null,12638,"Canal","WAT",null,"Hydro",1.1000000000000001,null,null,0.9,1.1000000000000001,1.1000000000000001,null,null,null,null,{"$f":"6000/8760","v":0.68493150684931503},null,{"$f":"T274","v":0.68493150684931503},"Operating","Nov",2011,null,"Esquatzel Canal outfall","Franklin","WA","Y","Columbia","WECC","Green Energy Today","Independent","Franklin",null,null,null,null,1,1,{"$f":"AN274*J274","v":1.1000000000000001},{"$f":"IF(ISNUMBER(T274),T274,CC274)*AN274","v":0.68493150684931503},null,null,null,"13.8 kV Glade Substation",null,null,null,null,null,null,"BPA",null,null,null,null,null,null,null,null,null,null,null,null,null,null,null,null,null,null,"Irrigation Canal outfall, I937 REC compliant","46.365","-119.088",0,"2020-03-22T21:01:32",1.1000000000000001,1.1000000000000001,0.62266500622665,0.68493150684931503]
["Eugene/Springfield Regional Water Pollution Control Facility",1170,null,null,null,"ICCG","WG",null,"Biomass",0.84,null,null,null,0.84,0.84,null,null,null,null,null,null,null,"Operating",null,2000,null,"Springfield","Lane","OR","Y","Columbia","WECC","Eugene/Springfield Metro","Independent","assuming self gen",null,null,null,null,1,0,0.84,0.67200000000000004,"Eugene/Springfield Metro WWTP","Wastewater treatment",null,null,null,null,null,null,null,null,null,null,null,null,null,null,null,null,null,null,null,null,null,null,null,null,null,null,null,null,"44.095088","-123.117062","http://www.mwmcpartners.org/treatmentplant.html","2014-01-30T13:47:56",0.84,0.84,0.8,0.67200000000000004]
["Everett Cogeneration Project",1171,"7627","1",null,"RB/STCG","BL","WW/NG","Biomass",42,null,52,null,36,26,36,26,null,null,null,null,null,"Retired","Jan",1996,2011,"Everett","Snohomish","WA","Y","Puget Sound & Coastal","WECC","Snohomish Co. PUD terminated operating agreement in 2011 to help ease sale of paper mill.","PUD","Retired",null,null,null,null,0,0,0,0,"Kimberly-Clark - Everett","Sulphite pulp and tissue mills.",null,null,null,null,null,null,null,null,"BPA",null,null,null,1.1301369863013701E-2,30.067465753424699,26.4,25.85,24.27,24.11,18.7,null,null,null,null,null,null,null,null,null,"47.986","-122.216","http://www.snopud.com/energy/pwrsource/green.ashx?p=1927","2019-11-25T15:53:52",52,36,0.8,35.200000000000003]
["Evergreen Forest Products (Tamarack)",1172,"50099","GEN1",null,"STCG","WW",null,"Biomass",6.2,6.2,4,null,4.4000000000000004,4,5.8,6.2,null,null,null,null,null,"Operating","Jun",1983,null,"New Meadows","Adams","ID","Y","Columbia","WECC","Tamarack Energy Corp","Independent","Idaho Power Co. (CSPP thru May 2018)",null,null,null,2018,1,1,6.2,3.3600000000000003,"Evergreen Forest Products","Lumber & wood products",null,null,"cogen",null,null,null,null,null,"IPC",null,null,5.4,5.9317351598173502,4.6260273972602697,4.4000000000000004,3.66,4.41,3.84,3.77,4.0999999999999996,3.73,3.29,3.4,3,2.2999999999999998,3,2.5,null,"44.957171","-116.386590",0,"2017-10-25T10:17:08",4,4.4000000000000004,0.8,3.3600000000000003]
["Ewauna Solar Farm I (Blue Basin Solar)",2140,null,null,null,"PV","SOL",null,"Solar",0.9,0.9,null,null,null,null,null,null,null,null,0.21,null,null,"Operating","Feb",2016,null,"Klamath Falls","Klamath","OR","Y","Klamath","WECC","OneEnergy Renewables","Independent","PacifiCorp PPA (PURPA QF)",null,null,null,null,1,1,0.9,0.21,null,null,null,null,null,null,null,null,null,null,"PACW",null,null,null,null,null,null,null,null,null,null,null,null,null,null,null,null,null,null,"Part one of two phases; total plant ~4MW AC. Sited on ~27 acres previously-distrubed industrial zoned land.","42.179","-121.759","http://www.oneenergyrenewables.com/projects/featured-projects/ewauna-i-ii","2019-11-22T12:15:19",0.9,0.9,0.23333333333333331,0.21]
["Ewauna Solar Farm II (Blue Basin Solar, Klamath Falls Solar 2)",2141,"61553","1",null,"PV","SOL",null,"Solar",2.9,2.9,null,null,null,null,2.9,2.9,null,null,0.82,null,null,"Operating","Jan",2018,null,"Klamath Falls","Klamath","OR","Y","Klamath","WECC","Clean Focus Renewables","Independent","PacifiCorp PPA (PURPA QF)",null,null,null,2038,1,1,2.9,0.82,null,null,null,null,"SPP",null,null,null,null,"Single-axis","PACW",null,null,null,null,null,null,null,null,null,null,null,null,null,null,null,0,0.6,0.8,"Crystalline Silicone, 3.9MWdc. 12,084 solar modules and 58 inverters on 22 acres of privately owned","42.181081","-121.763111","http://www.oneenergyrenewables.com/projects/featured-projects/ewauna-i-ii","2018-01-30T15:03:55",2.9,2.9,0.28275862068965518,0.82]
["Fairfield Wind Farm",2131,"58966","T1-6",null,"WT","WND",null,"Wind",10,10,null,null,null,null,10,10,null,null,null,null,null,"Operating","May",2014,null,"Fairfield, MT","Teton","MT","N","Missouri","WECC","Greenbacker Renewable Energy","Independent","NorthWestern (20yr PPA thru 2034)",null,"PNW IOU",null,2034,0.31,0.31,3.1,0.99199999999999999,null,null,null,null,"SPP","(6) GE 1.7-100",80,100,3,null,"NorthWestern",null,null,null,null,null,null,null,null,null,null,null,null,null,3.61,3.8,3.6,3.1,3.3,"(2) 1.6 MW WT, (4) 1.7MW WT. PURPA. Design wind speed 15.6mph.","47.714456","-111.956574",0,"2017-10-17T16:22:39",10,10,0.32,3.2]
["Fall Creek 1 - 3",1173,"296","1,2,3",2082,"Diversion","WAT",null,"Hydro",2.1,2.1,null,null,2,2,1.9,1.9,null,null,null,null,null,"Operating","Sep",1903,2021,"Fall Cr.","Siskiyou","CA","N","Klamath","WECC","PacifiCorp","IOU","PacifiCorp",null,null,null,null,1,1,2.1,0.87534999999999985,null,null,null,"69kV to COPCO No. 1 switchyard",null,null,null,null,null,null,"PACW",null,1.4,1.5,1.6,1.7,0.5,0.46,null,null,null,null,null,null,null,1.1499999999999999,0.89,0.4,0.7,"PacifiCorp Klamath project. Watershed diversion (Spring Cr.), dam, penstock and powerhouse w/(3) 10 MW horizontal Pelton turbine-generators.","41.985605","-122.360455",0,"2017-11-06T15:18:45",2.1,2,0.42699999999999999,0.87534999999999985]
["Falls Creek (OR)",1175,"52187","GE-1",6661,"Diversion","WAT",null,"Hydro",4.0999999999999996,4.0999999999999996,0.9,0.91,3.9,4.8,3.9,4.8,null,null,1.7,null,null,"Operating","Dec",1984,null,"Falls Cr.","Linn","OR","Y","Columbia","WECC","Frontier Technology Inc.","Independent","PacifiCorp (QF thru Dec 2019)",null,null,null,2019,1,1,4.0999999999999996,1.7,null,null,null,null,"SPP",null,null,null,null,null,"PACW",1.3,1.4,1.5,1.60353881278539,0.62865296803653004,0.5,0.54,1.82,1.8,1.91,2.2000000000000002,1.8,1.92,1.1299999999999999,2,2.1,1.4,1.2,"Exemption granted March 1983. Low-impact certified.","44.396815","-122.350246",0,"2020-03-22T21:02:26",4.0999999999999996,3.9,0.41463414634146345,1.7]
["Falls Creek (WA)",1176,null,null,5497,"Diversion","WAT",null,"Hydro",0.04,null,0,0.03,0.04,0.04,null,null,null,null,0.03,null,null,"Operating","Jan",1995,null,"Falls Cr.","Clallam","WA","Y","Puget Sound & Coastal","WECC","A. H. Haley","Independent","Listed NUG per 2009 White Book",null,null,null,null,1,1,null,null,null,null,null,null,null,null,null,null,null,null,null,null,null,null,null,null,null,null,null,null,null,null,null,null,null,null,null,null,null,"Exemption granted Feb 1983","","",0,"2020-03-22T21:02:31",0.04,0.04,0.75,0.03]
["Falls River",1174,"54668","1,2",9885,"Diversion","WAT",null,"Hydro",9.1,9,4.2,4.18,7.26,3.84,9,9,null,null,null,null,6,"Operating","Aug",1993,null,"Fall R.","Fremont","ID","Y","Columbia","WECC","Marysville Hydro Partners","Independent","Idaho Power Co. (QF thru Aug 2028)",null,null,null,2028,1,1,{"$f":"AN284*J284","v":9.1},{"$f":"IF(ISNUMBER(T284),T284,CC284)*AN284","v":3.4928599999999999},null,null,null,null,"SPP",null,null,null,null,null,"BPA",null,null,null,null,null,null,5.62,6.19,4.7,6.52,6.5,5.1100000000000003,6.18,4.6100000000000003,4.3,7.4,6.7,5.5,"License granted May 1989; expires April 2029.Critical energy from PNUCC 2005 NRF","44.016987","-111.582490","http://02e5106.netsolhost.com/fallsriver.htm","2020-03-22T21:02:41",9.1,7.26,0.42699999999999999,3.4928599999999999]
["Faraday 1 - 6",1177,"3045","1,2,3,4,5,6","2195B","Storage w/Div","WAT",null,"Hydro",36.6,36.6,null,37.1,15,44.01,45.8,45.8,null,null,26,null,25,"Operating","Feb",1907,null,"Clackamas R.","Clackamas","OR","Y","Columbia","WECC","Portland General Electric","IOU","Portland General Electric",null,null,null,null,1,1,36.6,26,null,null,null,null,null,null,null,null,null,null,"PGE",17.3,17.5,17.600000000000001,13.5382420091324,20.844748858447499,17.5,20.03,19.54,20.8,19.649999999999999,19,16.350000000000001,18.37,12.09,18.100000000000001,19.899999999999999,14.9,9.1,"License granted January 1957; expires August 2006. Critical energy from PNUCC 2005 NRF","45.268","-122.318","http://www.portlandgeneral.com/community_and_env/hydropower_and_fish/phototour/clackamas/faraday_dam.aspx","2020-03-20T22:26:35",36.6,15,0.7103825136612022,26]
["Fargo Drop",1999,"58384","GEN1",null,"Canal","WAT",null,"Hydro",1.27,1.1000000000000001,null,null,1.27,1.27,1.1000000000000001,null,null,null,null,null,null,"Operating","Apr",2013,null,"Near Homedale on Deer Flat Canal, ID: GPS 43.624959,-116.899728","Canyon","ID","Y","Columbia","WECC","Riverside, Inc.","Independent","Idaho Power Company",null,null,null,null,1,1,1.27,0.54229000000000005,null,null,null,null,null,null,null,null,null,null,"IPC",null,null,null,null,null,null,null,null,null,null,null,0.4,0.4,0.39,0.6,0.5,0.4,0.4,"Signed 20 year QF contract with Idaho Power 11/11.  $1.7 million project recv'd $580,000 from USBR 2/12. RECs split 50/50 w/ IPC and owner Riverside.","43.6245","-116.89",0,"2017-10-17T16:25:36",1.27,1.27,0.42699999999999999,0.54229000000000005]
["Farm Power Lynden",1936,null,null,null,"BGICCG","AW",null,"Biomass",0.75,null,null,0.8,0.75,0.75,null,null,null,null,0.7,null,null,"Operating","Nov",2010,null,"Lyndon","Whatcom","WA","Y","Puget Sound & Coastal","WECC","Farm Power Northwest","Independent","Puget Sound Energy (Nov 2010 - Dec 2019)",null,null,null,2019,1,1,0.75,0.7,"Internal thermal load, Van Wingerden greenhouse","Waste digester; greenhouse",null,null,null,null,null,null,null,null,"PSE",null,null,null,null,null,null,null,null,null,null,null,null,null,null,null,null,null,null,"Anaerobic digestor and reciprocating engines.","48.946","-122.553","http://www.andgar.com/specialty-general-contracting-digester-projects-farm-power-lynden.php","2020-03-23T13:48:46",0.75,0.75,0.93333333333333324,0.7]
["Farm Power Misty Meadow",2038,null,null,null,"BGICCG",null,null,"Biomass",0.75,null,null,0.8,0.75,0.8,null,null,null,null,null,null,null,"Operating","Jan",2013,null,"Tillamook","Tillamook","OR","Y","Columbia","WECC","Farm Power Northwest","Independent","PacifiCorp (15yr PPA, no green tags)","PacifiCorp (bundled RECs)",null,null,null,1,1,0.75,0.58125000000000004,"Internal thermal load","Waste digester",null,"BPA Tillamook Substation",null,null,null,null,null,null,"BPA",null,null,null,null,null,null,null,null,null,null,null,null,null,null,null,null,null,null,"Anaerobic digestor and reciprocating engines.  NW Natural contracted for green tags?","45.4588","-123.8368","http://www.andgar.com/specialty-general-contracting-digester-projects-farm-power-misty-meadow.php","2020-03-23T13:48:55",0.8,0.75,0.75,0.58125000000000004]
["Farm Power Rexville",1676,null,null,null,"BGICCG","AW",null,"Biomass",0.75,null,null,0.8,0.75,0.75,null,null,null,null,0.7,null,null,"Operating","Sep",2009,null,"Rexville","Skagit","WA","Y","Puget Sound & Coastal","WECC","Farm Power Northwest","Independent","Puget Sound Energy (PPA thru Dec 2019)",null,null,null,2019,1,1,0.75,0.7,"Internal thermal load","Waste digester",null,null,null,null,null,null,null,null,"PSE",null,null,null,null,null,null,null,null,null,null,null,null,null,null,null,null,null,null,"Anaerobic digestor and reciprocating engines.","","","http://www.andgar.com/specialty-general-contracting-digester-projects-farm-power-nw.php","2020-03-23T13:49:12",0.75,0.75,0.93333333333333324,0.7]
["Farm Power Tillamook (POTB Digester)",1945,"58591","GEN1",null,"BGICCG","AW",null,"Biomass",1,1,null,1,1,1,1,1,null,null,null,null,null,"Operating","May",2012,null,"Tillamook","Tillamook","OR","Y","Columbia","WECC","Farm Power Northwest","Independent","Tillamook PUD",null,null,null,null,1,1,1,0.75,"Internal thermal load","Waste digester",null,null,"SPP",null,null,null,null,null,"BPA",null,null,null,null,null,null,null,null,null,null,null,0.28999999999999998,0.65,0.84,null,0,0,0,"Anaerobic mixed plug digestor and reciprocating engines.","45.434020","-123.803327","http://www.farmpower.com/","2020-03-23T13:49:34",1,1,0.75,0.75]
["Farmers Irr. Dist. No. 2 (Copper Dam)",1178,"10323","TURGO",7532,"Diversion","WAT",null,"Hydro",2.6,2.6,4.5999999999999996,1.34,3,3,1,2.6,null,null,2,null,2,"Operating","Jan",1986,null,"Farmers Ditch","Hood River","OR","Y","Columbia","WECC","Farmers Irr. Dist.","Independent","PacifiCorp (QF)",null,null,"Upgrade to Plant 2 in 2015 - replaced (2) 30-year old Francis turbines (3 MW total) w/ a new single 2.6 MW Gilkes Turgo. Lowered actual nameplate capacity, but increased total annual generation by 12.4% due to greater operational efficiencies.",null,1,1,2.6,2,null,null,null,null,"SPP",null,null,null,null,null,"PACW",null,null,null,null,0.78333333333333299,0.7,0.77,1.74,2,1.96,1.7,1.63,1.64,1.41,1.8,1.9,1.8,1.5,"(1) 3.0 MW Turgo unit installed to replace two Francis units (2.0 MW & 1.0 MW) - same capacity, increased efficiency (Oct 2015) - $4.96M project; exemption granted April 1984 Critical energy from PNUCC 2005 NRF","45.665","-121.5",0,"2020-03-22T21:03:25",2.6,3,0.76923076923076916,2]
["Farmers Irr. Dist. No. 3 (Peters Drive)",1179,"10324","GEN3",6801,"Canal","WAT",null,"Hydro",1.8,1.8,0,0.81,1,1,0.3,1.2,null,null,0.85,null,null,"Operating","Nov",1987,null,"Low Line Ditch","Hood River","OR","Y","Columbia","WECC","Farmers Irr. Dist.","Independent","PacifiCorp (QF thru Dec 2010)",null,null,null,2010,1,1,1.8,0.85,null,null,null,null,null,null,null,null,null,null,"PACW",null,null,null,null,null,null,0.84,0.87,0.9,0.91,0.9,0.84,0.85,0.78,0.7,0.8,0.9,0.8,"Exemption granted February 1983.","45.66764","-121.548455",0,"2020-03-22T21:03:36",1.8,1,0.47222222222222221,0.85]
["Faulkner",1180,null,null,7592,"Canal","WAT",null,"Hydro",0.87,null,0.3,0.3,0.7,0,null,null,null,null,null,null,0,"Operating",null,1987,null,"N. Side Main \"Y\" Cnl.","Gooding","ID","Y","Columbia","WECC","Faulkner Land & Livestock Co.","Independent","Idaho Power Co. (QF thru Aug 2022)",null,null,null,2022,1,1,0.87,0.33519499999999997,null,null,null,null,null,null,null,null,null,null,null,null,null,null,null,null,null,null,null,null,null,null,null,null,null,null,null,null,null,"Exemption granted June 1984. Critical energy from PNUCC 2005 NRF","","",0,"2020-03-22T21:03:51",0.87,0.7,0.42699999999999999,0.33519499999999997]
["Felt",1390,"6359","1,2,4,5","5089A&B","ROR R. w/Div.","WAT",null,"Hydro",7.6,6.9,null,null,6.9,6.8,6.9,6.8,null,null,null,null,1,"Operating",null,1986,null,"Teton R.","Teton","ID","Y","Columbia","WECC","Fall River REC","Coop","Fall River REC",null,null,"no planned upgrades at this time (March 2020)",null,1,1,7.6,3.0957499999999998,null,null,null,null,null,null,null,null,null,null,"PACE",null,null,null,null,null,null,null,null,2.9,3.23,3.3,2.93,3.69,3.0339999999999998,2.9,4.2,3.4,3.4,"License granted September 1973; expires August 2013. Critical energy from PNUCC 2005 NRF","43.913476","-111.283319",0,"2020-03-25T14:24:08",7.6,6.9,0.42699999999999999,3.0957499999999998]
["Felt Hydroelectric Plant",2071,"10028","GEN1,GEN2,GEN3,GEN4",null,null,"WAT",null,"Hydro",7.4,7.4,null,3.31,5.9,5.9,5.9,5.9,null,null,null,null,null,"Operating",null,1985,null,"Teton R.","Teton","ID","Y","Columbia","WECC","CDM Hydroelectric","Independent","unknown. ",null,null,null,null,1,1,7.4,2.83955,null,null,null,null,null,null,null,null,null,null,"PACE",null,null,null,null,null,null,null,null,null,null,null,2.93,3.69,3.0329999999999999,2.6,4.2,null,null,"(4) generators","43.909653","-111.285421",0,"2020-03-21T21:17:15",7.4,5.9,0.42699999999999999,2.83955]
["Ferguson Ridge",1181,null,null,6621,"Canal","WAT",null,"Hydro",1.9,null,null,null,null,null,null,null,null,null,0.63,null,null,"Retired",null,1984,1997,"Wallowa Valley Imp. Dist. Cnl.","Wallowa","OR","Y","Columbia","WECC","Joseph Hydro Assoc., Ltd.","Independent","Retired",null,null,null,null,0,0,0,null,null,null,null,null,null,null,null,null,null,null,null,null,null,null,"n/a","n/a",null,null,null,null,null,null,null,null,null,null,null,null,null,"Exemption surrendered January 1983; Dam remains in service.",{"$f":"IF(ISNA(VLOOKUP($B296,lkpLatLong,3,FALSE)),\"\",VLOOKUP($B296,lkpLatLong,3,FALSE))","v":""},{"$f":"IF(ISNA(VLOOKUP($B296,lkpLatLong,4,FALSE)),\"\",VLOOKUP($B296,lkpLatLong,4,FALSE))","v":""},0,"2020-03-25T22:17:12",1.9,1.9,0.33157894736842108,0.63]
["Ferndale (Tenaska Washington Partners Cogeneration Station)",1571,"54537","CT1A,CT1B,ST1",null,"CCCG","NG","FO","Natural gas",285.5,285.5,245,null,271,300.8,270,286,100,0.9,null,null,null,"Operating","Apr",1994,null,"Ferndale","Whatcom","WA","Y","Puget Sound & Coastal","WECC","Puget Sound Energy purchased power plant from Tenaska Power Partners in Dec 2012 in response to a 2011 RFP for external power supplies.","IOU","Puget Sound Energy",null,null,null,null,1,1,285.5,{"$f":"IF(ISNUMBER(T297),T297,CC297)*AN297","v":229.62},"Philips 66","Refinery","Williams Northwest",null,"cogen",null,null,null,null,null,"PSE",148,155.1,60.4,59.738584474885798,96.400913242009096,82.4,69.75,100.08,75.22,11.75,4.9000000000000004,99.25,82.54,99.18,84.7,84.6,75.400000000000006,119.6,"(2) GE 7EA GT, HRSG w/supp. Firing & STG. PPA sale to Puget Sound Energy terminated January 1, 2012","48.829","-122.692",0,"2020-07-15T21:16:47",245,271,0.89,229.62]
["Fighting Creek",1922,"57902","G-123,G-162",null,"IC","LFG",null,"Biomass",3.2,3.2,null,3.2,0,0,3.2,3.2,null,null,null,null,null,"Operating","Mar",2012,null,"Fighting Creek Landfill","Kootenai","ID","Y","Columbia","WECC","Kootenai Electric Cooperative","Coop","15-yr PPA with Idaho Power, signed in March 2014.  Previously, Avista had short-term PPA through 2012.  ",null,null,null,2027,1,1,3.2,{"$f":"IF(ISNUMBER(T298),T298,CC298)*AN298","v":0},null,null,null,null,"SPP",null,null,null,null,null,"Avista",null,null,null,null,null,null,null,null,null,null,1.1000000000000001,1.26,0.99,1.43,1.3,1.4,1.7,1.8,"(2) 1.6 MW Caterpillar 3520 engines. Cost $7M.","47.706563","-116.807166","http://www.kcgov.us/departments/solidwaste/fc.asp","2020-03-23T13:49:47",0,0,0.75,0]
["Finley Buttes Regional Landfill",1915,"58687","GEN1,GEN2,GEN3",null,"ICCG","LFG",null,"Biomass",4.8,4.8,3.2,3.2,4.8,4.8,4.8,4.8,null,null,null,null,null,"Operating","Dec",2007,null,"Boardman","Morrow","OR","Y","Columbia","WECC","Finley Bioenergy (Waste Connections, Inc.)","Independent","PacifiCorp",null,null,null,2022,1,1,4.8,{"$f":"IF(ISNUMBER(T299),T299,CC299)*AN299","v":3},null,"Food processing",null,null,"SPP",null,null,null,null,null,"BPA",null,null,null,null,null,null,null,null,null,null,null,3.97,3.97,2.83,3.2,3.3,3.7,3.6,"(2) 1.6 MW Caterpillar engines w/waste heat recovery","45.674376","-119.62096","http://finleybutteslandfill.com/","2020-03-23T13:50:00",3.2,4.8,0.75,3]
["Finley Combustion Turbine Plant",1182,"7945","0001",null,"GTaero","NG",null,"Natural gas",32,null,null,null,0,0,27,31,null,null,null,null,null,"Retired","Oct",2001,2007,"Finley","Benton","WA","Y","Columbia","WECC","Benton Co. PUD","PUD","Retired",null,null,null,null,0,0,0,{"$f":"IF(ISNUMBER(T300),T300,CC300)*AN300","v":0},null,null,null,null,null,null,null,null,null,null,"BPA",null,0.3,0.1,0.168036529680365,0.66518264840182695,0.1,null,null,null,null,null,null,null,null,null,null,null,null,"(1) LM2500. Equipment sold and removed 2007.","46.174","-119.023",0,"2014-01-21T15:07:42",0,0,0.91,0]
["Firwood Solar",2307,"63331","ORFWD",null,"PV","SOL",null,"Solar",10,10,null,null,null,null,10,10,null,null,null,null,null,"Operating","Jan",2020,null,"Yamhill Cty","Yamhill","OR","Y","Columbia","WECC","Alchemy Renewable Energy","Independent","PGE (20yr QF)","PGE (bundled; PGE acquires for first 15 years of contract)",null,null,2040,1,1,null,null,null,null,null,null,"SPP",null,null,null,null,null,"PGE",null,null,null,null,null,null,null,null,null,null,null,null,null,null,null,null,null,null,null,45.377228000000002,-122.229811,null,"2020-02-07T14:47:27",{"$f":"IF(OR(I301=\"Wind\",I301=\"Solar\",I301=\"Hydro\"),J301,IF(ISNUMBER(L301),L301,IF(ISNUMBER(O301), O301, IF(ISNUMBER(Q301),Q301,J301))))","v":10},{"$f":"IF(OR(J301=\"Wind\",J301=\"Solar\",J301=\"Hydro\"),J301,IF(ISNUMBER(N301),N301,IF(ISNUMBER(P301), P301, IF(ISNUMBER(L301),L301,J301))))","v":10},{"$f":"IF(OR(ISBLANK(J301),ISBLANK(T301),J301=0),VLOOKUP(IF(G301=\"WAT\",\"HY\",IF(G301=\"LFG\",\"LFG\",F301)),Acapability,4,FALSE),T301/J301)","v":0.254},{"$f":"IF(ISNUMBER(T301),T301,AVERAGE(BZ301,CA301)*CB301)","v":2.54}]
["Fish Creek",1183,"3026","1","1927C","Storage w/Div","WAT",null,"Hydro",11,11,null,null,10.4,10.4,10.4,10.4,null,null,7.19,null,null,"Operating","Jun",1952,null,"Fish Cr.","Douglas","OR","Y","Puget Sound & Coastal","WECC","PacifiCorp","IOU","PacifiCorp",null,null,null,null,1,1,{"$f":"AN302*J302","v":11},{"$f":"IF(ISNUMBER(T302),T302,CC302)*AN302","v":7.19},null,null,null,null,null,null,null,null,null,null,"PACW",5.8,5.8,39.6,2.0401826484018302,1.73892694063927,1.2,1.1000000000000001,3.82,4.3,5.27,4.9000000000000004,1.8,2.75,0.91,4,4.8,1.7,2.4,"PacifiCorp North Umpqua project. Original license gtd Jan 1947; exp Jan 1997. Relicensed Nov 2003.","43.229844","-122.446153",0,"2017-10-17T16:34:58",11,10.4,0.65363636363636368,7.19]
["Fisheries Development No. 1",1184,null,null,7885,"Diversion","WAT",null,"Hydro",0.25,null,null,0.26,0.1,0.12,null,null,null,null,null,null,0,"Operating",null,1990,null,"Billingsley Cr.","Gooding","ID","Y","Columbia","WECC","Fisheries Development Co.","Independent","Idaho Power Co. (QF, non-firm term)",null,null,null,null,1,1,null,null,null,null,null,null,null,null,null,null,null,null,null,null,null,null,null,null,null,null,null,null,null,null,null,null,null,null,null,null,null,"Exemption granted May 1985. Critical energy from PNUCC 2005 NRF","","",0,"2020-03-22T21:04:04",0.25,0.1,0.42699999999999999,7.4725E-2]
["Flathead County Landfill",1880,null,null,null,"IC","LFG",null,"Biomass",1.6,null,null,1.3,1.6,1.6,null,null,null,null,1,null,null,"Operating","Apr",2009,null,"Kalispell","Flathead","MT","Y","Columbia","WECC","Flathead Electric Cooperative","Coop","Flathead Electric Cooperative",null,null,null,null,1,1,{"$f":"AN304*J304","v":1.6},{"$f":"IF(ISNUMBER(T304),T304,CC304)*AN304","v":1},null,null,null,null,null,null,null,null,null,null,"BPA",null,null,null,null,null,null,null,null,null,null,null,null,null,null,null,null,null,null,"(1) 1.6 MW Caterpillar 3520C IC","48.12031","-114.25804","http://flathead.mt.gov/waste/","2020-03-23T13:50:13",1.6,1.6,0.625,1]
["Flint Creek Hydro",1947,"58392",null,"P-12107","ROR R. w/Div.","WAT",null,"Hydro",2,2,null,null,null,null,2,2,null,null,null,null,null,"Operating","Jan",2013,null,"Flint Cr. @ Georgetown Lk Dam","Granite","MT","Y","Columbia","WECC","Granite County","Independent","NorthWestern (QF thru 2037)",null,null,null,2037,0.31,0.31,0.62,0.26473999999999998,null,null,null,null,"SPP",null,null,null,null,null,"NorthWestern",null,null,null,null,null,null,null,null,null,null,null,null,1.37,1.02,1.1000000000000001,1.6,1.7,1.6,"Existing reservoir & dam; formerly with power (FERC P-1473).  New pipeline, surge tank, penstock, powerhouse w/2MW Pelton hydroturbine, tailrace and appurtenant facilities.","46.2133","-113.281",0,"2020-04-14T11:46:27",2,2,0.42699999999999999,0.85399999999999998]
["Foote Creek I",1185,"55607","GEN1",null,"WT","WND",null,"Wind",40.799999999999997,41.4,null,null,8,8,41.4,41.4,null,null,17,null,null,"Operating","Apr",1999,null,"Arlington","Carbon","WY","N","Missouri","WECC","PacifiCorp (EWEB was a minority owner until 2019)","IOU","PacifiCorp","PacifiCorp (bundled RECs)","PNW IOU","PAC to repower (inc. energy output by 60%)",null,1,1,40.799999999999997,17,null,null,null,null,null,"(69) Mitsubishi MWT-450",40,39,1,null,"PACE",5.6,14.6,15,14.149771689497699,14.7635844748858,13.8,5.3,null,null,null,null,13.01,12.63,11.91,15.8,14.5,15.2,13.8,"Undergoing REPOWERING, as of August 2019. PAC is removing (69) Mitsubishi MHI 600 turbines and replacing them with 13 WTG. Expected completion in 2020 to fully comply with PTC; expected to boost output by 60%. Design wind speed 17mph.","41.719667","-106.102330","http://www.rnp.org/projects/foote.html","2020-04-11T22:25:00",40.799999999999997,8,0.41666666666666669,17]
["Foote Creek II",1186,"55608","GEN1",null,"WT","WND",null,"Wind",1.8,1.8,null,null,null,null,1.8,1.8,null,null,0.79,null,null,"Operating","Jun",1999,null,"Arlington","Carbon","WY","N","Missouri","WECC","Caithness Energy","Independent","PacifiCorp (QF 2014-2019)","PacifiCorp (unbundled RECs); previously bundled through 2019","PNW IOU","PAC to repower est. EOY 2023, per 2021 IRP",2019,0.38,0.38,0.68400000000000005,0.30020000000000002,null,null,null,null,null,"(3) Mitsubishi MWT-600",37,45,1,null,"PACE",0.7,0.7,0.6,3.4246575342465802E-4,null,0.6,0.04,null,null,null,null,0.72,0.73,0.59,0.6,0.61499999999999999,0.7,0.6,"(3) Mitsubishi MHI 600 turbines. Design wind speed 22.4mph.","41.635896","-106.203156","http://www.rnp.org/projects/foote.html","2021-09-08T09:55:38",1.8,1.8,0.43888888888888888,0.79]
["Foote Creek III",1187,"55609","GEN1",null,"WT","WND",null,"Wind",24.8,24.8,null,null,25,25,24.8,24.8,null,null,7.36,null,null,"Operating","Jun",1999,null,"Arlington","Carbon","WY","N","Missouri","WECC","Caithness Energy","Independent","Pacificorp QF, per 2019 IRP (was PacifiCorp (QF 2014-2019))","Unknown. (Previously PacifiCorp (bundled RECs) thru short-term QF)","PNW IOU","PAC to repower est. EOY 2023, per 2021 IRP",2019,1,1,24.8,7.36,null,null,null,null,null,"(33) Micon M750-400/100",55,31,1,null,"PACE",2.4,2.8,null,null,5.9160958904109604,null,null,null,null,null,null,9.3000000000000007,9.19,6.86,8.5,7.3,8.1,4.2,"(33) Mitsubishi MHI 600 turbines. Design wind speed 22.4mph.","41.640287","-106.200736","http://www.rnp.org/projects/foote.html","2021-09-08T09:56:05",24.8,25,0.29677419354838708,7.36]
["Foote Creek IV",1188,"55610","GEN1",null,"WT","WND",null,"Wind",16.8,16.8,null,null,3,3,16.8,16.8,null,null,7.36,null,null,"Operating","Aug",2000,null,"Arlington","Carbon","WY","N","Missouri","WECC","Caithness Energy","Independent","BPA (PSA thru 2020)",null,"BPA","PAC to repower est. EOY 2023, per 2021 IRP",2020,1,1,16.8,7.36,null,null,null,null,null,"(28) Mitsubishi MWT-600",50,45,1,null,"PACE",2.4,2.8,null,null,5.9160958904109604,null,null,null,null,null,null,6.82,7.11,5.8,6.5,5.4,6,5.9,"(28) Mitsubishi MHI 600 turbines. Design wind speed 22.4mph.","41.642990","-106.178600","http://www.rnp.org/projects/foote.html","2021-09-08T09:56:15",16.8,3,0.43809523809523809,7.36]
["Ford",1938,null,null,7986,"HY","WAT",null,"Hydro",1.41,null,null,0.9,null,null,null,null,null,null,null,null,null,"Operating","Mar",1988,null,"Jim Ford Cr.","Clearwater","ID","Y","Columbia","WECC","Ford Hydro, Ltd","Independent","Avista QF (thru Sept 2022)",null,null,null,2022,1,1,1.41,0.60206999999999999,null,null,null,null,null,null,null,null,null,null,null,null,null,null,null,null,null,null,null,null,null,null,null,null,null,null,null,null,null,"License gtd Jan 1986.","","",0,"2020-03-22T21:05:47",1.41,1.41,0.42699999999999999,0.60206999999999999]
["Forest Fuels",1189,null,null,null,"STCG","WW",null,"Biomass",0.311,null,null,null,0.311,0.311,null,null,null,null,null,null,null,"Idle",null,1994,null,"Samuels","Bonner","ID","Y","Columbia","WECC","Forest Fuels Inc.","Independent","Idle?",null,null,null,null,0,0,0,0,"Forest Fuels","Lumber & wood products",null,null,null,null,null,null,null,null,null,null,null,null,null,null,null,null,null,null,null,null,null,null,null,null,null,null,null,null,"","",0,"2020-04-13T14:23:15",0.311,0.311,0.8,0.24880000000000002]
["Forgy",1190,null,null,11529,"Conduit","WAT",null,"Hydro",0.1,null,null,0,0.1,0.1,null,null,null,null,null,null,null,"Operating",null,1995,null,"Unnamed Spring","Adams","ID","Y","Columbia","WECC","John Forgy",null,null,null,null,null,null,1,1,null,null,null,null,null,null,null,null,null,null,null,null,null,null,null,null,null,null,null,null,null,null,null,null,null,null,null,null,null,null,null,"Exemption granted July 1995","","",0,"2020-03-22T21:05:58",0.1,0.1,0.42699999999999999,4.2700000000000002E-2]
["Fort Peck 1 - 2",1191,"6623","1,2","Federal","HY","WAT",null,"Hydro",61.8,61.8,null,null,62,59,70,70,null,null,44.2,null,null,"Operating","Jul",1943,null,"Missouri R.","McCone","MT","N","Missouri","WECC","USCE","Federal","WAPA",null,null,null,null,0,0,null,null,null,null,null,null,null,null,null,null,null,null,"WAPA",null,null,78.900000000000006,64.392351598173505,80.470319634703202,69.599999999999994,65.459999999999994,66.7,66.7,139.72999999999999,128.9,65.12,83.66,86,87.3,91.9,141.5,137.6,"Unit 1 - 43.5 MW (Jul 1943); Unit 2 - 18.3 MW (Feb 1948).","48.013","-106.411","http://www.fortpeckdam.com/","2020-03-29T22:39:29",61.8,62,0.71521035598705507,44.2]
["Fort Peck 3",1192,"6623","3","Federal","HY","WAT",null,"Hydro",43.5,43.5,null,null,44,42,50,50,null,null,31.1,null,null,"Operating","Dec",1951,null,"Missouri R.","McCone","MT","N","Missouri","MRO","USCE","Federal","WAPA",null,null,null,null,0,0,null,null,null,null,null,null,null,null,null,null,null,null,"WAPA",null,null,null,null,null,null,null,null,null,null,null,null,null,null,null,null,null,null,"Can serve MAPP or WECC NERC regions. Capability counted in MAPP.","48.013","-106.411","http://www.fortpeckdam.com/","2017-10-17T16:41:08",43.5,44,0.71494252873563224,31.1]
["Fort Peck 4 - 5",1193,"6623","4,5","Federal","HY","WAT",null,"Hydro",80,80,null,null,92,92,98,98,null,null,57.2,null,null,"Operating",null,1951,null,"Missouri R.","McCone","MT","N","Missouri","MRO","USCE","Federal","WAPA",null,null,null,null,0,0,null,null,null,null,null,null,null,null,null,null,null,null,"WAPA",null,null,null,null,null,null,null,null,null,null,null,null,null,null,null,null,null,null,"(2) 40 MW units (Jun 1951). MAPP NERC region","48.013","-106.411","http://www.fortpeckdam.com/","2017-10-17T16:41:30",80,92,0.71500000000000008,57.2]
["Fort Rock Solar I",2335,"63636","FR1",null,"PV","SOL",null,"Solar",9.9,9.9,null,null,null,null,9.9,9.9,null,null,null,null,null,"Operating","Mar",2020,null,"Lake Cty","Lake","OR","Y","Columbia","WECC","Fort Rock Solar I","Independent","PGE (QF)",null,null,null,null,null,null,null,null,null,null,null,null,"SPP",null,null,null,null,null,null,null,null,null,null,null,null,null,null,null,null,null,null,null,null,null,null,null,null,null,43.320081000000002,-121.0035,"http://www.fortpeckdam.com/","2020-10-26T20:09:20",9.9,9.9,0.254,2.5146000000000002]
["Fort Rock Solar IV",2341,"63926","FRIV",null,"PV","SOL",null,"Solar",10,10,null,null,null,null,10,10,null,null,null,null,null,"Operating","Jun",2020,null,"Lake Cty","Lake","OR","Y","Columbia","WECC","Fort Rock Solar IV","Independent","PGE (QF)",null,null,null,null,null,null,null,null,null,null,null,null,"SPP",null,null,null,null,null,null,null,null,null,null,null,null,null,null,null,null,null,null,null,null,null,null,null,null,null,43.389879999999998,-120.95610000000001,null,"2020-10-26",10,10,0.254,2.54]
["Fortix",1194,null,null,null,"IC","FO",null,"Petroleum",1.2,null,null,null,1.2,1.2,null,null,null,null,null,null,null,"Operating",null,2000,null,"Beaverton","Washington","OR","Y","Columbia","WECC","Fortix Data Center","Independent","Load-side emrg. service & DR",null,null,null,null,1,0,{"$f":"AN318*J318","v":1.2},{"$f":"IF(ISNUMBER(T318),T318,CC318)*AN318","v":1.1160000000000001},null,null,null,null,null,null,null,null,null,null,null,null,null,null,null,null,null,null,null,null,null,null,null,null,null,null,null,null,null,"(1) 1.2 MW IC unit.","","",0,"2014-01-30T15:32:16",1.2,1.2,0.93,1.1160000000000001]
["Fossil Gulch",1195,"56308","1",null,"WT","WND",null,"Wind",10.5,10.5,null,null,2,2,10.5,10.5,null,null,3.2,null,null,"Operating","Sep",2005,null,"Hagerman","Twin Falls","ID","Y","Columbia","WECC","Exergy Development Group","Independent","Idaho Power Co. (QF thru Sep 2025)",null,"PNW IOU",null,2025,1,1,10.5,3.2,null,null,null,null,"SPP","(7) GE 1.5 SLE",80,77,3,null,"IPC",null,null,null,null,null,null,3.24,3.01,3.2,2.82,2.7,2.5499999999999998,2.83,2.4900000000000002,2.9,2.9,3,2.8,"(7) GE 1.5 MW WTG. Deisgn wind speed 22mph.","42.892","-114.95",0,"2017-10-17T16:41:57",10.5,2,0.30476190476190479,3.2]
["Foster 1 & 2",1196,"6552","1,2","FCRPS","Storage","WAT",null,"Hydro",20,20,null,4.1500000000000004,20,20,20,20,null,null,14,null,12,"Operating","Sep",1968,null,"S. Fk. Santiam R.","Linn","OR","Y","Columbia","WECC","USCE","Federal","BPA",null,null,null,null,1,1,20,14,null,null,null,null,null,null,null,null,null,null,"BPA",10.1,10.1,12.1,3.5252283105022801,5.0567351598173502,6.2,4.96,7.82,8.4,9.1,12,10.83,11.6,6,8.6999999999999993,9.8000000000000007,9.5,7,"Critical energy from PNUCC 2005 NRF","44.415791","-122.670563","http://en.wikipedia.org/wiki/Foster_Dam","2020-03-29T22:44:28",20,20,0.7,14]
["Four Corners (Echo Wind Farm)",1982,"56969","1",null,"WT","WND",null,"Wind",10,10,null,null,10,10,10,10,null,null,null,null,null,"Operating","Jul",2009,null,"Echo vicinity","Morrow/Umatilla","OR","Y","Columbia","WECC","Exelon (John Deere Renwables)","Independent","PacifiCorp",null,"PNW IOU",null,null,1,1,10,3.2,null,null,null,"PacifiCorp Irrigon Substation","SPP","(5) REpower MM92",78,92.5,2,null,"PACW",null,null,null,null,null,null,null,0.61,2.6,3.45,3.3,3.35,3.32,2.93,3.2,2.7,3.3,2.7,"Four Corners is a part of Echo Wind Farm (1-9).  Echo Wind Farm (1-9) is powered by (10) RePower MM92 turbines and (27) Vestas V82 turbines.  Echo Wind Farm has a capacity of 64.5 MW. Design wind speed 12.2mph.","45.724","-119.436","http://www.rnp.org/node/echo-windfarms-1-9","2017-10-17T16:42:50",10,10,0.32,3.2]
["Four Mile Canyon (Echo Wind Farm)",1983,"56970","1",null,"WT","WND",null,"Wind",10,10,null,null,10,10,10,10,null,null,null,null,null,"Operating","Jul",2009,null,"Echo vicinity","Morrow/Umatilla","OR","Y","Columbia","WECC","Exelon (John Deere Renwables)","Independent","PacifiCorp",null,"PNW IOU",null,null,1,1,10,3.2,null,null,null,"PacifiCorp Irrigon Substation","SPP","(5) REpower MM92",78,92.5,2,null,"PACW",null,null,null,null,null,null,null,0.65,2.5,3.09,3,3.08,2.99,2.64,2.9,2.5,3.1,2.5,"Four Mile Canyon is a part of Echo Wind Farm (1-9).  Echo Wind Farm (1-9) is powered by (10) RePower MM92 turbines and (27) Vestas V82 turbines.  Echo Wind Farm has a capacity of 64.5 MW. Design wind speed 12.2mph.","45.724","-119.436","http://www.rnp.org/node/echo-windfarms-1-9","2017-10-17T16:43:03",10,10,0.32,3.2]
["Frank Bird",1197,null,null,null,"ST","NG",null,"Natural gas",69,null,null,null,null,null,null,null,null,null,null,null,null,"Retired",null,1951,1996,"Billings","Yellowstone","MT","N","Missouri","WECC","Montana Power Co.","IOU","Retired",null,null,null,null,0,0,0,0,null,null,null,null,null,null,null,null,null,null,null,null,null,null,"n/a","n/a",null,null,null,null,null,null,null,null,null,null,null,null,null,"Sold August 1996 and subsequently dismantled.","","",0,"2001-11-26",69,69,0.86,59.339999999999996]
["Frederickson 1",1198,"99","1",null,"GT","NG","FO","Natural gas",88.9,88.9,79.5,160,72.5,87.7,67,81.099999999999994,5,0.9,null,null,null,"Operating","Nov",1981,null,"Parkland","Pierce","WA","Y","Puget Sound & Coastal","WECC","Puget Sound Energy","IOU","Puget Sound Energy",null,null,null,null,1,1,88.9,69.16,null,null,"Williams Northwest",null,null,null,null,null,null,null,"PSE",0.4,0.6,9.6,0.14908675799086801,1.4479452054794499,25,1.77,1.85,1.2,1.35,3.8,3.5,1.62,4.59,2.2000000000000002,2.9,3.4,9.3000000000000007,"Westinghouse W501D GT.","47.08","-122.366","http://www.primaryenergy.com/plants/frederickson.asp","2020-07-15T21:18:07",79.5,72.5,0.91,69.16]
["Frederickson 2",1199,"99","2",null,"GT","NG","FO","Natural gas",88.9,88.9,79.5,null,72.5,87.7,67,81.099999999999994,5,0.9,null,null,null,"Operating","Nov",1981,null,"Parkland","Pierce","WA","Y","Puget Sound & Coastal","WECC","Puget Sound Energy","IOU","Puget Sound Energy",null,null,null,null,1,1,88.9,69.16,null,null,"Williams Northwest",null,null,null,null,null,null,null,"PSE",null,null,null,null,null,null,null,null,null,null,null,null,null,null,null,null,null,null,"Westinghouse W501D GT.","47.08","-122.366","http://www.primaryenergy.com/plants/frederickson.asp","2020-07-15T21:18:11",79.5,72.5,0.91,69.16]
["Frederickson Power 1",1200,"55818","FICT,FIST",null,"CC","NG","FO","Natural gas",249.3,318.3,249.4,279.89999999999998,246,268.5,246,265,160,0.9,null,null,null,"Operating","Oct",2002,null,"Frederickson Industrial Area","Pierce","WA","Y","Puget Sound & Coastal","WECC","EPCOR dba Frederickson Power, LLC (50.15%)/Puget Sound Energy (49.85%).  EPCOR sold the 49.85% share to PSE in 2004.","IOU/Independent","Benton, Franklin, Grays Harbor (EPCOR share), Puget Sound Energy (49.85%)",null,null,null,null,1,1,249.3,220.453,null,null,"Williams Northwest",null,null,null,null,null,null,null,"BPA",null,76.2,86.5,77.356050228310494,89.926940639269404,102.7,124.99,104,95.54,30.96,40.1,95.38,76.69,142.69999999999999,95.6,106.3,81,153.4,"1x1 CC. Comm service Aug 2002. 50% share purch by PSE Oct 2003; EPCOR balance is PUD tolling. Upgrade to 269 MW (duct firing) Jun 2005.","47.086","-122.366","http://www.epcor.ca/About/Media+Room/Backgrounders/FredericksonPowerBackgrounder.htm","2020-07-15T21:20:14",249.4,246,0.89,220.453]
["Fredonia 1",1201,"607","1",null,"GT","NG","FO","Natural gas",129.1,129.1,111,342.4,101.5,123,93,114,40,0.9,null,null,null,"Operating","May",1984,null,"Mount Vernon","Skagit","WA","Y","Puget Sound & Coastal","WECC","Puget Sound Energy","IOU","Puget Sound Energy",null,null,null,null,1,1,129.1,96.6875,null,null,"Williams Northwest",null,null,null,null,null,null,null,"PSE",6.5,2.2999999999999998,1.8,1.4235159817351599,4.8942922374429196,3.1,1.96,17.07,8.44,8.7100000000000009,5.0999999999999996,11.65,7.71,18.43,28.1,13.8,14.8,22.4,"Westinghouse W501D GT.","48.446","-122.444",0,"2020-07-15T21:22:25",111,101.5,0.91,96.6875]
["Fredonia 2",1202,"607","2",null,"GT","NG","FO","Natural gas",129.1,129.1,111,null,101.5,123,93,114,40,0.9,null,null,null,"Operating","May",1984,null,"Mount Vernon","Skagit","WA","Y","Puget Sound & Coastal","WECC","Puget Sound Energy","IOU","Puget Sound Energy",null,null,null,null,1,1,129.1,96.6875,null,null,"Williams Northwest",null,null,null,null,null,null,null,"PSE",null,null,null,null,null,null,null,null,null,null,null,null,null,null,null,null,null,null,"Westinghouse W501D GT.",{"$f":"IF(ISNA(VLOOKUP($B328,lkpLatLong,3,FALSE)),\"\",VLOOKUP($B328,lkpLatLong,3,FALSE))","v":"48.446"},{"$f":"IF(ISNA(VLOOKUP($B328,lkpLatLong,4,FALSE)),\"\",VLOOKUP($B328,lkpLatLong,4,FALSE))","v":"-122.444"},0,"2020-07-15T21:22:29",111,101.5,0.91,96.6875]
["Fredonia 3",1203,"607","3",null,"GTaero","NG","FO","Natural gas",58.9,58.9,58.5,null,54,61,47,60,20,0.9,null,null,null,"Operating","Jul",2001,null,"Mount Vernon","Skagit","WA","Y","Puget Sound & Coastal","WECC","Puget Sound Energy","IOU","Puget Sound Energy",null,null,null,null,1,1,58.9,51.1875,null,null,"Williams Northwest",null,null,null,null,null,null,null,"PSE",null,null,null,null,null,null,null,null,null,null,null,null,null,null,null,null,null,null,"P&W FT8 Twin-pac.","48.446","-122.444",0,"2020-07-15T21:22:58",58.5,54,0.91,51.1875]
["Fredonia 4",1204,"607","4",null,"GTaero","NG","FO","Natural gas",58.9,58.9,58.5,null,54,60,47,60,20,0.9,null,null,null,"Operating","Jul",2001,null,"Mount Vernon","Skagit","WA","Y","Puget Sound & Coastal","WECC","Puget Sound Energy","IOU","Puget Sound Energy",null,null,null,null,1,1,58.9,51.1875,null,null,"Williams Northwest",null,null,null,null,null,null,null,"PSE",null,null,null,null,null,null,null,null,null,null,null,null,null,null,null,null,null,null,"P&W FT8 Twin-pac.","48.446","-122.444",0,"2020-07-15T21:23:01",58.5,54,0.91,51.1875]
["Freres Lumber (Evergreen BioPower)",1205,"56781","1",null,"STCG","WW",null,"Biomass",10,21,10,null,10,10,10,10,null,null,null,null,null,"Operating","Dec",2007,null,"Lyons","Marion","OR","Y","Columbia","WECC","Evergreen Biopower","Independent","PacifiCorp (QF thru Dec 2017)",null,null,null,2017,1,1,10,8,"Freres Lumber","Kilns",null,null,"cogen, SPP",null,null,null,null,null,"PACW",null,null,null,null,null,null,4.57,null,4.7,null,null,3.9,6.02,6.19,5.5,4.2,5.8,6.3,null,"44.77193","-122.607254",0,"2017-10-17T16:21:11",10,10,0.8,8]
["Gala Solar (Solar Star Oregon II)",2220,"61048","PV1",null,"PV","SOL",null,"Solar",56,56,null,null,null,null,56,56,null,null,null,null,null,"Operating","Oct",2017,null,"Prineville","Crook","OR","Y","Columbia","WECC","Avangrid Renewables","Independent","Apple (long term PPA)",null,null,null,null,1,1,56,14.224,null,null,null,null,null,null,null,null,null,"Single-axis",null,null,null,null,null,null,null,null,null,null,null,null,null,null,null,null,1.8,14.5,14.4,"Crystalline silicone. Single-axis, east-west fixed tilt. 69.5MWdc. ","44.1843","-120.918",null,"2018-10-24T09:28:44",56,56,0.254,14.224]
["Galesville",1206,"50938","GV1,GV2",7161,"Storage","WAT",null,"Hydro",1.6,1.6,0,0.01,1.8,2,1.6,2,null,null,null,null,0,"Operating","Feb",1987,null,"Cow Cr.","Douglas","OR","Y","Puget Sound & Coastal","WECC","Douglas Co.","Independent","PacifiCorp (QF thru Dec 2021)",null,null,null,2021,1,1,1.6,0.7259000000000001,null,null,null,null,"SPP",null,null,null,null,null,"PACW",null,null,null,null,0.20273972602739701,0.2,0.18,0.39,0.5,0.89,0.8,0.66,0.31,0.46,0.8,0.9,0.3,0.5,"License granted June 1984; expires May 2035. Critical energy from PNUCC 2005 NRF","42.8489","-123.1778",0,"2020-03-22T21:06:13",{"$f":"IF(OR(I333=\"Wind\",I333=\"Solar\",I333=\"Hydro\"),J333,IF(ISNUMBER(L333),L333,IF(ISNUMBER(O333), O333, IF(ISNUMBER(Q333),Q333,J333))))","v":1.6},{"$f":"IF(OR(J333=\"Wind\",J333=\"Solar\",J333=\"Hydro\"),J333,IF(ISNUMBER(N333),N333,IF(ISNUMBER(P333), P333, IF(ISNUMBER(L333),L333,J333))))","v":1.8},{"$f":"IF(OR(ISBLANK(J333),ISBLANK(T333),J333=0),VLOOKUP(IF(G333=\"WAT\",\"HY\",IF(G333=\"LFG\",\"LFG\",F333)),Acapability,4,FALSE),T333/J333)","v":0.42699999999999999},{"$f":"IF(ISNUMBER(T333),T333,AVERAGE(BZ333,CA333)*CB333)","v":0.7259000000000001}]
["Garrett Solar (Lakeview Airport 10 Solar)",2298,"63301","1888",null,"PV","SOL",null,"Solar",10,10,null,null,null,null,10,10,null,null,null,null,null,"Operating","Dec",2019,null,"SW of Airport Solar project, in Lakeview","Lake","OR","Y","Klamath","WECC","Obsidian Renewables/SOLV/Swinerton Renewables","Independent","Portland General Electric (20yr QF)",null,null,null,2020,1,1,10,null,null,null,null,null,null,null,null,null,null,"Single-axis","PACW",null,null,null,null,null,null,null,null,null,null,null,null,null,null,null,null,null,0,"Crystalline Silicone, 13.1MWdc, Single-axis. ",42.16,-120.4,null,"2020-10-24T19:48:05",10,10,0.254,2.54]
["Gem State",1207,"790","1",2952,"ROR R. w/Div.","WAT",null,"Hydro",23.4,23.4,null,11.6,22.1,14.8,23.4,23.4,null,null,28,null,14,"Operating","Nov",1988,null,"Snake R.","Bingham","ID","Y","Columbia","WECC","City of Idaho Falls","Municipal","City of Idaho Falls",null,null,null,null,1,1,23.4,{"$f":"IF(ISNUMBER(T335),T335,CC335)*AN335","v":28},null,null,null,null,null,null,null,null,null,null,"PACE",null,null,null,null,null,null,13.74,13.55,12.4,14.15,19.100000000000001,12.99,14.1,13.41,13.3,16.8,16.5,14.9,"License granted December 1983; expires November 2033. Critical energy from PNUCC 2005 NRF","43.420833","-112.101944","http://en.wikipedia.org/wiki/Gem_State_Dam","2020-03-21T21:17:46",23.4,22.1,1.1965811965811965,28]
["Geo-Bon No. 2 (Notch Butte)",1208,"50718","HYD1",7548,"Diversion","WAT",null,"Hydro",1.06,1,0.2,0.24,null,null,1,0.9,null,null,null,null,0,"Operating",null,1986,null,"Little Wood R.","Lincoln","ID","Y","Columbia","WECC","G. Arkoosh","Independent","Idaho Power Co. (QF thru Aug 2021)",null,null,null,2021,1,1,1.06,{"$f":"IF(ISNUMBER(T336),T336,CC336)*AN336","v":0.43980999999999998},null,null,null,null,"SPP",null,null,null,null,null,"IPC",null,null,null,null,null,null,null,null,null,0.46,0.5,0.28999999999999998,0.35,0.35,0.4,0,0.4,0.5,"Exemption granted April 1984. Critical energy from PNUCC 2005 NRF","42.954384","-114.462563",0,"2020-03-22T21:06:22",1.06,1,0.42699999999999999,0.43980999999999998]
["Georgetown",1209,"9906",null,6445,"Conduit","WAT",null,"Hydro",0.48,null,0.3,0.28000000000000003,0.45,0.45,null,null,null,null,null,null,0,"Operating",null,1985,null,"Georgetown Cr.","Bear Lake","ID","Y","Bear","WECC","Georgetown Irr. Co.","Independent","PacifiCorp (QF thru Jul 2019)",null,null,null,2019,1,1,null,null,null,null,null,null,null,null,null,null,null,null,null,null,null,null,null,null,null,null,null,null,null,null,null,null,null,null,null,null,null,"Exemption granted October 1982. Critical energy from PNUCC 2005 NRF","","",0,"2020-04-14T11:09:05",0.48,0.45,0.42699999999999999,0.19855499999999998]
["Georgia-Pacific (Bellingham)",1210,null,null,null,"GT","NG",null,"Natural gas",10.7,null,null,null,null,null,null,null,null,null,null,null,null,"Retired",null,2001,2007,"Bellingham","Whatcom","WA","Y","Puget Sound & Coastal","WECC","Georgia-Pacific Corp.","Independent","Retired (foremerly self-generation)",null,null,null,null,0,0,{"$f":"AN338*J338","v":0},{"$f":"IF(ISNUMBER(T338),T338,CC338)*AN338","v":0},null,null,null,null,null,null,null,null,null,null,null,null,null,null,null,null,null,null,null,null,null,null,null,null,null,null,null,null,null,"(1) Solar Mars 100 GT. Mill permanently shut down Dec 2007.","","",0,"2020-03-25T22:30:27",10.7,10.7,0.91,9.7370000000000001]
["Georgia-Pacific (Toledo)",1895,"58109","TG1,TG2",null,"RB/STCG","BL","WW/NG","Biomass",30,37.299999999999997,24,null,28.4,28.4,31.8,31.8,null,null,null,null,null,"Operating",null,1954,null,"Toledo","Lincoln","OR","Y","Puget Sound & Coastal","WECC","Georgia-Pacific Corp.","Independent","Self-generation",null,null,null,null,1,0,{"$f":"AN339*J339","v":30},{"$f":"IF(ISNUMBER(T339),T339,CC339)*AN339","v":20.96},"Georgia-Pacific (Toledo)","Resident mill",null,"Central Lincoln PUD","cogen",null,null,null,null,null,"BPA",null,null,null,null,null,null,null,null,null,null,8.4,5.25,3.07,4.87,5.4,6.7,6.5,0,"(2) recovery boilers, (3) power boilers and one hog fuel boiler. (2) 15 MW STGs.","44.605949","-123.93797",0,"2017-10-18T08:58:27",24,28.4,0.8,20.96]
["Georgia-Pacific (Wauna)",1212,"56192","1",null,"RB/STCG","BL","WW/NG/FO/OT","Biomass",36,36,32,null,22,26,22,24,null,null,null,null,null,"Operating","Feb",1996,null,"Wauna","Clatsop","OR","Y","Columbia","WECC","Clatskanie Co. PUD; EWEB","Municipal/PUD","Split between EWEB and Clatskanie PUD, beg 2017 (formerly 20yr PPA w/ BPA, ended in 2016)",null,null,null,null,1,1,{"$f":"AN340*J340","v":36},{"$f":"IF(ISNUMBER(T340),T340,CC340)*AN340","v":21.6},"Georgia-Pacific (Wauna)","Kraft, groundwood pulp, newsprint, towelling, tissue and paper mills",null,null,null,null,null,null,null,null,"BPA",24.3,21.6,23.9,19.919178082191799,18.497031963470299,19.399999999999999,9.32,18.37,16.5,17.899999999999999,17.8,8.48,14.46,17.45,16.7,17,15.6,17.2,"Recovery boiler and fluidized bed power boiler w/STG","46.16","-123.412","http://www.eweb.org/content.aspx/64802755-7fb4-49c9-967c-9a54ac58f27c","2017-12-05T10:07:20",32,22,0.8,21.6]
["Georgia-Pacific Consumer Products (Camas)",1211,"57759","STG1",null,"RB/STCG","BL","WW/NG/FO/OT","Biomass",52,72.3,null,null,52,52,10,14,null,null,null,null,null,"Retired",null,1995,2018,"Camas","Clark","WA","Y","Columbia","WECC","PacifiCorp","IOU","Retired",null,null,null,null,0,0,{"$f":"AN341*J341","v":0},{"$f":"IF(ISNUMBER(T341),T341,CC341)*AN341","v":0},"Georgia-Pacific (Camas)","Kraft, sulphite, tissue and paper mills",null,null,null,null,null,null,null,null,"PACW",7.7,8.6999999999999993,7.9,6.92134703196347,6.1047945205479497,4.2,2.92,null,null,10.23,8.9,7.08,7.56,5.23,7,8.5,5.7,null,null,"45.581","-122.413",0,"2020-04-13T14:31:51",52,52,0.8,41.6]
["Glacier Battery Storage",2247,"60444","GLA",null,"Battery","Li-Ion-Batt",null,"Energy Storage",2,2,null,null,null,null,2,2,null,null,null,4.4000000000000004,null,"Operating","Sep",2016,null,"Glacier Substation","Whatcom","WA","Y","Puget Sound & Coastal","WECC","Puget Sound Energy","Independent","Puget Sound Energy",null,null,null,null,1,1,null,null,null,null,null,null,null,null,null,null,null,null,"PSE",null,null,null,null,null,null,null,null,null,null,null,null,null,null,null,0.1,0,0,"(4) lithium-ion battery modules, each in a shipping container; 20 yr lifespan","48.88804","-121.9462","https://pse.com/inyourcommunity/pse-projects/system-improvements/Pages/Glacier-battery-storage-project.aspx","2017-12-20"]
["Glacier Wind Energy I",1213,"57049","NGW1",null,"WT","WND",null,"Wind",106.5,106.5,null,null,null,null,104.2,104.2,null,null,37.1,null,null,"Operating","Oct",2008,null,"Cut Bank","Toole/Glacier","MT","Y","Missouri","WECC","NaturEner","Independent","SDGE (Dec 2008 - Dec 2023)",null,"CA IOU",null,2023,0,0,{"$f":"AN343*J343","v":0},{"$f":"IF(ISNUMBER(T343),T343,CC343)*AN343","v":0},null,null,null,"NWA 115kV btwn Cutbank & Conrad subs",null,"(71) Acciona AW77/1500",80,77,2,null,"NaturEner",null,null,null,null,null,null,null,28.43,24.16,35.22,33.1,32.51,31.15,29.75,32.5,32.799999999999997,29.7,29.1,"(71) Acconia AW 77/1500 WTG. Design wind speed 17mph.","48.52328","-112.11155","http://www.naturener.net/glacierwind1","2017-10-24T12:38:35",{"$f":"IF(OR(I343=\"Wind\",I343=\"Solar\",I343=\"Hydro\"),J343,IF(ISNUMBER(L343),L343,IF(ISNUMBER(O343), O343, IF(ISNUMBER(Q343),Q343,J343))))","v":106.5},{"$f":"IF(OR(J343=\"Wind\",J343=\"Solar\",J343=\"Hydro\"),J343,IF(ISNUMBER(N343),N343,IF(ISNUMBER(P343), P343, IF(ISNUMBER(L343),L343,J343))))","v":104.2},{"$f":"IF(OR(ISBLANK(J343),ISBLANK(T343),J343=0),VLOOKUP(IF(G343=\"WAT\",\"HY\",IF(G343=\"LFG\",\"LFG\",F343)),Acapability,4,FALSE),T343/J343)","v":0.34835680751173709},{"$f":"IF(ISNUMBER(T343),T343,AVERAGE(BZ343,CA343)*CB343)","v":37.1}]
["Glacier Wind Energy II",1748,"57050","NGW2",null,"WT","WND",null,"Wind",103.5,103.5,null,null,null,null,101.4,101.4,null,null,37.1,null,null,"Operating","Oct",2009,null,"Cut Bank","Toole/Glacier","MT","Y","Missouri","WECC","NaturEner","Independent","SDGE (Oct 2009 - Oct 2024)",null,"CA IOU",null,2024,0,0,0,0,null,null,null,"NWA 115kV btwn Cutbank & Conrad subs",null,"(69) Acciona AW77/1500",80,77,2,null,"NaturEner",null,null,null,null,null,null,null,4.93,24.61,36.74,32.799999999999997,31.53,29.59,29.45,33.1,32.700000000000003,28.3,30.2,"(69) Acconia AW 77/1500 WTG. Design wind speed 17mph.","48.52328","-112.11155","http://www.naturener.net/glacierwind2","2017-10-24T12:38:56",103.5,101.4,0.35845410628019325,37.1]
["Glendive GT1",1214,"2176","GT1",null,"GT","NG",null,"Natural gas",40.700000000000003,40.700000000000003,null,null,40.700000000000003,40.700000000000003,34.799999999999997,40.9,9,0.9,null,null,null,"Operating","Jun",1979,null,"Glendive","Dawson","MT","N","Missouri","MRO","Montana Dakota Utilities Co.","IOU","Montana Dakota Utilities Co.",null,null,null,null,0,0,0,0,null,null,"Williston Basin Interstate",null,null,null,null,null,null,null,"MISO",null,null,null,null,null,null,0.37,0.22,null,1.76,1.2,0.2,0.22,0.14000000000000001,0.7,0.2,0.2,0.1,null,"47.0539","-104.74",0,"2020-07-15T21:49:52",40.700000000000003,40.700000000000003,0.91,37.037000000000006]
["Glendive GT2",1215,"2176","GT-2",null,"GT","NG",null,"Natural gas",43,43,null,null,43,43,40.1,43.2,10,0.85,null,null,null,"Operating","May",2003,null,"Glendive","Dawson","MT","N","Missouri","MRO","Montana Dakota Utilities Co.","IOU","Montana Dakota Utilities Co.",null,null,null,null,0,0,0,0,null,null,"Williston Basin Interstate",null,null,null,null,null,null,null,"MISO",null,null,null,null,null,null,null,null,null,null,null,null,null,null,null,null,null,null,null,"47.0539","-104.74",0,"2020-07-15T21:51:20",43,43,0.91,39.130000000000003]
["Glendive IC1",1216,"2176","IC1",null,"IC","FO",null,"Petroleum",1.8,1.8,null,null,1.8,1.8,2,2,null,null,null,null,null,"Operating","Feb",2005,null,"Glendive","Dawson","MT","N","Missouri","MRO","Montana Dakota Utilities Co.","IOU","Montana Dakota Utilities Co.",null,null,null,null,0,0,0,0,null,null,null,null,null,null,null,null,null,null,null,null,null,null,null,null,null,0,0,null,null,null,null,null,null,null,null,null,null,null,"","",0,"2014-01-30T15:35:50",1.8,1.8,0.93,1.6740000000000002]
["Glenns Ferry Cogeneration",1217,"54578","1001",null,"GTCG","NG",null,"Natural gas",10.4,10.4,10,null,0,0,10.4,10.4,null,null,null,null,null,"Retired","Nov",1996,2016,"Glenns Ferry","Elmore","ID","Y","Columbia","WECC","Glenns Ferry Cogeneration Partners (50%); Black Hills Energy (50%)","Independent","Retired",null,null,null,2016,0,0,0,0,"Idaho Fresh-Pak","Potato processing","Williams Northwest",null,null,null,null,null,null,null,"IPC",null,null,null,null,null,null,0,4.8,0,0,0,null,null,null,null,null,null,null,"(1) Solar Mars 100S GT.","42.954339","-115.29106",0,"2020-03-31T10:59:48",10,0,0.8,4]
["Glenrock I",2020,"56841","1",null,"WT","WND",null,"Wind",99,99,null,null,null,null,99,99,null,null,null,null,null,"Operating","Dec",2008,null,"Dave Johnston coal mine in Glenrock","Converse","WY","N","Missouri","WECC","PacifiCorp. EDF Renewable Services provides O&M.","IOU","PacifiCorp","PacifiCorp (bundled RECs)","PNW IOU","PAC repowered as part of Energy Vision 2020",null,1,1,99,31.68,null,null,null,null,null,"(66) GE 1.5 SLE",80,77,2,null,"PACE",null,null,null,null,null,null,null,null,null,null,null,50.72,47.01,45.46,49.1,41.97,48.1,43.7,"(66) 1.5 MW GE WTG.  Assume 25.81% SG factor to Oregon, per PacifiCorp's 2011 OR RPS Compliance Report. Repowering per PAC's 2017 Energy Vision 2020. Design wind speed 19mph.","42.86","105.86","http://www.thewindpower.net/windfarm_en_4008_glenrock-i.php","2020-04-11T22:30:59",99,99,0.32,31.68]
["Glenrock III",2021,"56841","2",null,"WT","WND",null,"Wind",39,39,null,null,null,null,39,39,null,null,null,null,null,"Operating","Jan",2009,null,"Adjacent to Glenrock I and Rolling Hills at Dave Johnston coal mine","Converse","WY","N","Missouri","WECC","PacifiCorp. EDF Renewable Services provides O&M.","IOU","PacifiCorp","PacifiCorp (bundled RECs)","PNW IOU","PAC repowered as part of Energy Vision 2020",null,1,1,39,12.48,null,null,null,null,null,"(26) GE 1.5 SLE",80,77,2,null,"PACE",null,null,null,null,null,null,null,null,null,null,null,null,null,null,null,null,null,null,"(26) 1.5 MW GE WTG.  Assume 25.81% SG factor to Oregon, per PacifiCorp's 2011 OR RPS Compliance Report. Repowering per PAC's 2017 Energy Vision 2020. Design wind speed 19mph.","42.86","105.86","http://www.thewindpower.net/windfarm_en_6684_glenrock-iii.php","2020-04-11T22:31:06",39,39,0.32,12.48]
["Glines Canyon",1218,"54050","GEN1",588,"ROR R w/Div","WAT",null,"Hydro",16.3,null,null,null,6,16.3,6,16.3,null,null,13.44,null,null,"Retired","Jan",1927,2011,"Elwha R.","Clallam","WA","Y","Puget Sound & Coastal","WECC","U.S. Dept of the Interior","Federal","Retired (formerly Nippon Paper Industries Port Angeles Mill)",null,null,null,null,0,0,null,null,null,null,null,null,null,null,null,null,null,null,"BPA",null,null,null,null,null,null,10.61,9.82,7.5,5.83,null,null,null,null,null,null,null,null,"Original license (2683) granted June 1926; expired June 1976. Reservoir drawdown and dismantling of facilities planned to begin in 2011.","48.002","-123.56",0,"2020-03-25T22:30:41",16.3,6,0.8245398773006134,13.44]
["Gold Ray 1 - 2",1896,null,null,null,"ROR","WAT",null,"Hydro",1.5,null,null,null,null,null,null,null,null,null,null,null,null,"Retired",null,1907,1972,"Rogue R.","Jackson","OR","Y","Puget Sound & Coastal","WECC","Jackson County","Municipal","Retired",null,null,null,null,0,0,null,null,null,null,null,null,null,null,null,null,null,null,null,null,null,null,null,null,null,null,null,null,null,null,null,null,null,null,null,null,null,"(2) 0.75 MW turbine-generators","","",0,"2020-03-25T22:17:45",1.5,1.5,0.42699999999999999,0.64049999999999996]
["Golden Valley (Idaho Wind)",1751,"56435","GVWP",null,"WT","WND",null,"Wind",12,12,null,null,null,null,12,12,null,null,3.6,null,null,"Operating","Feb",2011,null,"Burley","Cassia","ID","Y","Columbia","WECC","Idaho Wind Partners","Independent","QF PPA w/IPC (Feb 2011 - Dec 2030).  SCL to purchase environmental attributes (RECs) 2018-2030, for compliance years 2019-2031.","SCL (unbundled RECs)","PNW IOU",null,2030,1,1,{"$f":"AN353*J353","v":12},{"$f":"IF(ISNUMBER(T353),T353,CC353)*AN353","v":3.6},null,null,null,"IPC Milner 041 35kV feeder","SPP","(8) GE 1.5 XLE",80,82.5,2,null,"IPC",null,null,null,null,null,null,null,null,null,3.07,3.9,3.63,3.88,3.28,3.6,3.2,3.7,3.4,"(8) GE 1.5 MW WTG.  FERC ruling May 2011 allows for RECs to be unbundled via 3rd party and sold to CA - power gets sold back to ID. Design wind speed 14.1.","42.379924","-113.876892","http://www.exergydevelopment.com/projects/sites/golden-valley","2017-10-18T09:10:39",12,12,0.3,3.6]
["Goldendale CC 1A & 1B",1219,"55482","G1,G2",null,"CC","NG",null,"Natural gas",284.3,284.3,289,274,256.7,281.7,263.7,304.60000000000002,125,0.85,null,null,null,"Operating","Sep",2004,null,"Goldendale","Klickitat","WA","Y","Columbia","WECC","Puget Sound Energy.  PSE purchased from Calpine in Feb 2007.","IOU","Puget Sound Energy",null,null,null,null,1,1,{"$f":"AN354*J354","v":284.3},{"$f":"IF(ISNUMBER(T354),T354,CC354)*AN354","v":242.83650000000003},null,null,"Williams Northwest",null,null,null,null,null,null,null,"BPA",null,null,null,null,117.882305936073,79.3,154.27000000000001,153.03,173.95,69.150000000000006,102.4,163.72,114.74,167.36,114.6,122.8,124.6,217.5,"(1) GE 7FA CC. 250 MW baseload, 27 MW duct firing. Acquired by PSE from Calpine Feb 2007.","45.812","-120.833","http://phx.corporate-ir.net/phoenix.zhtml?c=103361&p=irol-newsArticle&ID=641606&highlight=","2020-07-16T11:47:34",289,256.7,0.89,242.83650000000003]
["Goodnoe Hills",1220,"56666","1",null,"WT","WND",null,"Wind",94,94,null,null,null,null,94,94,null,null,null,null,null,"Operating","May",2008,null,"Goodnoe Hills","Klickitat","WA","Y","Columbia","WECC","PacifiCorp.  EDF Renewable Services provides O&M.","IOU","PacifiCorp","PacifiCorp (bundled RECs)","PNW IOU","PAC repowered as part of Energy Vision 2020",null,1,1,{"$f":"AN355*J355","v":94},{"$f":"IF(ISNUMBER(T355),T355,CC355)*AN355","v":30.080000000000002},null,null,null,"BPA Rock Creek",null,"(47) REpower MM92",80,92.5,2,null,"PACW",null,null,null,null,null,null,16.78,26.15,24.23,27.33,25.2,25.94,24.74,21.32,25.6,21.9,26.3,5.5,"Undergoing REPOWERING. Replacing existing (47) Senvion 2.0 MW (Model MM 92) WTG with (47) V110-2.0 MW WTG, delivered in 2.2 MW Power Optimised Mode. Expected to increase nameplate capacity from 94MW to 103MW. Design wind speed 19mph.","45.782709","-120.548279","http://www.edf-re.com/projects/detail/goodnoe_hills/","2020-04-11T22:35:32",94,94,0.32,30.080000000000002]
["Goodnoe Hills Small Windpark",1221,null,null,null,"WT","WND",null,"Wind",0.28499999999999998,0.28499999999999998,null,null,0.28499999999999998,0.28499999999999998,null,null,null,null,null,null,null,"Operating",null,2001,null,"Goodnoe Hills","Klickitat","WA","Y","Columbia","WECC","Mariah Energy Group","Independent","PacifiCorp",null,"PNW IOU",null,null,1,1,{"$f":"AN356*J356","v":0.28499999999999998},{"$f":"IF(ISNUMBER(T356),T356,CC356)*AN356","v":9.1199999999999989E-2},null,null,null,"Kittitas PUD",null,null,null,null,null,null,"PACW",null,null,null,null,null,null,null,null,null,null,null,null,null,null,null,null,null,null,"(5) ESI 54 WTG.","45.78","-120.51",0,"2019-11-22T11:36:25",0.28499999999999998,0.28499999999999998,0.32,9.1199999999999989E-2]
["Goodrich",1222,null,null,"None","Diversion","WAT",null,"Hydro",0.08,null,null,null,0.08,0.08,null,null,null,null,7.0000000000000007E-2,null,null,"Operating",null,null,null,"Goodrich Cr.","Baker","OR","Y","Columbia","WECC",null,"Independent",null,null,null,null,null,1,1,null,null,null,null,null,null,null,null,null,null,null,null,null,null,null,null,null,null,null,null,null,null,null,null,null,null,null,null,null,null,null,null,"","",0,"2014-01-30T15:37:29",0.08,0.08,0.87500000000000011,7.0000000000000007E-2]
["Gordon Butte Wind Farm",2015,"57748","GBW",null,"WT","WND",null,"Wind",9.6,9.6,null,null,null,null,9.6,9.6,null,null,null,null,null,"Operating","Jan",2012,null,"Martinsdale, MT","Meaghar","MT","N","Missouri","WECC","Gordon Butte LLC: Oversight Resources LLC, Ranch LP, and DA Wind Investors LLC.","Independent","Northwestern",null,"PNW IOU",null,null,0.31,0.31,{"$f":"AN358*J358","v":2.976},{"$f":"IF(ISNUMBER(T358),T358,CC358)*AN358","v":0.95232000000000006},null,null,null,null,"SPP","(6) GE 1.5 SLE",80,77,1,null,"Northwestern",null,null,null,null,null,null,null,null,null,null,4.8,4.78,4.46,4.18,4.5,4.2,4.4000000000000004,7.6,"QF project, locally owned, qualifies as a small renewable under the Montana RPS. Design wind speed 21 mph.","46.41040464","-110.3341484","http://en.openei.org/wiki/Gordon_Butte","2017-10-18T09:14:00",9.6,9.6,0.32,3.0720000000000001]
["Gorge 1 - 4",1223,"6431","21,22,23,24","553A","Storage w/Div","WAT",null,"Hydro",207.3,207.3,null,183,176,176,176,176,null,null,110,null,91,"Operating","Sep",1924,null,"Skagit R.","Whatcom","WA","Y","Puget Sound & Coastal","WECC","City of Seattle","Municipal","City of Seattle",null,null,null,null,1,1,207.3,{"$f":"IF(ISNUMBER(T359),T359,CC359)*AN359","v":110},null,null,null,null,null,null,null,null,null,null,"SCE",116.9,106.1,105,88.551369863013704,99.375684931506896,122.7,101.18,95.76,99.36,124.79,123.3,108.92,120.63,108.74,118.2,113.9,108,95,"License granted May 1995 Expires April 2025. Critical energy from PNUCC 2005 NRF. Certified Low-impact.","48.698","-121.207","http://en.wikipedia.org/wiki/Ross_Dam","2020-03-20T22:27:06",207.3,176,0.53063193439459722,110]
["Goshen North (Goshen II)",1754,"57211","1",null,"WT","WND",null,"Wind",124.5,124.5,null,null,null,null,124.5,124.5,null,null,null,null,null,"Operating","Nov",2010,null,"Idaho Falls (vicinity)","Bonneville","ID","Y","Columbia","WECC","Ridgeline Energy/BP Wind Energy","Independent","SCE (20-yr PPA, expires 2030)",null,"CA IOU",null,2030,0,0,0,{"$f":"IF(ISNUMBER(T360),T360,CC360)*AN360","v":0},null,null,null,"PAC Goshen sub.",null,"(83) GE 1.5-82.5",80,82.5,2,null,"PACE",null,null,null,null,null,null,null,null,10.29,47.04,41.4,37.69,45.74,36.119999999999997,35.200000000000003,43.4,42.6,41,"(83) GE 1.5 MW WTG. Design wind speed 19mph.",{"$f":"IF(ISNA(VLOOKUP($B360,lkpLatLong,3,FALSE)),\"\",VLOOKUP($B360,lkpLatLong,3,FALSE))","v":"43.482495"},{"$f":"IF(ISNA(VLOOKUP($B360,lkpLatLong,4,FALSE)),\"\",VLOOKUP($B360,lkpLatLong,4,FALSE))","v":"-111.850616"},"http://en.openei.org/wiki/Goshen_North_Wind_Project","2017-10-18T09:15:03",124.5,124.5,0.32,39.840000000000003]
["Grace 3 - 5",1224,"827","3,4,5","2401A","ROR R. w/Div.","WAT",null,"Hydro",33,33,null,26,33,33,33,33,null,null,23.17,null,null,"Operating",null,1914,null,"Bear R.","Caribou","ID","Y","Bear","WECC","PacifiCorp","IOU","PacifiCorp",null,null,null,null,1,1,33,{"$f":"IF(ISNUMBER(T361),T361,CC361)*AN361","v":23.17},null,null,null,null,null,null,null,null,null,null,"PACE",8.5,8.4,1.6,2.4674657534246598,2.4377853881278502,2.6,2.08,6.74,7.2,18.649999999999999,9.4,8.1,6.4,7.22,8.9,18.5,14.1,9.1999999999999993,"Original license granted October 1976; expired October 2001. Relicensed 12/22/03.","42.588056","-111.728889",0,"2020-03-21T21:17:57",33,33,0.70212121212121215,23.17]
["Grand Coulee 1 - 24, SS 1 - 3",1225,"6163","1,2,3,4,5,6,7,8,9,10,11,12,13,14,15,16,17,18,19,20,21,22,23,24,LS1,LS2,LS3","FCRPS","Storage","WAT",null,"Hydro",6495,6495,null,4198,6385.7,6058.7,6765,6765,null,null,2372,null,1836,"Operating","Mar",1941,null,"Columbia R.","Grant","WA","Y","Columbia","WECC","USBR","Federal","BPA",null,null,null,null,1,1,6495,{"$f":"IF(ISNUMBER(T362),T362,CC362)*AN362","v":2372},null,null,null,null,null,null,null,null,null,null,"BPA",2426,2171.6,2153.6,2336.9135844748898,2451.8639269406399,2469.5,2596.39,2395.8000000000002,2094.9499999999998,2804.44,3020.7,2405.61,2312.96,2155.0940000000001,2170.3000000000002,2395.4,2402.1,1899.5,"Critical energy from PNUCC 2005 NRF","47.967","-118.977","http://www.nwcouncil.org/energy/powersupply/dams/dam.asp?id=11","2020-03-29T22:45:43",6495,6385.7,0.36520400307929174,2372]
["Grand Ronde Solar (Norwest 14)",2280,"61835","PGRC4",null,"PV","SOL",null,"Solar",2.2000000000000002,2.2000000000000002,null,null,null,null,2.2000000000000002,2.2000000000000002,null,null,null,null,null,"Operating","Dec",2017,null,"Grand Ronde","Polk","OR","Y","Columbia","WECC","Pine Gate Renewables","Independent","PGE (20yr QF)",null,null,null,2038,1,1,2.2000000000000002,null,null,null,null,null,"SPP",null,null,null,null,"Fixed tilt","PGE",null,null,null,null,null,null,null,null,null,null,null,null,null,null,null,0,0.5,0.4,"Crystalline Silicone, 3.1MWdc, Azimuth angle 180, tilt angle 15.","45.055","-123.6",null,"2018-10-22T14:11:08",2.2000000000000002,2.2000000000000002,0.254,0.55880000000000007]
["Grand View Solar Two",2063,"60068","GVS2,GVS5",null,"PV","SOL",null,"Solar",80,80,null,null,null,null,80,80,null,null,21.52,null,null,"Operating","Nov",2016,null,"Grand View","Elmore","ID","Y","Columbia","WECC","Alternative Power Development","Independent","Idaho Power Co (20 yr ESA)",null,null,null,2036,1,1,80,{"$f":"IF(ISNUMBER(T364),T364,CC364)*AN364","v":21.52},null,null,null,null,null,null,null,null,null,"Single-axis","IPC",null,null,null,null,null,null,null,null,null,null,null,null,null,null,0.4,18.600000000000001,20.8,20.6,null,"43.025","-116.016",null,"2017-10-18T09:17:57",80,80,0.26900000000000002,21.52]
["Grant Village 1 & 2",1227,null,null,null,"IC","FO",null,"Petroleum",3,null,null,null,3.2,3.2,null,null,null,null,null,null,null,"Standby","Jul",1994,null,"Yellowstone National Park","Teton","WY","N","Missouri","WECC","NorthWestern Energy","IOU","NorthWestern",null,null,null,null,0.31,0,0.92999999999999994,0.92256000000000016,null,null,null,null,null,null,null,null,null,null,"NorthWestern",null,null,null,null,null,null,null,null,null,null,null,null,null,null,null,null,null,null,null,"","",0,"2020-03-26T13:32:41",3.2,3.2,0.93,2.9760000000000004]
["Grays Harbor Energy Facility (Satsop)",1228,"7999","CT1,CT2,ST1",null,"CC","NG",null,"Natural gas",697.8,697.8,650,650,630,676,604,692,300,0.85,null,null,null,"Operating","Jul",2008,null,"Satsop","Grays Harbor","WA","Y","Puget Sound & Coastal","WECC","Invenergy (dba Grays Harbor Energy)","Independent","Unannounced as of June 2010.",null,null,null,null,0,1,0,0,null,null,"Williams Northwest",null,null,null,null,null,null,null,"BPA",null,null,null,"n/a","n/a",null,93.42,191.23,130.38,26.34,17.899999999999999,175.19,194.68,343.07,321.7,323.5,282.89999999999998,388.9,"(1) 2x1 CC, 530 MW (nominal), 650 MW w/duct firing.","47.005813","-123.399690","http://www.duke-energy.com/news/releases/2001/Oct/2001101001.html","2020-07-16T11:55:36",650,630,0.89,569.6]
["Grays Harbor Paper",1229,"57105",null,null,"STCG","WW","FO","Biomass",15.5,null,16,null,null,null,null,null,null,null,6,null,null,"Retired",null,1996,2011,"Hoquiam","Grays Harbor","WA","Y","Puget Sound & Coastal","WECC","Grays Harbor Paper/Grays Harbor PUD","Independent","Retired (formerly self-generation)",null,null,null,null,0,0,0,0,"Grays Harbor Paper","Paper mill",null,null,null,null,null,null,null,null,"BPA",null,null,2.6,null,null,3,2.69,3.1,6,0.4,null,null,null,null,null,null,null,null,"Two biofuel power boilers and three STG. (1) 3 MW (1996), (1) 5 MW (2005) and (1) 7.5 MW (ave), 9.5 MW (peak) (2007). 7.5 MW STG utility-owned. Fuel-limited to 6 aMW (12/07).","46.971622","-123.871093","http://www.ghplp.com/planet.html","2020-03-25T22:31:01",16,16,0.38709677419354838,6]
["Great Divide Solar",2251,"61335","GDSMT",null,"PV","SOL",null,"Solar",3,3,null,null,null,null,3,3,null,null,{"$f":"6899/8760","v":0.78755707762557081},null,null,"Operating","Sep",2017,null,"Canyon Creek, MT","Lewis & Clark","MT","Y","Missouri","WECC","Enerparc","Independent","Northwestern (25yr PPA)",null,null,null,2042,0.31,0.31,0.92999999999999994,0.24414269406392694,null,null,null,null,"SPP",null,null,null,null,"Single-axis","Northwestern",null,null,null,null,null,null,null,null,null,null,null,null,null,null,null,0.1,0.7,0.7,"Crystalline Silicone, 4.1MWdc, Azimuth angle 90, tilt angle 45.","46.805739","-112.249048",null,"2018-01-06",3,3,0.26251902587519027,0.78755707762557081]
["Great Western Malting",1230,null,null,null,"STCG","NG",null,"Natural gas",20,null,null,null,null,null,null,null,null,null,17.899999999999999,null,null,"Retired",null,1983,"Unknown","Vancouver","Clark",null,"Y","Columbia","WECC","Great Western Malting","Independent","Retired",null,null,null,null,0,0,0,0,"Great Western Malting","Food processing",null,null,null,null,null,null,null,null,null,null,null,null,null,null,null,null,null,null,null,null,null,null,null,null,null,null,null,null,"","",0,"2008-04-14",20,20,0.89499999999999991,17.899999999999999]
["Green Meadow Solar",2170,"61291","GMSMT",null,"PV","SOL",null,"Solar",3,3,null,null,null,null,3,3,null,null,{"$f":"6285/8760","v":0.71746575342465757},null,null,"Operating","Apr",2017,null,"Helena Valley","Lewis & Clark","MT","Y","Missouri","WECC","Cypress Creek Renewables","Independent","Northwestern (25yr PPA)",null,null,null,2042,0.31,0.31,0.92999999999999994,0.22241438356164384,null,null,null,null,null,null,null,null,null,"Single-axis","NorthWestern",null,null,null,null,null,null,null,null,null,null,null,null,null,null,null,0.5,0.7,0.6,"Crystalline Silicone, 4.2MWdc, Azimuth angle 90, tilt angle 45.","46.694488","-112.063623",null,"2018-01-06",3,3,0.23915525114155253,0.71746575342465757]
["Greenpark Solar Project",2369,null,null,null,"PV","SOL",null,"Solar",1.3,null,null,null,null,null,null,null,null,null,null,null,null,"Operating","Nov",2020,null,"Marion Cty","Marion","OR","Y","Columbia","WECC","Adapture Renewables","Independent","PGE (20yr QF)",null,null,null,null,null,null,null,null,null,null,null,null,null,null,null,null,null,null,"PGE",null,null,null,null,null,null,null,null,null,null,null,null,null,null,null,null,null,null,null,44.877009999999999,-122.93577999999999,null,"2021-07-15",1.3,1.3,0.254,0.33019999999999999]
["Green Peter 1 & 2",1231,"3080","1,2","FCRPS","Storage","WAT",null,"Hydro",92,80,null,7.73,80,80,80,80,null,null,18,null,28,"Operating","Jul",1967,null,"M. Fk. Santiam R.","Linn","OR","Y","Columbia","WECC","USCE","Federal","BPA",null,null,"Rewound units",null,1,1,{"$f":"AN372*J372","v":92},{"$f":"IF(ISNUMBER(T372),T372,CC372)*AN372","v":18},null,null,null,null,null,null,null,null,null,null,"BPA",31,26.1,27.5,20.7061643835616,26.912214611872098,26.2,15.66,23.82,19,26.32,35.799999999999997,26.9,34.19,17.22,24.6,31.5,28.6,18.100000000000001,"Critical energy from PNUCC 2005 NRF","44.45","-122.548","http://www.nwp.usace.army.mil/op/v/proj_gpfoster.asp","2020-03-29T22:47:36",92,80,0.19565217391304349,18]
["Green Springs",1232,"6403","1","Federal","Storage w/Div","WAT",null,"Hydro",17.3,17.2,null,6.94,17.2,17.2,17.2,17.2,null,null,7,null,7,"Operating","May",1960,null,"Keene Cr.","Jackson","OR","Y","Klamath","WECC","USBR","Federal","BPA",null,null,"Rewound units",null,1,1,17.3,7,null,null,null,null,null,null,null,null,null,null,"BPA",6.8,6.3,5.9,2.4825342465753399,4.5796803652967997,7.4,4.0199999999999996,7.85,6.5,7.13,7.6,6.5,7.35,6.22,6,5,7.7,5.9,"Critical energy from PNUCC 2005 NRF","42.3775","-122.3475","http://www.usbr.gov/projects/Project.jsp?proj_Name=Rogue+River+Basin+Project","2020-03-29T22:48:02",17.3,17.2,0.40462427745664736,7]
["Greenfield Wind Farm",2113,"60486","1",null,"WT","WND",null,"Wind",25,25,null,null,null,null,25,25,null,null,null,null,null,"Operating","Sep",2016,null,"Fairfield, MT","Teton","MT","N","Missouri","WECC","Foundation Windpower 50%; WINData Inc. 50%","Independent","NorthWestern Energy (25yr PPA)",null,"PNW IOU",null,2041,0.31,0.31,7.75,2.48,null,null,null,null,"SPP","(13) GE 2.5-100",67,100,2,null,"NorthWestern",null,null,null,null,null,null,null,null,null,null,null,null,null,null,1.8,9.4,9.1,9.4,"(13) GE WT. PURPA project. Owner applied for property tax abatements - received 50% tax cut over first 5 yrs, with taxes increasing to 100% at 10 yrs. Design wind speed 18mph.","47.711845","-111.900298","http://windata-inc.com/category/wind-projects/greenfield-wind/","2017-10-18T09:21:42",25,25,0.32,8]
["Ground Water Pumping Station",1233,"50105","GPS1,GPS2,GPS3,GPS4,GPS5,GPS6",7052,"Pumped Storage","WAT",null,"Energy Storage",5.4,5.4,null,4.5,5.4,5.4,5.4,5.4,null,null,null,null,null,"Retired","Apr",1985,2017,"Bull Run (Offstream)","Multnomah","OR","Y","Columbia","WECC","City of Portland","Independent","retired",null,null,null,null,0,0,0,0,null,null,null,null,"SPP",null,null,null,null,null,"PGE",null,null,null,null,null,null,null,null,null,null,null,null,null,null,null,null,null,null,null,"45.555833","-122.494722",0,"2020-03-22T22:18:19",5.4,5.4,0.42699999999999999,2.3058000000000001]
["Grove Solar Center",2114,"60330","GSC1",null,"PV","SOL",null,"Solar",6,6,null,null,null,null,6,6,null,null,2.62,null,null,"Operating","Sep",2016,null,"Malheur","Malheur","OR","Y","Columbia","WECC","HelioSage","Independent","Idaho Power Co (20 yr ESA)",null,null,null,2036,1,1,6,2.62,null,null,null,null,"SPP",null,null,null,null,"Single-axis","IPC",null,null,null,null,null,null,null,null,null,null,null,null,null,null,0.1,1.4,1.5,1.5,"Crystalline silicone. 7.8MWdc, ~(47,000) PV modules on a racking structure, 25 separate concrete pads.  IPC waives any claim to ownership of environmental attributes - per the ESA.","43.935","-117.383889",null,"2017-10-18T09:24:49",6,6,0.4366666666666667,2.62]
["H.W. Hill (Roosevelt Biogas) 1 - 5",1234,"7832","1,2,3,4,5",null,"IC","LFG",null,"Biomass",10.5,10.5,10,22.9,10.5,10.5,10.5,10.5,null,null,null,null,null,"Out of Service","Jun",1999,null,"Roosevelt (Allied Landfill)","Klickitat","WA","Y","Columbia","WECC","Klickitat Co. PUD","PUD","Long-term PPA for LNG to PSE",null,null,null,null,1,0,10.5,7.6875,null,null,null,null,null,null,null,null,null,null,"BPA",7,7.1,8.1999999999999993,7.3333333333333304,5.3744292237442899,4.7,0.75,9.1999999999999993,8.6999999999999993,8.56,16.2,20.83,17.309999999999999,17.61,16.7,21.2,9.6,0,"May 2020 - Klickitat PUD signed long-term 20yr PPA w/ Puget Sound Energy for the production of LNG from its H.W. Hill Facility. KPUD has indicated it may return the plant to electricity generation at some point in the future, but for now it will be producing LNG. (5) 2.1 MW Waukesha engines (5th added 2000).","45.81","-120.182","http://www.klickpud.com/power/lfgtour.asp","2020-08-31T15:12:46",10,10.5,0.75,7.6875]
["H.W. Hill Expansion (Roosevelt Biogas) 6 - 8",2005,"7832","7,8,9",null,"CC","LFG",null,"Biomass",26.4,26,null,null,26,26,26,26,null,null,null,null,null,"Out of Service","Sep",2011,null,"Roosevelt (Allied Landfill)","Klickitat","WA","Y","Columbia","WECC","Klickitat Co. PUD","PUD","Long-term PPA for LNG to PSE",null,null,null,null,1,0,26.4,19.5,null,null,null,null,null,null,null,null,null,null,"BPA",null,null,null,null,null,null,null,null,null,null,null,null,null,null,null,null,null,null,"May 2020 - Klickitat PUD signed long-term 20yr PPA w/ Puget Sound Energy for the production of LNG from its H.W. Hill Facility. KPUD has indicated it may return the plant to electricity generation at some point in the future, but for now it will be producing LNG. Phase II expansion of 26 additional MW; (2) 10MW CTs, (1) 6MW steam generator and steam turbine","45.81","-120.182","http://www.klickpud.com/power/lfgtour.asp","2020-08-31T15:12:49",26,26,0.75,19.5]
["Hailey",1235,null,null,7016,"Conduit","WAT",null,"Hydro",7.0000000000000007E-2,null,0.1,0.05,0.01,0.01,null,null,null,null,null,null,0,"Operating",null,1985,null,"Indian Cr.","Blaine","ID","Y","Columbia","WECC","City of Hailey","Independent","Idaho Power Co. (CSPP thru Aug 2020)",null,null,null,2020,1,1,null,null,null,null,null,null,null,null,null,null,null,null,null,null,null,null,null,null,null,null,null,null,null,null,null,null,null,null,null,null,null,"Exemption granted May 1983. Critical energy from PNUCC 2005 NRF","","",0,"2020-03-22T21:09:13",7.0000000000000007E-2,0.01,0.42699999999999999,1.7080000000000001E-2]
["Hammett Hill (Mountain Air Wind Park)",2046,"57428","1",null,"WT","WND",null,"Wind",23,23,null,null,null,null,23,23,null,null,null,null,null,"Operating","Dec",2012,null,"Mountain Home","Elmore","ID","Y","Columbia","WECC","Terna Energy","Independent","QF PPA to IPC (Dec 2012 - Dec 2032)",null,"PNW IOU",null,2032,1,1,{"$f":"AN380*J380","v":23},{"$f":"IF(ISNUMBER(T380),T380,CC380)*AN380","v":7.36},null,null,null,null,"SPP","(10) Siemens SWT-2.3-101",80,101,2,null,"IPC",null,null,null,null,null,null,null,null,null,null,1.9,6.2,6.92,5.76,6.9,6.1,6.5,5.9,"(10) Siemens SWT 2.3-101 MW.  Mtn Air Wind Park (six projects for total 138 MW) started testing operation in September 2012. Design wind speed 13.4 mph.","43.009","-115.451","http://www.rnp.org/node/mtn-air-hammett-hill-windfarm","2017-10-18T09:26:10",23,23,0.32,7.36]
["Hampton Lumber (Darrington)",1236,"57969","GEN1",null,"STCG","WW",null,"Biomass",7.2,4.5,3.5,null,4.5,4.5,4.5,4.5,null,null,3.5,null,null,"Operating","Feb",2007,null,"Darrington","Snohomish","WA","Y","Puget Sound & Coastal","WECC","Hampton Lumber Co.","Independent","Snohomish (renewed contract in 2011; terms now through 2021)",null,null,null,2021,1,1,7.2,{"$f":"IF(ISNUMBER(T381),T381,CC381)*AN381","v":3.5},"Hampton Lumber Mills Darrington sawmill","Dry kilns",null,null,"SPP",null,null,null,null,null,"BPA",null,null,null,null,null,1.2,1.02,null,null,1.55,1.6,2.15,2.17,2.0299999999999998,2.2000000000000002,2,1.9,1.9,"245 MM Btu/hr wood-fired boiler & 6 MW steam turbine generator. 140,000 lb/hr steam to dry kilns. Energy and RECs  contract to Snohomish through 2021.","48.261819","-121.598179",0,"2018-06-13T14:29:01",3.5,4.5,0.4861111111111111,3.5]
["Hancock Creek",2127,"60517","HY1",13994,"ROR","WAT",null,"Hydro",6,6,null,6,null,null,6,6,null,null,null,null,null,"Operating","Mar",2018,null,"Hancock Creek, above Snoqualmie Falls; near North Bend","King","WA","Y","Puget Sound & Coastal","WECC","Snohomish Co. PUD","PUD","Snohomish PUD",null,null,null,null,1,1,6,null,null,null,null,null,null,null,null,null,null,null,"PSE",null,null,null,null,null,null,null,null,null,null,null,null,null,null,null,null,1.5,1.1000000000000001,"Final FERC license approved (6/30/15). SnoPUD issued $40M tax exempt bonds to finance construction of Calligan Creek and Hancock Creek projects (9/28/15). ","47.5722","-121.6897","http://www.snopud.com/PowerSupply/hydro/calliganhancock.ashx?p=1913","2020-03-22T21:09:24",6,6,0.42699999999999999,2.5619999999999998]
["Hanford Generating Project",1237,"3928",null,null,"ST","UR",null,"Uranium",860,null,null,null,null,null,null,null,null,null,null,null,null,"Retired","Apr",1966,1991,"Hanford","Benton","WA","Y","Columbia","WECC","Washington Public Power Supply System","JOA","Retired",null,null,null,null,0,0,0,{"$f":"IF(ISNUMBER(T383),T383,CC383)*AN383","v":0},null,null,null,null,null,null,null,null,null,null,"BPA",null,null,null,null,null,null,null,null,null,null,null,null,null,null,null,null,null,null,"Heat recovery from USDOE N-Reactor using 860 MW steam turbine-generator.","","",0,"2008-04-21",860,860,0.86,739.6]
["Hardin Generating Station",1238,"55749","UNT1",null,"ST","COL",null,"Coal",115.7,115.7,null,null,119,119,107,107,70,0.85,null,null,null,"Operating","Mar",2006,null,"Hardin","Big Horn","MT","N","Missouri","WECC","Rocky Mountain Power.","Independent","Unannounced market & contract sales thru Powerex",null,null,null,null,0,0,0,0,null,null,null,null,null,null,null,null,null,null,"NorthWestern",null,null,null,null,null,null,69.739999999999995,90.19,90.6,73.7,53.3,70.19,77.599999999999994,55.93,39.9,13.5,16.8,15.7,"113 MW nominal pulverized coal-fired power plant. Placed in service Apr 2006. PowerEx contract is 3-years w/option for extension.","45.755337","-107.599945","http://www.coloradoenergy.com/hardin.htm","2020-07-16T11:58:03",119,119,0.86,102.34]
["Harvest Wind",1763,"57152","HWP1",null,"WT","WND",null,"Wind",98.9,98.9,null,null,null,null,98.9,98.9,null,null,30,null,null,"Operating","Dec",2009,null,"Roosevelt","Klickitat","WA","Y","Columbia","WECC","Cowlitz PUD (30%), Lakeview L&P (30%), Peninsula Light (20%) & EWEB (20%). Aug 2017 - EWEB looking for buyer for its share of Harvest and Foote Creek I.","Municipal","Cowlitz PUD, Lakeview L&P, Peninsula Light (20%) & EWEB (20%).",null,"PNW Public",null,null,1,1,98.9,30,null,null,null,null,null,"(43) Siemens SWT-2.3-93",79,93,2,null,"BPA",null,null,null,null,null,null,null,0.44,28.92,31.53,28.8,30.62,28.48,26.94,29.8,24.2,28.9,27.1,"(43) Siemens 2.3 MW WTG. Design wind speed 17.6mph.","45.778","-120.235","http://www.res-americas.com/en/portfolio/wind/constructed/harvest-wind.aspx","2018-07-25T16:29:34",98.9,98.9,0.30333670374115268,30]
["Hauser 1 - 6",1239,"2185","HAU1,HAU2,HAU3,HAU4,HAU5,HAU6","2188G","Storage w/Div","WAT",null,"Hydro",17.600000000000001,17,null,null,19,19,19,19,null,null,15.067,null,null,"Operating","Nov",1911,null,"Missouri R.","Lewis & Clark","MT","N","Missouri","WECC","Northwestern Energy purchased from PPL Montana, finalized Nov. 2014.","IOU","Northwestern Energy",null,null,"Unit 4 replaced in 2019, Unit 2 replacement underway (will add 1 MW in 2021), and Unit 5 planned for replacement in 2022 (will add 1 MW in 2022). Unit 1 and 3 have been refurbished with no nameplate increase. No definitive plans for upgrades to units 1, 3, 6 at this time.",null,0.31,0.31,5.4560000000000004,4.6707700000000001,null,null,null,null,null,null,null,null,null,null,"NorthWestern",null,null,null,null,null,null,14.82,15.45,15.1,15.21,14.7,13.22,12.77,13.96,13.7,14.9,13.5,14.4,"Original License granted April 1956; expired November 1994. All six Hauser dam units are planned for replacement; As of mid-2018, unit 1 (HAU1) is being upgraded (HAU7) from 3.0 to 3.4.","46.766341","-111.887048","http://www.northwesternenergy.com/our-company/hydroelectric-facilities","2020-03-25T12:39:08",17.600000000000001,19,0.85607954545454534,15.067]
["Hay Canyon",1675,"56790","1",null,"WT","WND",null,"Wind",100.8,100.8,null,null,null,null,100.8,100.8,null,null,29,null,null,"Operating","Dec",2008,null,"Wasco","Sherman","OR","Y","Columbia","WECC","Iberdrola Renewables","Independent","Snohomish (Mar 2009 - 2024)",null,"PNW Public",null,2024,1,1,100.8,29,null,null,null,"BPA John Day sub (230 kV)",null,"(48) Suzlon S88-2100",79,88,2,null,"BPA",null,null,null,null,null,null,null,22.66,24.71,25,24.1,25.87,26.09,22.47,23.5,21,23.5,22,"(48) Suzlon S88-2.1 MW WTG. Design wind speed 13.7mph.","45.507272","-120.560455",0,"2017-10-18T09:28:39",100.8,100.8,0.28769841269841273,29]
["Hazelton A",1240,"50896","GEN1,GEN2,GEN3",10164,"Canal","WAT",null,"Hydro",8.69,8.4,0,0,6.42,0,8.4,8.4,null,null,null,null,2,"Operating","Jun",1990,null,"N. Side Main Cnl.","Jerome","ID","Y","Columbia","WECC","Enel SpA","Independent","Idaho Power Co. (QF)",null,null,null,null,1,1,8.69,3.2259849999999997,null,null,null,null,"SPP",null,null,null,null,null,"IPC",null,null,null,null,null,null,2.61,2.6,2.8,2.72,2.8,2.63,3.05,2.76,2.6,2.5,2.7,2.6,"Exemption granted August 1987. Sold to ENEL July 2004. Critical energy from PNUCC 2005 NRF","42.587264","-114.067554",0,"2020-03-22T21:09:35",8.69,6.42,0.42699999999999999,3.2259849999999997]
["Hazelton B",1241,"54558","U1,U2",10326,"Canal","WAT",null,"Hydro",7.6,7.6,0,0,6.36,0,7.6,7.6,null,null,null,null,3,"Operating","Apr",1993,null,"N. Side Main Cnl.","Jerome","ID","Y","Columbia","WECC","N. Side Canal Co.","Independent","Idaho Power Co. (QF thru Aug 2028)",null,null,null,2028,1,1,7.6,2.9804600000000003,null,null,null,null,"SPP",null,null,null,null,null,"IPC",null,null,null,null,null,null,2.58,2.52,2.6,2.66,2.8,2.6,2.64,2.69,2.5,2.5,2.6,2.6,"Exemption granted August 1987. Sold to ENEL July 2004. Critical energy from PNUCC 2005 NRF","42.60412","-114.084580","http://02e5106.netsolhost.com/hazelton.htm","2020-03-22T21:09:39",7.6,6.36,0.42699999999999999,2.9804600000000003]
["Head of U Canal",2096,"61217","HY1","QF14-403","Canal","WAT",null,"Hydro",1.3,1.2,null,null,null,null,1.2,1.2,null,null,null,null,null,"Operating","May",2015,null,"Jerome, ID","Jerome","ID","Y","Columbia","WECC","North Side Canal Co.","Independent","Idaho Power Co. (20yr QF thru May 2035)",null,null,null,2035,1,1,1.3,0.53374999999999995,null,null,null,null,null,null,null,null,null,null,"IPC",null,null,null,null,null,null,null,null,null,null,null,null,null,null,0.5,0.5,0.5,0.5,"Seasonal on canal or irrigation.  PURPA project.  2015 avoided cost rate $75.71/MWh -- 2034 avoided cost rate $137.38 MWh","42.7628","-114.3903","http://magicvalley.com/business/agriculture/north-side-canal-co-touts-new-hydroelectric-plant/article_b18438c8-8dd0-5798-938e-23d985712ca5.html","2017-10-18T09:31:54",1.3,1.2,0.42699999999999999,0.53374999999999995]
["Hell Roaring (Big Cr.) 1 & 2",1242,null,null,"Federal","ROR R w/Div","WAT",null,"Hydro",0.4,null,null,0.15,0.4,0.4,null,null,null,null,null,null,null,"Operating",null,1916,null,"Hell Roaring Cr. (Big Cr.)","Lake","MT","Y","Columbia","WECC","USBI","Federal","Mission Valley",null,null,null,null,1,1,0.4,0.17080000000000001,null,null,null,null,null,null,null,null,null,null,null,null,null,null,null,null,null,null,null,null,null,null,null,null,null,null,null,null,null,null,"","",0,"2014-01-30T15:56:54",0.4,0.4,0.42699999999999999,0.17080000000000001]
["Hell's Canyon 1 - 3",1243,"3013","1,2,3","1971A","ROR R w/Div","WAT",null,"Hydro",391.5,391.5,null,306,450,450,445,444.7,null,null,275,null,191,"Operating","Oct",1967,null,"Snake R.","Wallowa","ID/OR","Y","Columbia","WECC","Idaho Power Co.","IOU","Idaho Power Co.",null,null,null,null,1,1,391.5,275,null,null,null,null,null,null,null,null,null,null,"IPC",185,186,184.9,181.45228310502301,290.87648401826499,178.1,213.33,234.17,215.92,319.45,237.9,162.36000000000001,185.28,166.83,204.6,287,250.6,252.7,"License granted August 1955; expires July 2005. Critical energy from PNUCC 2005 NRF. IPC has been trying to relicense project since 2003. FERC released final EIS in 2007. Project currently operating under terms of an 11-party interim agreement signed in 2004. Latest issue is an OR state law requiring fish passage and reintroduction conditions.","45.245","-116.702","http://www.nwcouncil.org/energy/powersupply/dams/dam.asp?id=18","2020-03-20T22:27:35",391.5,450,0.70242656449552998,275]
["Henry M. Jackson (Culmback) 1 - 4",1244,"7588","1,2,3,4",2157,"ROR R. w/Div.","WAT",null,"Hydro",111.8,111.8,null,112,96,104,96,104,null,null,49,null,29.5,"Operating","Jun",1984,null,"Sultan R.","Snohomish","WA","Y","Puget Sound & Coastal","WECC","Snohomish Co. PUD","PUD","Snohomish PUD",null,null,null,null,1,1,111.8,49,null,null,null,null,null,null,null,null,null,null,"BPA",51.7,46.6,46.6,34.618721461187199,45.787671232876697,49.2,36.880000000000003,45.01,43.7,55.45,59.4,51.61,58.71,42.42,55.2,51.7,52.5,35,"License granted June 1961; expires May 2011. SnoPUD received new 45-yr license as the sole operator in September 2011.",{"$f":"IF(ISNA(VLOOKUP($B393,lkpLatLong,3,FALSE)),\"\",VLOOKUP($B393,lkpLatLong,3,FALSE))","v":"47.976"},{"$f":"IF(ISNA(VLOOKUP($B393,lkpLatLong,4,FALSE)),\"\",VLOOKUP($B393,lkpLatLong,4,FALSE))","v":"-121.685"},"http://www.snopud.com/water/jhp.ashx?p=1819","2020-03-21T21:18:47",111.8,96,0.43828264758497315,49]
["Heppner",1245,null,null,null,"ST","WW",null,"Biomass",10,null,null,null,10,10,null,null,null,null,null,null,null,"Idle","Jul",2001,null,"Heppner","Morrow","OR","Y","Columbia","WECC","Port of Morrow","Independent","Idle",null,null,null,null,0,0,0,0,null,null,null,null,null,null,null,null,null,null,null,null,null,null,null,null,null,null,null,null,null,null,null,null,null,null,null,null,null,"Wood residue boiler and STG. Original service 1985, idled 1994. Steam plant reactivated 2001; idle since 2003.","45.376694","-119.585777","http://www.pes-world.com/Heppner%20Summary.htm","2020-03-31T17:04:32",10,10,0.86,8.6]
["Hermiston Generating Project CC 1A & 1B",1246,"54761","GEN1,GEN2",null,"CCCG","NG",null,"Natural gas",237,310.60000000000002,236,null,232,243,232,243,164,0.98,null,null,null,"Operating","Jul",1996,null,"Hermiston","Umatilla","OR","Y","Columbia","WECC","PacifiCorp (50%), Perennial Power (Sumitomo) (50%)\nHermiston Operating Co. contracts for O&M","IOU/Independent","Mid-C merchant market",null,null,null,null,0.5,1,118.5,104.13,"Lamb Weston","Food processing","TransCanada GTN",null,null,null,null,null,null,null,"PACW",376.1,392.5,419.7,403.606278538813,350.37922374429201,390.2,416.4,353.67,364.6,263.64,261,294.01,264.27999999999997,272.52,223.3,201.8,284.7,326.8,"GE 107FA. 20yr PPA w/ PAC expired in 2016; now a mid-C merchant facility selling energy, capacity, and ancillary power into bi-lateral contracts, day ahead offers, and real time power markets in the PNW and CA","45.804","-119.369","http://www.calpine.com/power/plant.asp?plant=62","2020-07-16T12:08:21",236,232,0.89,208.26]
["Hermiston Generating Project CC 2A & 2B",1247,"54761","GEN3,GEN4",null,"CCCG","NG",null,"Natural gas",237,310.60000000000002,236,null,232,243,232,243,164,0.98,null,null,null,"Operating","Jul",1996,null,"Hermiston","Umatilla","OR","Y","Columbia","WECC","PacifiCorp (50%), Perennial Power (Sumitomo) (50%)\nHermiston Operating Co. contracts for O&M","IOU/Independent","Mid-C merchant market",null,null,null,null,0.5,1,118.5,104.13,"Lamb Weston","Food processing","TransCanada GTN",null,null,null,null,null,null,null,"PACW",null,null,null,null,null,null,null,null,null,null,null,null,null,null,null,null,null,null,"GE 107FA. 20yr PPA w/ PAC expired in 2016; now a mid-C merchant facility selling energy, capacity, and ancillary power into bi-lateral contracts, day ahead offers, and real time power markets in the PNW and CA","45.804","-119.369","http://www.calpine.com/power/plant.asp?plant=62","2020-07-16T12:08:25",236,232,0.89,208.26]
["Hermiston Power Project",1248,"55328","CTG1,CTG2,STG1",null,"CCCG","NG",null,"Natural gas",689.4,689.4,630,null,615,648,615,648,250,0.85,null,null,null,"Operating","Aug",2002,null,"Hermiston","Umatilla","OR","Y","Columbia","WECC","Calpine, dba Hermiston Power Partners","Independent","PPA for 270 MW of integration services w/LADWPUnannounced as of June 2010.",null,null,null,null,0,1,0,0,"J.R. Simplot","Food processing","TransCanada GTN",null,null,null,null,null,null,null,"BPA",null,292.7,453.8,407.533904109589,331.68025114155301,351.4,424.68,395.71,370.04,131.94999999999999,329.8,417.32,353.95,37.74,363,339.1,416,490.7,"(2) Siemens Westinghouse 501FD GTs in 2x1 CC configuration (547 MW baseload) w/duct burners (69 MW).","45.795","-119.311","http://www.calpine.com/power/plant.asp?plant=62","2020-07-16T12:09:10",630,615,0.89,554.02499999999998]
["Hidden Hollow",1249,"57861","UNT1,UNT2",null,"IC","LFG",null,"Biomass",3.2,3.2,3.2,3.2,3.2,3.2,3,3,null,null,null,null,null,"Operating","Jul",2006,null,"Hidden Hollow Landfill","Ada","ID","Y","Columbia","WECC","G2 Energy dba Hidden Hollow LLC","Independent","Idaho Power Co. (QF thru Sep 2026)",null,null,null,2026,1,1,3.2,2.4000000000000004,null,null,null,null,"SPP",null,null,null,null,null,"IPC",null,null,null,null,null,null,null,null,null,2.71,2.5,2.31,2.08,2.42,2.5,2.4,0.7,null,"(2) Caterpillar 1.6 MW reciprocating engines.","43.70263","-116.281243","http://www.adaweb.net/SolidWasteManagement.aspx","2020-03-23T13:51:44",3.2,3.2,0.75,2.4000000000000004]
["High Mesa Wind",1997,"58019","1",null,"WT","WND",null,"Wind",40,40,null,null,null,null,40,40,null,null,null,null,null,"Operating","Dec",2012,null,"5 miles SW of Bliss, ID","Twin Falls/Elmore","ID","Y","Columbia","WECC","Exelon (High Mesa Wind, LLC)","Independent","Idaho Power QF 20 yr PPA (IPUC approved Feb 2012).",null,"PNW IOU",null,2032,1,1,40,12.8,null,null,null,null,"SPP","(19) Suzlon S97-2100",90,97,3,null,"IPC",null,null,null,null,null,null,null,null,null,null,0.3,10.18,11.16,9.24,11.3,9.9,11,10.6,"(19) Suzlon S97 2.1 MW WTG.  RECS shared equally between IPC and developer.","42.88797667","-115.0169849","http://en.openei.org/wiki/High_Mesa","2017-10-18T09:50:03",40,40,0.32,12.8]
["High Plains",2022,"57040","1",null,"WT","WND",null,"Wind",99,99,null,null,null,null,99,99,null,null,null,null,null,"Operating","Sep",2009,null,"McFadden, WY","Albany, Carbon","WY","N","Missouri","WECC","PacifiCorp.  EDF Renewable Services provides O&M.","IOU","PacifiCorp","PacifiCorp (bundled RECs)","PNW IOU","PAC repowered as part of Energy Vision 2020",null,1,1,99,31.68,null,null,null,null,null,"(66) GE 1.5 SLE",80,77,2,null,"PACE",null,null,null,null,null,null,null,null,null,null,null,38.96,37.01,28.64,36.1,31.95,37.299999999999997,26.9,"(66) 1.5 MW GE WTG.  Assume 25.81% SG factor to Oregon, per PacifiCorp's 2011 OR RPS Compliance Report. Repowering per PAC's 2017 Energy Vision 2020. Design wind speed 19mph.","41.665943","-106.043487","http://en.openei.org/wiki/High_Plains_Wind_Farm","2020-04-11T22:33:19",99,99,0.32,31.68]
["Highwood Generating Station",1767,"57480","GTG1",null,"GT","NG",null,"Natural gas",42.6,42.6,null,null,40.5,42.5,40.5,42.5,null,null,15.4520547945205,null,null,"Retired","Sep",2011,2015,"Salem","Cascade","MT","N","Missouri","WECC","S. Montana Electric Generating & Transmission Cooperative","Coop","Retired and dismantled in 2015 (formerly G&T resource)",null,null,null,null,0,0,0,0,null,null,"Northwestern Energy LLC","NWE 230kV Great Falls - Broadview line.",null,null,null,null,null,null,"NorthWestern",null,null,null,null,null,null,null,null,null,null,0.1,0.19,0,0,null,null,null,null,"(1) GE LM6000PF GT, gas compressor, NG pipeline lateral and switchyard and interconnection. 3200 hr annual operating limit.  Southern G&T going through bankruptcy.  Has not been in \"commercial operation\" since it was built (per Clearing Up). Plant was officially retired in August 2015 and dismantling and selling of the assets began in September 2015.","47.560944","-111.057581","http://www.smegt.net/project-information/","2020-03-25T22:31:26",42.5,40.5,0.36272429095118541,15.4520547945205]
["Hill Air Force Base (Hill AFB)",2304,null,null,null,"IC","LFG",null,"Biomass",2.2999999999999998,null,null,null,null,null,null,null,null,null,null,null,null,"Operating","Jan",2005,null,null,"Davis","UT","N",null,"WECC","Hill Air Force Base","Federal","PacifiCorp (QF)","PacifiCorp (bundled RECs)",null,null,2025,1,1,2.2999999999999998,null,null,null,null,null,null,null,null,null,null,null,"PACE",null,null,null,null,null,null,null,null,null,null,null,null,null,null,null,null,null,null,null,null,null,null,"2020-01-29T08:32:10",2.2999999999999998,2.2999999999999998,0.75,1.7249999999999999]
["Hills Creek 1 & 2",1250,"3081","1,2","FCRPS","Storage w/Div","WAT",null,"Hydro",34.5,30,null,3.84,30,30,30,30,null,null,1,null,18,"Operating","Feb",1962,null,"M. Fk. Willamette R.","Lane","OR","Y","Columbia","WECC","USCE","Federal","BPA",null,null,"Rewound units",null,1,1,34.5,{"$f":"IF(ISNUMBER(T403),T403,CC403)*AN403","v":1},null,null,null,null,null,null,null,null,null,null,"BPA",14.7,16.600000000000001,16,6.3576484018264798,10.8945205479452,16.899999999999999,10.85,17.95,17.100000000000001,17.87,13.4,14.73,12.43,8.76,11,17.899999999999999,13.9,13.3,"Critical energy from PNUCC 2005 NRF",{"$f":"IF(ISNA(VLOOKUP($B403,lkpLatLong,3,FALSE)),\"\",VLOOKUP($B403,lkpLatLong,3,FALSE))","v":"43.711"},{"$f":"IF(ISNA(VLOOKUP($B403,lkpLatLong,4,FALSE)),\"\",VLOOKUP($B403,lkpLatLong,4,FALSE))","v":"-122.425"},"http://www.nwp.usace.army.mil/op/v/proj_hillscreek.asp","2020-03-29T22:50:17",34.5,30,2.8985507246376812E-2,1]
["Holter 1 - 4",1251,"2186","HOL1,HOL2,HOL3,HOL4","2188F","Storage","WAT",null,"Hydro",38.4,38.4,null,null,48,48,48,48,null,null,34.752000000000002,null,null,"Operating","Jul",1918,null,"Missouri R.","Lewis & Clark","MT","N","Missouri","WECC","Northwestern Energy purchased from PPL Montana, finalized Nov. 2014.","IOU","Northwestern Energy",null,null,null,null,0.31,0.31,11.904,10.77312,null,null,null,null,null,null,null,null,null,null,"NorthWestern",null,null,null,null,null,null,30.54,36.51,34.700000000000003,39.76,32.299999999999997,25.84,28.5,29.52,29,34.200000000000003,39,39.4,"Original License granted April 1956; expired November 1994.","46.991","-112.004","http://www.northwesternenergy.com/our-company/hydroelectric-facilities","2020-03-25T12:39:32",38.4,48,0.90500000000000014,34.752000000000002]
["Hood Street",1252,null,null,10256,"Conduit","WAT",null,"Hydro",0.85,null,null,0.34,0.85,0.85,null,null,null,null,1,null,1,"Operating",null,1990,null,"McMillan Reservoir","Pierce","WA","Y","Puget Sound & Coastal","WECC","City of Tacoma","Municipal","City of Tacoma",null,null,null,null,1,1,0.85,1,null,null,null,null,null,null,null,null,null,null,null,null,null,0.1,0.16894977168949801,0.107534246575342,0.2,0.2,null,null,null,null,null,null,null,null,null,null,null,"Exemption granted August 1987. Critical energy from PNUCC 2005 NRF","","",0,"2020-03-21T21:19:10",0.85,0.85,1.1764705882352942,1]
["Hooley Digester 1 - 2",1581,"50232","TG",null,"ICCG","AW",null,"Biomass",0.4,null,0.4,null,0.4,0.4,null,null,null,null,null,null,null,"Retired",null,2003,2013,"Tillamook","Tillamook","OR","Y","Puget Sound & Coastal","WECC","Port of Tillamook Bay","Independent","Retired",null,null,null,null,0,0,0,0,"MEAD project","Animal waste treatment",null,null,null,null,null,null,null,null,null,null,null,null,null,null,null,null,null,null,null,null,null,null,null,null,null,null,null,"Gasification of cattle waste. 3 digesters + (2) 200 kW IC units.","","",0,"2020-04-13T14:35:15",0.4,0.4,0.8,0.32000000000000006]
["Hopkins Ridge",1253,"56255","1,2",null,"WT","WND",null,"Wind",156.6,156.6,null,null,150,150,156.6,156.6,null,null,null,null,null,"Operating","Nov",2005,null,"Hopkins Ridge","Columbia","WA","Y","Columbia","WECC","Puget Sound Energy","IOU","Puget Sound Energy","PSE (bundled RECs); PacifiCorp (unbundled RECs)","PNW IOU",null,null,1,1,156.6,49.056000000000004,null,null,null,"BPA N. Lewiston-Walla Walla 115kV",null,"(87) Vestas V80-1.8",67,80,2,null,"BPA",null,null,null,3.5303652968036499,41.277054794520502,41.2,49.77,43.27,43.3,49.41,48.7,46.13,51.74,41.35,47.4,39.1,46.7,38.6,"(83) Vestas V80 1.8 MW WTG (Dec 2005); (4) Vestas V80 1.8 MW WTG (Jul 2008).","46.43","-117.829652","http://www.transmission.bpa.gov/PlanProj/Wind/completed.cfm?page=hopkins","2020-03-17T11:12:48",{"$f":"IF(OR(I407=\"Wind\",I407=\"Solar\",I407=\"Hydro\"),J407,IF(ISNUMBER(L407),L407,IF(ISNUMBER(O407), O407, IF(ISNUMBER(Q407),Q407,J407))))","v":156.6},{"$f":"IF(OR(J407=\"Wind\",J407=\"Solar\",J407=\"Hydro\"),J407,IF(ISNUMBER(N407),N407,IF(ISNUMBER(P407), P407, IF(ISNUMBER(L407),L407,J407))))","v":150},{"$f":"IF(OR(ISBLANK(J407),ISBLANK(T407),J407=0),VLOOKUP(IF(G407=\"WAT\",\"HY\",IF(G407=\"LFG\",\"LFG\",F407)),Acapability,4,FALSE),T407/J407)","v":0.32},{"$f":"IF(ISNUMBER(T407),T407,AVERAGE(BZ407,CA407)*CB407)","v":49.056000000000004}]
["Hoquiam Diesels",1254,null,null,null,"IC","FO",null,"Petroleum",10,null,null,null,null,null,null,null,null,null,null,null,null,"Retired",null,2002,2006,"Hoquiam","Grays Harbor","WA","Y","Puget Sound & Coastal","WECC","Grays Harbor PUD","PUD","Retired (formerly Grays Harbor PUD)",null,null,null,null,0,0,0,0,null,null,null,null,null,null,null,null,null,null,"BPA",null,null,null,null,null,null,null,null,null,null,null,null,null,null,null,null,null,null,"(5) 2 MW (nominal) mobile reciprocating engine-generators.","","",0,"2020-03-25T22:32:08",10,10,0.93,9.3000000000000007]
["Horn Rapids Solar and Storage Training Center",2156,null,null,null,"PV","SOL",null,"Solar + Storage",3.2,null,null,null,null,null,null,null,null,null,null,null,null,"Operating","Nov",2020,null,"north of Richland, WA","Benton","WA","Y","Columbia","WECC","Energy Northwest","JOA","City of Richland",null,null,null,null,1,1,null,null,null,null,null,null,null,null,null,null,null,null,null,null,null,null,null,null,null,null,null,null,null,null,null,null,null,null,null,null,null,null,46.35772,-119.31949,null,"2021-01-05T16:30:33",3.2,3.2,0.254,0.81280000000000008]
["Horse Butte",1969,"57890","1",null,"WT","WND",null,"Wind",57.6,57.6,null,null,57.6,57.6,57.6,57.6,null,null,19,null,null,"Operating","Aug",2012,null,"Idaho Falls","Bonneville","ID","Y","Columbia","WECC","Utah Associated Municipal Power Systems","JOA","Utah Associated Municipal Power Systems",null,"OOR - UAMPS",null,null,0,0,{"$f":"AN410*J410","v":0},{"$f":"IF(ISNUMBER(T410),T410,CC410)*AN410","v":0},null,null,null,"BPA",null,"(32) Vestas V100-1.8",80,100,3,null,"BPA",null,null,null,null,null,null,null,null,null,null,6.9,15.14,18.77,16.670000000000002,20.2,19.5,18.2,18.600000000000001,"(32) Vestas V100 1.8 MW WTG. Design wind speed 15.4mph","43.492","-111.789","http://www.rnp.org/node/horse-butte-wind","2017-10-18T09:52:46",57.6,57.6,0.3298611111111111,19]
["Horseshoe Bend Hydroelectric",1256,"54524","GEN1,GEN2",5376,"HY","WAT",null,"Hydro",9.4,9.4,3.9,3.86,8.9600000000000009,1.04,9.4,9.4,null,null,null,null,6,"Operating","Apr",1995,null,"Payette R.","Boise","ID","Y","Columbia","WECC","Innergex Power","Independent","Idaho Power Co. (QF thru Sep 2030)",null,null,null,2030,1,1,9.4,3.9198599999999999,null,null,null,null,"SPP",null,null,null,null,null,"IPC",null,null,null,null,null,null,4.58,4.96,4.4000000000000004,4.79,5.7,4.68,5.1100000000000003,4.84,5.3,4.2,5.0999999999999996,4.3,"License granted July 1986; expires June 2036. Critical energy from PNUCC 2005 NRF","43.909096","-116.192183",0,"2020-03-22T21:09:58",9.4,8.9600000000000009,0.42699999999999999,3.9198599999999999]
["Horseshoe Bend Wind Park",1255,"56591","HBWP",null,"WT","WND",null,"Wind",10,9,null,null,null,null,9,9,null,null,null,null,null,"Operating","Feb",2006,null,"Great Falls","Cascade","MT","N","Missouri","WECC","United Materials","Independent","Idaho Power Co. (QF thru Sep 2026)",null,"PNW IOU",null,2026,1,1,10,3.04,null,null,null,"NWE Great Falls NW - Holter 100 kV",null,"(6) GE 1.5 SLE",80,77,2,null,"NWE",null,null,null,null,null,null,3.12,2.64,2.4,2.8,2.6,2.81,2.62,2.2799999999999998,2.5,1.3,2.5,2.6,"(6) 1.5 MW WTG. Design wind speed 19mph","47.4","-111.468","http://greatfalls.aroundmontana.com/Landmarks/HorseshoeBendWindPark/tabid/152/Default.aspx","2017-10-18T09:54:37",10,9,0.32,3.04]
["Hot Springs (Mountain Home)",1771,"56636","1",null,"WT","WND",null,"Wind",21,21,null,null,null,null,21,21,null,null,null,null,null,"Operating","Mar",2008,null,"Mountain Home","Elmore","ID","Y","Columbia","WECC","Exelon (John Deere Renewables)","Independent","Idaho Power Co. (QF May 2008 - 2028))",null,"PNW IOU",null,2028,1,1,21,6.72,null,null,null,"IPC MtnHome Junction/Upper Salmon 138kV","SPP","(10) Suzlon S88-2100",80,88,2,null,"IPC",null,null,null,null,null,null,0.42,4.93,3.6,5.08,5.3,4.43,4.7300000000000004,3.67,4.7,4.7,4.4000000000000004,4.2,"(10) Suzlon S88-2.1 MW WTG. Design wind speed 14.5mph.","42.95","-115.63","https://www.rockymountainpower.net/env/bsre/bses/hswf.html","2017-10-24T11:51:42",21,21,0.32,6.72]
["Hungry Horse 1 - 4",1257,"2203","1,2,3,4","FCRPS","Storage","WAT",null,"Hydro",428,428,null,330,428,428,428,428,null,null,116,null,75,"Operating","Oct",1952,null,"Flathead R.","Flathead","MT","Y","Columbia","WECC","USBR","Federal","BPA",null,null,"Rewound units",null,1,1,428,116,null,null,null,null,null,null,null,null,null,null,"BPA",113.6,83.2,92.6,97.1365296803653,120.48721461187201,88.8,138.69999999999999,84.74,95.23,157.36000000000001,121.3,116.82,114.71,114.2,95.3,118.1,114,75.2,"Critical energy from PNUCC 2005 NRF","48.341","-114.015","http://www.nwcouncil.org/energy/powersupply/dams/dam.asp?id=13","2020-03-29T22:50:40",428,428,0.27102803738317754,116]
["Hyline Solar Center",2115,"60331","HSC1",null,"PV","SOL",null,"Solar",10,9,null,null,null,null,9,9,null,null,2.62,null,null,"Operating","Sep",2016,null,"Ontario, OR","Malheur","OR","Y","Columbia","WECC","HelioSage","Independent","Idaho Power Co (20 yr ESA)",null,null,null,2036,1,1,10,2.62,null,null,null,null,"SPP",null,null,null,null,"Single-axis","IPC",null,null,null,null,null,null,null,null,null,null,null,null,null,null,0.1,2,2.2999999999999998,2.2999999999999998,"Crystalline silicone. 11.7MWdc, azimuth angle 180. ~(47,000) PV modules on a racking structure, 25 separate concrete pads.  IPC waives any claim to ownership of environmental attributes - per the ESA.","44.152","-116.987",null,"2017-10-18T10:00:49",10,9,0.26200000000000001,2.62]
["Ice Harbor 1 - 6",1258,"3925","1,2,3,4,5,6","FCRPS","ROR","WAT",null,"Hydro",603,603,null,508,603,603,585,585,null,null,207,null,99,"Operating","Jan",1962,null,"Snake R.","Walla Walla","WA","Y","Columbia","WECC","USCE","Federal","BPA",null,null,null,null,1,1,603,207,null,null,null,null,null,null,null,null,null,null,"BPA",159.30000000000001,192.8,164.8,150.77146118721501,252.031849315068,164.9,200.42,208.29,171.08,282.77999999999997,206.7,158.15,197.02,164.3,190.4,232.5,195.3,196.6,"Critical energy from PNUCC 2005 NRF","46.253","-118.893","http://www.nwcouncil.org/energy/powersupply/dams/dam.asp?id=14","2020-03-29T22:52:31",603,603,0.34328358208955223,207]
["Idaho Falls City Plant 3",1259,"841","3","2842B","ROR","WAT",null,"Hydro",8,8,null,6.59,8,8,8,8,null,null,5,null,19,"Operating","Jul",1982,null,"Snake R.","Bonneville","ID","Y","Columbia","WECC","City of Idaho Falls","Municipal","City of Idaho Falls",null,null,null,null,1,1,8,5,null,null,null,null,null,null,null,null,null,null,"PACE",12.8,12.6,13.5,6.1344748858447504,11.841894977169,null,4.8,5.0599999999999996,4.7,5.24,6.4,4.92,4.8600000000000003,5.16,5,5.8,5.3,5.3,"License granted February 1979; expires January 2029. Critical energy from PNUCC 2005 NRF","43.491619","-112.045062","http://www.idahofallsidaho.gov/city/city-departments/idaho-falls-power/power-portfolio/ifp-electric-project.html","2020-03-21T21:19:28",8,8,0.625,5]
["Idaho Falls Lower No. 1 (Unit 2)",1260,"7012","2","2842C","ROR","WAT",null,"Hydro",8,8,null,6.56,8,8,8,8,null,null,null,null,null,"Operating","Apr",1982,null,"Snake R.","Bonneville","ID","Y","Columbia","WECC","City of Idaho Falls","Municipal","City of Idaho Falls",null,null,null,null,1,1,8,3.4159999999999999,null,null,null,null,null,null,null,null,null,null,"PACE",null,null,null,null,null,null,0.5,0.55000000000000004,4.2,4.5199999999999996,6.3,4.9800000000000004,4.8,5.24,4.7,4.8,4.8,4.9000000000000004,"License granted February 1979; expires January 2029.","43.468218","-112.062253","http://www.idahofallsidaho.gov/city/city-departments/idaho-falls-power/power-portfolio/ifp-electric-project.html","2020-03-21T21:20:16",8,8,0.42699999999999999,3.4159999999999999]
["Idaho Falls Lower No. 2 (Unit 1)",1261,"843","1","2842D","ROR","WAT",null,"Hydro",3,3,null,2.4700000000000002,3,3,3,3,null,null,null,null,null,"Operating","Aug",1940,null,"Snake R.","Bonneville","ID","Y","Columbia","WECC","City of Idaho Falls","Municipal","City of Idaho Falls",null,null,null,null,1,1,3,1.2809999999999999,null,null,null,null,null,null,null,null,null,null,"PACE",null,null,null,null,null,null,3.62,4.53,0,0.62,0,0,0,0,0.1,1.3,1.4,1,"License granted February 1979; expires January 2029.","43.468398","-112.062499",0,"2020-03-21T21:20:25",3,3,0.42699999999999999,1.2809999999999999]
["Idaho Falls Upper Plant 4",1262,"844","4","2842A","ROR","WAT",null,"Hydro",8,8,null,6.59,8,8,8,8,null,null,null,null,null,"Operating","Sep",1982,null,"Snake R.","Bonneville","ID","Y","Columbia","WECC","City of Idaho Falls","Municipal","City of Idaho Falls",null,null,null,null,1,1,8,3.4159999999999999,null,null,null,null,null,null,null,null,null,null,"PACE",null,null,null,null,null,null,2.77,2.67,5.3,5.58,6.7,5.25,5.22,5.71,4.9000000000000004,6.2,6,5.8,"License granted February 1979; expires January 2029.","43.552754","-112.050641","http://www.idahofallsidaho.gov/city/city-departments/idaho-falls-power/power-portfolio/ifp-electric-project.html","2020-03-21T21:20:33",8,8,0.42699999999999999,3.4159999999999999]
["IDE 1 LLC",2120,"58967",null,null,"BGICCG","AW",null,"Biomass",2.4,null,null,null,null,null,null,null,null,null,null,null,null,"Retired","May",2012,2015,"Twin Falls, ID","Twin Falls","ID","Y","Columbia","WECC","CH4 Power, Inc","Independent","Retired",null,null,null,null,0,0,0,0,null,null,null,null,null,null,null,null,null,null,"IPC",null,null,null,null,null,null,null,null,null,null,null,2.14,null,null,0,null,null,null,"(3) 0.8 MW IC","42.423","-114.225",null,"2020-03-25T22:32:24",2.4,2.4,0.75,1.7999999999999998]
["IDE 2 LLC",2121,"58968",null,null,"BGICCG","AW",null,"Biomass",4.5,null,null,null,null,null,null,null,null,null,null,null,null,"Retired","Nov",2012,2015,"Jerome, ID","Jerome","ID","Y","Columbia","WECC","CH4 Power, Inc","Independent","Retired",null,null,null,null,0,0,0,0,null,null,null,null,null,null,null,null,null,null,"IPC",null,null,null,null,null,null,null,null,null,null,null,4.08,3.89,null,0,null,null,null,"(3) 1.5 MW IC ","42.756","-114.613",null,"2020-03-25T22:32:34",4.5,4.5,0.75,3.375]
["IDE 3 LLC",2122,"58969",null,null,"BGICCG","AW",null,"Biomass",1.6,null,null,null,null,null,null,null,null,null,null,null,null,"Retired","Nov",2012,2015,"Gooding, ID","Gooding","ID","Y","Columbia","WECC","CH4 Power, Inc","Independent","Retired",null,null,null,null,0,0,0,0,null,null,null,null,null,null,null,null,null,null,"IPC",null,null,null,null,null,null,null,null,null,null,null,1.43,1.24,null,0,null,null,null,"(2) 0.8 MW IC","42.866","-114.792",null,"2020-03-25T22:32:39",1.6,1.6,0.75,1.2000000000000002]
["IDE 4 LLC",2123,"58970",null,null,"BGICCG","AW",null,"Biomass",3.3,null,null,null,null,null,null,null,null,null,null,null,null,"Retired","Mar",2013,2015,"Jerome, ID","Jerome","ID","Y","Columbia","WECC","CH4 Power, Inc","Independent","Retired",null,null,null,null,0,0,0,0,null,null,null,null,null,null,null,null,null,null,"IPC",null,null,null,null,null,null,null,null,null,null,null,2.99,null,null,0,null,null,null,"(3) 1.1 MW IC","42.6825","-114.628",null,"2020-03-25T22:32:42",3.3,3.3,0.75,2.4749999999999996]
["Ingram Warm Springs Ranch A",1263,null,null,"8498B","Diversion","WAT",null,"Hydro",0.51,null,0.4,null,0.51,0.51,null,null,null,null,null,null,0,"Operating",null,1986,null,"Warm Spring Cr.","Custer","ID","Y","Columbia","WECC","W. & V. Ingram","Independent","PacifiCorp (QF thru Mar 2021)",null,null,null,2021,1,1,0.51,0.21776999999999999,null,null,null,null,null,null,null,null,null,null,null,null,null,null,null,null,null,null,null,null,null,null,null,null,null,null,null,null,null,"License granted November 1985; expires October 2035. Critical energy from PNUCC 2005 NRF","","",0,"2014-01-30T16:02:47",0.51,0.51,0.42699999999999999,0.21776999999999999]
["Ingram Warm Springs Ranch B",1264,null,null,"8498A","Diversion","WAT",null,"Hydro",1.08,null,0,null,1.08,1.08,null,null,null,null,1.08,null,null,"Operating",null,1986,null,"Warm Spring Cr.","Custer","ID","Y","Columbia","WECC","W. & V. Ingram","Independent","PacifiCorp (QF thru Mar 2021)",null,null,null,2021,1,1,1.08,1.08,null,null,null,null,null,null,null,null,null,null,null,null,null,null,null,null,null,null,null,null,null,null,null,null,null,null,null,null,null,"License granted November 1985; expires October 2035.","","",0,"2014-01-30T16:02:56",1.08,1.08,1,1.08]
["Interfor Pacific Gilchrist",1265,null,null,null,"STCG","WW",null,"Biomass",1.5,null,null,null,1.5,1.5,null,null,null,null,null,null,null,"Operating",null,1938,null,"Gilchrist","Klamath","OR","Y","Klamath","WECC","Interfor Pacific","Independent","Self-generation",null,null,null,null,1,0,1.5,1.2000000000000002,"Interfor Pacific Gilchrist mill","Dry kilns",null,null,null,null,null,null,null,null,null,null,null,null,null,null,null,null,null,null,null,null,null,null,null,null,null,null,null,null,"43.477887","-121.690387",0,"2014-01-30T16:03:04",1.5,1.5,0.8,1.2000000000000002]
["International Paper (Albany) 01",1624,"54944","01",null,"GTaeroCG","NG","FO","Natural gas",51,null,47,null,0,0,46,47.5,null,null,null,null,null,"Retired","Jun",1995,2009,"Millersburg","Linn","OR","Y","Columbia","WECC","International Paper","Independent","Retired",null,null,null,null,0,0,0,0,"International Papaer Albany Paper Mill","Kraft pulping, linerboard & paper mill","Williams Northwest",null,null,null,null,null,null,null,"PACW",50.3,50.3,48.4,41.686301369863003,47.523972602739697,null,12.6,45.54,null,null,null,null,null,null,null,null,null,null,"LM6000PC. Mill purchased from Weyerhaeuser Aug 2008, plant closed Dec 2009.","44.661","-123.068",0,"2020-03-31T11:00:05",47,0,0.8,18.8]
["International Paper (Albany) 02",1625,"54944","02",null,"STCG","BL","NG/FO","Biomass",45,null,null,null,0,0,19,22.6,null,null,null,null,null,"Retired","Jul",2000,2009,"Millersburg","Linn","OR","Y","Columbia","WECC","International Paper","Independent","Retired",null,null,null,null,0,0,0,0,"International Papaer Albany Paper Mill","Kraft pulping, linerboard & paper mill",null,null,null,null,null,null,null,null,"PACW",null,null,null,null,null,null,null,null,null,null,null,null,null,null,null,null,null,null,"Backpressure/extraction steam turbine (Common header from Unit 01 GT HRSG and chemical recovery boiler). Mill purchased form Weyerhaeuser Aug 2008, plant closed Dec 2009.","44.661","-123.068",0,"2020-03-25T22:34:44",0,0,0.8,0]
["International Paper (Springfield) 1",1634,"50191","TG1",null,"RB/STCG","BL","WW/NG/FO","Biomass",7.5,7.5,null,null,7.5,7.5,7.5,7.5,null,null,null,null,null,"Idle","Jan",1949,null,"Springfield","Lane","OR","Y","Columbia","WECC","International Paper","Independent","EWEB (50%); International Paper (50%)",null,null,null,null,0,0,0,0,"International Paper. - Springfield Mill","Kraft, linerboard, deinking, plywood and plyboard mills",null,null,"cogen",null,null,null,null,null,"BPA",null,null,0,0,0,null,16.45,15.07,17,9.43,6.6,8.69,8.1199999999999992,6.75,8.9,9.9,8.4,11.3,"Fuel & op status per DOE/EIA-0095(99)/2. Formerly Weyerhaeuser","44.063","-122.983",0,"2020-03-26T13:37:20",7.5,7.5,0.8,6]
["International Paper (Springfield) 2",1635,"50191","TG2",null,"RB/STCG","BL","WW/NG/FO","Biomass",5,5,null,null,5,5,5,5,null,null,null,null,null,"Idle","Jan",1949,null,"Springfield","Lane","OR","Y","Columbia","WECC","International Paper","Independent","EWEB (50%); International Paper (50%)",null,null,null,null,0,0,0,0,"International Paper. - Springfield Mill","Kraft, linerboard, deinking, plywood and plyboard mills",null,null,"cogen",null,null,null,null,null,"BPA",null,null,0,0,0,null,null,null,null,null,null,null,null,null,null,null,null,null,"Fuel & op status per DOE/EIA-0095(99)/2. Formerly Weyerhaeuser","44.063","-122.983",0,"2020-03-26T13:34:53",5,5,0.8,4]
["International Paper (Springfield) 3",1636,"50191","TG3",null,"RB/STCG","BL","WW/NG/FO","Biomass",12.5,12.5,null,null,12.5,12.5,12.5,12.5,null,null,null,null,null,"Idle","Jan",1953,null,"Springfield","Lane","OR","Y","Columbia","WECC","International Paper","Independent","EWEB (50%); International Paper (50%)",null,null,null,null,0,0,0,0,"International Paper. - Springfield Mill","Kraft, linerboard, deinking, plywood and plyboard mills",null,null,"cogen",null,null,null,null,null,"BPA",17.2,11,16,16.560273972602701,16.2246575342466,19.8,16.39,null,null,null,null,null,null,null,null,null,null,null,"Fuel & op status per DOE/EIA-0095(99)/2. Formerly Weyerhaeuser","44.063","-122.983",0,"2017-10-18T10:46:19",12.5,12.5,0.8,10]
["International Paper (Springfield) 4",1637,"50191","TG4",null,"ST","BL","NG/FO/WW","Biomass",40,40,22,null,33,33,33,33,null,null,null,null,null,"Operating","Oct",1976,null,"Springfield","Lane","OR","Y","Columbia","WECC","City of Eugene (EWEB)","Municipal","EWEB (50%); International Paper (50%)",null,null,null,null,1,0.5,40,23.65,"International Paper. - Springfield Mill","Kraft, linerboard, deinking, plywood and plyboard mills",null,null,"cogen",null,null,null,null,null,"BPA",null,null,null,null,6.7283105022831098,null,null,null,null,null,null,null,null,null,null,null,null,null,"Formerly Weyerhaeuser WEYCO","44.063","-122.983","http://www.oregon.gov/energy/facilities-safety/facilities/Pages/SUI.aspx","2020-04-13T14:37:40",22,33,0.86,23.65]
["International Paper (Veneta)",1266,null,null,null,"STCG","WW",null,"Biomass",4,null,null,null,null,null,null,null,null,null,3,null,null,"Retired",null,null,1996,"Veneta","Lane","OR","Y","Unknown","WECC","International Paper","Independent","Retired",null,null,null,null,0,0,0,0,"International Paper Veneta","Lumber & wood products",null,null,null,null,null,null,null,null,null,null,null,null,null,null,null,null,null,null,null,null,null,null,null,null,null,null,null,null,"","",0,"2005-07-20",4,4,0.75,3]
["Interstate (SP Solar 1)",2281,"61832","PGRC5",null,"PV","SOL",null,"Solar",2.2000000000000002,2.2000000000000002,null,null,null,null,2.2000000000000002,2.2000000000000002,null,null,null,null,null,"Operating","Dec",2017,null,"Gervis, OR","Marion","OR","Y","Columbia","WECC","Pine Gate Renewables","Independent","Portland General Electric (20yr PURPA PPA)",null,null,null,2038,1,1,2.2000000000000002,null,null,null,null,null,"SPP",null,null,null,null,"Fixed tilt","PGE",null,null,null,null,null,null,null,null,null,null,null,null,null,null,null,0,0.4,0.4,"Crystalline Silicone, 3.2MWdc, Fixed-tilt. 180 azimuth angle, 25 tilt angle",{"$f":"IF(ISNA(VLOOKUP($B435,lkpLatLong,3,FALSE)),\"\",VLOOKUP($B435,lkpLatLong,3,FALSE))","v":"45.1297"},{"$f":"IF(ISNA(VLOOKUP($B435,lkpLatLong,4,FALSE)),\"\",VLOOKUP($B435,lkpLatLong,4,FALSE))","v":"122.89972222"},0,"2018-10-23T09:27:39",2.2000000000000002,2.2000000000000002,0.254,0.55880000000000007]
["Iron Gate",1267,"297","1",2082,"Storage (Rereg)","WAT",null,"Hydro",18,18,null,null,18,18,18.8,18.8,null,null,null,null,null,"Operating","Feb",1962,2021,"Klamath R.","Siskiyou","CA","N","Klamath","WECC","PacifiCorp","IOU","PacifiCorp",null,null,null,null,1,1,18,{"$f":"IF(ISNUMBER(T436),T436,CC436)*AN436","v":7.6859999999999999},null,null,null,null,null,null,null,null,null,null,"PACW",11,13,10.9,11.299086757990899,14.922260273972601,4.2,4.25,null,null,null,null,null,null,null,11.5,12.43,10.199999999999999,11.6,"PAC Klamath Project. 4/6/16 agreement to remove four Klamath dams by 2020 (COPCO1&2, Iron Gate, JC Boyle). 2/17/21 - PAC has collected the $200MM in surcharges from its CA/OR customers (over 9 years) to help fund the removal of dams. Next step is for FERC to transfer license to the Klamath River Renewal Corp and states of OR and CA.","41.93389","-122.434267",0,"2021-02-17",18,18,0.42699999999999999,7.6859999999999999]
["Island Park 1 & 2",1268,"4204","HY1,HY2",2973,"Storage","WAT",null,"Hydro",4.8,4.8,null,1.71,4.8,4.8,4.8,4.8,null,null,null,null,5,"Operating","Apr",1994,null,"Henrys Fk.","Fremont","ID","Y","Columbia","WECC","Fall River REC","Coop","Fall River REC",null,null,"no planned upgrades at this time (March 2020)",null,1,1,4.8,{"$f":"IF(ISNUMBER(T437),T437,CC437)*AN437","v":2.0495999999999999},null,null,null,null,null,null,null,null,null,null,"PACE",null,null,null,null,null,null,1.98,2.31,2.1,2.4,2.7,2.08,1.79,1.63,0.6,2.1,2,1.5,"License granted October 1988; expires September 2038. Critical energy from PNUCC 2005 NRF. Low-impact certified through 2011.","44.418293","-111.395971",0,"2020-03-21T21:20:54",4.8,4.8,0.42699999999999999,2.0495999999999999]
["ITT Rayonier (Port Angeles)",1269,null,null,null,"RB/STCG","BL","WW/FO","Biomass",13,null,null,null,null,null,null,null,null,null,null,null,null,"Retired",null,null,1997,"Port Angeles","Clallam","WA","Y","Puget Sound & Coastal","WECC","ITT Rayonier, Inc.","Independent","Retired",null,null,null,null,0,0,0,{"$f":"IF(ISNUMBER(T438),T438,CC438)*AN438","v":0},"Port Angeles Pulp Div.","Sulphite pulp mill",null,null,null,null,null,null,null,null,null,null,null,null,null,null,null,null,null,null,null,null,null,null,null,null,null,null,null,"Idled 1997; subsequently dismantled","","",0,"2008-06-10",13,13,0.8,10.4]
["Jett Creek (Huntington Wind)",2185,"59490","r",null,"WT","WND",null,"Wind",10,10,null,null,10,10,10,10,null,null,null,null,null,"Operating","Mar",2017,null,"Huntington","Baker","OR","Y","Columbia","WECC","Oregon Wind Farms LLC (99%), D.E. Shaw Renewable (1%)","Independent","Idaho Power (20yr PPA - 2036)",null,"PNW IOU",null,2036,1,1,10,null,null,null,null,null,"SPP","(5) GE 2.0-116",80,116,3,null,"IPC",null,null,null,null,null,null,null,null,null,null,null,null,null,null,null,2.6,3.4,3.3,"Per PPA, all RECs go to owner of wind farm. Design wind speed 14mph.","44.425","-117.273889",null,"2021-05-19T12:46:45",10,10,0.32,3.2]
["Jim Boyd",1270,null,null,7269,"Diversion","WAT",null,"Hydro",1.2,null,null,0.34,null,null,null,null,null,null,null,null,0,"Retired",null,null,2002,"Umatilla R.","Umatilla","OR","Y","Columbia","WECC","D. Logan","Independent","Retired",null,null,null,null,0,0,0,null,null,null,null,"12.5 kV PacifiCorp line",null,null,null,null,null,null,"PACW",null,null,null,null,null,null,null,null,null,null,null,null,null,null,null,null,null,null,"Diversion weir, canal, penstocks, (4) 300 kW hydroturbines. License granted July 1984; cancelled Apr 2009 following termination of PacifiCorp PPA and failure to restore operation.","","",0,"2020-03-25T22:18:04",1.2,1.2,0.42699999999999999,0.51239999999999997]
["Jim Bridger 1",1271,"8066","1",null,"ST","COL",null,"Coal",608.29999999999995,608.29999999999995,530,2120,530,530,531,531,80,0.95,null,null,null,"Operating","Nov",1974,2023,"Point of Rocks","Sweetwater","WY","N","Colorado","WECC","PAC (66.7%); IPC 33%","IOU","PacifiCorp (66.7%); Idaho Power Co. (33.3%)",null,null,null,null,1,1,608.29999999999995,{"$f":"IF(ISNUMBER(T441),T441,CC441)*AN441","v":455.8},null,null,null,null,null,null,null,null,null,null,"IPC (share), PACE (share)",1665.9,1654.6,1681.6,1688.30091324201,1718.4762557077599,1726,1746.98,1733.8109589041101,1692.8,1457.95,1555.4,1691.44,1599.25,1534.17,1334,1329.1,1250.8,1284.8,"One 577.875 MW STG. Under state-approved Regional Haze rule SIP, SCR installation planned for 2021, 2022.","41.729","-108.777","http://www.idahopower.com/energycenter/electricitybasics/generation/thermal.htm#bridger","2020-07-16T18:46:14",530,530,0.86,455.8]
["Jim Bridger 2",1272,"8066","2",null,"ST","COL",null,"Coal",617,617,530,null,530,530,527,527,80,0.95,null,null,null,"Operating","Dec",1975,2028,"Point of Rocks","Sweetwater","WY","N","Colorado","WECC","PAC (66.7%); IPC 33%","IOU","PacifiCorp (66.7%); Idaho Power Co. (33.3%)",null,null,null,null,1,1,617,{"$f":"IF(ISNUMBER(T442),T442,CC442)*AN442","v":455.8},null,null,null,null,null,null,null,null,null,null,"IPC (share), PACE (share)",null,null,null,null,null,null,null,null,null,null,null,null,null,null,null,null,null,null,"One 577.875 MW STG. Under state-approved Regional Haze rule SIP, SCR installation planned for 2021, 2022.","41.729","-108.777","http://www.idahopower.com/energycenter/electricitybasics/generation/thermal.htm#bridger","2020-07-16T18:46:17",530,530,0.86,455.8]
["Jim Bridger 3",1273,"8066","3",null,"ST","COL",null,"Coal",608.29999999999995,608.29999999999995,530,null,530,530,523,523,80,0.95,null,null,null,"Operating","Sep",1976,null,"Point of Rocks","Sweetwater","WY","N","Colorado","WECC","PAC (66.7%); IPC 33%","IOU","PacifiCorp (66.7%); Idaho Power Co. (33.3%)",null,null,null,null,1,1,608.29999999999995,{"$f":"IF(ISNUMBER(T443),T443,CC443)*AN443","v":455.8},null,null,null,null,null,null,null,null,null,null,"IPC (share), PACE (share)",null,null,null,null,null,null,null,null,null,null,null,null,null,null,null,null,null,null,"One 577.875 MW STG. SCR installed as part of state SIP for Regional Haze compliance in 2015.","41.729","-108.777","http://www.idahopower.com/energycenter/electricitybasics/generation/thermal.htm#bridger","2020-07-16T18:46:20",530,530,0.86,455.8]
["Jim Bridger 4",1274,"8066","4",null,"ST","COL",null,"Coal",608.29999999999995,608.29999999999995,530,null,530,530,530,530,80,0.95,null,null,null,"Operating","Nov",1979,null,"Point of Rocks","Sweetwater","WY","N","Colorado","WECC","PAC (66.7%); IPC 33%","IOU","PacifiCorp (66.7%); Idaho Power Co. (33.3%)",null,null,null,null,1,1,608.29999999999995,{"$f":"IF(ISNUMBER(T444),T444,CC444)*AN444","v":455.8},null,null,null,null,null,null,null,null,null,null,"IPC (share), PACE (share)",null,null,null,null,null,null,null,null,null,null,null,null,null,null,null,null,null,null,"One 577.875 MW STG. SCR installed as part of state SIP for Regional Haze compliance in 2016.","41.729","-108.777","http://www.idahopower.com/energycenter/electricitybasics/generation/thermal.htm#bridger","2020-07-16T18:46:22",530,530,0.86,455.8]
["Jim Ford Creek 1-3 (Ford Hydro LP)",1275,"54674","GEN1,GEN2,GEN3",7986,"Diversion","WAT",null,"Hydro",1.4970000000000001,1.2,0.9,null,0,0,0.6,1.5,null,null,0.84,null,null,"Operating","Mar",1988,null,"Jim Ford Cr.","Clearwater","ID","Y","Columbia","WECC","Ford Hydro Partnership, Ltd.","Independent","Avista Utilities (QF thru Jun 2022)",null,null,null,2022,1,1,1.4970000000000001,{"$f":"IF(ISNUMBER(T445),T445,CC445)*AN445","v":0.84},null,null,null,null,"SPP",null,null,null,null,null,"Avista",null,null,null,null,null,null,0.4,0.26,0.4,0.51,0.4,0.34,0.42,0.34,0.4,0.5,0.5,0.4,"(3) 499 kW units. License granted January 1986; expires December 2035.","46.383828","-115.949338",0,"2017-10-17T16:36:26",1.4970000000000001,0,0.56112224448897785,0.84]
["Jim Knight",1276,null,null,7686,"Canal","WAT",null,"Hydro",0.28999999999999998,null,0.1,0.09,0.27,0,null,null,null,null,null,null,0,"Operating",null,1984,null,"S. Gooding Main Cnl.","Gooding","ID","Y","Columbia","WECC","Mutual Energy Co.","Independent","Idaho Power Co. (QF thru Sep 2020)",null,null,null,2020,1,1,null,null,null,null,null,null,null,null,null,null,null,null,null,null,null,null,null,null,null,null,null,null,null,null,null,null,null,null,null,null,null,"Exemption granted March 1984. Critical energy from PNUCC 2005 NRF","","",0,"2020-03-22T21:13:21",0.28999999999999998,0.27,0.42699999999999999,0.11956000000000001]
["John C. Boyle 1 & 2",1277,"3028","1,2","2082E","ROR R. w/Div.","WAT",null,"Hydro",98.7,98.7,null,80,97.98,97.98,98,98,null,null,null,null,null,"Operating","Oct",1958,2021,"Klamath R.","Klamath","OR","Y","Klamath","WECC","PacifiCorp","IOU","PacifiCorp",null,null,null,null,1,1,{"$f":"AN447*J447","v":98.7},{"$f":"IF(ISNUMBER(T447),T447,CC447)*AN447","v":41.99118},null,null,null,null,null,null,null,null,null,null,"PACW",21.9,29.6,19.8,8.9069634703196296,16.4835616438356,9.6,9.3800000000000008,25.35,22,38.24,27.4,19.04,19.7,18.28,24.5,36.4,22.2,26,"PAC Klamath Project. 4/6/16 agreement to remove four Klamath dams by 2020 (COPCO1&2, Iron Gate, JC Boyle). 2/17/21 - PAC has collected the $200MM in surcharges from its CA/OR customers (over 9 years) to help fund the removal of dams. Next step is for FERC to transfer license to the Klamath River Renewal Corp and states of OR and CA.","42.123","-122.048",0,"2021-02-17",98.7,97.98,0.42699999999999999,41.99118]
["John Day 1 - 16",1278,"3082","1,2,3,4,5,6,7,8,9,10,11,12,13,14,15,16","FCRPS","ROR","WAT",null,"Hydro",2160,2160,null,2268,2160,2160,2058,2058,null,null,1147,null,793,"Operating","Aug",1968,null,"Columbia R.","Sherman","OR/WA","Y","Columbia","WECC","USCE","Federal","BPA",null,null,null,null,1,1,2160,1147,null,null,null,null,null,null,null,null,null,null,"BPA",1027.0999999999999,978.7,948.5,933.52831050228303,1075.20616438356,1019.3,1008.87,960.9,873.94,1326.45,1192.5,1015.18,1081.3699999999999,990.81,1047,1199.4000000000001,1049.4000000000001,872.6,"Critical energy from PNUCC 2005 NRF","45.717","-120.693","http://www.nwcouncil.org/energy/powersupply/dams/dam.asp?id=3","2020-03-29T22:53:10",2160,2160,0.53101851851851856,1147]
["John Day Creek (Cereghino)",1279,null,null,5865,"Diversion","WAT",null,"Hydro",0.9,null,0.2,0.3,0,0,null,null,null,null,0.73,null,null,"Operating",null,1987,null,"John Day Cr.","Idaho","ID","Y","Columbia","WECC","D. Cereghino","Independent","Avista Utilities (QF thru Sep 2022)",null,null,null,2022,1,1,0.9,0.73,null,null,null,null,null,null,null,null,null,null,"Avista",null,null,null,null,null,null,null,null,null,null,null,null,null,null,null,null,null,null,"(1) 1.1 MW unit. Exemption granted April 1984.","","",0,"2020-03-22T21:13:41",0.9,0,0.81111111111111112,0.73]
["John W. Keys III Pumped Generation Plant (Grand Coulee) PG 7 -12",1226,"6163","PG7,PG8,PG9,PG10,PG11,PG12","FCRPS","Pumped Storage","WAT",null,"Energy Storage",314.39999999999998,314,null,null,0,50,314,314,null,null,null,25120,null,"Operating","Mar",1941,null,"Columbia R.","Grant","WA","Y","Columbia","WECC","USBR","Federal","BPA",null,null,null,null,1,1,314.39999999999998,10.674999999999999,null,null,null,null,null,null,null,null,null,null,"BPA",null,null,null,null,null,null,5.56,6,null,null,null,null,null,null,null,null,null,null,null,"47.967","-118.977",0,"2017-12-20T10:11:27",50,0,0.42699999999999999,10.674999999999999]
["Judith Gap",1281,"56377","1",null,"WT","WND",null,"Wind",135,135,null,null,34,34,135,135,null,null,null,null,null,"Operating","Dec",2005,null,"Judith Gap","Wheatland","MT","N","Missouri","WECC","Invenergy Wind, LLC","Independent","NorthWestern (PPA through Dec 2026)",null,"PNW IOU",null,2026,0.31,0.31,41.85,8.3824000000000005,null,null,null,null,null,"(90) GE 1.5 SLE",80,77,2,null,"NWE",null,null,null,null,47.082420091324202,53.8,55.76,49.99,47.26,58.37,52.7,57.99,55.89,51.98,54.9,51.5,49,50.4,"(90) GE 1.5 MW WTG. Design wind speed 19mph. Employs 12 FTE (http://www.bozemandailychronicle.com/opinions/guest_columnists/article_88ce7086-4e59-11e0-8ce2-001cc4c002e0.html)","46.733","-109.677","http://dnrc.mt.gov/trust/wind/judith_gap.asp","2017-10-18T11:07:00",135,34,0.32,27.04]
["Juniper Canyon I",1954,"57320","1",null,"WT","WND",null,"Wind",151.19999999999999,151.19999999999999,null,null,null,null,151.19999999999999,151.19999999999999,null,null,null,null,null,"Operating","Feb",2011,null,"Goldendale","Klickitat","WA","Y","Columbia","WECC","Iberdrola Renewables","Independent","Jan 2017 Nike signed 10yr PPA for undisclosed MWs, 69MW total between Juniper Canyon and Leaning Juniper. Assume remainder is market.",null,"Direct Access/Market",null,null,0.22,1,33.263999999999996,10.64448,null,null,null,"BPA Rock Creek sub.",null,"(126) Mitsubishi MWT-95/2.4",80,95,2,null,"BPA",null,null,null,null,null,null,null,null,null,25.11,32.4,37.11,38.68,35.1,36.799999999999997,33.9,38.200000000000003,34.4,"(63) 2.4 MW Mitsubishi WTG. Planned service Q1 2011. Design wind speed 14.2mph.","45.8956","-120.168","http://efw.bpa.gov/environmental_services/Document_Library/Juniper_Canyon_Wind/","2020-04-12T23:17:50",151.19999999999999,151.19999999999999,0.32,48.384]
["Juniper Ridge",1879,"57437","21-02","Exempt","Conduit","WAT",null,"Hydro",5,5,null,2.2200000000000002,3.37,3.37,3.3,1.1000000000000001,null,null,1.5,null,null,"Operating","Oct",2010,null,"Pilot Butte Canal","Deschutes","OR","Y","Columbia","WECC","Central Oregon Irrigation District","Independent","PacifiCorp (QF)",null,null,null,null,1,1,5,1.5,null,null,null,null,"SPP",null,null,null,null,null,"PACW",null,null,null,null,null,null,null,null,0.1,1.54,1.6,1.5,1.59,1.49,1.5,1.5,1.5,1.4,"2.5 mi penstock and 5.0 MW (installed capacity for future expansion) turbine-generator.","44.058","-121.315","http://www.deschutesriver.org/what-we-do/drc-projects/juniper-ridge-piping/","2020-04-14T11:13:36",5,3.37,0.3,1.5]
["Kale Patch Solar Project",2301,"63208","KPPV1",null,"PV","SOL",null,"Solar",2.2000000000000002,2.2000000000000002,null,null,null,null,2.2000000000000002,2.2000000000000002,null,null,null,null,null,"Operating","Oct",2019,null,null,"Marion","OR","Y","Columbia","WECC","BNRG Renewables","Independent","Portland General Electric (20yr PURPA PPA)",null,null,null,null,1,1,2.2000000000000002,null,null,null,null,null,"SPP",null,null,null,null,"Fixed tilt","PGE",null,null,null,null,null,null,null,null,null,null,null,null,null,null,null,null,null,0.1,"Crystalline Silicone, 3.3MWdc, Fixed-tilt. 180 azimuth angle, 20 tilt angle",45.083472,-122.904528,null,"2020-01-14T08:29:52",2.2000000000000002,2.2000000000000002,0.254,0.55880000000000007]
["Kasel-Witherspoon",1282,"55007","LS1,LS2,LS3,LS4,LS5,UE5,UW1,UW2,UW3,UW4","6410A&B","Diversion","WAT",null,"Hydro",1.41,1.4,0.2,0.15,1.4,1.4,1.4,1.4,null,null,null,null,0,"Retired","Dec",1983,2018,"Snake R., Trib.","Twin Falls","ID","Y","Columbia","WECC","K-W Co.","Independent","Idaho Power Co. (QF thru Sep 2019)",null,null,null,2019,1,1,1.41,{"$f":"IF(ISNUMBER(T455),T455,CC455)*AN455","v":0.59993499999999989},null,null,null,null,null,null,null,null,null,null,"IPC",null,null,null,null,null,null,0.41,0.4,0.4,0.37,0.4,0.37,0.4,0.4,0.4,0.3,0,null,"Exemption granted October 1982. Critical energy from PNUCC 2005 NRF. Project retired July 2018.","42.59483","-114.435295",0,"2020-10-21T21:29:31",1.41,1.4,0.42699999999999999,0.59993499999999989]
["Kaster Riverview",1283,null,null,"4608A&B","Diversion","WAT",null,"Hydro",0.4,null,null,0.15,0.4,0.4,null,null,null,null,0.2,null,null,"Operating",null,1983,null,"Box Canyon Spr.","Twin Falls","ID","Y","Columbia","WECC","R. Kaster","Independent",null,null,null,null,null,1,1,null,null,null,null,null,null,null,null,null,null,null,null,null,null,null,null,null,null,null,null,null,null,null,null,null,null,null,null,null,null,null,"Exemption granted February 1982.","","",0,"2020-03-22T21:15:36",0.4,0.4,0.5,0.2]
["Kellogg Creek",1284,null,null,null,"ICCG","WG",null,"Biomass",0.2,null,null,null,0.2,0.2,null,null,null,null,null,null,null,"Operating",null,2000,null,"Milwaukee","Clackamas","OR","Y","Columbia","WECC","Clackamas Co. Service Dist. #1","Independent","self gen",null,null,null,null,1,0,{"$f":"AN457*J457","v":0.2},{"$f":"IF(ISNUMBER(T457),T457,CC457)*AN457","v":0.16000000000000003},"Kellogg Creek WWTP","Wastewater treatment",null,null,null,null,null,null,null,null,null,null,null,null,null,null,null,null,null,null,null,null,null,null,null,null,null,null,null,null,"","",0,"2014-01-30T16:09:40",0.2,0.2,0.8,0.16000000000000003]
["Kettle Falls Generating Station",1286,"550","1",null,"ST","WW","NG","Biomass",50.7,50.7,null,47,50,50.7,50,50.7,12,0.95,null,null,null,"Operating","Dec",1983,null,"Kettle Falls","Stevens","WA","Y","Columbia","WECC","Avista","IOU","Avista Utilities",null,null,null,null,1,1,50.7,43.301000000000002,null,null,null,null,null,null,null,null,null,null,"Avista",30.7,42.54,42.6,39.3892694063927,40.524543378995403,34.299999999999997,23.25,21.53,36.04,33.39,24,34.25,30.07,37.06,39.4,33.700000000000003,39.4,38.200000000000003,"Starting in 2016, KF will be grandfathered in as a \"qualified\" renewable resource under a law passed in 2011.","48.613","-118.122","http://www.avistautilities.com/inside/resources/kettlefalls/Pages/default.aspx","2020-07-16T12:16:57",50.7,50,0.86,43.301000000000002]
["Kettle Falls GT",1287,"550","2",null,"GTCG","NG",null,"Natural gas",7.5,7.2,11,11,6.2,8,6.2,8,1,0.8,null,null,null,"Operating","May",2002,null,"Kettle Falls","Stevens","WA","Y","Columbia","WECC","Avista","IOU","Avista Utilities",null,null,null,null,1,1,7.5,6.88,"Kettle Falls Generating Station","Kettle Falls feedwater heaters","TransCanada GTN",null,null,null,null,null,null,null,"Avista",null,null,null,null,null,null,null,null,null,null,null,null,null,null,null,null,null,null,"6.5 MW Solar Taurus 70 GT genset w/heat recovery to KFGS feedwater heater.","48.613","-118.122",0,"2020-07-16T12:50:00",11,6.2,0.8,6.88]
["Kinzua",1289,null,null,null,"ST","WW",null,"Biomass",10,null,null,null,null,null,null,null,null,null,7.4,null,null,"Retired",null,1985,"Unknown","Heppner",null,"OR","Y","Columbia","WECC","Kinzua Energy Corp","Independent","Retired",null,null,null,null,0,0,0,0,null,null,null,null,null,null,null,null,null,null,null,null,null,null,null,null,null,null,null,null,null,null,null,null,null,null,null,null,null,null,"","",0,"2008-04-14",10,10,0.74,7.4]
["Kittitas Valley Wind (Sagebrush)",1776,"56858","GEN1",null,"WT","WND",null,"Wind",100.8,100.7,null,null,null,null,100.7,100.7,null,null,null,null,null,"Operating","Dec",2010,null,"Table Mountain","Kittitas","WA","Y","Columbia","WECC","EDP Renewables (was Horizon Wind Energy)","Independent","Spot market, no long-term PPA (as of 2011)","PacifiCorp (unbundled RECs)","Market",null,null,0,1,0,0,null,null,null,"BPA substation (new) on 230 kV Columbia - Covington line",null,"(61) Suzlon S88-2100",75,88,2,null,"BPA",null,null,null,null,null,null,null,null,0.5,26.52,20.6,31.77,30.08,28.97,28.7,23.9,29.2,27.1,"(48) Suzlon S88-2.1 MW WTG. Design wind speed 17mph.","47.151","-120.676",0,"2020-03-17T11:00:07",100.8,100.7,0.32,32.24]
["Klamath Cogeneration Project",1290,"55103","CT1,CT2,ST1",null,"CCCG","NG",null,"Natural gas",501.5,501.5,484,484,470,500,490,558,230,0.85,null,null,null,"Operating","Jul",2001,null,"Klamath Falls","Klamath","OR","Y","Klamath","WECC","Avangrid","Independent","Avangrid markets the output of the plants to Western wholesale customers in California and the Northwest",null,null,null,null,0,1,0,0,"Collins Products","Lumber & Wood Products","TransCanada GTN",null,null,null,null,null,null,null,"PACW",267.89999999999998,278.89999999999998,240.5,229.246803652968,207.42248858447499,277.89999999999998,346.55,340.38,339.04,232.93,254,318.31,249.42,307.94,277.10000000000002,252.4,296,378,"(2) Siemens SGT6-5000 GT x1 STG.","42.174","-121.814","http://www.iberdrolarenewables.us/klamath.html","2020-07-16T12:55:02",484,470,0.89,424.53000000000003]
["Klamath Generation Peakers 1 & 2",1291,"55544","GT1,GT2",null,"GTaero","NG",null,"Natural gas",58.8,58.8,50,100,50,57.6,50,57.6,16,0.85,null,null,null,"Operating","Jun",2002,null,"Klamath Falls","Klamath","OR","Y","Klamath","WECC","Avangrid","Independent","Portland General Electric (PPA begins Jan 2019, terms unannounced)",null,null,null,null,1,1,58.8,45.5,null,null,"TransCanada GTN",null,null,null,null,null,null,null,"PACW",null,null,null,null,null,null,1.87,4.8899999999999997,0.7,3.25,1.9,5.37,3.99,3.53,5.5,7.5,4.8,9.4,"P&W FT8 Twin-pac.","42.174","-121.814","http://www.iberdrolarenewables.us/klamath.html","2020-07-16T12:56:17",50,50,0.91,45.5]
["Klamath Generation Peakers 3 & 4",1292,"55544","GT3,GT4",null,"GTaero","NG",null,"Natural gas",58.8,58.8,50,null,50,57.6,50,57.6,16,0.85,null,null,null,"Operating","Jun",2002,null,"Klamath Falls","Klamath","OR","Y","Klamath","WECC","Avangrid","Independent","Portland General Electric (PPA begins Jan 2019, terms unannounced)",null,null,null,null,1,1,58.8,45.5,null,null,"TransCanada GTN",null,null,null,null,null,null,null,"PACW",null,null,null,null,null,null,null,null,null,null,null,null,null,null,null,null,null,null,"P&W FT8 Twin-pac.","42.174","-121.814","http://www.iberdrolarenewables.us/klamath.html","2020-07-16T12:56:19",50,50,0.91,45.5]
["Klondike I",1293,"55871","PH1",null,"WT","WND",null,"Wind",24,24.5,null,null,8,8,24,24,null,null,7.4,null,null,"Operating","Jan",2001,null,"Wasco","Sherman","OR","Y","Columbia","WECC","Avangrid","Independent","BPA (20yr thru Jan 2022)","PacifiCorp (unbundled RECs)","BPA",null,2022,1,1,24,7.4,null,null,null,"BPA John Day sub (230 kV)",null,"(16) GE 1.5 SLE",65,77,2,null,"BPA",7,2.7,7.4,0.75148401826484001,6.7460045662100496,6.4,0.66,5.66,5.5,6.29,5.6,6.33,6.17,5.62,5.7,4.7,5.2,5.3,"(16) 1.5 MW Enron WTG. Design wind speed 14.9mph.","45.594","-120.601","http://www.transmission.bpa.gov/PlanProj/Wind/completed.cfm?page=klon","2020-03-16T12:15:06",24,8,0.30833333333333335,7.4]
["Klondike II",1294,"56359","PH2",null,"WT","WND",null,"Wind",75,75,null,null,37,37,75,75,null,null,26,null,null,"Operating","Jul",2005,null,"Wasco","Sherman","OR","Y","Columbia","WECC","Avangrid","Independent","Portland General Electric (30-yr PPA through Nov. 2035)",null,"PNW IOU","Avangrid planning on repowering wind farm, per earnings report Q3 2019.",2035,1,1,75,26,null,null,null,"BPA John Day sub (230 kV)",null,"(50) GE 1.5 SLE",80,77,2,null,"BPA",null,null,null,null,27.107420091324201,26.3,28.39,24.62,22.29,25.53,24.2,26.23,25.45,22.99,23.9,20.2,21.9,22.1,"(50) GE 1.5 MW WTG. Completed August 2005. Per 2019 Q3 earnings report, Avangrid indicated plans to repower Klondike II in the future. Design wind speed 14.5mph.","45.594","-120.601","http://www.transmission.bpa.gov/PlanProj/Wind/completed.cfm?page=klon2","2020-04-11T22:40:54",75,37,0.34666666666666668,26]
["Klondike III",1295,"56468","1",null,"WT","WND",null,"Wind",223.6,221,null,null,33,33,221,221,null,null,74,null,null,"Operating","Nov",2007,null,"Wasco","Sherman","OR","Y","Columbia","WECC","Avangrid","Independent","EWEB (25MW - 2027); PSE (50MW - 2016); PG&E (95MW - 2022); BPA (50MW - 2027).","PSE (bundled RECs - its portion)","BPA, PNW public, PNW IOU, CA IOU",null,2016,0.56000000000000005,0.56000000000000005,125.21600000000001,41.440000000000005,null,null,null,"BPA John Day sub (230 kV)",null,"(124) Siemens SWT-2.3-93",80,93,2,null,"BPA",null,null,null,null,null,1.8,73.349999999999994,87.52,83.9,93.81,87.1,93.03,91.35,82.98,86.7,75.7,82.6,79.900000000000006,"(44) Siemens 2.3 MW WTG; (80) GE 1.5 MW WTG; (1) MHI 2.4 92. Design wind speed 13.4mph.",{"$f":"IF(ISNA(VLOOKUP($B467,lkpLatLong,3,FALSE)),\"\",VLOOKUP($B467,lkpLatLong,3,FALSE))","v":"45.594"},{"$f":"IF(ISNA(VLOOKUP($B467,lkpLatLong,4,FALSE)),\"\",VLOOKUP($B467,lkpLatLong,4,FALSE))","v":"-120.601"},"http://www.iberdrolarenewables.us/rel_06.11.09.html","2020-03-17T11:18:45",223.6,33,0.33094812164579607,74]
["Klondike IIIA",1296,"56468","2",null,"WT","WND",null,"Wind",76.5,76.5,null,null,12,12,76.5,76.5,null,null,25.5,null,null,"Operating","Sep",2008,null,"Wasco","Sherman","OR","Y","Columbia","WECC","Avangrid","Independent","PG&E (Dec 2008 - Dec 2018); no new info, assuming continued terms",null,"CA IOU",null,2018,0,0,0,0,null,null,null,"BPA John Day sub (230 kV)",null,"(51) Siemens SWT-2.3-93",80,93,2,null,"BPA",null,null,null,null,null,null,null,null,null,null,null,null,null,null,null,null,null,null,"Design wind speed 16.5mph.","45.594","-120.601","http://www.iberdrolarenewables.us/rel_06.11.09.html","2020-04-12T22:39:29",76.5,12,0.33333333333333331,25.5]
["Koma Kulshan",1297,"54267","GEN1",3239,"ROR R w/Div","WAT",null,"Hydro",12,12,12,5.51,12,12,12.4,12.4,null,null,null,null,8,"Operating","Oct",1990,null,"Rocky Cr.","Whatcom","WA","Y","Puget Sound & Coastal","WECC","Koma Kulshan Assoc.","Independent","Puget Sound Energy (QF thru Mar 2037)",null,null,null,2037,1,1,12,5.1239999999999997,null,null,null,null,"SPP",null,null,null,null,null,"PSE",4.5,4.3,5.2,3.6342465753424702,3.82054794520548,4.9000000000000004,4.07,4.1500000000000004,4.9000000000000004,4.7300000000000004,4.9000000000000004,4.63,5.58,4.18,5.3,4.9000000000000004,4.8,3.4,"License granted April 1987; expires March 2037. Critical energy from PNUCC 2005 NRF","48.680257","-121.723083","http://www.atlanticpower.com/assets/existing-projects/koma-kulshan.aspx","2020-03-22T21:15:45",12,12,0.42699999999999999,5.1239999999999997]
["Koyle Ranch 1-3",1280,"10781","GEN1,GEN2,GEN3",4052,"Diversion","WAT",null,"Hydro",1.3,1.3,0.1,0.15,1.76,1,1.3,1.2,null,null,null,null,1,"Operating","Dec",1983,null,"Big Wood R.","Gooding","ID","Y","Columbia","WECC","J.H. Koyle","Independent","Idaho Power Co. (QF thru Mar 2019)",null,null,null,2019,1,1,1.3,0.65330999999999995,null,null,null,null,null,null,null,null,null,null,"IPC",null,null,null,null,null,null,0.32,0.39,0.4,0.44,0.4,0.28999999999999998,0.34,0.28000000000000003,0.4,0.5,0.4,0.4,"Exemption granted February 1982. Critical energy from PNUCC 2005 NRF","42.945664","-114.795698",0,"2020-03-22T21:15:54",1.3,1.76,0.42699999999999999,0.65330999999999995]
["KT Molalla Facility (Sulus 35)",2370,null,null,null,"PV","SOL",null,"Solar",3,null,null,null,null,null,null,null,null,null,null,null,null,"Operating","Jul",2020,null,"Clackamas Cty","Clackamas","OR","Y","Columbia","WECC","Sulus Solar","Independent","PGE (20yr QF)",null,null,null,null,null,null,null,null,null,null,null,null,null,null,null,null,null,null,"PGE",null,null,null,null,null,null,null,null,null,null,null,null,null,null,null,null,null,null,null,45.140560000000001,-122.64969000000001,null,"2021-07-15",{"$f":"IF(OR(I471=\"Wind\",I471=\"Solar\",I471=\"Hydro\"),J471,IF(ISNUMBER(L471),L471,IF(ISNUMBER(O471), O471, IF(ISNUMBER(Q471),Q471,J471))))","v":3},{"$f":"IF(OR(J471=\"Wind\",J471=\"Solar\",J471=\"Hydro\"),J471,IF(ISNUMBER(N471),N471,IF(ISNUMBER(P471), P471, IF(ISNUMBER(L471),L471,J471))))","v":3},{"$f":"IF(OR(ISBLANK(J471),ISBLANK(T471),J471=0),VLOOKUP(IF(G471=\"WAT\",\"HY\",IF(G471=\"LFG\",\"LFG\",F471)),Acapability,4,FALSE),T471/J471)","v":0.254},{"$f":"IF(ISNUMBER(T471),T471,AVERAGE(BZ471,CA471)*CB471)","v":0.76200000000000001}]
["Labish Solar Project",2290,"62171",null,null,"PV","SOL",null,"Solar",2.2000000000000002,2.2000000000000002,null,null,null,null,null,null,null,null,null,null,null,"Operating","Dec",2018,null,"Salem","Marion","OR","Y","Columbia","WECC","BNRG Oregon Holdings","Independent","PGE (20yr QF thur 2038)",null,null,null,2038,1,1,{"$f":"AN472*J472","v":2.2000000000000002},{"$f":"IF(ISNUMBER(T472),T472,CC472)*AN472","v":0.55880000000000007},null,null,null,null,"SPP",null,null,null,null,"Fixed tilt","PGE",null,null,null,null,null,null,null,null,null,null,null,null,null,null,null,null,0,0.4,"Crystalline Silicone, 3.3MWdc, Fixed-tilt. 180 azimuth angle, 20 tilt angle","45.0235","-122.993472",0,"2019-09-10T13:15:16",2.2000000000000002,2.2000000000000002,0.254,0.55880000000000007]
["Lacomb",1298,"52155","GEN1",6648,"Canal","WAT",null,"Hydro",0.96,1,0.2,0.22,1,1,1,1,null,null,null,null,0,"Operating","Dec",1986,null,"Lacomb Irr. Cnl.","Linn","OR","Y","Columbia","WECC","Lacomb Irr. Dist.","Independent","PacifiCorp (QF thru Dec 2022)",null,null,null,2022,1,1,0.96,0.41846,null,null,null,null,"SPP",null,null,null,null,null,"PACW",null,null,null,null,0.156392694063927,0.2,0.17,0.53,0.5,0.53,0.4,0.42,0.51,0.52,0.6,0.6,0.5,0.4,"Exemption granted February 1983. Critical energy from PNUCC 2005 NRF","44.597518","-122.685441",0,"2020-03-22T21:16:29",0.96,1,0.42699999999999999,0.41846]
["LaGrande 1 - 5",1299,"3916","1,2,3,4,5","1862A","Storage w/Div","WAT",null,"Hydro",65,64,null,63,65.45,65.45,64,64,null,null,40,null,36,"Operating","Nov",1912,null,"Nisqually R.","Pierce","WA","Y","Puget Sound & Coastal","WECC","City of Tacoma","Municipal","City of Tacoma",null,null,null,null,1,1,65,40,null,null,null,null,null,null,null,null,null,null,"Tacoma",37.1,30.7,15.2,15.678082191780801,40.422602739726003,35.6,15.91,4.49,40.9,46.11,48.4,39.89,44.04,36.39,43.2,45.5,37.9,27.9,"License granted March 1997; expires February 2037. Critical energy from PNUCC 2005 NRF. Certified Low-impact.","46.834","-122.322","http://www.ci.tacoma.wa.us/power/parksandpower/hydro_power/nisqually/grande_dam.htm","2020-03-20T22:30:19",65,65.45,0.61538461538461542,40]
["Lake",1300,"7039","1",null,"IC","FO",null,"Petroleum",2.7,2.7,null,null,3,0,2.7,2.7,null,null,null,null,null,"Standby","Sep",1967,null,"Yellowstone National Park","Teton","WY","N","Missouri","WECC","NorthWestern Energy","IOU","NorthWestern",null,null,null,null,0.31,0,0.83700000000000008,0.43245,null,null,null,null,null,null,null,null,null,null,"NorthWestern",null,null,null,null,null,null,null,null,null,null,null,null,null,null,null,null,null,null,null,"44.415","-110.5739",0,"2017-11-06T16:08:23",0,3,0.93,1.395]
["Lake Creek A",1301,null,null,"2594A","Diversion","WAT",null,"Hydro",1,null,null,2.08,1,1,null,null,null,null,3,null,3,"Operating","Jun",1917,null,"Lake Cr.","Lincoln","MT","Y","Columbia","WECC","Northern Lights Coop","Coop","Northern Lights Coop",null,null,null,null,1,1,1,3,null,null,null,null,null,null,null,null,null,null,"BPA",null,null,null,null,null,null,null,null,null,null,null,null,null,null,null,null,null,null,"License granted December 1981; expires November 2011. Transferred from Stimson Lumber to Northern Lights in 1995.","","",0,"2020-03-21T21:23:47",1,1,3,3]
["Lake Creek B",1302,null,null,"2594B","Diversion","WAT",null,"Hydro",3.5,null,null,null,3.5,3.5,null,null,null,null,null,null,null,"Operating","Aug",1949,null,"Lake Cr.","Lincoln","MT","Y","Columbia","WECC","Northern Lights Coop","Coop","Northern Lights Coop",null,null,null,null,1,1,3.5,1.4944999999999999,null,null,null,null,null,null,null,null,null,null,"BPA",null,null,null,null,null,null,null,null,null,null,null,null,null,null,null,null,null,null,"License granted December 1981; expires November 2011. Transferred from Stimson Lumber to Northern Lights in 1995.","","",0,"2014-01-30T16:16:26",3.5,3.5,0.42699999999999999,1.4944999999999999]
["Lake Creek No 1",1303,null,null,6595,"Diversion","WAT",null,"Hydro",0.05,null,0,0.05,0.05,0.05,null,null,null,null,null,null,null,"Operating",null,1984,null,"Lake Cr.","Josephine","OR","Y","Puget Sound & Coastal","WECC","Mountain Energy Co.","Independent","PacifiCorp (QF)",null,null,null,null,1,1,null,null,null,null,null,null,null,null,null,null,null,null,null,null,null,null,null,null,null,null,null,null,null,null,null,null,null,null,null,null,null,"Exemption granted March 1984.","","",0,"2020-03-22T21:17:17",0.05,0.05,0.42699999999999999,2.1350000000000001E-2]
["Lake Harriet Dam (Crack-in-the-Ground Powerhouse)",2263,null,null,2195,"ROR","WAT",null,"Hydro",1,null,null,null,null,null,null,null,null,null,0.5,null,null,"Operating","Dec",2015,null,"Clackamas R","Clackamas","OR","Y","Columbia","WECC","Portland General Electric","IOU","PGE",null,null,null,null,1,1,{"$f":"AN479*J479","v":1},{"$f":"IF(ISNUMBER(T479),T479,CC479)*AN479","v":0.5},null,null,null,null,null,null,null,null,null,null,"PGE",null,null,null,null,null,null,null,null,null,null,null,null,null,null,null,null,null,null,"P-2195","45.076","-121.973",null,"2018-01-31T15:54:43",1,1,0.5,0.5]
["Lake Oswego",1304,"PLNT_18",null,5249,"Off-strm Stor.","WAT",null,"Hydro",0.54,null,0.5,0.54,0.54,0.54,null,null,null,null,0.4,null,null,"Operating",null,1910,null,"Oswego Cr.","Clackamas","OR","Y","Columbia","WECC","Lake Oswego Corp.","Independent","Listed NUG per 2009 White Book",null,null,null,null,1,1,0.54,{"$f":"IF(ISNUMBER(T480),T480,CC480)*AN480","v":0.4},null,null,null,null,null,null,null,null,null,null,"PGE",null,null,null,null,null,null,0.01,null,null,null,null,null,null,null,null,null,null,null,"License application dismissed.","","",0,"2020-03-22T21:17:38",0.54,0.54,0.7407407407407407,0.4]
["Lakeview Solar Project (OR Solar 6)",2173,"61430",null,null,"PV","SOL",null,"Solar",10,10,null,null,null,null,10,10,null,null,null,null,null,"Operating","Dec",2017,null,"Lakeview","Lake","OR","Y","Klamath","WECC","Origis Energy","Independent","PacifiCorp (20yr QF PPA)",null,null,null,2037,1,1,10,null,null,null,null,null,"SPP",null,null,null,null,"Single-axis",null,null,null,null,null,null,null,null,null,null,null,null,null,null,null,null,0,2.7,2.8,"Crystalline silicone. Single-axis tracker. 13.7MWdc.","42.211687","-120.368948","https://www.origisenergy.com/projects/oregon-1-8/","2018-10-24T09:29:22",10,10,0.254,2.54]
["Lancaster (Rathdrum Generating Station)",1305,"55179","CTG1,STG1",null,"CC","NG",null,"Natural gas",301.5,301.5,281,278.89999999999998,248,276,248,282,180,0.85,null,null,null,"Operating","Sep",2001,null,"Rathdrum","Kootenai","ID","Y","Columbia","WECC","Energy Investor Funds (80%), Goldman Sachs (20%)","Independent","Tolling PPA for 100% of output to Avista Utilities beginning Jan 2010 - 2026.",null,null,null,2026,1,1,301.5,{"$f":"IF(ISNUMBER(T482),T482,CC482)*AN482","v":235.405},null,null,"TransCanada GTN",null,null,null,null,null,null,null,"Avista",114.1,null,165.1,149.71358447488601,117.653424657534,145.6,156.34,135.6,161.63,96.25,138.69999999999999,189.38,137.15,174.54,150,152.19999999999999,181.9,205.6,"1x1 GE 7FA, fired HSRG","47.804447","-116.86832",0,"2020-07-16T18:39:19",281,248,0.89,235.405]
["Lane Plywood",1306,null,null,null,"STCG","WW",null,"Biomass",0.8,null,null,null,null,null,null,null,null,null,null,null,null,"Retired",null,1982,"Unknown","Eugene","Lane","OR","Y","Columbia","WECC","Lane Plywood","Independent","Retired",null,null,null,null,0,0,0,{"$f":"IF(ISNUMBER(T483),T483,CC483)*AN483","v":0},"Lane Plywood","Lumber and wood products",null,null,null,null,null,null,null,null,null,null,null,null,null,null,null,null,null,null,null,null,null,null,null,null,null,null,null,null,"","",0,"2008-04-14",0.8,0.8,0.8,0.64000000000000012]
["Langley Gulch",1778,"57028","GTG,STG",null,"CC","NG",null,"Natural gas",318.5,318.5,null,300,330,330,299.7,319.89999999999998,143.69999999999999,0.85,null,null,null,"Operating","Jun",2012,null,"New Plymouth","Payette","ID","Y","Columbia","WECC","Idaho Power Co.","IOU","Idaho Power Co.",null,null,null,null,1,1,318.5,{"$f":"IF(ISNUMBER(T484),T484,CC484)*AN484","v":293.7},null,null,"Williams Northwest","IPC 230kV Ontario - Caldwell and 138 kV Caldwell-Willis.",null,null,null,null,null,null,"IPC",null,null,null,null,null,null,null,null,null,null,48.5,147.93,119.85,189.81,162.1,154.19999999999999,129.1,171.4,"1x1 Siemens SGT6-5000F GT w/duct firing. Evaporative cooling. Construction NTP Aug 2010 for Aug 2012 commercial service. Project cost $427 million per Cthree data, $401 million per ClearingUp 7/2/12.","43.904282","-116.820559","https://www.idahopower.com/aboutus/energysources/gas/gas.cfm","2020-07-16T15:26:07",330,330,0.89,293.7]
["Last Chance Canal 1- 3",1307,"987","1,2,3",4580,"ROR R w/Div","WAT",null,"Hydro",1.66,1.7,null,1.7,1,1,1.4,1.4,null,null,0.94,null,null,"Operating","Feb",1984,null,"Bear R.","Caribou","ID","Y","Bear","WECC","Last Chance Canal Co.","Independent",null,null,null,null,null,1,1,1.66,{"$f":"IF(ISNUMBER(T485),T485,CC485)*AN485","v":0.94},null,null,null,null,null,null,null,null,null,null,"PACE",0.4,0.4,0.1,8.2305936073059402E-2,0.110388127853881,0.1,0.08,0.46,0.4,0.79,0.4,0.37,0.35,0.22,0.1,0.4,0.5,0.5,"Exemption granted October 1981.","42.603349","-111.705304",0,"2020-03-21T21:23:56",1.66,1,0.5662650602409639,0.94]
["Lateral No. 10",1308,"54753","GEN1",6250,"Canal","WAT",null,"Hydro",2.87,2.4,1.2,1.21,null,null,2.2999999999999998,2.2000000000000002,null,null,null,null,1,"Operating","Nov",1984,null,"Lataeral No. 10 Cnl.","Twin Falls","ID","Y","Columbia","WECC","Cogeneration, Inc.","Independent","Idaho Power Co. (QF thru Sep 2020)",null,null,null,2020,1,1,2.87,{"$f":"IF(ISNUMBER(T486),T486,CC486)*AN486","v":1.1037949999999999},null,null,null,null,"SPP",null,null,null,null,null,"IPC",null,null,null,null,null,null,0.97,0.92,1,1.05,0.6,0.64,0.86,0.68,0.8,1,0.8,null,"Exemption granted November 1982. Critical energy from PNUCC 2005 NRF","42.647376","-114.89031",0,"2020-03-22T21:17:49",2.87,2.2999999999999998,0.42699999999999999,1.1037949999999999]
["Latigo",2305,"59965",null,null,"WT","WND",null,"Wind",62.1,null,null,null,null,null,null,null,null,null,null,null,null,"Operating","Mar",2016,null,null,"San Juan","UT","N",null,"WECC","AES Corp, Alberta Investment Mgmt Corp, ULLICO, Stepstone Group","Independent","PacifiCorp (PPA Mar 2016 - Mar 2036)","PacifiCorp (bundled RECs)","PNW IOU",null,2036,1,1,62.1,null,null,null,null,null,"SPP","(27) GE 2.0-116",80,116,3,null,"PACE",null,null,null,null,null,null,null,null,null,null,null,null,null,null,null,null,null,null,"Design wind speed 13mph.",null,null,null,"2020-01-29T10:14:11",62.1,62.1,0.32,19.872]
["Leaburg 1 & 2",1309,"3068","1,2","2496A","ROR R. w/Div.","WAT",null,"Hydro",13.5,15.9,null,4,7,13.5,8,15.5,null,null,10,null,10,"Operating",null,1930,null,"McKenzie R.","Lane","OR","Y","Columbia","WECC","City of Eugene (EWEB)","Municipal","EWEB",null,null,null,null,1,1,13.5,{"$f":"IF(ISNUMBER(T488),T488,CC488)*AN488","v":10},null,null,null,null,null,null,null,null,null,null,"BPA",null,null,null,null,4.3250000000000002,8.4,7.11,10.58,10.9,11.94,11.4,11.21,10.09,3.38,9.4,10.8,7.6,0,"Original license granted June 1968; expired December 1993. Critical energy from PNUCC 2005 NRF",{"$f":"IF(ISNA(VLOOKUP($B488,lkpLatLong,3,FALSE)),\"\",VLOOKUP($B488,lkpLatLong,3,FALSE))","v":"44.137627"},{"$f":"IF(ISNA(VLOOKUP($B488,lkpLatLong,4,FALSE)),\"\",VLOOKUP($B488,lkpLatLong,4,FALSE))","v":"-122.610627"},"http://en.wikipedia.org/wiki/Leaburg,_Oregon#Hydropower_project_and_hatchery","2020-03-21T21:35:46",13.5,7,0.7407407407407407,10]
["Leaning Juniper I",1310,"56360","1",null,"WT","WND",null,"Wind",100.5,100.5,null,null,33,33,100.5,100.5,null,null,34,null,null,"Operating","Oct",2006,null,"Arlington","Gilliam","OR","Y","Columbia","WECC","PacifiCorp. EDF Renewable Services provides O&M.","IOU","PacifiCorp","PacifiCorp (bundled RECs)","PNW IOU",null,null,1,1,100.5,34,null,null,null,"BPA Jones Canyon",null,"(67) GE 1.5 SLE",80,77,2,null,"PACW",null,null,null,null,4.3680365296803698,33.200000000000003,42.91,29.53,25.52,26.8,21.8,23.53,24.57,21.53,23.1,17.8,23,11.2,"(67) GE 1.5 MW WTG. Design wind speed 19mph.","45.68","-120.20","http://www.transmission.bpa.gov/PlanProj/Wind/default.cfm?page=juniper","2020-01-29T10:19:44",100.5,33,0.3383084577114428,34]
["Leaning Juniper IIa",1780,"57333","1",null,"WT","WND",null,"Wind",90.3,90,null,null,null,null,90,90,null,null,null,null,null,"Operating","Dec",2010,null,"Arlington","Gilliam","OR","Y","Columbia","WECC","Iberdrola","Independent","Unannounced.  Assumed market. ",null,"Market",null,null,0,1,0,0,null,null,null,"BPA Jones Canyon switching station ",null,"(117) GE 1.5 SLE",79,77,2,null,"BPA",null,null,null,null,null,null,null,null,3.4,35.08,36.200000000000003,50.42,50.54,43.36,44.2,36.4,45.3,42.6,"(133) GE 1.5 MW WTG.  Leaning Juniper II as a whole is 201 MW.","45.68","-120.20","https://www.pacificpower.net/env/bsre/bses/ljii.html","2017-11-14T10:43:20",90.3,90,0.32,28.848000000000003]
["Leaning Juniper IIb",1905,"57333","1",null,"WT","WND",null,"Wind",111,110,null,null,null,null,110,110,null,null,null,null,null,"Operating","Mar",2011,null,"Arlington","Gilliam","OR","Y","Columbia","WECC","Iberdrola","Independent","Jan 2017 Nike signed 10yr PPA for undisclosed MWs, 69MW total between Juniper Canyon and Leaning Juniper. Assume remainder is market.",null,"Direct Access/Market",null,null,0.31,1,34.409999999999997,10.961599999999999,null,null,null,"BPA Jones Canyon switching station",null,null,null,null,null,null,"BPA",null,null,null,null,null,null,null,null,null,null,null,null,null,null,null,null,null,null,"Included in Leaning Juniper Iia","45.68","-120.20","https://www.pacificpower.net/env/bsre/bses/ljii.html","2020-04-12T23:18:15",111,110,0.32,35.36]
["Lemolo 1",1311,"3029","1","1927G","Storage w/Div","WAT",null,"Hydro",32,32,null,null,32,32,32,32,null,null,18.940000000000001,null,null,"Operating","Jul",1955,null,"N. Umpqua R.","Douglas","OR","Y","Puget Sound & Coastal","WECC","PacifiCorp","IOU","PacifiCorp",null,null,null,null,1,1,32,18.940000000000001,null,null,null,null,null,null,null,null,null,null,"PACW",13,9.1999999999999993,90.9,4.0396118721461196,5.6731735159817296,4.4000000000000004,5.03,14.55,12.7,19.2,19,14.14,16.079999999999998,14.1,15.3,20,14.3,13.1,"PacifiCorp North Umpqua project. Original license gtd Jan 1947; exp Jan 1997. Relicensed Nov 2003.","43.323","-122.194","http://www.pacificorp.com/Article/Article44907.html","2020-03-19T11:36:44",32,32,0.59187500000000004,18.940000000000001]
["Lemolo 2",1312,"6421","1","1927H","ROR R. w/Div.","WAT",null,"Hydro",38.5,38.5,null,null,33,33,38.5,38.5,null,null,21.11,null,null,"Operating","Nov",1956,null,"N. Umpqua R.","Douglas","OR","Y","Puget Sound & Coastal","WECC","PacifiCorp","IOU","PacifiCorp",null,null,null,null,1,1,38.5,21.11,null,null,null,null,null,null,null,null,null,null,"PACW",16.100000000000001,16.2,6.3,5.21358447488584,6.3251141552511401,5.2,5.19,10.23,15.8,20.89,23.6,17.12,19.829999999999998,15.59,16.7,22.9,15.2,16.399999999999999,"PacifiCorp North Umpqua project. Original license gtd Jan 1947; exp Jan 1997. Relicensed Nov 2003.","43.323","-122.194","http://www.pacificorp.com/Article/Article44907.html","2020-03-19T11:37:11",38.5,33,0.54831168831168831,21.11]
["Lemoyne",1313,null,null,4563,"Conduit","WAT",null,"Hydro",7.4999999999999997E-2,null,0.8,0.08,7.0000000000000007E-2,7.0000000000000007E-2,null,null,null,null,null,null,0,"Operating",null,1985,null,"Conyers Ditch","Gooding","ID","Y","Columbia","WECC","J.R. Lemoyne","Independent","Idaho Power Co. (QF thru Jun 2020)",null,null,null,2020,1,1,null,null,null,null,null,null,null,null,null,null,null,null,null,null,null,null,null,null,null,null,null,null,null,null,null,null,null,null,null,null,null,"(1) 75 kW unit. Exemption granted December 1981. Critical energy from PNUCC 2005 NRF","","",0,"2020-03-22T21:19:23",7.4999999999999997E-2,7.0000000000000007E-2,0.42699999999999999,3.0957500000000002E-2]
["Lewandowski Farms",1314,null,null,null,"WT","WND",null,"Wind",0.224,null,null,null,0,0,null,null,null,null,null,null,null,"Retired","Jan",2004,2007,"Mountain Home",null,"ID","Y","Columbia","WECC","Lewandowski Farms","Independent","Retired",null,null,null,null,0,0,{"$f":"AN495*J495","v":0},{"$f":"IF(ISNUMBER(T495),T495,CC495)*AN495","v":0},null,null,null,null,null,null,null,null,null,null,"IPC",null,null,null,null,null,null,null,null,null,null,null,null,null,null,null,null,null,null,"(3) Micon 108 0.112 MW WTG","","","","2009-05-22",0.224,0,0.32,3.5840000000000004E-2]
["Lewis & Clark",1315,"6089","1",null,"ST","COL",null,"Coal",50,50,null,null,50,50,53.1,44,19,0.98,null,null,null,"Operating","Oct",1958,null,"Sidney","Richland","MT","N","Missouri","MRO","Montana Dakota Utilities Co.","IOU","Montana Dakota Utilities Co.",null,null,null,null,0,0,0,0,null,null,null,null,null,null,null,null,null,null,"MISO",null,null,null,null,null,null,37.840000000000003,36.130000000000003,null,null,29,34.130000000000003,33.130000000000003,25.36,31.2,26.3,27.7,30.1,null,"47.6161053","-104.2068675",0,"2020-07-16T15:38:15",50,50,0.86,43]
["Libby 1 - 5",1316,"6172","1,2,3,4,5","FCRPS","Storage","WAT",null,"Hydro",525,525,null,484,525,525,525,525,null,null,242,null,170,"Operating","Aug",1975,null,"Kootenai R.","Lincoln","MT","Y","Columbia","WECC","USCE","Federal","BPA",null,null,null,null,1,1,525,242,null,null,null,null,null,null,null,null,null,null,"BPA",257.60000000000002,217.9,228.4,268.93173515981698,250.07728310502301,267.60000000000002,215.71,179.72,194.28,279.76,318.89999999999998,263.25,286.95,200.65,249.5,260.39999999999998,234.7,172.5,"Critical energy from PNUCC 2005 NRF","48.41","-115.316","http://virtualmuseum.ca/Exhibitions/Hydro/en/dams/?action=libby","2020-07-16T15:30:37",525,525,0.46095238095238095,242]
["Lilliwaup Falls 1 - 7",1317,"50700","4735,4736,4737,4738,4739,4740,4741",3482,"Diversion","WAT",null,"Hydro",1.4,1.4,0,1.4,0,0,1.4,1.4,null,null,0,null,0,"Operating","May",1986,null,"Lilliwaup Cr.","Mason","WA","Y","Puget Sound & Coastal","WECC","S.A. Craft","Independent","Listed NUG per 2009 White Book",null,null,null,null,1,1,1.4,0,null,null,null,null,"SPP",null,null,null,null,null,"BPA",null,0.7,0.6,0.52100456621004598,null,null,null,null,null,null,null,null,null,0.48,0.7,0.7,0.6,0.4,"Exemption granted June 1981. Critical energy from PNUCC 2005 NRF","47.4706","-123.1153",0,"2020-03-22T21:19:58",1.4,0,0,0]
["Lime Wind",2014,"57803","T1-6",null,"WT","WND",null,"Wind",3,3,null,null,null,null,3,3,null,null,null,null,null,"Operating","Dec",2011,null,null,"Baker","OR","Y","Columbia","WECC","Joseph Millworks, Inc.","Independent","15 yr PPA w/ Idaho Power Co. (Dec 2011 - 2026)",null,"PNW IOU",null,2026,1,1,3,0.96,null,null,null,null,null,"(6) Nordtank NTK 500/41",40,41,2,null,"IPC",null,null,null,null,null,null,null,null,null,0.03,0.7,0.73,0.66,0.69499999999999995,0.7,0.6,0.7,0.7,"$7 million Project w/ 6 X 500 kW refurbished Nordtank turbines.  Under 15 year IPCo PURPA contract starting at $0.072/kWh and increasing to $0.10/kWh over a 15-year period. Design wind speed 16.3mph.","44.406667","-117.310278","http://en.openei.org/wiki/Lime_Wind","2017-10-23T16:02:37",3,3,0.32,0.96]
["Linden Ranch",1882,"57635","LW1",null,"WT","WND",null,"Wind",50,50,null,null,null,null,50,50,null,null,null,null,null,"Operating","Sep",2010,null,"Goldendale vicinity","Klickitat","WA","Y","Columbia","WECC","S. CA Public Power Authority","JOA","LADWP (45 MW); Glendale (5 MW)",null,"CA Public",null,2030,0,0,0,0,null,null,null,"BPA Harvalum via KPUD Cluse substation",null,"(25) Senvion MM92",80,92.5,4,null,"BPA",null,null,null,null,null,null,null,null,null,17.260000000000002,16.2,17.03,16.84,15.14,16.3,13.6,15.9,14.1,"(25) REPower MM92 WTG. Design wind speed 14","45.725224","-120.768782","http://www.scppa.org/pages/projects/linden.html","2017-10-23T16:03:02",50,50,0.32,16]
["Little Falls 1- 4",1318,"3866","1,2,3,4","None","ROR","WAT",null,"Hydro",43.2,37.6,null,27,33.799999999999997,33.799999999999997,36.5,36.5,null,null,22.6,null,20,"Operating","Jul",1910,null,"Spokane R. (Ford, WA)","Stevens","WA","Y","Columbia","WECC","Avista","IOU","Avista Utilities",null,null,null,null,1,1,43.2,22.6,null,null,null,null,null,null,null,null,null,null,"Avista",23.4,21.6,11.9,9.3908675799086794,11.4981735159817,13.6,13.46,22.75,22.9,24.35,23.1,20.149999999999999,22.26,16.850000000000001,20.8,20.9,19,18.7,"Critical energy from PNUCC 2005 NRF. Per 2017 email from Avista, upgrades still underway but will not further affect the nameplate or energy (12/6/17).","47.829","-117.918","http://www.avistautilities.com/inside/resources/merchant/hydropower/littlefalls/Pages/default.aspx","2020-04-09T21:41:26",43.2,33.799999999999997,0.52314814814814814,22.6]
["Little Gold",1319,null,null,8660,"Diversion","WAT",null,"Hydro",0.43099999999999999,null,null,null,0.43099999999999999,0.43099999999999999,null,null,null,null,0.22,null,null,"Operating",null,1983,null,"Little Gold Cr.","Granite","MT","Y","Columbia","WECC","Boulder Hydro","Independent","unknown (formerly NorthWestern QF)",null,null,null,null,0,0,null,null,null,null,null,null,null,null,null,null,null,null,null,null,null,null,null,null,null,null,null,null,null,null,null,null,null,null,null,null,null,"License granted December 1985; expires November 2035.","","",0,"2020-04-14T11:48:15",0.43099999999999999,0.43099999999999999,0.51044083526682138,0.22]
["Little Goose 1 - 6",1320,"3926","1,2,3,4,5,6","FCRPS","ROR","WAT",null,"Hydro",810,810,null,873,810,810,810,810,null,null,322,null,205,"Operating","Apr",1970,null,"Snake R.","Columbia","WA","Y","Columbia","WECC","USCE","Federal","BPA",null,null,null,null,1,1,{"$f":"AN503*J503","v":810},{"$f":"IF(ISNUMBER(T503),T503,CC503)*AN503","v":322},null,null,null,null,null,null,null,null,null,null,"BPA",226.6,247.2,252.7,209.19018264840199,300.63755707762601,194.4,253.24,264.02,214.72,330.25,262.8,193.14,253.95,195.13,232.8,321.2,279.89999999999998,239.9,"Critical energy from PNUCC 2005 NRF","46.589","-118.024","http://www.nwcouncil.org/energy/powersupply/dams/dam.asp?id=16","2020-03-29T22:54:24",810,810,0.39753086419753086,322]
["Little Mac (Cedar Draw)",1321,"10049","1,2,3,4",6443,"Diversion","WAT",null,"Hydro",1.5,1.5,1.6,1.5,1.5,1.5,1.5,1.5,null,null,1.1399999999999999,null,null,"Operating","May",1984,null,"Cedar Draw","Twin Falls","ID","Y","Columbia","WECC","T. & R. McCauley","Independent","Idaho Power Co. (QF 1984 - May 2019)",null,null,null,2019,1,1,1.5,1.1399999999999999,null,null,null,null,"SPP",null,null,null,null,null,"IPC",null,null,null,null,null,null,null,0.69,0.7,0.76,0.7,0.55000000000000004,null,0.623,0.7,0.7,0.7,0.7,"Exemption granted November 1982.","42.629637","-114.66162",0,"2020-03-22T21:22:27",1.5,1.5,0.7599999999999999,1.1399999999999999]
["Little Wood Reservoir",1322,null,null,7427,"Diversion","WAT",null,"Hydro",1.04,null,0,0,0.8,7.0000000000000007E-2,null,null,null,null,null,null,0,"Operating",null,1988,null,"Little Wood R.","Blaine","ID","Y","Columbia","WECC","W. Arkoosh","Independent","Idaho Power Co. (QF thru Jul 2021)",null,null,null,2021,1,1,1.04,0.39284000000000002,null,null,null,null,null,null,null,null,null,null,null,null,null,null,null,null,null,null,null,null,null,null,null,null,null,null,null,null,null,"Exemption granted April 1984. Critical energy from PNUCC 2005 NRF","","",0,"2020-03-22T21:23:02",1.04,0.8,0.42699999999999999,0.39284000000000002]
["Little Wood River Ranch",1323,"54386","GEN1",7530,"Storage","WAT",null,"Hydro",2.8,2.8,0.2,0.2,1.65,1.65,2.4,2.6,null,null,null,null,1,"Operating","Feb",1985,null,"Little Wood R.","Lincoln","ID","Y","Columbia","WECC","Little Wood R. Irr. Dist.","Independent","Idaho Power Co. (QF thru Feb 2020)",null,null,null,2020,1,1,2.8,0.95007499999999978,null,null,null,null,null,null,null,null,null,null,"IPC",null,null,null,null,null,null,0.44,0.71,0.7,1,0.7,0.36,0.24,0.26,0.4,0.9,0.7,0.9,"Exemption granted April 1984. Critical energy from PNUCC 2005 NRF","43.425228","-114.025597",0,"2020-03-22T21:23:09",2.8,1.65,0.42699999999999999,0.95007499999999978]
["Little Wood River Ranch II",1782,null,null,12063,"ROR","WAT",null,"Hydro",1.3,null,null,null,null,null,null,null,null,null,null,null,null,"Operating","Oct",2015,null,"Little Wood R.","Lincoln","ID","Y","Columbia","WECC","W. Arkoosh","Independent","Idaho Power Co. (QF thru Oct 2035)",null,null,null,2035,1,1,1.3,0.55510000000000004,null,null,null,null,null,null,null,null,null,null,"IPC",null,null,null,null,null,null,null,null,null,null,null,null,null,null,null,null,null,null,"ROR diversion; (2) Francis turbines","42.953","-114.589",null,"2016-08-24",1.3,1.3,0.42699999999999999,0.55510000000000004]
["LM Angus Ranch",1939,null,null,8498,"HY","WAT",null,"Hydro",0.86,null,null,0.41,0.86,0.86,null,null,null,null,null,null,null,"Operating",null,null,null,"Warm Springs Cr.",null,"ID","Y","Columbia","WECC","L. von Morganroth","Independent",null,null,null,null,null,1,1,0.86,0.36721999999999999,null,null,null,null,null,null,null,null,null,null,null,null,null,null,null,null,null,null,null,null,null,null,null,null,null,null,null,null,null,"License gtd Nov 1985","","",0,"2020-03-22T21:16:16",0.86,0.86,0.42699999999999999,0.36721999999999999]
["Long Lake 1 - 4",1324,"3867","1,2,3,4","2545A","Storage","WAT",null,"Hydro",71.099999999999994,70,null,68.599999999999994,88.5,88.5,89.5,89.5,null,null,56,null,46,"Operating","Oct",1915,null,"Spokane R. (Ford, WA)","Lincoln","WA","Y","Columbia","WECC","Avista","IOU","Avista Utilities",null,null,"Upgrades 1999-2001. Replacement of turbine runners.",null,1,1,71.099999999999994,56,null,null,null,null,null,null,null,null,null,null,"Avista",58.3,53.1,28.7,22.501141552511399,28.565753424657501,33.299999999999997,32.700000000000003,55.6,54.8,63.42,58.6,57.62,54.39,45,60,58,57.7,50.1,"Original license May 1965 - Jul 2007. 50-year relicense granted Jun 2009. Critical energy from PNUCC 2005 NRF","47.837","-117.84","http://www.avistautilities.com/resources/relicensing/spokane/project/proj_ll.asp","2020-04-09T22:04:19",71.099999999999994,88.5,0.78762306610407884,56]
["Longview Fibre 1 - 7 (CR & Pwr Boilers)",1325,"54562","6, 7",null,"RB/STCG","BL","WW/NG/FO","Biomass",45,55,48,null,55,55,57,57,null,null,null,null,null,"Operating","Jan",1936,null,"Longview","Cowlitz","WA","Y","Columbia","WECC","KapStone Kraft Paper Corp purchased ST from Longview Fibre Co. in June 2013.","Independent","Self-generation",null,null,null,null,1,0,45,41.2,"Longview Fibre Company","Kraft, semichemical, board and paper mills.",null,null,"cogen",null,null,null,null,null,"BPA",30.7,30.4,35.4,33.932762557077602,23.406278538812799,15.7,18.53,25.64,31.3,32.54,28.6,33.58,33.93,34.35,34.200000000000003,30.5,30.1,25.2,"(2) Recovery boilers; (5) Power boilers","46.131090","-122.982786",0,"2020-04-13T14:43:21",48,55,0.8,41.2]
["Longview Fibre 8 (CT)",1326,"54562","8",null,"GTCG","NG",null,"Natural gas",68,68,45,null,68,68,60,65,null,null,null,null,null,"Retired","May",1995,2002,"Longview","Cowlitz","WA","Y","Columbia","WECC","KVA Resources","Independent","Retired (formerly self-generation)",null,null,null,null,0,0,0,0,"Longview Fibre Company","Kraft, semichemical, board and paper mills.","Williams Northwest",null,"cogen",null,null,null,null,null,"BPA",null,null,null,null,null,null,null,null,null,null,null,null,null,null,null,null,null,null,null,"46.108","-122.927",0,"2020-03-25T22:35:07",45,68,0.8,45.2]
["Lookout Point 1 - 3",1327,"3083","1,2,3","FCRPS","Storage w/Div","WAT",null,"Hydro",138,120,null,7.79,120,120,120,120,null,null,35,null,35,"Operating","Jan",1955,null,"M. Fk. Willamette R.","Lane","OR","Y","Columbia","WECC","USCE","Federal","BPA",null,null,"Rewound units",null,1,1,138,35,null,null,null,null,null,null,null,null,null,null,"BPA",29.5,30.1,29.1,26.3374429223744,44.115753424657498,34.6,20.51,36.130000000000003,30.7,37.380000000000003,34.9,27.58,39.56,24.98,38.299999999999997,44.2,27.4,31.1,"Critical energy from PNUCC 2005 NRF","43.916","-122.753","http://www.nwd-wc.usace.army.mil/report/lop.htm","2020-03-29T22:55:12",138,120,0.25362318840579712,35]
["Lost Creek 1 - 2",1328,"6174","1,2","FCRPS","Storage","WAT",null,"Hydro",49,49,null,18.5,49,49,49,49,null,null,30,null,30,"Operating","Sep",1977,null,"Rogue R.","Jackson","OR","Y","Puget Sound & Coastal","WECC","USCE","Federal","BPA",null,null,null,null,1,1,49,30,null,null,null,null,null,null,null,null,null,null,"BPA",27.4,30.2,31.8,10.0502283105023,21.1010273972603,32.799999999999997,16.22,31.62,27.9,32.68,24.4,26.56,29.37,24.53,27.3,9.8000000000000007,25.2,30.3,"Critical energy from PNUCC 2005 NRF","42.671","-122.673","http://www.nwd-wc.usace.army.mil/report/los.htm","2020-03-29T22:55:27",49,49,0.61224489795918369,30]
["LOTT WWTP",1329,null,null,null,"ICCG","WG","NG","Biomass",0.33500000000000002,null,null,null,0.33500000000000002,0.33500000000000002,null,null,null,null,0.27400000000000002,null,null,"Operating","May",2010,null,"Olympia","Thurston","WA","Y","Puget Sound & Coastal","WECC","LOTT Wastewater Alliance","Municipal","Self-generation",null,null,null,null,1,0,0.33500000000000002,0.27400000000000002,"LOTT WWTP",null,null,"Local PSE",null,null,null,null,null,null,"PSE",null,null,null,null,null,null,null,null,null,null,null,null,null,null,null,null,null,null,"Gas treatment, 335kW reciprocating engine w/heat recovery and auxilliary boilers.","","",0,"2014-01-30T16:33:59",0.33500000000000002,0.33500000000000002,0.81791044776119404,0.27400000000000002]
["Low Line Canal Drop (South Forks Hydro)",1330,"10296","GEN1,GEN2",3216,"Canal","WAT",null,"Hydro",8,8,0.6,0.63,8,8,8,8,null,null,null,null,4,"Operating",null,1984,null,"Low Line Canal","Twin Falls","ID","Y","Columbia","WECC","South Forks Joint Venture","Independent","Idaho Power Co. (QF thru Apr 2005)",null,null,null,null,1,1,8,3.4159999999999999,null,null,null,null,"SPP",null,null,null,null,null,"IPC",null,null,null,null,null,null,null,null,3.2,3.22,3.2,3.1,3.34,3.18,3.1,3.2,3.4,3,"License application rejected; exemption granted December 1980. Critical energy from PNUCC 2005 NRF","43.572258","-116.748031",0,"2020-03-22T21:23:47",8,8,0.42699999999999999,3.4159999999999999]
["Low Line Midway",1331,null,null,12437,"Canal","WAT",null,"Hydro",2.2999999999999998,null,0,0,1,0,null,null,null,null,0.9,null,null,"Operating","Aug",2007,null,"Low Line Canal","Twin Falls","ID","Y","Columbia","WECC","Twin Falls Canal Co. (dba Midway Power, LLC)","Independent","Idaho Power Co. (QF)",null,null,null,null,1,1,2.2999999999999998,0.9,null,null,null,null,null,null,null,null,null,null,null,null,null,null,null,0,null,null,null,null,null,null,null,null,null,null,null,null,null,"Exemption granted Jun 2003","","",0,"2020-03-22T21:23:58",2.2999999999999998,1,0.39130434782608697,0.9]
["Lower Granite 1 - 6",1333,"6175","1,2,3,4,5,6","FCRPS","ROR","WAT",null,"Hydro",810,810,null,806,810,810,810,810,null,null,326,null,208,"Operating","Apr",1975,null,"Snake R.","Columbia","WA","Y","Columbia","WECC","USCE","Federal","BPA",null,null,null,null,1,1,810,326,null,null,null,null,null,null,null,null,null,null,"BPA",231.3,246.8,253,204.52545662100499,291.27488584474901,192,243.7,270.69,209.68,360.3,276,191.8,260.83,193.89,240.2,304.39999999999998,281.60000000000002,250.3,"Critical energy from PNUCC 2005 NRF","46.662","-117.426","http://www.nwcouncil.org/energy/powersupply/dams/dam.asp?id=17","2020-03-29T22:56:26",810,810,0.40246913580246912,326]
["Lower Low Line (aka Low Line Rapids)",1334,"10808","GEN1",8961,"Canal","WAT",null,"Hydro",2.8,2.8,0,0,null,null,2.7,2.6,null,null,0.27,null,null,"Operating",null,1988,null,"Low Line Cnl.","Twin Falls","ID","Y","Columbia","WECC","Enel SpA (dba) BP Hydro Associates","Independent","Idaho Power Co. (QF thru Apr 2023)",null,null,null,2023,1,1,2.8,0.27,null,null,null,null,"SPP",null,null,null,null,null,"IPC",null,null,null,null,null,null,1.1200000000000001,1.1000000000000001,1.2,1.1100000000000001,1,1.06,0.87,1.17,0.9,1.1000000000000001,1.1000000000000001,0.2,"Exemption granted April 1986.","42.47711","-114.380118",0,"2020-03-22T21:24:08",2.8,2.7,9.6428571428571447E-2,0.27]
["Lower Malad",1335,"815","1","2726A","Diversion","WAT",null,"Hydro",13.5,13.5,null,9.44,5,5,15.3,14.3,null,null,null,null,null,"Operating",null,1911,null,"Big Wood R.","Gooding","ID","Y","Columbia","WECC","Idaho Power Co.","IOU","Idaho Power Co.",null,null,null,null,1,1,13.5,3.9497499999999999,null,null,null,null,null,null,null,null,null,null,"IPC",null,null,null,null,null,null,11.76,12,12.2,12.66,12.1,10.58,4.53,11.18,11.4,11.4,11.3,11.1,"IPC Springs. License granted May 1965; expires July 2004.","42.866027","-114.906133","http://www.idahopower.com/AboutUs/OurPowerPlants/Hydroelectric/Malad/default.cfm","2020-03-21T21:36:28",13.5,5,0.42699999999999999,3.9497499999999999]
["Lower Monumental 1- 6",1336,"3927","1,2,3,4,5,6","FCRPS","ROR","WAT",null,"Hydro",810,810,null,878,810,810,794,794,null,null,336,null,217,"Operating","Jun",1969,null,"Snake R.","Walla Walla","WA","Y","Columbia","WECC","USCE","Federal","BPA",null,null,null,null,1,1,810,336,null,null,null,null,null,null,null,null,null,null,"BPA",286.5,240.2,258.10000000000002,211.19977168949799,314.59349315068499,192.1,258.95999999999998,275.89999999999998,212.2,376.18,287.7,193.72,261.44,187.26,226.8,315.89999999999998,272.10000000000002,255.8,"Critical energy from PNUCC 2005 NRF","46.562","-118.538","http://www.nwcouncil.org/energy/powersupply/dams/dam.asp?id=15","2020-03-29T22:56:54",810,810,0.4148148148148148,336]
["Lower Salmon Falls 1- 4",1337,"816","1,2,3,4",2061,"ROR","WAT",null,"Hydro",60,60,null,60,68,68,71.900000000000006,70.599999999999994,null,null,26,null,26,"Operating",null,1910,null,"Snake R.","Gooding","ID","Y","Columbia","WECC","Idaho Power Co.","IOU","Idaho Power Co.",null,null,null,null,1,1,60,26,null,null,null,null,null,null,null,null,null,null,"IPC",null,null,null,null,null,null,24.02,30.4,25.7,44.64,28.4,22.16,22.5,23.68,21.7,35.200000000000003,37.4,28,"Original license granted October 1951; expired December 1997. Relicense granted Aug 2004. Critical energy from PNUCC 2005 NRF","42.843","-114.903","http://www.idahopower.com/energycenter/electricitybasics/generation/hydroelectric.htm#lowersalmon","2020-03-21T21:36:38",60,68,0.43333333333333335,26]
["Lower Snake River Phase I",1900,"57195","LSR1",null,"WT","WND",null,"Wind",343,342.7,null,null,null,null,342.7,342.7,null,null,102.3,null,null,"Operating","Mar",2012,null,"Pomeroy vicinity","Garfield","WA","Y","Columbia","WECC","Puget Sound Energy","IOU","Puget Sound Energy","PSE (bundled RECs, plus extra apprenticeship credits)","PNW IOU",null,null,1,1,343,102.3,null,null,null,"BPA Central Ferry sub (New)",null,"(149) Siemens SWT-2.3-101",80,101,2,null,"BPA",null,null,null,null,null,null,null,null,null,null,80.900000000000006,92.34,99.96,83.65,98.7,80.599999999999994,95.1,80.400000000000006,"(149) 2.3 MW Siemens SWT-2.3-101 WTG. Design wind speed 15.6mph.","46.519784","-117.832064","http://pse.com/inyourcommunity/sewashington/Pages/Lower-Snake-River.aspx","2020-03-17T11:16:45",343,342.7,0.29825072886297377,102.3]
["Lower Turnbull Drop",1786,"57690","2",12597,"Canal","WAT",null,"Hydro",7.7,7.7,null,null,7.7,7.7,7.7,null,null,null,null,null,null,"Operating","Sep",2011,null,"Spring Valley Canal","Teton","MT","N","Missouri","WECC","Turnbull Hydro","Independent","NorthWestern (20 yr PPA)",null,null,null,null,0.31,0.31,2.387,1.0192490000000001,null,null,null,null,"SPP",null,null,null,null,null,"NorthWestern",null,null,null,null,null,null,null,null,null,2.5499999999999998,3.8,3.32,3.24,2.87,2.8,3.3,3.6,2.9,"Existing canal drop. (1) TG","47.621426","-112.067460",0,"2017-10-25T11:02:24",7.7,7.7,0.42699999999999999,3.2879]
["LQ-LS Drains",1338,null,null,5767,"Diversion","WAT",null,"Hydro",1.75,null,0.3,1.75,null,null,null,null,null,null,1.26,null,null,"Operating",null,1984,null,"LS Drain & LQ Drain","Twin Falls","ID","Y","Columbia","WECC","Pigeon Cove Power Co.","Independent","Idaho Power Co. (QF thru Oct 2019)",null,null,null,2019,1,1,1.75,1.26,null,null,null,null,null,null,null,null,null,null,null,null,null,null,null,null,null,null,null,null,null,null,null,null,null,null,null,null,null,"Exemption granted April 1982.","","",0,"2020-03-22T21:25:18",1.75,0.3,0.72,1.26]
["Lucky Peak 1 - 3",1339,"10014","U131,U132,U133",2832,"Storage w/Div","WAT",null,"Hydro",101.2,101.2,0,0,97,92,83,48.7,null,null,32.19,null,null,"Operating","Oct",1988,null,"Boise R.","Ada","ID","Y","Columbia","WECC","Boise Proj. Board of Control","Independent","Seattle City Light",null,null,null,null,1,1,101.2,32.19,null,null,null,null,"SPP",null,null,null,null,null,"IPC",33,23.3,37,25.826255707762598,46.4344748858448,31.1,35.5,36.729999999999997,32.6,44.38,45.8,24.6,35.17,31.72,38.799999999999997,52.9,39.700000000000003,41.5,"License granted June 1980; expires May 2030.","43.528","-116.059","http://idptv.state.id.us/buildingbig/dams/luckypeak.html","2020-03-22T21:25:30",101.2,97,0.31808300395256917,32.19]
["MacClaren",1340,null,null,null,"IC","FO",null,"Petroleum",0.5,null,null,null,0.5,0.5,null,null,null,null,null,null,null,"Operating",null,1999,null,"Woodburn","Marion","OR","Y","Columbia","WECC","MacLaren Youth Correctional Facility","Independent","Load-side emrg. Service & DR (PGE)",null,null,null,null,1,0,0.5,0.46500000000000002,null,null,null,null,null,null,null,null,null,null,"PGE",null,null,null,null,null,null,null,null,null,null,null,null,null,null,null,null,null,null,"0.5 MW IC unit.","","",0,"2014-01-30T16:42:45",0.5,0.5,0.93,0.46500000000000002]
["Madison 1 - 4",1341,"6422","MAD1,MAD2,MAD3,MAD4","2188H","ROR R. w/Div.","WAT",null,"Hydro",9,8.8000000000000007,null,null,8,8,8,8,null,null,7.1360000000000001,null,null,"Operating","Sep",1906,null,"Madison R.","Madison","MT","N","Missouri","WECC","Northwestern Energy purchased from PPL Montana, finalized Nov. 2014.","IOU","Northwestern Energy",null,null,"Upgrade underway. Plant came offline in Q3 2019; 4 new units being installed for a new nameplate capacity of 12.68MW; scheduled online Q2 2021.",null,0.31,0.31,2.79,2.2121599999999999,null,null,null,null,null,null,null,null,null,null,"NorthWestern",null,null,null,null,null,null,6.52,7.13,7,7.44,7.6,6.45,6.12,6.78,6.5,7.1,7.1,5.9,"Original License granted April 1956; expired November 1994.","45.469831","-111.637236","http://www.northwesternenergy.com/our-company/hydroelectric-facilities","2020-03-25T12:43:25",9,8,0.79288888888888887,7.1360000000000001]
["Magic Dam",1342,"10740","GEN1,GEN2,GEN3",3407,"Storage","WAT",null,"Hydro",9,9,0.3,0.25,4.2300000000000004,0,8.6999999999999993,8.4,null,null,null,null,3,"Operating","May",1989,null,"Big Wood R.","Blaine","ID","Y","Columbia","WECC","Magic Reservoir Hydro Inc","Independent","Idaho Power Co. (QF thru May 2024)",null,null,null,null,1,1,9,2.824605,null,null,null,null,"SPP",null,null,null,null,null,"IPC",null,null,null,null,null,null,1.01,1.69,1.8,3.23,3.3,0.06,0.66,0.64,1.9,0,2.2999999999999998,3.2,"License granted January 1987; expires December 2036. Critical energy from PNUCC 2005 NRF","43.254348","-114.36199",0,"2020-03-22T21:25:56",9,4.2300000000000004,0.42699999999999999,2.824605]
["Magpie Solar",2252,"61337","MSMT",null,"PV","SOL",null,"Solar",3,3,null,null,null,null,3,3,null,null,{"$f":"6540/8760","v":0.74657534246575341},null,null,"Operating","Sep",2017,null,"Golden Valley","Golden Valley","MT","N","Missouri","WECC","Cypress Creek Renewables","Independent","Northwestern (25yr PPA)",null,null,null,2042,0.31,0.31,0.92999999999999994,0.23143835616438355,null,null,null,null,"SPP",null,null,null,null,"Single-axis","Northwestern",null,null,null,null,null,null,null,null,null,null,null,null,null,null,null,0.1,0.7,0.6,"Crystalline Silicone, 4.1MWdc, Single-axis. 90 azimuth angle, 40 tilt angle","46.291439","-108.937935",null,"2018-01-06",3,3,0.24885844748858446,0.74657534246575341]
["Main Canal Headworks",1343,"56698","1",2849,"Canal","WAT",null,"Hydro",26,26.8,0,0,26.8,0,26.8,null,null,null,9.86,null,null,"Operating",null,1986,null,"Main Cnl.","Grant","WA","Y","Columbia","WECC","S. Columbia Basin Irr. Dist.","Independent","Seattle City Light",null,null,null,null,1,1,26,9.86,null,null,null,null,null,null,null,null,null,null,"SCE",null,null,null,null,null,null,11.67,11.75,10.9,9.18,11.5,11.67,12.35,10.26,11.4,10.199999999999999,11.3,9.8000000000000007,"License granted December 1981; expires November 2031.","47.617","-119.298",0,"2020-03-22T21:26:09",26,26.8,0.3792307692307692,9.86]
["Mainline (Mountain Air Wind Park)",2047,"57429","1",null,"WT","WND",null,"Wind",23,23,null,null,null,null,23,23,null,null,null,null,null,"Operating","Dec",2012,null,"Mountain Home","Elmore","ID","Y","Columbia","WECC","Terna Energy","Independent","QF PPA to IPC (Dec 2012 - Dec 2032)",null,"PNW IOU",null,2032,1,1,23,7.36,null,null,null,null,"SPP","(10) Siemens SWT-2.3-101",80,101,2,null,"IPC",null,null,null,null,null,null,null,null,null,null,2.2000000000000002,6.01,6.76,5.51,6.7,5.8,6.6,6.3,"(10) Siemens SWT 2.3-101 MW.  Mtn Air Wind Park (six projects for total 138 MW) started testing operation in September 2012. Design wind speed 13.4 mph.","43.043","-115.417","http://www.terna-energy.com/activities/?EntryId=8d6196be-cbf6-416e-a551-d771aaa4cb95&catid=67e8558e-78c1-44cc-9d53-56994d9e6f7e&countryId=90d7e946-ff8d-4785-988e-810cef3c59b4","2017-10-24T09:52:51",23,23,0.32,7.36]
["March Point",1344,"54268","GTG1,GTG2,GTG3",null,"CCICG","NG","RG/FO","Natural gas",139.80000000000001,139.80000000000001,145,null,140,140,120.2,128.19999999999999,111,0.9,null,null,null,"Operating","Sep",1991,null,"Anacortes","Skagit","WA","Y","Puget Sound & Coastal","WECC","March Point Associates","Independent","Unknown. PPA w/ PSE expired in 2011 (when it was in CCCT config)",null,null,null,2011,0,1,0,0,"Tesoro Northwest","Refinery","Williams Northwest via Cascade Natural",null,"cogen",null,null,null,null,null,"PSE",125.8,126.8,119,116.073744292237,112.29406392694101,115.8,116.78,113.66,123.43,124.52,122.8,118.97,114.51,114.03,117.2,107.4,102.7,109,"(3) 46.68 MW GT units + 27 MW STG unit. GTG 1 & 2 in-service 1991; GTG 3 & STG 1 in-service 1993. At least the STG unit retired in June 2015. It is possible the GTGs retired as well (per SNL), and then new GTGs were put in service. Hard to tell…","48.478","-122.566","http://www.edison.com/ourcompany/eme.asp?id=1593","2020-07-16T15:39:34",145,140,0.89,126.825]
["Marengo I",1345,"56466","1",null,"WT","WND",null,"Wind",140.4,140.4,null,null,null,null,140.4,140.4,null,null,null,null,null,"Operating","Aug",2007,null,"Dayton","Columbia","WA","Y","Puget Sound & Coastal","WECC","PacifiCorp","IOU","PacifiCorp","PacifiCorp (bundled RECs)","PNW IOU","PAC repowered as part of Energy Vision 2020",null,1,1,140.4,44.928000000000004,null,null,null,"PacifiCorp N. Lewiston - Walla Walla 230kV line",null,"(78) Vestas V100-2.0",65,100,2,null,"PACW",null,null,null,null,null,5.6,16.22,54.2,56.7,68.239999999999995,61.2,55.46,61.91,49.85,60.1,53.5,57.2,26.8,"(78) Vestas V80 1.8 MW WTG. PAC planning on repowering Marengo I and II w/ V100-2.0MW turbine components by EOY 2020. Design wind speed 25.3mph.","46.32","-117.98","http://www.res-americas.com/wind-farms/operational-/marengo-wind-farm.aspx","2020-04-11T22:35:03",140.4,140.4,0.32,44.928000000000004]
["Marengo II",1346,"56466","2",null,"WT","WND",null,"Wind",70.2,70.2,null,null,null,null,70.2,70.2,null,null,null,null,null,"Operating","Jun",2008,null,"Dayton","Columbia","WA","Y","Puget Sound & Coastal","WECC","PacifiCorp","IOU","PacifiCorp","PacifiCorp (bundled RECs)","PNW IOU","PAC repowered as part of Energy Vision 2020",null,1,1,70.2,22.464000000000002,null,null,null,"PacifiCorp N. Lewiston - Walla Walla 230kV line",null,"(39) Vestas V100-2.0",65,100,2,null,"PACW",null,null,null,null,0,null,null,null,null,null,null,null,null,null,null,null,null,null,"(39) Vestas V80 1.8 MW WTG. PAC planning on repowering Marengo I and II w/ V100-2.0MW turbine components by EOY 2020. Design wind speed 25.3mph.","46.27","-117.83","http://www.res-americas.com/wind-farms/operational-/marengo-ii-wind-farm.aspx","2020-04-11T22:35:08",70.2,70.2,0.32,22.464000000000002]
["Marion Investment",1347,null,null,"None","Storage w/Div","WAT",null,"Hydro",0.9,null,null,null,null,null,null,null,null,null,null,null,null,"Operating",null,null,null,"N. Santiam R.",null,"OR","Y","Columbia","WECC",null,"Independent",null,null,null,null,null,1,1,0.9,0.38429999999999997,null,null,null,null,null,null,null,null,null,null,null,null,null,null,null,null,null,null,null,null,null,null,null,null,null,null,null,null,null,null,"","",0,"2014-01-30T16:47:14",{"$f":"IF(OR(I535=\"Wind\",I535=\"Solar\",I535=\"Hydro\"),J535,IF(ISNUMBER(L535),L535,IF(ISNUMBER(O535), O535, IF(ISNUMBER(Q535),Q535,J535))))","v":0.9},{"$f":"IF(OR(J535=\"Wind\",J535=\"Solar\",J535=\"Hydro\"),J535,IF(ISNUMBER(N535),N535,IF(ISNUMBER(P535), P535, IF(ISNUMBER(L535),L535,J535))))","v":0.9},{"$f":"IF(OR(ISBLANK(J535),ISBLANK(T535),J535=0),VLOOKUP(IF(G535=\"WAT\",\"HY\",IF(G535=\"LFG\",\"LFG\",F535)),Acapability,4,FALSE),T535/J535)","v":0.42699999999999999},{"$f":"IF(ISNUMBER(T535),T535,AVERAGE(BZ535,CA535)*CB535)","v":0.38429999999999997}]
["Marsh Valley",1348,"50972","1",10468,"Diversion","WAT",null,"Hydro",1.6,1.6,0.4,0.44,1.5,1.5,1.5,1.5,null,null,0.85,null,null,"Operating","Apr",1993,null,"Portneuf Marsh Valley Cnl.","Bannock","ID","Y","Columbia","WECC","Marsh Valley Hydroelectric","Independent","PacifiCorp (QF thru Feb 2008)",null,null,null,2008,1,1,1.6,0.85,null,null,null,null,"SPP",null,null,null,null,null,"PACE",null,null,null,null,0.25376712328767098,0.2,0.13,0.54,0.4,0.68,0.6,0.38,0.42,0.36,0.5,0.9,0.8,0.9,"License granted December 1989; expires November 2039.","42.625972","-112.149344",0,"2020-03-22T21:26:19",1.6,1.5,0.53125,0.85]
["Mayfield 1- 4",1349,"3917","41,42,43,44","2016A","ROR R. w/Div.","WAT",null,"Hydro",162,162,null,163,182,182,164,164,null,null,77,null,76,"Operating","Mar",1963,null,"Cowlitz R.","Lewis","WA","Y","Columbia","WECC","City of Tacoma","Municipal","City of Tacoma",null,null,null,null,1,1,162,77,null,null,null,null,null,null,null,null,null,null,"Tacoma",78.599999999999994,71.7,92.2,85.468835616438398,85.523630136986299,73.900000000000006,34.85,8.59,79.400000000000006,94.58,103.1,81.569999999999993,93.81,70.900000000000006,89.6,99.4,73.7,51.2,"License granted April 2002; expires March 2037. Critical energy from PNUCC 2005 NRF","46.504","-122.587","http://www.ci.tacoma.wa.us/power/parksandpower/hydro_power/cowlitz/mayfield_dam.htm","2020-03-20T22:34:58",162,182,0.47530864197530864,77]
["McFadden Ridge I",2023,"57039","1",null,"WT","WND",null,"Wind",28.5,28.5,null,null,null,null,28.5,28.5,null,null,null,null,null,"Operating","Sep",2009,null,"McFadden, WY, near High Plains project","Albany, Carbon","WY","N","Missouri","WECC","PacifiCorp. EDF Renewable Services provides O&M.","IOU","Pacificorp","PacifiCorp (bundled RECs)","PNW IOU","PAC repowered as part of Energy Vision 2020",null,1,1,28.5,9.120000000000001,null,null,null,null,null,"(19) GE 1.5 SLE",80,77,2,null,"PACE",null,null,null,null,null,null,null,null,null,null,null,11.84,11.23,8.94,11,9.65,11.5,8.6,"(19) 1.5 MW GE WTG. Assume 25.81% SG factor to Oregon, per PacifiCorp's 2011 OR RPS Compliance Report. Repowering per PAC's 2017 Energy Vision 2020. Design wind speed 19mph.","41.7244","-105.9906","http://www.pacificorp.com/content/dam/pacificorp/doc/Energy_Sources/EnergyGeneration_FactSheets/RMP_GFS_McFadden_Ridge.pdf","2020-04-11T22:33:40",28.5,28.5,0.32,9.120000000000001]
["McNary 1- 14",1351,"3084","1,2,3,4,5,6,7,8,9,10,11,12,13,14","FCRPS","ROR","WAT",null,"Hydro",990.5,990.5,null,1062,990.5,990.5,990.5,990.5,null,null,764,null,542,"Operating","Dec",1953,null,"Columbia R.","Umatilla/Benton","OR/WA","Y","Columbia","WECC","USCE","Federal","BPA",null,null,null,null,1,1,990.5,764,null,null,null,null,null,null,null,null,null,null,"BPA",670.9,656.9,646.6,556.71472602739698,640.58162100456605,611.5,596.59,581.38,525.08000000000004,667.89,662.5,601.63,612.39,587.94000000000005,642.4,651.79999999999995,648.6,510.8,"Critical energy from PNUCC 2005 NRF.  Refurbishment of generators scheduled to wrap up in 2014.","45.937","-119.301","http://www.nwcouncil.org/energy/powersupply/dams/dam.asp?id=4","2020-03-29T22:58:42",990.5,990.5,0.77132761231701163,764]
["McNary Dam Fish Attraction",1352,"7511","1",10204,"Conduit","WAT",null,"Hydro",10,10,null,8,10,10,9,9,null,null,8.4,null,7,"Operating","Nov",1997,null,"Columbia R.","Benton","WA","Y","Columbia","WECC","Northern Wasco Co. PUD (50%)/Klickitat Co. PUD (50%)","PUD","N. Wasco (50%)/Klickitat (50%)",null,null,null,null,1,1,10,8.4,null,null,null,null,null,null,null,null,null,null,"BPA",4.0999999999999996,4.2,4.2,4.2216894977168904,3.01826484018265,null,8.08,8.77,9.4,7.59,8.8000000000000007,8.75,8.76,7.96,0,3.9,7.8,8.1999999999999993,"License granted September 1991; expires August 2041. Critical energy from PNUCC 2005 NRF","45.932053","-119.299433","http://www.klickitatpud.com/yourPUD/projects/mcnary.aspx","2020-03-21T21:36:56",10,10,0.84000000000000008,8.4]
["Meadow Creek",2088,"58106","MCPC",null,"WT","WND",null,"Wind",119.7,119.7,null,null,null,null,115.8,115.8,null,null,null,null,null,"Operating","Dec",2012,null,"Ririe, Idaho","Bonneville","ID","Y","Columbia","WECC","Atlantic Power Corp (acquired Ridgeline Energy in Dec 2012)","Independent","PacifiCorp (20 yr PPA - Dec 2012 - 2032)",null,"PNW IOU",null,2032,1,1,119.7,37.68,null,null,null,null,"SPP","(57) Suzlon S97-2100",90,97,3,null,"PACE",null,null,null,null,null,null,null,null,null,null,2.9,35,42.74,33.904000000000003,31.7,39.799999999999997,27.9,38,"(57) Suzlon 2.1 MW S97 WTG. Design wind speed 17.9mph.","43.541","-111.789","http://www.atlanticpower.com/assets/existing-projects/meadow-creek.aspx","2017-10-24T11:01:12",119.7,115.8,0.32,37.68]
["Merrill Solar Project (OR Solar 5)",2174,"61423","PV1",null,"PV","SOL",null,"Solar",8,8,null,null,null,null,8,null,null,null,null,null,null,"Operating","Jan",2018,null,"Merrill","Klamath","OR","Y","Klamath","WECC","Origis Energy","Independent","PacifiCorp (20yr QF PPA)",null,null,null,2038,1,1,8,null,null,null,null,null,"SPP",null,null,null,null,"Single-axis","PACW",null,null,null,null,null,null,null,null,null,null,null,null,null,null,null,0,2.1,2.2000000000000002,"Crystalline silicone. Single-axis tracker. 10.3MWdc.","42.173162","-121.693855","https://www.origisenergy.com/projects/oregon-1-8/","2019-11-22T12:11:29",8,8,0.254,2.032]
["Merwin (Ariel dam) 1 - 3",1353,"3847","1,2,3,HOUSE",935,"ROR R. w/Div.","WAT",null,"Hydro",136,136,null,128,151,151,151,151,null,null,59,null,50,"Operating","Jan",1932,null,"Lewis R.","Clark","WA","Y","Columbia","WECC","PacifiCorp","IOU","PacifiCorp",null,null,null,null,1,1,136,{"$f":"IF(ISNUMBER(T543),T543,CC543)*AN543","v":59},null,null,null,null,null,null,null,null,null,null,"PACW",55.5,57.3,52.1,46.382191780821898,62.445776255707798,54,16.32,51.65,63.9,65.760000000000005,75.099999999999994,52.61,66.16,45.53,63.9,71.900000000000006,51.4,38.5,"License granted October 1983; expired April 2006. 50-yr renewable Jun 2008. Critical energy from PNUCC 2005 NRF","45.957","-122.554","http://en.wikipedia.org/wiki/Merwin_Dam","2020-03-20T22:35:19",136,151,0.43382352941176472,59]
["MESA 1",2245,"60016","A,B",null,"Battery","Li-Ion-Batt",null,"Energy Storage",2,2,null,null,null,null,2,2,null,null,null,1,null,"Operating","Feb",2015,null,"Everett, WA","Snohomish","WA","Y","Columbia","WECC","Snohomish PUD","PUD","Snohomish PUD",null,null,null,null,1,1,null,null,null,null,null,null,null,null,null,null,null,null,"BPA",null,null,null,null,null,null,null,null,null,null,null,null,null,null,null,0,0,0,"Lithium-ion battery; (2) 1MW/0.5MWh units (A and B)","47.936194","-122.246917","http://www.snopud.com/PowerSupply/energystorage/projects.ashx?p=2800","2017-12-20"]
["MESA 2",2246,"60021","MESA2",null,"Battery","Flow-Batt",null,"Energy Storage",2.2000000000000002,2.4,null,null,null,null,2.4,2.4,null,null,null,8,null,"Operating","Mar",2017,null,"Everett, WA","Snohomish","WA","Y","Columbia","WECC","Snohomish PUD","PUD","Snohomish PUD",null,null,null,null,1,1,null,null,null,null,null,null,null,null,null,null,null,null,"BPA",null,null,null,null,null,null,null,null,null,null,null,null,null,null,null,-0.1,-0.1,0,"Vanadium flow battery","47.972667","-122.198694","http://www.snopud.com/PowerSupply/energystorage/projects.ashx?p=2800","2017-12-20"]
["Metro West Point Treatment Plant 1 - 3",1622,"50329","1,2,3",null,"ICCG","WG",null,"Biomass",3.9,null,1.2,0.8,0,0,3.9,3.9,null,null,1.3,null,null,"Retired","Jun",1983,2007,"Seattle","King","WA","Y","Puget Sound & Coastal","WECC","King Co. Dept. of Natural resources","Independent","Retired (formerly listed NUG per 2009 White Book)",null,null,null,null,0,0,{"$f":"AN546*J546","v":0},{"$f":"IF(ISNUMBER(T546),T546,CC546)*AN546","v":0},"West Point Treatment Plant","Wastewater treatment",null,null,null,null,null,null,null,null,"SCE",null,null,null,null,null,null,null,null,null,null,null,null,null,null,null,null,0,0,"(3) 1.3 MW units; one idle.  Retired in 2007.  Replaced by two new units in 2012.","47.662348","-122.427906","http://www.kingcounty.gov/environment/wtd/About/System/West.aspx","2020-03-25T22:35:19",{"$f":"IF(OR(I546=\"Wind\",I546=\"Solar\",I546=\"Hydro\"),J546,IF(ISNUMBER(L546),L546,IF(ISNUMBER(O546), O546, IF(ISNUMBER(Q546),Q546,J546))))","v":1.2},{"$f":"IF(OR(J546=\"Wind\",J546=\"Solar\",J546=\"Hydro\"),J546,IF(ISNUMBER(N546),N546,IF(ISNUMBER(P546), P546, IF(ISNUMBER(L546),L546,J546))))","v":0},{"$f":"IF(OR(ISBLANK(J546),ISBLANK(T546),J546=0),VLOOKUP(IF(G546=\"WAT\",\"HY\",IF(G546=\"LFG\",\"LFG\",F546)),Acapability,4,FALSE),T546/J546)","v":0.33333333333333337},{"$f":"IF(ISNUMBER(T546),T546,AVERAGE(BZ546,CA546)*CB546)","v":1.3}]
["Metro West Point Treatment Plant 4 - 5",2125,"50329","4,5",null,"ICCG","WG",null,"Biomass",4.5999999999999996,4.5999999999999996,null,null,null,null,4.5999999999999996,4.5999999999999996,null,null,null,null,null,"Operating","Jun",2012,null,"Seattle","King","WA","Y","Puget Sound & Coastal","WECC","King Co. Dept. of Natural resources","Independent","Partial self-gen; RECs to SCL",null,null,null,null,1,0.5,4.5999999999999996,3.6799999999999997,"West Point Treatment Plant","Wastewater treatment",null,null,null,null,null,null,null,null,"SCE",null,null,null,null,null,null,null,null,null,null,0,0.74,1.93,1.8,1.8,1.1000000000000001,1.4,1.7,"(2) 2.3 MW ICCG units - Caterpillar G3612 engines, 12-cylinders and Kato generators.  RECs to SCE, per factsheet on King County website.","47.662348","-122.427906","http://www.kingcounty.gov/environment/wastewater/ResourceRecovery/Energy/Renewable/cogen.aspx","2017-10-25T12:10:47",4.5999999999999996,4.5999999999999996,0.8,3.6799999999999997]
["Meyers Falls One",1354,"3868","UN1",2544,"ROR R. w/Div.","WAT",null,"Hydro",0.9,0.9,1.2,0.92,0.9,0.5,0.9,0.9,null,null,1.05,null,1,"Operating","Jun",1915,null,"Colville R.","Stevens","WA","Y","Columbia","WECC","Hydro Technology Systems","Independent","Avista Utilities (QF thru Dec 2020)",null,null,null,2020,1,1,0.9,1.05,null,null,null,null,"SPP",null,null,null,null,null,"Avista",null,null,null,null,null,null,0.56000000000000005,1,0.9,0.93,1,0.96,1.06,0.87,1.1000000000000001,1.3,1.2,1.1000000000000001,"(1) 900 kW unit. Critical energy from PNUCC 2005 NRF, includes 1910 Meyers Falls (NWPCC ID#1001). FERC license granted through Nov 2023.","48.5953","-118.0603",0,"2020-04-02T16:41:40",0.9,0.9,1.1666666666666667,1.05]
["Meyers Falls Two",1001,"3868","UN2",12094,"Diversion","WAT",null,"Hydro",0.3,0.3,null,0.28000000000000003,0.3,0.2,0.3,0.3,null,null,null,null,null,"Operating","Jun",2003,null,"Colville R.","Stevens","WA","Y","Columbia","WECC","Hydro Technology Systems","Independent","Avista Utilities (QF, monthly renewal)",null,null,null,null,1,1,0.3,0.12809999999999999,null,null,null,null,"SPP",null,null,null,null,null,"Avista",null,null,null,null,null,null,null,null,null,null,null,null,null,null,null,null,null,null,"(1) 365 kW unit - diversion only.  Energy included in NWPCC ID# 1354 (Meyers Falls)","48.5953","-118.0603",0,"2020-03-22T21:27:18",0.3,0.3,0.42699999999999999,0.12809999999999999]
["Middle Fork Irrigation District 1",1357,"50917","GEN1","4458C","Storage w/Div","WAT",null,"Hydro",2,2,0,2.72,2,2,2,2,null,null,2,null,2,"Operating","Mar",1986,null,"Clear Branch","Hood River","OR","Y","Columbia","WECC","Middle Fork Irr. Dist.","Independent","PacifiCorp (QF thru Dec 2021)",null,null,null,2021,1,1,2,2,null,null,null,null,"SPP",null,null,null,null,null,"BPA",null,null,null,null,null,null,null,null,null,null,null,null,null,null,null,null,null,null,"Exemption granted April 1984. Critical energy from PNUCC 2005 NRF","45.480701","-121.59984",0,"2020-04-14T11:32:40",2,2,1,2,null,"http://mfidp.com/"]
["Middle Fork Irrigation District 2",1356,"50917","GEN2","4458B","Diversion","WAT",null,"Hydro",0.5,0.5,null,null,0.5,0.5,0.5,0.5,null,null,0,null,null,"Operating","Mar",1986,null,"Irr. Conduit","Hood River","OR","Y","Columbia","WECC","Middle Fork Irr. Dist.","Independent","PacifiCorp (QF thru Dec 2021)",null,null,null,2021,1,1,0.5,0,null,null,null,null,"SPP",null,null,null,null,null,"BPA",null,null,null,null,null,null,null,null,null,null,null,null,null,null,null,null,null,null,"Exemption granted April 1984. Critical energy from PNUCC 2005 NRF","45.480701","-121.59984",0,"2020-04-14T11:32:28",0.5,0.5,0,0,null,"http://mfidp.com/"]
["Middle Fork Irrigation District 3",1355,"50917","GEN3","4458A","Diversion","WAT",null,"Hydro",0.8,0.8,null,null,0.8,0.8,0.8,0.8,null,null,0,null,null,"Operating","Mar",1986,null,"W. Evans Cr.","Hood River","OR","Y","Columbia","WECC","Middle Fork Irr. Dist.","Independent","PacifiCorp (QF thru Dec 2021)",null,null,null,2021,1,1,0.8,0,null,null,null,null,"SPP",null,null,null,null,null,"BPA",null,null,null,null,0.85102739726027399,0.9,0.85,2.69,2.69,2.77,2.9,2.99,3.01,2.73,2.9,2.9,2.6,2.6,"Exemption granted April 1984. Critical energy from PNUCC 2005 NRF",{"$f":"IF(ISNA(VLOOKUP($B552,lkpLatLong,3,FALSE)),\"\",VLOOKUP($B552,lkpLatLong,3,FALSE))","v":"45.480701"},{"$f":"IF(ISNA(VLOOKUP($B552,lkpLatLong,4,FALSE)),\"\",VLOOKUP($B552,lkpLatLong,4,FALSE))","v":"-121.59984"},0,"2020-04-14T11:32:35",0.8,0.8,0,0,null,"http://mfidp.com/"]
["Mile 28 (1 & 2)",1358,"54812","1,2",10552,"Canal","WAT",null,"Hydro",1.4,1.4,0,0,2.4,0,1.4,1.3,null,null,null,null,1,"Operating",null,1994,null,"Milner-Gooding Cnl.","Jerome","ID","Y","Columbia","WECC","Contractor's Power Group, Inc.","Independent","Idaho Power Co. (QF thru May 2029)",null,null,null,2029,1,1,1.4,0.81129999999999991,null,null,null,null,"SPP",null,null,null,null,null,"IPC",null,null,null,null,null,null,0.39,0.5,0.5,0.56999999999999995,0.6,0.46,0.54,0.54,0.5,0.7,0.5,0.1,"License granted August 1992; expires July 2042. Critical energy from PNUCC 2005 NRF","42.740139","-114.161173",0,"2020-03-22T21:27:57",1.4,2.4,0.42699999999999999,0.81129999999999991]
["Miles City GT",1359,"2177","1",null,"GT","NG",null,"Natural gas",23.3,23.3,null,null,22.8,27.5,23.6,27.5,7,0.9,null,null,null,"Operating","May",1972,null,"Miles City","Custer","MT","N","Missouri","MRO","Montana Dakota Utilities Co.","IOU","Montana Dakota Utilities Co.",null,null,null,null,0,0,0,0,null,null,"Williston Basin Interstate",null,null,null,null,null,null,null,"MISO",null,null,null,null,null,null,0.04,0,null,0.02,0.2,0,0.04,0.05,0.1,0,0,0,null,"46.396296","-105.869443",0,"2020-07-16T15:40:35",27.5,22.8,0.91,22.886499999999998]
["Milford Solar",2364,"64008","MS",null,"PV","SOL",null,"Solar",3,3,null,null,null,null,null,null,null,null,null,null,null,"Operating","Jan",2021,null,"Washington Cty","Washington","OR","Y","Columbia","WECC","Sulus","Independent","PGE QF",null,null,null,null,null,null,null,null,null,null,null,null,null,null,null,null,null,null,"PGE",null,null,null,null,null,null,null,null,null,null,null,null,null,null,null,null,null,null,null,45.56,-123.072,null,"2020-05-19",3,3,0.254,0.76200000000000001]
["Mill Creek",1360,"7426",null,4949,"Diversion","WAT",null,"Hydro",0.6,null,null,0.11,0.6,0.6,0.6,0.6,null,null,0.33,null,null,"Operating","Nov",1983,null,"Mill Cr.","Lewis","WA","Y","Columbia","WECC","L.S. Walker","Independent",null,null,null,null,null,1,1,{"$f":"AN556*J556","v":0.6},{"$f":"IF(ISNUMBER(T556),T556,CC556)*AN556","v":0.33},null,null,null,null,null,null,null,null,null,null,null,0.1,0.1,0.1,9.8059360730593598E-2,0.122488584474886,0.1,7.0000000000000007E-2,null,null,null,null,null,null,null,null,null,null,null,"Exemption granted October 1981.  Renamed in honor of Dave Gates 3/26/11/","","",0,"2020-03-21T21:37:18",0.6,0.6,0.55000000000000004,0.33]
["Mill Creek (Cove) 1 & 2",1361,null,null,5390,"Diversion","WAT",null,"Hydro",1,null,0.5,0.45,1,1,0.5,0.5,null,null,null,null,null,"Operating",null,1984,null,"Mill Cr.","Union","OR","Y","Columbia","WECC","City of Cove","Independent","Listed NUG per 2009 White Book",null,null,null,null,1,1,{"$f":"AN557*J557","v":1},{"$f":"IF(ISNUMBER(T557),T557,CC557)*AN557","v":0.42699999999999999},null,null,null,null,null,null,null,null,null,null,null,null,null,null,null,null,null,null,null,null,null,null,null,null,null,null,null,null,null,"Exemption granted February 1984.","","",0,"2020-03-22T21:28:18",1,1,0.42699999999999999,0.42699999999999999]
["Mill Creek (SP Solar 5)",2261,"61338","PGRC1",null,"PV","SOL",null,"Solar",2.2000000000000002,2.2000000000000002,null,null,null,null,2.2000000000000002,2.2000000000000002,null,null,null,null,null,"Operating","Mar",2018,null,"Sheridan, OR","Yamhill","OR","Y","Columbia","WECC","Pine Gate Renewables (developer)","Independent","PGE (20yr QF)",null,null,null,2038,1,1,{"$f":"AN558*J558","v":2.2000000000000002},null,null,null,null,"Umatilla Electric","SPP",null,null,null,null,"Fixed tilt","PGE",null,null,null,null,null,null,null,null,null,null,null,null,null,null,null,0,0.4,0.4,"Crystalline Silicone, 3.2MWdc, Fixed-tilt. 180 azimuth angle, 15 tilt angle","45.8","-119.4",null,"2018-10-17T15:57:07",2.2000000000000002,2.2000000000000002,0.254,0.55880000000000007]
["Millican Solar (Facebook)",2274,"63050","GEN1",null,"PV","SOL",null,"Solar",45,45,null,null,null,null,null,null,null,null,null,null,null,"Operating","Mar",2021,null,null,"Crook","OR","Y","Columbia","WECC","Invenergy","Independent","PacifiCorp (Blue Sky Progam, client is Facebook)","PacifiCorp Blue Sky Program - Facebook",null,null,null,1,1,null,null,null,null,null,null,null,null,null,null,null,null,"PACE",null,null,null,null,null,null,null,null,null,null,null,null,null,null,null,null,null,null,null,44.29007,-120.88172,null,"2021-07-14T12:03:30",45,45,0.254,11.43]
["Milltown 1 - 5",1362,"2190","1,2,3,4,5",2543,"ROR","WAT",null,"Hydro",3,null,null,null,0,0,2.6,2.2999999999999998,null,null,3.49,null,null,"Retired","Aug",1908,2006,"Clark Fork R.","Missoula","MT","Y","Columbia","WECC","NorthWestern Energy","IOU","Retired",null,null,null,null,0,0,{"$f":"AN560*J560","v":0},null,null,null,null,null,null,null,null,null,null,null,null,null,null,null,null,null,null,null,null,null,null,null,null,null,null,null,null,null,null,"License granted May 1965; surrendered Apr 2006. Shutdown for decomissioning Apr 2006. Decomissioning 2007.","","",0,"2020-03-25T22:18:16",3,0,1.1633333333333333,3.49]
["Milner 1 & 2 (A)",1363,"7190","1,2","2899A","Diversion","WAT",null,"Hydro",58.7,58.7,null,23.3,0,4.0999999999999996,60.3,36.1,null,null,1,null,1,"Operating","Sep",1992,null,"Snake R.","Twin Falls","ID","Y","Columbia","WECC","Milner Dam Inc. (Co-licensed w/Idaho Power Co.)","Independent","Idaho Power Co.",null,null,null,null,1,1,58.7,{"$f":"IF(ISNUMBER(T561),T561,CC561)*AN561","v":1},null,null,null,null,null,null,null,null,null,null,"IPC",null,null,null,null,null,null,6,18.57,10.5,49.71,20,6.03,6.11,8.07,3.1,27.1,33.6,17.899999999999999,"(2) units on diversion. License granted December 1988; expires November 2038. Critical energy from PNUCC 2005 NRF.  Operated primarily for irrigation purposes, secondarily for power production and recreation.","42.525","-114.013","http://www.usbr.gov/dataweb/dams/milner_diversion.htm","2020-04-13T10:43:35",58.7,0,1.7035775127768313E-2,1]
["Milner 3 (B)",1364,"7190","3","2899B","Diversion","WAT",null,"Hydro",0.83299999999999996,0.8,null,null,0,0.1,0.8,0.8,null,null,1,null,1,"Operating","Sep",null,null,"Snake R.","Twin Falls","ID","Y","Columbia","WECC","Milner Dam Inc. (Co-licensed w/Idaho Power Co.)","Independent","Idaho Power Co.",null,null,null,null,1,1,0.83299999999999996,{"$f":"IF(ISNUMBER(T562),T562,CC562)*AN562","v":1},null,null,null,null,null,null,null,null,null,null,"IPC",null,null,null,null,null,null,null,null,null,null,null,null,null,null,null,null,null,null,"(1) 833 kW unit generating on instream flows. License granted December 1988; expires November 2038. Critical energy from PNUCC 2005 NRF","42.525","-114.013",0,"2017-10-24T11:43:16",0.83299999999999996,0,1.2004801920768309,1]
["Milner Butte Landfill Project",2153,"63755",null,null,"IC","LFG",null,"Biomass",2.5,null,null,null,null,null,null,null,null,null,null,null,null,"Operating","Jun",2018,null,"Milner Butte Landfill","Cassia","ID","Y","Columbia","WECC","Southern Idaho Solid Waste","Independent","Idaho Power (20yr QF thru 2038)",null,null,null,2038,1,1,2.5,null,null,null,null,null,"SPP",null,null,null,null,null,"IPC",null,null,null,null,null,null,null,null,null,null,null,null,null,null,null,null,null,1.9,"Engines est. to be in production for 20-30 years; goal is to have third generator in operation within 5 years; $7.8MM took 4 years to develop","42.46531","-114.004",null,"2018-09-18T11:20:56",2.5,2.5,0.75,1.875]
["Milner Dam (Idaho Wind)",1798,"56437","MDWP",null,"WT","WND",null,"Wind",19.5,19.5,null,null,null,null,19.5,19.5,null,null,5.9,null,null,"Operating","Feb",2011,null,"Murtaugh","Cassia","ID","Y","Columbia","WECC","Idaho Wind Partners","Independent","QF PPA w/IPC (Feb 2011 - 2030)",null,"PNW IOU",null,2030,1,1,19.5,{"$f":"IF(ISNUMBER(T564),T564,CC564)*AN564","v":5.9},null,null,null,null,"SPP","(13) GE 1.5 XLE",80,82.5,2,null,"IPC",null,null,null,null,null,null,null,null,null,4.46,6.2,6.4,6.74,5.38,6,5.3,6.5,5.2,"(13) GE 1.5 MW WTG.  FERC ruling May 2011 allows for RECs to be unbundled via 3rd party and sold to CA - power gets sold back to ID. Design wind speed 14.4mph.","42.495962","-114.021106","http://www.exergydevelopment.com/projects/sites/milner-dam","2017-10-24T11:42:04",19.5,19.5,0.3025641025641026,5.9]
["Minidoka 6-9",1365,"6398","6,7,8,9","FCRPS","Storage","WAT",null,"Hydro",27.6,27.7,null,2.3199999999999998,27.7,27.7,27.7,27.7,null,null,8,null,16,"Operating","Jun",1927,null,"Snake R.","Minidoka","ID","Y","Columbia","WECC","USBR","Federal","BPA",null,null,"Rewound units",null,1,1,27.6,{"$f":"IF(ISNUMBER(T565),T565,CC565)*AN565","v":8},null,null,null,null,null,null,null,null,null,null,"BPA",10,9.9,9,2.4938356164383602,4.7066210045662098,11.8,3.81,14.14,12.6,20.74,15.5,9.73,11,12.67,8.6,5.8,5.6,4.5999999999999996,"Units 1- 5 installed 1909 for irrigation pumping; retired Sep 1995, maintained as historic site. Unit 6 (3 MW) installed 1927, Unit 7 (5.5) installed 1942, Units 8 & 9 (10 MW ea.) installed 1997.","42.67","-113.48","http://www.usbr.gov/dataweb/dams/id00275.htm","2020-03-29T23:01:35",27.6,27.7,0.28985507246376813,8]
["Minikahda",1366,null,null,"None","Diversion","WAT",null,"Hydro",7.3700000000000002E-2,null,0,0,7.3700000000000002E-2,7.3700000000000002E-2,null,null,null,null,null,null,null,"Operating",null,null,null,"Minikahda Cr.","Clackamas","OR","Y","Columbia","WECC","P. M. Sanders","Independent","Listed NUG per 2009 White Book",null,null,null,null,1,1,null,null,null,null,null,null,null,null,null,null,null,null,null,null,null,null,null,null,null,0.04,null,null,null,null,null,null,null,null,null,null,null,null,"","",0,"2020-03-22T21:28:39",7.3700000000000002E-2,7.3700000000000002E-2,0.42699999999999999,3.1469900000000002E-2]
["Mink Creek",1367,"10325","GEN1",8646,"Diversion","WAT",null,"Hydro",3.1,3.1,0.4,0.4,2,0.6,2,0.6,null,null,null,null,1,"Operating","Dec",1986,null,"Mink Cr.","Franklin","ID","Y","Bear","WECC","R. Fackrell","Independent","PacifiCorp (QF thru Mar 2022)",null,null,null,2022,1,1,{"$f":"AN567*J567","v":3.1},{"$f":"IF(ISNUMBER(T567),T567,CC567)*AN567","v":1.0888499999999999},null,null,null,null,"SPP",null,null,null,null,null,"PACE",null,null,null,null,0.42146118721461201,null,0.31,1.1599999999999999,0.9,1.22,1,0.68,0.89,0.97799999999999998,1.1000000000000001,1.6,1.1000000000000001,1.2,"License granted June 1986; expires May 2036. Critical energy from PNUCC 2005 NRF","42.260844","-111.665589",0,"2020-03-22T21:28:50",3.1,2,0.42699999999999999,1.0888499999999999]
["Minke Solar",2326,"63465","PGR20",null,"PV","SOL",null,"Solar",2.2000000000000002,2.2000000000000002,null,null,null,null,null,null,null,null,null,null,null,"Operating","Dec",2020,null,"Molalla","Clackamas","OR","Y",null,"WECC","Pine Gate Renewables","Independent","PGE QF",null,null,null,null,1,1,null,null,null,null,null,null,"SPP",null,null,null,null,null,null,null,null,null,null,null,null,null,null,null,null,null,null,null,null,null,null,null,null,"Per EIA, project is under construction, with est COD June 2020.",45.171950000000002,-122.62335,null,"2021-05-19T12:56:05",2.2000000000000002,2.2000000000000002,0.254,0.55880000000000007]
["Mint Farm",1368,"55700","1STG,CTG1",null,"CC","NG",null,"Natural gas",319,319,303,300.60000000000002,275.89999999999998,302.5,270,336,133,0.85,null,null,null,"Operating","Jan",2008,null,"Longview","Cowlitz","WA","Y","Columbia","WECC","Puget Sound Energy (purchased from Wayzata in 2008)","IOU","Puget Sound Energy",null,null,null,null,1,1,{"$f":"AN569*J569","v":319},{"$f":"IF(ISNUMBER(T569),T569,CC569)*AN569","v":257.6105},null,null,"Williams Northwest",null,null,null,null,null,null,null,"BPA",null,null,null,null,0,null,82,158.97,164.72,79.95,126.4,184.29,147.13999999999999,194.05,120.8,100.3,155.6,212.9,"1x1 CC w/GE 7FA GT w/ duct-fired HRSG.  248 MW baseload plus 71 MW power augmentation & duct firing. Groundbreaking Oct 2001.  Construction suspended August 2002 at 34% complete.  Acquired by Wayzata in Oct 2005.  Construction resumed in June 2006.  Purchased by PSE Dec 2008.","46.131090","-122.982786","http://www.pse.com/SiteCollectionDocuments/mediaKit/053_Mint_Farm.pdf","2020-07-16T15:42:07",303,275.89999999999998,0.89,257.6105]
["Mirror Lake (Hutchinson Creek)",1369,"54652","GEN1,GEN2,GEN3,GEN4",7747,"Conduit","WAT",null,"Hydro",1,null,0.7,0.7,1,1,1,1,null,null,0.71,null,null,"Operating","Jan",1983,null,"Nooksack R., M. Fk.","Whatcom","WA","Y","Puget Sound & Coastal","WECC","Hutchinson Hydro, LLC","Independent","Puget Sound Energy (QF thru Sep 2016)",null,null,null,2016,1,1,1,{"$f":"IF(ISNUMBER(T570),T570,CC570)*AN570","v":0.71},null,null,null,null,null,null,null,null,null,null,null,0.1,0.2,0.2,0.26986301369863003,0.24783105022831101,0.2,0.23,null,null,null,null,null,null,null,null,null,null,null,"Exemption granted July 1984.","","",0,"2020-03-22T21:10:28",1,1,0.71,0.71]
["Mitchell Butte",1370,"50360","GEN1",5357,"Canal","WAT",null,"Hydro",1.88,1.8,0,0,0.74,0,1.8,1.8,null,null,null,null,0,"Operating","May",1989,null,"Mitchell Butte Lateral","Malheur","OR","Y","Columbia","WECC","Owyhee Project Irr. Dist.","Independent","Idaho Power Co. (QF thru May 2024)",null,null,null,null,1,1,1.88,{"$f":"IF(ISNUMBER(T571),T571,CC571)*AN571","v":0.55937000000000003},null,null,null,null,null,null,null,null,null,null,"IPC",null,null,null,null,null,null,0.75,0.61,0.6,0.72,0.6,0.25,0.01,0.122,0.4,0.8,0.6,0.8,"License granted December 1984; expires November 2034. Critical energy from PNUCC 2005 NRF","43.771896","-117.155023",0,"2020-03-22T21:29:21",1.88,0.74,0.42699999999999999,0.55937000000000003]
["Monroe Street 1",1371,"9095","6","2545C","ROR R. w/Div.","WAT",null,"Hydro",14.8,14.8,null,13.8,15.6,15.6,15,15,null,null,11.2,null,10,"Operating",null,1890,null,"Spokane R. (Spokane, WA)","Spokane","WA","Y","Columbia","WECC","Avista","IOU","Avista Utilities",null,null,null,null,1,1,14.8,{"$f":"IF(ISNUMBER(T572),T572,CC572)*AN572","v":11.2},null,null,null,null,null,null,null,null,null,null,"Avista",12,11.2,6,4.96700913242009,3.56666666666667,3,2.41,11.86,12.1,12.51,11.7,11.95,11.73,9.59,11.1,10.9,9.3000000000000007,11.2,"Original license May 1965 - Jul 2007. 50-year relicense granted Jun 2009.  Critical energy from PNUCC 2005 NRF","47.662035","-117.425545","http://www.avistautilities.com/resources/relicensing/spokane/project/proj_ms.asp","2020-04-09T21:42:44",14.8,15.6,0.75675675675675669,11.2]
["Montague Wind Facility Ph I",1906,"58099","1",null,"WT","WND",null,"Wind",202,200,null,null,null,null,200,200,null,null,null,null,null,"Operating","Oct",2019,null,"Arlington","Gilliam","OR","Y","Columbia","WECC","Avangrid","Independent","Apple (Dec 2019 - Dec 2039)",null,"Direct Access",null,2039,1,1,202,null,null,null,null,null,null,"(56) Vestas V136-3.45",87,136,2,null,"BPA",null,null,null,null,null,null,null,null,null,null,null,null,null,null,null,null,null,9.1999999999999993,"Avangrid confirmed construction of first phase (202 MW) began by September 14, 2017 deadline. Design wind speed 13.8mph.","45.5857","-120.0904",null,"2020-01-13T14:52:31",202,200,0.32,64.320000000000007]
["Montana One (Colstrip Energy) (Rosebud)",1372,"10784","GEN1",null,"FBST","WC","SUB","Coal",46.1,46.1,13,13.9,39,39,38,40.5,23,0.9,null,null,null,"Operating","Feb",1990,null,"Colstrip","Rosebud","MT","N","Missouri","WECC","Colstrip Energy, LP","Independent","NorthWestern (QF thru Jun 2025)",null,null,null,2025,0.31,0.31,14.291,{"$f":"IF(ISNUMBER(T574),T574,CC574)*AN574","v":6.9315999999999995},null,null,null,null,"SPP",null,null,null,null,null,"NorthWestern",null,null,null,null,null,null,33.479999999999997,32.72,37.799999999999997,29.77,34.5,37.26,35.33,35.81,35.700000000000003,21.7,37.4,34.299999999999997,null,"45.884204","-106.612002","http://www.pplweb.com/ppl+generation/coal+plants/colstrip.htm","2020-07-16T18:28:57",13,39,0.86,22.36]
["Montana State University Central Plant",1373,null,null,null,"STCG","NG","LPG","Natural gas",1.1499999999999999,null,null,null,null,null,null,null,null,null,null,null,null,"Operating",null,1991,null,"Bozeman","Gallatin","MT","N","Missouri","WECC","Montana State University","Independent","Self-generation",null,null,null,null,1,0,1.1499999999999999,{"$f":"IF(ISNUMBER(T575),T575,CC575)*AN575","v":0.91999999999999993},"Montana State University","Central heating plant","Northwestern Energy LLC",null,null,null,null,null,null,null,null,null,null,null,null,null,null,null,null,null,null,null,null,null,null,null,null,null,null,"(1) 0.75 MW (nameplate) STG.","","",0,"2012-03-13",1.1499999999999999,1.1499999999999999,0.8,0.91999999999999993]
["Mora Canal Drop",1374,"56498","1",3403,"Canal","WAT",null,"Hydro",1.7,1.7,0,1.9,1.17,0,0.8,0.8,null,null,0.9,null,null,"Operating","Jun",2006,null,"Mora Canal","Ada","ID","Y","Columbia","WECC","Boise Project Board of Control","Independent","Idaho Power Co. (QF)",null,null,null,null,1,1,1.7,{"$f":"IF(ISNUMBER(T576),T576,CC576)*AN576","v":0.9},null,null,null,null,"SPP",null,null,null,null,null,"IPC",null,null,null,null,null,null,0.51,0.56000000000000005,0.5,0.54,0.6,0.39,0.56000000000000005,0.53,0.6,0.5,0.5,0.5,"Exemption granted Dec 1980.","43.460012","-116.47254",0,"2020-03-22T21:29:31",1.7,1.17,0.52941176470588236,0.9]
["Morgan Solar Center",2267,"61855","MORGN",null,"PV","SOL",null,"Solar",3,3,null,null,3,null,null,null,null,null,null,null,null,"Operating","Apr",2020,null,"Ontario, OR","Malheur","OR","Y","Columbia","WECC","Enerparc","Independent","Idaho Power Co. (QF)",null,null,null,2040,1,1,3,null,null,null,null,null,"SPP",null,null,null,null,null,"IPC",null,null,null,null,null,null,null,null,null,null,null,null,null,null,null,null,null,null,null,43.95138,-117.07347799999999,null,"2020-04-01T11:47:41",3,3,0.254,0.76200000000000001]
["Morony 1 & 2",1375,"2191","MOR1,MOR2","2188A","ROR","WAT",null,"Hydro",46.5,54,null,null,48,48,48,48,null,null,30.623999999999999,null,null,"Operating","Jan",1930,null,"Missouri R.","Cascade","MT","N","Missouri","WECC","Northwestern Energy purchased from PPL Montana, finalized Nov. 2014.","IOU","Northwestern Energy",null,null,null,null,0.31,0.31,14.414999999999999,{"$f":"IF(ISNUMBER(T578),T578,CC578)*AN578","v":9.4934399999999997},null,null,null,null,null,null,null,null,null,null,"NorthWestern",24.7,27.9,24.5,28.694178082191801,31.186986301369899,27.6,30.68,35.06,34.159999999999997,22.76,32.5,25.72,29.11,28.2,29.6,33.1,37,36.4,"Original License granted April 1956; expired November 1994.","47.581","-111.059","http://www.northwesternenergy.com/our-company/hydroelectric-facilities","2020-03-25T12:44:44",{"$f":"IF(OR(I578=\"Wind\",I578=\"Solar\",I578=\"Hydro\"),J578,IF(ISNUMBER(L578),L578,IF(ISNUMBER(O578), O578, IF(ISNUMBER(Q578),Q578,J578))))","v":46.5},{"$f":"IF(OR(J578=\"Wind\",J578=\"Solar\",J578=\"Hydro\"),J578,IF(ISNUMBER(N578),N578,IF(ISNUMBER(P578), P578, IF(ISNUMBER(L578),L578,J578))))","v":48},{"$f":"IF(OR(ISBLANK(J578),ISBLANK(T578),J578=0),VLOOKUP(IF(G578=\"WAT\",\"HY\",IF(G578=\"LFG\",\"LFG\",F578)),Acapability,4,FALSE),T578/J578)","v":0.65858064516129033},{"$f":"IF(ISNUMBER(T578),T578,AVERAGE(BZ578,CA578)*CB578)","v":30.623999999999999}]
["Morrow Power",1376,"55683",null,null,"GTaero","NG",null,"Natural gas",25,null,null,null,22.3,31,null,null,null,null,null,null,null,"Retired",null,2001,2012,"Boardman","Morrow","OR","Y","Columbia","WECC","Morrow Power (Subsidiary of Montsano Enviro Chem Systems)","Independent","Retired (formerly unannounced market & contract sales)",null,null,null,null,0,0,0,{"$f":"IF(ISNUMBER(T579),T579,CC579)*AN579","v":0},null,null,"TransCanada GTN",null,null,null,null,null,null,null,"BPA",null,null,null,null,null,null,null,null,null,null,null,null,null,null,null,null,null,null,"Rolls Royce RB211 6762 GT.  Limited to 24.9 MW (no OR site certificate).","45.835","-119.653","http://www.makad.com/projects_Morrow_Power.html","2020-03-25T22:35:32",31,22.3,0.91,24.2515]
["Morse Creek",1377,"7407",null,6461,"Diversion","WAT",null,"Hydro",0.5,null,null,0.47,1,1,null,null,null,null,0,null,0,"Retired","Oct",1987,2012,"Morse Cr.","Clallam","WA","Y","Puget Sound & Coastal","WECC","City of Port Angeles","Municipal","Retired",null,null,null,null,0,0,0,null,null,null,null,null,null,null,null,null,null,null,null,null,null,0.1,6.8607305936073101E-2,0.156735159817352,0.2,7.0000000000000007E-2,null,null,null,null,null,null,null,null,null,null,null,"License granted September 1985; expires August 2035 - Surrendered. Critical energy from PNUCC 2005 NRF","","",0,"2020-03-31T11:16:37",0.5,1,0,0]
["Mossyrock 1 & 2",1378,"3918","51,52","2016B","Storage","WAT",null,"Hydro",300,300,null,254,378.7,315,371.4,322.3,null,null,110,null,98,"Operating",null,1905,null,"Cowlitz R.","Lewis","WA","Y","Columbia","WECC","City of Tacoma","Municipal","City of Tacoma",null,null,null,null,1,1,300,{"$f":"IF(ISNUMBER(T581),T581,CC581)*AN581","v":110},null,null,null,null,null,null,null,null,null,null,"Tacoma",121,107.7,85.3,61.4276255707763,132.62363013698601,107.4,115.49,113.68,117.2,151.31,161.69999999999999,122.82,146.91,114.91,137.19999999999999,144.5,103.6,66.599999999999994,"License granted April 2002; expires March 2037. Critical energy from PNUCC 2005 NRF","46.535","-122.424","http://www.ci.tacoma.wa.us/power/parksandpower/hydro_power/cowlitz/mossyrock_dam.htm","2020-03-20T22:38:11",300,378.7,0.36666666666666664,110]
["Mount Hope Solar Project",2371,null,null,null,"PV","SOL",null,"Solar",2.5,null,null,null,null,null,null,null,null,null,null,null,null,"Operating","Mar",2021,null,"Clackamas Cty","Clackamas","OR","Y","Columbia","WECC","Neighborhood Power Corp","Independent","PGE (20yr QF)",null,null,null,null,null,null,null,null,null,null,null,null,null,null,null,null,null,null,"PGE",null,null,null,null,null,null,null,null,null,null,null,null,null,null,null,null,null,null,null,45.127890000000001,-122.6134,null,"2021-07-15",2.5,2.5,0.254,0.63500000000000001]
["Mountain Home Solar (Mt. Home Solar I)",2111,"59695","MHPV1",null,"PV","SOL",null,"Solar",20,20,null,null,null,null,20,20,null,null,5.38,null,null,"Operating","Mar",2017,null,"Mountain Home, ID","Elmore","ID","Y","Columbia","WECC","Intermountain Energy Partners","Independent","Idaho Power Co (20 yr ESA)",null,null,null,2036,1,1,{"$f":"AN583*J583","v":20},{"$f":"IF(ISNUMBER(T583),T583,CC583)*AN583","v":5.38},null,null,null,null,"SPP",null,null,null,null,"Single-axis","IPC",null,null,null,null,null,null,null,null,null,null,null,null,null,null,null,4.3,5.4,5.7,"Crystalline Silicone, 28.5MWdc, Single-axis. 180 azimuth angle, 60 tilt angle. Expected to use mono crystalline solar modules with Tier 1 inverters and utilize single axis tracking system.","43.129872","-115.736364",null,"2017-11-07T10:34:08",20,20,0.26900000000000002,5.38]
["Mountain Wind Power I",2024,"56752","1",null,"WT","WND",null,"Wind",60.9,61,null,null,null,null,61,61,null,null,null,null,null,"Operating","Jul",2008,null,"Piedmont, WY","Uinta","WY","N","Colorado","WECC","Edison Mission Energy, PPA to PacifiCorp for 100%","Independent","PacifiCorp (Jul 2008 - Jul 2033)","PacifiCorp (bundled RECs)","PNW IOU",null,2033,1,1,60.9,19.504000000000001,null,null,null,null,null,"(29) Suzlon S88-2100",80,88,2,null,"PACE",null,null,null,null,null,null,null,null,null,null,null,19.059999999999999,21.88,16.04,18.399999999999999,18.809999999999999,0.5,18.100000000000001,"(29) 2.1 MW WTG.  Assume 25.81% SG factor to Oregon, per PacifiCorp's 2011 OR RPS Compliance Report. Design wind speed 19mph.","41.275629","-110.539488","http://en.openei.org/wiki/Mountain_Wind_I_Wind_Farm","2020-01-29T10:22:38",60.9,61,0.32,19.504000000000001]
["Mountain Wind Power II",2025,"56753","1",null,"WT","WND",null,"Wind",79.8,80,null,null,null,null,80,80,null,null,null,null,null,"Operating","Sep",2008,null,"Piedmont, WY","Uinta","WY","N","Colorado","WECC","Edison Mission Energy, PPA to PacifiCorp for 100%","Independent","PacifiCorp (Sep 2008 - Sep 2033)","PacifiCorp (bundled RECs)","PNW IOU",null,2033,1,1,79.8,25.568000000000001,null,null,null,null,null,"(38) Suzlon S88-2100",80,88,2,null,"PACE",null,null,null,null,null,null,null,null,null,null,null,26.01,29.2,20.9,24.1,24.76,0.6,22.7,"(38) 2.1 MW WTG.  Assume 25.81% SG factor to Oregon, per PacifiCorp's 2011 OR RPS Compliance Report. Design wind speed 19mph.","41.275629","-110.539488","http://www.rnp.org/node/mountain-wind-ii","2020-01-29T10:22:41",79.8,80,0.32,25.568000000000001]
["Moyer-Tolles Solar Station",2184,null,null,null,"PV","SOL",null,"Solar",1,1,null,null,null,null,null,null,null,null,0.2,null,null,"Operating","Feb",2016,null,"Hwy 730 near McNary","Umatilla","OR","Y","Columbia","WECC","Umatilla Electric Coop","Coop","Umatilla Electric Coop",null,null,null,null,1,1,1,0.2,null,null,null,null,null,null,null,null,null,null,"BPA",null,null,null,null,null,null,null,null,null,null,null,null,null,null,null,null,null,null,"$2.5M, 3,952 solar panels. Built to meet future RPS obligations.","45.912","-119.277","https://www.umatillaelectric.com/uecs-solar-station-producing-1-megawatt-power-march-31-2016/","2019-11-22T12:11:31",1,1,0.2,0.2]
["Moyie River 1 & 3 (Moyie Springs) (Lower PH)",1381,"6506","1,3","1991B","Storage w/Div","WAT",null,"Hydro",2,2,null,0.47,2.2000000000000002,2.2000000000000002,2.2000000000000002,2.2000000000000002,null,null,2.7290000000000001,null,1,"Operating","Jan",1942,null,"Moyie R.","Boundary","ID","Y","Columbia","WECC","City of Bonners Ferry","Municipal","City of Bonners Ferry",null,null,null,null,1,1,2,2.7290000000000001,null,null,null,null,null,null,null,null,null,null,"BPA",null,null,null,null,null,null,2.91,2.5,2.9,3.1,3.3,3.25,3.12,3.22,3.5,2.1,2.7,2.5,"Original license granted Apr 1948 - Mar 1998. Relicensed Jun 1999 through May 2029.  Critical energy from PNUCC 2005 NRF","48.7339","-116.1752",0,"2020-03-21T21:38:05",2,2.2000000000000002,1.3645,2.7290000000000001]
["Moyie River 2 (Moyie Springs) (Upper PH)",1380,"6506","2","1991A","Storage w/Div","WAT",null,"Hydro",0.45,0.4,null,null,0.4,0.4,0.4,0.4,null,null,0,null,1,"Operating","Jan",1921,null,"Moyie R.","Boundary","ID","Y","Columbia","WECC","City of Bonners Ferry","Municipal","City of Bonners Ferry",null,null,null,null,1,1,0.45,0,null,null,null,null,null,null,null,null,null,null,"BPA",null,null,null,null,null,null,null,null,null,null,null,null,null,null,null,null,null,null,"Original license granted Apr 1948 - Mar 1998. Relicensed Jun 1999 through May 2029.  Critical energy from PNUCC 2005 NRF","","",0,"2017-10-24T11:52:43",0.45,0.4,0,0]
["Moyie River 4 (Moyie Springs) (Third PH)",1382,"6506","4","1991C","Storage w/Div","WAT",null,"Hydro",1.488,1.5,null,null,1.7,1.7,1.7,1.7,null,null,0,null,2,"Operating","Feb",1982,null,"Moyie R.","Boundary","ID","Y","Columbia","WECC","City of Bonners Ferry","Municipal","City of Bonners Ferry",null,null,null,null,1,1,1.488,0,null,null,null,null,null,null,null,null,null,null,"BPA",null,null,null,null,null,null,null,null,null,null,null,null,null,null,null,null,null,null,"Original license granted Apr 1948 - Mar 1998. Relicensed Jun 1999 through May 2029.  Critical energy from PNUCC 2005 NRF","48.7339","-116.1752",0,"2017-10-24T11:52:58",1.488,1.7,0,0]
["Mt. Tabor",1383,null,null,6957,"Conduit","WAT",null,"Hydro",0.17,null,0.2,0.17,0.2,0.2,null,null,null,null,null,null,0,"Operating",null,1985,null,"Mt. Tabor Res. No. 5","Multnomah","OR","Y","Columbia","WECC","City of Portland","Independent","Listed NUG per 2009 White Book",null,null,null,null,1,1,null,null,null,null,null,null,null,null,null,null,null,null,"PGE",null,null,null,null,null,null,null,null,null,null,null,null,null,null,null,null,null,null,"Exemption granted February 1983. Critical energy from PNUCC 2005 NRF","48.7339","-116.1752",0,"2020-03-22T21:29:53",0.17,0.2,0.42699999999999999,7.8994999999999996E-2]
["Mud Creek A",1384,null,null,"4769A","Diversion","WAT",null,"Hydro",0.44,null,0.4,0.47,null,null,null,null,null,null,null,null,0,"Operating",null,1982,null,"Mud Cr.","Twin Falls","ID","Y","Columbia","WECC","S. & S. Limited Partnership","Independent","Idaho Power Co. (Renewed QF, now expiring in 2037; original QF thru Feb 2017)",null,null,null,2037,1,1,null,null,null,null,null,null,null,null,null,null,null,null,"IPC",null,null,null,null,null,null,null,null,null,null,null,null,null,null,null,null,null,null,"Exemption granted November 1981. Critical energy from PNUCC 2005 NRF","","",0,"2020-03-22T21:30:06",0.44,0.4,0.42699999999999999,0.17934]
["Mud Creek B",1385,null,null,"4769B","Canal","WAT",null,"Hydro",0.22,null,0,null,null,null,null,null,null,null,null,null,0,"Operating",null,1982,null,"Present Ditch","Twin Falls","ID","Y","Columbia","WECC","S. & S. Limited Partnership","Independent","Idaho Power Co. (Renewed QF, now expiring in 2037; original QF thru Feb 2017)",null,null,null,2037,1,1,null,null,null,null,null,null,null,null,null,null,null,null,"IPC",null,null,null,null,null,null,null,null,null,null,null,null,null,null,null,null,null,null,"Exemption granted November 1981. Critical energy from PNUCC 2005 NRF","","",0,"2017-11-15T16:15:23",0.22,0,0.42699999999999999,4.6969999999999998E-2]
["Murphy Flat Power Project",2103,"60009","IPMF",null,"PV","SOL",null,"Solar",20,20,null,null,null,null,20,20,null,null,5.3,null,null,"Operating","Apr",2017,null,"Murphy","Owyhee","ID","Y","Columbia","WECC","First Wind, Inc.","Independent","Idaho Power Co (20 yr ESA)",null,null,null,2036,1,1,{"$f":"AN593*J593","v":20},{"$f":"IF(ISNUMBER(T593),T593,CC593)*AN593","v":5.3},null,null,null,null,"SPP",null,null,null,null,"Single-axis","IPC",null,null,null,null,null,null,null,null,null,null,null,null,null,null,null,3.1,5.2,5.3,"Crystalline Silicone, 26MWdc, Single-axis. 180 azimuth angle, 60 tilt angle. Project expected to use (10) 2.0 MW ac SMA inverters and (85,880) JA 305w DC panels and utilize a single axis tracking system (from ESA IPUC filing).  RECs to be split 50/50 between IPC and developer.  Expected CF 26.5% AC.","43.213125","-116.4347",null,"2017-11-07T11:00:35",20,20,0.26500000000000001,5.3]
["Musselshell Wind 1",2074,"57963","MWP1",null,"WT","WND",null,"Wind",10,10,null,null,null,null,10,10,null,null,null,null,null,"Operating","Dec",2012,null,"Shawmut, MT","Wheatland","MT","N","Missouri","WECC","Volkswind/Goldwind","Independent","25 yr PPA w/ NorthWestern",null,"PNW IOU",null,2037,0.31,0.31,3.1,{"$f":"IF(ISNUMBER(T594),T594,CC594)*AN594","v":0.99199999999999999},null,null,null,null,"SPP","(7) Goldwind GW 87/1500",75,87,3,null,"NorthWestern",null,null,null,null,null,null,null,null,null,null,0,2.76,3.02,2.75,2.8,2.9,2.1,1.5,"(7) 1.5 MW WTG (produced by Broadwind).  25 yr PPA w/ NorthWestern (through Dec 2037). Design wind speed 22mph.","46.401","-109.554","http://www.goldwindamerica.com/project_profiles/musselshell/","2017-10-24T11:54:20",10,10,0.32,3.2]
["Musselshell Wind 2",2075,"57965","MWP2",null,"WT","WND",null,"Wind",10,10,null,null,null,null,10,10,null,null,null,null,null,"Operating","Dec",2012,null,"Shawmut, MT","Wheatland","MT","N","Missouri","WECC","Volkswind/Goldwind","Independent","25 yr PPA w/ NorthWestern",null,"PNW IOU",null,2037,0.31,0.31,3.1,{"$f":"IF(ISNUMBER(T595),T595,CC595)*AN595","v":0.99199999999999999},null,null,null,null,"SPP","(7) Goldwind GW 87/1500",75,87,3,null,"NorthWestern",null,null,null,null,null,null,null,null,null,null,0,2.5,3.55,3.23,3.3,3.4,2.6,1.8,"(7) 1.5 MW WTG (produced by Broadwind).  25 yr PPA w/ NorthWestern (through Dec 2037). Design wind speed 22mph.","46.407","-109.478","http://www.goldwindamerica.com/project_profiles/musselshell/","2017-10-24T11:54:36",10,10,0.32,3.2]
["Mystic 1 & 2",1386,"2192","MYS1,MYS2",2301,"Storage w/Div","WAT",null,"Hydro",12,12,null,null,12,12,12,12,null,null,5.7839999999999998,null,null,"Operating","May",1925,null,"W. Rosebud Cr.","Stillwater","MT","N","Missouri","WECC","Northwestern Energy purchased from PPL Montana, finalized Nov. 2014.","IOU","Northwestern Energy",null,null,null,null,0.31,0.31,3.7199999999999998,{"$f":"IF(ISNUMBER(T596),T596,CC596)*AN596","v":1.79304},null,null,null,null,null,null,null,null,null,null,"NorthWestern",4.5999999999999996,5.0999999999999996,null,null,null,null,6.11,6.21,5.3,5.78,5.6,6.18,6.52,6.56,5.9,7.1,7,6.6,"License granted October 1976; expires December 2009. Relicense granted Dec 2007","45.2438317","-109.7312846","http://www.northwesternenergy.com/our-company/hydroelectric-facilities","2020-03-25T12:44:58",12,12,0.48199999999999998,5.7839999999999998]
["N-32 (Northside Canal) (Marco Ranch)",1387,"50323","1,2,3,4",6778,"Diversion","WAT",null,"Hydro",0.55000000000000004,1.2,0,0,1.2,1.2,1.2,1.2,null,null,0.27,null,null,"Operating",null,1985,null,"N. 32 Lateral Cnl.","Jerome","ID","Y","Columbia","WECC","Marcos Ranches","Independent","Idaho Power Co. (QF thru Jul 2020)",null,null,null,2020,1,1,0.55000000000000004,{"$f":"IF(ISNUMBER(T597),T597,CC597)*AN597","v":0.27},null,null,null,null,"SPP",null,null,null,null,null,"IPC",null,null,null,null,null,null,null,null,null,0.4,0.3,null,0.22,0.34,0.3,0.4,0.3,0.3,"Exemption granted September 1983.","42.636558","-114.557764",0,"2020-03-22T21:30:16",0.55000000000000004,1.2,0.49090909090909091,0.27]
["Naches",1388,"3849","2,4","2672A","Diversion","WAT",null,"Hydro",6.37,null,null,null,null,null,6.6,6.6,null,null,null,null,null,"Retired",null,1909,2002,"Wapatox Canal (Natches R.)","Yakima","WA","Y","Columbia","WECC","Former PacifiCorp project sold to USBR","IOU","Retired",null,null,null,null,0,0,0,null,null,null,null,null,null,null,null,null,null,null,null,null,null,null,null,null,null,null,null,null,null,null,null,null,null,null,null,null,null,"(1) 2200 kW unit, (1) 3000 kW unit.  Retired and sold to USBR to restore diverted flow to river. License dismissed.","46.697","-120.653","http://www.usbr.gov/pn/programs/storage_study/reports/ts-yss-21/fullreport.pdf","2020-03-25T22:18:33",6.37,6.6,0.42699999999999999,2.7690949999999996]
["Naches Drop",1389,"3848","1","2672B","Canal","WAT",null,"Hydro",1.4,null,null,null,null,null,1,1,null,null,null,null,null,"Retired",null,1914,2002,"Wapatox Canal (Natches R.)","Yakima","WA","Y","Columbia","WECC","Former PacifiCorp project sold to USBR","IOU","Retired",null,null,null,null,0,0,0,null,null,null,null,null,null,null,null,null,null,null,null,null,null,null,null,null,null,null,null,null,null,null,null,null,null,null,null,null,null,"(1) 1100 kW unit.  Retired and sold to USBR to restore diverted flow to river. License dismissed.","","",0,"2020-03-25T22:18:37",1.4,1,0.42699999999999999,0.51239999999999997]
["Neal Hot Springs",1801,"58022","NHS1,NHS2,NHS3",null,"GB","GST",null,"Geothermal",28.5,33,null,10.5,17.7,28.5,17.7,28.5,null,null,null,null,null,"Operating","Nov",2012,null,"Vale","Malheur","OR","Y","Columbia","WECC","U.S. Geothermal Co. (60 %) and Enbridge (40%)","Independent","Idaho Power Co. - 25yr PPA (QF 2012-2037)","Under the PPA, IPC receives all RECs from the project.",null,null,2037,1,1,28.5,{"$f":"IF(ISNUMBER(T600),T600,CC600)*AN600","v":20.790000000000003},null,null,null,"New Idaho Power Company Substation.",null,null,null,null,null,null,"IPC",null,null,null,null,null,null,null,null,null,null,1.9,18.8,20.94,20.21,20.5,19.7,20.100000000000001,21.2,"Successful bid for IPC July 2006 geothermal RFP.  Interconnection agreement signed Feb 2009.  USDOE load guarantee announced May 2009.  Wellfield development underway .  PPA w/IPC Dec 2009.  Planned service Q4 2012.  U.S. GEA Phase III status Apr 2010.  Construction began August 2011. (3) 9.5 MW units.","44.023055","-117.46","http://www.usgeothermal.com/NealHotSpringProject.aspx","2020-03-23T13:53:26",28.5,17.7,0.9,20.790000000000003]
["Neff Solar (Norwest 2)",2176,"60548","PV1",null,"PV","SOL",null,"Solar",9.9,9.9,null,null,null,null,9.9,9.9,null,null,null,null,null,"Operating","Dec",2016,null,"Bend","Deschutes","OR","Y","Columbia","WECC","Cypress Creek Renewables","Independent","PacifiCorp (20yr PPA,QF)",null,null,null,2036,1,1,9.9,{"$f":"IF(ISNUMBER(T601),T601,CC601)*AN601","v":2.5146000000000002},null,null,null,null,"SPP",null,null,null,null,"Single-axis","PACW",null,null,null,null,null,null,null,null,null,null,null,null,null,null,0,0,2.5,2.4,"Crystalline Silicone, 26MWdc, Single-axis. 180 azimuth angle, 60 tilt angle. http://edocs.puc.state.or.us/efdocs/RPA/re142rpa115832.pdf","44.06803","-121.22838",null,"2017-10-24T13:02:27",9.9,9.9,0.254,2.5146000000000002]
["Newhalem Creek",1391,"9842","20",2705,"Diversion","WAT",null,"Hydro",2.125,2.2999999999999998,null,0.65,2.2999999999999998,2.2999999999999998,2.2999999999999998,2.2999999999999998,null,null,null,null,0,"Operating",null,1921,null,"Newhalem Cr.","Whatcom","WA","Y","Puget Sound & Coastal","WECC","City of Seattle","Municipal","City of Seattle",null,null,null,null,1,1,2.125,{"$f":"IF(ISNUMBER(T602),T602,CC602)*AN602","v":0.9447374999999999},null,null,null,null,null,null,null,null,null,null,"SCE",1.1000000000000001,0.9,1.4,0.58698630136986296,0.71484018264840199,0.4,0.18,0.33,0.5,0.2,0,0,0,0,0,0,0.2,0,"License granted February 1997; expires January 2027. Critical energy from PNUCC 2005 NRF","48.675944","-121.240826",0,"2020-03-21T21:38:27",2.125,2.2999999999999998,0.42699999999999999,0.9447374999999999]
["Nichols Gap",1392,null,null,8704,"ROR R w/Div","WAT",null,"Hydro",0.9,null,0.2,0.19,null,null,null,null,null,null,null,null,0,"Operating",null,1986,null,"Nichols Branch, Trib.","Jackson","OR","Y","Puget Sound & Coastal","WECC","G.B. & P.P. Ryan","Independent","PacifiCorp (QF thru Dec 2021)",null,null,null,2021,1,1,0.9,{"$f":"IF(ISNUMBER(T603),T603,CC603)*AN603","v":0.23485},null,null,null,null,null,null,null,null,null,null,null,null,null,null,null,null,null,null,null,null,null,null,null,null,null,null,null,null,null,"Exemption granted September 1985. Critical energy from PNUCC 2005 NRF","","",0,"2020-03-22T21:30:28",0.9,0.2,0.42699999999999999,0.23485]
["Nicholson",1393,null,null,7865,"Conduit","WAT",null,"Hydro",0.45,null,0.1,0.14000000000000001,null,null,null,null,null,null,null,null,0,"Operating",null,1986,null,"Uncle Ike Cr.","Butte","ID","Y","Columbia","WECC","O. Nicholson","Independent","PacifiCorp (QF thru Apr 2021)",null,null,null,2021,1,1,null,null,null,null,null,null,null,null,null,null,null,null,null,null,null,null,null,null,null,null,null,null,null,null,null,null,null,null,null,null,null,"Exemption granted April 1985. Critical energy from PNUCC 2005 NRF","","",0,"2020-03-22T21:30:39",0.45,0.1,0.42699999999999999,0.117425]
["Nine Canyon",1394,"7936","1",null,"WT","WND",null,"Wind",95.9,95.9,null,null,19,19,95,95,null,null,null,null,null,"Operating","Nov",2002,null,"Horse Heaven Hills","Benton","WA","Y","Columbia","WECC","Energy Northwest","JOA","Benton PUD (9 MW), Chelan (8 MW), Cowlitz (2 MW), Douglas (10 MW), Grant (12 MW), Grays Harbor (20 MW), Franklin 10 MW), Lewis (6 MW), Mason (3 MW), Okanogan (16 MW) PUDs (Shares rounded).","PacifiCorp (unbundled RECs); probably also WA utilities (bundled RECs)","PNW Public",null,null,1,1,{"$f":"AN605*J605","v":95.9},{"$f":"IF(ISNUMBER(T605),T605,CC605)*AN605","v":18.384},null,null,null,null,null,"(63) Siemens SWT-1.3-62",61,62,4,null,"BPA",2.2000000000000002,14.2,17.399999999999999,16.820547945205501,18.7800228310502,18.600000000000001,28.96,26.67,25.4,30.44,29.5,25.67,27.89,24.11,28.1,24.3,27.1,22.4,"Ph I: 48.1 MW (37 1.3 MW Bonus WTG), Sep 2002.  Ph II: 15.6 MW (12 WTG) Dec 2003.  Ph III: 32.2 MW (14 Siemens 2.3 MW WTG) Mar 2008. Design wind speed 14mph.","46.099","-119.086","http://www.transmission.bpa.gov/PlanProj/Wind/completed.cfm?page=nine","2017-10-24T12:41:47",95.9,19,0.32,18.384]
["Nine Mile 1 - 4",1395,"3869","1,2,3N,4N","2545B","ROR","WAT",null,"Hydro",37.6,37.6,null,15.8,25.3,25.3,33.6,33.6,null,null,15.7,null,12,"Operating","Jul",1908,null,"Spokane R. (Nine Mile Falls, WA))","Spokane","WA","Y","Columbia","WECC","Avista","IOU","Avista Utilities",null,null,"Upgrades 2016. Replacement of units 1 and 2",null,1,1,37.6,15.7,null,null,null,null,null,null,null,null,null,null,"Avista",14.3,14,7.6,5.2401826484018299,3.6946347031963498,3,2.42,12.08,11.6,10.28,12.1,9.4700000000000006,6.35,7.63,12.4,13.1,16.399999999999999,13.7,"Original license May 1965 - Jul 2007. 50-year relicense granted Jun 2009.  Critical energy from PNUCC 2005 NRF.  Unit 1 inoperable, Unit 2 limited to 50% power.  Rehab and upgrade underway 2010 for 2013 completion (8.8 MW & 4.4 aMW incremental capacity & energy). Per 2017 email from Avista, upgrades still underway but will not further affect the nameplate or energy (12/6/17).","47.775","-117.543","http://www.avistautilities.com/resources/relicensing/spokane/project/proj_nm.asp","2020-04-09T22:06:34",37.6,25.3,0.41755319148936165,15.7]
["Nippon Paper Industries (Port Angeles Mill Cogen Facility, McKinley Paper Co. - Washington Mill)",1913,"58352","G-11",null,"STCG","WW","FO","Biomass",20,20,null,null,null,null,20,20,null,null,null,null,null,"Operating","Dec",2013,null,"Port Angeles","Clallam","WA","Y","Puget Sound & Coastal","WECC","Nippon Paper Industries, USA","Independent","Self-generation; sell excess 6 MW to market",null,null,null,null,1,0.3,20,16,null,null,null,null,"SPP",null,null,null,null,null,"BPA",null,null,null,null,null,null,null,null,null,null,null,0.21,0.87,10.08,6.7,3.3,0,0,"Excess 6 MW sold to market as renewable power.  Replacement HP boiler and new extraction steam turbine-generator.  Washington Dept of Commerce (6/4/13) confirmed that the project would qualify as a \"new biomass resource\" as opposed to a qualifying/legacy biomass resource.  This means the full output is available for RECs in the state of WA. Aug 2020 update - plant has been bought by McKinley and produces a different paper product. Co-generation still in the cards, but not sure if it is operational again at this time. GC note - leaving as operational until we hear otherwise.","48.1355","-123.465","http://www.npiusa.com/co-gen/cogen-project-summary/","2017-10-24T12:54:54",20,20,0.8,16]
["Nooksack Falls",1396,"3856/58696","GEN1","JR02-1 (Exempt)","ROR R. w/Div.","WAT",null,"Hydro",1.5,1.5,null,null,1.75,1.75,2.8,2.6,null,null,null,null,null,"Operating",null,1906,null,"N. Fk. Nooksack R.","Whatcom","WA","Y","Puget Sound & Coastal","WECC","Puget Sound Hydro","Independent","Puget Sound Energy",null,null,null,null,1,1,1.5,0.69387500000000002,null,null,null,null,"SPP",null,null,null,null,null,"PSE",null,0.8,1.6,1.97214611872146,2.0151826484018298,2.6,2.23,null,null,null,null,2.71,2.86,2.54,2.8,2.4,2.5,2.6,"Diversion dam, water conveyance structures, powerhouse w/a 750kW Pelton turbine-generator.  Fire-damaged in 1997, sold by Puget Sound Energy to Puget Sound Hydro.  Restored to service 2004.","","",0,"2017-10-24T12:53:54",1.5,1.75,0.42699999999999999,0.69387500000000002]
["North Fork 1 & 2",1397,"3047","1,2","2195C","Storage","WAT",null,"Hydro",40.799999999999997,40.799999999999997,null,47.1,15,44,58,58,null,null,23,null,23,"Operating","Nov",1958,null,"Clackamas R.","Clackamas","OR","Y","Columbia","WECC","Portland General Electric","IOU","Portland General Electric",null,null,null,null,1,1,40.799999999999997,23,null,null,null,null,null,null,null,null,null,null,"PGE",20,19.3,19.3,15.9204337899543,24.558447488584498,20.9,24.24,23.28,23.7,23.46,28.7,20.18,23.36,15.36,21.2,25.9,18.3,15.2,"Licens granted January 1957; expires December 2006. Critical energy from PNUCC 2005 NRF","45.244","-122.278","http://www.portlandgeneral.com/community_and_env/hydropower_and_fish/phototour/clackamas/north_fork.asp","2020-03-20T22:38:41",40.799999999999997,15,0.56372549019607843,23]
["North Fork Sprague River",1398,"10737","GEN1",6552,"Diversion","WAT",null,"Hydro",1.23,1.2,0.1,0.15,1,1,1,1,null,null,null,null,0,"Operating","Oct",1989,null,"Sprague R., N. Fk.","Klamath","OR","Y","Klamath","WECC","HDI Assoc. & V. & F.D. Ehlers","Independent","PacifiCorp (QF thru Dec 2021)",null,null,null,2021,1,1,1.23,0.476105,null,null,null,null,"SPP",null,null,null,null,null,"PACW",null,null,null,null,0.100913242009132,0.1,0.08,0.22,0.3,0.34,0.3,0.31,0.33,0.37,0.4,0.5,0.3,0.3,"License granted December 1985; expires November 2035. Critical energy from PNUCC 2005 NRF","42.50136","-120.98944",0,"2020-03-22T21:30:51",{"$f":"IF(OR(I610=\"Wind\",I610=\"Solar\",I610=\"Hydro\"),J610,IF(ISNUMBER(L610),L610,IF(ISNUMBER(O610), O610, IF(ISNUMBER(Q610),Q610,J610))))","v":1.23},{"$f":"IF(OR(J610=\"Wind\",J610=\"Solar\",J610=\"Hydro\"),J610,IF(ISNUMBER(N610),N610,IF(ISNUMBER(P610), P610, IF(ISNUMBER(L610),L610,J610))))","v":1},{"$f":"IF(OR(ISBLANK(J610),ISBLANK(T610),J610=0),VLOOKUP(IF(G610=\"WAT\",\"HY\",IF(G610=\"LFG\",\"LFG\",F610)),Acapability,4,FALSE),T610/J610)","v":0.42699999999999999},{"$f":"IF(ISNUMBER(T610),T610,AVERAGE(BZ610,CA610)*CB610)","v":0.476105}]
["North Gooding Main Hydro Project",2218,"61688",null,"QF15-753","Conduit","WAT",null,"Hydro",1.3,null,null,0,null,null,null,null,null,null,null,null,null,"Operating","Oct",2016,null,"Gooding, ID","Gooding","ID","Y","Columbia","WECC","North Gooding Main Hydro Project","Independent","PURPA QF w/ IPC",null,null,null,2036,1,1,1.3,null,null,null,null,null,"SPP",null,null,null,null,null,"IPC",null,null,null,null,null,null,null,null,null,null,null,null,null,null,null,0.5,0.5,0.5,"FERC granted exemption for qualifying conduit hydropower facility in June 2015. Seasonal hydro project.","42.8336","-114.2683",null,"2020-03-22T21:32:08",1.3,1.3,0.42699999999999999,0.55510000000000004]
["North Valmy 1",1399,"8224","1",null,"ST","COL",null,"Coal",277.2,277.2,254,260.5,254,254,254,254,90,0.9,null,null,null,"Operating","Dec",1981,2021,"Valmy","Humboldt","NV","N","Unknown","WECC","SPP (50%); IPC (50%)","IOU","100% SPP (IPC ended its \"participation\" at EOY 2019)",null,null,null,null,0,0,0,{"$f":"IF(ISNUMBER(T612),T612,CC612)*AN612","v":0},null,null,null,null,null,null,null,null,null,null,"NEVP",238.6,269.39999999999998,457.9,451.150342465753,405.35673515981699,387.2,404.22,385.73,326.89999999999998,212.5,185.9,288.83999999999997,314.60000000000002,162.69999999999999,110.8,74.5,165.5,193.9,"One 254.260 MW STG.","40.873","-117.167",0,"2020-07-16T18:48:15",254,254,0.86,218.44]
["North Valmy 2",1400,"8224","2",null,"ST","COL",null,"Coal",289.8,289.8,268,null,268,268,268,268,90,0.9,null,null,null,"Operating","May",1985,2025,"Valmy","Humboldt","NV","N","Unknown","WECC","SPP (50%); IPC (50%)","IOU","Sierra Pacific Power (50%); Idaho Power Co. (50%)",null,null,null,null,0.5,0.5,144.9,115.24,null,null,null,null,null,null,null,null,null,null,"NEVP",null,null,null,null,null,null,null,null,null,null,null,null,null,null,null,null,null,null,"One 267 MW STG.","40.873","-117.167",0,"2020-07-16T18:48:18",268,268,0.86,230.48]
["North Willow Creek (Pony Generating Station)",1401,null,null,7804,"Diversion","WAT",null,"Hydro",0.4,null,null,null,null,null,null,null,null,null,0.4,null,null,"Operating",null,1988,null,"N. Willow Cr.","Madison","MT","N","Missouri","WECC","G. & G. Ohs","Independent","NorthWestern (QF thru 2020)",null,null,null,2020,0.31,0.31,0.124,0.124,null,null,null,null,null,null,null,null,null,null,null,null,null,null,null,null,null,null,null,null,null,null,null,null,null,null,null,null,null,"License granted December 1985; expires November 2035. Exemption revoked.","","",0,"2020-04-14T11:50:11",0.4,0.4,1,0.4]
["Northeast 1",1402,"6210","1",null,"GTaero","NG","FO","Natural gas",30.6,30.9,31,66,29,33.4,22.5,33,1,0.9,null,null,null,"Operating","Dec",1978,2035,"Spokane","Spokane","WA","Y","Columbia","WECC","Avista","IOU","Avista Utilities",null,null,null,null,1,1,30.6,27.3,null,null,"Transcanada GTN/Williams Northwest",null,null,null,null,null,null,null,"Avista",0,0.1,0,null,9.6232876712328802E-2,0.2,0.14000000000000001,0,0.1,0.03,0,0.03,0.28000000000000003,0.122,0.1,0,0.2,0.4,"P&W FT4C-3F GT.  AQ permit limits to 100 hrs annual operation (2017 Avista IRP).","47.736","-117.366",0,"2020-07-16T15:49:10",31,29,0.91,27.3]
["Northeast 2",1403,"6210",null,null,"GTaero","NG","FO","Natural gas",30.6,30.9,31,null,29,33.4,22.5,33,1,0.9,null,null,null,"Operating","Dec",1978,2035,"Spokane","Spokane","WA","Y","Columbia","WECC","Avista","IOU","Avista Utilities",null,null,null,null,1,1,30.6,27.3,null,null,"Transcanada GTN/Williams Northwest",null,null,null,null,null,null,null,"Avista",null,null,null,null,null,null,null,null,null,null,null,null,null,null,null,null,null,null,"P&W FT4C-3F GT.  AQ permit limits to 100 hrs annual operation (2017 Avista IRP).","47.736","-117.366",0,"2020-07-16T15:49:15",31,29,0.91,27.3]
["Northside Landfill",1404,null,null,null,"IC","LFG",null,"Biomass",0.9,null,null,null,1,1,null,null,null,null,null,null,null,"Idle","May",1998,2005,"North Side Landfill","Spokane","WA","Y","Columbia","WECC","Minnesota Methane","Independent","Idle",null,null,null,2016,0,0,0,0,null,null,null,null,null,null,null,null,null,null,null,null,null,null,null,0,null,null,null,null,null,null,null,null,null,null,null,null,null,"(2) 450 kW Caterpillar G398 Reciprocating engine-generators.  Reported to be switching to microturbines (2005).",{"$f":"IF(ISNA(VLOOKUP($B617,lkpLatLong,3,FALSE)),\"\",VLOOKUP($B617,lkpLatLong,3,FALSE))","v":""},{"$f":"IF(ISNA(VLOOKUP($B617,lkpLatLong,4,FALSE)),\"\",VLOOKUP($B617,lkpLatLong,4,FALSE))","v":""},0,"2020-03-31T12:10:15",1,1,0.75,0.75]
["Noxon Rapids 1 - 5",1405,"2199","1,2,3,4,5",2075,"Storage","WAT",null,"Hydro",487.8,532.4,null,440,589.64,589.64,580.5,622.5,null,null,196.5,null,123,"Operating","Sep",1959,null,"Clark Fork R. (Noxon, MT)","Sanders","MT","Y","Columbia","WECC","Avista","IOU","Avista Utilities",null,null,"Upgrades 2009-2012 including new turbines.",null,1,1,487.8,196.5,null,null,null,null,null,null,null,null,null,null,"Avista",207.4,176.1,181.6,181.344292237443,208.212899543379,181.6,196.39,191.01,171.59,240.83,208.1,180.5,224.67,186.66,193.6,213,210.1,179.6,"Original license granted May 1955; expired February 2001. Critical energy from PNUCC 2005 NRF","47.96","-115.734","http://www.avistautilities.com/resources/hydro/clarkfork/project/proj_nr.asp","2020-04-09T22:03:21",487.8,589.64,0.40282902829028289,196.5]
["O.J. Power Company",1406,null,null,7719,"Diversion","WAT",null,"Hydro",0.19,null,0.1,0.06,null,null,null,null,null,null,null,null,0,"Operating",null,1986,null,"Mill Cr.","Oneida","ID","Y","Columbia","WECC","O.J. Power Co.","Independent","PacifiCorp (QF thru Jan 2022)",null,null,null,2022,1,1,null,null,null,null,null,null,null,null,null,null,null,null,null,null,null,null,null,null,null,null,null,null,null,null,null,null,null,null,null,null,null,"Exemption granted September 1985. Critical energy from PNUCC 2005 NRF","","",0,"2020-03-22T21:32:17",0.19,0.1,0.42699999999999999,6.1915000000000005E-2]
["Oak Grove (Three Lynx) 1 & 2",1407,"6505","1,2","135A&B","ROR R. w/Div.","WAT",null,"Hydro",51,50,null,44,25,39,44,44,null,null,30,null,29,"Operating","Aug",1924,null,"Clackamas R., Oak Grove Fk.","Clackamas","OR","Y","Columbia","WECC","Portland General Electric","IOU","Portland General Electric",null,null,null,null,1,1,{"$f":"AN620*J620","v":51},{"$f":"IF(ISNUMBER(T620),T620,CC620)*AN620","v":30},null,null,null,null,null,null,null,null,null,null,"PGE",27.4,25.5,22.5,20.8640410958904,30.024200913242002,27.9,28.25,28.82,27.6,29.87,31.4,22.47,23.87,18.149999999999999,21.4,23.9,21.1,18.3,"(2) 30 MW units (Three Lynx); (1) 25kW hotel unit (Timothy Lake). Original license September 1922; expired September 1972. Current license through 8/31/06.","45.122","-122.068","http://www.portlandgeneral.com/community_and_env/hydropower_and_fish/phototour/clackamas/oak_grove.aspx","2020-03-20T22:38:58",51,25,0.58823529411764708,30]
["Odell Creek",1408,null,null,6057,"Diversion","WAT",null,"Hydro",0.23,null,0,0.02,null,null,null,null,null,null,null,null,0,"Operating",null,1984,null,"Odell Cr.","Hood River","OR","Y","Columbia","WECC","F.L. Plog","Independent","PacifiCorp (QF thru Dec 2010)",null,null,null,2010,1,1,null,null,null,null,null,null,null,null,null,null,null,null,null,null,null,null,null,null,null,null,null,null,null,null,null,null,null,null,null,null,null,"Exemption granted October 1982. Critical energy from PNUCC 2005 NRF","","",0,"2020-03-22T21:32:28",0.23,0,0.42699999999999999,4.9105000000000003E-2]
["OIT Geo-Heat Ph II",1811,null,null,null,"GB","GST",null,"Geothermal",1.75,null,null,null,null,null,null,null,null,null,null,null,null,"Operating",null,2014,null,"OIT Geo Heat center","Klamath","OR","Y","Klamath","WECC","OIT ","Independent","Self gen for OIT campus",null,null,null,null,1,0,{"$f":"AN622*J622","v":1.75},{"$f":"IF(ISNUMBER(T622),T622,CC622)*AN622","v":1.575},null,null,null,null,null,null,null,null,null,null,null,null,null,null,null,null,null,null,null,null,null,null,null,null,null,null,null,null,null,"1750 kW binary geothermal power plant (two units @ 1,000 kW and 750 kW) at Oregon Tech. Self gen.","42.2562","-121.7859","http://www.oit.edu/orec/geo-heat-center","2016-08-24",1.75,1.75,0.9,1.575]
["Okanogan Co. PUD (Ophir)",1409,null,null,null,"IC","FO",null,"Petroleum",26,null,null,null,null,null,null,null,null,null,null,null,null,"Retired",null,2001,2005,"Brewster","Okanogan","WA","Y","Columbia","WECC","Okanogan Co. PUD","PUD","Retired",null,null,null,null,0,0,0,0,null,null,null,null,null,null,null,null,null,null,null,null,null,null,null,"n/a",null,null,null,null,null,null,null,null,null,null,null,null,null,"(16) 1.6 MW units.","","",0,"2005-12-20",26,26,0.93,24.18]
["Old Faithful 1 & 2",1410,"2196","1,2",null,"IC","FO",null,"Petroleum",2,2,null,null,2,2,2,2,null,null,null,null,null,"Standby","Dec",1979,null,"Yellowstone National Park","Teton","WY","N","Missouri","WECC","NorthWestern Energy","IOU","NorthWestern",null,null,null,null,0.31,0,0.62,0.5766,null,null,null,null,null,null,null,null,null,null,"NorthWestern",null,null,null,null,null,null,null,null,null,null,null,null,null,null,null,null,null,null,null,"44.4533","-110.8347",0,"2017-11-06T16:13:35",2,2,0.93,1.86]
["Old Mill Solar Project",2130,"59374","OMSLR",null,"PV","SOL",null,"Solar",5,5,null,null,null,null,5,5,null,null,null,null,null,"Operating","May",2016,null,"Bly, OR","Klamath","OR","Y","Klamath","WECC","NextEra Energy Resources","Independent","PacifiCorp (15yr PPA, w/ two, 5-yr extension options)",null,null,null,2031,1,1,5,1.27,null,null,null,"PacifiCorp Bly Substation",null,null,null,null,null,"Single-axis","PACW",null,null,null,null,null,null,null,null,null,null,null,null,null,0,0.9,1.3,1.4,1.3,"Crystalline Silicone, 6.8MWdc, Single-axis. 180 azimuth angle. 21,964 jinko solar PV modules, 5 inverters; developed by Obsidian Renewables. ","42.4065","-121.044089","https://www.pacificpower.net/about/nr/nr2015/bly-oregon-solar-facility.html","2017-10-24T13:52:55",5,5,0.254,1.27]
["Olympic View 1 & 2",1411,null,null,null,"IC","NG",null,"Natural gas",5.4,null,5.9,5.2,5.6,5.6,5.2,5.2,null,null,null,null,null,"Operating",null,2002,null,"Shelton","Mason","WA","Y","Puget Sound & Coastal","WECC","Mason Co. PUD #3","PUD","BPA, Mason 1",null,null,null,null,1,1,5.4,5.3475000000000001,null,null,"Williams Northwest",null,null,null,null,null,null,null,"BPA",null,null,null,null,null,null,null,null,null,null,null,null,null,null,null,null,null,null,"(2) 2.6 MW Wartsila reciprocating units.","","",0,"2020-07-17T07:39:04",5.9,5.6,0.93,5.3475000000000001]
["Oneida 1- 3",1412,"829","1,2,3","20D","Storage w/Div","WAT",null,"Hydro",30,30,null,30,27.9,27.9,27.9,27.9,null,null,6.3,null,null,"Operating",null,1915,null,"Bear R.","Franklin","ID","Y","Bear","WECC","PacifiCorp","IOU","PacifiCorp",null,null,null,null,1,1,30,6.3,null,null,null,null,null,null,null,null,null,null,"PACE",3.2,2.6,0.7,1.5478310502283099,1.6987442922374401,1.3,1.17,3.78,3.2,8.83,3.8,3.22,2.48,3.3,4.5,10.7,7.1,5.9,"(3) 10 MW units. Original license (470) granted July 1923; expired July 1973 (as Oneida). Relicensed 12/22/03 as Bear River (20D).","42.1807","-111.8057",0,"2020-03-21T21:40:56",30,27.9,0.21,6.3]
["O'Neil Creek Solar",2331,"63235","OCPV1",null,"PV","SOL",null,"Solar",2.2000000000000002,2.2000000000000002,null,null,null,null,2.2000000000000002,2.2000000000000002,null,null,null,null,null,"Operating","Nov",2019,null,"Washington Cty","Washington","OR","Y","Columbia","WECC","BNRG","Independent","PGE QF thru 2036",null,null,null,null,null,null,null,null,null,null,null,null,"SPP",null,null,null,null,"Fixed tilt",null,null,null,null,null,null,null,null,null,null,null,null,null,null,null,null,null,null,null,"Crystalline Silicone, 3.3MWdc, Fixed-tilt. 180 azimuth angle, 20 tilt angle",45.472000000000001,-123.129,null,null,2.2000000000000002,2.2000000000000002,0.254,0.55880000000000007]
["Ontario Solar Center",2292,"61860","ONTRO",null,"PV","SOL",null,"Solar",3,3,null,null,null,null,null,null,null,null,null,null,null,"Operating","Apr",2020,null,"Ontario","Malheur","OR","Y","Columbia","WECC","Enerparc","Independent","Idaho Power (20 yr ESA)",null,null,null,2040,1,1,{"$f":"AN629*J629","v":3},null,null,null,null,null,"SPP",null,null,null,null,null,null,null,null,null,null,null,null,null,null,null,null,null,null,null,null,null,null,null,null,null,44.113300000000002,-117.02772]
["Opal Springs",1413,"54251","1",5891,"ROR R w/Div","WAT",null,"Hydro",4.3,4.3,2.9,2.94,3.3,5,3.3,5,null,null,null,null,3,"Operating",null,1920,null,"Crooked R.","Jefferson","OR","Y","Columbia","WECC","Deschutes Valley Wtr. Dist.","Independent","PacifiCorp (QF thru Dec 2020)",null,null,null,2020,1,1,{"$f":"AN630*J630","v":4.3},{"$f":"IF(ISNUMBER(T630),T630,CC630)*AN630","v":1.6225999999999998},null,null,null,null,null,null,null,null,null,null,"PACW",null,null,null,null,1.2785388127853901,0.9,0.99,3,3.6,3.06,3.3,3.06,3.09,3.12,3.5,3.7,2.8,3.2,"License granted November 1982; expires October 2032. Critical energy from PNUCC 2005 NRF","44.49004","-121.298812",0,"2020-03-22T21:32:38",{"$f":"IF(OR(I630=\"Wind\",I630=\"Solar\",I630=\"Hydro\"),J630,IF(ISNUMBER(L630),L630,IF(ISNUMBER(O630), O630, IF(ISNUMBER(Q630),Q630,J630))))","v":4.3},{"$f":"IF(OR(J630=\"Wind\",J630=\"Solar\",J630=\"Hydro\"),J630,IF(ISNUMBER(N630),N630,IF(ISNUMBER(P630), P630, IF(ISNUMBER(L630),L630,J630))))","v":3.3},{"$f":"IF(OR(ISBLANK(J630),ISBLANK(T630),J630=0),VLOOKUP(IF(G630=\"WAT\",\"HY\",IF(G630=\"LFG\",\"LFG\",F630)),Acapability,4,FALSE),T630/J630)","v":0.42699999999999999},{"$f":"IF(ISNUMBER(T630),T630,AVERAGE(BZ630,CA630)*CB630)","v":1.6225999999999998}]
["Open Range Solar Center",2116,"60332","ORSC1",null,"PV","SOL",null,"Solar",10,10,null,null,null,null,10,10,null,null,2.62,null,null,"Operating","Sep",2016,null,"Nyssa, OR","Malheur","OR","Y","Columbia","WECC","HelioSage","Independent","Idaho Power Co (20 yr ESA)",null,null,null,2036,1,1,{"$f":"AN631*J631","v":10},{"$f":"IF(ISNUMBER(T631),T631,CC631)*AN631","v":2.62},null,null,null,null,"SPP",null,null,null,null,"Single-axis","IPC",null,null,null,null,null,null,null,null,null,null,null,null,null,null,0.3,2.4,2.6,2.6,"Crystalline Silicone, 13MWdc, Single-axis.  ~(47,000) PV modules on a racking structure, 25 separate concrete pads.  IPC waives any claim to ownership of environmental attributes - per the ESA.","43.797","-117.061",null,"2017-10-24T13:56:24",10,10,0.26200000000000001,2.62]
["Orchard Avenue 1 & 2",1415,"50421","201,301",7338,"Conduit","WAT",null,"Hydro",1.6,1.6,0,0.52,0.4,1,1.6,1.4,null,null,0.64,null,null,"Operating","Mar",1987,null,"Tieton R.","Yakima","WA","Y","Columbia","WECC","Yakima-Tieton Irr. Dist.","Independent","Listed NUG per 2009 White Book",null,null,null,null,1,1,{"$f":"AN632*J632","v":1.6},{"$f":"IF(ISNUMBER(T632),T632,CC632)*AN632","v":0.64},null,null,null,null,"SPP",null,null,null,null,null,"PACW",null,null,null,null,null,null,0.39,0.37,0.3,0.32,0.3,0.34,0.38,0.4,0.4,0.3,0.4,0.3,"License granted July 1984; expires June 2034.","46.596413","-120.677489",0,"2020-03-22T21:39:57",1.6,0.4,0.39999999999999997,0.64]
["Orchard Ranch Solar",2104,"60010","IPOR",null,"PV","SOL",null,"Solar",20,20,null,null,null,null,20,20,null,null,5.3,null,null,"Operating","Mar",2017,null,"Orchard","Ada","ID","Y","Columbia","WECC","First Wind, Inc.","Independent","Idaho Power Co (20 yr ESA)",null,null,null,2036,1,1,{"$f":"AN633*J633","v":20},{"$f":"IF(ISNUMBER(T633),T633,CC633)*AN633","v":5.3},null,null,null,null,"SPP",null,null,null,null,"Single-axis","IPC",null,null,null,null,null,null,null,null,null,null,null,null,null,null,null,4.2,5.4,5.5,"Crystalline Silicone, 26MWdc, Single-axis. 180 azimuth angle, 60 tilt angle. Project expected to use (10) 2.0 MW ac SMA inverters and (85,880) JA 305w DC panels and utilize a single axis tracking system (from ESA IPUC filing).  RECs to be split 50/50 between IPC and developer.  Expected CF 26.5% AC.","43.332139","-116.0297",null,"2017-11-07T11:02:36",20,20,0.26500000000000001,5.3]
["Orchard Windfarm 1",2192,null,null,null,"WT","WND",null,"Wind",10,null,null,null,null,null,null,null,null,null,null,null,null,"Operating","Dec",2020,null,"Ione, OR","Morrow","OR","Y","Columbia","WECC","D.E. Shaw Renewable ","Independent","PacifiCorp (20 yr QF thru June 2039)",null,"PNW IOU",null,2039,null,null,null,null,null,null,null,null,null,null,null,null,null,null,null,null,null,null,null,null,null,null,null,null,null,null,null,null,null,null,null,null,null,null,45.699390000000001,-119.43655,null,"2021-05-19T13:43:24",10,10,0.32,3.2]
["Orchard Windfarm 2",2193,null,null,null,"WT","WND",null,"Wind",10,null,null,null,null,null,null,null,null,null,null,null,null,"Operating","Dec",2020,null,"Ione, OR","Morrow","OR","Y","Columbia","WECC","D.E. Shaw Renewable ","Independent","PacifiCorp (20 yr QF thru June 2039)",null,"PNW IOU",null,2039,null,null,null,null,null,null,null,null,null,null,null,null,null,null,null,null,null,null,null,null,null,null,null,null,null,null,null,null,null,null,null,null,null,null,45.664940000000001,-119.57845,null,"2021-05-19T13:42:42",10,10,0.32,3.2]
["Orchard Windfarm 3",2194,null,null,null,"WT","WND",null,"Wind",10,null,null,null,null,null,null,null,null,null,null,null,null,"Operating","Dec",2020,null,"Iheppner, OR","Morrow","OR","Y","Columbia","WECC","D.E. Shaw Renewable ","Independent","PacifiCorp (20 yr QF thru June 2039)",null,"PNW IOU",null,2039,null,null,null,null,null,null,null,null,null,null,null,null,null,null,null,null,null,null,null,null,null,null,null,null,null,null,null,null,null,null,null,null,null,null,45.542000000000002,-119.48699999999999,null,"2021-05-19T13:42:45",10,10,0.32,3.2]
["Orchard Windfarm 4",2195,null,null,null,"WT","WND",null,"Wind",10,null,null,null,null,null,null,null,null,null,null,null,null,"Operating","Dec",2020,null,"Ione, OR","Morrow","OR","Y","Columbia","WECC","D.E. Shaw Renewable ","Independent","PacifiCorp (20 yr QF thru June 2039)",null,"PNW IOU",null,2039,null,null,null,null,null,null,null,null,null,null,null,null,null,null,null,null,null,null,null,null,null,null,null,null,null,null,null,null,null,null,null,null,null,null,45.636600000000001,-119.53993,null,"2021-05-19T13:42:47",10,10,0.32,3.2]
["OREG 2 CS3",1960,"56880","CS3",null,"GTCG","NG",null,"Natural gas",6.5,7.5,null,null,null,null,5.5,5,null,null,null,null,null,"Operating","Dec",2009,null,"Culbertson","Roosevelt","MT","N","Missouri","MRO","Ormat Nevada","Independent","Basin Electric Power Cooperative",null,null,null,null,0,0,{"$f":"AN638*J638","v":0},{"$f":"IF(ISNUMBER(T638),T638,CC638)*AN638","v":0},"Northern Border Pipeline CS 3","ORMAT Recovered Energy Generator","Northern Border (CS 3)",null,"SPP",null,null,null,null,null,"SWPP",null,null,null,null,null,null,null,3.51,null,17.850000000000001,18.899999999999999,18.18,15.21,17.2,19.8,18.899999999999999,16,14.9,"(1) ORMAT Recovered Energy Generator on Northern Border Pipeline Compressor Station 3","48.2142","-104.3975",0,"2017-10-24T14:04:50",5,5.5,0.8,4.2]
["Oregon City",1416,null,null,"2233C","ROR","WAT",null,"Hydro",1.5,null,null,null,null,null,null,null,null,null,1.05,null,null,"Retired",null,1916,2005,"Willamette R.","Clackamas","OR","Y","Columbia","WECC","Portland General Electric (Formerly by Blue Heron Paper Co.)","IOU","Retired",null,null,null,null,0,0,0,null,null,null,null,null,null,null,null,null,null,null,null,null,null,null,null,"n/a",null,null,null,null,null,null,null,null,null,null,null,null,null,"Licensed Jan 1955 - Dec 2004. Sold to PGE and retired in 2005.","","",0,"2020-03-25T22:18:45",1.5,1.5,0.70000000000000007,1.05]
["Oregon Convention Center Solar Project",2216,"60112","PV1",null,"PV","SOL",null,"Solar",1.4,1.4,null,null,null,null,1.4,1.4,null,null,null,null,null,"Operating","Aug",2016,null,"Oregon Convention Center, Portland","Multnomah","OR","Y","Columbia","WECC","Oregon Convention Center, operated by Solar City","Independent","Self-gen (~25-30% of facilitiy's energy use)",null,null,null,null,1,0.7,1.4,{"$f":"IF(ISNUMBER(T640),T640,CC640)*AN640","v":0.35559999999999997},null,null,null,null,null,null,null,null,null,"Fixed tilt","PGE",null,null,null,null,null,null,null,null,null,null,null,null,null,null,0.1,0.2,0.2,0.2,"Crystalline Silicone, 2MWdc, Fixed-tilt. 180 azimuth angle, 2 tilt angle. ~6,500 panels","45.5281","-122.663","https://www.oregoncc.org/about/sustainability","2017-10-24T14:03:05",1.4,1.4,0.254,0.35559999999999997]
["Oregon State University Energy Center",1673,"57653","CTG,STG",null,"GTCG","NG",null,"Natural gas",6.5,6.5,null,null,5.7,6.5,5.7,6.5,2.6,1,null,null,null,"Operating",null,2009,null,"Corvallis","Benton","OR","Y","Columbia","WECC","Oregon State University","Independent","Self-generation",null,null,null,null,1,0,6.5,{"$f":"IF(ISNUMBER(T641),T641,CC641)*AN641","v":4.88},"OSU","OSU campus energy load","Williams Northwest",null,"cogen",null,null,null,null,null,"PACW",null,null,null,null,null,null,null,null,null,4.45,5.2,5.17,4.74,4.79,4.0999999999999996,4.5999999999999996,5,5,"(1) 5.5 MW GT w/HSRG and (2) auxilliary boilers.","44.564333","-123.289089",0,"2020-07-16T16:08:12",6.5,5.7,0.8,4.88]
["Oregon Trail (Echo Wind Farm)",1984,"56971","1",null,"WT","WND",null,"Wind",9.9,9.9,null,null,9.9,9.9,9.9,9.9,null,null,null,null,null,"Operating","Jul",2009,null,"Echo vicinity","Morrow/Umatilla","OR","Y","Columbia","WECC","Exelon (John Deere Renwables)","Independent","PacifiCorp",null,"PNW IOU",null,null,1,1,9.9,{"$f":"IF(ISNUMBER(T642),T642,CC642)*AN642","v":3.1680000000000001},null,null,null,"PacifiCorp Irrigon Substation","SPP","(6) Vestas V82-1.65",80,82,2,null,"PACW",null,null,null,null,null,null,null,1.1599999999999999,2.5,3.1,3,3.06,2.96,2.62,2.5,2.4,3,2.4,"Oregon Trail is a part of Echo Wind Farm (1-9).  Echo Wind Farm (1-9) is powered by (10) RePower MM92 turbines and (27) Vestas V82 turbines.  Echo Wind Farm has a capacity of 64.5 MW.","42.927683","-114.919252","http://en.openei.org/wiki/Oregon_Trail_Wind_Park","2017-10-24T14:08:44",9.9,9.9,0.32,3.1680000000000001]
["Oregon Trail (Idaho Wind)",1813,"56439","OTWP",null,"WT","WND",null,"Wind",13.5,13.5,null,null,null,null,13.5,13.5,null,null,4.0999999999999996,null,null,"Operating","Feb",2011,null,"Hagerman","Twin Falls","ID","Y","Columbia","WECC","Idaho Wind Partners","Independent","QF PPA w/IPC.  SCL to purchase environmental attributes (RECs) 2018-2030, for compliance ytars 2019-2031.","SCL purchasing RECs 2018-2030","PNW IOU",null,2030,1,1,13.5,{"$f":"IF(ISNUMBER(T643),T643,CC643)*AN643","v":4.0999999999999996},null,null,null,null,"SPP","(9) GE 1.5 XLE",80,82.5,2,null,"IPC",null,null,null,null,null,null,null,null,null,3.84,4.2,4.07,4.38,3.47,4.4000000000000004,4,4.3,4.2,"(9) GE 1.5 MW WTG. Design wind speed 14mph.","45.62659","-120.609857","http://www.exergydevelopment.com/projects/sites/oregon-trail","2017-10-24T14:08:32",13.5,13.5,0.3037037037037037,4.0999999999999996]
["Oregon University System OIT Klamath Falls",2248,"58961","PV ",null,"PV","SOL",null,"Solar",2,2,null,null,null,null,2,2,null,null,null,null,null,"Operating","Jan",2014,null,null,"Klamath","OR","Y","Klamath","WECC","SolarCity/Tesla","Independent","OIT (powers about 35% of campus)",null,null,null,null,1,0,2,null,null,null,null,null,"SPP",null,null,null,null,"Fixed tilt","PACW",null,null,null,null,null,null,null,null,null,null,null,null,null,null,null,0.3,0.4,0.1,"Crystalline Silicone, 2MWdc, Fixed-tilt. 220 azimuth angle, 35 tilt angle. ~7,800 ground-mounted solar panels on 9 acres. Panels tilted at 35 degrees. Powers about 35% of OIT campus.","42.254167","-121.785",0,"2017-12-20T15:29:54",2,2,0.254,0.50800000000000001]
["Oregon University System Rabbit Field",2249,"59790","PV1",null,"PV","SOL",null,"Solar",1.2,1.2,null,null,null,null,1.2,1.2,null,null,null,null,null,"Operating","Mar",2014,null,null,"Benton","OR","Y","Columbia","WECC","SolarCity/Tesla","Independent","OSU",null,null,null,null,1,0,1.2,null,null,null,null,null,null,null,null,null,null,"Fixed tilt","PACW",null,null,null,null,null,null,null,null,null,null,null,null,null,null,null,0.2,0.1,0.1,"Crystalline Silicone, 1.4MWdc, Fixed-tilt. 180 azimuth angle, 20 tilt angle. ~ six acres","44.573484","-123.31695",0,"2017-12-20T15:30:01",1.2,1.2,0.254,0.30480000000000002]
["Outback Solar I",1907,"58131","PV1",null,"PV","SOL",null,"Solar",5,4.4000000000000004,null,null,null,null,4.4000000000000004,4.4000000000000004,null,null,null,null,null,"Operating","Oct",2012,null,"Christmas Valley","Lake","OR","Y","Klamath","WECC","Constellation","Independent","Portland General Electric (25-yr PPA)",null,null,null,2037,1,1,5,{"$f":"IF(ISNUMBER(T646),T646,CC646)*AN646","v":1.1938},null,null,null,"BPA's La Pine substation via Tx lines owned by Midstate Electric Coop and BPA","SPP",null,null,null,null,"Single-axis","BPA",null,null,null,null,null,null,null,null,null,null,0.1,1.22,1.19,1.17,1.1000000000000001,1.1000000000000001,1.1000000000000001,1.1000000000000001,"5.7 MW DC. Crystalline Silicone, Single-axis. 180 azimuth angle. Hanwha 285 watt modules—approximately 23,000 modules.  SMA 730 and 260 watt inverters—each inverter pad contained a one MW block.  Array Technologies Durra-Track Single-Axis Tracker","43.236944","-120.49","http://obsidianrenewables.com/projects_outback.asp","2017-10-24T14:45:19",5,4.4000000000000004,0.254,1.1938]
["Owyhee Dam",1417,"50361","GEN1",4354,"ROR R w/Div","WAT",null,"Hydro",4.34,4.3,0.3,0.31,4.46,0,2.9,2.9,null,null,null,null,1,"Operating","Aug",1985,null,"Owyhee R.","Malheur","OR","Y","Columbia","WECC","Owyhee Project Irr. Dist.","Independent","Idaho Power Co. (CSPP thru Aug 2015)",null,null,null,null,1,1,4.34,1.8788,null,null,null,null,null,null,null,null,null,null,"IPC",null,null,null,null,null,null,2.2999999999999998,2.1800000000000002,2,2.66,2.2999999999999998,1.31,1.1599999999999999,0.97,1.5,3.2,1.5,2.5,"License granted May 1984; expires April 2034. Critical energy from PNUCC 2005 NRF","43.641603","-117.24374",0,"2020-03-22T21:40:15",4.34,4.46,0.42699999999999999,1.8788]
["Owyhee Tunnel No. 1",1418,"50362","GEN1",4359,"Canal","WAT",null,"Hydro",7,7,0,0,3.09,0,6.7,6.4,null,null,2.2799999999999998,null,null,"Operating","Jun",1993,null,"Owyhee Lk.","Malheur","OR","Y","Columbia","WECC","Owyhee Project Irr. Dist.","Independent","Idaho Power Co. (QF thru May 2028)",null,null,null,null,1,1,7,2.2799999999999998,null,null,null,null,null,null,null,null,null,null,"IPC",null,null,null,null,null,null,1.26,0.96,0.7,2.75,1.8,0.34,0,0,1.2,2.6,1.9,2.5,"License granted February 1986; expires January 2036.","43.642","-117.241","http://en.wikipedia.org/wiki/Owyhee_Dam","2020-03-22T21:40:26",7,3.09,0.32571428571428568,2.2799999999999998]
["Oxbow 1 - 4",1419,"3014","1,2,3,4","1971B","ROR R. w/Div.","WAT",null,"Hydro",190,190,null,220,202,202,219.8,219.9,null,null,137,null,100,"Operating","Jul",1961,null,"Snake R.","Baker","ID/OR","Y","Columbia","WECC","Idaho Power Co.","IOU","Idaho Power Co.",null,null,null,null,1,1,190,137,null,null,null,null,null,null,null,null,null,null,"IPC",93.9,95.7,94,92.889954337899496,141.344178082192,89.3,108.65,119.52,111.3,159.51,124.7,84.93,94.94,85.63,102.8,136.5,124.5,124.8,"License granted August 1955; expires July 2005. Critical energy from PNUCC 2005 NRF","44.971","-116.835","http://www.nwcouncil.org/energy/powersupply/dams/dam.asp?id=19","2020-03-20T22:39:08",190,202,0.72105263157894739,137]
["Pacific Canyon (Echo Wind Farm)",1985,"56972","1",null,"WT","WND",null,"Wind",8.25,8.3000000000000007,null,null,8.3000000000000007,8.3000000000000007,8.3000000000000007,8.3000000000000007,null,null,null,null,null,"Operating","Jul",2009,null,"Echo vicinity","Morrow/Umatilla","OR","Y","Columbia","WECC","Exelon (John Deere Renwables)","Independent","PacifiCorp",null,"PNW IOU",null,null,1,1,8.25,2.6480000000000001,null,null,null,"PacifiCorp Irrigon Substation","SPP","(5) Vestas V82-1.65",80,82,2,null,"PACW",null,null,null,null,null,null,null,0.73,1.9,2.29,2.2999999999999998,2.29,2.27,1.98,2,1.8,2.4,1.9,"Pacific Canyon is a part of Echo Wind Farm (1-9).  Echo Wind Farm (1-9) is powered by (10) RePower MM92 turbines and (27) Vestas V82 turbines.  Echo Wind Farm has a capacity of 64.5 MW. Design wind speed 12.5mph.","45.724","-119.436","http://www.rnp.org/node/echo-windfarms-1-9","2017-10-24T14:50:40",8.25,8.3000000000000007,0.32,2.6480000000000001]
["Packwood Lake",1420,"3929","1",2244,"Storage w/Div","WAT",null,"Hydro",27.5,27.5,null,2.65,27.5,27.5,26,26,null,null,8,null,6.5670000000000002,"Operating","Apr",1964,null,"Lake Cr.","Lewis","WA","Y","Columbia","WECC","Energy Northwest","JOA","BPA (Clark has agmt w/ EN for 18% of project)",null,null,null,null,1,1,27.5,8,null,null,null,null,null,null,null,null,null,null,"BPA",9.5,10.199999999999999,6.4,8.0723744292237392,11.2585616438356,9.9,9.33,10.54,10.9,12.95,13.2,11.17,14.65,10.01,11,11.8,10,6.7,"License granted March 1960; expires February 2010.","46.603","-121.657","http://www.energy-northwest.com/generation/packwood/index.php","2020-03-21T21:41:07",27.5,27.5,0.29090909090909089,8]
["Paisley Geothermal",2106,"59382","SVEP1",null,"GB","GST",null,"Geothermal",3.1,3.7,null,2.7,null,null,1.8,2.2999999999999998,null,null,null,null,null,"Operating","Oct",2015,null,"Colahan Ranch","Lake","OR","Y","Klamath","WECC","Surprise Valley Electric Cooperative","Municipal","Surprise Valley Electric Cooperative",null,null,null,null,1,1,2.4,null,null,null,null,null,"SPP",null,null,null,null,null,"PACW",null,null,null,null,null,null,null,null,null,null,null,null,null,0.19500000000000001,0.5,0.2,0,0,"Turbine Air Systems is the manufacturer of the binary energy system units. See white paper for details - https://pangea.stanford.edu/ERE/db/WGC/papers/WGC/2015/06001.pdf","42.695618","-120.557711","http://www.surprisevalleyelectric.org/content/paisley-geothermal-project","2020-03-23T13:53:39",2.2999999999999998,1.8,0.9,1.845]
["Palisades 1 - 4",1421,"850","1,2,3,4","FCRPS","Storage","WAT",null,"Hydro",176.4,176.4,null,11.4,117,23,176.4,176.4,null,null,66,null,66,"Operating","Feb",1957,null,"Snake R.","Bonneville","ID","Y","Columbia","WECC","USBR","Federal","BPA",null,null,"Rewound units",null,1,1,{"$f":"AN653*J653","v":176.4},{"$f":"IF(ISNUMBER(T653),T653,CC653)*AN653","v":66},null,null,null,null,null,null,null,null,null,null,"PACE",46.7,46.1,48.1,59.509703196346997,76.863926940639303,53.3,20.95,77.540000000000006,69.2,86.86,83.2,40.64,58.64,71.5,66.400000000000006,78.5,94.4,86.6,"Critical energy from PNUCC 2005 NRF","43.335","-111.205","http://www.usbr.gov/dataweb/dams/id00273.htm","2020-03-29T23:01:59",176.4,117,0.37414965986394555,66]
["Palmer Creek Solar",2372,null,null,null,"PV","SOL",null,"Solar",2.2000000000000002,null,null,null,null,null,null,null,null,null,null,null,null,"Operating","Dec",2020,null,"Yamhill Cty","Yamhill","OR","Y","Columbia","WECC","Greenbacker Renewable Energy","Independent","PGE (20yr QF)",null,null,null,null,null,null,null,null,null,null,null,null,null,null,null,null,null,null,"PGE",null,null,null,null,null,null,null,null,null,null,null,null,null,null,null,null,null,null,null,45.185139999999997,-123.10184,null,"2021-07-15",2.2000000000000002,2.2000000000000002,0.254,0.55880000000000007]
["Palouse",1952,"57530","1",null,"WT","WND",null,"Wind",104.4,105.3,null,null,null,null,105.3,105.3,null,null,40,null,null,"Operating","Dec",2012,null,"Oakesdale","Whitman","WA","Y","Columbia","WECC","First Wind.  Avista has option to purchase wind facility after 10 years (presumably in 2022).","Independent","Avista (30-yr PPA), all RECS to Avista.","Avista RECs","PNW IOU",null,2022,1,1,{"$f":"AN655*J655","v":104.4},{"$f":"IF(ISNUMBER(T655),T655,CC655)*AN655","v":40},null,null,null,"Avista",null,"(58) Vestas V100-1.8",80,100,3,null,"Avista",null,null,null,null,null,null,null,null,null,null,1.5,33.909999999999997,38.270000000000003,33.51,39.9,34.299999999999997,37.299999999999997,35.299999999999997,"(58) 1.8 MW Vestas V100 WTG.  RECs bought by Avista on 30 year contract.  RFP identified in Avista's 2009 IRP for RPS compliance. Design wind speed 17mph.","47.1572222","-117.3325","http://www.firstwind.com/projects/palouse-wind","2017-10-24T14:55:40",104.4,105.3,0.38314176245210724,40]
["Paris",1422,"830",null,703,"Diversion","WAT",null,"Hydro",0.69,null,null,0.75,0.7,0.7,null,null,null,null,0.28000000000000003,null,null,"Operating",null,1910,null,"Weilenmann Cnl.","Bear Lake","ID","Y","Bear","WECC","PacifiCorp","IOU","PacifiCorp",null,null,null,null,1,1,0.69,0.28000000000000003,null,null,null,null,null,null,null,null,null,null,null,0.2,0.1,0.1,0.10993150684931501,0.11175799086758,0.1,0.08,null,null,null,null,null,null,null,null,null,null,null,"Original license granted November 1975; expired October 1985.","","",0,"2020-03-21T21:41:24",0.69,0.7,0.40579710144927544,0.28000000000000003]
["Pasco (Franklin/Grays) GT 1",1423,"56017","GT1",null,"GT","NG",null,"Natural gas",11.4,11.4,11,0,10.5,11.2,10.5,11.2,null,null,null,null,null,"Retired","Jul",2002,2016,"Pasco","Franklin","WA","Y","Columbia","WECC","Franklin Co. PUD (50%); Greys Harbor PUD (50%)","PUD","Franklin Co. PUD & Greys Harbor PUD",null,null,null,null,0,0,0,0,null,null,"Williams Northwest",null,null,null,null,null,null,null,"BPA",null,null,null,null,null,0.1,0.02,0.39,0.2,0,0,0,0,0,0,null,null,null,"GE10B GT","46.307","-119.114","http://www.ghpud.org/Engineering/Goals___Objectives/Grays_Harbor_Franklin_County_C/grays_harbor_franklin_county_c.html","2020-03-26T14:06:12",11,10.5,0.91,9.7825000000000006]
["Pasco (Franklin/Grays) GT 2",1424,"56017","GT2",null,"GT","NG",null,"Natural gas",11.4,11.4,11,0,10.5,11.2,10.5,11.2,null,null,null,null,null,"Retired","Jul",2002,2016,"Pasco","Franklin","WA","Y","Columbia","WECC","Franklin Co. PUD (50%); Greys Harbor PUD (50%)","PUD","Franklin Co. PUD & Greys Harbor PUD",null,null,null,null,0,0,0,0,null,null,"Williams Northwest",null,null,null,null,null,null,null,"BPA",null,null,null,null,null,null,null,null,null,null,null,null,null,null,null,null,null,null,"GE10B GT","46.307","-119.114","http://www.ghpud.org/Engineering/Goals___Objectives/Grays_Harbor_Franklin_County_C/grays_harbor_franklin_county_c.html","2020-03-26T14:05:29",11,10.5,0.91,9.7825000000000006]
["Pasco (Franklin/Grays) GT 3",1425,"56017","GT3",null,"GT","NG",null,"Natural gas",11.4,11.4,11,0,10.5,11.2,10.5,11.2,null,null,null,null,null,"Retired","Jul",2002,2016,"Pasco","Franklin","WA","Y","Columbia","WECC","Franklin Co. PUD (50%); Greys Harbor PUD (50%)","PUD","Franklin Co. PUD & Greys Harbor PUD",null,null,null,null,0,0,0,0,null,null,"Williams Northwest",null,null,null,null,null,null,null,"BPA",null,null,null,null,null,null,null,null,null,null,null,null,null,null,null,null,null,null,"GE10B GT","46.307","-119.114",0,"2020-03-26T14:05:45",11,10.5,0.91,9.7825000000000006]
["Pasco (Franklin/Grays) GT 4",1426,"56017","GT4",null,"GT","NG",null,"Natural gas",11.4,11.4,11,0,10.5,11.2,10.5,11.2,null,null,null,null,null,"Retired","Jul",2002,2016,"Pasco","Franklin","WA","Y","Columbia","WECC","Franklin Co. PUD (50%); Greys Harbor PUD (50%)","PUD","Franklin Co. PUD & Greys Harbor PUD",null,null,null,null,0,0,0,0,null,null,"Williams Northwest",null,null,null,null,null,null,null,"BPA",null,null,null,null,null,null,null,null,null,null,null,null,null,null,null,null,null,null,"GE10B GT","46.307","-119.114",0,"2020-03-26T14:05:56",11,10.5,0.91,9.7825000000000006]
["PaTu",1953,"57578","PATU",null,"WT","WND",null,"Wind",9,9,null,null,null,null,9,9,null,null,3.5,null,null,"Operating","Dec",2010,null,"Wasco","Sherman","OR","Y","Columbia","WECC","Oregon Trail Windfarm, LLC/MMA Renewable Ventures","Independent","Portland General Electric (20 yr PPA 2010-2030)",null,"PNW IOU",null,2030,1,1,9,3.5,null,null,null,"BPA Klondike Schoolhouse via N. Wasco PUD","SPP","(6) GE 1.5 SLE",80,77,2,null,"BPA",null,null,null,null,null,null,null,null,0.1,3.5,3.2,3.53,3.46,3.14,3.3,2.8,3.2,3,"(6) WTG. RECs sold to Seattle City Light 2016-2032 @$14.50/MWh [per ClearingUp & 7/6/11 Technology, Energy, and Civil Rights Cmtee Mtg presentation]. Design wind speed 12mph.","45.603734","-120.618621","http://en.openei.org/wiki/PaTu_Wind_Farm","2017-10-24T14:56:06",9,9,0.3888888888888889,3.5]
["Pavant",2308,null,null,null,"PV","SOL",null,"Solar",50,null,null,null,null,null,null,null,null,null,null,null,null,"Operating","Dec",2015,null,"Millard County","Millard","UT","N",null,"WECC","Dominion and Novatus Energy","Independent","PacifiCorp (Control Area Generation West) (QF)","PacifiCorp (CAGW - treated as partially bundled and unbundled RECs)",null,null,2025,1,1,null,null,null,null,null,null,null,null,null,null,null,"Single-axis","PACE",null,null,null,null,null,null,null,null,null,null,null,null,null,null,null,null,null,null,"Single axis. 62.3MWdc. Azimuth angle 180, tilt angle 45.",39.1492,-112.35030999999999,null,"2020-03-13T11:28:43",{"$f":"IF(OR(I662=\"Wind\",I662=\"Solar\",I662=\"Hydro\"),J662,IF(ISNUMBER(L662),L662,IF(ISNUMBER(O662), O662, IF(ISNUMBER(Q662),Q662,J662))))","v":50},{"$f":"IF(OR(J662=\"Wind\",J662=\"Solar\",J662=\"Hydro\"),J662,IF(ISNUMBER(N662),N662,IF(ISNUMBER(P662), P662, IF(ISNUMBER(L662),L662,J662))))","v":50},{"$f":"IF(OR(ISBLANK(J662),ISBLANK(T662),J662=0),VLOOKUP(IF(G662=\"WAT\",\"HY\",IF(G662=\"LFG\",\"LFG\",F662)),Acapability,4,FALSE),T662/J662)","v":0.254},{"$f":"IF(ISNUMBER(T662),T662,AVERAGE(BZ662,CA662)*CB662)","v":12.7}]
["Pavant II",2309,null,null,null,"PV","SOL",null,"Solar",50,null,null,null,null,null,null,null,null,null,null,null,null,"Operating","Nov",2016,null,"Millard County","Millard","UT","N",null,"WECC","PSEG Solar Source","Independent","PacifiCorp (Control Area Generation West) (QF)","PacifiCorp (bundled RECs)",null,null,2025,1,1,null,null,null,null,null,null,null,null,null,null,null,"Single-axis","PACE",null,null,null,null,null,null,null,null,null,null,null,null,null,null,null,null,null,null,"Single axis. 62.7MWdc. Azimuth angle 90.",39.159199999999998,-112.35303999999999,null,"2020-03-13T11:28:48",50,50,0.254,12.7]
["Payne's Ferry (Idaho Wind)",1886,"57124","PFWP",null,"WT","WND",null,"Wind",21,21,null,null,null,null,21,21,null,null,6.3,null,null,"Operating","Dec",2010,null,"Hagerman","Twin Falls","ID","Y","Columbia","WECC","Idaho Wind Partners","Independent","QF PPA w/IPC (Feb 2011 - Dec 2030)",null,"PNW IOU",null,2030,1,1,{"$f":"AN664*J664","v":21},{"$f":"IF(ISNUMBER(T664),T664,CC664)*AN664","v":6.3},null,null,null,"IPC King-Bliss 138kV line","SPP","(14) GE 1.5 XLE",80,82.5,2,null,"IPC",null,null,null,null,null,null,null,null,0,6.69,7.1,6.98,7.3,5.9,7.6,6.5,7.2,7,"(14) GE 1.5 MW WTG.  FERC ruling May 2011 allows for RECs to be unbundled via 3rd party and sold to CA - power gets sold back to ID. Design wind speed 14.6mph.","42.707954","-114.8902","http://www.exergydevelopment.com/projects/sites/payne-s-ferry","2017-10-24T14:56:27",21,21,0.3,6.3]
["Pebble Springs",1427,"56789","1",null,"WT","WND",null,"Wind",99,98.7,null,null,null,null,98.7,98.7,null,null,31.5,null,null,"Operating","Feb",2009,null,"Arlington","Gilliam","OR","Y","Columbia","WECC","Iberdrola Renewables","Independent","LADWP (69 MW), Burbank (20 MW) & Glendale (10 MW) (18 yr PPAs w/option to buy)",null,"CA Public",null,2027,0,0,{"$f":"AN665*J665","v":0},{"$f":"IF(ISNUMBER(T665),T665,CC665)*AN665","v":0},null,null,null,"BPA Jones Canyon switching station",null,"(47) Suzlon S88-2100",79,88,4,null,"BPA",null,null,null,null,null,4.3680365296803698,null,23.64,24.81,27.4,25,26,26.46,22.26,22.8,20.6,24.5,22.4,"(47) Suzlon S88-2.1 MW WTG. Design wind speed 13.2mph.","45.712306","-120.184242","http://en.openei.org/wiki/Pebble_Springs_Wind_Farm","2017-10-24T14:56:47",99,98.7,0.31818181818181818,31.5]
["Pelton 1- 3",1428,"3048","1,2,3","2030A","ROR","WAT",null,"Hydro",109.8,109.8,null,123,106,110,110,110,null,null,51,null,45,"Operating","Dec",1957,null,"Deschutes R.","Jefferson","OR","Y","Columbia","WECC","Portland General Electric (2/3), Warm Springs Power Enterprises (1/3)","IOU/Independent","Portland General Electric (Ownership + contract for balance)",null,null,null,null,1,1,{"$f":"AN666*J666","v":109.8},{"$f":"IF(ISNUMBER(T666),T666,CC666)*AN666","v":51},null,null,null,null,null,null,null,null,null,null,"PGE",43.5,44.2,43.6,43.537442922374403,54.812100456621003,47.4,31.57,47.28,48.4,54.57,52,46.4,48.23,45.4,45.8,50.8,41.3,43.7,"Original project license Jan 1952 - Dec 2001. New license issued 6/1/2005. Critical energy from PNUCC 2005 NRF. Certified low-impact.","44.694","-121.23","http://www.portlandgeneral.com/about_pge/news/peltonroundbutte/factsheet.aspx","2020-03-20T22:39:27",109.8,106,0.46448087431693991,51]
["Pelton Reregulation Dam (Warm Springs)",1429,"54721","0001","2030B","Storage (Rereg)","WAT",null,"Hydro",18.899999999999999,19.600000000000001,null,8.6999999999999993,18.899999999999999,18.899999999999999,18.5,18.5,null,null,8,null,8,"Operating",null,1958,null,"Deschutes R.","Jefferson","OR","Y","Columbia","WECC","Warm Springs Tribal Council","Independent","Warm Springs Power Enterprises (5 MW), Portland General electric (3 MW)",null,null,null,null,1,1,{"$f":"AN667*J667","v":18.899999999999999},{"$f":"IF(ISNUMBER(T667),T667,CC667)*AN667","v":8},null,null,null,null,null,null,null,null,null,null,"PGE",null,null,null,null,null,null,null,null,10.1,10.68,10.7,9.5299999999999994,10.19,10.81,9.4,8.8000000000000007,7,7.1,"Original project license Jan 1952 - Dec 2001. New license issued 6/1/2005. Critical energy from PNUCC 2005 NRF. Certified low-impact.","44.724242","-121.234733",0,"2020-03-20T22:40:03",18.899999999999999,18.899999999999999,0.42328042328042331,8]
["Pendleton Solar (Norwest 9)",2178,"62241","NWE9",null,"PV","SOL",null,"Solar",6,6,null,null,null,null,null,null,null,null,null,null,null,"Operating","Sep",2018,null,"Pendleton","Umatilla","OR","Y","Columbia","WECC","Cypress Creek Renewables","Independent","PacifiCorp (20yr PPA,QF)",null,null,null,2038,1,1,null,null,null,null,null,null,null,null,null,null,null,"Fixed tilt","PACE",null,null,null,null,null,null,null,null,null,null,null,null,null,null,null,null,0.2,1.3,"Fixed tilt. Crystalline silicon. Azimuth angle 180, tilt 30. 8MWdc.",45.680039999999998,-118.85405,null,"2019-09-11T15:30:21",6,6,0.254,1.524]
["Penta Post",1430,null,null,null,"STCG","WW",null,"Biomass",0.4,null,null,null,null,null,null,null,null,null,null,null,null,"Idle",null,1992,null,"Tuttle","Gooding","ID","Y","Columbia","WECC","Penta Post & Treatment Company, Inc.","Independent","Idle?",null,null,null,null,0,0,{"$f":"AN669*J669","v":0},{"$f":"IF(ISNUMBER(T669),T669,CC669)*AN669","v":0},"Penta Post sawmill","Lumber & wood products",null,null,null,null,null,null,null,null,null,null,null,null,null,null,null,null,null,null,null,null,null,null,null,null,null,null,null,null,"42.858257","-114.839712",0,"2020-04-13T14:47:48",0.4,0.4,0.8,0.32000000000000006]
["PG West Sheridan Facility (Sulus 33)",2373,null,null,null,"PV","SOL",null,"Solar",3,null,null,null,null,null,null,null,null,null,null,null,null,"Operating","Dec",2020,null,"Yamhill Cty","Yamhill","OR","Y","Columbia","WECC","Sulus Solar","Independent","PGE (20yr QF)",null,null,null,null,null,null,null,null,null,null,null,null,null,null,null,null,null,null,"PGE",null,null,null,null,null,null,null,null,null,null,null,null,null,null,null,null,null,null,null,45.078400000000002,-123.40218,null,"2021-07-15",3,3,0.254,0.76200000000000001]
["Philips Ranch",1432,null,null,null,"HY","WAT",null,"Hydro",0.02,null,0,0,0,0,null,null,null,null,null,null,0,"Operating","Jan",1995,null,null,"Stevens","WA",null,"Unknown","WECC",null,"Independent","Avista Utilities (QF, no contract expiration)",null,null,null,null,1,1,null,null,null,null,null,null,null,null,null,null,null,null,null,null,null,null,null,null,null,null,null,null,null,null,null,null,null,null,null,null,null,"Exemption Gtd Feb 2004","","",0,"2020-03-22T21:41:10",0.02,0,0.42699999999999999,4.2700000000000004E-3]
["Philipsburg A",1433,null,null,"6639A","Conduit","WAT",null,"Hydro",0.1,null,0.1,7.0000000000000007E-2,null,null,null,null,null,null,0.05,null,null,"Retired",null,1981,"Unknown","Fred Burr Cr.(Off-stream)","Granite","MT","Y","Columbia","WECC","Edelman Enterprises, Inc.","Independent","Retired",null,null,null,null,0,0,null,null,null,null,null,null,null,null,null,null,null,null,null,null,null,null,null,null,null,null,null,null,null,null,null,null,null,null,null,null,null,"Exemption granted May 1983.","","",0,"2020-03-25T22:18:49",0.1,0.1,0.5,0.05]
["Philipsburg B",1434,null,null,"6639B","Conduit","WAT",null,"Hydro",0.1,null,0,null,null,null,null,null,null,null,0.08,null,null,"Retired",null,1981,"Unknown","Fred Burr Cr.","Granite","MT","Y","Columbia","WECC","Edelman Enterprises, Inc.","Independent","Retired",null,null,null,null,0,0,null,null,null,null,null,null,null,null,null,null,null,null,null,null,null,null,null,null,null,null,null,null,null,null,null,null,null,null,null,null,null,"Exemption granted May 1983.","","",0,"2020-03-25T22:18:56",0.1,0,0.79999999999999993,0.08]
["Pika Solar",2325,"63462","PGR17",null,"PV","SOL",null,"Solar",2.2000000000000002,2.2000000000000002,null,null,null,null,null,null,null,null,null,null,null,"Operating","Dec",2020,null,null,"Marion","OR","Y",null,"WECC","Pine Gate Renewables","Independent","PGE QF",null,null,null,null,1,1,null,null,null,null,null,null,"SPP",null,null,null,null,null,null,null,null,null,null,null,null,null,null,null,null,null,null,null,null,null,null,null,null,"Per EIA, project is under construction, with est COD June 2020.",45.08634,-122.77296,null,"2021-05-19T13:56:22",2.2000000000000002,2.2000000000000002,0.254,0.55880000000000007]
["Pilgrim Stage Station (Idaho Wind)",1815,"56440","PSWP",null,"WT","WND",null,"Wind",10.5,10.5,null,null,null,null,10.5,10.5,null,null,3.2,null,null,"Operating","Feb",2011,null,"Hagerman","Twin Falls","ID","Y","Columbia","WECC","Idaho Wind Partners","Independent","QF PPA w/IPC (2011-2030)",null,"PNW IOU",null,2030,1,1,{"$f":"AN675*J675","v":10.5},{"$f":"IF(ISNUMBER(T675),T675,CC675)*AN675","v":3.2},null,null,null,null,"SPP","(7) GE 1.5 XLE",80,82.5,2,null,"IPC",null,null,null,null,null,null,null,null,null,3.45,3.7,3.69,4.03,3.2,3.5,3.4,3.8,3.6,"(7) GE 1.5 MW WTG.  FERC ruling May 2011 allows for RECs to be unbundled via 3rd party and sold to CA - power gets sold back to ID. Design wind speed 14.9mph.","42.741336","-114.865865","http://www.exergydevelopment.com/projects/sites/pilgrim-stage-station","2017-10-24T15:02:44",10.5,10.5,0.30476190476190479,3.2]
["Pine Creek",1435,null,null,8546,"Diversion","WAT",null,"Hydro",0.37,null,0.1,0.09,null,null,null,null,null,null,0.21,null,null,"Operating",null,1975,null,"Pine Cr.","Park","MT","N","Missouri","WECC","H. & M. Carter","Independent","NorthWestern (QF thru Jun 2024)",null,null,null,2024,0.31,0.31,0.1147,6.5099999999999991E-2,null,null,null,null,null,null,null,null,null,null,null,null,null,null,null,null,null,null,null,null,null,null,null,null,null,null,null,null,null,"License granted July 1986; expires June 2036.","","",0,"2020-03-22T21:42:14",0.37,0.1,0.56756756756756754,0.21]
["Pine Products",1436,null,null,null,"STCG","WW",null,"Biomass",5.8,null,0.6,0.6,null,null,null,null,null,null,null,null,null,"Retired",null,1987,"Unknown","Prineville","Crook","OR","Y","Columbia","WECC","Pine Products Corp","Independent","Retired (formerly listed NUG per 2009 White Book)",null,null,null,null,0,0,0,0,"Pine Products","Lumber & wood products",null,null,null,null,null,null,null,null,null,null,null,null,null,null,null,null,null,null,null,null,null,null,null,null,null,null,null,null,"","",0,"2020-03-25T22:35:51",0.6,0.6,0.8,0.48]
["Pioneer Wind I (Wasatch Wind)",2050,"60259","PWP1",null,"WT","WND",null,"Wind",40,40,null,null,null,null,40,40,null,null,null,null,null,"Operating","Oct",2016,null,"Glenrock","Converse","WY","N","Missouri","WECC","Sustainable Power Group (sPower)","Independent","20yr PPA w/ PAC (Oct 2016 - Oct 2036)",null,"PNW IOU",null,2036,1,1,40,12.8,null,null,null,null,"SPP","(23) GE 1.85-87",80,87,2,null,"PACE",null,null,null,null,null,null,null,null,null,null,null,null,null,null,null,null,null,null,"(23) 1.85MW GE WTG. Design wind speed 19mph.","42.728198","-105.866765",null,"2017-11-06T16:20:59",40,40,0.32,12.8]
["Pioneer Wind II (Wasatch Wind)",2051,"60259","PWP1",null,"WT","WND",null,"Wind",40,40,null,null,null,null,40,40,null,null,null,null,null,"Operating","Oct",2016,null,"Glenrock","Converse","WY","N","Missouri","WECC","Sustainable Power Group (sPower)","Independent","20yr PPA w/ PAC (Oct 2016 - Oct 2036)",null,"PNW IOU",null,2036,1,1,40,12.8,null,null,null,null,"SPP","(23) GE 1.85-87",80,87,2,null,"PACE",null,null,null,null,null,null,null,null,null,null,null,null,null,null,null,null,null,null,"(23) 1.85MW GE WTG. Design wind speed 19mph.","42.728198","-105.866765",null,"2017-11-06T16:21:03",40,40,0.32,12.8]
["Plummer Forest Products",1437,"55090","GEN1",null,"STCG","WW",null,"Biomass",5.8,6.2,null,null,5.8,5.8,5.8,5.8,null,null,4,null,null,"Operating","Dec",1982,null,"Plummer","Benewah","ID","Y","Columbia","WECC","Plummer Forest Product","Independent","Avista (QF thru 2020)",null,null,null,2020,1,1,5.8,4,"Plummer Sawmill","Kilns, building heat.",null,null,"cogen",null,null,null,null,null,"Avista",null,null,4.2,4.08002283105023,4.0413242009132402,4.2,4.26,4.22,4.09,4.12,4,3.99,3.46,3.36,3.8,3.9,3.8,4.3,"(1) 6.25 MW STG. Reconstructed mill on site of Rayonier mill that burned in July 1998. Formerly PacifiCrown, HalleyWest.","47.327695","-116.891601",0,"2020-04-14T13:54:30",5.8,5.8,0.68965517241379315,4]
["Pocatello WWTP",1438,null,null,null,"ICCG","WG",null,"Biomass",0.14000000000000001,null,0.1,0.5,0.11,0.17,null,null,null,null,null,null,null,"Operating",null,1985,null,"Pocatello","Power","ID","Y","Columbia","WECC","City of Pocatello","Independent","Idaho Power Co. (QF thru Dec 2020)",null,null,null,2020,1,1,0.14000000000000001,8.4000000000000019E-2,"Pocatello Wastewater Treatment Plant","Wastewater treatment",null,null,null,null,null,null,null,null,null,null,null,null,null,null,null,null,null,null,null,null,null,null,null,null,null,null,null,null,"","",0,"2020-03-23T12:54:55",0.1,0.11,0.8,8.4000000000000019E-2]
["Ponderosa",1841,null,null,"P-13470","Conduit","WAT",null,"Hydro",0.75,null,null,0.75,null,null,null,null,null,null,null,null,null,"Operating","May",2010,null,"Swalley I.D. Main Canal","Deschutes","OR","Y","Columbia","WECC","Swalley Irrigation District","Independent","PacifiCorp (QF)",null,null,null,null,1,1,0.75,0.32024999999999998,null,null,null,null,null,null,null,null,null,null,"PACW",null,null,null,null,null,null,null,null,null,null,null,null,null,null,null,null,null,null,"Headworks, 5.1 mi penstock and (1) 750 kW Francis horizontal turbine-generator.","","",0,"2020-03-22T21:42:25",0.75,0.75,0.42699999999999999,0.32024999999999998]
["Port Townsend Paper GEN 2",1439,"50544","GEN2",null,"RB/STCG","BL","WW/FO","Biomass",3,null,null,null,0,0,0.8,0.8,null,null,null,null,null,"Retired","Jan",1929,2009,"Port Townsend","Clallam","WA","Y","Puget Sound & Coastal","WECC","Port Townsend Paper Corp.","Independent","Retired (formerly self-generation)",null,null,null,null,0,0,0,0,"Port Townsent Paper Corp.","Kraft, board and paper mills",null,null,null,null,null,null,null,null,null,3.1,0.2,0.28515981735159801,0.28515981735159801,0.21084474885844701,0.3,0.27,4.34,4.0999999999999996,4.05,4.2,3.75,3.9,2.75,3.5,3.9,4.2,4.4000000000000004,null,{"$f":"IF(ISNA(VLOOKUP($B683,lkpLatLong,3,FALSE)),\"\",VLOOKUP($B683,lkpLatLong,3,FALSE))","v":"48.093946"},{"$f":"IF(ISNA(VLOOKUP($B683,lkpLatLong,4,FALSE)),\"\",VLOOKUP($B683,lkpLatLong,4,FALSE))","v":"-122.798486"},0,"2020-03-25T22:36:10",0,0,0.8,0]
["Port Townsend Paper GEN 4",1440,"50544","GEN4",null,"RB/STCG","BL","WW/FO","Biomass",3,3,null,null,3,3,3,3,null,null,null,null,null,"Retired","Jan",1929,2016,"Port Townsend","Clallam","WA","Y","Puget Sound & Coastal","WECC","Port Townsend Paper Corp.","Independent","Retired (formerly self-generation)",null,null,null,null,0,0,0,0,"Port Townsent Paper Corp.","Kraft, board and paper mills",null,null,null,null,null,null,null,null,null,null,null,null,null,null,null,null,null,null,null,null,null,null,null,null,null,null,null,null,"48.093946","-122.798486",0,"2020-03-25T22:36:56",3,3,0.8,2.4000000000000004]
["Port Townsend Paper GEN 6",1441,"50544","GEN6",null,"RB/STCG","BL","WW/FO","Biomass",7.5,6.2,null,null,7.5,7.5,5.8,5.8,null,null,null,null,null,"Operating","Jan",1986,null,"Port Townsend","Clallam","WA","Y","Puget Sound & Coastal","WECC","Port Townsend Paper Corp.","Independent","Self-generation",null,null,null,null,1,0,7.5,6,"Port Townsent Paper Corp.","Kraft, board and paper mills",null,null,null,null,null,null,null,null,"BPA",null,null,null,null,null,null,null,null,null,null,null,null,null,null,null,null,null,null,null,"48.093946","-122.798486",0,"2017-10-24T15:04:04",7.5,7.5,0.8,6]
["Port Townsend Paper Hydro",1442,"50544","HDRO",5411,"Conduit","WAT",null,"Hydro",0.38,0.4,null,0.4,0.3,0.3,0.3,0.3,null,null,0.31,null,null,"Idle","Dec",1982,null,"Big Quilcene R.","Jefferson","WA","Y","Puget Sound & Coastal","WECC","Port Townsend Paper Corp.","Independent","Puget Sound Energy (PPC thru Dec 2008)",null,null,null,null,0,0,null,null,null,null,null,null,null,null,null,null,null,null,"BPA",null,null,null,null,null,null,null,null,null,null,null,null,null,null,null,null,null,null,"Exemption granted March 1982.","48.093946","-122.798486",0,"2020-04-14T15:02:40",0.38,0.3,0.81578947368421051,0.31]
["Port Westward 2",1975,"58266","1,2,3,4,5,6,7,8,9,10,11,12",null,"IC","NG",null,"Natural gas",225.6,225.6,null,null,219.6,219.6,224.4,224.4,67.2,0.8,null,null,null,"Operating","Dec",2014,null,"Port Westward (Clatskanie)","Columbia","OR","Y","Columbia","WECC","Portland General Electric","IOU","Portland General Electric",null,null,null,null,1,1,{"$f":"AN687*J687","v":225.6},{"$f":"IF(ISNUMBER(T687),T687,CC687)*AN687","v":204.22800000000001},null,null,"Williams Northwest",null,null,null,null,null,null,null,"PGE",null,null,null,null,null,null,null,null,null,null,null,null,null,39.369999999999997,16.7,18.8,12.6,41.2,"Per PGE Site Certificate & 1009 IRP.  Reciprocating engine gensets supplied by Wartsila.  PW2 was selected as the winning bid for PGE's RFP on 1/31/13.  Construction expected to start in 2013.  Project came online Dec 30, 2014.","46.174","-123.178","http://www.portlandgeneral.com/our_company/energy_strategy/proposed/port_westward.aspx","2020-07-16T17:40:19",219.6,219.6,0.93,204.22800000000001]
["Port Westward CC 1A & 1B",1443,"56227","1,2",null,"CC","NG",null,"Natural gas",483,483,402,643.4,378,399,392.2,406.4,253.5,0.9,349,null,null,"Operating","Jun",2007,null,"Port Westward (Clatskanie)","Columbia","OR","Y","Columbia","WECC","Portland General Electric","IOU","Portland General Electric",null,null,null,null,1,1,483,349,null,null,"Williams Northwest",null,null,null,null,null,null,null,"PGE",null,null,null,null,null,196.6,323.52,302.3,313.39999999999998,158.93,197.4,272.13,221.82,265.33,274,243,285.5,312.60000000000002,"1x1 Mitsubishi 501G CC plant. Baseload 374 MW, peak 399 MW.","46.174","-123.178","http://www.emersonprocess-powerwater.com/news/ae/PR_PM_TopPlant_PortWestward.pdf","2020-07-16T17:39:31",402,378,0.72256728778467905,349]
["Portland General Electric Distributed PV",1979,null,null,null,"PV","SOL",null,"Solar",14.3,14.3,null,null,null,null,null,null,null,null,null,null,null,"Operating","Jul",2010,null,"PGE service territory",null,"OR","Y","Columbia","WECC","Various","Independent","Portland General Electric",null,null,null,null,1,1,14.3,3.6322000000000001,null,null,null,"Distributed",null,null,null,null,null,null,"PGE",null,null,null,null,null,null,null,null,null,null,null,null,null,null,null,null,null,null,"ProLogis I & II, Portland Habilitation, ODOT solar highway, other customer-owned installations","","",0,"2019-11-22T12:11:34",14.3,14.3,0.254,3.6322000000000001]
["Portneuf River",1445,null,null,7447,"ROR R w/Div","WAT",null,"Hydro",0.9,null,0,0,null,null,null,null,null,null,0.45,null,null,"Operating",null,1993,null,"Portneuf R.","Bannock","ID","Y","Columbia","WECC","Commercial Energy Management","Independent","PacifiCorp (QF thru May 2020)",null,null,null,2020,1,1,0.9,0.45,null,null,null,null,null,null,null,null,null,null,null,null,null,null,null,null,null,null,null,null,null,null,null,null,null,null,null,null,null,"License granted December 1986; expires November 2036.","","",0,"2020-03-22T21:44:09",0.9,0,0.5,0.45]
["Post Falls (Middle channel) 1 - 6",1446,"835","1,2,3,4,5,6","2545E","Storage","WAT",null,"Hydro",14.8,14.5,null,15.9,18,18,17.5,18,null,null,9.4,null,8,"Operating","Jul",1906,null,"Spokane R. (Post Falls, ID)","Kootenai","ID","Y","Columbia","WECC","Avista","IOU","Avista Utilities",null,null,null,null,1,1,14.8,9.4,null,null,null,null,null,null,null,null,null,null,"Avista",10,9.1999999999999993,5.4,4.2396118721461198,3.2501141552511399,2.5,1.97,9.6300000000000008,10.3,10.33,9.5,9.69,9.57,8.36,10.1,9,8.3000000000000007,7.8,"(6) units. Original license May 1965 - Jul 2007. 50-year license granted Jun 2009. Critical energy from PNUCC 2005 NRF","47.71","-116.96","http://www.avistautilities.com/resources/relicensing/spokane/project/proj_pf.asp","2020-04-09T21:44:53",14.8,18,0.63513513513513509,9.4]
["Potholes East Canal 66.0",1447,"56697","1",3843,"Canal","WAT",null,"Hydro",2.4,2.2999999999999998,0,0,2.2999999999999998,0,2.2999999999999998,null,null,null,1.4,null,null,"Operating",null,1985,null,"Potholes E. Cnl.","Franklin","WA","Y","Columbia","WECC","Columbia Basin Irr. Dists.","Independent","Seattle City Light",null,null,null,null,1,1,2.4,1.4,null,null,null,null,null,null,null,null,null,null,"SCE",null,null,null,null,null,null,0.91,0.96,0.8,0.98,1.1000000000000001,0.88,0.94,0.86,1,1,0.5,0.5,"License granted January 1982; expires December 2031.","46.378469","-119.254443",0,"2020-03-22T21:44:34",2.4,2.2999999999999998,0.58333333333333337,1.4]
["Potholes East Canal Headworks",1448,"7113","1",2840,"Canal","WAT",null,"Hydro",6.6,6.6,0,0,7,0,6.6,6.6,null,null,2.76,null,null,"Operating","Sep",1990,null,"Potholes E. Cnl.","Grant","WA","Y","Columbia","WECC","Columbia Basin Irr. Dists.","Independent","Seattle City Light",null,null,null,null,1,1,6.6,2.76,null,null,null,null,null,null,null,null,null,null,"Grant Co. PUD",2.6,2.2999999999999998,1.8,2.51221461187215,2.4825342465753399,2.2000000000000002,1.97,2.36,2.6,1.52,2.6,2.37,2.68,2.57,2.4,1.7,2.2000000000000002,2.2999999999999998,"License granted October 1982; expires September 2032.","46.983","-119.258","http://www.gcpud.org/energyResources/hydroPower/potholesEastCanal.html","2020-03-22T21:40:57",6.6,7,0.41818181818181815,2.76]
["Power County Wind Park North",1965,"57761","PCWPN",null,"WT","WND",null,"Wind",22.5,22.5,null,null,null,null,22.5,22.5,null,null,7.57,null,null,"Operating","Dec",2011,null,"American Falls","Power","ID","Y","Columbia","WECC","Windland, dba Power County Wind Park North, LLC","Independent","PacifiCorp (QF PPA approved by IPUC Oct 2010) (Dec 2011 - Dec 2031)",null,"PNW IOU",null,2031,1,1,22.5,7.57,null,null,null,"PAC 230kV Brady-Treasureton line via Power Co. S. interconnection.","SPP","(9) Nordex N100/2500",80,100,2,null,"PACE",null,null,null,null,null,null,null,null,null,0.36,8.1,7.3,8.2799999999999994,6.55,7.3,7.4,7.5,7.4,"(9) Nordex N100 2.5MW WTG. Design wind speed 17.2mph.","42.733","-112.75","","2017-10-24T15:11:11",{"$f":"IF(OR(I694=\"Wind\",I694=\"Solar\",I694=\"Hydro\"),J694,IF(ISNUMBER(L694),L694,IF(ISNUMBER(O694), O694, IF(ISNUMBER(Q694),Q694,J694))))","v":22.5},{"$f":"IF(OR(J694=\"Wind\",J694=\"Solar\",J694=\"Hydro\"),J694,IF(ISNUMBER(N694),N694,IF(ISNUMBER(P694), P694, IF(ISNUMBER(L694),L694,J694))))","v":22.5},{"$f":"IF(OR(ISBLANK(J694),ISBLANK(T694),J694=0),VLOOKUP(IF(G694=\"WAT\",\"HY\",IF(G694=\"LFG\",\"LFG\",F694)),Acapability,4,FALSE),T694/J694)","v":0.33644444444444443},{"$f":"IF(ISNUMBER(T694),T694,AVERAGE(BZ694,CA694)*CB694)","v":7.57}]
["Power County Wind Park South",1966,"57760","PCWPS",null,"WT","WND",null,"Wind",22.5,22.5,null,null,null,null,22.5,22.5,null,null,6.91,null,null,"Operating","Dec",2011,null,"American Falls","Power","ID","Y","Columbia","WECC","Windland, dba Power County Wind Park South, LLC","Independent","PacifiCorp (QF PPA approved by IPUC Oct 2010) (Dec 2011 - Dec 2031)",null,"PNW IOU",null,2031,1,1,22.5,6.91,null,null,null,"PAC 230kV Brady-Treasureton line","SPP","(9) Nordex N100/2500",80,100,2,null,"PACE",null,null,null,null,null,null,null,null,null,0.33,7.3,6.56,7.53,5.56,6.2,6.7,6.5,6.5,"(9) Nordex N100 2.5MW WTG. Design wind speed 17.2mph.","42.7","-112.75","","2017-10-24T15:11:20",22.5,22.5,0.30711111111111111,6.91]
["Powerdale",1450,"3031","1",2659,"Diversion","WAT",null,"Hydro",6,null,null,0,6,6,6.5,6.5,null,null,5.38,null,null,"Retired","May",1923,2007,"Hood R.","Hood River","OR","Y","Columbia","WECC","PacifiCorp","IOU","Retired",null,null,null,null,0,0,0,0,null,null,null,null,null,null,null,null,null,null,"PACW",3.5,2.2999999999999998,1,0.25490867579908699,0.28150684931506798,null,null,null,null,null,null,null,null,null,null,null,null,null,"Original license granted March 1980; expired February 2000. Originally to be retired 2010. Retired Feb 2007 following severe storm damage Nov 2006.","45.665","-121.524","http://www.hydroreform.org/news/2003/06/06/pacificorp-to-remove-powerdale-dam-on-oregons-hood-river","2020-03-21T21:41:38",6,6,0.89666666666666661,5.38]
["Prairie Wood Products (Cogen I)",1451,"50921","GEN1",null,"STCG","WW","NG","Biomass",7.5,7.5,null,null,7.36,0,7.5,7.5,null,null,null,null,null,"Retired","May",1986,2010,"Prairie City","Grant","OR","Y","Puget Sound & Coastal","WECC","Prairie Wood Products Co-gen Co.","Independent","retired",null,null,null,null,0,0,0,0,"Prairie Wood Products","Lumber & wood products",null,null,"cogen",null,null,null,null,null,"BPA",null,null,null,null,null,null,2.67,4,2,1.29,0,0,0,0,0,0,0,0,null,"44.458679","-118.717228",0,"2020-04-13T14:52:08",0,7.36,0.8,2.9440000000000004]
["Prather Creek",1452,null,null,null,"HY","WAT",null,"Hydro",null,null,null,null,0,0,null,null,null,null,null,null,null,"Operating","Jul",1983,null,null,"Shasta","CA","N","Unknown","WECC",null,null,"PacifiCorp",null,null,null,null,0,0,0,0,null,null,null,null,null,null,null,null,null,null,"PACW",null,null,null,null,null,null,null,null,null,null,null,null,null,null,null,null,null,null,null,"","",0,"2008-04-21",0,0,0.42699999999999999,0]
["Preston",1453,null,null,5892,"Conduit","WAT",null,"Hydro",0.41,null,0.4,0.36,null,null,null,null,null,null,null,null,0,"Operating",null,1987,null,"Berquist Spr.","Franklin","ID","Y","Bear","WECC","City of Preston","Independent","PacifiCorp (QF thru Dec 2017)",null,null,null,2017,1,1,null,null,null,null,null,null,null,null,null,null,null,null,null,null,null,null,null,null,null,null,null,null,null,null,null,null,null,null,null,null,null,"Exemption granted May 1982. Critical energy from PNUCC 2005 NRF","","",0,"2020-03-22T21:44:45",0.41,0.4,0.42699999999999999,0.17293500000000001]
["Priest Rapids 1 - 10",1454,"3887","1,2,3,4,5,6,7,8,9,10","2114A","ROR","WAT",null,"Hydro",950,955.6,null,678,955.6,955.6,955.6,955.6,null,null,443.515182648402,null,378,"Operating","Oct",1959,null,"Columbia R.","Grant","WA","Y","Columbia","WECC","Grant Co. PUD","PUD",null,null,null,"Turbine upgrade and generator rewind scheduled for completion in 2028. Estimated final capacity will be around 975 MW (still TBD). ",null,1,1,{"$f":"AN700*J700","v":950},{"$f":"IF(ISNUMBER(T700),T700,CC700)*AN700","v":443.515182648402},null,null,null,null,null,null,null,null,null,null,"Grant Co. PUD",466.7,399.8,442.7,452.00525114155198,555.43675799086805,575.6,527.78,486.61,456.13,588.15,538.20000000000005,549.94000000000005,541.71,527,543.20000000000005,510.3,540.79999999999995,455.3,"Original license granted Nov 1955; expired Oct 2005. Renewed Apr 2008 through 2052. Critical energy from PNUCC 2005 NRF (After encroachment).","46.645","-119.901","http://www.nwcouncil.org/energy/powersupply/dams/dam.asp?id=5","2020-03-25T15:32:46",950,955.6,0.46685808699831788,443.515182648402]
["Prineville Solar Energy Project (Facebook)",2221,"63049","GEN1",null,"PV","SOL",null,"Solar",46.2,46.2,null,null,null,null,null,null,null,null,null,null,null,"Operating","Feb",2021,null,null,"Crook","OR","Y","Columbia","WECC","Invenergy","Independent","PacifiCorp (Blue Sky Progam, client is Facebook)","PacifiCorp Blue Sky Program - Facebook",null,null,null,1,1,{"$f":"AN701*J701","v":46.2},null,null,null,null,null,null,null,null,null,null,null,"PACE",null,null,null,null,null,null,null,null,null,null,null,null,null,null,null,null,null,null,null,44.274549999999998,-120.87687,null,"2021-05-19T14:07:07",46.2,46.2,0.254,11.734800000000002]
["Pristine Springs",1455,null,null,"None","Off-stream","WAT",null,"Hydro",0.625,null,null,0.28000000000000003,0.11,0.17,null,null,null,null,null,null,null,"Operating",null,2005,null,"Well discharging to Warm Cr. via canal.","Gooding","ID","Y","Columbia","WECC","Idaho Water Resources Board","Independent","Idaho Power Co. (QF thru Apr 2015)",null,null,null,null,1,1,null,null,null,null,null,null,null,null,null,null,null,null,"IPC",null,null,null,null,null,null,null,null,null,null,null,null,null,null,null,null,null,null,"(2) turbine-generators (#1 (0.125 MW) and #3 (0.5 MW) (2003)","","",0,"2020-03-22T21:46:50",0.625,0.11,0.42699999999999999,0.15692249999999999]
["Prospect 1",1456,"3032","1","2630C","Diversion","WAT",null,"Hydro",3.75,3.8,null,null,4.5999999999999996,4.5999999999999996,4.5999999999999996,4.5999999999999996,null,null,null,null,null,"Operating","Jan",1912,null,"Rogue R. (Off-stream)","Jackson","OR","Y","Puget Sound & Coastal","WECC","PacifiCorp","IOU","PacifiCorp",null,null,null,null,1,1,{"$f":"AN703*J703","v":3.75},{"$f":"IF(ISNUMBER(T703),T703,CC703)*AN703","v":1.7827249999999999},null,null,null,null,null,null,null,null,null,null,"PACW",2.1,2.9,1,0.33961187214611899,0.45764840182648397,0.5,1.1200000000000001,3.31,2.6,2.83,2.2999999999999998,2.37,2.71,0.73,0,2.4,1.4,1,"PAC Rogue. License granted July 1980; expires June 2005.","42.759","-122.497","http://www.pacificorp.com/es/hydro/hl/rr.html","2017-10-24T15:27:42",3.75,4.5999999999999996,0.42699999999999999,1.7827249999999999]
["Prospect 2 (1 & 2)",1457,"3033","1,2","2630A","Storage w/Div","WAT",null,"Hydro",32,32,null,null,36,36,36,36,null,null,null,null,null,"Operating",null,1920,null,"Rogue R.","Jackson","OR","Y","Puget Sound & Coastal","WECC","PacifiCorp","IOU","PacifiCorp",null,null,null,null,1,1,32,{"$f":"IF(ISNUMBER(T704),T704,CC704)*AN704","v":14.517999999999999},null,null,null,null,null,null,null,null,null,null,"PACW",20.7,26.7,9.3000000000000007,9.1199771689497702,10.199657534246599,9.5,8.11,25.84,25.7,28.68,27.2,24.56,23.57,19.04,27.4,29.2,22.7,21.7,"PAC Rogue. License granted May 1965; expires June 2005.","42.759","-122.497","http://www.pacificorp.com/es/hydro/hl/rr.html","2017-10-24T15:28:04",32,36,0.42699999999999999,14.517999999999999]
["Prospect 3",1458,"3034","1",2337,"ROR R. w/Div.","WAT",null,"Hydro",7.2,7.2,null,null,7.7,7.7,7.7,7.7,null,null,null,null,null,"Operating","Apr",1932,null,"Rogue R., S. Fk.","Jackson","OR","Y","Puget Sound & Coastal","WECC","PacifiCorp","IOU","PacifiCorp",null,null,null,null,1,1,7.2,{"$f":"IF(ISNUMBER(T705),T705,CC705)*AN705","v":3.1811500000000001},null,null,null,null,null,null,null,null,null,null,"PACW",4,3.9,1.5,1.2552511415525101,1.5907534246575299,1.5,1.39,4.07,4,5.33,4.3,3.85,4.0999999999999996,3.17,3.8,4.7,2.5,2.7,"PAC Rogue. Original license granted June 1964; expired December 1988.","42.756","-122.498","http://www.pacificorp.com/es/hydro/hl/rr.html","2017-10-24T15:28:20",7.2,7.7,0.42699999999999999,3.1811500000000001]
["Prospect 4",1459,"3035","1","2630B","Conduit","WAT",null,"Hydro",1,1,null,null,1,1,0.9,0.9,null,null,null,null,null,"Operating","Nov",1944,null,"Rogue R. (Off-stream)","Jackson","OR","Y","Puget Sound & Coastal","WECC","PacifiCorp","IOU","PacifiCorp",null,null,null,null,1,1,1,{"$f":"IF(ISNUMBER(T706),T706,CC706)*AN706","v":0.42699999999999999},null,null,null,null,null,null,null,null,null,null,"PACW",0.4,0.6,0.1,7.1004566210045694E-2,3.1164383561643801E-2,0.1,0.2,0.27,0.4,0.56000000000000005,0.4,0.48,0.52,0.14000000000000001,0,0.5,0.3,0.2,"PAC Rogue. License granted July 1980; expires June 2005.","42.759","-122.497","http://www.pacificorp.com/es/hydro/hl/rr.html","2017-10-24T15:28:31",1,1,0.42699999999999999,0.42699999999999999]
["Prospector (Huntington Wind)",2186,"59493","PW",null,"WT","WND",null,"Wind",10,10,null,null,10,10,10,10,null,null,null,null,null,"Operating","Mar",2017,null,"Huntington","Baker","OR","Y","Columbia","WECC","D.E. Shaw Renewable (100%)","Independent","Idaho Power (20yr PPA - 2036)",null,"PNW IOU",null,2036,1,1,10,null,null,null,null,null,"SPP","(5) GE 2.0-116",80,116,3,null,"IPC",null,null,null,null,null,null,null,null,null,null,null,null,null,null,null,2.5,3.3,3.2,"Per PPA, all RECs go to owner of wind farm. Design wind speed 14mph.","44.418056","-117.255",null,"2017-11-07T11:53:57",10,10,0.32,3.2]
["Publishers Paper (Tillamook)",1461,null,null,null,"STCG","UN",null,"Unknown",8,null,null,null,null,null,null,null,null,null,null,null,null,"Retired",null,null,"Unknown","Tillamook","Tillamook","OR","Y","Puget Sound & Coastal","WECC","Publishers Paper","Independent","Retired",null,null,null,null,0,0,0,{"$f":"IF(ISNUMBER(T708),T708,CC708)*AN708","v":0},"Publishers Paper Tillamook","Lumber & wood products",null,null,null,null,null,null,null,null,null,null,null,null,"n/a","n/a",null,null,null,null,null,null,null,null,null,null,null,null,null,null,"","",0,"2004-05-06",8,8,0.8,6.4]
["Puyallup Energy Recovery Company (PERC) 1 - 3 (South Hill)",1462,"55722","1,2,3",null,"IC","LFG",null,"Biomass",2.7749999999999999,null,2,2,null,null,null,null,null,null,1.6,null,null,"Retired","May",1999,2009,"Fircrest","Pierce","WA","Y","Puget Sound & Coastal","WECC","Puyallup Energy Recovery Company, LLC","Independent","Retired (formerly QF w/ PSE)",null,null,null,null,0,0,0,{"$f":"IF(ISNUMBER(T709),T709,CC709)*AN709","v":0},null,null,null,null,null,null,null,null,null,null,"PSE",1.5,1.3,1.1000000000000001,0.74018264840182602,0.55125570776255695,0.3,0.2,0.05,null,null,null,null,null,null,null,null,null,null,"(3) 0.925 MW IC units.","46.97465","-122.292485","http://www.lrilandfill.com/gas_plant.asp","2020-03-23T13:55:33",2,2,0.57657657657657657,1.6]
["Qualco",1875,null,null,null,"BGICCG","AW",null,"Biomass",0.45,null,0.5,0.5,null,null,null,null,null,null,null,null,null,"Operating","Dec",2008,null,"Monroe","Snohomish","WA","Y","Columbia","WECC","Qualco Energy","Independent","Snohomish",null,null,null,null,1,1,0.45,{"$f":"IF(ISNUMBER(T710),T710,CC710)*AN710","v":0.375},"Internal thermal load","Waste digester",null,null,null,null,null,null,null,null,"BPA",null,null,null,null,null,null,null,null,null,null,null,null,null,null,null,null,null,null,"Anaerobic digestor and reciprocating engines.","49.339","-117.765","http://www.columbiapower.org/projects/arrowlakesstation.asp","2020-03-23T13:55:57",0.5,0.5,0.75,0.375]
["Quincy Chute",1463,"917","1",2937,"Canal","WAT",null,"Hydro",7.8,9.4,0,0,9,0,9.4,9.4,null,null,3.34,null,null,"Operating","Oct",1985,null,"West Cnl.","Grant","WA","Y","Columbia","WECC","Grand Coulee Project Hydroelectric Authority","Independent","Grant Co. PUD",null,null,null,null,1,1,7.8,{"$f":"IF(ISNUMBER(T711),T711,CC711)*AN711","v":3.34},null,null,null,null,null,null,null,null,null,null,"Grant Co. PUD",2.9,3.7,2.8,3.6099315068493101,3.4586757990867598,3.4,2.97,3.74,3.7,3.7,3.8,4.04,3.74,4.42,3,3.5,3.6,3.2,"License granted July 1982; expires June 2032.","47.452","-119.516","http://www.gcpud.org/yourPud/newsRoom/mediakit/powerSupply.html","2020-03-22T21:47:01",7.8,9,0.42820512820512818,3.34]
["Rafael Solar",2302,"63206","RSPV1",null,"PV","SOL",null,"Solar",2.2000000000000002,2.2000000000000002,null,null,null,null,null,null,null,null,null,null,null,"Operating","Oct",2019,null,"Marion Cty","Marion","OR","Y","Columbia","WECC","Rafael Solar LLC","Independent","Portland General Electric (20 yr QF)",null,null,null,2039,1,1,2.2000000000000002,null,null,null,null,null,"SPP",null,null,null,null,"Fixed tilt","PGE",null,null,null,null,null,null,null,null,null,null,null,null,null,null,null,null,null,0.1,"Fixed tilt. Crystalline silicon. Azimuth angle 180, tilt 20. 3.2MWdc.",44.859721999999998,-120.00833299999999,null,"2020-01-14",2.2000000000000002,2.2000000000000002,0.254,0.55880000000000007]
["Raft River I",1464,"56317","1",null,"GB","GST",null,"Geothermal",21,18,13,9,10,10,10,12.2,null,null,12.3,null,null,"Operating","Jan",2008,null,"Raft River","Cassia","ID","Y","Columbia","WECC","U.S. Geothermal Co.","Independent","Idaho Power Co. (QF 2008 - 2033)","2008-2017, IPC received 75% of RECs generated above 10aMW monthly - this rarely happened. 2018-2033, IPC is entitled to 51% of all RECs generated from project.",null,null,2033,1,1,21,{"$f":"IF(ISNUMBER(T713),T713,CC713)*AN713","v":12.3},null,null,null,null,"SPP",null,null,null,null,null,"BPA",null,null,null,null,null,null,9.77,8.67,8.1999999999999993,7.25,8.5,4.53,9,8.6300000000000008,8.1999999999999993,9.6,9.5,10.9,"Ormat binary technology.  Notice to proceed Apr 2006. Startup testing Nov 2007.  25 yr PPA w/IPC signed Sep 2007.  Expansion to full net output (13 MW) pending IPUC approval of PPA and wellfield expansion.  SCL proposed to purchase RECs at $8/MWh in 2011, ramping $1/MWh each year through 2014 to $11/MWh for voluntary pgm and then from $15 to $17/MWh in 2015 through 2017 for RPS targets. In 2016, US Geothermal plans to drill new leg on one of the production wells - if successful, could increase output by 3MW, for total plant capacity of 13MW.","42.102639","-113.385311","http://www.usgeothermal.com/RaftRiverProject.aspx","2020-04-13T11:52:56",13,10,0.58571428571428574,12.3]
["Railroad Solar Center",2117,"60333","RSC1",null,"PV","SOL",null,"Solar",4.5,4.5,null,null,null,null,4.5,4.5,null,null,2.62,null,null,"Operating","Dec",2016,null,"Ontario","Malheur","OR","Y","Columbia","WECC","HelioSage","Independent","Idaho Power Co (20 yr ESA)",null,null,null,2036,1,1,4.5,2.62,null,null,null,null,"SPP",null,null,null,null,"Single-axis","IPC",null,null,null,null,null,null,null,null,null,null,null,null,null,null,0,1.1000000000000001,1.2,1.1000000000000001,"Crystalline Silicone, 5.8MWdc, Single-axis. 180 azimuth angle. ~(47,000) PV modules on a racking structure, 25 separate concrete pads.  IPC waives any claim to ownership of environmental attributes - per the ESA.","43.999","-117.102",null,"2017-10-24T15:48:49",4.5,4.5,0.5822222222222222,2.62]
["Rainbow 1 - 8",1465,"2193","RAI1,RAI2,RAI3,RAI4,RAI5,RAI6,RAI7,RAI8","2188D","ROR R. w/Div.","WAT",null,"Hydro",35.6,36.6,null,null,36,36,36,36,null,null,27.09,null,null,"Retired","Jul",1910,2013,"Missouri R.","Cascade","MT","N","Missouri","WECC","PPL Montana","Independent","Retired (formerly PPL Montana system sales)",null,null,null,null,0,0,0,0,null,null,null,null,null,null,null,null,null,null,"NorthWestern",null,null,null,null,null,null,27.39,30.6,28.8,26.33,27.5,33.01,null,null,null,null,null,null,"Original License granted April 1956; expired November 1994. Planned redevelopment 2009-11 will replace existing units w/one 60 MW unit.","47.539","-111.194","http://www.pplmontana.com/producing+power/power+plants/Rainbow+Dam.htm","2020-03-25T22:37:15",35.6,36,0.76095505617977521,27.09]
["Rainbow 9 (Redevelopment)",1821,"2193","RAI9",null,"ROR R. w/Div.","WAT",null,"Hydro",59,59,null,null,61,61,60.5,60.5,null,null,46.5,null,null,"Operating","Apr",2013,null,"Missouri R.","Cascade","MT","N","Missouri","WECC","Northwestern Energy purchased from PPL Montana, finalized Nov. 2014.","IOU","Northwestern Energy",null,null,"Completed in 2013. (1) 60 MW unit replaced (8) units at 35MW total; increased generating capacity by 70%.",null,0.31,0.31,18.29,14.414999999999999,null,null,null,null,null,null,null,null,null,null,"NorthWestern",null,null,null,null,null,null,null,null,null,null,null,null,41.92,39.700000000000003,39.200000000000003,42.9,45.5,51.8,"Original License granted April 1956; expired November 1994. Run-of-river w/diversion. Planned redevelopment 2009-11 will replace existing units w/one 60 MW unit.","47.539","-111.194","http://www.northwesternenergy.com/our-company/hydroelectric-facilities","2020-03-25T12:45:19",59,61,0.78813559322033899,46.5]
["Rainier Biogas (Enumclaw)",2037,null,null,null,"BGICCG","AW",null,"Biomass",0.8,null,null,0.9,null,null,null,null,null,null,null,null,null,"Operating","Dec",2012,null,"Enumclaw","King","WA","Y","Puget Sound & Coastal","WECC","Farm Power Northwest and Ritter Dairy","Independent","PPA w/ Puget Sound Energy",null,null,null,2020,1,1,0.8,0.60000000000000009,"Internal thermal load","Waste digester",null,null,null,null,null,null,null,null,"PSE",null,null,null,null,null,null,null,null,null,null,null,null,null,null,null,null,null,null,"Collection system, anaerobic digester and (1) 750 kW reciprocating engine.","47.212","-122.0638",null,"2020-03-23T13:56:25",0.8,0.8,0.75,0.60000000000000009]
["Randolph Road 1 - 20",1466,"7994",null,null,"IC","FO",null,"Petroleum",32,null,null,null,36,36,36,36,null,null,null,null,null,"Retired","Aug",2001,2007,"Moses Lake","Grant","WA","Y","Columbia","WECC","Grant Co. PUD","PUD","Retired",null,null,null,null,0,0,0,0,null,null,null,null,null,null,null,null,null,null,"Grant Co. PUD",null,0.3,0,6.62100456621005E-3,0,0,null,null,null,null,null,null,null,null,null,null,null,null,"(20) 1.6 MW Caterpilar units. Sold Feb 2007.","","",0,"2014-01-31T09:35:36",36,36,0.93,33.480000000000004]
["Rathdrum (Boekel Rd) 1",1467,"7456","1",null,"GT","NG",null,"Natural gas",83.25,83.2,83,176,66,87.5,66,87.5,50,0.8,null,null,null,"Operating","Dec",1994,null,"Rathdrum","Kootenai","ID","Y","Columbia","WECC","Avista","IOU","Avista Utilities",null,null,null,null,1,1,83.25,67.795000000000002,null,null,"TransCanada GTN",null,null,null,null,null,null,null,"Avista",4.5,2.2000000000000002,0.32203196347031998,0.32203196347031998,1.125,1.3,0.86,5.0599999999999996,1.2,0.89,0.8,3.85,1.46,5.99,4.5999999999999996,8.1999999999999993,16.600000000000001,20.100000000000001,"(1) GE PG7111EA","47.786","-116.922",0,"2020-07-16T17:42:02",83,66,0.91,67.795000000000002]
["Rathdrum (Boekel Rd) 2",1468,"7456","2",null,"GT","NG",null,"Natural gas",83.25,83.2,83,null,66,87.5,66,87.5,50,0.8,null,null,null,"Operating","Dec",1994,null,"Rathdrum","Kootenai","ID","Y","Columbia","WECC","Avista","IOU","Avista Utilities",null,null,null,null,1,1,83.25,67.795000000000002,null,null,"TransCanada GTN",null,null,null,null,null,null,null,"Avista",null,null,null,null,null,null,null,null,null,null,null,null,null,null,null,null,null,null,"(1) GE PG7111EA","47.786","-116.922",0,"2020-07-16T17:42:05",83,66,0.91,67.795000000000002]
["Rattlesnake Flat",2299,null,null,null,"WT","WND",null,"Wind",160,null,null,null,null,null,null,null,null,null,null,null,null,"Operating","Dec",2020,null,"Adams Cty, WA","Adams","WA","Y","Columbia","WECC","Clearway Energy","Independent","Avista Utilities (20yr PPA)",null,"PNW IOU",null,null,null,null,null,null,null,null,null,null,null,null,null,null,null,null,"Avista",null,null,null,null,null,null,null,null,null,null,null,null,null,null,null,null,null,null,"(57) WTG",46.899679999999996,-118.42335,null,"2021-07-14T11:27:48",160,160,0.32,51.2]
["Rattlesnake Road (aka Arlington Wind Power Project)",1469,"56855","GEN1",null,"WT","WND",null,"Wind",102.9,103,null,null,null,null,102.9,102.9,null,null,null,null,null,"Operating","Dec",2008,null,"Arlington","Gilliam","OR","Y","Columbia","WECC","Horizon Wind Energy dba Arlington Wind Power Project, LLC","Independent","PG&E (Minimum delivery of 240 GWh) (2009 - 2024)",null,"CA IOU",null,2024,0,0,{"$f":"AN722*J722","v":0},{"$f":"IF(ISNUMBER(T722),T722,CC722)*AN722","v":0},null,null,null,"BPA Jones Canyon switching station",null,"(49) Suzlon S88-2100",80,88,2,null,"BPA",null,null,null,null,null,null,0.99,25.72,23.1,26.98,24.4,25.12,25.68,20.97,23,20.9,25.3,21.7,"(49) Suzlon S88-2.1 MW WTG. Deign wnd speed 19MPH.",{"$f":"IF(ISNA(VLOOKUP($B722,lkpLatLong,3,FALSE)),\"\",VLOOKUP($B722,lkpLatLong,3,FALSE))","v":"45.672766"},{"$f":"IF(ISNA(VLOOKUP($B722,lkpLatLong,4,FALSE)),\"\",VLOOKUP($B722,lkpLatLong,4,FALSE))","v":"-120.211870"},"http://www.horizonwind.com/projects/whatwevedone/rattlesnake-road.aspx","2017-10-16T15:01:10",102.9,102.9,0.32,32.928000000000004]
["Reeder Gulch",1470,"7391",null,1107,"Conduit","WAT",null,"Hydro",0.76,null,null,0.12,0.76,0.76,null,null,null,null,null,null,0,"Operating",null,1985,null,"Ashland Cr.","Jackson","OR","Y","Puget Sound & Coastal","WECC","City of Ashland","Municipal",null,null,null,null,null,1,1,{"$f":"AN723*J723","v":0.76},{"$f":"IF(ISNUMBER(T723),T723,CC723)*AN723","v":0.32451999999999998},null,null,null,null,null,null,null,null,null,null,null,null,null,null,null,null,null,null,null,null,null,null,null,null,null,null,null,null,null,"Original license granted December 1930; expired December 1980. Exemption granted May 1981. Critical energy from PNUCC 2005 NRF","","",0,"2020-03-21T21:42:01",0.76,0.76,0.42699999999999999,0.32451999999999998]
["Reynolds Irrigation District",1471,null,null,6229,"Canal","WAT",null,"Hydro",0.35,null,0.2,0.24,0.14000000000000001,0.17,null,null,null,null,null,null,0,"Operating",null,1985,null,"Reynolds ID Main Cnl.","Owyhee","ID","Y","Columbia","WECC","Reynolds Irr. Dist.","Independent","Idaho Power Co. (QF thru May 2021)",null,null,null,null,1,1,null,null,null,null,null,null,null,null,null,null,null,null,null,null,null,null,null,null,null,null,null,null,null,null,null,null,null,null,null,null,null,"Exemption granted August 1982. Critical energy from PNUCC 2005 NRF","","",0,"2020-03-22T21:47:45",0.35,0.14000000000000001,0.42699999999999999,0.104615]
["Richland WWTP",1472,null,null,null,"GT","WG",null,"Biomass",null,null,null,null,null,null,null,null,null,null,null,null,null,"Retired",null,null,"Unknown","Richland","Benton","WA","Y","Columbia","WECC","City of Richland","Municipal","Retired",null,null,null,null,0,0,{"$f":"AN725*J725","v":0},{"$f":"IF(ISNUMBER(T725),T725,CC725)*AN725","v":0},null,null,null,null,null,null,null,null,null,null,null,null,null,null,null,"n/a",null,null,null,null,null,null,null,null,null,null,null,null,null,null,"","",0,"2005-07-19",0,0,0.91,0]
["Riley Solar",2340,"63925","RILEY",null,"PV","SOL",null,"Solar",10,10,null,null,null,null,10,10,null,null,null,null,null,"Operating","Jul",2020,null,"Harney Cty","Harney","OR","Y","Columbia","WECC","Riley Solar LLC","Independent","PURPA QF w/ PGE",null,null,null,null,null,null,null,null,null,null,null,null,"SPP",null,null,null,null,null,null,null,null,null,null,null,null,null,null,null,null,null,null,null,null,null,null,null,null,null,43.555900000000001,-119.68519999999999,null,"2020-10-26",{"$f":"IF(OR(I726=\"Wind\",I726=\"Solar\",I726=\"Hydro\"),J726,IF(ISNUMBER(L726),L726,IF(ISNUMBER(O726), O726, IF(ISNUMBER(Q726),Q726,J726))))","v":10},{"$f":"IF(OR(J726=\"Wind\",J726=\"Solar\",J726=\"Hydro\"),J726,IF(ISNUMBER(N726),N726,IF(ISNUMBER(P726), P726, IF(ISNUMBER(L726),L726,J726))))","v":10},{"$f":"IF(OR(ISBLANK(J726),ISBLANK(T726),J726=0),VLOOKUP(IF(G726=\"WAT\",\"HY\",IF(G726=\"LFG\",\"LFG\",F726)),Acapability,4,FALSE),T726/J726)","v":0.254},{"$f":"IF(ISNUMBER(T726),T726,AVERAGE(BZ726,CA726)*CB726)","v":2.54}]
["Rim Rock 1",1891,"57995","RR",null,"WT","WND",null,"Wind",189,189,null,null,null,null,184.6,184.6,null,null,null,null,null,"Operating","Dec",2012,null,"North of Ethridge","Toole/Glacier","MT","Y","Missouri","WECC","NaturEner","Independent","SDGE (20 yr PPA); legal issues and delays, but appears SDGE purcahsing power and RECs",null,"CA IOU",null,2032,0,0,{"$f":"AN727*J727","v":0},{"$f":"IF(ISNUMBER(T727),T727,CC727)*AN727","v":0},null,null,null,null,null,"(126) Acciona AW77/1500",80,77,2,null,"Naturener",null,null,null,null,null,null,null,null,null,null,6.5,38.340000000000003,64.19,68.900000000000006,74.5,75.099999999999994,71.7,68.2,"RECs to SDG&E, power marketed by Morgan Stanley.  126 Acciona AW-77 1.5 MW wind turbines.  Morgan Stanley expected to market the power in WECC, with access over MATL (Naturener has 300 MW of MATL). Design wind speed 18mph.","48.633333","-111.95","http://www.naturener.net/rimrock","2020-04-12T22:58:53",189,184.6,0.32,59.776000000000003]
["Rim View (Upper Powerhouse)",1473,null,null,"9543A","HY","WAT",null,"Hydro",0.26,null,0.2,null,0.16,0.14000000000000001,null,null,null,null,0.23,null,null,"Operating",null,2000,null,"Niagara Springs","Gooding","ID","Y","Columbia","WECC","Rim View Trout Co.","Independent","Idaho Power Co. (QF)",null,null,null,null,1,1,null,null,null,null,null,null,null,null,null,null,null,null,null,null,null,null,null,null,null,null,null,null,null,null,null,null,null,null,null,null,null,"In-service 10/30/2000; Exemption granted Nov 1990. Lower Powerhouse (9543B) removed from exemption (project abandoned).","","",0,"2014-01-31T09:40:56",0.26,0.16,0.88461538461538458,0.23]
["River Bend Solar",2239,"61289","RBSMT",null,"PV","SOL",null,"Solar",2,2,null,null,null,null,2,2,null,null,{"$f":"4229/8760","v":0.48276255707762555},null,null,"Operating","Apr",2017,null,"Stillwater","Stillwater","MT","N","Missouri","WECC",null,null,"Northwestern (25yr PPA)",null,null,null,2042,0.31,0.31,{"$f":"AN729*J729","v":0.62},{"$f":"IF(ISNUMBER(T729),T729,CC729)*AN729","v":0.14965639269406392},null,null,null,null,"SPP",null,null,null,null,"Single-axis","Northwestern",null,null,null,null,null,null,null,null,null,null,null,null,null,null,null,0.3,0.4,0.3,"Crystalline Silicone, 2.8MWdc, Single-axis. 90 azimuth angle, 45 tilt angle","45.703779","-109.565219",null,"2018-01-06",2,2,0.24138127853881278,0.48276255707762555]
["River Mill 1 - 5",1474,"3049","1,2,3,4,5","2195A","ROR","WAT",null,"Hydro",19.100000000000001,18.8,null,18.600000000000001,7.99,24,24.7,24.7,null,null,14,null,14,"Operating","Nov",1911,null,"Clackamas R.","Clackamas","OR","Y","Columbia","WECC","Portland General Electric","IOU","Portland General Electric",null,null,null,null,1,1,19.100000000000001,14,null,null,null,null,null,null,null,null,null,null,"PGE",11.6,11.1,11.3,8.7595890410958894,12.1915525114155,11.2,12.96,12.43,12.9,12.42,13.4,10.95,11.99,8.4600000000000009,12,12.6,10,8,"License granted January 1957; expires August 2006. Critical energy from PNUCC 2005 NRF","45.3","-122.35","http://www.portlandgeneral.com/community_environment/initiatives/protecting_fish/clackamas_river/hydro_plants_fish_passage.aspx#rivermill","2020-03-20T22:42:49",19.100000000000001,7.99,0.73298429319371727,14]
["River Road Generating Plant",1475,"7605","1",null,"CC","NG",null,"Natural gas",248,248,235,248,218,248,220,248,205,0.85,null,null,null,"Operating","Dec",1997,null,"Vancouver","Clark","WA","Y","Columbia","WECC","Clark Public Utilities","PUD","Clark",null,null,null,null,1,1,248,201.58500000000001,null,null,"Williams Northwest",null,null,null,null,null,null,null,"BPA",167,177,198.6,186.65513698630099,147.23926940639299,173.7,184.5,185.49,191.77,116,96.6,197.47,180.04,206.9,164.5,143.6,136.1,199.3,null,"45.649","-122.726","http://www.clarkpud.com/AboutUs/ourPowerSupply/riverRoadGenPlant","2020-07-16T17:43:16",235,218,0.89,201.58500000000001]
["Riverbend Landfill",1916,"57019","GEN1,GEN2,GEN3,GEN4,GEN5,GEN6",null,"IC","LFG",null,"Biomass",4,4.8,null,4.7,4.8,4.8,4.8,4.8,3,0.98,null,null,null,"Operating","Jun",2010,null,"McMinville","Yamhill","OR","Y","Columbia","WECC","RECO (Waste Management)","Independent","McMinnville Power & Light",null,null,null,null,1,1,4,3.5999999999999996,null,null,null,null,"SPP",null,null,null,null,null,"BPA",null,null,null,null,null,null,null,null,2.2999999999999998,4.0999999999999996,4.3,4.2300000000000004,4.18,4.17,4,3.6,3.7,2.8,null,"45.161249","-123.252072","http://riverbendlandfill.wm.com/green-energy/index.jsp","2020-07-16T17:44:45",4.8,4.8,0.75,3.5999999999999996]
["Rock Creek #1",1476,"50987","GEN1",6450,"Diversion","WAT",null,"Hydro",2.54,2.1,1.3,1.31,1.04,0.56999999999999995,2,1,null,null,null,null,1,"Operating",null,1983,null,"Rock Cr.","Twin Falls","ID","Y","Columbia","WECC","Cogeneration, Inc.","Independent","Idaho Power Co. (QF thru Sep 2018)",null,null,null,2018,1,1,2.54,0.76432999999999995,null,null,null,null,null,null,null,null,null,null,"IPC",null,null,null,null,null,null,0.75,0.93,1,1.1499999999999999,1.1000000000000001,0.81,1.04,1.2,1.2,1.4,1.2,1.1000000000000001,"Exemption granted November 1982. Critical energy from PNUCC 2005 NRF","42.632483","-114.538769",0,"2020-03-22T21:48:02",2.54,1.04,0.42699999999999999,0.76432999999999995]
["Rock Creek #2",1477,"10809","GEN1",6015,"Diversion","WAT",null,"Hydro",1.9,1.9,0.6,0.63,0.56999999999999995,0.6,1.8,1.8,null,null,null,null,1,"Operating",null,1988,null,"Rock Cr.","Twin Falls","ID","Y","Columbia","WECC","HydroLand (acquired from Enel Green Power NA, March 2021)","Independent","Idaho Power Co. (QF thru Mar 2024)",null,null,null,2024,1,1,1.9,0.52734499999999995,null,null,null,null,"SPP",null,null,null,null,null,"IPC",null,null,null,null,null,null,0.74,0.87,0.9,1.0900000000000001,0.8,0.63,0.78,0.72,0.8,1,0.5,0.1,"License granted August 1986; expires July 2036. Critical energy from PNUCC 2005 NRF","42.620724","-114.531489",0,"2021-05-18T21:57:17",1.9,0.56999999999999995,0.42699999999999999,0.52734499999999995]
["Rock Creek 1 & 2",1478,"3012",null,1986,"Diversion","WAT",null,"Hydro",0.8,null,null,null,0,0,null,null,null,null,null,null,0,"Retired",null,1905,1995,"Rock Cr.","Baker","OR","Y","Columbia","WECC","Oregon Trail REA","Coop","Retired",null,null,null,null,0,0,0,0,null,null,null,null,null,null,null,null,null,null,null,null,null,null,null,"n/a",null,null,null,null,null,null,null,null,null,null,null,null,null,"Original license granted June 1951; expired June 1996, surrendered Aug 2003. Taken offline in 1995","","",0,"2020-03-25T22:19:27",0.8,0,0.42699999999999999,0.17080000000000001]
["Rock Creek Dairy",1933,"58142","CHP1,CHP2",null,"BGICCG","AW",null,"Biomass",3.2,3.2,null,2,3.2,3.2,3.2,3.2,null,null,1.77534246575342,null,null,"Operating","Feb",2013,null,"Filer","Twin Falls","ID","Y","Columbia","WECC","New Energy One","Independent","Idaho Power (QF Sep 2012 - 2027, firm energy)",null,null,null,2027,1,1,3.2,1.77534246575342,"Rock Creek Dairy","Waste digesters",null,"IPC Clover sub","SPP",null,null,null,null,null,"IPC",null,null,null,null,null,null,null,null,null,null,0.4,1.22,1.53,1.07,1.5,1.2,0.7,1.1000000000000001,"Gasification of cattle waste. Anaerobic digestor w/ (2) 1.6 MW engine-generators","42.593606","-114.594846",0,"2020-03-23T13:56:57",3.2,3.2,0.55479452054794376,1.77534246575342]
["Rock Creek WWTP",1479,null,null,null,"ICCG","WG",null,"Biomass",0.3,null,null,null,null,null,null,null,null,null,null,null,null,"Operating",null,2000,null,"Hillsboro","Washington","OR","Y","Columbia","WECC","Unified Sewerage Agency","Independent","assume self gen",null,null,null,null,1,0,0.3,0.24,"Rock Creek WWTP","Wastewater treatment",null,null,null,null,null,null,null,null,null,null,null,null,null,null,null,null,null,null,null,null,null,null,null,null,null,null,null,null,"","",0,"2006-08-16",0.3,0.3,0.8,0.24]
["Rock Garden Solar",2337,"63779","4",null,"PV","SOL",null,"Solar",10,10,null,null,null,null,10,10,null,null,null,null,null,"Operating","Jun",2020,null,"Lake Cty","Lake","OR","Y","Columbia","WECC","Rock Garden Solar LLC","Independent","PURPA QF w/ PGE",null,null,null,null,null,null,null,null,null,null,null,null,"SPP",null,null,null,null,null,null,null,null,null,null,null,null,null,null,null,null,null,null,null,null,null,null,null,null,null,43.396909999999998,-120.93040000000001,null,"2020-10-26",10,10,0.254,2.54]
["Rock Island BHU, B1 - B10, U1 - U8",1480,"6200","A,B-1,B-2,B-3,B-4,B-5,B-6,B-7,B-8,B-9,B-10,I-1,U-2,U-3,U-4,U-5,U-6,U-7,U-8","943A&B","ROR","WAT",null,"Hydro",629.42999999999995,629.4,null,572,576,576,503.2,503.2,null,null,299,null,229,"Operating","Sep",1931,null,"Columbia R.","Chelan","WA","Y","Columbia","WECC","Chelan Co. PUD","PUD","Chelan Co. PUD (and long-term PPAs)",null,null,"Efficiency upgrades planned for all units - in progress, 2008, 2012, 2018, 2020-2021. GE Renewable Energy to rebuild the 8 turbines at Powerhouse II, from 2022-2030 (and cost $210MM).",null,1,1,{"$f":"AN739*J739","v":629.42999999999995},{"$f":"IF(ISNUMBER(T739),T739,CC739)*AN739","v":299},null,null,null,null,null,null,null,null,null,null,"Chelan Co. PUD",287.10000000000002,259.39999999999998,262.10000000000002,272.76449771689499,287.42305936073097,295.2,273.64,258.20999999999998,248.59,333.59,333.9,305.22000000000003,317.39,313.3,304.39999999999998,301.39999999999998,302.8,257.7,"License granted January 1989; expires January 2029. PSE (121mw) Chelan PUD (108mw) Critical energy from PNUCC 2005 NRF","47.346","-120.091","http://www.nwcouncil.org/energy/powersupply/dams/dam.asp?id=7","2020-03-20T22:42:57",629.42999999999995,576,0.47503296633462028,299]
["Rock River I",1481,"55740","GEN1",null,"WT","WND",null,"Wind",50,50,null,null,10,10,50,50,null,null,18.7,null,null,"Operating","Oct",2001,null,"Arlington","Carbon","WY","N","Columbia","WECC","Shell WindEnergy, Inc.","Independent","PacifiCorp (PPA Oct 2001 - Nov 2021)","PacifiCorp (bundled RECs)","PNW IOU","PAC to repower, est. EOY 2024 as part of 2021 IRP preferred portfolio",2021,1,1,50,18.7,null,null,null,null,null,"(50) Mitsubishi MWT-1000",60,61.4,1,null,"PACE",16.100000000000001,17.7,16.5,13.1323059360731,16.2240867579909,16.100000000000001,5.33,null,null,null,15.4,16.309999999999999,17.260000000000002,13.43,16.7,16.850000000000001,15.8,15.6,"(50) Mitsubishi 1000 WTGs. Design wind speed 12mph.","41.719667","-106.102330","http://www.terrapass.com/projects/details/rock-river.html","2021-09-08T09:58:44",50,10,0.374,18.7]
["Rockland",1970,"57766","RLWF",null,"WT","WND",null,"Wind",80,79.2,null,null,null,null,79.2,79.2,null,null,24.9,null,null,"Operating","Dec",2011,null,"American Falls","Power","ID","Y","Columbia","WECC","Atlantic Power Corp, Ridgline Energy","Independent","25 yr PPA w/ Idaho Power; PPA expires 2036",null,"PNW IOU",null,2036,1,1,80,24.9,null,null,null,null,"SPP","(44) Vestas V100-1.8",80,100,3,null,"IPC",null,null,null,null,null,null,null,null,null,2.85,28,25.87,30.04,24.95,29.1,26.5,39.5,28.3,"Vestas press release re turbine order & IPUC approval, $71.29/MWh. Design wind speed 15.4mph.","42.6799","-112.914837","http://www.atlanticpower.com/assets/existing-projects/rockland-wind.aspx","2017-10-24T15:59:17",80,79.2,0.31124999999999997,24.9]
["Rocky Brook",1482,"50228","GEN1",3783,"Diversion","WAT",null,"Hydro",1.6,1.6,1.6,1.59,0.1,1.2,0.1,1.2,null,null,0.8,null,null,"Operating","Dec",1985,null,"Rocky Brook","Jefferson","WA","Y","Puget Sound & Coastal","WECC","Rocky Brook Electric, Inc.","Independent","Listed NUG per 2009 White Book",null,null,null,null,1,1,1.6,0.8,null,null,null,null,"SPP",null,null,null,null,null,"BPA",null,0.3,0.1,0.29178082191780802,null,null,0.1,0.14000000000000001,0.2,0.22,0.3,0.1,0.23,0.08,0.2,0.1,0.1,0.1,"Exemption granted August 1982.","47.533611","-120.295278",0,"2020-03-22T21:48:21",1.6,0.1,0.5,0.8]
["Rocky Reach C1 - C11",1483,"3883","C-1,C-2,C-3,C-4,C-5,C-6,C-7,C-8,C-9,C-10,C-11",2145,"ROR","WAT",null,"Hydro",1299.5999999999999,1299.5999999999999,null,1204,1278.0999999999999,1278.0999999999999,1253.9000000000001,1253.9000000000001,null,null,708,null,544,"Operating","Jun",1961,null,"Columbia R.","Chelan","WA","Y","Columbia","WECC","Chelan Co. PUD","PUD","Chelan Co. PUD (and long-term PPAs)",null,null,"Effficiency upgrades to all units from 1998-2006.",null,1,1,1299.5999999999999,708,null,null,null,null,null,null,null,null,null,null,"Chelan Co. PUD",666.8,601.79999999999995,617.70000000000005,657.17842465753404,701.84611872146104,719.6,635.57000000000005,609.78,578.85,818.29,793.8,726.13,718.47,679,692.9,701,717.8,573.20000000000005,"License granted July 1956; expires June 2006. After ENC Critical energy from PNUCC 2005 NRF. 8/23/12 WA Dept of Commerce deemed incremental gen from upgrades to Rocky Reach eligible under the WA RPS.  Upgrades are expected to be 5 turbines, 10 generators,and fish passage system - which would increase gen by 123 MWa.","47.536","-120.284","http://www.nwcouncil.org/energy/powersupply/dams/dam.asp?id=8","2020-03-20T22:43:05",1299.5999999999999,1278.0999999999999,0.54478301015697139,708]
["Rolling Hills",2052,"56842","1",null,"WT","WND",null,"Wind",99,99,null,null,null,null,99,99,null,null,null,null,null,"Operating","Jan",2009,null,"Adjacent to Glenrock I, III, and Rolling Hills at Dave Johnston coal mine","Converse","WY","N","Missouri","WECC","PacifiCorp. EDF Renewable Services provides O&M.","IOU","PacifiCorp",null,"PNW IOU","PAC repowered as part of Energy Vision 2020",null,1,1,99,31.68,null,null,null,null,null,"(66) GE 1.5 SLE",80,77,2,null,"PACE",null,null,null,null,null,null,null,null,null,null,33.299999999999997,33.65,30.95,29.82,32.4,27.1,31.7,30.5,"(66) 1.5 MW GE WTG.  Assume 25.81% SG factor to Oregon, per PacifiCorp's 2011 OR RPS Compliance Report. Repowering per PAC's 2017 Energy Vision 2020. Design wind speed 19mph.","43.055248","-105.827791","http://www.pacificorp.com/content/dam/pacificorp/doc/Energy_Sources/EnergyGeneration_FactSheets/RMP_GFS_Rolling_Hills.pdf","2020-04-11T22:32:27",99,99,0.32,31.68]
["Roseburg Forest Products (Dillard)",1484,"50396","GEN1,GEN2,GEN3,GEN4,GEN5,GEN6",null,"STCG","WW","NG","Biomass",51.5,51.5,null,null,51.5,51.5,51.5,51.5,null,null,null,null,null,"Operating","Jan",1955,null,"Dillard","Douglas","OR","Y","Puget Sound & Coastal","WECC","Roseburg Forest Products","Independent","Self-generation, PPA w/ PAC for 2016",null,null,null,null,1,0.5,51.5,41.2,"Roseburg Forest Products (Dillard)","Lumber & wood products",null,null,null,null,null,null,null,null,"PACW",21.8,8.8000000000000007,19.3,23.0369863013699,22.527511415525101,21.5,15.17,16.62,17.23,14.19,13.9,18.239999999999998,19.100000000000001,16.45,15.9,15.3,16.399999999999999,15.3,"Six units, 5.0, 5.0, 7.0, 11.5, 11.5 & 11.5 MW.","43.108","-123.417",0,"2017-10-17T15:58:28",51.5,51.5,0.8,41.2]
["Roseburg Landfill-to-Gas",2283,"57911","1",null,"IC","LFG",null,"Biomass",1.6,1.6,null,null,null,null,1.6,1.6,null,null,null,null,null,"Operating","Dec",2011,null,"Roseburg Landfill","Douglas","OR","Y","Puget Sound & Coastal","WECC","Roseburg Energy LLC/Stellar J Corporation","Independent","PacifiCorp (20yr QF)",null,null,null,2032,1,1,1.6,null,null,null,null,null,"SPP",null,null,null,null,null,"PACW",null,null,null,null,null,null,null,null,null,null,null,null,null,null,null,1,0.7,0.7,"(1) 1.6MW Caterpillar IC","44.3476663","-124.1478101",null,"2018-10-23T12:04:07",1.6,1.6,0.75,1.2000000000000002]
["Ross 1 - 4",1485,"6202","41,42,43,44","553C","Storage w/Div","WAT",null,"Hydro",338.625,450,null,355,378,378,414,414,null,null,92,null,75,"Operating","Dec",1952,null,"Skagit R.","Whatcom","WA","Y","Puget Sound & Coastal","WECC","City of Seattle","Municipal","City of Seattle",null,null,null,null,1,1,338.625,{"$f":"IF(ISNUMBER(T747),T747,CC747)*AN747","v":92},null,null,null,null,null,null,null,null,null,null,"SCE",95.3,82.8,77.3,64.054109589041104,72.905365296803694,97.9,69.91,70.680000000000007,73.709999999999994,99.11,107.1,82.69,90.69,77.94,90.1,84.4,78.599999999999994,59.7,"License granted May 1995; expires April 2025. Critical energy from PNUCC 2005 NRF. Certified Low-impact.","48.73","-121.07","http://en.wikipedia.org/wiki/Ross_Dam","2020-03-20T22:43:19",338.625,378,0.27168696936138798,92]
["Ross Creek",1486,null,null,10800,"Diversion","WAT",null,"Hydro",0.5,null,null,null,null,null,null,null,null,null,0.3,null,null,"Operating",null,1996,null,"Ross Cr.","Gallatin","MT","N","Unknown","WECC","Ross Creek Hydro, Inc.","Independent","NorthWestern (QF thru Jun 2032)",null,null,null,2032,0.31,0.31,0.155,9.2999999999999999E-2,null,null,null,null,null,null,null,null,null,null,null,null,null,null,null,null,null,null,null,null,null,null,null,null,null,null,null,null,null,"License granted June 1990; expires May 2040.","","",0,"2008-05-19",0.5,0.5,0.6,0.3]
["Rough & Ready Lumber",1487,"50945","ST1",null,"STCG","WW",null,"Biomass",1.2,1.5,1,null,0,0,1.4,1.4,null,null,1.1499999999999999,null,null,"Retired","Feb",2008,2016,"Cave Junction","Josephine","OR","Y","Puget Sound & Coastal","WECC","Rough & Ready Lumber","Independent","Retired (formerly PacifiCorp (PPA)",null,null,null,null,0,0,0,0,"Rough & Ready Lumber","Kilns",null,null,null,null,null,null,null,null,"PACW",null,null,null,null,0,null,null,null,1,1.1000000000000001,1.3,0.16,0,0.37,0,null,null,null,"New boiler and extraction turbine. R&R closed in 2016 and sold all equipment.","42.105335","-123.675457","http://www.rrlumber.com/","2020-03-25T22:38:14",1,0,0.95833333333333326,1.1499999999999999]
["Round Butte 1 - 3",1488,"3050","1,2,3","2030C","Storage","WAT",null,"Hydro",300,372.5,null,300,241,305,353,353,null,null,114,null,99,"Operating","Aug",1964,null,"Deschutes R.","Jefferson","OR","Y","Columbia","WECC","Portland General Electric (2/3), Warm Springs Power Enterprises (1/3)","IOU/Independent","Portland General Electric (Ownership + contract for balance)",null,null,null,null,1,1,300,114,null,null,null,null,null,null,null,null,null,null,"PGE",103.4,103.5,112,101.618150684932,128.27168949771701,110.3,111.4,111.53,114.22,126.79,121.4,108.34,113.31,105,106.3,118.2,95.3,99.4,"Original project license Jan 1952 - Dec 2001. New license issued 6/1/2005. Critical energy from PNUCC 2005 NRF. Certified low-impact.","44.606","-121.276","http://www.portlandgeneral.com/about_pge/news/peltonroundbutte/factsheet.aspx","2020-03-20T22:43:25",300,241,0.38,114]
["Roza",1489,"6407","1","FCRPS","ROR","WAT",null,"Hydro",11.3,12.9,null,2.59,12.9,8.6,12.9,12.9,null,null,6,null,8,"Operating","Feb",1956,null,"Yakima R.","Kittitas","WA","Y","Columbia","WECC","USBR","Federal","Rosa Irrigation Dist. pumping load. Surplus to BPA.",null,null,"Rewound units",null,1,0.5,11.3,6,null,null,null,null,null,null,null,null,null,null,"BPA",7.7,7,4.2,0.34315068493150702,1.0199771689497701,null,2.0499999999999998,6.92,4.8,8.39,8.8000000000000007,8.01,7.7,7.1,7.7,7.2,8.3000000000000007,6.6,"(1) 12.0 MW unit. BuRec Interim Comprehensive Basin Operating Plan (2002). Critical energy from PNUCC 2005 NRF","46.7465157","-120.466177","http://www.usbr.gov/projects/Facility.jsp?fac_Name=Roza+Diversion+Dam","2020-03-29T23:02:26",11.3,12.9,0.53097345132743357,6]
["Rupert Cogeneration",1490,"54579","1002",null,"GTCG","NG",null,"Natural gas",10.4,10.4,10,null,0,8.65,10.4,10.4,null,null,null,null,null,"Retired","Nov",1996,2016,"Rupert","Minidoka","ID","Y","Columbia","WECC","Rupert Cogeneration Partners (50%); Black Hills Energy (50%)","Independent","Retired (formerly Idaho Power Co. (QF thru Nov 2016))",null,null,null,2016,0,0,0,0,"Idaho Fresh-Pak","Potato processing","Williams Northwest via Intermountain Gas Co",null,null,null,null,null,null,null,null,null,null,null,null,null,null,7.38,8.49,8.3000000000000007,9.17,8.6999999999999993,9.14,8.5299999999999994,8.75,7.5,null,null,null,"(1) Solar Mars 100S GT.","42.60688","-113.68373",0,"2020-03-25T22:38:32",10,0,0.8,4]
["Russell D. Smith",1491,"56694","1",2926,"Canal","WAT",null,"Hydro",6.11,6.1,0,0,6.1,0,6.1,null,null,null,2.59,null,null,"Operating",null,1982,null,"Potholes E. Cnl.","Adams","WA","Y","Columbia","WECC","S. Columbia Basin Irr. Dist.","Independent","Seattle City Light",null,null,null,null,1,1,6.11,2.59,null,null,null,null,null,null,null,null,null,null,"SCE",null,null,null,null,null,null,2.0299999999999998,1.88,1.4,1.99,2,2.02,1.84,2.1,1.8,1.6,1.5,1.5,"License granted March 1980; expires February 2030.","47.159","-119.896","http://www.gcpud.org/energyResources/hydroPower/potholesEastCanal.html","2020-03-22T21:48:32",6.11,6.1,0.4238952536824877,2.59]
["Ryan 1 - 6",1492,"2194","RYA1,RYA2,RYA3,RYA4,RYA5,RYA6","2188B","ROR","WAT",null,"Hydro",54,50.4,null,null,60,60,60,60,null,null,47.88,null,null,"Operating","Aug",1915,null,"Missouri R.","Cascade","MT","N","Missouri","WECC","Northwestern Energy purchased from PPL Montana, finalized Nov. 2014.","IOU","Northwestern Energy",null,null,"Upgade ongoing - 2011 through 2021/22. (5) turbine wheels have been replaced and (5) generators have been rewound/uprated. Final turbine install (unit 1) scheduled for compeltion June 2020 and final generator rewind scheduled for 2021-2022.",null,0.31,0.31,16.739999999999998,14.8428,null,null,null,null,null,null,null,null,null,null,"NorthWestern",40,39.700000000000003,41.5,46.307534246575301,46.920662100456603,43.9,46.35,50.39,48.31,50.29,44.6,45.14,53.54,51.13,47.3,48.3,53.7,55.3,"Original License granted April 1956; expired November 1994. Upgrade commenced late 2016 - Expected to be complete in 2020; adds 5MW capacity for new max capacity of 71MW. $3.7M project.",{"$f":"IF(ISNA(VLOOKUP($B754,lkpLatLong,3,FALSE)),\"\",VLOOKUP($B754,lkpLatLong,3,FALSE))","v":"47.57"},{"$f":"IF(ISNA(VLOOKUP($B754,lkpLatLong,4,FALSE)),\"\",VLOOKUP($B754,lkpLatLong,4,FALSE))","v":"-111.121"},"http://www.pplmontana.com/producing+power/power+plants/Ryan+Dam.htm","2020-03-31T17:06:06",54,60,0.88666666666666671,47.88]
["Ryegrass (Mountain Air Wind Park)",2048,"57427","1",null,"WT","WND",null,"Wind",23,23,null,null,null,null,23,23,null,null,null,null,null,"Operating","Dec",2012,null,"Mountain Home","Elmore","ID","Y","Columbia","WECC","Terna Energy","Independent","QF PPA to IPC (Dec 2012-2032)",null,"PNW IOU",null,2032,1,1,23,7.36,null,null,null,null,"SPP","(10) Siemens SWT-2.3-101",80,101,2,null,"IPC",null,null,null,null,null,null,null,null,null,null,1.5,5.65,6.44,5.33,6.5,5.6,6.2,6,"(10) Siemens SWT 2.3-101 MW.  Mtn Air Wind Park (six projects for total 138 MW) started testing operation in September 2012. Design wind speed 13.4 mph.","43.033","-115.441","http://www.terna-energy.com/activities/?EntryId=8d6196be-cbf6-416e-a551-d771aaa4cb95&catid=67e8558e-78c1-44cc-9d53-56994d9e6f7e&countryId=90d7e946-ff8d-4785-988e-810cef3c59b4","2017-10-24T16:11:54",23,23,0.32,7.36]
["Sagebrush",1493,null,null,8046,"Canal","WAT",null,"Hydro",0.32,null,0.1,0.08,0.24,0,null,null,null,null,null,null,0,"Operating",null,1985,null,"S. Gooding Main Cnl.","Lincoln","ID","Y","Columbia","WECC","Mutual Energy Co.","Independent","Idaho Power Co. (QF thru Aug 2020)",null,null,null,null,1,1,null,null,null,null,null,null,null,null,null,null,null,null,null,null,null,null,null,null,null,null,null,null,null,null,null,null,null,null,null,null,null,"Exemption granted June 1984. Critical energy from PNUCC 2005 NRF","","",0,"2020-03-22T21:48:43",0.32,0.24,0.42699999999999999,0.11956000000000001]
["Sahko",1494,null,null,11060,"Diversion","WAT",null,"Hydro",0.5,null,0.5,0.5,0.2,0,null,null,null,null,null,null,0,"Operating","Jan",2006,null,"Kastelu Drain","Twin Falls","ID","Y","Columbia","WECC","JM Miller Enterprises","Independent","Idaho Power Co. (QF)",null,null,null,null,1,1,{"$f":"AN757*J757","v":0.5},{"$f":"IF(ISNUMBER(T757),T757,CC757)*AN757","v":0.14945},null,null,null,null,null,null,null,null,null,null,"IPC",null,null,null,null,null,null,null,null,null,null,null,null,null,null,null,null,null,null,null,"","",0,"2020-03-22T21:48:56",0.5,0.2,0.42699999999999999,0.14945]
["Salem Smart Power Center",2244,"60441","SSPC",null,"Battery","Li-Ion-Batt",null,"Energy Storage",5,5,null,null,null,null,5,5,null,null,null,1.25,null,"Operating","Aug",2013,null,"Salem","Marion","OR","Y","Columbia","WECC","Portland General Electric","IOU","PGE",null,null,null,null,1,1,null,null,null,null,null,null,null,null,null,null,null,null,"PGE",null,null,null,null,null,null,null,null,null,null,null,null,null,null,null,-0.1,-0.1,-0.1,"Lithium-ion battery and inverter system; part of Pacific Northwest Smart Grid Demonstration Project (US DOE effort) which formally concluded in 2015. PGE is continuing to operate battery for back-up power and research.","44.922","-123.0183","https://www.portlandgeneral.com/our-company/energy-strategy/smart-grid/salem-smart-power-center","2017-12-20"]
["Salmon 1 (Salmon Diesel)",1495,"817","1",null,"IC","FO",null,"Petroleum",2.5,2.5,null,5,2.75,2.75,2.7,2.7,0,0.8,null,null,null,"Operating",null,1967,null,"Salmon","Lemhi","ID","Y","Columbia","WECC","Idaho Power Co.","IOU","Idaho Power Co.",null,null,null,null,1,1,{"$f":"AN759*J759","v":2.5},{"$f":"IF(ISNUMBER(T759),T759,CC759)*AN759","v":2.5575000000000001},null,null,null,null,null,null,null,null,null,null,"IPC",null,null,null,null,null,null,0.01,0,0,0,0,0,0,7.0000000000000001E-3,0,0,0,0,null,"45.183368","-113.885307",0,"2020-07-16T17:46:44",{"$f":"IF(OR(I759=\"Wind\",I759=\"Solar\",I759=\"Hydro\"),J759,IF(ISNUMBER(L759),L759,IF(ISNUMBER(O759), O759, IF(ISNUMBER(Q759),Q759,J759))))","v":2.75},{"$f":"IF(OR(J759=\"Wind\",J759=\"Solar\",J759=\"Hydro\"),J759,IF(ISNUMBER(N759),N759,IF(ISNUMBER(P759), P759, IF(ISNUMBER(L759),L759,J759))))","v":2.75},{"$f":"IF(OR(ISBLANK(J759),ISBLANK(T759),J759=0),VLOOKUP(IF(G759=\"WAT\",\"HY\",IF(G759=\"LFG\",\"LFG\",F759)),Acapability,4,FALSE),T759/J759)","v":0.93},{"$f":"IF(ISNUMBER(T759),T759,AVERAGE(BZ759,CA759)*CB759)","v":2.5575000000000001}]
["Salmon 2 (Salmon Diesel)",1496,"817","2",null,"IC","FO",null,"Petroleum",2.5,2.5,null,null,2.75,2.75,2.7,2.7,0,0.8,null,null,null,"Operating","Dec",1967,null,"Salmon","Lemhi","ID","Y","Columbia","WECC","Idaho Power Co.","IOU","Idaho Power Co.",null,null,null,null,1,1,2.5,2.5575000000000001,null,null,null,null,null,null,null,null,null,null,"IPC",null,null,null,null,null,null,null,null,null,null,null,null,null,null,null,null,null,null,null,"45.183368","-113.885307",0,"2020-07-16T17:46:48",2.75,2.75,0.93,2.5575000000000001]
["Salmon Falls (Idaho Wind)",1995,"56441","SFWP",null,"WT","WND",null,"Wind",21,21,null,null,null,null,21,21,null,null,6.3,null,null,"Operating","Feb",2011,null,"Hagerman","Twin Falls","ID","Y","Columbia","WECC","Idaho Wind Partners","Independent","QF PPA w/IPC.  SCL to purchase environmental attributes (RECs) 2018-2030, for compliance years 2019-2031.","SCL purchasing RECs 2018-2030","PNW IOU",null,2030,1,1,21,6.3,null,null,null,null,"SPP","(14) GE 1.5 XLE",80,82.5,2,null,"IPC",null,null,null,null,null,null,null,null,null,2.4300000000000002,7.1,7.18,7.43,6.08,7.1,6.2,7.4,6.9,"(14) GE 1.5 MW WTG. Design wind speed 14.4mph.","42.76","-114.9","http://www.exergydevelopment.com/projects/sites/salmon-falls","2017-10-24T16:19:02",21,21,0.3,6.3]
["Salt River",1497,null,null,10927,"Diversion","WAT",null,"Hydro",1.1000000000000001,null,null,null,null,null,null,null,null,null,0.83904109589041098,null,null,"Retired",null,1964,1972,"Salt R.","Lincoln","WY","Y","Columbia","WECC","Scott D. Heiner","Independent","Retired",null,null,null,null,0,0,0,0,null,null,null,null,null,null,null,null,null,null,null,null,null,null,null,null,null,null,null,null,null,null,null,null,null,null,null,null,null,"Existing diversion. License granted Jun 1991, cancelled Sep 2006.","","",0,"2020-03-25T22:19:38",1.1000000000000001,1.1000000000000001,0.76276463262764627,0.83904109589041098]
["Sand Ranch (Echo Wind Farm)",1986,"56973","1",null,"WT","WND",null,"Wind",9.9,9.9,null,null,9.9,9.9,9.9,9.9,null,null,null,null,null,"Operating","Jul",2009,null,"Echo vicinity","Morrow/Umatilla","OR","Y","Columbia","WECC","Exelon (John Deere Renwables)","Independent","PacifiCorp",null,"PNW IOU",null,null,1,1,9.9,3.1680000000000001,null,null,null,"PacifiCorp Irrigon Substation","SPP","(6) Vestas V82-1.65",80,82,2,null,"PACW",null,null,null,null,null,null,null,1.06,2.2999999999999998,2.75,2.8,2.85,2.85,2.4300000000000002,2.4,2.2999999999999998,2.9,2.4,"Sand Ranch is a part of Echo Wind Farm (1-9).  Echo Wind Farm (1-9) is powered by (10) RePower MM92 turbines and (27) Vestas V82 turbines.  Echo Wind Farm has a capacity of 64.5 MW. Design wind speed 12.5mph.","45.724","-119.436","http://www.rnp.org/node/echo-windfarms-1-9","2017-10-24T16:19:27",9.9,9.9,0.32,3.1680000000000001]
["Savage Rapids Diversion",1498,null,null,"Federal","ROR R. w/Div.","WAT",null,"Hydro",1.3,null,null,null,null,null,null,null,null,null,0.2,null,null,"Retired",null,1955,2009,"Rogue R.","Jackson","OR","Y","Puget Sound & Coastal","WECC","USBR","Federal","Retired (formerly BPA)",null,null,null,null,0,0,0,0,null,null,null,null,null,null,null,null,null,null,null,null,null,null,null,null,null,null,null,null,null,null,null,null,null,null,null,null,null,"Dam was removed in 2009 - see more info","","",0,"2020-03-25T22:38:51",1.3,1.3,0.15384615384615385,0.2]
["Sawtooth",1977,"57749","ST",null,"WT","WND",null,"Wind",{"$f":"14*1.6","v":22.400000000000002},22.4,null,null,null,null,22.4,22.4,null,null,{"$f":"0.31*J765","v":6.9440000000000008},null,null,"Operating","Nov",2011,null,"Glenns Ferry","Elmore","ID","Y","Columbia","WECC","Pacific Winds/PowerWorks, Inc., dba as Idaho Winds.","Independent","Idaho Power Co. (QF) (20 yr PPA).  RECs sold to 3Degrees 2011-2014, SCL 2015-2029.","SCL purchasing RECs 2015-2029","PNW IOU",null,2031,1,1,22.400000000000002,6.9440000000000008,null,null,null,null,"SPP","(14) GE 1.5 XLE",80,82.5,3,null,"IPC",null,null,null,null,null,null,null,null,null,1.41,6.9,6.19,6.81,5.7,6.9,6,6.1,5.9,"Site of terminated Alkali project. IPUC approved 20 year PPA per magicvalley.com newpaper. Proposed sale of RECs @$16/MWh from 1/2015 through 6/2030 to Seattle City Light.  Construction began ~ March 2011. Design wind speed 12mph.","44.172","-114.936","http://www.powerworks.com/ProjectDetails.aspx?p=15","2017-10-24T16:19:53",22.400000000000002,22.4,0.31,6.9440000000000008]
["Schaffner",1499,null,null,8438,"Conduit","WAT",null,"Hydro",0.45,null,0.1,0.14000000000000001,0.25,7.0000000000000007E-2,null,null,null,null,null,null,0,"Operating",null,1986,null,"Sandy Cr., W. Fk.","Lemhi","ID","Y","Columbia","WECC","DBA Schaffner Power Co.","Independent","Idaho Power Co. (QF thru Jul 2021)",null,null,null,2021,1,1,0.45,0.14945,null,null,null,null,null,null,null,null,null,null,null,null,null,null,null,null,null,null,null,null,null,null,null,null,null,null,null,null,null,"Exemption granted February 1985. Critical energy from PNUCC 2005 NRF","","",0,"2020-03-22T21:49:11",0.45,0.25,0.42699999999999999,0.14945]
["SDS Lumber (Gorge Energy) 1",1500,"50231","TG1",null,"STCG","WW",null,"Biomass",3.5,null,null,null,3.5,3.5,3.5,3.5,null,null,null,null,null,"Retired","Nov",1979,2001,"Bingen","Klickitat","WA","Y","Columbia","WECC","SDS Lumber","Independent","Retired",null,null,null,null,0,0,0,0,null,null,null,null,"cogen",null,null,null,null,null,null,null,null,null,null,null,null,1.07,0.72,1.1000000000000001,0.59,0.3,0.72,0.66,0.92,0.8,0.1,0,0,"Form EIA-860, \"Annual Electric Generator Report,\" - Company File","","",0,"2014-01-31T10:06:36",3.5,3.5,0.8,2.8000000000000003]
["SDS Lumber (Gorge Energy) 2",1501,"50231","TG2",null,"STCG","WW",null,"Biomass",5,5,null,null,5,5,5,5,null,null,null,null,null,"Operating","Jul",1985,null,"Bingen","Klickitat","WA","Y","Columbia","WECC","SDS Lumber","Independent","Self-generation",null,null,null,null,1,0,5,4,"SDS Lumber","Lumber & wood products",null,null,"cogen",null,null,null,null,null,"BPA",null,null,null,null,null,null,null,null,null,null,null,null,null,null,null,null,null,null,"Form EIA-860, \"Annual Electric Generator Report,\" - Company File","45.713089","-121.471457","http://www.sdslumber.com/sds_power.htm","2017-10-24T16:20:41",5,5,0.8,4]
["SDS Lumber (Gorge Energy) 3",1502,"50231","TG3",null,"STCG","WW",null,"Biomass",5,5,null,null,4.7,4.7,4.7,4.7,null,null,null,null,null,"Operating","Jul",2002,null,"Bingen","Klickitat","WA","Y","Columbia","WECC","SDS Lumber","Independent","Self-generation",null,null,null,null,1,0,5,3.7600000000000002,"SDS Lumber","Lumber & wood products",null,null,"cogen",null,null,null,null,null,"BPA",null,null,null,null,null,null,null,null,null,null,null,null,null,null,null,null,null,null,"Form EIA-860, \"Annual Electric Generator Report,\" - Company File","45.713089","-121.471457","http://www.sdslumber.com/sds_power.htm","2017-10-24T16:20:45",4.7,4.7,0.8,3.7600000000000002]
["Seli’š Ksanka Qlispe’ Dam (Kerr 1 - 3, Salish-Kootenai)",1285,"2188","KER1,KER2,KER3",5,"Storage w/Div","WAT",null,"Hydro",207.6,207.6,null,171,206,206,206,206,null,null,125.13,null,null,"Operating","Oct",1938,null,"Flathead R.","Lake","MT","Y","Columbia","WECC","Owned by Salish-Kootenai tribe, operated by Energy Keepers. (Previouslty owned by PPL Montana and NorthWestern Energy).","Tribal","PSE (40MW, 2020-2035); remainder to \"several large MT customers who previously bought from Talen\"",null,null,null,2035,0.2,0.2,41.52,25.026,null,null,null,null,null,null,null,null,null,null,"NorthWestern",125.1,101.2,121.3,117.814840182648,122.841210045662,124.3,123.4,113.4,117.95,144.13,128.80000000000001,121.83,132.34,122.52,121.9,86.2,111.4,95.5,"License granted July 1985; expires July 2035.","47.678","-114.235","http://www.northwesternenergy.com/our-company/hydroelectric-facilities","2020-04-14T12:03:13",207.6,206,0.60274566473988433,125.13]
["Seneca Saw Mill",1991,"57457","1",null,"STCG","WW",null,"Biomass",18.8,19.8,null,null,18.899999999999999,18.899999999999999,19.8,19.8,null,null,{"$f":"156000/8760","v":17.80821917808219},null,null,"Operating","Feb",2011,null,"Eugene","Lane","OR","Y","Columbia","WECC","Seneca Sustainable Energy","Independent","EWEB (Feb 2011 - 2026)",null,null,null,2026,1,1,18.8,17.80821917808219,"Seneca Lumber","Drying kilns",null,null,"SPP",null,null,null,null,null,"BPA",null,null,null,null,null,null,null,null,null,null,12.6,13.06,13.33,13.16,13.5,13.5,13.5,13.1,"15 year contract between Seneca and EWEB beginning February 2011.","44.11554","-123.17886","http://senecasawmill.com/seneca-sustainable-energy/biomass/","2017-10-24T16:23:43",18.899999999999999,18.899999999999999,0.94724570096181859,17.80821917808219]
["Seven Mile Hill (I & II)",2026,"56843","1,2",null,"WT","WND",null,"Wind",118.5,118.5,null,null,null,null,118.5,118.5,null,null,null,null,null,"Operating","Dec",2008,null,"Hanna and Medicine Bow","Carbon","WY","N","Missouri","WECC","PacifiCorp.  EDF Renewable Services provides O&M.","IOU","PacifiCorp","PacifiCorp (bundled RECs)","PNW IOU","PAC repowering project. Slated to begin June 5, 2019.",null,1,1,118.5,37.92,null,null,null,null,null,"(79) GE 1.5 SLE",80,77,2,null,"PACE",null,null,null,null,null,null,null,null,null,null,47.3,49.45,46.65,41.17,47.8,45.73,48.2,44.1,"Seven Mile Hill I - (66) 1.5 MW GE WTG.  Seven Mile Hill II - (13) 1.5 MW GE WTG.  Assume 25.81% SG factor to Oregon, per PacifiCorp's 2011 OR RPS Compliance Report. Repowering per PAC's 2017 Energy Vision 2020. Design wind speed 19mph.","41.965806","-106.411691","http://www.pacificorp.com/content/dam/pacificorp/doc/Energy_Sources/EnergyGeneration_FactSheets/RMP_GFS_Seven_Mile_Hill.pdf","2020-04-11T22:16:41",118.5,118.5,0.32,37.92]
["Shasta River",1503,null,null,null,"HY","WAT",null,"Hydro",null,null,null,null,0,0,null,null,null,null,null,null,null,"Operating","Mar",1984,null,null,"Shasta","CA","N","Sacramento","WECC",null,null,"PacifiCorp",null,null,null,null,0,0,0,0,null,null,null,null,null,null,null,null,null,null,"PACW",null,null,null,null,null,null,null,null,null,null,null,null,null,null,null,null,null,null,null,"","",0,"2008-04-21",0,0,0.42699999999999999,0]
["Sheep Solar",2284,"61830","PGRC8",null,"PV","SOL",null,"Solar",2.2000000000000002,2.2000000000000002,null,null,null,null,2.2000000000000002,2.2000000000000002,null,null,0.45,null,null,"Operating","Dec",2017,null,"Turner, OR","Marion","OR","Y","Columbia","WECC","Pine Gate Renewables","Independent","PGE (20yr QF)",null,null,null,2038,1,1,2.2000000000000002,0.45,null,null,null,null,"SPP",null,null,null,null,"Fixed tilt","PGE",null,null,null,null,null,null,null,null,null,null,null,null,null,null,null,0,0.4,0.4,"Fixed tilt. Crystalline silicon. Azimuth angle 180, tilt 30. 3.1MWdc.","44.8280583","-122.9499859",null,"2018-10-23T15:45:01",2.2000000000000002,2.2000000000000002,0.20454545454545453,0.45]
["Shell New Energies Junction City (JC-Biomethane)",2282,"59704","JCBIO",null,"BGICCG","AW",null,"Biomass",1.6,1.6,null,1.6,null,null,1.6,1.6,null,null,1.4,null,null,"Operating","Oct",2011,null,"Junction City","Lane","OR","Y","Columbia","WECC","Shell New Energies (purchased in May 2018)","Independent","PGE (20yr QF)",null,null,null,2031,1,1,1.6,1.4,"JC-Biomethane","waste digester for the anaerobic digestion process",null,null,"cogen",null,null,null,null,null,null,null,null,null,null,null,null,null,null,null,null,null,null,null,null,null,0.8,0.6,0.1,"2G avus 1550 kW biogas cogen; first biogas plant in PNW to produce energy from digestion of post-consumer commercial food waste","44.1805744","-123.2040954","https://www.energytrust.org/success-stories/jc-biomethane-junction-city/","2020-03-23T13:52:08",1.6,1.6,0.87499999999999989,1.4]
["Shepherds Flat Central (South Hurlburt)",1877,"57549","SOUTH",null,"WT","WND",null,"Wind",290,290,null,null,null,null,290,290,null,null,null,null,null,"Operating","Aug",2012,null,"Arlington (vicinity)","Gilliam/Morrow","OR","Y","Columbia","WECC","Brookfield Renewable Partners (BRP) purchased from Caithness for $700MM on 1/8/21. Caithness Energy dba South Hulburt Wind","Independent","SCE (20-yr PPA Feb 2012 - 2032)",null,"CA IOU","Repowering expected to be complete by EOY 2022; increase gen by 25%, boosting annual output by 400GWh across all 3 projects. Nameplate capacities to remain the same. Repowering to include increase turbine blace leghts and upgrades to gear boxes.",2032,0,0,0,0,null,null,null,"BPA Slatt substation",null,"(116) GE 2.5-100",85,100,2,null,"BPA",null,null,null,null,null,null,null,null,null,null,24.5,66.84,68.66,61.12,66.8,56.3,71.2,56.1,"(116) GE 2.5 MW WTG. Updated on-line date per John Zoida (SCE) e mail 1/26/11, NA WindPower reports $1.2 bn in debt, $230 million LOC, and $700 million to finance the 845 MW project (12/20/2010). Design wind speed 26.8mph.","45.741139","-120.078","http://en.wikipedia.org/wiki/Shepherds_Flat_Wind_Farm","2021-02-17T11:09:43",290,290,0.32,92.8]
["Shepherds Flat North (North Hurlburt)",1830,"57526","NORTH",null,"WT","WND",null,"Wind",265,265,null,null,null,null,265,265,null,null,null,null,null,"Operating","Aug",2012,null,"Arlington (vicinity)","Gilliam/Morrow","OR","Y","Columbia","WECC","Brookfield Renewable Partners (BRP) purchased from Caithness for $700MM on 1/8/21. Caithness Energy dba South Hulburt Wind","Independent","SCE (20-yr PPA Feb 2012 - 2032)",null,"CA IOU","Repowering expected to be complete by EOY 2022; increase gen by 25%, boosting annual output by 400GWh across all 3 projects. Nameplate capacities to remain the same. Repowering to include increase turbine blace leghts and upgrades to gear boxes.",2032,0,0,0,0,null,null,null,"BPA Slatt substation",null,"(106) GE 2.5-100",85,100,2,null,"BPA",null,null,null,null,null,null,null,null,null,null,55.4,61.89,66.319999999999993,55.86,62.8,52.4,64.900000000000006,54.1,"(116) GE 2.5 MW WTG. Design wind speed 26.8mph.","45.741139","-120.078","http://en.wikipedia.org/wiki/Shepherds_Flat_Wind_Farm","2021-02-17T11:09:43",265,265,0.32,84.8]
["Shepherds Flat South (Horseshoe Bend)",1878,"57550","HORSE",null,"WT","WND",null,"Wind",290,290,null,null,null,null,290,290,null,null,null,null,null,"Operating","Aug",2012,null,"Arlington (vicinity)","Gilliam/Morrow","OR","Y","Columbia","WECC","Brookfield Renewable Partners (BRP) purchased from Caithness for $700MM on 1/8/21. Caithness Energy dba South Hulburt Wind","Independent","SCE (20-yr PPA Feb 2012 - 2032)",null,"CA IOU","Repowering expected to be complete by EOY 2022; increase gen by 25%, boosting annual output by 400GWh across all 3 projects. Nameplate capacities to remain the same. Repowering to include increase turbine blace leghts and upgrades to gear boxes.",2032,0,0,0,0,null,null,null,"BPA Slatt substation",null,"(116) GE 2.5-100",85,100,2,null,"BPA",null,null,null,null,null,null,null,null,null,null,21.5,69.89,74.47,64.849999999999994,69.900000000000006,59.3,74.8,59.1,"(116) GE 2.5 MW WTG. Design wind speed 26.8mph.","45.741139","-120.078","http://en.wikipedia.org/wiki/Shepherds_Flat_Wind_Farm","2021-02-17T11:09:43",290,290,0.32,92.8]
["Shingle Creek",1504,null,null,4025,"Diversion","WAT",null,"Hydro",0.22,null,0.1,0.11,0.14000000000000001,0.05,null,null,null,null,0.23,null,null,"Operating",null,1984,null,"Shingle Cr., S. Fk.","Idaho","ID","Y","Columbia","WECC","W.D. Deveny","Independent","Idaho Power Co. (QF thru Jul 2018)",null,null,null,2018,1,1,null,null,null,null,null,null,null,null,null,null,null,null,null,null,null,null,null,null,null,null,null,null,null,null,null,null,null,null,null,null,null,"License granted September 1981; expires August 2031.","","",0,"2020-03-22T21:50:44",0.22,0.14000000000000001,1.0454545454545454,0.23]
["Short Mountain 1 - 4",1505,"7413","1,2,3,4",null,"IC","LFG",null,"Biomass",3.2,3.2,3.2,3.2,3.2,3.2,3.2,3.2,null,null,1.9379999999999999,null,null,"Operating","Feb",1992,null,"Short Mtn. Landfill","Lane","OR","Y","Columbia","WECC","Emerald PUD","PUD","Emerald",null,null,null,null,1,1,{"$f":"AN780*J780","v":3.2},{"$f":"IF(ISNUMBER(T780),T780,CC780)*AN780","v":1.9379999999999999},null,null,null,null,null,null,null,null,null,null,"PACW",null,null,null,null,null,1.7,1.82,1.9,2.5,2.58,2.6,2.08,1.82,1.7,2.1,2.1,1.9,2.2000000000000002,"(4) 0.82 MW Caterpillar 3516 recip engine-generators. Units 1 & 2 Feb 1991; Units 3 & 4 Nov 1993.","43.961435","-123","http://www.epud.org/about/powerResources/landfillGas.aspx","2020-03-23T13:57:14",3.2,3.2,0.60562499999999997,1.9379999999999999]
["Shoshone Falls 1- 3",1506,"818","1,2,3",2778,"ROR R. w/Div.","WAT",null,"Hydro",12.5,12.5,null,4.91,12.88,12.06,13.9,13.5,null,null,9,null,9,"Operating","Aug",1907,null,"Snake R.","Jerome","ID","Y","Columbia","WECC","Idaho Power Co.","IOU","Idaho Power Co.",null,null,"Upgrade began August 2018 - among other things, replacement of generators unit 1 and 2 with a single unit. Unit 3 remains in place. Est. completion 2020, est. upgraded nameplate 14.7",null,1,1,12.5,9,null,null,null,null,null,null,null,null,null,null,"IPC",null,null,null,null,null,null,5.44,11.39,10.5,12.61,7.5,7.42,4.9000000000000004,8.52,6.3,10.7,9.4,2.5,"(3) Units. Units 1 & 2 proposed to be replaced by proposed 50 MW Unit 4. Original license granted June 1949; expired May 1999. Relicense granted Aug 2004. Critical energy from PNUCC 2005 NRF","42.596","-114.4","http://www.idahopower.com/AboutUs/OurPowerPlants/Hydroelectric/Shoshone/default.cfm","2020-04-06T22:15:15",12.5,12.88,0.72,9]
["Shoshone/Shoshone II",1507,null,null,9967,"Diversion","WAT",null,"Hydro",0.9,null,0,0.04,0.9,0.9,null,null,null,null,null,null,null,"Operating",null,1982,null,"Little Wood R.","Lincoln","ID","Y","Columbia","WECC","Shorock Hydro, Inc.","Independent","Idaho Power Co. (CSPP thru Apr 2017; QF thru 2031)",null,null,null,2031,1,1,0.9,0.38429999999999997,null,null,null,null,null,null,null,null,null,null,"IPC",null,null,null,null,null,null,null,null,null,null,null,null,null,null,null,null,null,null,"(2) 95kW units, (1) 160kW unit (Shoshone CSPP) & (1) 595 kW unit (Shoshone II QF). License granted May 1989; expires April 2039.","","",0,"2020-03-22T21:50:56",0.9,0.9,0.42699999999999999,0.38429999999999997]
["Shuffleton 1",1508,"3858","1",null,"ST","FO",null,"Petroleum",35.1,null,null,null,null,null,null,null,null,null,null,null,null,"Retired",null,1930,1995,"Renton","King","WA","Y","Puget Sound & Coastal","WECC","Puget Sound Energy","IOU","Retired",null,null,null,null,0,0,0,0,null,null,null,null,null,null,null,null,null,null,null,null,null,null,"n/a","n/a",null,null,null,null,null,null,null,null,null,null,null,null,null,null,"","",0,"2001-01-19",35.1,35.1,0.86,30.186]
["Shuffleton 2",1509,"3858","2",null,"ST","FO",null,"Petroleum",35.1,null,null,null,null,null,null,null,null,null,null,null,null,"Retired",null,1930,1995,"Renton","King","WA","Y","Puget Sound & Coastal","WECC","Puget Sound Energy","IOU","Retired",null,null,null,null,0,0,0,0,null,null,null,null,null,null,null,null,null,null,null,null,null,null,"n/a","n/a",null,null,null,null,null,null,null,null,null,null,null,null,null,null,"","",0,"2001-01-19",35.1,35.1,0.86,30.186]
["SierraPine Medite",1512,null,null,null,"GTaeroCG","NG",null,"Natural gas",6,null,null,null,null,null,null,null,null,null,null,null,null,"Operating",null,2001,null,"Medford","Jackson","OR","Y","Puget Sound & Coastal","WECC","SierraPine Medite","Independent","self gen",null,null,null,null,1,0,6,4.8000000000000007,"SierraPine Medite","Pulp & paper (fiberboard production)","Williams Northwest",null,null,null,null,null,null,null,null,null,null,null,null,null,null,null,null,null,null,null,null,null,null,null,null,null,null,"(2) 3 MW Vericor VPS3 gensets. In-service August 2001.","","",0,"2020-04-10T01:26:32",6,6,0.8,4.8000000000000007]
["Silverton Solar",2285,"61829","PGRC7",null,"PV","SOL",null,"Solar",2.2000000000000002,2.2000000000000002,null,null,null,null,2.2000000000000002,2.2000000000000002,null,null,0.44400000000000001,null,null,"Operating","Dec",2017,null,"Silverton","Marion","OR","Y","Columbia","WECC","Pine Gate Renewables","Independent","PGE (20yr QF)",null,null,null,2038,1,1,2.2000000000000002,0.44400000000000001,null,null,null,null,"SPP",null,null,null,null,"Fixed tilt","PGE",null,null,null,null,null,null,null,null,null,null,null,null,null,null,null,0,0.4,0.4,"Fixed tilt. Crystalline silicon. Azimuth angle 180, tilt 25. 3.1MWdc.","45.012058","-122.8079844",null,"2018-10-23T16:01:26",2.2000000000000002,2.2000000000000002,0.20181818181818181,0.44400000000000001]
["Simcoe Solar",2105,"60748","IDSS",null,"PV","SOL",null,"Solar",20,20,null,null,null,null,20,20,null,null,5.3,null,null,"Operating","Jan",2017,null,"Mountain Home","Elmore","ID","Y","Columbia","WECC","First Wind, Inc.","Independent","Idaho Power Co (20 yr ESA)",null,null,null,2036,1,1,20,5.3,null,null,null,null,null,null,null,null,null,"Single-axis","IPC",null,null,null,null,null,null,null,null,null,null,null,null,null,null,null,4,5.6,5.5,"Crystalline Silicone, 26MWdc, Single-axis. 180 azimuth angle, 60 tilt angle. Project expected to use (10) 2.0 MW ac SMA inverters and (85,880) JA 305w DC panels and utilize a single axis tracking system (from ESA IPUC filing).  RECs to be split 50/50 between IPC and developer.  Expected CF 26.5% AC.","43.28308","-115.9437",null,"2018-10-24T09:30:29",20,20,0.26500000000000001,5.3]
["Simpson Tacoma Kraft Cogeneration (WestRock)",1513,"57099","STG1",null,"RB/STCG","BL","WW","Biomass",55,64,55,null,55,55,55,55,null,null,null,null,null,"Operating","Aug",2009,null,"Tacoma","Pierce","WA","Y","Puget Sound & Coastal","WECC","Simpson Tacoma Kraft Co.","Independent","SMUD (via Iberdrola) (Jul 2009 - Jul 2019)",null,null,null,2019,0,0,0,0,"Simpson Tacoma Kraft Co.","Kraft pulp and linerboard",null,null,"SPP",null,null,null,null,null,"Tacoma",null,null,null,null,null,null,null,18.760000000000002,30.41,28.54,30.3,33.68,35.520000000000003,39.26,38.700000000000003,37.700000000000003,35.4,32.9,"55 MW steam turbine-generator & wet cooling tower. Steam from #7 recovery boiler & #4 power boiler capacity & pressure upgrades. ~50% of energy from black liquor, remainder from mill, forest and urban wood residues.","47.266364","-122.427896",0,"2017-10-25T12:11:32",55,55,0.8,44]
["Skagit County Resource Recovery",1514,null,null,null,"IC","REF",null,"Biomass",2.5,null,null,null,0,0,null,null,null,null,null,null,null,"Retired",null,1988,"Unknown","Mt. Vernon","Skagit","WA","Y","Puget Sound & Coastal","WECC","Skagit County","Independent","Retired",null,null,null,null,0,0,0,0,null,null,null,null,null,null,null,null,null,null,null,null,null,null,"n/a","n/a",null,null,null,null,null,null,null,null,null,null,null,null,null,null,"","",0,null,0,0,0.93,0]
["Skookumchuck",1515,"7259","1",4441,"Storage","WAT",null,"Hydro",1,1,null,0.92,1,1,1,1,null,null,null,null,4,"Operating","Sep",1990,null,"Skookumchuck R.","Thurston","WA","Y","Puget Sound & Coastal","WECC","TransAlta","Independent","Puget Sound Energy (10 yr PPA through Dec 2020)",null,null,null,2020,1,1,1,0.42699999999999999,null,null,null,null,null,null,null,null,null,null,"BPA",null,null,null,null,null,null,0,0,0,0.57999999999999996,0.7,0.77,0.74,0.55000000000000004,0.5,0.7,0.4,0.3,"Reservoir for Centralia Power Plant. Dam constructed 1973. Exemption granted July 1982. Critical energy from PNUCC 2005 NRF","46.7844","-122.7197",0,"2020-03-22T21:51:05",1,1,0.42699999999999999,0.42699999999999999]
["Skookumchuck Wind",2191,"63205","1",null,"WT","WND",null,"Wind",136,136,null,null,null,null,null,null,null,null,null,null,null,"Operating","Nov",2020,null,"Weyerhauser land, near Skookumchuck Reservoir","Lewis","WA","Y","Columbia","WECC","Southern Power Co. (51%) (acquired from RES Americas in October 2019) and TransAlta (49%)","Independent","Puget Sound Energy (20 yr PPA, Green Direct Program)","PSE (bundled RECs; Green Direct Program)","PNW IOU",null,2040,1,1,136,null,null,null,null,null,null,"(38) Vestas V136-3.6",null,null,null,null,"BPA",null,null,null,null,null,null,null,null,null,null,null,null,null,null,null,null,null,null,"38 turbines",46.74794,-122.65534,null,"2021-01-05T17:26:29",{"$f":"IF(OR(I791=\"Wind\",I791=\"Solar\",I791=\"Hydro\"),J791,IF(ISNUMBER(L791),L791,IF(ISNUMBER(O791), O791, IF(ISNUMBER(Q791),Q791,J791))))","v":136},{"$f":"IF(OR(J791=\"Wind\",J791=\"Solar\",J791=\"Hydro\"),J791,IF(ISNUMBER(N791),N791,IF(ISNUMBER(P791), P791, IF(ISNUMBER(L791),L791,J791))))","v":136},{"$f":"IF(OR(ISBLANK(J791),ISBLANK(T791),J791=0),VLOOKUP(IF(G791=\"WAT\",\"HY\",IF(G791=\"LFG\",\"LFG\",F791)),Acapability,4,FALSE),T791/J791)","v":0.32},{"$f":"IF(ISNUMBER(T791),T791,AVERAGE(BZ791,CA791)*CB791)","v":43.52}]
["Slate Creek",1516,"50961","GEN1",3908,"HY","WAT",null,"Hydro",4.2,4.2,null,null,null,null,4,3.9,null,null,null,null,null,"Operating",null,1984,null,"Slate Creek","Shasta","CA","N","Klamath","WECC","Slate Creek Hydro Associates","Independent","PacifiCorp (QF thru 2018)",null,null,null,2018,0.38,0.38,1.5960000000000001,{"$f":"IF(ISNUMBER(T792),T792,CC792)*AN792","v":0.66526599999999991},null,null,null,null,"SPP",null,null,null,null,null,"PACW",null,null,1.3,1.7412100456621,1.66678082191781,0.2,0.28999999999999998,null,null,null,null,null,null,null,1.2,1.02,0.3,0,null,{"$f":"IF(ISNA(VLOOKUP($B792,lkpLatLong,3,FALSE)),\"\",VLOOKUP($B792,lkpLatLong,3,FALSE))","v":"40.976859"},{"$f":"IF(ISNA(VLOOKUP($B792,lkpLatLong,4,FALSE)),\"\",VLOOKUP($B792,lkpLatLong,4,FALSE))","v":"-122.456251"},0,"2017-11-07T09:00:00",4.2,4,0.42699999999999999,1.7506999999999997]
["Slaughterhouse Gulch",1517,null,null,6375,"Diversion","WAT",null,"Hydro",0.12,null,null,null,null,null,null,null,null,null,0.06,null,null,"Retired",null,1983,2000,"Slaughterhouse Gulch","Twin Falls","ID","Y","Columbia","WECC","Heed Co.","Independent","Retired",null,null,null,null,0,0,0,null,null,null,null,null,null,null,null,null,null,null,null,null,null,null,"n/a","n/a",null,null,null,null,null,null,null,null,null,null,null,null,null,"Powerhouse retired 1992; dam remains in service. Exemption granted Dec 1982; revoked April 2000 .","","",0,"2020-03-25T22:20:42",0.12,0.12,0.5,0.06]
["Slide Creek",1518,"3036","1","1927B","Storage w/Div","WAT",null,"Hydro",18,18,null,null,18,18,18,18,null,null,11.15,null,7,"Operating","Jul",1951,null,"N. Umpqua R.","Douglas","OR","Y","Puget Sound & Coastal","WECC","PacifiCorp","IOU","PacifiCorp",null,null,null,null,1,1,18,{"$f":"IF(ISNUMBER(T794),T794,CC794)*AN794","v":11.15},null,null,null,null,null,null,null,null,null,null,"PACW",9.1999999999999993,9.9,3.5,2.8102739726027401,3.55262557077626,2.8,3.03,9.17,9,4.24,11,6.06,8.0399999999999991,5.0999999999999996,8.6,9,6.5,5.3,"PacifiCorp North Umpqua project. Original license gtd Jan 1947; exp Jan 1997. Relicensed Nov 2003. Critical energy from PNUCC 2005 NRF","43.275","-122.449","http://www.pacificorp.com/es/hydro/hl/nur.html","2017-10-25T09:04:03",18,18,0.61944444444444446,11.15]
["Smith Creek",1519,null,null,5982,"Diversion","WAT",null,"Hydro",0.08,null,null,0.03,null,null,null,null,null,null,0.05,null,null,"Operating",null,null,null,"Smith Cr.","Whatcom","WA","Y","Columbia","WECC","R.B. Shipp","Independent",null,null,null,null,null,1,1,null,null,null,null,null,null,null,null,null,null,null,null,null,null,null,null,null,null,null,null,null,null,null,null,null,null,null,null,null,null,null,"License granted April 1987; expires March 2037.","","",0,"2020-03-21T21:43:23",0.08,0.08,0.625,0.05]
["Smith Creek (Smith Falls) 1 - 3",1520,"54249","GEN1,GEN2,GEN3",8436,"Diversion","WAT",null,"Hydro",37.792000000000002,38.1,null,0.08,20.100000000000001,38.1,20.100000000000001,38.1,null,null,9,null,null,"Operating","Apr",1990,null,"Smith Cr.","Boundary","ID","Y","Puget Sound & Coastal","WECC","Smith Creek Mgmt LLC purchased from EWEB in July 2016. JAVA Holdings 75%/Smith Creek Mgmt LLC 25%","Independent","EWEB (3 yr PPA thru Jun 2019)",null,null,null,2019,1,1,{"$f":"AN796*J796","v":37.792000000000002},{"$f":"IF(ISNUMBER(T796),T796,CC796)*AN796","v":9},null,null,null,null,null,null,null,null,null,null,"BPA",null,null,null,null,3.9626712328767102,7.5,3.64,6.34,9.3000000000000007,6.85,8.9,8.98,9.25,7.3,10.199999999999999,7.9,6.4,5.7,"License granted April 1987; expires March 2037.  EWEB put project up for sale in May 2014 in hopes of reducing surplus. Smith Creek Mgmt LLC purchased in Jul 2016. EWEB will take power thru Jul 2019 via PPA.","48.929744","-116.656349","http://www.eweb.org/resources/smith","2020-03-22T21:51:23",37.792000000000002,20.100000000000001,0.23814563928873836,9]
["Smurfit-Stone Container 1",1521,"50814","GEN1",null,"STCG","BL","WW/NG","Biomass",7.5,null,null,null,7.5,7.5,7.5,7.5,null,null,null,null,null,"Retired","Nov",1960,2011,"Frenchtown","Missoula","MT","Y","Columbia","WECC","Smurfit-Stone Container Corp.","Independent","Retired",null,null,null,null,0,0,{"$f":"AN797*J797","v":0},{"$f":"IF(ISNUMBER(T797),T797,CC797)*AN797","v":0},"Smurfit-Stone Container Missoula Mill","Kraft pulp and board mill",null,null,null,null,null,null,null,null,null,null,null,null,null,null,null,13.9,11.37,null,null,null,null,null,null,null,null,null,null,"(3) recovery boilers, (3) power boilers. Idled 2009","46.964941","-114.201332",0,"2020-03-31T12:15:48",7.5,7.5,0.8,6]
["Smurfit-Stone Container 2",1522,"50814","GEN2",null,"STCG","BL","WW/NG","Biomass",3.3,null,null,null,3.3,3.3,3.3,3.3,null,null,null,null,null,"Retired","May",1990,2011,"Frenchtown","Missoula","MT","Y","Columbia","WECC","Smurfit-Stone Container Corp.","Independent","Retired",null,null,null,null,0,0,{"$f":"AN798*J798","v":0},{"$f":"IF(ISNUMBER(T798),T798,CC798)*AN798","v":0},"Smurfit-Stone Container Missoula Mill","Kraft pulp and board mill",null,null,null,null,null,null,null,null,null,null,null,null,null,null,null,null,null,null,null,null,null,null,null,null,null,null,null,"(3) recovery boilers, (3) power boilers. Idled 2009","46.964941","-114.201332",0,"2010-01-11",3.3,3.3,0.8,2.64]
["Smurfit-Stone Container 3",1523,"50814","GEN3",null,"STCG","BL","WW/NG","Biomass",6.5,null,null,null,6.5,6.5,6.5,"6..5",null,null,null,null,null,"Retired","Dec",1980,2011,"Frenchtown","Missoula","MT","Y","Columbia","WECC","Smurfit-Stone Container Corp.","Independent","Retired",null,null,null,null,0,0,{"$f":"AN799*J799","v":0},{"$f":"IF(ISNUMBER(T799),T799,CC799)*AN799","v":0},"Smurfit-Stone Container Missoula Mill","Kraft pulp and board mill",null,null,null,null,null,null,null,null,null,null,null,null,null,null,null,null,null,null,null,null,null,null,null,null,null,null,null,"(3) recovery boilers, (3) power boilers. Idled 2009","","",0,"2010-01-11",6.5,6.5,0.8,5.2]
["Snake River Pottery",1524,null,null,5651,"Diversion","WAT",null,"Hydro",0.09,null,0.1,0.06,0.04,0.05,null,null,null,null,null,null,0,"Operating",null,1984,null,"Snake R. Trib.","Gooding","ID","Y","Columbia","WECC","A. Bowler","Independent","Idaho Power Co. (QF thru Nov 2019)",null,null,null,2019,1,1,null,null,null,null,null,null,null,null,null,null,null,null,null,null,null,null,null,null,null,null,null,null,null,null,null,null,null,null,null,null,null,"Exemption granted September 1982. Critical energy from PNUCC 2005 NRF","","",0,"2020-03-22T21:51:35",0.09,0.04,0.42699999999999999,2.7755000000000002E-2]
["Snedigar Ranch",1525,null,null,5731,"Diversion","WAT",null,"Hydro",0.18,null,0.4,0.37,0.18,0.11,null,null,null,null,null,null,1,"Operating",null,1985,null,"Coulee Cr.","Twin Falls","ID","Y","Columbia","WECC","Snedigar Ranch","Independent","Idaho Power Co. (QF thru Dec 2019)",null,null,null,2019,1,1,null,null,null,null,null,null,null,null,null,null,null,null,null,null,null,null,null,null,null,null,null,null,null,null,null,null,null,null,null,null,null,"Exemption granted April 1982. Critical energy from PNUCC 2005 NRF","","",0,"2020-03-22T21:51:44",0.18,0.18,0.42699999999999999,7.6859999999999998E-2]
["Snoqualmie Falls PH 1 (1 - 5)",1526,"3860","1,2,3,4,5","2493A","Diversion","WAT",null,"Hydro",12.8,13.1,null,17.899999999999999,13.9,13.9,13.3,13.3,null,null,46,null,46,"Operating","Jan",1898,null,"Snoqualmie R.","King","WA","Y","Puget Sound & Coastal","WECC","Puget Sound Energy","IOU","Puget Sound Energy","PSE (bundled RECs) from efficiency upgrades",null,"Completed 2013. Replaced unit 5 (5.6 MW) with 5A (6.8 MW).",null,1,1,{"$f":"AN802*J802","v":12.8},{"$f":"IF(ISNUMBER(T802),T802,CC802)*AN802","v":46},null,null,null,null,null,null,null,null,null,null,"PSE",23.2,13.4,7.1,5.4031963470319599,5.4288812785388103,5.9,6.71,7.17,1.5,null,null,7.0000000000000007E-2,3.25,2.04,6.1,7,7.8,5.5,"Relicensed June 2004 through 2044. (Electron + Nooksack) Critical energy from PNUCC 2005 NRF. Refurbishment of Units 1-4 and replacement of Unit 5 2010 through 2013.","47.544","-121.84",0,"2020-03-21T21:43:48",12.8,13.9,3.59375,46]
["Snoqualmie Falls PH 2 (6 & 7)",1527,"7867","6,7","2493B","Diversion","WAT",null,"Hydro",38.700000000000003,38.700000000000003,null,null,40.700000000000003,40.700000000000003,33.6,33.6,null,null,null,null,null,"Operating","Jan",1910,null,"Snoqualmie R.","King","WA","Y","Puget Sound & Coastal","WECC","Puget Sound Energy","IOU","Puget Sound Energy","PSE (bundled RECs) from efficiency upgrades",null,"Completed 2013. Replaced unit 6 (9.8 MW) with 6A (14.4 MW).",null,1,1,{"$f":"AN803*J803","v":38.700000000000003},{"$f":"IF(ISNUMBER(T803),T803,CC803)*AN803","v":16.951900000000002},null,null,null,null,null,null,null,null,null,null,"PSE",4.9000000000000004,22.6,18.7,14.6479452054795,18.464726027397301,19.899999999999999,20.420000000000002,17.34,13.1,null,null,8.83,16.16,11.52,17.399999999999999,15.4,14.5,15.7,"Relicensed June 2004 through 2044. Critical energy from PNUCC 2005 NRF. Refurbishment 2010 through 2013.","47.544","-121.84","http://www.pse.com/energyEnvironment/hydrolic/Pages/HydroSnoqualmie.aspx","2020-03-19T12:21:13",38.700000000000003,40.700000000000003,0.42699999999999999,16.951900000000002]
["Snow Mountain Pine",1528,null,null,null,"STCG","WW",null,"Biomass",8,null,null,null,null,null,null,null,null,null,null,null,null,"Retired",null,null,1995,"Hines","Harney","OR","Y","Columbia","WECC","Snow Mountain Pine","Independent","Retired",null,null,null,null,0,0,{"$f":"AN804*J804","v":0},{"$f":"IF(ISNUMBER(T804),T804,CC804)*AN804","v":0},"Snow Mountain Pine","Lumber & wood products",null,null,null,null,null,null,null,null,null,null,null,null,"n/a","n/a",null,null,null,null,null,null,null,null,null,null,null,null,null,null,"","",0,"2005-07-20",8,8,0.8,6.4]
["Soda (Soda Point) 1 & 2",1529,"831","1,2",20,"Storage","WAT",null,"Hydro",14.5,14.5,null,14,14,14,15.2,15.2,null,null,2.97,null,null,"Operating",null,1924,null,"Bear R.","Caribou","ID","Y","Bear","WECC","PacifiCorp","IOU","PacifiCorp",null,null,null,null,1,1,{"$f":"AN805*J805","v":14.5},{"$f":"IF(ISNUMBER(T805),T805,CC805)*AN805","v":2.97},null,null,null,null,null,null,null,null,null,null,"PACE",1.5,1.4,0.2,0.51061643835616399,0.51917808219178097,0.5,0.47,1.35,1.6,4.01,2.2999999999999998,1.79,1.66,1.65,20,3.9,3.4,2.2999999999999998,"Original license granted July 1923; expired July 1973.  Relicensed 12/22/03.","42.644660","-111.696499",0,"2020-03-21T21:44:03",14.5,14,0.20482758620689656,2.97]
["Soda Creek 4",1530,null,null,11503,"Diversion","WAT",null,"Hydro",0.5,null,null,0.23,0.5,0.5,null,null,null,null,null,null,0,"Operating",null,1954,null,"Soda Creek","Caribou","ID","Y","Bear","WECC","City of Soda Springs","Municipal",null,null,null,null,null,1,1,{"$f":"AN806*J806","v":0.5},{"$f":"IF(ISNUMBER(T806),T806,CC806)*AN806","v":0.2135},null,null,null,null,null,null,null,null,null,null,"PACW",null,null,null,null,null,null,null,null,null,null,null,null,null,null,null,null,null,null,"Exemption granted December 1996. Critical energy from PNUCC 2005 NRF","","",0,"2014-01-31T10:20:53",0.5,0.5,0.42699999999999999,0.2135]
["Soda Creek 5",1531,null,null,7959,"Diversion","WAT",null,"Hydro",0.36699999999999999,null,null,0.28000000000000003,0.36699999999999999,0.36699999999999999,null,null,null,null,null,null,0,"Operating",null,1989,null,"Soda Creek","Caribou","ID","Y","Bear","WECC","City of Soda Springs","Municipal",null,null,null,null,null,1,1,null,null,null,null,null,null,null,null,null,null,null,null,"PACW",null,null,null,null,null,null,null,null,null,null,null,null,null,null,null,null,null,null,"Exemption granted October 1985. Critical energy from PNUCC 2005 NRF","","",0,"2016-05-12T11:34:03",0.36699999999999999,0.36699999999999999,0.42699999999999999,0.15670899999999999]
["Soda Springs Dam",1532,"3037","1","1927A","Storage w/Div","WAT",null,"Hydro",11,11,null,null,11.6,11.6,11.6,11.6,null,null,8.2200000000000006,null,null,"Operating","Mar",1952,null,"N. Umpqua R.","Douglas","OR","Y","Puget Sound & Coastal","WECC","PacifiCorp","IOU","PacifiCorp",null,null,null,null,1,1,{"$f":"AN808*J808","v":11},{"$f":"IF(ISNUMBER(T808),T808,CC808)*AN808","v":8.2200000000000006},null,null,null,null,null,null,null,null,null,null,"PACW",6.6,7.1,1.9,1.67808219178082,2.3283105022831001,1.4,1.92,5.83,5.9,8.1,5.8,5.23,6.17,3.9,7,6.9,5,4.3,"Rereg dam for PacifiCorp North Umpqua project. Original license gtd Jan 1947; exp Jan 1997.  Relicensed Nov 2003.","43.30282","-122.494766",0,"2017-10-25T09:20:36",11,11.6,0.74727272727272731,8.2200000000000006]
["South Dry Creek",1533,"10138","1",8831,"Diversion","WAT",null,"Hydro",2,2,0,0,2,2,2,null,null,null,0.81,null,null,"Operating",null,1985,null,"Rock Cr., Clear Cr. Ditch","Carbon","MT","N","Missouri","WECC","Hydrodynamics Inc.","Independent","NorthWestern (QF thru Jun 2021)",null,null,null,2021,0.31,0.31,0.62,{"$f":"IF(ISNUMBER(T809),T809,CC809)*AN809","v":0.25109999999999999},null,null,null,null,"SPP",null,null,null,null,null,"NorthWestern",null,null,null,null,null,null,0.87,0.84,1,0.69,0.9,0.72,0.81,0.78,0.7,0.9,0.6,0.5,"Exemption granted August 1985.","45.206341","-109.1652",0,"2020-03-22T21:51:56",2,2,0.40500000000000003,0.81]
["South Fork Tolt",1534,"622","1",2959,"ROR R. w/Div.","WAT",null,"Hydro",16.8,16.8,null,5.59,16.8,16.8,16.8,16.8,null,null,8,null,6,"Operating","Nov",1995,null,"S. Fk. Tolt R.","King","WA","Y","Puget Sound & Coastal","WECC","City of Seattle","Municipal","City of Seattle",null,null,null,null,1,1,16.8,{"$f":"IF(ISNUMBER(T810),T810,CC810)*AN810","v":8},null,null,null,null,null,null,null,null,null,null,"SCL",8.9,5.6,6.5,4.24520547945205,4.3302511415525098,4.7,4.9800000000000004,5.76,6.1,5.68,7.2,6.31,7.23,5.58,5.9,6.2,6.7,3.3,"License granted March 1984; expires February 2024. Critical energy from PNUCC 2005 NRF","47.693","-121.689","http://www.seattle.gov/light/environment/fish/ev5ff_sft.htm","2020-03-21T21:44:16",16.8,16.8,0.47619047619047616,8]
["South Mills Solar 1",2250,"61290","SMSMT",null,"PV","SOL",null,"Solar",3,3,null,null,null,null,3,3,null,null,{"$f":"6895/8760","v":0.78710045662100458},null,null,"Operating","Apr",2017,null,"Hardin","Big Horn","MT","N","Missouri","WECC","Enerparc, Cypress Creek Renewables","Independent","NorthWestern Energy (25yr PPA)",null,null,null,2042,0.31,0.31,0.92999999999999994,{"$f":"IF(ISNUMBER(T811),T811,CC811)*AN811","v":0.24400114155251143},null,null,null,null,"SPP",null,null,null,null,"Single-axis","NorthWestern",null,null,null,null,null,null,null,null,null,null,null,null,null,null,null,0.5,0.7,0.5,"Crystalline Silicone, 4.2MWdc, Single-axis. 90 azimuth angle, 45 tilt angle. 300 acres.","45.729122","-107.635302",0,"2020-10-26T15:50:59",3,3,0.26236681887366819,0.78710045662100458]
["South Peak Wind",2271,"62939","41001",null,"WT","WND",null,"Wind",80,80,null,null,null,null,null,null,null,null,null,null,null,"Operating","Apr",2020,null,"Great Falls","Cascade","MT","N","Missouri","WECC","Allete","Independent","Northwestern Energy (20 yr PPA)",null,"PNW IOU",null,2040,0.31,0.31,24.8,null,null,null,null,null,"SPP",null,null,null,null,null,"NorthWestern",null,null,null,null,null,null,null,null,null,null,null,null,null,null,null,null,null,null,null,47.218240000000002,-110.53794000000001,null,"2020-10-23T19:54:30",80,80,0.32,25.6]
["South Treatment Plant (CC)",1535,null,null,null,"CCICG","WG","NG","Biomass",8,null,null,null,null,null,null,null,null,null,null,null,null,"Operating",null,2005,null,"Renton","King","WA","Y","Puget Sound & Coastal","WECC","King County Wastewater Treatment Div.","Independent","Self-generation",null,null,null,null,1,0,8,{"$f":"IF(ISNUMBER(T813),T813,CC813)*AN813","v":7.12},"Renton Wastewater Treatment Plant","Wastewater treatment",null,null,null,null,null,null,null,null,null,null,null,null,null,null,null,null,null,null,null,null,null,null,null,null,null,null,null,"(2) 3.5 MW GTs & one 1 MW STG.","47.467379","-122.239205","http://www.kingcounty.gov/environment/wtd/About/System/South/Process.aspx","2008-06-10",8,8,0.89,7.12]
["South Treatment Plant (FC)",1536,null,null,null,"FCCG","WG",null,"Biomass",1.5,null,null,null,null,null,null,null,null,null,1,null,null,"Operating",null,2004,null,"Renton","King","WA","Y","Puget Sound & Coastal","WECC","King County Wastewater Treatment Div.","Independent","Self-generation",null,null,null,null,1,0,1.5,{"$f":"IF(ISNUMBER(T814),T814,CC814)*AN814","v":1},"Renton Wastewater Treatment Plant","Wastewater treatment",null,null,null,null,null,null,null,null,null,null,null,null,null,null,null,null,null,null,null,null,null,null,null,null,null,null,null,"1.5 MW molten carbonate fuel cell.","47.47013","-122.239662","http://www.kingcounty.gov/environment/wtd/About/System/South.aspx","2006-01-27",1.5,1.5,0.66666666666666663,1]
["South Whidbey",1537,"3857",null,null,"GT","FO",null,"Petroleum",27,null,null,null,null,null,null,null,null,null,null,null,null,"Retired",null,1972,1998,"Langley","Island","WA","Y","Puget Sound & Coastal","WECC","Puget Sound Energy","IOU","Retired",null,null,null,null,0,0,0,{"$f":"IF(ISNUMBER(T815),T815,CC815)*AN815","v":0},null,null,null,null,null,null,null,null,null,null,null,null,null,null,"n/a","n/a",null,null,null,null,null,null,null,null,null,null,null,null,null,"Lease expired & removed from service 1998.","","",0,"2001-01-19",27,27,0.91,24.57]
["South Willow Creek B",1538,null,null,7856,"Diversion","WAT",null,"Hydro",0.28999999999999998,null,null,null,null,null,null,null,null,null,0.16,null,null,"Idle",null,1980,null,"South Willow Cr.","Madison","MT","N","Missouri","WECC","Potosi Generating Station","Independent",null,null,null,null,null,0,0,null,null,null,null,null,null,null,null,null,null,null,null,null,null,null,null,null,null,null,null,null,null,null,null,null,null,null,null,null,null,null,"License granted October 1985; expires September 2035. Inoperable (11/01)","","",0,"2020-03-31T17:04:41",0.28999999999999998,0.28999999999999998,0.55172413793103459,0.16]
["SP Newsprint GT1, GT2, ST1 and ST2",1539,"56124","GT1,GT2",null,"CCCG","NG",null,"Natural gas",92,108,104,null,83.2,94.6,83.2,94.6,null,null,null,null,null,"Retired","Jun",2003,2008,"Newberg","Yamhill","OR","Y","Columbia","WECC","SP Newsprint","Independent","Retired (formerly self-generation; sell excess to market)",null,null,null,null,0,0,{"$f":"AN817*J817","v":0},{"$f":"IF(ISNUMBER(T817),T817,CC817)*AN817","v":0},"SP Newberg Mill","Groundwood, deinking, newsprint mills","Williams Northwest",null,null,null,null,null,null,null,"PGE",null,null,67.2,62.308789954337897,49.8,53.6,53.13,null,null,null,null,null,null,null,null,null,null,null,"(2) 46.4 ISO (as configured) LM6000 Sprint GTG w/fired HSRG (2003), 900psi power boiler,   Net output in excess of plant load 20 -25 MW.  ","45.284","-122.959","http://www.chpcenternw.org/NwChpDocs/SpNewsprintCaseStudyFinal.pdf","2020-03-25T22:39:32",104,83.2,0.89,83.304000000000002]
["SP Newsprint TG1 and TG2",2089,"56124","TG1,TG2",null,"STCG","WW",null,"Biomass",55.3,55.3,null,null,26.5,26.5,11.7,14.3,null,null,null,null,null,"Retired","Apr",1979,2016,"Newberg","Yamhill","OR","Y","Columbia","WECC","SP Newsprint","Independent","Retired (formerly self-generation; sell excess to market)",null,null,null,null,0,0,0,0,"SP Newberg Mill","Groundwood, deinking, newsprint mills",null,null,null,null,null,null,null,null,"PGE",null,null,null,null,null,null,null,7.37,10.57,10,9.4,9.9600000000000009,14.96,11.73,0.2,null,null,null,"(1) 12.5 MW ST, (1) 42.8 MW ST. Plant bought out and idled permantently in 2015. TG 1 retired Nov 2015, TG2 in Jan 2016.","","",null,"2020-03-25T22:39:43",26.5,26.5,0.8,21.200000000000003]
["SPI Aberdeen",1510,"55882","GEN1",null,"STCG","WW",null,"Biomass",18,18,15,null,16.600000000000001,16.3,17.399999999999999,18,null,null,null,null,null,"Operating","Mar",2003,null,"Junction City","Grays Harbor","WA","Y","Puget Sound & Coastal","WECC","Sierra Pacific Industries","Independent","Self-generation (4 MW), Grays Harbor (5 MW to Jul 2022), unannounced customer (6 MW to July 2014)",null,null,null,null,1,0.5,18,12.64,"Sierra Pacific Industries Aberdeen mill","Lumber & wood products.",null,null,"SPP",null,null,null,null,null,"BPA",null,null,null,null,null,14.2,6.41,13.65,14,14.24,13.5,13.62,13.94,14.17,13.5,14,14,13.5,"Stoker boiler and steam turbine","46.973","-123.776",0,"2017-10-25T08:58:45",15,16.600000000000001,0.8,12.64]
["SPI Burlington",1511,"56406","GEN1",null,"STCG","WW",null,"Biomass",28,28,28,null,24.9,24.9,24.6,24.7,null,null,null,null,null,"Operating","Apr",2007,null,"Burlington","Skagit","WA","Y","Puget Sound & Coastal","WECC","Sierra Pacific Industries","Independent","Seattle (24.7 MW) thru 2017",null,null,null,2017,1,1,28,21.16,"Sierra Pacific Industries Skagit Lumber Manufacturing Facility","Drying kilns",null,null,"SPP",null,null,null,null,null,"PSE",null,null,null,"n/a","n/a",null,null,null,21.5,21.46,20.9,19.29,18.16,20.22,19.7,18.2,17.5,18.8,"Wood residue spreader-stoker boiler and 30 MW steam turbine.","48.455172","-122.435435",0,"2020-04-13T15:10:38",28,24.9,0.8,21.16]
["Spion Kop",1972,"58218","SKW25",null,"WT","WND",null,"Wind",40,40,null,null,null,null,40,40,null,null,null,null,null,"Operating","Nov",2012,null,"Geyser","Judith Basin","MT","N","Missouri","WECC","NorthWestern Energy purchased project from developers Compass Wind in Feb 2012.","IOU","NorthWestern",null,"PNW IOU",null,null,0.31,0.31,12.4,3.968,null,null,null,null,null,"(25) GE 1.6-82.5",80,82.5,2,null,"NorthWestern",null,null,null,null,null,null,null,null,null,null,null,16.45,15.57,14.57,14.9,15,14.2,13.8,"(25) 1.6 MW WTG supplied by GE.  GE will operate and maintain project for first 10 yrs of operation.  Cost of $86 million, $55.42/MWh. Design wind speed 19mph","47.279","-110.622","http://www.compassenergies.com/portfolio/spion-kop/","2017-10-25T09:33:06",40,40,0.32,12.8]
["Spokane Waste-to-Energy (Wheelabrator)",1641,"50886","GEN1",null,"ST","REF",null,"Biomass",22.7,26,21,17,22.7,22.7,22.7,22.7,null,null,16.100000000000001,null,null,"Operating","Sep",1991,null,"Airway Heights","Spokane","WA","Y","Columbia","WECC","City Of Spokane ","Municipal","Self-generation (4 MW); Avista (18 MW/16aMW) (QF thru Dec 2017)",null,null,null,2017,1,0.8,22.7,16.100000000000001,null,null,null,null,"SPP",null,null,null,null,null,"Avista",16.7,14.3,16.899999999999999,16.816666666666698,16.132990867579899,16,14.45,15.3,16.2,16.37,16,15.63,15.15,12.57,14,13.2,14.1,13.8,"(2) combustion units, (1) STG.  Air-cooled.","47.627","-117.505","https://my.spokanecity.org/solidwaste/waste-to-energy/","2020-03-23T12:55:09",21,22.7,0.70925110132158597,16.100000000000001]
["SSD Clackamas 1 Solar Power Plant",2374,null,null,null,"PV","SOL",null,"Solar",4,null,null,null,null,null,null,null,null,null,null,null,null,"Operating","Dec",2020,null,"Clackamas Cty","Clackamas","OR","Y","Columbia","WECC","Capital Dynamics","Independent","PGE (20yr QF)",null,null,null,null,null,null,null,null,null,null,null,null,null,null,null,null,null,null,"PGE",null,null,null,null,null,null,null,null,null,null,null,null,null,null,null,null,null,null,null,45.42,-122.333,null,"2021-07-15",{"$f":"IF(OR(I823=\"Wind\",I823=\"Solar\",I823=\"Hydro\"),J823,IF(ISNUMBER(L823),L823,IF(ISNUMBER(O823), O823, IF(ISNUMBER(Q823),Q823,J823))))","v":4},{"$f":"IF(OR(J823=\"Wind\",J823=\"Solar\",J823=\"Hydro\"),J823,IF(ISNUMBER(N823),N823,IF(ISNUMBER(P823), P823, IF(ISNUMBER(L823),L823,J823))))","v":4},{"$f":"IF(OR(ISBLANK(J823),ISBLANK(T823),J823=0),VLOOKUP(IF(G823=\"WAT\",\"HY\",IF(G823=\"LFG\",\"LFG\",F823)),Acapability,4,FALSE),T823/J823)","v":0.254},{"$f":"IF(ISNUMBER(T823),T823,AVERAGE(BZ823,CA823)*CB823)","v":1.016}]
["SSD Clackamas 4 Solar Power Plant",2375,null,null,null,"PV","SOL",null,"Solar",2,null,null,null,null,null,null,null,null,null,null,null,null,"Operating","Dec",2020,null,"Clackamas Cty","Clackamas","OR","Y","Columbia","WECC","Capital Dynamics","Independent","PGE (20yr QF)",null,null,null,null,null,null,null,null,null,null,null,null,null,null,null,null,null,null,"PGE",null,null,null,null,null,null,null,null,null,null,null,null,null,null,null,null,null,null,null,45.102080000000001,-122.66209000000001,null,"2021-07-15",2,2,0.254,0.50800000000000001]
["SSD Clackamas 7 Solar Power Plant",2376,null,null,null,"PV","SOL",null,"Solar",2,null,null,null,null,null,null,null,null,null,null,null,null,"Operating","Dec",2020,null,"Clackamas Cty","Clackamas","OR","Y","Columbia","WECC","Capital Dynamics","Independent","PGE (20yr QF)",null,null,null,null,null,null,null,null,null,null,null,null,null,null,null,null,null,null,"PGE",null,null,null,null,null,null,null,null,null,null,null,null,null,null,null,null,null,null,null,45.18253,-122.5908,null,"2021-07-15",2,2,0.254,0.50800000000000001]
["SSD Marion 1 Solar Project",2377,null,null,null,"PV","SOL",null,"Solar",2,null,null,null,null,null,null,null,null,null,null,null,null,"Operating","Dec",2020,null,"Marion Cty","Marion","OR","Y","Columbia","WECC","Capital Dynamics","Independent","PGE (20yr QF)",null,null,null,null,null,null,null,null,null,null,null,null,null,null,null,null,null,null,"PGE",null,null,null,null,null,null,null,null,null,null,null,null,null,null,null,null,null,null,null,45.137,-122.91500000000001,null,"2021-07-15",2,2,0.254,0.50800000000000001]
["SSD Marion 3 Solar Project (Thor Solar 1 CEI)",2378,null,null,null,"PV","SOL",null,"Solar",2,null,null,null,null,null,null,null,null,null,null,null,null,"Operating","Dec",2020,null,"Marion Cty","Marion","OR","Y","Columbia","WECC","Capital Dynamics","Independent","PGE (20yr QF)",null,null,null,null,null,null,null,null,null,null,null,null,null,null,null,null,null,null,"PGE",null,null,null,null,null,null,null,null,null,null,null,null,null,null,null,null,null,null,null,44.984999999999999,-122.938,null,"2021-07-15",2,2,0.254,0.50800000000000001]
["SSD Marion 5 Solar Project",2379,null,null,null,"PV","SOL",null,"Solar",2,null,null,null,null,null,null,null,null,null,null,null,null,"Operating","Dec",2020,null,"Marion Cty","Marion","OR","Y","Columbia","WECC","Capital Dynamics","Independent","PGE (20yr QF)",null,null,null,null,null,null,null,null,null,null,null,null,null,null,null,null,null,null,"PGE",null,null,null,null,null,null,null,null,null,null,null,null,null,null,null,null,null,null,null,45.113999999999997,-122.794,null,"2021-07-15",2,2,0.254,0.50800000000000001]
["SSD Marion 6 Solar Project (Thor Solar 1 CEI)",2380,null,null,null,"PV","SOL",null,"Solar",2,null,null,null,null,null,null,null,null,null,null,null,null,"Operating","Dec",2020,null,"Marion Cty","Marion","OR","Y","Columbia","WECC","Capital Dynamics","Independent","PGE (20yr QF)",null,null,null,null,null,null,null,null,null,null,null,null,null,null,null,null,null,null,"PGE",null,null,null,null,null,null,null,null,null,null,null,null,null,null,null,null,null,null,null,45.253999999999998,-122.806,null,"2021-07-15",2,2,0.254,0.50800000000000001]
["St Louis Solar",2334,"63456","W9319",null,"PV","SOL",null,"Solar",2.2000000000000002,2.2000000000000002,null,null,null,null,2.2000000000000002,2.2000000000000002,null,null,null,null,null,"Operating","Mar",2020,null,"Marion Cty","Marion","OR","Y","Columbia","WECC","Neighborhood Power Corp","Independent","PURPA QF w/ PGE",null,null,null,null,null,null,null,null,null,null,null,null,"SPP",null,null,null,null,null,null,null,null,null,null,null,null,null,null,null,null,null,null,null,null,null,null,null,null,null,45.11994,-122.9361,null,"2020-10-26",2.2000000000000002,2.2000000000000002,0.254,0.55880000000000007]
["St. Anthony",1545,"832",null,"2381A","Diversion","WAT",null,"Hydro",0.5,null,null,null,null,null,null,null,null,null,0.45,null,null,"Operating",null,1915,null,"Henrys Fk.","Fremont","ID","Y","Columbia","WECC","PacifiCorp","IOU","PacifiCorp",null,null,null,null,1,1,{"$f":"AN831*J831","v":0.5},{"$f":"IF(ISNUMBER(T831),T831,CC831)*AN831","v":0.45},null,null,null,null,null,null,null,null,null,null,null,null,null,null,null,null,null,null,null,null,null,null,null,null,null,null,null,null,null,"Original License granted January 1938; expired December 1987.",{"$f":"IF(ISNA(VLOOKUP($B831,lkpLatLong,3,FALSE)),\"\",VLOOKUP($B831,lkpLatLong,3,FALSE))","v":""},{"$f":"IF(ISNA(VLOOKUP($B831,lkpLatLong,4,FALSE)),\"\",VLOOKUP($B831,lkpLatLong,4,FALSE))","v":""},0,"2003-09-24",0.5,0.5,0.9,0.45]
["Stahlbush Island Farms",1883,null,null,null,"BGICCG","AW",null,"Biomass",1.6,null,null,1.6,null,null,null,null,null,null,1.3,null,null,"Operating","Jul",2009,null,"Corvallis","Benton","OR","Y","Columbia","WECC","Stahlbush Island Farms","Independent","PacifiCorp (QF June 2017 thru May 2019)",null,null,null,2019,1,1,1.6,{"$f":"IF(ISNUMBER(T832),T832,CC832)*AN832","v":1.3},"Stahlbush Island Farms","Waste digester, product dryers",null,null,null,null,null,null,null,null,"PACW",null,null,null,null,null,null,null,null,null,null,null,null,null,null,null,null,null,null,"Anaerobic digestor and (1) Caterpillar reciprocating engines.","44.53991","-123.23482","http://www.stahlbush.com/sustainable-farming/energy/","2020-03-23T13:57:35",1.6,1.6,0.8125,1.3]
["Star Point",1881,"57096","1",null,"WT","WND",null,"Wind",98.7,98.7,null,null,null,null,98.7,98.7,null,null,null,null,null,"Operating","Jan",2010,null,"Moro","Sherman","OR","Y","Columbia","WECC","Iberdrola Renewables","Independent","Modesto Irrigation District (Feb 2010 - Feb 2030)",null,"CA Public",null,2030,0,0,0,{"$f":"IF(ISNUMBER(T833),T833,CC833)*AN833","v":0},null,null,null,"BPA John Day sub (230 kV)",null,"(47) Suzlon S88-2100",79,88,2,null,"BPA",null,null,null,null,null,null,null,null,25.1,28.03,25.5,28.89,28.36,25.26,25.6,22,26.3,24.2,"(49) Suzlon S88-2.1 MW WTG. Design wind speed 15.6mph.","45.472471","-120.526128","http://www.virtualmuseum.ca/Exhibitions/Hydro/en/dams/index.php?action=kootenaycanal","2017-10-25T09:40:19",98.7,98.7,0.32,31.584000000000003]
["Starvation Solar",2303,"63344","STAR",null,"PV","SOL",null,"Solar",10,10,null,null,null,null,10,10,null,null,null,null,null,"Operating","Dec",2019,null,null,"Harney","OR","Y","Columbia","WECC","Starvation Solar I LLC","Independent","20yr PPA w/ PGE",null,null,null,2039,1,1,10,null,null,null,null,null,"SPP",null,null,null,null,"Single-axis","BPA",null,null,null,null,null,null,null,null,null,null,null,null,null,null,null,null,null,0,"Crystalline Silicone, 15.3MWdc, Single-axis. 180 azimuth angle, 55 tilt angle",43.502220000000001,-119.1485,null,"2020-01-14",10,10,0.254,2.54]
["Stateline (Vansycle)",1546,"55989,55560","V-47",null,"WT","WND",null,"Wind",300,299.7,null,null,77,97,299.7,299.7,null,null,75,null,null,"Operating","Dec",2001,null,"Touchet-Helix area","Walla Walla/Umatilla","OR/WA","Y","Columbia","WECC","NextEra Energy Resources","Independent","Seattle City Light (175 MW), BPA (90 MW), Avista (35 MW thu Mar 2013)","PacifiCorp (unbundled RECs) - not sure what portion of the total is going to PAC","PNW Public, BPA",null,null,1,1,300,{"$f":"IF(ISNUMBER(T835),T835,CC835)*AN835","v":75},null,null,null,null,null,"(454) Vestas V47-660",50,47,1,null,"BPA",64.3,71.400000000000006,75.900000000000006,42.7,81.2,80.599999999999994,84.88,72.8,72.62,84.96,79.400000000000006,72.05,73.28,63.62,76.099999999999994,62.1,76.599999999999994,62.4,"Vestas V-47 660 kW WTG.  399 WTG in service Dec 2001, additional 55 WTG Dec 2002.  Output marketed through Iberdrola Renewables.  177 MW in WA; 123 MW in Oregon. Design wind speed 22.4mph","46.035","-118.853","http://www.transmission.bpa.gov/PlanProj/Wind/completed.cfm?page=state","2020-03-17T10:38:17",300,77,0.25,75]
["Stayton",1547,"3039",null,null,"HY","WAT",null,"Hydro",0.6,null,null,0,null,null,null,null,null,null,null,null,null,"Retired",null,1937,"Unknown","Santiam Wtr. Cntrl. Dist. Cnl.","Marion","OR","Y","Columbia","WECC","PacifiCorp","Independent","Retired",null,null,null,null,0,0,0,null,null,null,null,null,null,null,null,null,null,null,null,null,null,null,"n/a","n/a",null,null,null,null,null,null,null,null,null,null,null,null,null,"Was PAC minor","","",0,"2020-03-25T22:20:51",0.6,0.6,0.42699999999999999,0.25619999999999998]
["Steam Plant No. 2 (Unit 1)",1548,"3069","1",null,"FBST","REF",null,"Biomass",25,null,null,null,25,25,null,null,null,null,null,null,null,"Retired",null,1931,2005,"Tacoma","Pierce","WA","Y","Puget Sound & Coastal","WECC","City of Tacoma","Municipal","Retired",null,null,null,null,0,0,0,{"$f":"IF(ISNUMBER(T837),T837,CC837)*AN837","v":0},null,null,null,null,null,null,null,null,null,null,"Tacoma",null,null,null,"n/a","n/a",null,null,null,null,null,null,null,null,null,null,null,null,null,"Rfbd 1990; Idle since Sep 2001. RFP to reactivate for MSW disposal issued Mar-2005.","","",0,"2020-03-31T12:22:13",25,25,0.86,21.5]
["Steam Plant No. 2 (Unit 2)",1549,"3069","2",null,"FBST","REF",null,"Biomass",25,null,null,null,25,25,null,null,null,null,null,null,null,"Retired",null,1931,2005,"Tacoma","Pierce","WA","Y","Puget Sound & Coastal","WECC","City of Tacoma","Municipal","Retired",null,null,null,null,0,0,0,{"$f":"IF(ISNUMBER(T838),T838,CC838)*AN838","v":0},null,null,null,null,null,null,null,null,null,null,"Tacoma",null,null,null,"n/a","n/a",null,null,null,null,null,null,null,null,null,null,null,null,null,"Rfbd 1989; Idle since Sep 2001. RFP to reactivate for MSW disposal issued Mar-2005.","","",0,"2020-03-31T12:22:29",25,25,0.86,21.5]
["Steel Bridge Solar Farm",2139,"60057","STEEL",null,"PV","SOL",null,"Solar",2.4,2.2999999999999998,null,null,null,null,2.2999999999999998,2.2999999999999998,null,null,0.43,null,null,"Operating","Feb",2016,null,"Willamina","Polk","OR","Y","Columbia","WECC","OneEnergy Renewables","Independent","PGE (PURPA QF 20yr PPA)",null,null,null,2036,1,1,2.4,{"$f":"IF(ISNUMBER(T839),T839,CC839)*AN839","v":0.43},null,null,null,null,"SPP",null,null,null,null,"Fixed tilt","PGE",null,null,null,null,null,null,null,null,null,null,null,null,null,null,0.3,0.4,0.4,0.4,"Fixed tilt. Crystalline silicon. Azimuth angle 182, tilt 25. 2.9MWdc. 12 acre parcel; developed through ETO","45.067784","-123.470945","http://www.oneenergyrenewables.com/projects/featured-projects/steel-bridge-solar","2017-10-25T09:43:05",2.4,2.2999999999999998,0.17916666666666667,0.43]
["Stevenson No. 1",1550,null,null,8865,"Conduit","WAT",null,"Hydro",0.12,null,null,0.12,null,null,null,null,null,null,7.0000000000000007E-2,null,null,"Operating",null,1979,null,"Snake R. Trib.","Gooding","ID","Y","Columbia","WECC","L.E. Stevenson","Independent",null,null,null,null,null,1,1,null,null,null,null,null,null,null,null,null,null,null,null,null,null,null,null,null,null,null,null,null,null,null,null,null,null,null,null,null,null,null,"License granted July 1984; expires June 2034.","","",0,"2020-03-22T21:54:06",0.12,0.12,0.58333333333333337,7.0000000000000007E-2]
["Stevenson No. 2",1551,null,null,8866,"Conduit","WAT",null,"Hydro",0.09,null,null,0.09,null,null,null,null,null,null,0.06,null,null,"Operating",null,1980,null,"Snake R. Trib.","Gooding","ID","Y","Columbia","WECC","L.E. Stevenson","Independent",null,null,null,null,null,1,1,null,null,null,null,null,null,null,null,null,null,null,null,null,null,null,null,null,null,null,null,null,null,null,null,null,null,null,null,null,null,null,"License granted March 1984; expires February 2024.","","",0,"2020-03-22T21:54:14",0.09,0.09,0.66666666666666663,0.06]
["Stillwater Wind (Vivaldi)",2254,"61858","WT",null,"WT","WND",null,"Wind",80,80,null,null,null,null,80,80,null,null,null,null,null,"Operating","Oct",2018,null,"Reedpoint","Stillwater","MT","N","Missouri","WECC","Pattern Energy","IPP","Northwestern (25yr PPA)",null,"PNW IOU",null,2043,0.31,0.31,{"$f":"AN842*J842","v":24.8},null,null,null,null,null,"SPP","(31) Siemens SWT-2.3-108",80,108,2,null,"Northwestern",null,null,null,null,null,null,null,null,null,null,null,null,null,null,null,null,8,29.4,"Design wind speed 24.6mph.","45.86584","-109.476647",0,"2019-07-09",80,80,0.32,25.6]
["Stimpson Lumber (Libby)",1552,null,null,null,"STCG","WW",null,"Biomass",14.5,null,null,null,null,null,null,null,null,null,null,null,null,"Retired",null,1922,2002,"Libby","Lincoln","MT","Y","Columbia","WECC","Stimpson Lumber","Independent","Retired",null,null,null,null,0,0,0,{"$f":"IF(ISNUMBER(T843),T843,CC843)*AN843","v":0},"Stimpson Lumber","Lumber & wood products",null,null,null,null,null,null,null,null,null,null,null,null,null,null,null,null,null,null,null,null,null,null,null,null,null,null,null,"(1) 13.75 MW STG, (1) 0.75 MW STG.","48.382","-115.539",0,"2009-09-15",14.5,14.5,0.8,11.600000000000001]
["Stoltze Lumber Biomass Project (Halfmoon Hill)",2010,"58523","STL2",null,"STCG","WW",null,"Biomass",2.5,2.8,null,2.7,null,null,3,3,null,null,null,null,null,"Operating","Oct",2013,null,"Columbia Falls","Flathead","MT","Y","Columbia","WECC","Stoltze Land and Lumber Co.","Independent","Flathead Electric Cooperative (20 yr PPA - 2013 - Oct 2033)",null,null,null,2033,1,1,2.5,{"$f":"IF(ISNUMBER(T844),T844,CC844)*AN844","v":2.4000000000000004},null,null,null,null,null,null,null,null,null,null,"BPA",null,null,null,null,null,null,null,null,null,null,null,0.57999999999999996,1.49,2.4300000000000002,2.2999999999999998,2.4,2.4,2.2999999999999998,"Combined heat and power facility.  RECs to Flathead or lumber co?","48.3877","-114.2409",null,"2020-03-23T13:57:46",3,3,0.8,2.4000000000000004]
["Stone Creek",1553,"7508","1",5264,"Diversion","WAT",null,"Hydro",12,12,null,8.5,7,10.7,7,10.7,null,null,8,null,7,"Operating","Jan",1994,null,"Clackamas R., Oak Grove Fk.","Clackamas","OR","Y","Columbia","WECC","City of Eugene (EWEB)","Municipal","EWEB",null,null,null,null,1,1,12,{"$f":"IF(ISNUMBER(T845),T845,CC845)*AN845","v":8},null,null,null,null,null,null,null,null,null,null,"PGE",null,null,null,null,3.1348173515981701,5.6,4.2300000000000004,7.33,6.8,9.08,6.7,7.08,7.28,5.6,5.8,7,5.8,4.9000000000000004,"License granted September 1989; expires August 2039. Critical energy from PNUCC 2005 NRF","45.109","-121.759","http://www.eweb.org/resources/stone","2020-03-21T21:44:30",12,7,0.66666666666666663,8]
["Strawberry Creek",1554,null,null,8359,"Diversion","WAT",null,"Hydro",0.25,null,0.1,7.0000000000000007E-2,null,null,null,null,null,null,0.14000000000000001,null,null,"Operating",null,1987,null,"Strawberry Cr.","Park","MT","N","Missouri","WECC","C. & I. Allen","Independent","NorthWestern (QF thru Jun 2023)",null,null,null,2023,0.31,0.31,7.7499999999999999E-2,{"$f":"IF(ISNUMBER(T846),T846,CC846)*AN846","v":4.3400000000000001E-2},null,null,null,null,null,null,null,null,null,null,null,null,null,null,null,null,null,null,null,null,null,null,null,null,null,null,null,null,null,"Exemption granted September 1985.","","",0,"2020-03-22T21:55:55",0.25,0.1,0.56000000000000005,0.14000000000000001]
["Strawberry Creek 1 - 3",1555,"6393","1,2,3",2032,"Diversion","WAT",null,"Hydro",1.5,1.5,null,0.7,3,3,1.5,1.5,null,null,1.0289999999999999,null,null,"Operating","Jan",1951,null,"Strawberry Cr.","Lincoln","WY","Y","Columbia","WECC","Lower Valley Energy","Coop","Lower Valley Energy",null,null,null,null,1,1,1.5,{"$f":"IF(ISNUMBER(T847),T847,CC847)*AN847","v":1.0289999999999999},null,null,null,null,null,null,null,null,null,null,"BPA",null,null,null,null,null,null,null,null,null,null,1.2,1.05,1.1599999999999999,1.1000000000000001,1.2,1.29,1.2,1.1000000000000001,"3 units.  Original license granted October 1949; expired September 1999.","42.905142","-110.893422",0,"2017-11-07T09:02:13",1.5,3,0.68599999999999994,1.0289999999999999]
["Sullivan Creek",1959,"773",null,2225,null,"WAT",null,"Hydro",9,null,null,null,null,null,null,null,null,null,null,null,null,"Retired",null,1909,1956,"Sullivan Cr.","Pend Oreille","WA","Y","Columbia","WECC","Pend Oreille Co, PUD","PUD","Retired",null,null,null,null,0,0,0,null,null,null,null,null,null,null,null,null,null,null,null,null,null,null,null,null,null,null,null,null,null,null,null,null,null,null,null,null,null,"Sullivan Lake, Sullivan Lake Dam, Mill Pond, Mill Pond Dam, flume, canal, tunnel and decommissioned powerhouse.  Project retired in 1956 and issued non-generating license in 1958.  Mill Pond and Mill Pond Dam are proposed for decomissioning and the project license surrendered.  FERC approved surrender (3/2013); Mill Pond Dam will be removed.","","",0,"2020-03-25T22:20:55",9,9,0.42699999999999999,3.843]
["Sulus Solar 22",2381,null,null,null,"PV","SOL",null,"Solar",2.9,null,null,null,null,null,null,null,null,null,null,null,null,"Operating","Feb",2020,null,"Marion Cty","Marion","OR","Y","Columbia","WECC","Sulus Solar","Independent","PGE (20yr QF)",null,null,null,null,null,null,null,null,null,null,null,null,null,null,null,null,null,null,"PGE",null,null,null,null,null,null,null,null,null,null,null,null,null,null,null,null,null,null,null,44.974899999999998,-122.77625,null,"2021-07-15",2.9,2.9,0.254,0.73660000000000003]
["Sulus Solar 25",2382,null,null,null,"PV","SOL",null,"Solar",2.16,null,null,null,null,null,null,null,null,null,null,null,null,"Operating","Oct",2020,null,"Marion Cty","Marion","OR","Y","Columbia","WECC","Sulus Solar","Independent","PGE (20yr QF)",null,null,null,null,null,null,null,null,null,null,null,null,null,null,null,null,null,null,"PGE",null,null,null,null,null,null,null,null,null,null,null,null,null,null,null,null,null,null,null,45.272829999999999,-122.82316,null,"2021-07-15",2.16,2.16,0.254,0.54864000000000002]
["Sulus Solar 28",2383,null,null,null,"PV","SOL",null,"Solar",3,null,null,null,null,null,null,null,null,null,null,null,null,"Operating","Oct",2020,null,"Marion Cty","Marion","OR","Y","Columbia","WECC","Sulus Solar","Independent","PGE (20yr QF)",null,null,null,null,null,null,null,null,null,null,null,null,null,null,null,null,null,null,"PGE",null,null,null,null,null,null,null,null,null,null,null,null,null,null,null,null,null,null,null,45.102820000000001,-123.51546999999999,null,"2021-07-15",3,3,0.254,0.76200000000000001]
["Sumas Cogeneration Station",1556,"54476","GEN1,GEN2",null,"CCCG","NG",null,"Natural gas",125.5,125.5,125,null,125.5,137.30000000000001,125.5,137.30000000000001,70,0.9,null,null,null,"Operating","Mar",1993,null,"Sumas","Whatcom","WA","Y","Puget Sound & Coastal","WECC","Puget Sound Energy. PSE purchased from Sumas Cogeneration Jul 2008.","IOU","Puget Sound Energy",null,null,null,null,1,1,{"$f":"AN852*J852","v":125.5},{"$f":"IF(ISNUMBER(T852),T852,CC852)*AN852","v":111.4725},"Sumas Dry Kilns/Socco, Inc.","Lumber & wood products","Williams Northwest",null,"cogen",null,null,null,null,null,"PSE",97.8,105.6,118.2,117.844406392694,66.154566210045701,25.9,24.68,68.760000000000005,32.6,20.63,25.8,61.41,50.92,68.73,45.1,29.4,31.2,55.2,"87.8 MW steam-injected GE CT, unfired HSRG and 37.7 MW ST.  Purchased by PSE from Sumas Cogeneration Jul 2008.","48.993","-122.274","http://www.efsec.wa.gov/Sumas2.html","2020-07-16T17:48:29",125,125.5,0.89,111.4725]
["Summer Falls 1 & 2",1557,"56695","1,2",3295,"Canal","WAT",null,"Hydro",92,92,0,0,94,0,92,null,null,null,37.1,null,null,"Operating",null,1984,null,"Main Cnl.","Grant","WA","Y","Columbia","WECC","Columbia Basin Irr. Dists.","Independent","Seattle City Light",null,null,null,null,1,1,{"$f":"AN853*J853","v":92},{"$f":"IF(ISNUMBER(T853),T853,CC853)*AN853","v":37.1},null,null,null,null,null,null,null,null,null,null,"SCE",null,null,null,null,null,null,43.76,43.87,41,41.28,42.8,42.78,46.39,45.37,43.4,38.799999999999997,41.2,37.700000000000003,"License granted August 1981; expires July 2031.","47.502","-119.291",0,"2020-03-22T21:56:08",92,94,0.40326086956521739,37.1]
["Summit 1",1558,"3052",null,null,"IC","FO",null,"Petroleum",3,null,null,null,null,null,null,null,null,null,null,null,null,"Retired",null,1967,"Unknown","Government Camp","Clackamas","OR","Y","Columbia","WECC","Portland General Electric","IOU","Retired",null,null,null,null,0,0,{"$f":"AN854*J854","v":0},{"$f":"IF(ISNUMBER(T854),T854,CC854)*AN854","v":0},null,null,null,null,null,null,null,null,null,null,null,null,null,null,null,"n/a",null,null,null,null,null,null,null,null,null,null,null,null,null,null,"","",0,"2004-05-12",3,3,0.93,2.79]
["Summit 2",1559,null,null,null,"IC","FO",null,"Petroleum",3,null,null,null,null,null,null,null,null,null,null,null,null,"Retired",null,1967,"Unknown","Government Camp","Clackamas","OR","Y","Columbia","WECC","Portland General Electric","IOU","Retired",null,null,null,null,0,0,{"$f":"AN855*J855","v":0},{"$f":"IF(ISNUMBER(T855),T855,CC855)*AN855","v":0},null,null,null,null,null,null,null,null,null,null,null,null,null,null,null,"n/a",null,null,null,null,null,null,null,null,null,null,null,null,null,null,"","",0,"2004-05-12",{"$f":"IF(OR(I855=\"Wind\",I855=\"Solar\",I855=\"Hydro\"),J855,IF(ISNUMBER(L855),L855,IF(ISNUMBER(O855), O855, IF(ISNUMBER(Q855),Q855,J855))))","v":3},{"$f":"IF(OR(J855=\"Wind\",J855=\"Solar\",J855=\"Hydro\"),J855,IF(ISNUMBER(N855),N855,IF(ISNUMBER(P855), P855, IF(ISNUMBER(L855),L855,J855))))","v":3},{"$f":"IF(OR(ISBLANK(J855),ISBLANK(T855),J855=0),VLOOKUP(IF(G855=\"WAT\",\"HY\",IF(G855=\"LFG\",\"LFG\",F855)),Acapability,4,FALSE),T855/J855)","v":0.93},{"$f":"IF(ISNUMBER(T855),T855,AVERAGE(BZ855,CA855)*CB855)","v":2.79}]
["Sunshine",1560,null,null,9907,"Diversion","WAT",null,"Hydro",0.11,null,0,0.04,null,null,null,null,null,null,null,null,0,"Operating","Sep",1987,null,"Lake Cr.","Lemhi","ID","Y","Columbia","WECC","A.W. Brown, Inc.","Independent","Idaho Power Co. (QF thru Dec 2022)",null,null,null,2022,1,1,null,null,null,null,null,null,null,null,null,null,null,null,null,null,null,null,null,null,null,null,null,null,null,null,null,null,null,null,null,null,null,"License granted March 1987; expires February 2037. Critical energy from PNUCC 2005 NRF","","",0,"2020-03-22T21:56:26",0.11,0,0.42699999999999999,2.3484999999999999E-2]
["Suntex Solar",2336,"63778","3",null,"PV","SOL",null,"Solar",10,10,null,null,null,null,10,10,null,null,null,null,null,"Operating","Jul",2020,null,"Harney Cty","Harney","OR","Y","Columbia","WECC","Suntex Solar LLC","Independent","PURPA QF w/ PGE",null,null,null,null,null,null,null,null,null,null,null,null,"SPP",null,null,null,null,null,null,null,null,null,null,null,null,null,null,null,null,null,null,null,null,null,null,null,null,null,43.561489999999999,-119.6862,null,null,10,10,0.254,2.54]
["Swan Falls 1 & 2",1561,"819","1,2",503,"ROR","WAT",null,"Hydro",27.2,25,null,9.81,14,17,29.4,29.1,null,null,26,null,16,"Operating",null,1901,null,"Snake R.","Ada","ID","Y","Columbia","WECC","Idaho Power Co.","IOU","Idaho Power Co.",null,null,"Upgrade completed in 1994; original gens and powerhouse were decommissioned and (2) new gens were installed",null,1,1,{"$f":"AN858*J858","v":27.2},{"$f":"IF(ISNUMBER(T858),T858,CC858)*AN858","v":26},null,null,null,null,null,null,null,null,null,null,"IPC",null,null,null,null,null,null,13.12,15.02,14.2,18.03,14.5,12.34,12.65,12.65,12.9,14.9,14.1,15.3,"Original license granted January 1928; expired June 1970. Critical energy from PNUCC 2005 NRF. FERC issued new 30-yr license on 9/28/12.","43.244","-116.378","http://en.wikipedia.org/wiki/Swan_Falls_Dam","2020-04-13T11:30:56",27.2,14,0.95588235294117652,26]
["Swauk Valley Ranch Wind",2076,"58441","SW",null,"WT","WND",null,"Wind",4.3,4.3,null,null,null,null,4.3,4.3,null,null,null,null,null,"Operating","Mar",2013,null,"Swauk Creek Ranch (private land)","Kittitas","WA","Y","Columbia","WECC","Swauk Creek Ranch, LLC","Independent","PPA w/ PSE (2012-2021)",null,"PNW IOU",null,2021,1,1,4.3,1.3759999999999999,null,null,null,null,"SPP","(5) Gamesa G58-850",55,58,3,null,"PSE",null,null,null,null,null,null,null,null,null,null,null,1.24,1.28,1.3,1.3,1.1000000000000001,1.3,1.2,"(5) 850 kW G58 WTG; McKinstry new turn-key development service for DG projects; community scale wind project. Design wind speed 19mph.","47.14163","-120.754376","http://en.openei.org/wiki/Swauk_Valley","2017-10-25T10:15:28",4.3,4.3,0.32,1.3759999999999999]
["Swift 1 (1 - 3)",1562,"3850","HY11,HY12,HY13",2111,"Storage w/Div","WAT",null,"Hydro",240,240,null,162,243,243,263.7,263.7,null,null,72,null,59,"Operating","Dec",1958,null,"Lewis R.","Skamania","WA","Y","Columbia","WECC","PacifiCorp","IOU","PacifiCorp",null,null,null,null,1,1,240,72,null,null,null,null,null,null,null,null,null,null,"PACW",74.2,78.099999999999994,64.7,60.626940639269399,93.293607305936106,71.8,65.319999999999993,67.540000000000006,83.78,90.36,92.4,65.53,92.72,66.599999999999994,86.9,98.9,62.3,42.1,"License granted May 1956; expired April 2006. 50-yr renewal Jun 2008.  Critical energy from PNUCC 2005 NRF","46.061","-122.201","http://www.lewisriver.com/swift.html","2020-03-20T22:43:49",240,243,0.3,72]
["Swift 2 (1 & 2)",1563,"6265","21,22",2213,"Storage w/Div","WAT",null,"Hydro",70,72,null,76.099999999999994,78,78,65,65,null,null,25,null,25,"Operating","Dec",1958,null,"Lewis R.","Cowlitz","WA","Y","Columbia","WECC","Cowlitz PUD","PUD",null,null,null,null,null,1,1,70,25,null,null,null,null,null,null,null,null,null,null,"PACW",22.6,null,null,null,30.5171232876712,32,31.44,null,null,null,null,null,null,null,null,null,null,null,"Operated by PacifiCorp for Cowlitz. License granted May 1956; expired April 2006.  50-yr renewal Jun 2008.  Idled by canal failure April 2002, rebuilt and returned to service Jan 2006.","46.059","-122.26","http://www.lewisriver.com/swift.html","2020-03-20T22:43:56",70,78,0.35714285714285715,25]
["Swift Creek",1564,"6394","3,4,5","1651A&B","Storage w/Div","WAT",null,"Hydro",1.46,1.7,null,0.87,null,null,1.7,1.7,null,null,0.86529680365296802,null,null,"Operating",null,1942,null,"Swift Cr.","Lincoln","WY","Y","Columbia","WECC","Lower Valley Energy","Coop","Lower Valley Energy",null,null,null,null,1,1,1.46,0.86529680365296802,null,null,null,null,null,null,null,null,null,null,"BPA",null,null,null,null,null,null,null,null,null,null,0.8,0.74,0.85,0.86,0.8,0.95,0.9,0.8,"Upper (Unit A) diversion dam, penstock and powerhouse w/0.94 MW vertical Francis unit. Lower (Unit B) diversion dam, penstock and powerhouse 0.42 MW.   Original license granted June 1952; exp May 1992. New license gtd Dec 1997; exp. Nov 2047. Damaged & out-of-service 1968-2008.  Restored to service 2009.","42.728439","-110.916592",0,"2020-03-21T21:45:04",1.46,1.7,0.59266904359792327,0.86529680365296802]
["Sydney Sugars",1566,"57914","1,2",null,"STCG","COL",null,"Coal",4,4,null,null,null,null,4,4,null,null,null,null,null,"Operating",null,1951,null,"Sydney","Richland","MT","N","Missouri","WECC","Holly Sugar Corporation","Independent","Self-generation",null,null,null,null,0,0,0,0,"Holly Sugar Corporation Sydney Plant","Food processing",null,null,null,null,null,null,null,null,"Northwestern",null,null,null,null,null,null,null,null,null,null,null,null,null,null,1.1000000000000001,1.1000000000000001,1,0.8,"(1) 4 MW STG, run during processing season.","47.71593","-104.135366",0,"2020-04-21T17:16:42",4,4,0.8,3.2]
["Sygitowicz Creek",1567,"PLNT_01",null,5069,"Diversion","WAT",null,"Hydro",0.45,null,null,0,null,null,null,null,null,null,0.1,null,null,"Operating",null,1986,null,"Sygitowicz Cr.","Whatcom","WA","Y","Puget Sound & Coastal","WECC","D.S. Marr","Independent","Puget Sound Energy (QF thru Feb 2014)",null,null,null,2014,1,1,null,null,null,null,null,null,null,null,null,null,null,null,null,0.1,0.1,0.1,5.7077625570776296E-4,6.6894977168949807E-2,0.1,7.0000000000000007E-2,null,null,null,null,null,null,null,null,null,null,null,"Exemption granted July 1982.","","",0,"2020-03-22T21:56:46",0.45,0.45,0.22222222222222224,0.1]
["T.W. Sullivan 1 - 13",1568,"3053","1,2,3,4,5,6,7,8,9,10,11,12,13","2233B","ROR","WAT",null,"Hydro",15.4,15.4,null,15.4,14.98,15.98,18.3,18.3,null,null,14,null,null,"Operating","Dec",1895,null,"Willamette R.","Clackamas","OR","Y","Columbia","WECC","Portland General Electric","IOU","Portland General Electric",null,null,null,"n/a",1,1,{"$f":"AN865*J865","v":15.4},{"$f":"IF(ISNUMBER(T865),T865,CC865)*AN865","v":14},null,null,null,null,null,null,null,null,null,null,"PGE",14.7,14.1,8.6999999999999993,14.042237442922399,7.57659817351598,14,14.9,15.57,15.5,14.33,13.7,14.79,14.54,11.5,11.8,7.5,13.3,15.1,"Licensed Jan 1955 - Dec 2004.  Relicensed Dec 2005 - Nov 2035.","45.355","-122.62","http://www.lowimpacthydro.org/lihi-certificate-33-willamette-falls-hydroelectric-project-oregon.html","2020-03-21T21:47:15",15.4,14.98,0.90909090909090906,14]
["Tacoma Landfill 1 & 2",1569,"55157","UNT1,UNT2",null,"IC","LFG",null,"Biomass",1.8,null,null,null,0,0,1.5,1.5,null,null,null,null,null,"Retired","Jul",1998,2003,"Fircrest","Pierce","WA","Y","Puget Sound & Coastal","WECC","Minnesota Methane, LLC","Independent","Retired",null,null,null,null,0,0,{"$f":"AN866*J866","v":0},{"$f":"IF(ISNUMBER(T866),T866,CC866)*AN866","v":0},null,null,null,null,null,null,null,null,null,null,null,null,null,null,null,"n/a",null,null,null,null,null,null,null,null,null,null,null,null,null,"(2) 0.9 MW IC units.  Idled 2003.","","",0,"2014-01-22T11:34:54",0,0,0.75,0]
["TB Flats",2323,"62516","1",null,"WT","WND",null,"Wind",503.2,503.2,null,null,null,null,null,null,null,null,null,null,null,"Operating","Jul",2021,null,"Medicine Bow","Carbon","WY","N",null,"WECC","PacifiCorp (transferred from Invenergy - developer)","IOU","PacifiCorp",null,"PNW IOU",null,null,0.38,0.38,null,null,null,null,null,null,null,null,null,null,null,null,"PACE",null,null,null,null,null,null,null,null,null,null,null,null,null,null,null,null,null,null,"Developed by Invenergy. Part of PAC's EV 2020.",42.021889999999999,-106.10142,null,"2021-09-09T10:06:56",503.2,503.2,0.32,161.024]
["Telford",1570,null,null,"5637A&B","Diversion","WAT",null,"Hydro",0.16,null,null,null,null,null,null,null,null,null,0.12,null,null,"Operating",null,1984,null,"Bell Mountian Cr.","Butte","ID","Y","Columbia","WECC","Pancheri Inc.","Independent","PacifiCorp (QF thru Feb 2013)",null,null,null,2013,1,1,null,null,null,null,null,null,null,null,null,null,null,null,null,null,null,null,null,null,null,null,null,null,null,null,null,null,null,null,null,null,null,"Exemption granted March 1982.",{"$f":"IF(ISNA(VLOOKUP($B868,lkpLatLong,3,FALSE)),\"\",VLOOKUP($B868,lkpLatLong,3,FALSE))","v":""},{"$f":"IF(ISNA(VLOOKUP($B868,lkpLatLong,4,FALSE)),\"\",VLOOKUP($B868,lkpLatLong,4,FALSE))","v":""},0,"2003-09-24",0.16,0.16,0.75,0.12]
["Tesoro ICs",1572,null,null,null,"IC","NG",null,"Natural gas",18,null,null,null,null,null,null,null,null,null,null,null,null,"Operating",null,2002,null,"Anacortes","Skagit","WA","Y","Puget Sound & Coastal","WECC","Tesoro Northwest","Independent","Self-generation",null,null,null,null,1,0,{"$f":"AN869*J869","v":18},{"$f":"IF(ISNUMBER(T869),T869,CC869)*AN869","v":16.740000000000002},null,null,"Williams Northwest via Cascade Natural",null,null,null,null,null,null,null,null,null,null,null,null,null,null,null,null,null,null,null,null,null,null,null,null,null,null,"(18) 1 MW units.  Propane backup fuel.","48.4718","-122.56",0,"2020-04-10T01:34:29",18,18,0.93,16.740000000000002]
["The Dalles 1 - 22, F1 & F2",1573,"3895","1,2,3,4,5,6,7,8,9,10,11,12,13,14,15,16,17,18,19,20,21,22,F1,F2","FCRPS","ROR","WAT",null,"Hydro",1807,1819.7,null,1697,1796.9,1797.1,1822.7,1822,null,null,850,null,606,"Operating","Oct",1957,null,"Columbia R.","Wasco/Klickitat","OR/WA","Y","Columbia","WECC","USCE","Federal","BPA",null,null,null,null,1,1,{"$f":"AN870*J870","v":1807},{"$f":"IF(ISNUMBER(T870),T870,CC870)*AN870","v":850},null,null,null,null,null,null,null,null,null,null,"BPA",750.8,706.9,697.1,686.81769406392698,813.716095890411,741.1,732.16,697.26,640.19000000000005,961.1,891,744.73,792.96,729.23,769.9,806.1,817.5,676.9,"Critical energy from PNUCC 2005 NRF","45.612","-121.149","http://www.nwcouncil.org/energy/powersupply/dams/dam.asp?id=2","2020-03-29T23:02:45",1807,1796.9,0.47039291643608189,850]
["The Dalles North Fishway",1574,"7431","1",7076,"Conduit","WAT",null,"Hydro",6.5,6.5,null,3.2,5,5,5,5,null,null,3,null,3,"Operating","May",1991,null,"Columbia R.","Klickitat","WA","Y","Columbia","WECC","Northern Wasco Co. PUD","PUD","PGE (QF Jan 2013 - Sept 2015). Puget Sound Energy (QF thru Dec 2012). ",null,null,null,2015,1,1,{"$f":"AN871*J871","v":6.5},{"$f":"IF(ISNUMBER(T871),T871,CC871)*AN871","v":3},null,null,null,null,"SPP",null,null,null,null,null,"BPA",4.0999999999999996,4.3,4.0999999999999996,4.3833333333333302,4.1931506849315099,12.8,4.68,4.54,4.5999999999999996,4.38,4.4000000000000004,4.5199999999999996,4.67,4.7300000000000004,4.9000000000000004,4.5999999999999996,4.5999999999999996,5,"License granted December 1987; expires November 2037. Critical energy from PNUCC 2005 NRF","45.614375","-121.136885",0,"2020-03-21T21:45:46",6.5,5,0.46153846153846156,3]
["Thomas Creek Solar",2333,"63443","W9318",null,"PV","SOL",null,"Solar",2.2000000000000002,2.2000000000000002,null,null,null,null,2.2000000000000002,2.2000000000000002,null,null,null,null,null,"Operating","Nov",2019,null,"Clackamas","Clackamas","OR","Y","Columbia","WECC","Neighborhood Power Corp","Independent","PGE QF",null,null,null,null,null,null,null,null,null,null,null,null,"SPP",null,null,null,null,"Single-axis","PGE",null,null,null,null,null,null,null,null,null,null,null,null,null,null,null,null,null,null,"Crystalline silicone. 3 MWdc, Single-axis. 180 azimuth.",45.131407000000003,-122.6195,null,"2020-10-24",2.2000000000000002,2.2000000000000002,0.254,0.55880000000000007]
["Thompson Falls 1 - 7",1575,"2195","TF1,TF2,TF3,TF4,TF5,TF6,TF7","1869A&B","Storage w/Div","WAT",null,"Hydro",91.8,87.1,null,85.2,94,94,94,94,null,null,56.5,null,null,"Operating","Jul",1915,null,"Clark Fork R.","Sanders","MT","Y","Columbia","WECC","Northwestern Energy purchased from PPL Montana, finalized Nov. 2014.","IOU","Northwestern Energy",null,null,null,null,0.31,0.31,{"$f":"AN873*J873","v":28.457999999999998},{"$f":"IF(ISNUMBER(T873),T873,CC873)*AN873","v":17.515000000000001},null,null,null,null,null,null,null,null,null,null,"NorthWestern",56.9,51.6,57.1,52.386073059360697,56.286529680365298,58.1,55.5,55.03,53.11,60.99,59.6,55.13,60.47,59.6,58.2,56.9,52.6,51.3,"Original License granted January 1938; expired December 1987.  Unit 7 in-service 1996.","47.594","-115.358","http://www.pplmontana.com/producing+power/power+plants/Thompson+Falls+Dam.htm","2020-03-25T12:49:41",91.8,94,0.61546840958605664,56.5]
["Thompson River Co-gen",1576,"56612","1",null,"STCG","COL","WW","Coal",16.5,null,12,null,12,12,112,12,null,null,12,null,null,"Retired","Jan",2005,2006,"Thompson Falls","Sanders","MT","Y","Columbia","WECC","Wayzata Partners dba Thompson River Power","Independent","Retired",null,null,null,null,0,0,{"$f":"AN874*J874","v":0},{"$f":"IF(ISNUMBER(T874),T874,CC874)*AN874","v":0},"Thompson River Lumber","Lumber & wood products.",null,null,null,null,null,null,null,null,"NorthWestern",null,null,null,null,null,null,null,null,null,null,null,null,null,null,null,null,null,null,"Idle since fall 2005 pending air permit revisions.  Thompson River Cogen sold to Wayzata Partners Nov 2007.","","",0,"2020-03-31T12:42:28",12,12,0.72727272727272729,12]
["Thompson's Mills",1577,null,null,9169,"Diversion","WAT",null,"Hydro",0.1,null,null,0.05,null,null,null,null,null,null,7.0000000000000007E-2,null,null,"Operating",null,1986,null,"Calapooia R.","Linn","OR","Y","Columbia","WECC","Boston Power Co. Inc.","Independent",null,null,null,null,null,1,1,null,null,null,null,null,null,null,null,null,null,null,null,null,null,null,null,null,null,null,null,null,null,null,null,null,null,null,null,null,null,null,"Exemption granted May 1986.","","",0,"2020-03-22T21:57:02",0.1,0.1,0.70000000000000007,7.0000000000000007E-2]
["Thousand Springs (Idaho Wind)",1846,"56442","TSWP",null,"WT","WND",null,"Wind",12,12,null,null,null,null,12,12,null,null,3.6,null,null,"Operating","Feb",2011,null,"Hagerman","Twin Falls","ID","Y","Columbia","WECC","Idaho Wind Partners","Independent","QF PPA w/IPC (2011 - 2030).  SCL to purchase environmental attributes (RECs) 2018-2030, for compliance ytars 2019-2031.","SCL purchasing RECs 2018-2030","PNW IOU",null,2030,1,1,{"$f":"AN876*J876","v":12},{"$f":"IF(ISNUMBER(T876),T876,CC876)*AN876","v":3.6},null,null,null,null,"SPP","(8) GE 1.5 XLE",80,82.5,2,null,"IPC",null,null,null,null,null,null,null,null,null,3.43,3.7,3.59,3.74,3.02,3.9,3.5,3.7,3.5,"(8) GE 1.5 MW WTG. Design wind speed 13.8mph.","42.7452","-114.828","http://www.exergydevelopment.com/projects/sites/thousand-springs","2017-10-25T10:19:57",12,12,0.3,3.6]
["Thousand Springs 1 - 3",1578,"820","1,2,3","None","HY","WAT",null,"Hydro",6.8,8.8000000000000007,null,6.15,11.99,11,8,8,null,null,null,null,null,"Operating","Aug",1912,null,"Snake R. (Off-stream)","Gooding","ID","Y","Columbia","WECC","Idaho Power Co.","IOU","Idaho Power Co.",null,null,null,null,1,1,6.8,4.0116649999999998,null,null,null,null,null,null,null,null,null,null,"IPC",null,null,null,null,null,null,5.96,5.93,5.9,1.96,6.5,6.41,6.33,6.02,1.9,0,3.5,6.5,"IPC Springs","42.744","-114.841","http://www.idahopower.com/AboutUs/OurPowerPlants/Hydroelectric/hydroelectric.cfm","2020-04-13T11:39:23",6.8,11.99,0.42699999999999999,4.0116649999999998]
["Three-mile Canyon Wind",1847,"56933","1",null,"WT","WND",null,"Wind",9.9,9.9,null,null,null,null,9.9,9.9,null,null,null,null,null,"Operating","Sep",2009,null,"Boardman","Morrow","OR","Y","Columbia","WECC","Exelon (John Deere Renewables)","Independent","PacifiCorp (2011 - 2031)",null,"PNW IOU",null,2031,1,1,9.9,3.1680000000000001,null,null,null,null,"SPP","(6) Vestas V82-1.65",80,82,2,null,"PACE",null,null,null,null,null,null,null,0.93,2.4,2.87,2.6,2.58,2.63,2.1800000000000002,2.2999999999999998,2.1,2.6,2.2000000000000002,"(6) 1.65 MW Vestas WTG. Design wind speed 12.2mph.","45.748281","-119.937265","","2017-10-25T10:20:24",9.9,9.9,0.32,3.1680000000000001]
["Threemile Digester",2090,"58382","GEN1,GEN2,GEN3",null,"BGICCG","AW",null,"Biomass",4.8,4.8,null,null,4.8,4.8,4.8,4.8,null,null,null,null,null,"Operating","Dec",2012,null,"Boardman","Morrow","OR","Y","Columbia","WECC","TMF Biofuels, LLC","Independent","PacifiCorp (QF)",null,null,null,2023,1,1,4.8,3.5999999999999996,null,null,null,null,"SPP",null,null,null,null,null,"PACW",null,null,null,null,null,null,null,null,null,null,null,2.4700000000000002,3.97,3.9,1.8,3.3,3.6,3.7,"(3) 1.6 MW digestors; closed loop system.","45.71","-119.90111",null,"2017-10-25T10:25:17",4.8,4.8,0.75,3.5999999999999996]
["Thunderegg Solar Center",2118,"60334","TSC1",null,"PV","SOL",null,"Solar",10,10,null,null,null,null,10,10,null,null,2.62,null,null,"Operating","Dec",2016,null,"Nyssa","Malheur","OR","Y","Columbia","WECC","HelioSage","Independent","Idaho Power Co (20 yr ESA)",null,null,null,2036,1,1,10,2.62,null,null,null,null,"SPP",null,null,null,null,"Single-axis","IPC",null,null,null,null,null,null,null,null,null,null,null,null,null,null,0.1,2.2999999999999998,2.5,2.6,"Crystalline silicone. 13 MWdc, Single-axis. 180 azimuth. ~(47,000) PV modules on a racking structure, 25 separate concrete pads.  IPC waives any claim to ownership of environmental attributes - per the ESA.","43.935","-116.987",null,"2017-10-25T10:27:19",10,10,0.26200000000000001,2.62]
["Tiber-Montana",1579,"56499","HY1",3574,"HY","WAT",null,"Hydro",7.5,7.5,0,0,7,5.5,7.5,7.5,null,null,4.7,null,null,"Operating","Jun",2004,null,"Marias R.","Liberty","MT","N","Missouri","WECC","Dry Creek, LLC","Independent","NorthWestern. (6 MW contract thru May 2024)",null,null,null,2024,0.31,0.31,2.3250000000000002,1.4570000000000001,null,null,null,null,null,null,null,null,null,null,"WAUW",null,null,null,null,null,null,4.95,5.8,4.8,6.65,6,5.94,6.35,6.26,6,5.8,6.1,6.4,"License granted June 1997; expires May 2047.","48.322","-111.098","http://www.usbr.gov/projects/Facility.jsp?fac_Name=Tiber%20Dam","2020-03-22T21:57:17",7.5,7,0.62666666666666671,4.7]
["Tickle Creek Solar",2332,"63442","W9317",null,"PV","SOL",null,"Solar",1.9,1.9,null,null,null,null,1.9,1.9,null,null,null,null,null,"Operating","Dec",2019,null,"Clackamas Cty","Clackamas","OR","Y","Columbia","WECC","Neighborhood Power Corp","Independent","PGE PURPA QF",null,null,null,null,null,null,null,null,null,null,null,null,"SPP",null,null,null,null,"Single-axis","PGE",null,null,null,null,null,null,null,null,null,null,null,null,null,null,null,null,null,null,"Crystalline Silicone, 2.3MWdc, Single-axis. 180 azimuth angle.",45.375,-122.265,null,"2020-10-24",1.9,1.9,0.254,0.48259999999999997]
["Tieton Dam",1580,"57496","UNIT1,UNIT2",3701,"ROR","WAT",null,"Hydro",13.6,13.8,0,0,13.8,13.8,13.8,13.8,null,null,5.7,null,0.33,"Operating","Sep",2006,null,"Yakima R. (Rimrock Dam)","Yakima","WA","Y","Columbia","WECC","American Energy","Independent","S. CA Public Power Authority",null,null,null,null,0,0,{"$f":"AN883*J883","v":0},{"$f":"IF(ISNUMBER(T883),T883,CC883)*AN883","v":0},null,null,null,null,null,null,null,null,null,null,"PACW",null,null,null,null,null,null,null,null,4.4000000000000004,7.23,6.6,5,7.32,4.46,6.1,6.9,5.5,3.3,"License granted June 1991; Expires May  2041.  Commercial service Sep 2006.","46.656","-121.128","http://www.usbr.gov/projects/Facility.jsp?fac_Name=Tieton+Dam","2020-03-22T21:57:24",13.6,13.8,0.41911764705882354,5.7]
["Timothy Lake Powerhouse",2262,"60868","1","P-2195","ROR","WAT",null,"Hydro",1.2,1.2,null,null,null,null,1.1000000000000001,1.1000000000000001,null,null,null,null,null,"Operating","Dec",2018,null,"Clackamas R.","Clackamas","OR","Y","Columbia","WECC","Portland General Electric","IOU","Portland General Electric",null,null,null,null,1,1,null,null,null,null,null,null,null,null,null,null,null,null,"PGE",null,null,null,null,null,null,null,null,null,null,null,null,null,null,null,null,0,0,null,"45.1140078","-121.8061885",0,"2019-07-09T12:58:01",1.2,1.1000000000000001,0.42699999999999999,0.49104999999999993]
["Toketee Falls 1-3",1582,"3040","1,2,3","1927D","Storage w/Div","WAT",null,"Hydro",42.6,42.6,null,null,45,45,45,45,null,null,9.5,null,null,"Operating","Dec",1949,null,"N. Umpqua R.","Douglas","OR","Y","Puget Sound & Coastal","WECC","PacifiCorp","IOU","PacifiCorp",null,null,null,null,1,1,{"$f":"AN885*J885","v":42.6},{"$f":"IF(ISNUMBER(T885),T885,CC885)*AN885","v":9.5},null,null,null,null,null,null,null,null,null,null,"PACW",23.4,23.6,8.3000000000000007,7.0428082191780801,8.8783105022830995,7.3,7.41,24.32,21.6,30.12,30.1,22.36,25.84,21,26.6,29.1,22.3,22.1,"(3) 14 MW units.  PacifiCorp North Umpqua proj. Orig lic. gtd Jan 1947; exp Jan 1997.  Relicensed Nov 2003.","43.265307","-122.420339",0,"2017-10-25T10:33:15",42.6,45,0.22300469483568075,9.5]
["Top of the World",2027,"57327","TOTW1",null,"WT","WND",null,"Wind",200.2,200,null,null,null,null,200,200,null,null,null,null,null,"Operating","Oct",2010,null,"Glenrock, WY","Converse","WY","N","Missouri","WECC","Duke Energy, PPA to PacifiCorp for 100%","Independent","PacifiCorp (2010-2030)","PacifiCorp (bundled RECs)","PNW IOU",null,2030,1,1,{"$f":"AN886*J886","v":200.2},{"$f":"IF(ISNUMBER(T886),T886,CC886)*AN886","v":64.031999999999996},null,null,null,null,null,"(110) GE 1.5 SLE",83,77,2,null,"PACE",null,null,null,null,null,null,null,null,null,77.540000000000006,75.400000000000006,73.22,73.209999999999994,65.069999999999993,71.599999999999994,70.2,61.9,62.7,"(66) 1.5 MW GE WTG, (44) 2.3 MW Siemens WTG.  Assume 25.81% SG factor to Oregon, per PacifiCorp's 2011 OR RPS Compliance Report. Design wind speed 14.6mph.","42.914132","-105.691223","http://en.openei.org/wiki/Top_of_the_World_(Siemens)","2020-01-29T10:29:15",200.2,200,0.32,64.031999999999996]
["Trail Bridge",1583,null,null,"2242A","Storage","WAT",null,"Hydro",10,null,null,3.8,4,6,null,null,null,null,5,null,4,"Operating",null,1963,null,"McKenzie R.","Linn","OR","Y","Columbia","WECC","City of Eugene (EWEB)","Municipal","EWEB",null,null,null,null,1,1,{"$f":"AN887*J887","v":10},{"$f":"IF(ISNUMBER(T887),T887,CC887)*AN887","v":5},null,null,null,null,null,null,null,null,null,null,"BPA",null,null,null,null,null,null,null,null,null,null,null,null,null,null,null,null,null,null,"(1) 9.975 MW unit.  License granted January 1959; expires November 2008. Critical energy from PNUCC 2005 NRF","44.273","-122.05","http://www.eweb.org/relicensing/map","2020-03-21T21:46:59",{"$f":"IF(OR(I887=\"Wind\",I887=\"Solar\",I887=\"Hydro\"),J887,IF(ISNUMBER(L887),L887,IF(ISNUMBER(O887), O887, IF(ISNUMBER(Q887),Q887,J887))))","v":10},{"$f":"IF(OR(J887=\"Wind\",J887=\"Solar\",J887=\"Hydro\"),J887,IF(ISNUMBER(N887),N887,IF(ISNUMBER(P887), P887, IF(ISNUMBER(L887),L887,J887))))","v":4},{"$f":"IF(OR(ISBLANK(J887),ISBLANK(T887),J887=0),VLOOKUP(IF(G887=\"WAT\",\"HY\",IF(G887=\"LFG\",\"LFG\",F887)),Acapability,4,FALSE),T887/J887)","v":0.5},{"$f":"IF(ISNUMBER(T887),T887,AVERAGE(BZ887,CA887)*CB887)","v":5}]
["Tri-City Service Dist.",1584,null,null,null,"ICCG","WG",null,"Biomass",0.3,null,null,null,null,null,null,null,null,null,null,null,null,"Operating",null,2000,null,"Oregon City","Clackamas","OR","Y","Columbia","WECC","Tri-City Service Dist.","Independent","assume self gen",null,null,null,null,1,0,{"$f":"AN888*J888","v":0.3},{"$f":"IF(ISNUMBER(T888),T888,CC888)*AN888","v":0.24},"Tri-City Service Dist. WWTP","Wastewater treatment",null,null,null,null,null,null,null,null,null,null,null,null,null,null,null,null,null,null,null,null,null,null,null,null,null,null,null,null,"","",0,"2006-08-16",0.3,0.3,0.8,0.24]
["Tricon Timber",1585,null,null,null,"STCG","WW",null,"Biomass",0.75,null,null,null,null,null,null,null,null,null,null,null,null,"Operating",null,1993,null,"St Regis","Mineral","MT","Y","Columbia","WECC","Tricon Timber","Independent","assume self gen",null,null,null,null,1,0,{"$f":"AN889*J889","v":0.75},{"$f":"IF(ISNUMBER(T889),T889,CC889)*AN889","v":0.60000000000000009},"Tricon Timber St Regis Sawmill","Lumber & wood products.",null,null,null,null,null,null,null,null,null,null,null,null,null,null,null,null,null,null,null,null,null,null,null,null,null,null,null,null,"","",0,"2007-04-10",0.75,0.75,0.8,0.60000000000000009]
["Trinity",1586,"451",null,719,"Diversion","WAT",null,"Hydro",0.24,null,null,0.24,null,null,null,null,null,null,0.23,null,null,"Operating",null,1923,null,"Phelps Cr.","Chelan","WA","Y","Columbia","WECC","Trinity Conservancy, Inc.","Independent",null,null,null,null,null,1,1,null,null,null,null,null,null,null,null,null,null,null,null,null,null,null,null,null,null,null,null,null,null,null,null,null,null,null,null,null,null,null,"Original license issued November 1927; expired October 1952. Relicense granted May 2004.","","",0,"2020-03-22T21:57:35",0.24,0.24,0.95833333333333337,0.23]
["Trojan",1587,"6107",null,null,"BWR","UR",null,"Uranium",1216,null,null,null,null,null,null,null,null,null,726,null,null,"Retired","Mar",1976,1993,"Goble","Columbia","OR","Y","Columbia","WECC","Portland General Electric (67.5%), EWEB (30%), PacifiCorp (2.5%)","IOU/Municipal","Retired",null,null,null,null,0,0,{"$f":"AN891*J891","v":0},{"$f":"IF(ISNUMBER(T891),T891,CC891)*AN891","v":0},null,null,null,null,null,null,null,null,null,null,null,null,null,null,null,null,null,null,null,null,null,null,null,null,null,null,null,null,null,null,"","",0,"2008-04-14",1216,1216,0.59703947368421051,726]
["Tuana Gulch (Idaho Wind)",1849,"56443","TGWP",null,"WT","WND",null,"Wind",10.5,10.5,null,null,null,null,10.5,10.5,null,null,3.2,null,null,"Operating","Feb",2011,null,"Hagerman","Twin Falls","ID","Y","Columbia","WECC","Idaho Wind Partners","Independent","QF PPA w/IPC (2011-Dec 2030).  SCL to purchase environmental attributes (RECs) 2018-2030, for compliance years 2019-2031.","SCL purchasing RECs 2018-2030","PNW IOU",null,2030,1,1,10.5,{"$f":"IF(ISNUMBER(T892),T892,CC892)*AN892","v":3.2},null,null,null,null,"SPP","(7) GE 1.5 XLE",80,82.5,2,null,"IPC",null,null,null,null,null,null,null,null,null,2.99,3.3,3.22,3.43,2.71,3.5,3,3.4,3.3,"(7) GE 1.5 MW WTG. Design wind speed 14.1mph.","42.842309","-114.956863","https://www.pacificpower.net/env/bsre/bses/tgwp.html","2017-10-25T10:44:24",10.5,10.5,0.30476190476190479,3.2]
["Tuana Springs (Cassia Gulch Expansion)",1871,"57136","1",null,"WT","WND",null,"Wind",16.8,16.8,null,null,null,null,16.8,16.8,null,null,null,null,null,"Operating","Jun",2010,null,"Hagerman","Twin Falls","ID","Y","Columbia","WECC","Exelon (John Deere Renewables)","Independent","Idaho Power Co. (QF 2010 - 2030)",null,"PNW IOU",null,2030,1,1,16.8,{"$f":"IF(ISNUMBER(T893),T893,CC893)*AN893","v":5.3760000000000003},null,null,null,"IPC Lower Malad/ Mtn Home Jct 138kV","SPP","(8) Suzlon S88-2100",80,88,2,null,"IPC",null,null,null,null,null,null,null,null,3,4.24,4.2,3.79,3.88,3.13,4,3.4,3.8,3.4,"(8) Suzlon S88-2.1 MW WTG.  RECs sold to SCL on contract @$15/MWh from 2015 - 2029 (40,000 MWh/yr). Design win d speed 14.2mph.","42.162371","-112.380623","https://www.pacificpower.net/env/bsre/bses/ts.html","2017-10-25T10:57:01",16.8,16.8,0.32,5.3760000000000003]
["Tucannon River Wind Farm",2083,"58571","1",null,"WT","WND",null,"Wind",267,266.8,null,null,null,null,266.8,266.8,null,null,null,null,null,"Operating","Dec",2014,null,"Dayton","Columbia","WA","Y","Columbia","WECC","Portland General Electric","IOU","Portland General Electric",null,"PNW IOU",null,null,1,1,267,{"$f":"IF(ISNUMBER(T894),T894,CC894)*AN894","v":85.408000000000001},null,null,null,null,null,"(116) Siemens SWT-2.3-108",80,108,2,null,"BPA",null,null,null,null,null,null,null,null,null,null,null,null,null,86.55,99.2,81.099999999999994,96.3,82.6,"(116) Siemens Energy 2.3 MW WTG.  Selected by PGE through RFP for latest IRP. Design wind speed 22.3mph.","46.443839","-118.069289","http://www.portlandgeneral.com/our_company/energy_strategy/proposed/tucannon_river/default.aspx","2017-10-25T10:57:50",267,266.8,0.32,85.408000000000001]
["Tuolumne (Windy Point; Windy Point/Windy Flats I)",1677,"56702","WPT1",null,"WT","WND",null,"Wind",136.6,136.30000000000001,null,null,null,null,136.30000000000001,136.30000000000001,null,null,null,null,null,"Operating","May",2009,null,"Goldendale","Klickitat","WA","Y","Columbia","WECC","Tuolumne Wind Project Authority (Turlock Irrigation District & Walnut Energy Center Authority)","JOA","Turlock Irrigation District & Walnut Energy Center Authority",null,"CA Public",null,null,0,0,0,{"$f":"IF(ISNUMBER(T895),T895,CC895)*AN895","v":0},null,null,null,"BPA Rock Creek substation",null,"(62) Siemens SWT-2.3-93",80,93,3,null,"BPA",null,null,null,null,null,null,null,23.1,43,47.04,41.6,41.91,44.19,38.08,44.1,38.799999999999997,44.1,41.4,"(20) REpower MM92 2 MW WTG. (42) Siemens SWT 2.3 MW WTG. Design wind speed 16.5mph.","45.690987","-120.86504","http://www.cannonpowergroup.com/wind/projects/wp-wf/","2017-10-25T11:01:00",136.6,136.30000000000001,0.32,43.663999999999994]
["Turkey Hill (OR Solar 3)",2181,"61201","ORSR3",null,"PV","SOL",null,"Solar",10,10,null,null,null,null,10,10,null,null,null,null,null,"Operating","Dec",2017,null,"Malin","Klamath","OR","Y","Columbia","WECC","Origis Energy","Independent","PacifiCorp (20yr QF PPA)",null,null,null,2037,1,1,10,null,null,null,null,null,"SPP",null,null,null,null,"Single-axis",null,null,null,null,null,null,null,null,null,null,null,null,null,null,null,null,0,2.5,2.8,"Crystalline silicone. Single-axis tracker. 13.2MWdc.","42.02236","-121.418873","https://www.origisenergy.com/projects/oregon-1-8/","2018-10-24T09:31:07",10,10,0.254,2.54]
["Turner Energy Storage Project",2243,"60675","TES",null,"Battery","Flow-Batt",null,"Energy Storage",1.2,1.2,null,null,null,null,1.2,1.2,null,null,null,3.5,null,"Retired","Apr",2015,2018,"Schweitzer Engineering Laboratory, Pullman","Whitman","WA","Y","Columbia","WECC","Avista","IOU","Avista",null,null,null,null,1,1,null,null,null,null,null,null,null,null,null,null,null,null,"Avista",null,null,null,null,null,null,null,null,null,null,null,null,null,null,null,-0.1,0,null,"Vanadium redox flow battery. Pilot project from Avista, using $3.2 million grid modernization grant.","46.751832","-117.161386",null,"2020-10-21T21:35:11",1.2,1.2]
["Tuttle Ranch (Ravenscroft)",1588,null,null,4055,"Diversion","WAT",null,"Hydro",1.06,null,0.1,0.62,null,null,null,null,null,null,0.52,null,null,"Operating",null,1983,null,"Big Wood R.","Gooding","ID","Y","Columbia","WECC","V.F. Ravenscroft","Independent","IPC (QF (As Malad R.) thru Apr 2019)",null,null,null,2019,1,1,{"$f":"AN898*J898","v":1.06},{"$f":"IF(ISNUMBER(T898),T898,CC898)*AN898","v":0.52},null,null,null,null,null,null,null,null,null,null,null,null,null,null,null,null,null,null,null,null,null,null,null,null,null,null,null,null,null,"Exemption granted February 1982.","","",0,"2020-03-22T21:47:26",1.06,0.1,{"$f":"IF(OR(ISBLANK(J898),ISBLANK(T898),J898=0),VLOOKUP(IF(G898=\"WAT\",\"HY\",IF(G898=\"LFG\",\"LFG\",F898)),Acapability,4,FALSE),T898/J898)","v":0.49056603773584906},{"$f":"IF(ISNUMBER(T898),T898,AVERAGE(BZ898,CA898)*CB898)","v":0.52}]
["Twin Falls (IPC)",1589,"821","1,2","018A&B","ROR R. w/Div.","WAT",null,"Hydro",52.7,52.9,null,20.7,0,8.99,54.5,45.5,null,null,null,null,4,"Operating","Mar",1935,null,"Snake R.","Twin Falls","ID","Y","Columbia","WECC","Idaho Power Co.","IOU","Idaho Power Co.",null,null,null,null,1,1,52.7,11.25145,null,null,null,null,null,null,null,null,null,null,"IPC",null,null,null,null,null,null,8.4499999999999993,19.600000000000001,13.2,45.03,19,6.32,6.82,8.6999999999999993,4.5,24.5,29.9,16.899999999999999,"Original license granted June 1934; expired June 1984. Critical energy from PNUCC 2005 NRF","42.589","-114.355",0,"2020-04-13T11:45:15",52.7,0,0.42699999999999999,11.25145]
["Twin Falls (TFHA)",1590,"50827","UNI1,UNI2",4885,"Diversion","WAT",null,"Hydro",20,24,20,11.4,20,20,22.8,22,null,null,13,null,6,"Operating","Dec",1989,null,"Snoqualamie R., S. Fk.","King","WA","Y","Puget Sound & Coastal","WECC","Enel SpA (dba Twin Falls Hydro Associates)","Independent","Puget Sound Energy (QF thru Mar 2025)",null,null,null,2025,1,1,20,13,null,null,null,null,"SPP",null,null,null,null,null,"PSE",6.5,7.7,8.1999999999999993,5.53230593607306,7.6749999999999998,8.1999999999999993,8.27,7.81,8.6999999999999993,10.3,10.9,9.5399999999999991,10.57,6,9.1,8.9,8.9,6.1,"(2) units. License granted May 1985; expires April 2035. Critical energy from PNUCC 2005 NRF",{"$f":"IF(ISNA(VLOOKUP($B900,lkpLatLong,3,FALSE)),\"\",VLOOKUP($B900,lkpLatLong,3,FALSE))","v":"47.443979"},{"$f":"IF(ISNA(VLOOKUP($B900,lkpLatLong,4,FALSE)),\"\",VLOOKUP($B900,lkpLatLong,4,FALSE))","v":"-121.687332"},0,"2020-11-08T19:50:37",20,20,0.65,13]
["Twin Reservoirs",1591,"50382","GEN1",10376,"Conduit","WAT",null,"Hydro",2.2000000000000002,2.2000000000000002,1.2,null,1,2,1.8,1.5,null,null,1.62,null,null,"Operating","Apr",1988,null,"Mill Cr.","Walla Walla","WA","Y","Columbia","WECC","City of Walla Walla","Municipal","PacifiCorp (QF thru Dec 2012)",null,null,null,2012,1,1,2.2000000000000002,1.62,null,null,null,null,"SPP",null,null,null,null,null,"BPA",null,null,null,null,null,null,1.49,1.4,1.4,1.51,1.6,1.47,1.35,1.33,1.4,1.4,1.3,0.9,"Exemption granted January 1988.","46.088333","-118.254722",0,"2017-10-25T11:09:13",2.2000000000000002,1,0.73636363636363633,1.62]
["Two Dot Projects",1592,null,null,null,"WT","WND",null,"Wind",3.22,3.22,null,null,null,null,null,null,null,null,null,null,null,"Operating","Nov",2004,null,"Two Dot, Martinsdale","Wheatland, Meager","MT","N","Missouri","WECC","Two Dot Wind, LLC","Independent","NorthWestern (QF thru Jun 2007)",null,"OOR - Unknown",null,null,0,0,0,0,null,null,null,null,null,null,null,null,null,null,"NWE",null,null,null,null,null,null,null,null,null,null,null,null,null,null,null,null,null,null,"Four projects: Martinsdale Colony 715 kW, (11) WTG; Sheep Valley Ranch 455kW, (7) WTG; Mo Wind Farm 50 kW, (6) WTG, Martinsdale South 2000 kW, (8) WTG.","46.497810","-110.27114","","2020-04-12T23:22:12",3.22,3.22,0.32,1.0304]
["Two Dot Wind Farm",2053,"59003","1",null,"WT","WND",null,"Wind",9.7200000000000006,9.6999999999999993,null,null,null,null,9.6999999999999993,9.6999999999999993,null,null,null,null,null,"Operating","Jun",2014,null,null,"Wheatland","MT","N",null,"WECC","NorthWestern Energy purchased from NJR Clean Energy Ventures for $18.5M, finalized June 5, 2018","IOU","NorthWestern",null,"PNW IOU",null,null,0.31,0.31,3.0132000000000003,0.96323200000000009,null,null,null,null,"SPP","(6) GE 1.62-82.5",79,82.5,2,null,"NWE",null,null,null,null,null,null,null,null,null,null,null,null,1.98,3.4,4.0999999999999996,3.5,1.6,3.9,"(6) GE 1.62MW, 87M rotor diameter WTG.  Located on 176 acres of ag land. PSC approved Two Dot as eligible for the RPS CREP requirement - Nov 2018. Design wind speed 19.2mph.","46.434769","-110.072108","http://www.njrcleanenergyventures.com/wind/projects.asp","2018-06-05T16:27:08",9.7200000000000006,9.6999999999999993,0.32,3.1072000000000002]
["Two Ponds (Mountain Air Wind Park)",2049,"57444","1",null,"WT","WND",null,"Wind",23,23,null,null,null,null,23,23,null,null,null,null,null,"Operating","Dec",2012,null,"Mountain Home","Elmore","ID","Y","Columbia","WECC","Terna Energy","Independent","QF PPA to IPC (2012 - 2032)",null,"PNW IOU",null,2032,1,1,23,7.36,null,null,null,null,"SPP","(10) Siemens SWT-2.3-101",80,101,2,null,"IPC",null,null,null,null,null,null,null,null,null,null,2.1,6.46,7.12,5.86,7.1,6.2,6.8,5.8,"(10) Siemens SWT 2.3-101 MW.  Mtn Air Wind Park (six projects for total 138 MW) started testing operation in September 2012. Design wind speed 13.4 mph.","43.011","-115.486","http://www.terna-energy.com/activities/?EntryId=8d6196be-cbf6-416e-a551-d771aaa4cb95&catid=67e8558e-78c1-44cc-9d53-56994d9e6f7e&countryId=90d7e946-ff8d-4785-988e-810cef3c59b4","2017-10-25T11:36:32",23,23,0.32,7.36]
["U.S. Bankcorp IC1 - IC4",1593,null,null,null,"IC","FO",null,"Petroleum",6.4,null,null,null,null,null,null,null,null,null,null,null,null,"Operating",null,1991,null,"Portland","Multnomah","OR","Y","Columbia","WECC","U.S. Bankcorp","Independent","Load-side emrg. Service & DR (PGE)",null,null,null,null,1,0,6.4,5.9520000000000008,null,null,null,null,null,null,null,null,null,null,null,null,null,null,null,null,null,null,null,null,null,null,null,null,null,null,null,null,null,"(4) 1.6 MW IC units.","","",0,"2007-03-22",6.4,6.4,0.93,5.9520000000000008]
["U.S. Navy (Puget Sound Naval Shipyard)",1460,null,null,null,"IC","FO",null,"Petroleum",12,null,12,12,12,12,null,null,null,null,null,null,null,"Operating",null,null,null,"Bremerton","Kitsap","WA","Y","Puget Sound & Coastal","WECC","U.S. Dept of the Navy","Federal","PSNS emergency service",null,null,null,null,1,0,12,11.16,null,null,null,null,null,null,null,null,null,null,null,null,null,null,null,null,null,null,null,null,null,null,null,null,null,null,null,null,null,null,"","",0,"2020-03-23T12:52:53",12,12,0.93,11.16]
["U.S. Navy (Submarine Base Bangor) 1",1015,null,null,null,"IC","FO",null,"Petroleum",8,null,8,18,8,8,null,null,null,null,null,null,null,"Operating","Dec",2001,null,"Bangor","Kitsap","WA","Y","Puget Sound & Coastal","WECC","U.S. Dept of the Navy","Federal","Bangor Base emergency service",null,null,null,null,1,0,8,7.44,null,null,null,null,null,null,null,null,null,null,null,null,null,null,null,null,null,null,null,null,null,null,null,null,null,null,null,null,null,null,"","",0,"2020-03-23T12:33:54",8,8,0.93,7.44]
["U.S. Navy (Submarine Base Bangor) 2",1016,null,null,null,"IC","FO",null,"Petroleum",10,null,10,null,10,10,null,null,null,null,null,null,null,"Operating","Dec",2001,null,"Bangor","Kitsap","WA","Y","Puget Sound & Coastal","WECC","U.S. Dept of the Navy","Federal","Bangor Base emergency service",null,null,null,null,1,0,10,9.3000000000000007,null,null,null,null,null,null,null,null,null,null,null,null,null,null,null,null,null,null,null,null,null,null,null,null,null,null,null,null,null,null,"","",0,"2014-01-29T18:56:00",10,10,0.93,9.3000000000000007]
["University of Montana Central Plant",1594,null,null,null,"STCG","NG","FO","Natural gas",0.5,null,null,null,null,null,null,null,null,null,null,null,null,"Operating",null,1995,null,"Missoula","Missoula","MT","Y","Columbia","WECC","University of Montana","Independent","Self-generation",null,null,null,null,1,0,0.5,0.4,"University of Montana","Central heating plant","Northwestern Energy LLC",null,null,null,null,null,null,null,null,null,null,null,null,null,null,null,null,null,null,null,null,null,null,null,null,null,null,"(1) 0.75 MW (nameplate) STG.","","",0,"2020-04-10T01:34:59",0.5,0.5,0.8,0.4]
["University of Oregon 001",1597,"54950","001",null,"STCG","NG",null,"Natural gas",1.5,null,null,null,null,null,1.4,1.5,null,null,null,null,null,"Retired","Jan",1950,2009,"Eugene","Lane","OR","Y","Columbia","WECC","State of Oregon","Independent","Retired",null,null,null,null,0,0,0,0,"University of Oregon","Space heating","Williams Northwest",null,null,null,null,null,null,null,"BPA",null,null,null,null,null,null,null,null,null,null,0.6,3.59,4.03,1.2,0.2,0.1,0.1,0.1,null,"","",0,"2020-04-10T01:32:04",1.5,1.4,0.8,1.1599999999999999]
["University of Oregon 002",1595,"54950","002",null,"STCG","NG",null,"Natural gas",1.5,null,null,null,null,null,1.4,1.4,null,null,null,null,null,"Retired","Jan",1950,2004,"Eugene","Lane","OR","Y","Columbia","WECC","State of Oregon","Independent","Retired",null,null,null,null,0,0,0,0,"University of Oregon","Space heating","Williams Northwest",null,null,null,null,null,null,null,"BPA",null,null,null,"n/a","n/a",null,null,null,null,null,null,null,null,null,null,null,null,null,null,"","",0,"2012-03-13",1.4,1.4,0.8,1.1199999999999999]
["University of Oregon 003",1596,"54950","003",null,"STCG","NG",null,"Natural gas",2.5,null,null,null,null,null,2.5,2.5,null,null,null,null,null,"Retired","Jan",1960,2009,"Eugene","Lane","OR","Y","Columbia","WECC","State of Oregon","Independent","Retired (formerly self-generation)",null,null,null,null,0,0,0,0,"University of Oregon","Space heating","Williams Northwest",null,null,null,null,null,null,null,"BPA",null,null,null,null,null,null,null,null,null,null,null,null,null,null,null,null,null,null,null,"","",0,"2020-04-10T01:30:46",2.5,2.5,0.8,2]
["University of Washington - IC",2240,"54809","DG3,DG4,DG5,DG6,DG7",null,"IC","FO",null,"Petroleum",10,10,null,null,null,null,10,10,0.5,0.8,null,null,null,"Standby","Jun",1993,null,"Seattle","King","WA","Y","Puget Sound & Coastal","WECC","State of Washington","Independent","Self-generation; standby",null,null,null,null,1,0,10,null,"University of Washington","Space heating",null,null,"cogen",null,null,null,null,null,"SCL",null,null,null,null,null,null,null,null,null,null,null,null,null,null,null,null,null,null,"DG3, 4 OP Jun 1993, DG5 OP Jun 1994, DG6, 7 OP Aug 2003.","47.6539","-122.3036",null,"2020-07-16T17:54:21",10,10,0.93,9.3000000000000007]
["University of Washington TG 2",1598,"54809","TG2",null,"STCG","NG","FO","Natural gas",5,5,null,15,1,5,5,5,1,0.8,null,null,null,"Operating","Jan",1969,null,"Seattle","King","WA","Y","Puget Sound & Coastal","WECC","State of Washington","Independent","Self-generation",null,null,null,null,1,0,5,{"$f":"IF(ISNUMBER(T914),T914,CC914)*AN914","v":2.4000000000000004},"University of Washington","Space heating","Williams Northwest",null,"cogen",null,null,null,null,null,"SCL",null,null,null,null,null,null,2.25,1.45,1.7,0.7,0.7,2.11,1.4,2.0699999999999998,2.2999999999999998,1.9,2.1,0.8,null,"47.6539","-122.3036",0,"2020-07-16T17:55:24",5,1,0.8,2.4000000000000004]
["University of Washington West Campus Utility Plant",2241,null,null,null,"IC","FO",null,"Petroleum",6,null,null,null,null,null,null,null,null,null,null,null,null,"Standby","Apr",2017,null,"Seattle","King","WA","Y","Puget Sound & Coastal","WECC","State of Washington","Independent","Standby",null,null,null,null,1,0,6,null,"University of Washington",null,null,null,null,null,null,null,null,null,"SCL",null,null,null,null,null,null,null,null,null,null,null,null,null,null,null,null,null,null,"(3) 2MW diesel GT; $44M; space available to double capacity; plant also supplies chilled water to campus","47.653","-122.313",null,"2020-03-26T13:53:45"]
["Upper Falls 1",1600,"9096","1","2545D","ROR R. w/Div.","WAT",null,"Hydro",10,10,null,10.199999999999999,10.199999999999999,10.199999999999999,10.199999999999999,10.199999999999999,null,null,7.3,null,9,"Operating","Apr",1922,null,"Spokane R. (Spokane, WA)","Spokane","WA","Y","Columbia","WECC","Avista","IOU","Avista Utilities",null,null,null,null,1,1,10,{"$f":"IF(ISNUMBER(T916),T916,CC916)*AN916","v":7.3},null,null,null,null,null,null,null,null,null,null,"Avista",8.5,7.6,4,3.4892694063926899,2.30856164383562,1.9,1.8,5.89,8.1,8.3699999999999992,6.8,7.81,7.65,4.38,7.2,7.8,7,7.6,"Original license May 1965 - Jul 2007. 50-year relicense granted Jun 2009. Critical energy from PNUCC 2005 NRF","47.663","-117.415","http://www.avistautilities.com/resources/relicensing/spokane/project/proj_uf.asp","2020-04-09T21:45:25",{"$f":"IF(OR(I916=\"Wind\",I916=\"Solar\",I916=\"Hydro\"),J916,IF(ISNUMBER(L916),L916,IF(ISNUMBER(O916), O916, IF(ISNUMBER(Q916),Q916,J916))))","v":10},{"$f":"IF(OR(J916=\"Wind\",J916=\"Solar\",J916=\"Hydro\"),J916,IF(ISNUMBER(N916),N916,IF(ISNUMBER(P916), P916, IF(ISNUMBER(L916),L916,J916))))","v":10.199999999999999},{"$f":"IF(OR(ISBLANK(J916),ISBLANK(T916),J916=0),VLOOKUP(IF(G916=\"WAT\",\"HY\",IF(G916=\"LFG\",\"LFG\",F916)),Acapability,4,FALSE),T916/J916)","v":0.73},{"$f":"IF(ISNUMBER(T916),T916,AVERAGE(BZ916,CA916)*CB916)","v":7.3}]
["Upper Little Sheep Creek",1601,null,null,5573,"Canal","WAT",null,"Hydro",4.3,null,null,null,null,null,null,null,null,null,1.7,null,null,"Retired",null,1984,1998,"Wallowa Valley Imp. Dist. Cnl.","Wallowa","OR","Y","Columbia","WECC","Joseph Hydro Assoc., Ltd.","Independent","Retired",null,null,null,null,0,0,0,0,null,null,null,null,null,null,null,null,null,null,null,null,null,null,"n/a","n/a",null,null,null,null,null,null,null,null,null,null,null,null,null,"Exemption surrendered April 1982. Dam remains in service.","","",0,"2020-03-25T22:21:12",4.3,4.3,0.39534883720930231,1.7]
["Upper Malad",1602,"823","1","2726B","Diversion","WAT",null,"Hydro",8.3000000000000007,8.3000000000000007,null,5.8,11,11,8.1,8.1,null,null,null,null,null,"Operating","Jun",1948,null,"Big Wood R.","Gooding","ID","Y","Columbia","WECC","Idaho Power Co.","IOU","Idaho Power Co.",null,null,null,null,1,1,8.3000000000000007,4.1205499999999997,null,null,null,null,null,null,null,null,null,null,"IPC",null,null,null,null,null,null,6.34,6.91,7,7.09,7,5.93,6.35,6.42,1.9,3.4,4.2,5.8,"IPC Springs. License granted May 1965; expires July 2004.","42.864","-114.886","http://www.idahopower.com/AboutUs/OurPowerPlants/Hydroelectric/Malad/default.cfm","2020-03-21T21:47:43",8.3000000000000007,11,0.42699999999999999,4.1205499999999997]
["Upper Salmon 1 & 2 (A)",1603,"822","1,2","2777A","Storage w/Div","WAT",null,"Hydro",18,18,null,7.06,20,20,18.2,19,null,null,18,null,18,"Operating","Sep",1937,null,"Snake R.","Twin Falls","ID","Y","Columbia","WECC","Idaho Power Co.","IOU","Idaho Power Co.",null,null,null,null,1,1,18,18,null,null,null,null,null,null,null,null,null,null,"IPC",null,null,null,null,null,null,12.97,14.36,14.1,16.73,11.8,11.19,11.44,12.11,10.5,13.4,14.4,12.3,"Original license granted June 1949; expired May 1999. Relicense granted Aug 2004. Critical energy from PNUCC 2005 NRF","42.768","-114.925","http://www.idahopower.com/AboutUs/OurPowerPlants/Hydroelectric/midsnake/default.cfm","2020-03-21T21:47:59",18,20,1,18]
["Upper Salmon 3 & 4 (B)",1604,"7079","1,2","2777B","Storage w/Div","WAT",null,"Hydro",16.5,16.5,null,6.48,18,18,17.2,18.600000000000001,null,null,16,null,15,"Operating","Sep",1947,null,"Snake R.","Twin Falls","ID","Y","Columbia","WECC","Idaho Power Co.","IOU","Idaho Power Co.",null,null,null,null,1,1,16.5,16,null,null,null,null,null,null,null,null,null,null,"IPC",null,null,null,null,null,null,11.19,11.6,12.3,16.82,13.1,10.34,10.38,11.1,9.6999999999999993,14.2,13.6,12.3,"Original license granted June 1949; expired May 1999. Relicense granted Aug 2004. Critical energy from PNUCC 2005 NRF","42.765","-114.896","http://www.idahopower.com/AboutUs/OurPowerPlants/Hydroelectric/midsnake/default.cfm","2020-03-21T21:48:08",16.5,18,0.96969696969696972,16]
["Upper Turnbull Drop",1853,"57690","1",12598,"Canal","WAT",null,"Hydro",5.3,5.3,null,null,5.3,5.3,5.3,null,null,null,null,null,null,"Operating","Sep",2011,null,"Spring Valley Canal","Teton","MT","N","Missouri","WECC","Turnbull Hydro","Independent","NorthWestern (thru June 2031)",null,null,null,2031,0.31,0.31,1.643,0.70156099999999988,null,null,null,null,null,null,null,null,null,null,"NorthWestern",null,null,null,null,null,null,null,null,null,null,null,null,null,null,null,null,null,null,"Existing canal drop. (1) TG","47.601778","-112.141483",0,"2017-10-25T11:01:56",5.3,5.3,0.42699999999999999,2.2630999999999997]
["Upriver",1605,"50380","GEN1,GEN2,GEN3,GEN4,GEN5","3074A&B","Diversion","WAT",null,"Hydro",17.600000000000001,17.600000000000001,16,15.7,14.5,14.5,4.5,14.5,null,null,6.17,null,null,"Operating",null,1894,null,"Spokane R.","Spokane","WA","Y","Columbia","WECC","City of Spokane","Municipal","Avista Utilities (QF thru Dec 2019)",null,null,null,2019,1,1,17.600000000000001,6.17,null,null,null,null,"SPP",null,null,null,null,null,"Avista",null,null,8.3000000000000007,5.8326484018264804,7.2665525114155196,5.6,5.6,5.17,6,6.89,5.9,6,5.28,5.17,6.5,5.8,5.9,4.3,"Powerhouse 1: (3) 2.0 MW units. Powerhouse 2: (2) 5.850 MW units. License granted June 1981; expires May 2031. Pumping station for City of Spokane Water Department.","47.682","-117.332","http://www.spokanewater.org/?page_id=21","2020-03-22T21:59:29",17.600000000000001,14.5,0.35056818181818178,6.17]
["Vaagen Brothers Lumber",1606,"50120","0001",null,"STCG","WW",null,"Biomass",4,null,4,null,3.7,3.9,3.7,3.9,null,null,null,null,null,"Retired","Dec",1979,2009,"Colville","Stevens","WA","Y","Columbia","WECC","Vaagen Brothers Lumber","Independent","Retired (formerly Idaho Power Co. (QF))",null,null,null,null,0,0,0,0,"Vaagen Brothers Lumber","Lumber & wood products",null,null,null,null,null,null,null,null,null,null,null,null,null,null,null,null,null,null,null,null,null,null,null,null,null,null,null,null,"48.549364","-117.917875",0,"2020-03-25T22:40:06",4,3.7,0.8,3.08]
["Vale Air Solar Center",2119,"60335","VASC1",null,"PV","SOL",null,"Solar",10,10,null,null,null,null,10,10,null,null,2.62,null,null,"Operating","Dec",2016,null,"Vale, OR","Malheur","OR","Y","Columbia","WECC","HelioSage","Independent","Idaho Power Co (20 yr ESA)",null,null,null,2036,1,1,10,2.62,null,null,null,null,"SPP",null,null,null,null,"Single-axis","IPC",null,null,null,null,null,null,null,null,null,null,null,null,null,null,0.1,2.2999999999999998,2.5,2.5,"Crystalline silicone. Single-axis tracker. 13MWdc. ~(47,000) PV modules on a racking structure, 25 separate concrete pads.  IPC waives any claim to ownership of environmental attributes - per the ESA.","43.963","-117.258",null,"2017-10-25T11:52:06",10,10,0.26200000000000001,2.62]
["Vale I Solar",2268,"61856","VALE",null,"PV","SOL",null,"Solar",3,3,null,null,null,null,null,null,null,null,null,null,null,"Operating","Dec",2019,null,"Vale, OR","Malheur","OR","Y","Columbia","WECC","Enerparc Solar Development","Independent","Idaho Power PURPA PPA",null,null,null,2039,1,1,3,null,null,null,null,null,"SPP",null,null,null,null,null,"IPC",null,null,null,null,null,null,null,null,null,null,null,null,null,null,null,null,null,null,null,44.161580000000001,-117.44074999999999,null,"2020-03-31T22:03:20",3,3,0.254,0.76200000000000001]
["Valley Creek (SP Solar 8)",2275,"61828","PGRC6",null,"PV","SOL",null,"Solar",2.2000000000000002,2.2000000000000002,null,null,null,null,2.2000000000000002,2.2000000000000002,null,null,null,null,null,"Operating","Mar",2018,null,"NW of Salem","Polk","OR","Y","Columbia","WECC","Pine Gate Renewables (developer)","Independent","PGE (20yr QF)",null,null,null,2038,1,1,2.2000000000000002,null,null,null,null,null,"SPP",null,null,null,null,"Fixed tilt","PGE",null,null,null,null,null,null,null,null,null,null,null,null,null,null,null,0,0.4,0.4,"Fixed tilt. Crystalline silicon. Azimuth angle 180, tilt 20. 3.1MWdc.","45.033331","-123.093931","https://pgrenewables.com/portfolio-item/valley-creek-2/","2018-08-28T09:05:46",2.2000000000000002,2.2000000000000002,0.254,0.55880000000000007]
["Valley Medical Center",1607,null,null,null,"ICCG","NG",null,"Natural gas",3.6,null,null,null,null,null,null,null,null,null,null,null,null,"Operating",null,1997,null,"Renton","King","WA","Y","Puget Sound & Coastal","WECC","King County Public Hospital District 1","Independent","Self-generation",null,null,null,null,1,0,3.6,{"$f":"IF(ISNUMBER(T927),T927,CC927)*AN927","v":2.8800000000000003},"Valley Medical Center","Hospital","Williams Northwest",null,null,null,null,null,null,null,null,null,null,null,null,null,null,null,null,null,null,null,null,null,null,null,null,null,null,null,"","",0,"2020-04-10T01:35:32",3.6,3.6,0.8,2.8800000000000003]
["Vander Haak Dairy",1876,null,null,null,"BGICCG","AW",null,"Biomass",0.45,null,0.4,0.4,null,null,null,null,null,null,null,null,null,"Operating","Nov",2004,null,"Lynden","Whatcom","WA","Y","Columbia","WECC",null,"Independent","Puget Sound Energy",null,null,null,null,1,1,0.45,0.30000000000000004,"Internal thermal load","Waste digester",null,null,null,null,null,null,null,null,"PSE",null,null,null,null,null,null,null,null,null,null,null,null,null,null,null,null,null,null,"Anaerobic digestor and reciprocating engines.","","",0,"2020-03-23T13:58:55",0.4,0.4,0.75,0.30000000000000004]
["Vansycle Wind Energy Center I",1608,"55125","WGNS",null,"WT","WND",null,"Wind",25,25,null,null,8,8,25,25,null,null,8.4659999999999993,null,null,"Operating","Dec",1998,null,"Helix","Umatilla","OR","Y","Columbia","WECC","NextEra Energy Resources","Independent","Portland General Electric (30 yr PPA 1997 - 2027)",null,"PNW IOU",null,2027,1,1,25,8.4659999999999993,null,null,null,null,null,"(38) Vestas V47-660",50,47,1,null,"BPA",8.4,8.5,8.6999999999999993,7.6529680365296802,7.5602739726027401,8,8.9700000000000006,7.86,8.4,4.46,7.9,7.24,7.71,7.12,8.6999999999999993,7.3,7.7,6.6,"(38) Vestas V47 660 WTG. Energy based on 34% capacity factor. Design wind speed 22.4mph.","45.921","-118.605","http://en.wikipedia.org/wiki/Vansycle_Wind_Project","2017-10-25T11:52:42",25,8,0.33864,8.4659999999999993]
["Vansycle Wind Energy Center II",1919,"58324","SIE23",null,"WT","WND",null,"Wind",98.9,98.9,null,null,null,null,98.9,98.9,null,null,null,null,null,"Operating","Dec",2009,null,"Helix","Umatilla","OR","Y","Columbia","WECC","NextEra Energy Resources","Independent","Avangrid (formerly Iberdrola) (2009 - 2034)",null,"market",null,2034,0,1,0,0,null,null,null,null,null,"(43) Siemens SWT-2.3-93",80,93,2,null,"PACW",null,null,null,null,null,null,null,null,null,null,null,29.59,32.24,25.94,30,23.6,32,23.5,"(42) Siemens SWT 2.3 MW WTG. Design wind speed 19mph.","45.914681","-118.58903","http://en.wikipedia.org/wiki/Vansycle_Wind_Project","2017-10-25T11:53:07",98.9,98.9,0.32,31.648000000000003]
["Vantage Wind Project",1855,"57188","1",null,"WT","WND",null,"Wind",90,90,null,null,null,null,90,90,null,null,null,null,null,"Operating","Nov",2010,null,"Vantage","Kittitas","WA","Y","Columbia","WECC","Invenergy","Independent","PG&E (2010-2025)",null,"CA IOU",null,2025,0,0,0,0,null,null,null,null,null,"(60) GE 1.5 SLE",80,77,2,null,"PSE",null,null,null,null,null,null,null,null,7.27,33.200000000000003,30,28.03,29.94,27.06,29.6,28.1,28.9,27.2,"(60) GE 1.5 MW WTG. Design wind speed 17.4mph.","46.896","-120.1215","http://www.invenergyllc.com/ProjectsbyCountry/UnitedStates/Vantage.aspx","2017-10-25T11:53:48",90,90,0.32,28.8]
["Wagon Trail (Echo Wind Farm)",1987,"56974","1",null,"WT","WND",null,"Wind",3.3,3.3,null,null,3.3,3.3,3.3,3.3,null,null,null,null,null,"Operating","Jul",2009,null,"Echo vicinity","Morrow/Umatilla","OR","Y","Columbia","WECC","Exelon (John Deere Renwables)","Independent","PacifiCorp",null,"PNW IOU",null,null,1,1,3.3,1.056,null,null,null,"PacifiCorp Irrigon Substation","SPP","(2) Vestas V82-1.65",80,82,2,null,"PACW",null,null,null,null,null,null,null,0.27,0.7,0.87,0.9,0.89,0.86,0.75,0.7,0.7,0.9,0.7,"Wagon Trail is a part of Echo Wind Farm (1-9).  Echo Wind Farm (1-9) is powered by (10) RePower MM92 turbines and (27) Vestas V82 turbines.  Echo Wind Farm has a capacity of 64.5 MW. Design wind speed 12.2mph.",{"$f":"IF(ISNA(VLOOKUP($B932,lkpLatLong,3,FALSE)),\"\",VLOOKUP($B932,lkpLatLong,3,FALSE))","v":"45.724"},{"$f":"IF(ISNA(VLOOKUP($B932,lkpLatLong,4,FALSE)),\"\",VLOOKUP($B932,lkpLatLong,4,FALSE))","v":"-119.436"},"http://www.rnp.org/node/echo-windfarms-1-9","2017-10-25T11:54:04",3.3,3.3,0.32,1.056]
["Wah Chang",1609,null,null,null,"ICCG","NG",null,"Natural gas",14,null,14,null,null,null,null,null,null,null,null,null,null,"Operating",null,2001,null,"Millersburg","Linn","OR","Y","Columbia","WECC","Wah Chang","Independent","Self generation (assume)",null,null,null,null,1,0,14,11.200000000000001,"Wah Chang","Steam to metals processing","Williams Northwest",null,null,null,null,null,null,null,null,null,null,null,null,null,null,null,null,null,null,null,null,null,null,null,null,null,null,"(5) 2.8 MW units.","44.6587","-123.064331",0,"2020-04-10T01:36:33",14,14,0.8,11.200000000000001]
["Wallowa Falls",1610,"3041","1",308,"ROR R. w/Div.","WAT",null,"Hydro",1.1000000000000001,1.1000000000000001,null,0.45,1,1,1.1000000000000001,1.1000000000000001,null,null,null,null,null,"Operating",null,1921,null,"Wallowa Cr., E. Fk.","Wallowa","OR","Y","Columbia","WECC","PacifiCorp","IOU","PacifiCorp",null,null,null,null,1,1,1.1000000000000001,0.44835000000000003,null,null,null,null,null,null,null,null,null,null,"PACW",0.4,0.6,0.3,0.31666666666666698,0.29851598173515997,0.2,0.23,0.76,0.9,0.9,0.6,0.61,0.27,0.4,0.5,0.5,0.5,0.3,"PAC minor. Original license granted April 1924; expired March 1974.","45.266702","-117.212732",0,"2020-03-21T21:48:40",1.1000000000000001,1,0.42699999999999999,0.44835000000000003]
["Walterville",1611,"3071","1","2496B","Canal","WAT",null,"Hydro",8,8,null,3.1,7.5,7.5,7.5,7.5,null,null,6,null,7,"Operating",null,1911,null,"McKenzie R.","Lane","OR","Y","Columbia","WECC","City of Eugene (EWEB)","Municipal","EWEB",null,null,null,null,1,1,8,6,null,null,null,null,null,null,null,null,null,null,"BPA",null,null,null,null,2.3832191780821899,5.0999999999999996,4.45,6.56,5.7,6.14,7,7.17,6,4.63,5.9,7,5.9,5.0999999999999996,"Original license granted June 1968; expired December 1993. Critical energy from PNUCC 2005 NRF","44.064","-122.878","http://www.eweb.org/resources/leaburg","2020-03-21T21:48:50",8,7.5,0.75,6]
["Wanapum 1 - 10",1612,"3888","10,2A,3,4,5A,6,7A,8,9","2114B","ROR","WAT",null,"Hydro",1220,1061.5999999999999,null,836,1114,1114,1061.5999999999999,1061.5999999999999,null,null,526.35776255707799,null,383,"Operating","Jun",1963,null,"Columbia R.","Grant","WA","Y","Columbia","WECC","Grant Co. PUD","PUD",null,null,null,"Upgrade scheduled for completion in summer 2020, includes capacity and efficiency improvements. Will include all turbines and generators. Ultimate nameplate capacity will be 1220 MW.",null,1,1,1220,526.35776255707799,null,null,null,null,null,null,null,null,null,null,"Grant Co. PUD",543,463.1,525,571.41438356164394,586.93789954337899,605,536.07000000000005,497.6,479.24,632.61,592,602.98,416.75,570.6,605.6,598,609.29999999999995,485.4,"Original license granted Nov 1955; expired Oct 2005. Renewed Apr 2008 through 2052. Critical energy from PNUCC 2005 NRF (After encroachment). Undergoing upgrades on all ten turbines 2014-2020. Upgrade 103.8MW to 122MW turbines.","46.88","-119.969","http://www.nwcouncil.org/energy/powersupply/dams/dam.asp?id=6","2020-03-20T22:45:49",1220,1114,0.43144078898121146,526.35776255707799]
["Wapato Drop 2 (#1)",1613,"6507","1","Federal","Canal","WAT",null,"Hydro",2.5,2.5,null,0.59,2.1,2.2999999999999998,2.1,2.1,null,null,0.20699999999999999,null,null,"Operating","Aug",1942,null,"Wapato Main Cnl. (Yakima R. off-stream)","Yakima","WA","Y","Columbia","WECC","Yakama Nation","Tribal","Grant PUD",null,null,null,null,1,1,2.5,0.20699999999999999,null,null,null,null,null,null,null,null,null,null,"BPA",null,null,null,null,null,null,null,null,0.5,0.17,0.2,0.49,0.48,0,0.1,0,0,0,"(1) 2500 kW unit. Transferred to Yakama Nation from BIA. Refurbished and restored to service Aug 2009.","46.4492","-120.5342",0,"2020-03-22T22:02:59",2.5,2.1,8.2799999999999999E-2,0.20699999999999999]
["Wapato Drop 3 (#1 - 2)",1614,"6508","1,2","Federal","Canal","WAT",null,"Hydro",1.6,1.6,null,0.22,1,1.4,1,1,null,null,null,null,null,"Operating","May",1932,null,"Wapato Main Cnl. (Yakima R. off-stream)","Yakima","WA","Y","Columbia","WECC","Yakama Nation","Tribal","Grant PUD",null,null,null,null,1,1,1.6,0.55510000000000004,null,null,null,null,null,null,null,null,null,null,"BPA",null,null,null,null,null,null,null,null,0.2,0.18,0.1,0,null,null,null,null,null,null,"(2) 600 kW units. Transferred to Yakama Nation from BIA. Refurbished and restored to service Aug 2009.","46.423133","-120.5342",0,"2020-03-22T22:03:15",1.6,1,0.42699999999999999,0.55510000000000004]
["Ward Butte (Echo Wind Farm)",1988,"56975","1",null,"WT","WND",null,"Wind",6.6,6.6,null,null,6.6,6.6,6.6,6.6,null,null,null,null,null,"Operating","Jul",2009,null,"Echo vicinity","Morrow/Umatilla","OR","Y","Columbia","WECC","Exelon (John Deere Renwables)","Independent","PacifiCorp",null,"PNW IOU",null,null,1,1,6.6,2.1120000000000001,null,null,null,"PacifiCorp Irrigon Substation","SPP","(4) Vestas V82-1.65",80,82,2,null,"PACW",null,null,null,null,null,null,null,0.72,1.7,2.15,2,2.0499999999999998,2.02,1.78,1.9,1.7,2.1,1.7,"Wagon Trail is a part of Echo Wind Farm (1-9).  Echo Wind Farm (1-9) is powered by (10) RePower MM92 turbines and (27) Vestas V82 turbines.  Echo Wind Farm has a capacity of 64.5 MW. Design wind speed 12.2mph.","45.724","-119.436","http://www.rnp.org/node/echo-windfarms-1-9","2017-10-25T12:02:09",6.6,6.6,0.32,2.1120000000000001]
["Warm Springs Forest Products 1 - 3",1615,"50426","GEN1,GEN2,GEN3",null,"STCG","WW",null,"Biomass",9,9,0.2,null,9,9,7.8,7.5,null,null,null,null,null,"Retired","Jan",1976,2016,"Warm Springs","Wasco","OR","Y","Columbia","WECC","Warm Springs Forest Products Industries","Independent","Retired (formerly listed NUG per 2009 White Book)",null,null,null,null,0,0,0,0,"Warm Springs Forest Products","Lumber & wood products",null,null,null,null,null,null,null,null,"PACW",null,null,5.8,8.3702054794520606,10.250799086758001,0,0.02,9.4,0.4,0.12,0.4,0.16,0.17,0.12,null,null,null,null,"(2) relocated 1927 vintage power boilers and (3) 3 MW STG, one idle. Installation of new boiler underway. Plant retired and disassembled as part of bankruptcy.","44.765664","-121.233882",0,"2020-03-25T22:40:25",0.2,9,0.8,3.6799999999999997]
["Water Street",1616,null,null,6943,"Canal","WAT",null,"Hydro",0.16,null,0.1,0.1,null,null,null,null,null,null,0.12,null,null,"Operating",null,1985,null,"Stayton Power Cnl.","Marion","OR","Y","Columbia","WECC","Santiam Water Control District","Independent","PacifiCorp (QF thru Dec 2019)",null,null,null,2019,1,1,null,null,null,null,null,null,null,null,null,null,null,null,null,null,null,null,null,null,null,null,null,null,null,null,null,null,null,null,null,null,null,"Exemption granted December 1984.","","",0,"2020-03-22T22:00:03",0.16,0.1,0.75,0.12]
["Weeks Falls",1617,"54387","GEN1",7563,"Diversion","WAT",null,"Hydro",4.3,4.3,5,2,1,0,4.2,4.2,null,null,1.88,null,null,"Operating","Jun",1990,null,"Snoqualamie R., S. Fk.","King","WA","Y","Puget Sound & Coastal","WECC","South Fork II Associates","Independent","Puget Sound Energy (QF thru Dec 2022)",null,null,null,2022,1,1,{"$f":"AN942*J942","v":4.3},{"$f":"IF(ISNUMBER(T942),T942,CC942)*AN942","v":1.88},null,null,null,null,"SPP",null,null,null,null,null,"PSE",1.5,1.3,1.4,0.93687214611872105,1.4487442922374401,1.5,1.35,1.41,1.5,1.81,2,1.68,1.87,0.97,1.3,1.6,1.7,1.1000000000000001,"License granted April 1985; expires March 2035.","47.43348","-121.6483",0,"2020-03-22T22:00:38",4.3,1,0.43720930232558136,1.88]
["Wells U1 - U10",1618,"3886","U-1,U-2,U-3,U-4,U-5,U-6,U-7,U-8,U-9,U-10",2149,"ROR","WAT",null,"Hydro",774.3,774,null,775,840,840,840,840,null,null,527,null,410,"Operating","Sep",1967,null,"Columbia R.","Douglas","WA","Y","Columbia","WECC","Douglas Co. PUD","PUD","PGE contracts for 147 MW capacity and 85 Mwa energy through August 2018. PGE 10yr  contract for 130-160MW beg 2021. PSE signed 3-yr contract for 25 MW (44MW winter peaking capacity), thru 2021 (?).",null,null,"As part of 2012 FERC relicense, no proposed changes to project operation, installed capacity, or average annual generation.",null,1,1,{"$f":"AN943*J943","v":774.3},{"$f":"IF(ISNUMBER(T943),T943,CC943)*AN943","v":527},null,null,null,null,null,null,null,null,null,null,"Douglas Co. PUD",445,438.9,441.3,464.02340182648402,470.70445205479501,492,438.05,429.15,402.51,533.29,531.5,511.38,506.09,491.4,493.3,518.5,506.7,420.9,"License granted July 1962; expires June 2012. Relicensed in 2012 (40 year license), with a rated installed capacity of 774.25 (10 units) and dependable capacity of 715 MW.","47.950","-119.859","http://www.nwcouncil.org/energy/powersupply/dams/dam.asp?id=9","2020-03-20T22:46:00",774.3,840,0.68061474880537265,527]
["West Boise WWTP",1619,null,null,null,"ICCG","WG",null,"Biomass",0.18,null,0,0.1,null,null,null,null,null,null,null,null,null,"Operating",null,1991,null,"Boise","Ada","ID","Y","Columbia","WECC","City of Boise","Independent","Listed NUG per 2009 White Book",null,null,null,null,1,0,{"$f":"AN944*J944","v":0.18},{"$f":"IF(ISNUMBER(T944),T944,CC944)*AN944","v":0},"West Boise Wastewater Treatment Plant","Wastewater treatment",null,null,null,null,null,null,null,null,null,null,null,null,null,null,null,null,null,null,null,null,null,null,null,null,null,null,null,null,"","",0,"2020-03-23T12:55:36",0,0,0.8,0]
["West Hines Solar I",2339,"63796","1",null,"PV","SOL",null,"Solar",10,10,null,null,null,null,10,10,null,null,null,null,null,"Operating","Jun",2020,null,"Harney Cty","Harney","OR","Y","Columbia","WECC","Evans Dixon/US Solar Fund","Independent","PURPA QF w/ PGE",null,null,null,null,null,null,null,null,null,null,null,null,"SPP",null,null,null,null,null,null,null,null,null,null,null,null,null,null,null,null,null,null,null,null,null,null,null,null,null,43.502589999999998,-119.14709999999999,null,"2020-10-26",10,10,0.254,2.54]
["West Linn",1620,null,null,"2233A","ROR","WAT",null,"Hydro",3.6,null,null,null,null,null,null,null,null,null,2.2999999999999998,null,null,"Retired",null,null,2003,"Willamette R.","Clackamas","OR","Y","Columbia","WECC","Portland General Electric","Independent","Retired",null,null,null,null,0,0,{"$f":"AN946*J946","v":0},null,null,null,null,null,null,null,null,null,null,null,null,null,null,null,"n/a","n/a",null,null,null,null,null,null,null,null,null,null,null,null,null,"License granted January 1955; expired December 2004. Relicensed Dec 2005 - Nov 2035. Purchased by PGE from West Linn Paper and retired 2003.","","",0,"2020-03-25T22:24:12",3.6,3.6,0.63888888888888884,2.2999999999999998]
["West Side",1623,"3042",null,"2082G","ROR R. w/Div.","WAT",null,"Hydro",0.6,null,null,null,1,1,null,null,null,null,null,null,null,"Operating","Oct",1908,null,"Klamath R.","Klamath","OR","Y","Klamath","WECC","PacifiCorp","IOU","PacifiCorp",null,null,null,null,1,1,0.6,{"$f":"IF(ISNUMBER(T947),T947,CC947)*AN947","v":0.34160000000000001},null,null,null,null,null,null,null,null,null,null,"PACW",0.3,0.1,0,4.3378995433789999E-3,8.4360730593607297E-2,0,0.02,null,null,null,null,null,null,null,null,null,null,null,"Link R. Dam. PAC Klamath project.","","",0,"2010-08-17",0.6,1,0.42699999999999999,0.34160000000000001]
["Weyerhaeuser (Dallas)",1628,null,null,null,"STCG","WW",null,"Biomass",4.5,null,null,null,null,null,null,null,null,null,null,null,null,"Retired",null,null,2002,"Dallas","Polk","OR","Y","Columbia","WECC","Weyerhaeuser Co.","Independent","Retired",null,null,null,null,0,0,0,0,"Weyerhaeuser Co.","Lumber & wood products",null,null,null,null,null,null,null,null,null,null,null,null,null,"n/a",null,null,null,null,null,null,null,null,null,null,null,null,null,"Boiler & turbine/generator in place but retired","","",0,"2008-10-06",{"$f":"IF(OR(I948=\"Wind\",I948=\"Solar\",I948=\"Hydro\"),J948,IF(ISNUMBER(L948),L948,IF(ISNUMBER(O948), O948, IF(ISNUMBER(Q948),Q948,J948))))","v":4.5},{"$f":"IF(OR(J948=\"Wind\",J948=\"Solar\",J948=\"Hydro\"),J948,IF(ISNUMBER(N948),N948,IF(ISNUMBER(P948), P948, IF(ISNUMBER(L948),L948,J948))))","v":4.5},{"$f":"IF(OR(ISBLANK(J948),ISBLANK(T948),J948=0),VLOOKUP(IF(G948=\"WAT\",\"HY\",IF(G948=\"LFG\",\"LFG\",F948)),Acapability,4,FALSE),T948/J948)","v":0.8},{"$f":"IF(ISNUMBER(T948),T948,AVERAGE(BZ948,CA948)*CB948)","v":3.6}]
["Weyerhaeuser (Longview) TG 1 (Nippon Dynawave Packaging)",1629,"50187","TG1",null,"RBCG","BL","WW","Biomass",5,8,44,null,4.7,4.7,7.4,7.5,null,null,null,null,null,"Operating",null,1948,null,"Longview","Cowlitz","WA","Y","Columbia","WECC","Weyerhaeuser Co.","Independent",null,null,null,null,null,1,0,5,19.480000000000004,"Weyerhaeuser Co. Longview Mill","Kraft, semichemical, board and paper mills",null,null,null,null,null,null,null,null,"BPA",null,null,null,0,0,null,null,null,null,null,null,null,null,null,null,null,null,null,"Status per DOE/EIA-860B (2000).","","",0,"2020-03-31T17:04:45",44,4.7,0.8,19.480000000000004]
["Weyerhaeuser (Longview) TG 2 (Nippon Dynawave Packaging)",1630,"50187","TG2",null,"RBCG","BL","WW","Biomass",5,5,null,null,4.7,4.7,4.7,4.7,null,null,null,null,null,"Operating",null,1948,null,"Longview","Cowlitz","WA","Y","Columbia","WECC","Weyerhaeuser Co.","Independent","Self-generation",null,null,null,null,1,0,5,3.7600000000000002,"Weyerhaeuser Co. Longview Mill","Kraft, semichemical, board and paper mills",null,null,null,null,null,null,null,null,"BPA",21.1,30.4,32.700000000000003,33.346689497716902,36.931278538812798,39.5,39.19,38,37.5,32.549999999999997,35,36.729999999999997,36.83,33.42,32.4,28.7,33.6,31.5,"Fuel & op status per DOE/EIA-0095(99)/2. Two RBs at site per L-P.","46.131090","-122.982786",0,"2017-10-24T12:47:15",4.7,4.7,0.8,3.7600000000000002]
["Weyerhaeuser (Longview) TG 3E (Nippon Dynawave Packaging)",1631,"50187","TG3E",null,"RBCG","BL","WW","Biomass",5,null,null,null,null,null,null,null,null,null,null,null,null,"Idle",null,1945,null,"Longview","Cowlitz","WA","Y","Columbia","WECC","Weyerhaeuser Co.","Independent",null,null,null,null,null,0,0,0,0,"Weyerhaeuser Co. Longview Mill","Kraft, semichemical, board and paper mills",null,null,null,null,null,null,null,null,null,null,null,null,0,0,null,null,null,null,null,null,null,null,null,null,null,null,null,"Status per DOE/EIA-860B (2000).","","",0,"2020-03-31T17:04:49",5,5,0.8,4]
["Weyerhaeuser (Longview) TG 4 (Nippon Dynawave Packaging)",1632,"50187","TG4",null,"RBCG","BL","WW","Biomass",18,18,null,null,18,18,16.7,16.899999999999999,null,null,null,null,null,"Operating",null,1954,null,"Longview","Cowlitz","WA","Y","Columbia","WECC","Weyerhaeuser Co.","Independent","Self-generation",null,null,null,null,1,0,18,14.4,"Weyerhaeuser Co. Longview Mill","Kraft, semichemical, board and paper mills",null,null,null,null,null,null,null,null,"BPA",null,null,null,null,null,null,null,null,null,null,null,null,null,null,null,null,null,null,"Fuel & op status per DOE/EIA-0095(99)/2. Two RBs at site per L-P.","46.131090","-122.982786",0,"2017-10-24T12:47:36",18,18,0.8,14.4]
["Weyerhaeuser (Longview) TG 5 (Nippon Dynawave Packaging)",1633,"50187","TG5",null,"STCG","COL",null,"Coal",31.4,31.4,null,null,29.2,29.5,29.2,29.5,null,null,null,null,null,"Operating",null,1976,null,"Longview","Cowlitz","WA","Y","Columbia","WECC","Weyerhaeuser Co.","Independent","Self-generation",null,null,null,null,1,0,31.4,23.480000000000004,"Weyerhaeuser Co. Longview Mill","Kraft, semichemical, board and paper mills",null,null,null,null,null,null,null,null,"BPA",null,null,null,null,null,null,null,null,null,null,null,null,null,null,null,null,null,null,"Fuel & op status per DOE/EIA-0095(99)/2. Two RBs at site per L-P.","46.131090","-122.982786",0,"2020-04-10T10:47:04",29.5,29.2,0.8,23.480000000000004]
["Weyerhaeuser (Sweet Home)",1638,null,null,null,"STCG","WW",null,"Biomass",6,null,null,null,null,null,null,null,null,null,null,null,null,"Retired",null,null,2002,"Sweet Home","Linn","OR","Y","Columbia","WECC","Weyerhaeuser Co.","Independent","Retired",null,null,null,null,0,0,0,0,"Weyerhaeuser Co.","Lumber & wood products",null,null,null,null,null,null,null,null,null,null,null,null,null,"n/a",null,null,null,null,null,null,null,null,null,null,null,null,null,"Plant closed, turbine/generator dismantled","","",0,"2005-07-20",6,6,0.8,4.8000000000000007]
["Whatcom Co. MSW",1639,null,null,null,"CG","REF",null,"Biomass",2,null,null,null,null,null,null,null,null,null,null,null,null,"Retired",null,1986,"Unknown","Ferndale","Whatcom","WA","Y","Puget Sound & Coastal","WECC","Recomp of Washington","Independent","Retired",null,null,null,null,0,0,0,0,null,null,null,null,null,null,null,null,null,null,null,null,null,null,null,null,null,null,null,null,null,null,null,null,null,null,null,null,null,null,"","",0,"2005-07-19",2,2,0.8,1.6]
["Wheat Field",1640,"56854","GEN1",null,"WT","WND",null,"Wind",96.6,97,null,null,null,null,96.6,96.6,null,null,28,null,null,"Operating","Jun",2009,null,"Arlington","Gilliam","OR","Y","Columbia","WECC","Horizon Wind Energy","Independent","Snohomish (20yr PPA)",null,"PNW Public",null,2028,1,1,96.6,28,null,null,null,null,null,"(46) Suzlon S88-2100",80,88,2,null,"BPA",null,null,null,null,null,null,null,19.809999999999999,22.61,26.18,23.6,24.42,25.35,20.63,22.7,20.5,24.5,21,"(46) Suzlon S88-2.1 MW WTG. Design wind speed 19mph.","45.66783","-120.1667","http://www.horizonwind.com/projects/whatwevedone/wheat-field.aspx","2017-10-25T12:12:08",96.6,96.6,0.28985507246376813,28]
["Wheatridge Wind Facility",2064,"62745","WIND",null,"WT","WND",null,"Wind",300,300,null,null,null,null,null,null,null,null,null,null,null,"Operating","Dec",2020,null,"Heppner, OR","Morrow/Umatilla","OR","Y","Columbia","WECC","NextEra Energy Resources owns majority, PGE owns 100 MW","Independent","PGE (30 yr PPA)","PGE (bundled)","PNW IOU",null,2050,1,1,300,null,null,null,null,null,null,"(120) GE 2.3 and 2.5",null,null,null,null,"PGE",null,null,null,null,null,null,null,null,null,null,null,null,null,null,null,null,null,null,"Phase I of a planned 500MW wind + 150MW solar+storage facility.",45.557650000000002,-119.6173,null,"2021-01-05T17:29:45",300,300,0.32,96]
["Whiskey Run",1642,"456",null,null,"WT","WND",null,"Wind",1.3,null,null,null,null,null,null,null,null,null,0,null,null,"Retired",null,1981,"Unknown",null,null,"OR","Y","Puget Sound & Coastal","WECC",null,"Independent","Retired",null,null,null,null,0,0,0,{"$f":"IF(ISNUMBER(T958),T958,CC958)*AN958","v":0},null,null,null,null,null,null,null,null,null,null,null,null,null,null,null,null,null,null,null,null,null,null,null,null,null,null,null,null,null,null,{"$f":"IF(ISNA(VLOOKUP($B958,lkpLatLong,3,FALSE)),\"\",VLOOKUP($B958,lkpLatLong,3,FALSE))","v":""},{"$f":"IF(ISNA(VLOOKUP($B958,lkpLatLong,4,FALSE)),\"\",VLOOKUP($B958,lkpLatLong,4,FALSE))","v":""},"","2008-04-14",1.3,1.3,0,0]
["White Creek",1643,"56487","1",null,"WT","WND",null,"Wind",204.7,204,null,null,null,null,204,204,null,null,68,null,null,"Operating","Nov",2007,null,"Roosevelt","Klickitat","WA","Y","Columbia","WECC","White Creek Wind, LLC (Lehman Brothers, Prudential Capital Group, Summit Power). Klickitat, Tanner, Cowlitz and Lakeview have option to purchase after ten years.","Independent","Klickitat (47 MW), Benton PUD (6 MW), Cowlitz (94 MW), Lakeview (2 MW), Tanner Electric Coop (4 MW), Snohomish (20 MW), Emerald (15 MW), Franklin (10 MW), Benton PUD (3 MW), landowners (3 MW).",null,"PNW Public",null,2027,1,1,204.7,68,null,null,null,null,null,"(89) Siemens SWT-2.3-93",79,93,2,null,"BPA",null,null,null,null,null,null,72.62,62.95,60.74,68.75,61.7,63.55,62.15,55.18,63.4,53.5,62.1,56.8,"(89) Siemens 2.3 MW Mk II WTG. Snohomish, Emerald, Franklin, Benton and landowners purchases from Lakeview's share. Design wind speed 17.6mph.","45.746543","-120.223861","http://www.cowlitzpud.org/pdf/WC_Q&A_07.pdf","2017-10-25T12:12:29",204.7,204,0.3321934538348803,68]
["White Ranch (Mud Cr.)",1644,null,null,4115,"Conduit","WAT",null,"Hydro",0.28000000000000003,null,0.1,0.28000000000000003,null,null,null,null,null,null,0.15,null,null,"Operating",null,1986,null,"Mud Cr.","Twin Falls","ID","Y","Columbia","WECC","T.G. White","Independent","Idaho Power Co. (QF thru Jan 2021)",null,null,null,2021,1,1,0.28000000000000003,0.15,null,null,null,null,null,null,null,null,null,null,null,null,null,null,null,null,null,null,null,null,null,null,null,null,null,null,null,null,null,"Exemption granted November 1981.","","",0,"2020-03-22T22:00:53",0.28000000000000003,0.1,0.5357142857142857,0.15]
["White River",1645,"3862","1,2,3,4","2494A&B","ROR R. w/Div.","WAT",null,"Hydro",70,null,null,null,70,70,70,70,null,null,46,null,39,"Retired",null,1912,2004,"Lake Tapps Flume","Pierce","WA","Y","Puget Sound & Coastal","WECC","Puget Sound Energy","IOU","Retired (was PSE)",null,null,null,null,0,0,0,0,null,null,null,null,null,null,null,null,null,null,"PSE",null,null,null,null,null,null,null,null,null,null,null,null,null,null,null,null,null,null,"Shut down in lieu of relicensing, Jan 2004 (License revoked). Facilities retained. Critical energy from PNUCC 2005 NRF","47.239","-122.226",0,"2015-03-06T10:20:10",70,70,0.65714285714285714,46]
["White Water Ranch A",1646,null,null,"6271A","Diversion","WAT",null,"Hydro",5.5E-2,null,5.5E-2,0.1,null,null,null,null,null,null,null,null,0,"Operating",null,1985,null,"Stoddard Cr.","Gooding","ID","Y","Columbia","WECC","White Water Ranch","Independent","Idaho Power Co. (QF thru Jul 2020)",null,null,null,2020,1,1,5.5E-2,2.3484999999999999E-2,null,null,null,null,null,null,null,null,null,null,null,null,null,null,null,null,null,null,null,null,null,null,null,null,null,null,null,null,null,"(1) 55kW unit. Exemption granted September 1982. Critical energy from PNUCC 2005 NRF","","",0,"2020-03-22T22:01:09",5.5E-2,5.5E-2,0.42699999999999999,2.3484999999999999E-2]
["White Water Ranch C",1647,null,null,"6271C","Diversion","WAT",null,"Hydro",0.115,null,0,null,null,null,null,null,null,null,0.06,null,null,"Operating",null,1985,null,"Stoddard Cr.","Gooding","ID","Y","Columbia","WECC","White Water Ranch","Independent","Idaho Power Co. (QF thru Jul 2020)",null,null,null,2020,1,1,0.115,0.06,null,null,null,null,null,null,null,null,null,null,null,null,null,null,null,null,null,null,null,null,null,null,null,null,null,null,null,null,null,"(1) 115 kW unit. Exemption granted September 1982.","","",0,"2010-06-02",0.115,0,0.52173913043478259,0.06]
["Whitefish",1648,null,null,6941,"Conduit","WAT",null,"Hydro",0.19,null,null,null,null,null,null,null,null,null,0.11,null,null,"Operating",null,1985,null,"Haskill Cr., Trib.","Flathead","MT","Y","Columbia","WECC","City of Whitefish","Municipal","Flathead Electric Cooperative (20 yr QF)",null,null,null,null,1,1,0.19,0.11,null,null,null,null,null,null,null,null,null,null,null,null,null,null,null,null,null,null,null,null,null,null,null,null,null,null,null,null,null,"Exemption granted April 1988. Inoperable, to be repaired (11/01).","","",0,"2020-03-26T10:18:27",0.19,0.19,0.57894736842105265,0.11]
["Whitehorn Generating Station 1",1649,null,null,null,"GT","FO",null,"Petroleum",61,null,null,null,null,null,null,null,null,null,null,null,null,"Retired",null,1974,1999,"Ferndale","Whatcom","WA","Y","Puget Sound & Coastal","WECC","Puget Sound Energy","IOU","Retired",null,null,null,null,0,0,0,0,null,null,null,null,null,null,null,null,null,null,null,null,null,null,null,null,null,null,null,null,null,null,null,null,null,null,null,null,null,"Lease expired and removed from service 11/99.","","",0,"2001-01-19",61,61,0.91,55.510000000000005]
["Whitehorn Generating Station 2",1650,"6120","2",null,"GT","NG","FO","Natural gas",84.6,84.6,59.5,160.5,72.5,87.7,67,81.099999999999994,5,0.9,null,null,null,"Operating","Oct",1981,null,"Ferndale","Whatcom","WA","Y","Puget Sound & Coastal","WECC","Puget Sound Energy","IOU","Puget Sound Energy",null,null,null,null,1,1,84.6,60.06,null,null,"Williams Northwest",null,null,null,null,null,null,null,"PSE",1.7,0,0.6,0.110616438356164,1.55,1.5,0.47,1.81,1,2.73,3.4,3.17,2.77,4.42,3.8,3.6,3.2,0.9,"GE Frame 7E (MS7001E)","48.886","-122.754","http://www.ecy.wa.gov/programs/wq/permits/permit_pdfs/pse_whitehorn/pse_whitehorn_fs.pdf","2020-07-16T17:57:11",59.5,72.5,0.91,60.06]
["Whitehorn Generating Station 3",1651,"6120","3",null,"GT","NG","FO","Natural gas",84.6,84.6,59.5,null,72.5,87.7,67,81.099999999999994,5,0.9,null,null,null,"Operating","Oct",1981,null,"Ferndale","Whatcom","WA","Y","Puget Sound & Coastal","WECC","Puget Sound Energy","IOU","Puget Sound Energy",null,null,null,null,1,1,84.6,60.06,null,null,"Williams Northwest",null,null,null,null,null,null,null,"PSE",null,null,null,null,null,null,null,null,null,null,null,null,null,null,null,null,null,null,"GE Frame 7E (MS7001E)","48.886","-122.754","http://www.ecy.wa.gov/programs/wq/permits/permit_pdfs/pse_whitehorn/pse_whitehorn_fs.pdf","2020-07-16T17:57:15",59.5,72.5,0.91,60.06]
["Wild Horse I & II",1653,"56322","1,WH2",null,"WT","WND",null,"Wind",272.60000000000002,272.60000000000002,null,null,null,null,272.60000000000002,272.60000000000002,null,null,null,null,null,"Operating","Jun",2006,null,"Whisky Dick Mountain","Kittitas","WA","Y","Columbia","WECC","Puget Sound Energy","IOU","Puget Sound Energy","PSE (bundled RECs, plus extra apprenticeship credits), PacifiCorp (unbundled RECs)","PNW IOU",null,null,1,1,272.60000000000002,87.232000000000014,null,null,null,null,null,"(127) Vestas V80-1.8, (22) Vestas V80-2.0",67,80,2,null,"PSE",null,null,null,null,1.2833333333333301,64.5,76.81,63.37,69.31,77.709999999999994,77.5,75.33,74.27,69.540000000000006,76.7,70,72.900000000000006,70,"Ph I (127) Vestas V-80 1.8 MW WTG (Dec 2006). Ph II (20) 2MW WTG (Nov 2009). Design wind speed 18mph.","47.028","-120.214","http://www.horizonwind.com/projects/whatwevedone/wildhorse.aspx","2020-03-17T11:15:54",272.60000000000002,272.60000000000002,0.32,87.232000000000014]
["Wild Horse Solar",1652,"56322","WHS1",null,"PV","SOL",null,"Solar",0.5,0.5,null,null,0.5,0.5,0.5,0.5,null,null,8.8999999999999996E-2,null,null,"Operating",null,2007,null,"Whisky Dick Mountain","Kittitas","WA","Y","Columbia","WECC","Puget Sound Energy","IOU","Puget Sound Energy","PSE (bundled RECs)",null,null,null,1,1,0.5,8.8999999999999996E-2,null,null,null,null,null,null,null,null,null,"Fixed tilt","PSE",null,null,null,null,null,null,null,null,null,null,null,null,null,0.09,0.1,0.1,0.1,0,"Fixed tilt. Crystalline silicon. Azimuth angle 180, tilt 37. 0.5MWdc. Phase I (450 kW) operating Oct 2007. 50kW expansion completed Nov 2009.","47.024","-120.208","http://www.pse.com/SiteCollectionDocuments/mediaKit/057_Wild_Horse_English.pdf","2020-03-17T11:11:58",0.5,0.5,0.17799999999999999,8.8999999999999996E-2]
["Willamette Steam 2 & 3",1654,null,null,null,"STCG","NG","WW/FO","Natural gas",25,null,null,null,0,0,null,null,null,null,null,null,null,"Retired",null,1960,2008,"Eugene","Lane","OR","Y","Columbia","WECC","City of Eugene (EWEB)","Municipal","EWEB",null,null,null,null,0,0,0,0,"Downtown Eugene, U. of O.","District heating",null,null,null,null,null,null,null,null,null,null,null,null,null,null,null,null,null,null,null,null,null,null,null,null,null,null,null,"Power generation idle, district heating in service.","","",0,"2020-03-31T12:47:42",0,0,0.8,0]
["Williams Acres Solar Project",2384,null,null,null,"PV","SOL",null,"Solar",2.5,null,null,null,null,null,null,null,null,null,null,null,null,"Operating","Apr",2021,null,"Marion Cty","Marion","OR","Y","Columbia","WECC","Neighborhood Power Corp","Independent","PGE (20yr QF)",null,null,null,null,null,null,null,null,null,null,null,null,null,null,null,null,null,null,"PGE",null,null,null,null,null,null,null,null,null,null,null,null,null,null,null,null,null,null,null,45.137390000000003,-122.80251,null,"2021-07-15",2.5,2.5,0.254,0.63500000000000001]
["Willow Creek",1655,"56952","1",null,"WT","WND",null,"Wind",72,72,null,null,null,null,72,72,null,null,22.8,null,null,"Operating","Feb",2009,null,"Arlington (vicinity)","Gilliam/Morrow","OR","Y","Columbia","WECC","Invenergy","Independent","LADWP (2009 - 2024)",null,"CA Public",null,2024,0,0,{"$f":"AN972*J972","v":0},{"$f":"IF(ISNUMBER(T972),T972,CC972)*AN972","v":0},null,null,null,"115kV Tower Rd/Alkali #1 (BPA) via collector substation",null,"(48) GE 1.5 SLE",80,77,2,null,"BPA",null,null,null,null,null,null,null,19.7,19.059999999999999,21.77,19.100000000000001,19.38,19.71,15.38,17.399999999999999,16.100000000000001,19.5,21.6,"(48) GE 1.5 MW WTG. 15 yr PPA w/LADWP announced Aug 2008. Design wind speed 15.2mph.","45.6","-119.941161","http://www.landandfarm.com/property/Willow_Creek_ranch_and_wind_farm-283622/","2017-10-25T12:15:16",72,72,0.31666666666666665,22.8]
["Willow Lake WWTP",1656,null,null,null,"ICCG","WG",null,"Biomass",0.82499999999999996,null,null,null,null,null,null,null,null,null,null,null,null,"Operating",null,1999,null,"Salem","Marion","OR","Y","Columbia","WECC","City of Salem","Independent","assume self gen",null,null,null,null,1,0,0.82499999999999996,{"$f":"IF(ISNUMBER(T973),T973,CC973)*AN973","v":0.66},"Willow Lake WWTP","Wastewater treatment",null,null,null,null,null,null,null,null,null,null,null,null,null,null,null,null,null,null,null,null,null,null,null,null,null,null,null,null,"","",0,"2006-08-16",0.82499999999999996,0.82499999999999996,0.8,0.66]
["Willow Spring (Huntington Wind)",2187,"59494","WSW",null,"WT","WND",null,"Wind",10,10,null,null,10,10,10,10,null,null,null,null,null,"Operating","Mar",2017,null,"Huntington","Baker","OR","Y","Columbia","WECC","D.E. Shaw Renewable (100%)","Independent","Idaho Power (20yr PPA - 2036)",null,"PNW IOU",null,2036,1,1,10,null,null,null,null,null,"SPP","(5) GE 2.0-116",80,116,3,null,"IPC",null,null,null,null,null,null,null,null,null,null,null,null,null,null,null,2.9,3.6,3.7,"Per PPA, all RECs go to owner of wind farm. Design wind speed 15mph.","44.381944","-117.273056",null,"2017-11-07T11:38:10",10,10,0.32,3.2]
["Wilson Lake",1657,"54306","1,2",10454,"Canal","WAT",null,"Hydro",8.4,8.4,0,0,7.24,0,8.4,8.4,null,null,null,null,3,"Operating",null,1993,null,"N. Side Main Cnl.","Jerome","ID","Y","Columbia","WECC","Hazelton/Wilson Joint Venture","Independent","Idaho Power Co. (QF thru May 2028)",null,null,null,2028,1,1,8.4,{"$f":"IF(ISNUMBER(T975),T975,CC975)*AN975","v":3.33914},null,null,null,null,"SPP",null,null,null,null,null,"IPC",null,null,null,null,null,null,3,2.91,3,3.08,3.2,3.02,3.07,3.13,3,2.9,3,2.9,"Critical energy from PNUCC 2005 NRF","42.629","-114.175","http://www.energyjustice.net/map/displaycorporation-2305.htm","2020-03-22T22:01:41",8.4,7.24,0.42699999999999999,3.33914]
["Windy Flats (Windy Point/Windy Flats IIA)",1866,"57159","GEN1",null,"WT","WND",null,"Wind",262.2,262.2,null,null,null,null,262.2,262.2,null,null,null,null,null,"Operating",null,2010,null,"Goldendale","Klickitat","WA","Y","Columbia","WECC","Cannon Power Corp. dba Windy Point Partners","Independent","LADWAP (242MW), Glendale (20MW)",null,"CA Public",null,2029,0,0,0,0,null,null,null,"BPA Rock Creek substation",null,"(114) Siemens SWT-2.3-93",80,93,4,null,"BPA",null,null,null,null,null,null,null,null,73.3,83.41,76.900000000000006,80.41,74.97,71,75.8,64.7,77,69.8,"Phase 1 (137.6 MW) - Windy Point (42) Siemens SWT 2.3 MW WTG, (20) RE power 2.0 MW WTG. \nPhase II (262.4 MW) - Windy Flats (114) Siemens SWT 2.3 MW WTG.\nPhase III (100 MW) - TBD Construction in 2011\n","45.690987","-120.86504","http://en.wikipedia.org/wiki/Windy_Point/Windy_Flats","2017-10-25T12:16:32",262.2,262.2,0.32,83.903999999999996]
["Wisconsin-Noble",1658,null,null,9482,"Diversion","WAT",null,"Hydro",0.45,null,null,0.08,null,null,null,null,null,null,0.21,null,null,"Operating",null,1989,null,"Noble Fk.","Madison","MT","N","Missouri","WECC","Wisconsin Creek Ltd.","Independent","NorthWestern (QF thru 2019)",null,null,null,2019,0.31,0.31,0.13950000000000001,6.5099999999999991E-2,null,null,null,null,null,null,null,null,null,null,null,null,null,null,null,null,null,null,null,null,null,null,null,null,null,null,null,null,null,"License granted April 1989; expires March 2039.","","",0,"2020-04-14T12:05:55",0.45,0.45,0.46666666666666662,0.21]
["Wolf Creek",1659,null,null,7058,"Conduit","WAT",null,"Hydro",0.12,null,null,0.12,null,null,null,null,null,null,0.06,null,null,"Operating",null,1987,null,"Wolf Cr. (Off-stream)","Washington","OR","Y","Columbia","WECC","Wolf Creek Hwy. Water Dist.","Independent",null,null,null,null,null,1,1,0.12,0.06,null,null,null,null,null,null,null,null,null,null,null,null,null,null,null,null,null,null,null,null,null,null,null,null,null,null,null,null,null,"Exemption granted June 1983.","","",0,"2020-03-22T22:02:07",0.12,0.12,0.5,0.06]
["Wolverine Creek",1660,"56301","1",null,"WT","WND",null,"Wind",64.5,64.5,null,null,64.5,64.5,64.5,64.5,null,null,20,null,null,"Operating",null,2005,null,"Idaho Falls (vicinity)","Bonneville/Bingham","ID","Y","Columbia","WECC","Invenergy, dba Wolverine Creek Energy, LLC","Independent","PacifiCorp (PPA 2006 - 2026)","PacifiCorp (bundled RECs)","PNW IOU",null,2026,1,1,64.5,20,null,null,null,null,null,"(43) GE 1.5 SLE",80,77,2,null,"PACE",null,null,null,null,16.4036529680365,17,5.78,17.559999999999999,18.5,22.67,20.399999999999999,17.579999999999998,20.98,16.309999999999999,20,19.600000000000001,19.600000000000001,18.7,"(43) 1.5 MW GE WTGs. In-service Dec 2005. Design wind speed 15.8mph","43.267","-111.983","http://www.invenergyllc.com/projects/wolverine_creek.html","2020-01-29T10:30:02",64.5,64.5,0.31007751937984496,20]
["Wood Power (Pacific Crown)",1661,null,null,null,"STCG","WW",null,"Biomass",6.3,null,null,null,null,null,null,null,null,null,4.5,null,null,"Retired",null,1983,null,"Plummer","Benewah","ID","Y","Columbia","WECC","Pacific Crown","Independent","Retired",null,null,null,null,0,0,0,0,"Pacific Crown","Lumber and wood products",null,null,null,null,null,null,null,null,null,null,null,null,null,null,null,null,null,null,null,null,null,null,null,null,null,null,null,null,"47.32955","-116.8917",0,"2019-11-25T15:36:16",{"$f":"IF(OR(I980=\"Wind\",I980=\"Solar\",I980=\"Hydro\"),J980,IF(ISNUMBER(L980),L980,IF(ISNUMBER(O980), O980, IF(ISNUMBER(Q980),Q980,J980))))","v":6.3},{"$f":"IF(OR(J980=\"Wind\",J980=\"Solar\",J980=\"Hydro\"),J980,IF(ISNUMBER(N980),N980,IF(ISNUMBER(P980), P980, IF(ISNUMBER(L980),L980,J980))))","v":6.3},{"$f":"IF(OR(ISBLANK(J980),ISBLANK(T980),J980=0),VLOOKUP(IF(G980=\"WAT\",\"HY\",IF(G980=\"LFG\",\"LFG\",F980)),Acapability,4,FALSE),T980/J980)","v":0.7142857142857143},{"$f":"IF(ISNUMBER(T980),T980,AVERAGE(BZ980,CA980)*CB980)","v":4.5}]
["Woodline Solar",2182,"61559",null,null,"PV","SOL",null,"Solar",8,2.2999999999999998,null,null,null,null,null,null,null,null,null,null,null,"Operating","Dec",2017,null,"Dairy","Klamath","OR","Y","Klamath","WECC","Pine Gate Renewables","Independent","PacifiCorp (20yr QF)",null,null,null,2037,1,1,8,null,null,null,null,null,"SPP",null,null,null,null,"Single-axis","PACW",null,null,null,null,null,null,null,null,null,null,null,null,null,null,null,0,1.7,2.1,"Crystalline Silicone, 11.1MWdc, Single-axis. 180 azimuth angle tilt 60. Estimated annual energy 20,100 MWh","42.235625","-121.58004","https://pgrenewables.com/portfolio-item/woodline/","2018-10-19T13:27:26",8,8,0.254,2.032]
["Woods Creek 1 & 2",1662,null,null,3602,"Diversion","WAT",null,"Hydro",0.65,null,0.7,0.65,1,1,null,null,null,null,0.26,null,null,"Operating",null,1982,null,"Woods Cr., E. Fk.","Snohomish","WA","Y","Puget Sound & Coastal","WECC","Snohomish Co. PUD","PUD","Snohomish PUD",null,null,null,null,1,1,0.65,{"$f":"IF(ISNUMBER(T982),T982,CC982)*AN982","v":0.26},null,null,null,null,null,null,null,null,null,null,"Unknown",null,null,null,null,null,null,null,null,null,null,null,null,null,null,null,null,null,null,"Exemption granted February 1982.  SnoPUD purchased and renovated in 2009 - upgrades to the turbines increased the projects output by ~ 25% - qualifying as incremental hydro under the WA RPS.","","","http://www.snopud.com/PowerSupply/hydro/wcp.ashx?p=1198","2020-03-22T22:02:21",0.65,1,0.4,0.26]
["WSU College Avenue Central Steam Plant",1663,"50083","GEN1",null,"STCG","COL","NG","Coal",2,null,null,null,null,null,2,2,null,null,null,null,null,"Retired","Oct",1963,2004,"Pullman","Whitman","WA","Y","Columbia","WECC","State of Washington","Independent","Retired",null,null,null,null,0,0,0,{"$f":"IF(ISNUMBER(T983),T983,CC983)*AN983","v":0},"Washington State University","Space heating",null,null,null,null,null,null,null,null,null,null,null,null,"n/a","n/a",null,null,null,null,null,null,null,null,null,null,null,null,null,"(1) 2.4 MW STTG.","","",0,"2008-10-06",2,2,0.8,1.6]
["WSU Grimes Way Central Steam Plant",1664,"56016","1,2,3",null,"IC","NG","FO","Natural gas",3.95,4,null,4,3.7,3.7,3.7,3.7,0.8,0.8,null,null,null,"Operating","Jan",2005,null,"Pullman","Whitman","WA","Y","Columbia","WECC","State of Washington","Independent","Load-side emrg. Service & DR",null,null,null,null,1,0,3.95,{"$f":"IF(ISNUMBER(T984),T984,CC984)*AN984","v":3.4410000000000003},null,null,"Williams Northwest",null,null,null,null,null,null,null,"Avista",null,null,null,null,null,null,null,7.0000000000000007E-2,0.1,7.0000000000000007E-2,0,0.08,0.05,8.4000000000000005E-2,0,0,0,0,"(2) 1.1MW NG IC units and (1) 1.75 MW FO IC unit.","46.729491","-117.149164","http://www.harrisgroup.com/node/28","2020-07-16T18:35:19",3.7,3.7,0.93,3.4410000000000003]
["Wy'East Solar Project",2256,"61345","PV1",null,"PV","SOL",null,"Solar",10,10,null,null,null,null,10,10,null,null,null,null,null,"Operating","Aug",2018,null,"Wasco","Wasco","OR","Y","Columbia","WECC","Avangrid Renewables","Independent","Portland General Electric (20yr PPA)",null,null,null,2038,1,1,10,null,null,null,null,null,null,null,null,null,null,"Single-axis","Avangrid",null,null,null,null,null,null,null,null,null,null,null,null,null,null,null,null,0.8,2.1,"Crystalline Silicone, 13MWdc, Single-axis. ~38,000 panels on <100 acres","45.5846","-120.59999",null,"2019-07-09T13:54:19",10,10,0.254,2.54]
["Wynoochee",1665,"7127","1",6842,"ROR R. w/Div.","WAT",null,"Hydro",12.8,12.8,null,7.98,15.5,12.8,15.5,12.8,null,null,4,null,4,"Operating","Jan",1994,null,"Wynooche R.","Grays Harbor","WA","Y","Puget Sound & Coastal","WECC","Cities of Tacoma and Aberdeen","Municipal",null,null,null,null,null,1,1,12.8,{"$f":"IF(ISNUMBER(T986),T986,CC986)*AN986","v":4},null,null,null,null,null,null,null,null,null,null,"Tacoma",2.8,4.9000000000000004,1.4,1.47511415525114,3.8206621004566199,4.0999999999999996,1.21,0.59,4.0999999999999996,4.07,4.4000000000000004,2.79,1.63,1.45,4.2,3.9,3,1.6,"License granted September 1987; expires August 2037. Critical energy from PNUCC 2005 NRF","47.385","-123.605","http://en.wikipedia.org/wiki/Wynoochee_Dam","2020-03-21T21:49:06",12.8,15.5,0.3125,4]
["Y-8 (Northside Canal)",1666,null,null,6630,"Canal","WAT",null,"Hydro",0.08,null,null,null,null,null,null,null,null,null,0.09,null,null,"Operating",null,1983,null,"N. Side Main \"Y\" Cnl.","Gooding","ID","Y","Columbia","WECC","N. Side Canal Co.","Independent",null,null,null,null,null,1,1,0.08,0.09,null,null,null,null,null,null,null,null,null,null,null,null,null,null,null,null,null,null,null,null,null,null,null,null,null,null,null,null,null,"Exemption surrendered February 1983.","","",0,"2003-09-24",0.08,0.08,1.125,0.09]
["Yahoo Creek (Idaho Wind)",1887,"57126","YCWP",null,"WT","WND",null,"Wind",21,21,null,null,null,null,21,21,null,null,6.3,null,null,"Operating","Dec",2010,null,"Hagerman","Twin Falls","ID","Y","Columbia","WECC","Idaho Wind Partners","Independent","QF PPA w/IPC (2011 - Dec 2030)",null,"PNW IOU",null,2030,1,1,21,6.3,null,null,null,"IPC King-Bliss 138kV line","SPP","(14) GE 1.5 XLE",80,82.5,2,null,"IPC",null,null,null,null,null,null,null,null,0,6.82,7.2,7.05,7.42,5.98,7.6,6.9,7.2,7.2,"(14) GE 1.5 MW WTG.  FERC ruling May 2011 allows for RECs to be unbundled via 3rd party and sold to CA - power gets sold back to ID. Design wind speed 14.5mph.","42.74398","-114.92946","http://www.exergydevelopment.com/projects/sites/yahoo-creek","2017-10-25T12:17:49",21,21,0.3,6.3]
["Yale 1 & 2",1667,"3852","1,2",2071,"Storage","WAT",null,"Hydro",134,134,108,102,163.6,163.6,163.6,163.6,null,null,65,null,60,"Operating","Sep",1953,null,"Lewis R.","Clark","WA","Y","Columbia","WECC","PacifiCorp","IOU","PacifiCorp",null,null,null,null,1,1,134,65,null,null,null,null,null,null,null,null,null,null,"PACW",61.9,64.599999999999994,53.9,45.657420091324198,74.788584474885894,61.6,18.28,61.67,71.900000000000006,75.48,80.2,57.8,76.680000000000007,55.03,73.7,82.9,59.3,42.2,"Original license granted May 1951; expired April 2001. 50-yr renewal Jun 2008. Critical energy from PNUCC 2005 NRF","45.963","-122.334","http://www.lewisriver.com/yale.html","2020-03-20T22:46:11",134,163.6,0.48507462686567165,65]
["Yamhill Solar Project",1961,"57652","1",null,"PV","SOL",null,"Solar",1,1,null,null,1,1,1,1,null,null,null,null,null,"Operating","Oct",2011,null,"Amity and Bellevue","Yamhill","OR","Y","Columbia","WECC","EDF Renewables (developed, built, owns)","Independent","Portland General Electric (25yr PPA - 2036)",null,null,null,2036,1,1,1,0.254,null,null,null,null,null,null,null,null,null,"Fixed tilt","PGE",null,null,null,null,null,null,null,null,null,null,0.1,0.15,0.14000000000000001,0.15,0.1,0.1,0.1,0.1,"Fixed tilt. Crystalline silicon. Azimuth angle 175, tilt 28. 1.2MWdc. 5,940 nanosolar filxed tilt ground mount, thin film CIGS","45.108889","-123.278611","http://www.edf-re.com/projects/detail/yamhill_solar_project/","2017-10-25T12:18:31",1,1,0.254,0.254]
["Yellowstone Energy (BGI)",1668,"50931","GEN1",null,"STCG","PC",null,"Petroleum",65,68,22,null,58.7,60.7,52,55,22,0.9,null,null,null,"Operating","Jun",1995,null,"Billings","Yellowstone","MT","N","Missouri","WECC","Billings Generation, Inc.","Independent","NorthWestern (52 MW QF thru Dec 2028)",null,null,null,2028,1,1,65,32.28,"Exxon","Refinery",null,null,"cogen, SPP",null,null,null,null,null,"NorthWestern",39.700000000000003,43.2,49.4,47.085159817351602,46.578767123287697,47,46.23,54.72,45.38,50.72,51.9,51.22,46.19,57.09,51.6,52.4,50.6,52.5,null,"45.812172","-108.427582","http://pdcharris.adhostclient.com/taxonomy/term/24?n=27","2020-07-16T17:58:28",22,58.7,0.8,32.28]
["Yellowtail 1 - 4",1669,"2204","1,2,3,4","Federal","HY","WAT",null,"Hydro",250,250,null,null,287.2,287.2,259.39999999999998,259.39999999999998,null,null,105.6,null,null,"Operating","Sep",1966,null,"Bighorn R.","Big Horn","MT","N","Missouri","WECC","USBR","Federal","WAPA",null,null,null,null,0,0,0,0,null,null,null,null,null,null,null,null,null,null,"WAUW",39.299999999999997,37.1,null,null,null,null,87.82,102.57,94.83,128.31,60.2,53.77,125.1,84.94,78.8,128.4,120.9,104.3,null,"45.307","-107.957","http://www.usbr.gov/dataweb/dams/mt00576.htm","2017-10-25T12:20:24",250,287.2,0.4224,105.6]
["Yelm 1- 3",1670,"3878","1,2,3",10703,"ROR R. w/Div.","WAT",null,"Hydro",12,12,null,4.51,11.4,11.4,11.4,11.4,null,null,7.835,null,9,"Operating",null,1930,null,"Nisqually R.","Thurston","WA","Y","Puget Sound & Coastal","WECC","City of Centralia","Municipal","City of Centralia",null,null,null,null,1,1,12,7.835,null,null,null,null,null,null,null,null,null,null,"BPA",8.5,6.7,9.4,null,8.0955479452054799,7.3,8.59,8.0299999999999994,5.6,8.83,8.6999999999999993,8.17,6.28,7.91,8.6999999999999993,9.8000000000000007,8.4,7.3,"Diversion dam, power canal and powerhouse. License granted March 1997; expires February 2047. Critical energy from PNUCC 2005 NRF","46.975","-122.636","http://www.cityofcentralia.com/Page.asp?NavID=359","2020-03-21T21:49:17",12,11.4,0.6529166666666667,7.835]
["Youngs Creek",1868,"57763","1",10359,"Diversion","WAT",null,"Hydro",7.5,7.5,null,2.92,7.5,7.5,7.9,7.9,null,null,2.2831050228310499,null,null,"Operating","Oct",2011,null,"Youngs Cr.","Snohomish","WA","Y","Puget Sound & Coastal","WECC","Snohomish Co. PUD","PUD","Snohomish PUD",null,null,null,null,1,1,7.5,2.2831050228310499,null,null,null,"12.5kV to SnoPUD Sultan sub",null,null,null,null,null,null,"BPA",null,null,null,null,null,null,null,null,null,0.35,2.4,2.13,2.46,1.44,2.1,1.9,0.6,1.4,"Dam & intake w/3 mi diversion. (1) 7.5 MW hydro TG. 7 mi interconnection","47.798594","-121.82231","http://www.snopud.com/PowerSupply/hydro/ycp.ashx?p=1199","2020-03-22T22:03:30",7.5,7.5,0.30441400304413996,2.2831050228310499]
["Zoot Enterprises",1672,null,null,null,"FCCG","NG",null,"Natural gas",0.5,null,null,null,null,null,null,null,null,null,null,null,null,"Retired",null,2003,2005,"Bozeman","Gallatin","MT","N","Missouri","WECC","Zoot Enterprises","Independent","Retired",null,null,null,null,0,0,0,0,"Zoot Enterprises","Space conditioning",null,null,null,null,null,null,null,null,null,null,null,null,null,null,null,null,null,null,null,null,null,null,null,null,null,null,null,"(2) 250 kW molten carbonate fuel cells. dismantled following unsatisfactory service.","45.562796","-122.514403","http://ir.prologis.com/releasedetail.cfm?ReleaseID=340403","2006-06-14",0.5,0.5,0.95,0.47499999999999998]
[]
[]
[]
[]
[]
[null,null,null,null,null,"Technology Types for Validation","Fuel Types for Validation",null,"Resource Types",null,null,null,null,null,null,null,null,null,null,null,null,null,null,null,null,null,null,null,null,"Data Validation",null,null,null,null,null,null,null,null,null,null,null,null,null,null,null,null,null,null,null,null,null,null,null,null,{"$f":"SUM(BC9:BC995)","v":22761.499999999993},21959.64,23150.007191780813,22583.207876712335,24253.60901826484,24203.168036529667,25540.149999999991,25001.020958904108,24780.570000000032]
[null,null,null,null,null,"WED","AW",null,"Biomass",null,null,null,null,null,null,null,null,null,null,null,null,null,null,null,null,null,null,null,null,"Y"]
[null,null,null,null,null,"BR","BIO",null,"Coal",null,null,null,null,null,null,null,null,null,null,null,null,null,null,null,null,null,null,null,null,"N"]
[null,null,null,null,null,"CC","BIT",null,"Geothermal",343]
[null,null,null,null,null,"Canal","BL",null,"Hydro",491.3,null,null,null,null,null,null,null,null,null,null,null,null,null,null,null,null,null,null,null,null,null,null,null,null,null,null,null,null,null,null,null,null,null,null,null,null,null,null,null,null,null,null,null,null,null,null,null,null,null,null,null,null,null,null,null,null,null,null,null,null,null,null,null,null,{"$f":"6900/2100","v":3.2857142857142856}]
[null,null,null,null,null,"CCCG","COL",null,"Natural Gas",151.19999999999999]
[null,null,null,null,null,"CCICG","FO",null,"Petroleum"]
[null,null,null,null,null,"CG","FO2",null,"Energy Storage",null,null,null,null,null,null,null,null,null,null,null,null,null,null,null,null,null,null,null,null,null,null,null,null,null,null,null,null,null,null,null,null,null,null,null,null,null,null,null,null,null,null,null,null,null,null,null,null,null,null,null,null,null,null,null,null,null,null,null,null,null,null,null,null,null,null,null,"2017-12-19T15:43:58"]
[null,null,null,null,null,"Conduit","GST",null,"Solar"]
[null,null,null,null,null,"FBST","LFG",null,"Solar + Storage"]
[null,null,null,null,null,"FBSTCG","LPG",null,"Unknown"]
[null,null,null,null,null,"FC","MOX",null,"Uranium"]
[null,null,null,null,null,"FCCG","NG",null,"Wind",null,null,null,null,null,null,null,null,null,null,null,null,null,null,null,null,null,null,null,null,null,null,null,null,null,null,null,null,null,null,null,null,null,null,null,null,null,null,null,null,null,null,null,null,null,null,null,null,null,null,null,null,null,null,null,null,null,null,null,null,null,null,null,null,null,null,null,"2017-12-19T15:43:44"]
[null,null,null,null,null,"BGIC","OT",null,null,null,null,null,null,null,null,null,null,null,null,null,null,null,null,null,null,null,null,null,null,null,null,null,null,null,null,null,null,null,null,null,null,null,null,null,null,null,null,null,null,null,null,null,null,null,null,null,null,null,null,null,null,null,null,null,null,null,null,null,null,null,null,null,null,null,null,null,"2017-12-19T15:43:47"]
[null,null,null,null,null,"BGICCG","PC"]
[null,null,null,null,null,"BGGT","PG"]
[null,null,null,null,null,"GE","REF"]
[null,null,null,null,null,"GB","RG"]
[null,null,null,null,null,"GMPR","SOL"]
[null,null,null,null,null,"GT","SUB"]
[null,null,null,null,null,"GTCG","T&D"]
[null,null,null,null,null,"GTaero","UN"]
[null,null,null,null,null,"GTaeroCG","UR"]
[null,null,null,null,null,"HRCG","VR"]
[null,null,null,null,null,"HY","WAT"]
[null,null,null,null,null,"IC","WC"]
[null,null,null,null,null,"ICCG","WG"]
[null,null,null,null,null,"NB","WND"]
[null,null,null,null,null,"NP","WO"]
[null,null,null,null,null,"OT","WW"]
[null,null,null,null,null,"PV","Flow-Batt",null,null,null,null,null,null,null,null,null,null,null,null,null,null,null,null,null,null,null,null,null,null,null,null,null,null,null,null,null,null,null,null,null,null,null,null,null,null,null,null,null,null,null,null,null,null,null,null,null,null,null,null,null,null,null,null,null,null,null,null,null,null,null,null,null,null,null,null,null,"2017-12-19T15:40:04"]
[null,null,null,null,null,"PS","Li-Ion-Batt",null,null,null,null,null,null,null,null,null,null,null,null,null,null,null,null,null,null,null,null,null,null,null,null,null,null,null,null,null,null,null,null,null,null,null,null,null,null,null,null,null,null,null,null,null,null,null,null,null,null,null,null,null,null,null,null,null,null,null,null,null,null,null,null,null,null,null,null,null,"2017-12-19T15:40:42"]
[null,null,null,null,null,"RBCG","Flywheel",null,null,null,null,null,null,null,null,null,null,null,null,null,null,null,null,null,null,null,null,null,null,null,null,null,null,null,null,null,null,null,null,null,null,null,null,null,null,null,null,null,null,null,null,null,null,null,null,null,null,null,null,null,null,null,null,null,null,null,null,null,null,null,null,null,null,null,null,null,"2017-12-19T15:41:20"]
[null,null,null,null,null,"RB/STCG"]
[null,null,null,null,null,"ROR"]
[null,null,null,null,null,"SE"]
[null,null,null,null,null,"SECG"]
[null,null,null,null,null,"ST"]
[null,null,null,null,null,"STG"]
[null,null,null,null,null,"STCG"]
[null,null,null,null,null,"UN"]
[null,null,null,null,null,"WT"]
[null,null,null,null,null,"Pumped Storage",null,null,null,null,null,null,null,null,null,null,null,null,null,null,null,null,null,null,null,null,null,null,null,null,null,null,null,null,null,null,null,null,null,null,null,null,null,null,null,null,null,null,null,null,null,null,null,null,null,null,null,null,null,null,null,null,null,null,null,null,null,null,null,null,null,null,null,null,null,null,"2017-12-19T15:44:11"]
[null,null,null,null,null,"Battery",null,null,null,null,null,null,null,null,null,null,null,null,null,null,null,null,null,null,null,null,null,null,null,null,null,null,null,null,null,null,null,null,null,null,null,null,null,null,null,null,null,null,null,null,null,null,null,null,null,null,null,null,null,null,null,null,null,null,null,null,null,null,null,null,null,null,null,null,null,null,"2017-12-19T15:44:19"]
[null,null,null,null,null,"Flywheel",null,null,null,null,null,null,null,null,null,null,null,null,null,null,null,null,null,null,null,null,null,null,null,null,null,null,null,null,null,null,null,null,null,null,null,null,null,null,null,null,null,null,null,null,null,null,null,null,null,null,null,null,null,null,null,null,null,null,null,null,null,null,null,null,null,null,null,null,null,null,"2017-12-19T15:44:24"]

{"sheet":"Update Log","index":4,"n_rows":791,"n_cols":5,"rows_kept":791,"cut":false,"hidden":true,"merged":[]}
["Back to Navigation"]
["Northwest Power and Conservation Council"]
["POWER PLANTS IN THE PACIFIC NORTHWEST"]
["Update Notes (Format and formula changes, record additions or deletions)"]
[]
["Project ID(s)","Item","Source","Author","Date"]
[null,"Added Control Area field","FERC 714",null,"2006-11-01"]
[null,"\"Self-gen\" Customer class updated from Powerdat.","Powerdat",null,"2007-03-22"]
[null,"Added U.S. Bankcorp IC1 - IC4","Powerdat",null,"2007-03-22"]
[null,"Added MacLaren IC","Powerdat",null,"2007-03-22"]
[null,"Added Fortix","Powerdat",null,"2007-03-22"]
[null,"Updated IPC QF projects","2006 IPC IRP",null,"2007-05-17"]
[null,"Added \"Hydro Simulation Class\" column","JF - Regional Hydro Independents 051707.",null,"2007-05-17"]
[null,"Added Service Month column","To support future GENRES revisions",null,"2007-05-20"]
[null,"Deleted GENRES Node column","Maintain node info in GENRES",null,"2007-05-20"]
[null,"Updated Avista QFs","Data from Clint Kalich",null,"2007-05-31"]
[null,"Updated Puget QFs","Data from Elizabeth Hossner",null,"2007-06-01"]
[null,"Updated NorthWestern QFs","Data from Frank Bennett",null,"2007-06-05"]
[null,"Updated PacifiCorp QFs","Data from Sandra Shaffer",null,"2007-06-18"]
[null,"Updated Regulated and Independent hydro","2007 White Book",null,"2007-06-18"]
[null,"Reformatted chart of historical energy production",null,null,"2/4//2008"]
[null,"Added column for 2006 energy production","2006WECCplantsMMBtuMWhEmm (WA CTED)",null,"2/4//2008"]
[null,"Consolidated NPCC Planning Assumptions to right of worksheet.",null,"JK","2008-03-20"]
[null,"Added Must Run column","To support Risk Model","JK","2008-03-20"]
[null,"Added Non-firm Load Share column","To support Risk Model","JK","2008-03-20"]
[null,"Restored GENESYS Node column","To support GENESYS and Risk Model","JK","2008-03-20"]
[null,"Updated Condon ownership and Notes",null,"JK","2008-03-21"]
[null,"Added Vansycle service month",null,"JK","2008-03-21"]
[null,"Revised nameplate capacity and Notes for Hopkins Ridge",null,"JK","2008-03-21"]
[null,"Revised service month for Big Horn",null,"JK","2008-03-21"]
[null,"Updated planned commercial service month for Grays Harbor",null,"JK","2008-03-24"]
[null,"Added Bonners Ferry 1, 2, and 3 generating projects",null,"GC","2008-04-14"]
[null,"Added DAW Forest Products generating project",null,"GC","2008-04-14"]
[null,"Added Great Western Malting generating project",null,"GC","2008-04-14"]
[null,"Added Kinzua generating project",null,"GC","2008-04-14"]
[null,"Added Lane Plywood generating project",null,"GC","2008-04-14"]
[null,"Added Pine Products generating project",null,"GC","2008-04-14"]
[null,"Added Trojan generating project",null,"GC","2008-04-14"]
[null,"Added Whiskey Run generating project",null,"GC","2008-04-14"]
[null,"Added Woodpower (Pacific Crown) generating project",null,"GC","2008-04-14"]
[null,"dded Hanford Generating project",null,"JK","2008-04-21"]
[null,"Updated licensing status of Priest Rapids and Wanapum.",null,"JK","2008-04-21"]
[null,"Updated Service/Retirement dates","2006 WECC Existing Generating and Significant Additions to System Facilities","GC","2008-04-21"]
[null,"Added Salt River generating project",null,"JK","2008-04-22"]
[null,"Updated Notes on Long Lake, Monroe Street, Mystic 1&2, Nine Mile, Oregon City, Post Falls (Middle Channel), T.W. Sullivan 1-13, Upper Falls, West Linn",null,"JK","2008-04-22"]
[null,"evisions to NWE share of Colstrip 4 and related load",null,"JK","2008-04-23"]
[null,"dded RPS columns to Planning Assumptions section","Values from RPS Estimates 032008.xls","JK","2008-04-23"]
[null,"Corrected energy for Cascade Creek (FERC 6629)","NWHS","JK","2008-04-23"]
[null,"Updated nameplate capacity and energy for N. Upqua projects (1927A - H)","NWHS","JK","2008-04-23"]
[null,"Removed \"4-state Region\" data column.","Redundant to \"State\"","JK","2008-04-25"]
[null,"Updated Box Canyon installed capacity, licensing information, upgrade plan.","FERC order issuing new license.","JK","2008-04-25"]
[null,"Deleted Calispell Creek","Pumping station adjunct to Box Canyon project.","JK","2008-04-25"]
[null,"Updated nameplate capacity, average energy and service dates for Moyie project (FERC 1991).","NWHS","JK","2008-04-25"]
[null,"Updated Everett Cogeneration load.",null,"JK","2008-04-28"]
[null,"Consolidated Two Dot projects.",null,"JK","2008-04-28"]
[null,"Changed PPM Energy to Iberdrola Renewables",null,"JK","2008-05-07"]
[null,"Added \"Included in GENRES\" column",null,"JK","2008-05-08"]
[null,"Added \"Regional Capacity\" and \"Peak Capacity Value\" columns.",null,"JK","2008-05-08"]
[null,"Added notice of Chehalis Generation acquisition by PacifiCorp.",null,"JK","2008-05-13"]
[null,"Corrected Avista share of Colstrip 3 & 4.",null,"JK","2008-05-15"]
[null,"Added technology type for Mile 28, MAgic Dam and Ross Creek.",null,"JK","2008-05-19"]
[null,"Corrected operating status of Elwha hydro.",null,"JK","2008-05-19"]
[null,"Revised decommissioning date for Elwha and Glines Canyon hydro.",null,"JK","2008-05-19"]
[null,"Changed status of Willamette Steam to Idle.",null,"JK","2008-05-19"]
[null,"Added Portland Habilitation Center",null,"JK","2008-05-21"]
[null,"Changed status of Finley to Retired",null,"JK","2008-05-23"]
[null,"Added peak output note to Klamath Cogen","Iberadrola/PPM website.","JK","2008-05-23"]
[null,"Updated Klamath Cogen heat rate.","Iberadrola/PPM website.","JK","2008-05-23"]
[null,"Updated Klamath peakers heat rate.","Gas Turbine World (P&W FT8 Twin-Pak).","JK","2008-05-23"]
[null,"Added estimated heat rates for remaining GENESYS resoruces.","AURORA Resources tables.  Missing ICs from Change Log Heat Rate table.","JK","2008-05-23"]
[null,"Updated heat rates of PacifiCorp plants per PacifiCorp 2007 IRP.",null,"JK","2008-05-23"]
[null,"Added Glacier Wind Project",null,"JK","2008-05-27"]
[null,"Added forced outage derate to monthly energy output",null,"JK","2008-05-28"]
[null,"Set FOR (capacity factor) to zero for wind","Included in maintenance monthly shape factors","JK","2008-05-28"]
[null,"Revised hydro monthly shape factors to include annual capacity factor.","Consistency with wind treatment","JK","2008-05-28"]
[null,"Updated Missouri hydro monthly shape factors w current AURORA annual capacity factor.",null,"JK","2008-05-28"]
[null,"Updated EIA Plant Codes",null,"GC","2008-06-06"]
[null,"Added Columbia Blvd",null,"JK","2008-06-09"]
[null,"Updated City of Gresham WWTP engine info.",null,"JK","2008-06-09"]
[null,"Added Alternate Fuel column, renamed Primary Fuel column, split fuel entries into primary and alternate fuels.",null,"JK","2008-06-10"]
[null,"Updated Pelton - Warm Butte ownership and licensing info.",null,"JK","2008-06-12"]
[null,"Added Plant Codes for Lake, Foote Creek, Old Failthful and Montana 1","EIA-906 & EIA-920.","JK","2008-06-16"]
[null,"Added Plant Codes for Stone Container, Tiber, Don Plant and Hazleton A","EIA-906 & EIA-920.","JK","2008-06-16"]
[null,"Added Plant Codes for Lucky Peak, John H. Koyle, Evergreen/Tamarack, Little Wood River Ranch and Mora Canal Drop","EIA-906 & EIA-920.","JK","2008-06-16"]
[null,"Updated EIA Plant and Unit Codes",null,"GC","2008-06-20"]
[null,"Separated Steam Plant No. 2 Unit 1 and Unit 2 to different line items",null,"GC","2008-06-20"]
[null,"Separated SP Newsprint ST to two line items, ST1 & ST2",null,"GC","2008-06-20"]
[null,"Separated Smurfit-Stone Container to three line items, 1,2,3",null,"GC","2008-06-20"]
[null,"Added SDS Lumber (Gorge Energy) 3 and retired 1",null,"GC","2008-06-20"]
[null,"Added Glendive IC1",null,"GC","2008-06-20"]
[null,"Entered \"Unknown\" for unknown retirement dates to facilitate sorting.",null,"JK","2008-06-23"]
[null,"Changed Regional Capacity adjustment for Montana 1 and Yellowstone Energy to 40%","Was 36% to reflect ratio of QF contract to nameplate.  Double-counted availability factor.","JK","2008-06-23"]
[null,"Added data column indicating reason for regional capacity derate",null,"JK","2008-06-24"]
[null,"Added data column indicating reason for regional energy derate",null,"JK","2008-06-27"]
[null,"Added Rattlesnake Road",null,"JK","2008-07-07"]
[null,"Changed \"RM\" (Rocky Mountain) wind pointer code to \"HP\" (High Plains)","For consistency","JK","2008-07-22"]
[null,"Changed SID & MT wind seasonal pointers to point to SID & HP wind, respectively. ","Were pointing to PNWE wind seasonal shape","JK","2008-07-22"]
[null,"Changed seasonal pointer codes for monthly wind and Missouri hydro to \"Cf\" (capacity factor)","For consistency","JK","2008-07-22"]
[null,"Deleted unused seasonal records.",null,"JK","2008-07-22"]
[null,"Added \"Mt\" (Maintenance) code to 14 and 35 day flat & PNW seasonal maintenance pointers.","For consistency","JK","2008-07-22"]
[null,"Consolidated Hopkins Ridge and Hopkins Ridge Infill","Infill turbines operational Aug 2008.","JK","2008-08-08"]
[null,"Added Willow Creek",null,"JK","2008-08-08"]
[null,"Redefined array ACapability on WS \"Key\" to restore default energy capability calculation.",null,"JK","2008-08-21"]
[null,"Removed default FOR columns from array ACapability","Disused.  FOR is now tabulated in TechDat.","JK","2008-08-25"]
[null,"Removed FOR column from NPCC Planning Assumption section of the Project datasheet","Default FOR value not used.  Tabulated in TechDat for use in compiling GenRes input section.","JK","2008-08-25"]
[null,"Added Klondike III Expansion to Klondike III.","Will keep expansion records separate in New Resources workbook.  Will combine with existing project in Existing Resources workbook when construction of expansion begins.","JK","2008-08-25"]
[null,"Added Wheat Field",null,"JK","2009-08-29"]
[null,"Corrected seasonal capacity value calculation for wind and hydro resources using capacity factors from SeasDist table.","Added Capacity Value Normalizer column to SeasDist to normalize monthly capacity factors when calculating monthly capacity value.","JK","2009-08-29"]
[null,"Added Pebble Springs",null,"JK","2008-09-03"]
[null,"Changed \"Control Area\" to \"Balancing Authority\"",null,"JK","2008-10-03"]
[null,"Changed Seasonal Energy calculations to base included hydro on critical energy, if present.",null,"JK","2008-10-03"]
[null,"Simplified Seasonal Energy calculation of IPP derate",null,"JK","2008-10-03"]
[null,"Updated EIA codes, Nameplate Cap, Service Year",null,"GC","2008-10-08"]
[null,"Added column for EIA Summer/Winter Capacity",null,"GC","2008-10-08"]
[null,"Added column for NWPCC Unique Ids",null,"GC","2008-10-09"]
[null,"Added Bettencourt Dry Creek Dairy",null,"GC","2008-10-10"]
[null,"Changed Eastsound to retired.",null,"GC","2008-10-10"]
[null,"Added ProLogis",null,"JK","2008-10-10"]
[null,"Consolidated Regional Capacity and Regional Energy derate codes on Key",null,"JK","2008-10-11"]
[null,"Corrected Resource Adequacy monthly energy calculation to eliminate compound derating of resources sold out-of-region",null,"JK","2008-10-11"]
[null,"Adjusted Regional Energy (%) values for Boardman, Broadwater, Valmy, Colstrip, Curtis, DeRuyter, DCFP, Judith, Lowline, Marsh, PERC, Ross Cr., SPR Aberdeen and SPR Fredonia to work with revised Resoruce Adequacy monthly energy calculations.",null,"JK","2008-10-11"]
[null,"Corrected regional energy (%) and regional capacity (%) values for Klondike and Klondike III","Had not been updated.","JK","2008-10-11"]
[null,"Corrected calculation of Resource Adequacy monthly energy for GENRES hydro facilities to include regional share %, if applicable.","Affected these types of projects where contracted to NorthWestern.","JK","2008-10-11"]
[null,"Updated westside share of NorthWestern resources to 33%.","Was 40%.  Based on 2007 EIA load data.","JK","2008-10-11"]
[null,"Added OSU Energy Center",null,"JK","2008-10-28"]
[null,"Added Highwood",null,"JK","2008-10-31"]
[null,"Removed Spokane WWTP","Spokane WWTP methane burner does not cogenerate.  Plans afoot to add cogeneration.","JK","2009-01-23"]
[null,"Added Rexville Farm Power",null,"JK","2009-02-12"]
[null,"Added Windy Point",null,"JK","2009-02-13"]
[null,"Changed Bettencourt NWPPC ID (duplicate)",null,"GC","2009-02-19"]
[null,"Added 2007 energy production","2007WECCplantsMMBtuMWhEmm (WA CTED)","GC","2009-02-19"]
[null,"Added Echo Wind Farm",null,"GC","2009-02-24"]
[null,"Added BIglow Canyon II",null,"JK","2009-03-05"]
[null,"Added Latitude, Longitude and URL columns",null,"JK","2009-03-12"]
[null,"Deleted Mountain Home AFB, Pepsi Cola and Kettle Foods solar projects","Less than 500kW","JK","2009-05-17"]
[null,"Added Three-mile Canyon, Cassia, Mountain Home (Wind)",null,"JK","2009-05-22"]
[null,"Restored 26-day maintenance pointer for CC and frame GTs","In TechDat - Not known why pointer was changed to 17-day aero pointer","JK","2009-05-22"]
[null,"Added Flathead Landfill WTE",null,"JK","2009-06-29"]
[null,"Added Stahlbush Island Farms",null,"JK","2009-07-20"]
[null,"Changed Stateline average energy to 74 MWa","Per Eric Hiasson","JK","2009-07-20"]
[null,"Corrected aeroderivative gas turbine availability assumptions to 5th Plan values","TechDat values had never been updated.","JK","2009-07-29"]
[null,"Added Glacier Wind Energy II",null,"JK","2009-08-13"]
[null,"Added Mill Creek",null,"JK","2009-08-26"]
[null,"Added Harvest Wind",null,"JK","2009-09-16"]
[null,"Separated Maintenance Rate and Capacity Monthly Shape vectors for GT technologies.","CMS data from AURORA Change Log 10/16/09","JK","2009-10-18"]
[null,"Updated thermal FOR, Maint. Rate & Mean Time to Repair values in TechDat & SeasDist","2009 GADS data from Availability Parameters 101609","JK","2009-10-18"]
[null,"Modified monthly capacity and energy calculations to account for separate Maintenance Rate and Capacity Monthly Shape","Note:  Monthly capacity calculations exclude FOR derate.","JK","2009-10-18"]
[null,"Consolidated Wild Horse and Wild Horse Expansion",null,"JK","2009-11-10"]
[null,"Added GP Toledo","2009 White Book (Jan Capacity)","JK","2009-11-23"]
[null,"Updated BPA White Book Jan capacity w?OY 2010-11 values (Small thermal, COmbustion Turbines and Cogen only)","2009 White Book (Jan Capacity)","JK","2009-11-23"]
[null,"Added Gold Ray",null,"JK","2009-12-11"]
[null,"Added Mill Creek",null,"JK","2009-12-15"]
[null,"Added Culbertson",null,"JK","2009-12-17"]
[null,"Corrected maintenance outage rate for Wyoming coal",null,"JK","2009-12-31"]
[null,"Split Mountain Home (1872) into Mountain Home (Bennett Creek) (1692) and Mountain Home (Hot Springs) (1771).",null,"JK","2010-01-05"]
[null,"Added Cassia Gulch (1888) & Tuana Springs (1871)",null,"JK","2010-01-05"]
[null,"Added Combine Hills II (1719)",null,"JK","2010-01-05"]
[null,"Updated 2008 MWa","2008 WECC (WA CTED)","GC","2010-02-12"]
[null,"Added Riverbend, Finley Buttes and Columbia Ridge landfill gas recovery",null,"JK","2010-02-23"]
[null,"Increased reciprocating engine project life to 30 years iaw 6th Plan.",null,"JK","2010-03-03"]
[null,"Updated and consolidated SP Newsprint",null,"JK","2010-03-15"]
[null,"Revised priority order for calculating default net capacity","White Book > WECC > EIA > Installed","JK","2010-03-15"]
[null,"Added calculation of default summer net capacity","WECC > EIA > Installed","JK","2010-03-15"]
[null,"Revised calculation of capability","Average energy specified > def CF","JK","2010-03-15"]
[null,"Added Coastal Energy; PNWW wind technical data.",null,"JK","2010-04-05"]
[null,"Added ConocoPhilips (Billings)",null,"JK","2010-04-14"]
[null,"Added Vancycle II, Kittitas Valley",null,"JK","2010-04-29"]
[null,"Added Lower Snake River Ph I",null,"JK","2010-05-24"]
[null," Added Youngs Creek",null,"JK","2010-06-03"]
[null,"Corrected erroneous Hydro technical data pointers",null,"JK","2010-06-03"]
[null,"Removed Coos County MSW (Incinerator - no power generation)",null,"JK","2010-06-03"]
[null,"Added Planned projects: ",null,"JK","2010-06-04"]
[null,"Big Horn II"]
[null,"Camp Reed"]
[null,"Double B Dairy"]
[null,"Goshen North (Goshen II)","Under construction"]
[null,"Juniper Ridge Piping & Hydro"]
[null,"Langley Gulch"]
[null,"Leaning Juniper IIa","Under construction"]
[null,"Leaning Juniper IIb","Under construction"]
[null,"Lower Turnbull Drop"]
[null,"Miller Ranch (Northwest Wind)"]
[null,"Payne's Ferry"]
[null,"Rainbow Redevelopment"]
[null,"Rock Creek Dairy"]
[null,"Sawtooth"]
[null,"Shepherds Flat Central"]
[null,"Shepherds Flat North"]
[null,"Shepherds Flat South"]
[null,"Swager Farms"]
[null,"Upper Turnbull Drop"]
[null,"Yahoo Creek"]
[null,"Updated headers for Cols BL - CP to match GENESYS input file headers",null,"JK","2010-06-09"]
[null,"Consolidated Colville Indian Power & Veneer Units 1 & 2","NPCC 1113 & 1114 to 1113","JK","2010-06-16"]
[null,"Consolidated and updated Swift Creek Upper & Lower (FERC 1651 A & B)","NPCC 1654 & 1655 to 1655","JK","2010-06-16"]
[null,"Removed Spring Creek (FERC 7214)","< 100 kW,  NPCC 1544","JK","2010-06-16"]
[null,"Removed West Linn Paper","Mech drive CHP, no generation,  NPCC 1621","JK","2010-06-16"]
[null,"Removed RPS PNW and RPS Out-of-Region columns","Not used","JK","2010-06-16"]
[null,"Changed \"Firm Capacity Derate\" to \"Firm Capacity Credit\"","To avoid confusion","JK","2010-06-16"]
[null,"Changed Seasonal capacity formulas to reflect change in firm capacity derate entry.",null,"JK","2010-06-16"]
[null," pct Out-of-Region (OOR) wind column; revise capacity calculation in PNW System Seasonal Capacity and Energy table.","To show 100% wind in GenRes per J. Fazio request while showing available PNW wind in PNW System Seasonal Capacity and Energy table.","Ad","2010-06-17"]
[null,"Revised PNW System Seasonal energy calculation to use generic subregional monthly capacity factors from SeasDist. ","Earlier method that defaulted to available firm energy values derated energy a second time when applying SeasDist monthly shaping factors.","JK","2010-06-17"]
[null,"Revised PNW System Seasonal energy calculation to use installed capacity as basis for hydro energy production. ","Installed capacity is the energy production basis for all resources using monthly capacity factors from SeasDist (Hydro, Solar & Wind). ","JK","2010-06-17"]
[null,"ed Curtiss Livestock (#1133)","Hydro, << 500 kW","Re","2010-06-23"]
[null," Bell Mountain",null,"Ad","2010-06-23"]
[null," Farm Power Lynden",null,"Ad","2010-06-28"]
[null,"Added Bettencourt B6 Dairy (#1937)",null,"JK","2010-07-08"]
[null,"Added Ford (#1938); LM Angus Ranch (#1939); Burley Butte (#1699); Chester Diversion (#1706); Golden Valley (#1751); Milner Dam (#1798)",null,"JK","2010-07-08"]
[null,"Removed IPP credit adjustment","Not used","JK","2010-07-08"]
[null,"Consolidated ProLogis (1672) and Portland Habilitation (1444) into new \"Portland General Electric Distributed PV record\" (1953)","Prototype for maintaining distributed solar records.","JK","2010-07-27"]
[null,"Added Ponderosa (1841)",null,"JK","2010-08-16"]
[null,"Added Idaho Wind (1958); removed Camp Reed (1885), Burley Butte (1699), Milner Dam Wind (1798), Paynes Ferry (1886) and Yahoo Creek (1887).",null,"JK","2010-08-25"]
[null,"Added Sullivan Creek",null,"JK","2010-10-01"]
[null,"Added Hightwood Generating Station I (1767)",null,"JK","2011-10-18"]
[null,"Added Juniper Canyon I (1954)",null,"JK","2010-11-04"]
[null,"Added Lakeview Cogeneration",null,"JK","2010-11-29"]
[null," updated code modules, deleted unprintable chars & embedded spaces",null,"MJ","2011-01-24"]
[null,"added Spion Cop Compass Wind Project (1972)","Various News Releases","kd","2011-02-15"]
[null,"Added Rockland Wind Project from New Projects DB & Updated Info","Vestas press release re turbine order & Ridgeline brochure","KD","2011-02-15"]
[null,"Changed on-line months for Shepherd's Flat and changed status from Planned to Construction.","Personal Communication SCE.","KD","2011-02-15"]
[null,"added Shepherd's Flat note re financing.","N American WindPower 12/20/2010","KD","2011-02-15"]
[null,"Updated Sawtooth (1897) to reflect on line date of 2013 (was 2012) and noted IPUC approval of 20 year PPA.  SCL proposed purchasing RECs.  Changed nameplate to 22 MW from 21, and added energy @ 31% cf per CU Article.","Magic Valley News: www.magicvalley.com-- RECs story ClearingUp 12/6/2010","KD","2011-02-15"]
[null,"Updated John Deere Renewables owner ID to reflect acquisition by Exelon.","N American WindPower 12/10/2010","KD","2011-02-15"]
[null,"Added info on REC purchases by SCL from Raft River Geothermal and Sawtooth wind project.","ClearingUp, 12/6/2010","KD","2011-02-15"]
[null,"Change Bighorn II status to Operating from 10/8/2010","BPA Project List & Confirmed by MSR","KD","2011-02-15"]
[null,"Changed Leaning Kittitas Valley status to operating from 12/2011","BPA Project List & confirmed by Horizon","KD","2011-02-15"]
[null,"Changed PaTu wind project status to operating","BPA Project List","KD","2011-02-16"]
[null,"Added Jan as start date for Star Point","BPA Project List","KD","2011-02-16"]
[null,"Pushed back date for Lower Snake Project to March 2012 from Dec 2011","2/5/11 RenewablesBiz article on delivery of  blades, towers & nacelles.","KD","2011-02-16"]
[null,"Added Port Westward 2 in as a planned resource (1975)","Site Certificate and PGE 2009 IRP","KD","2011-02-16"]
[null,"Changed status of Idaho Wind Projects to Operating and sdate to 2/11","News Releases","KD","2011-02-17"]
[null,"Changed Sawtooth (1897) ID number to 1977 to avoid duplication with Culbertson (1897) project.","N/A","KD","2011-02-24"]
[null,"Changed Bell Mountain (1936) ID number to 1978 to avoid duplication with Farm Power Lynden (1936) project.","N/A","KD","2011-02-24"]
[null,"Changed Portland General Electric Distributed PV (1953) ID number to 1979 to avoid duplication with PaTu (1953) project.","N/A","KD","2011-02-24"]
[null,"Added final 2009 Mwa","EIA923","dragoon","2011-08-05T16:11:03"]
[null,"Separated Echo Wind Farm (1-9) into 9 separate projects.  Echo Wind Farm was effectively deleted, along with its original NWPCC no. 1680.  Added Big Top (ID: 1980), Butter Creek (1981), Four Corners (1982), Four Mile Canyon (1983), Oregon Trail (1984), Pacific Canyon (1985), Sand Ranch (1986), Wagon Trail (1987), Ward Butte (1988).  I copied the GenRes values and formulas for Echo Wind Farm into the 9 seperate projects.","RNP, news releases","dragoon","2012-01-23T12:27:17"]
[1917,"Removed 65.8 2008 Mwa value from Coastal Energy (id 1917) (not in service until 2010; MW of 6)","RNP, news releases","GC","2011-04-04"]
[null,"Added Toggle Filter button to Projects Worksheet and locked cells to prevent indavertent changes.  Password: \"Council\"",null,"KD","2011-04-25"]
[1360,"Added \"/Dave Gates Generating Station\" to the formerly named \"Mill Creek\" project (1360).","Northwestern Energy Press Release.","KD","2011-05-12"]
[null,"Changed start date for Lower Snake Wind Project to Jan 2012 (from March).","North American Windpower article, May 2011","KD","2011-05-13"]
[null,"Updated info on Windy Point/Wind Flats project - changed Ncap, added info to development, ownership","EIA, news releases","GC","2011-06-16"]
[1118," Changed Condit 1&2 retirement year to 2012","ClearingUp, 6/20/11","KD","2011-06-27"]
[null," Changed Vantage Wind status to Operating","RNP database","KD","2011-07-15"]
[null,"Added preliminary 2010 Mwa; full dataset expected in late summer","EIA923","GC","2011-07-20"]
[null,"Updated projects MW and Mwa (Arrowrock Dam, Biglow Ph 3, Idaho Wind Farm, Columbia Ridge Landfill, FarmPower Rexville & Lynden)","Mar 2011 NRF","GC","2011-07-21"]
[null,"Changed FarmPower Lynden's status to \"operating\"","News Releases","GC","2011-07-21"]
["1953, 1871","Added Info to PaTu and Tuana Springs notes re destination of RECs (purchased by SCL).","ClearingUp and presentaitons to the Seattle Energy, Technology, and Civil Rights Committee on July 6, 2011.","dragoon","2011-08-05T16:07:19"]
[1952,"Added Palouse wind project, purchased from First Wind by Avista on 30 year PPA-- moved over from New Projects wkbk.","Avista press release June 30, 2011 press release.","dragoon","2011-08-08T11:27:57"]
["NA","Added HY technology designation to a number of hydro projects that had blanks in that field","No outside source, just internal consistency of database","dragoon","2011-09-29T10:30:43"]
[1954,"Updated Juniper Canyon I status from Construction to Operating","BPA and RNP web site data","dragoon","2011-10-10T11:10:33"]
[1780,"Updated Leaning Juniper status from Construction to Operating","BPA and RNP web site data","dragoon","2011-10-10T11:17:16"]
[1905,"Updated Leaning Juniper status from Construction to Operating","BPA and RNP web site data","dragoon","2011-10-10T11:17:23"]
[1064,"Added \"Toston Dam\" to name of Broadwater hydro project","Eric Schrepel and National Geographic project Fact Sheet","dragoon","2011-10-12T14:46:40"]
[1174,"Added an s to the name of Falls River (was Fall River)","Eric Schrepel & Ida West web site: http://02e5106.netsolhost.com/fallsriver.htm","dragoon","2011-10-14T12:50:12"]
[1868,"Young's Creek officially operational","Popular Media (http://www.seattlepi.com/news/article/1st-new-hydro-dam-in-Washington-in-quarter-century-2226101.php) and pers convsn","dragoon","2011-10-25T14:19:26"]
[1990,"Added Murphy Flats Solar as planned resource per IPCo's acceptance of the QF contract.","Popular Media accounts/ClearingUP","dragoon","2011-10-25T15:35:42"]
[1118,"Changed Condit Status to retired","Popular Media accounts/ClearingUP","dragoon","2011-10-31T15:09:06"]
[1991,"Added Seneca Sawmill Biomass project","EWEB documents","dragoon","2011-11-01T11:22:25"]
[1993,"Added Biotech/Life Sciences Building Generator 836 (EIA 56932)","EIA","charles","2011-12-07T11:22:51"]
[1958,"Broke out NWPCC ID 1958 Idaho Wind into 11 separate projects, consistent with RNP and EIA.  Then removed 1958 from db.  Pilgrim Stage Station (1815), Yahoo Creek (1887), Thousand Springs (1846), Tuana Gulch (1849), Oregon Trail (1813), Payne's Ferry (1886), Camp Reed (1885), Salmon Falls (1995), Golden Valley (1751), Milner Dam (1798), Burley Butte (1994).","RNP, EIA","charles","2012-01-23T17:27:51"]
[1916,"Riverbend Landfill (EIA 57019) operational as of June 2010.","EIA","charles","2011-12-08T15:24:36"]
[1970,"Updated Rockland wind project status to under construction.","Ridgeline website: http://www.ridgeline.veolia.com/projects/wind/rockland.htm","dragoon","2011-12-29T15:11:54"]
[1969,"Changed Horse Butte Wind project status to Construction (since 11/2010)","News account","dragoon","2011-12-29T15:22:01"]
[1874,"Double A Dairy digester delayed operations date","EPA Report: http://www.epa.gov/agstar/news-events/digest/2011spring.html","dragoon","2011-12-29T16:09:11"]
[1767,"Changed Highwood Generating Station status to Operating from Construction","Media accounts of testimony in Southern Montana bankruptcy hearings.","dragoon","2011-12-30T09:31:19"]
[1778,"Updated Langley Gulch in-service month to 6/12 from 12/12.","Idaho Power web site timeline document issued 7/11","dragoon","2011-12-30T09:55:11"]
[1821,"Rainbow Redevelopment hydro in-service moved from 2011 to 2012, changed status from planned to Construction.","PPL Montana web page: http://www.pplmontana.com/producing+power/power+plants/Rainbow+Dam.htm for in-service, media accounts for construction status.","dragoon","2011-12-30T10:14:24"]
[1830,"Changed Shepherd's Flat North Hulburt wind project status from planned to operating.","BPA installed nameplate list-- includes projects that have physically generated half their nameplate capacity.","dragoon","2011-12-30T10:34:50"]
[1878,"Changed Shepherd's Flat South wind project status from planned to construction.","RNP database","dragoon","2011-12-30T10:37:02"]
[1952,"Changed Palouse Wind project status to Construction from Planned.","First Wind press release 10/17/11.","dragoon","2012-01-06T12:37:34"]
[1970,"Changed Rockland Wind status to Operating from Construction","RNP e mail alert","dragoon","2012-01-06T17:11:41"]
[2000,"Added Rim Rock 1 Wind Project as under construction.","Press releases.","dragoon","2012-01-13T17:30:02"]
["1167, 1218","Changed status of Glines Canyon and Elwha dams to \"retired\" as they are no longer on-line and are being removed.","National Park Service - http://www.nps.gov/olym/naturescience/dam-removal-blog.htm","charles","2012-01-23T08:44:20"]
[1098,"Added back the lost ID number (1098) to Clear Lake Project.","Archived databases.","dragoon","2012-01-23T12:25:23"]
[1975,"Amended Port Westward 2 to have an \"N\" for include in Genres flag.","Michael found that there was no flag set for this project.  Set to \"N\" because the project is planned, not operational.","dragoon","2012-01-23T13:35:06"]
[1830,"Changed Shepherd's Flat North Hulburt project Genres status to \"Y\" from \"N\" because project is now operational.","12/20/11 entry above","dragoon","2012-01-23T13:38:55"]
[1901,"Changed Big Horn II GENRES status changed from \"N\" to \"Y\" because project is now operational.",null,"dragoon","2012-01-23T13:40:46"]
[1953,"Changed Pa TU GENRES status to \"Y\" from \"N\" because project now operating.",null,"dragoon","2012-01-23T13:43:18"]
[1972,"Added an update date to Spion Kop-- got deleted somehow",null,"dragoon","2012-01-23T14:34:58"]
[1360,"Corrected the misnaming of Mill Creek hydro project-- removed \"Dave Gates Generating tation\" designation","Mistake correction","dragoon","2012-02-01T10:11:34"]
[1797,"Changed Mill Creek Generating Station name to Mill Creek/Dave Gates Generating Station","Northwestern Energy Press Release.","dragoon","2012-02-01T10:12:42"]
[1977,"Changed Sawtooth Wind Project from Planned to Construction.","North American Windpower article, April 2011 and RNP website.","dragoon","2012-02-02T11:10:00"]
["2000, 1891","Changed Project ID 2000 to 1891 to match designation in New Projects database.",null,"dragoon","2012-02-02T11:36:01"]
[1874,"Changed Double A Dairy Biogas status from Consturction to Operating and advanced its online date from April 2012 to January 2012.","ClearingUp January 16, 2012.","dragoon","2012-02-06T13:59:31"]
["NA","Commented out Schrepel vba code protecting the sheets-- too cumbersome.  Added a range name \"rngDataToggle\" to Projects worksheet and enabled the toggle button on the new range-- expands auto filter over GenRes data.",null,"dragoon","2012-02-10T15:34:19"]
[1999,"Added Fargo Drop irrigation generator to the Projects database.  Showing it as Planned, although it may be under construction-- couldn't find corroboration of that.","http://www.idahopress.com/news/local/m-hydroelectric-project-planned-near-homedale/article_0daf51a6-3ce5-11e1-b8aa-0019bb2963f4.html","dragoon","2012-02-14T17:22:05"]
["NA","Added various explanatory comments to column headings.  Added reference to next ID number in upper left corner of Projects tabs for convenience.","Jeff King","dragoon","2012-02-24T14:37:20"]
[1972,"Updated Nameplate Capacity and notes for Spion Kop.","ClearingUp","dragoon","2012-02-21T17:07:40"]
[1900,"Updated Lower Snake River I wind project status to Operating from Construction-- had been scheduled for March.","From Cthree weekly news update and BPA's list of operating wind plants.","dragoon","2012-03-05T08:43:17"]
[1571,"Changed designated load from Puget to Market as of Jan 1, 2012.","Rc'vd call from Tenaska Energy Partners to update our database.","dragoon","2012-03-07T15:10:52"]
[1305,"Changed the Uncommitted Capacity from 100% to blank.  Unit is committed to Avista.  Changed nameplate to 166.5 MW per IRP.","Avista 2011 IRP","dragoon","2012-03-07T15:47:12"]
["NA","Added columns \"Thermal Load\" and \"Gas Pipeline Interconnection\" to New Projects worksheet. Arranged columns \"Electrical Load\", \"Thermal Host\",\"Thermal Load\", Gas Pipeline INterconnection\", \"Electrical Interconnection\" and \"Notes\" to be consistent with sequence on Projects worksheet.  Edited column names and pivot table abbreviations for consistency with Projects worksheet.",null,"king","2012-03-13T11:39:54"]
[1305,"Added turbine type and configuration for Lancaster.",null,"king","2012-03-13T17:15:15"]
["Various","Added gas pipeline interconnection (1004, 1019, 1023, 1042, 1054, 1105, 1136, 1137, 1138, 1149, 1169, 1198, 1199, 1201 - 4, 1214, 1215, 1217, 1326, 1344, 1359, 1368, 1373, 1376, 1402, 1403, 1411, 1423 - 6, 1490, 1512, 1539, 1556, 1571, 1572, 1594 - 8, 1607, 1609, 1624, 1650, 1651, 1664, 1673, 1767, 1797, 1897 & 1975)","M. Jourabchi","king","2012-03-13T18:11:53"]
[2012,"Added Black Cap Solar Project","ClearingUp 3/12/12","dragoon","2012-03-16T16:37:30"]
[1977,"Changed Sawtooth wind project to operational from construction.","Per e mail from RNP conveying personal conversation with developer.","dragoon","2012-03-21T16:18:31"]
[1969,"Delayed on line date for Horse Butte wind project","Per e mail from RNP conveying personal conversation with developer.","dragoon","2012-03-22T16:52:07"]
["NA","Added Auto Documentation toggle feature.",null,"dragoon","2012-04-04T13:08:44"]
["1877, 1830, 1878","Changed status to operational (1830, 1878) and updated in service dates.  Note that 1830 & 1878 are operational but not fully in service at this time.  SCE reports scheduling output from turbines at the sites that are in commercial operation although not all turbines are operational yet.  Opted for listing in-service date as the date fully in-service, and operational consistent with scheduling output.  Not sure this is best.","Personal communications SCE.","dragoon","2012-04-05T08:23:48"]
[1904,"Removed \"Oct 2010\" service date for Miller Ranch.  This is still under review and I can't find any good information on it.  ","RNP","charles","2012-04-20T15:57:49"]
[1736,"Added Esquatzel hydro to the Projects list as Operational.","NWHS monthly report (4/12), FERC, developer web site.","dragoon","2012-04-26T16:41:29"]
["1001, 1354","Clarified NWPCC ID#1001 (1910 Meyers Falls) as a 365kw diversion that is included in NWPCC ID#1354 (Meyers Falls).  Removed energy from #1001 because it was being duplicated in #1354.","NWHS database, FERC docket P-12094 search","charles","2012-05-09T12:37:31"]
[1350,"Changed status and nameplate rating for the McKenzie hydro project.   Project was never completed and developer removed license application.","FERC and BPA","dragoon","2012-05-25T11:31:10"]
[2014,"Added project Lime Wind to database","Numerous sources, including Cthree, RNP, project web site, and populare media.","dragoon","2012-05-30T14:47:44"]
["1901, 1187, 1221, 1314, 1904, 1877, 1830, 1878, 1642","Changed the firm capacity credit of these wind projects from 95% to 5%, assuming that the 95% was a holdover from when the field represented unavailable capacity.  Affects total of 1071.6 MW of wind nameplate.","Internal consistency of wind data assumptions.","dragoon","2012-05-30T15:12:10"]
["NA","Added logic to the auto-documentation feature so that the current update field is automatically updated whenever a cell change is made.",null,"dragoon","2012-05-31T17:16:38"]
[1922,"Added \"Fighting Creek\" NWPCC ID#1922 to the Projects database.  It is operational from 3/5/12.","Kootenai Electric Coop - http://www.kec.com/fighting_creek_landfill_gas_project.php","charles","2012-06-05T12:54:21"]
[1042,"Changed status of \"Blue Heron Paper\" (NWPCC ID#1042) from operating to retired.  The paper company closed in Feb 2011 after filing bankruptcy.  ","Oregonlive.com -http://www.oregonlive.com/oregon-city/index.ssf/2011/02/historic_oregon_city_paper_mill_to_close_losing_175_jobs.html","charles","2012-06-05T15:18:37"]
[1498,"Changed status of \"Savage Rapids Diversion\" (NWPCC ID#1498) from operating to retired.  The dam was removed in 2009.","WaterWatch.org - http://waterwatch.org/programs/freeing-the-rogue-river/savage-rapids-dam-removal and Wikipedia - http://en.wikipedia.org/wiki/Savage_Rapids_Dam","charles","2012-06-05T16:00:30"]
[1254,"Changed status of \"Hoquiam Diesels\" (NWPCC ID#1254) from operating to retired.  The project was declared surplus in February 2006 and sold later that year. ","Tip from Rob Diffely (BPA).  GC verified with Assistant GM Doug Smith.","charles","2012-06-05T16:19:00"]
[1606,"Changed status of \"Vaagen Brothers Lumber\" (NWPCC ID# 1606) from operating to retired.  There project sustained massive fire damage in 2009 and has not been repaired.  If it were to be repaired, it would take at least 2 years to make the plant operational again.  There are currently no plans to undertake repairs.","Tip from Rob Diffely (BPA).  GC verified with Mark Stokes, Idaho Power.  http://www.spokesman.com/stories/2009/nov/19/lumber-mill-fire-shuts-down-colville-plant/","charles","2012-06-06T10:40:28"]
[1944,"Changed status of \"Lakeview Cogeneration\" (NWPCC ID# 1944) from construction to suspended.  Iberdrola suspended construction in October 2011 citing low energy prices and no long-term ppa secured.  Currently no plans to continue.","Tip from Rob Diffely.  http://www.oregonlive.com/business/index.ssf/2011/10/iberdrola_halts_work_on_100_mi.html","charles","2012-06-06T10:57:00"]
[2015,"Added Gordon Butte wind project in Montana.","ClearingUp, Cthree, other media accounts, and MT PSC filings.","dragoon","2012-06-11T11:13:25"]
[1205,"Removed reference to \"Evander Andrews\" from name of Freres Lumber","per Jeff King.","charles","2012-07-05T11:43:31"]
[1767,"Updated \"Highwood Generating Station\" id# 1767 to reflect EIA values",null,"charles","2012-07-05T14:33:47"]
[1778,"Changed status of Langley Gulch from \"Construction\" to \"Operating\"",null,"charles","2012-07-13T13:34:33"]
[2009,"Updated Bellevue Solar Project (ID 2009) from new projects to existing projects worksheet.  Project is now in operation.","RNP, enXco","charles","2012-08-01T13:59:02"]
[1731,"Added Diamond Willow Expansion (ID#1731 from new projects) to db.",null,"charles","2012-08-01T14:36:26"]
[2017,"Added Campbell Hill (ID#2017), owned by Duke but PPA to PacifiCorp.  Included in OR RPS.  ","PacifiCorp OR RPS Compliance Report 2011, web resources.","charles","2012-08-02T10:32:31"]
[2018,"Added Chevron Casper Wind Farm (ID#2018), owned by Chevron but PPA to PacifiCorp.  Included in OR RPS.","PacifiCorp OR RPS Compliance Report 2011, web resources.","charles","2012-08-02T11:11:40"]
[2019,"Added Dunlap I (ID#2019), owned by PacifiCorp.  Included in OR RPS.","PacifiCorp OR RPS Compliance Report 2011, web resources.","charles","2012-08-02T13:34:51"]
["2020, 2021","Added Glenrock I and III (ID#s 2020 and 2021), owned by PacifiCorp.  Included in OR RPS.","PacifiCorp OR RPS Compliance Report 2011, web resources.","charles","2012-08-02T13:53:23"]
[2022,"Added High Plains (ID#2022), owned by PacifiCorp.  Included in OR RPS.","PacifiCorp OR RPS Compliance Report 2011, web resources.","charles","2012-08-02T14:05:17"]
[2023,"Added McFadden Ridge (ID#2022), owned by PacifiCorp.  Included in OR RPS.","PacifiCorp OR RPS Compliance Report 2011, web resources.","charles","2012-08-02T14:14:09"]
["2024, 2025","Added Mountain Wind Power I and II (ID#s 2024 and 2025), owned by Edision Mission Energy by PPA to PacifiCorp.  Included in OR RPS.","PacifiCorp OR RPS Compliance Report 2011, web resources.","charles","2012-08-02T14:30:57"]
[2026,"Added Seven Mile Hill (I & II) (ID#2026), owned by PAcifiCorp.  Included in OR RPS.","PacifiCorp OR RPS Compliance Report 2011, web resources.","charles","2012-08-03T13:29:22"]
[2027,"Added Top of the World (ID# 2027), owned by Duke Energy, PPA to PacifiCorp.","PacifiCorp OR RPS Compliance Report 2011, web resources.","charles","2012-08-07T15:00:17"]
["1786, 1853","Updated Upper and Lower Turnbull.  Now in operation - Sept. 2011","http://www.kfbb.com/news/local/Turnbull-Hydro-Opens-Power-Plant-on-Canal-Drop-128934848.html","charles","2012-08-13T11:46:34"]
[2029,"Added Blundell unit II, PacifiCorp UT plant.  Included in OR RPS.","http://www.pacificorp.com/content/dam/pacificorp/doc/Energy_Sources/EnergyGeneration_FactSheets/RMP_GFS_Blundell.pdf","charles","2012-08-13T12:16:53"]
[1933,"Updated \"Rock Creek Dairy\"","http://www.biocycle.net/2012/03/anaerobic-digestion-in-the-northwest/","charles","2012-08-21T13:24:54"]
[1945,"Added #1945 Farm Power Tillamook from new projects.  Operating May 2012.","http://www.andgar.com/specialty-general-contracting-digester-projects-farm-power-tillamook.php","charles","2012-08-21T15:03:29"]
[2037,"Added Rainier Biogas (#2037)","http://biomassmagazine.com/articles/5392/rainier-biogas-embarks-on-washington-dairy-ad-project","charles","2012-08-22T16:27:09"]
[2038,"Added Farm Power Misty Meadows","http://www.pnucc.org/sites/default/files/May%202012%20Farm%20Power.pdf","charles","2012-08-22T16:40:15"]
[1688,"Arrowrock - Updated Nameplate and EIA summer/winter cap","EIA 2011 ER","charles","2012-08-29T15:18:12"]
[2009,"Bellevue Solar - added EIA summer/winter cap","EIA 2011 ER","charles","2012-08-29T15:19:04"]
[1901,"Big Horn II - Updated EIA summer/winter cap; corrected EIA project #","EIA","charles","2012-08-29T15:19:51"]
[1695,"Biglow III - Updated EIA summer/winter cap; added EIA project #, corrected service date to match EIA","EIA 2011 ER","charles","2012-08-29T15:35:39"]
[1994,"Burley Butte Wind - Updated EIA summer/winter cap; added EIA project #","EIA 2011 ER","charles","2012-08-29T15:35:40"]
["1885, 1706, 1917, 1719","Added EIA summer/winter cap","EIA 2011 ER","charles","2012-08-30T13:29:56"]
[1874,"Updated nameplate capacity and added EIA summer/winter cap","EIA 2011 ER, web","charles","2012-08-30T15:23:41"]
["1089, 1131, 1169","Updated/added info to utility purchases of IPP NG plants - adding text in \"ownership\" field","web","charles","2012-11-01T12:27:09"]
["2044, 2045, 2046, 2047, 2048, 2049","Moved Mountain Air Wind Projects from new to projects tab",null,"charles","2012-11-07T11:16:33"]
[1388,"Updated name to include \"Marco Ranch\"","EIA","charles","2012-11-25"]
[1211,"Updated name to include \"Consumer Products\"","EIA","charles","2012-11-25"]
[1208,"Updated name to include \"Notch Butte\"","EIA","charles","2012-11-25"]
["1965, 1966","Added Power County North and South to projects db from new projects","Internet Sources","Gillian","2012-11-25T22:07:23"]
[1970,"Updated GenRes data for Rockland",null,"Gillian","2012-11-25T22:07:51"]
["NA","Added 2011 EIA generation data","EIA 2011 Final","charles","2012-11-26T14:25:53"]
[1952,"Palouse Wind now in operation.  Updated PPA and load notes.","Clearing Up, 12/24/12","charles","2012-12-26T13:24:26"]
["NA","Added \"ToDo\" worksheet for items to follow up on.",null,"charles","2012-12-26T14:44:47"]
[2052,"Added #2052 \"Rolling Hills\" PacifiCorp wind farm","web","charles","2012-12-26T15:39:02"]
["1310, 1220, 2019, 2022, 2023, 2020, 2021, 2052, 2026","Added note to Ownership field - EDF Renewables providing O&M.","Clearing Up, 12/17/12","charles","2012-12-26T15:42:50"]
[1571,"Updated ownership note for #1571 Tenaska - PSE purchased from Tenaska in Dec 2012","Clearing Up, 12/3/12","charles","2012-12-27T10:50:23"]
[1124,"Updated #1124 J.E. Corette's \"retirement date\" to 2015 when the plant will be mothballed due to environmental and economic reasons.","http://www.pplmontana.com/news/PPL+Montana+announces+plan+to+place+Corette+power+plant+in+reserve+status+091912.htm","charles","2012-12-27T11:06:29"]
[1285,"Added note to Ownership field - PPLM in negotiations to sell to confederated tribes.","Clearing Up, 12/3/12","charles","2012-12-27T11:08:50"]
["1934, 1935","Updated service date for #1934 and 1935 (Swager Farm and Double B Dairy) - projects are behind schedule, with no revised online date.","project is \"in jeopardy\" and behind schedule - http://www.idahopress.com/news/state/idaho-power-plays-hardball-with-biogas-developer/article_fff9ee79-c1b9-5c19-a239-3e4934b02e22.htm","charles","2012-12-27T11:31:26"]
[1801,"Updated #1801 (Neal Hot Springs) status and service date to reflect operation on 11/16/12, and made note in electrical load.","Clearing Up 11/26/12, web","charles","2012-12-27T11:42:49"]
[1202,"Updated #1202 (Black Cap Solar) status and service date to reflect operation in Oct 12, made note in ownership, and updated specs.","Clearing Up 11/19/12, web","charles","2012-12-27T14:18:59"]
[1561,"Updated Note on new FERC license for #1561 Swan Falls","Clearing Up, 10/15/12","charles","2012-12-27T16:41:22"]
["1885, 1846, 1813, 1995, 1751, 1849","SCL purchasing RECs from 2019-2031","Clearing Up, 8/20/12","charles","2012-12-31T11:53:12"]
[1086,"Updated electrical load to reflect PSE purchase of transitional power","Clearing Up, 7/30/12","charles","2012-12-31T12:06:02"]
[1975,"Made updates to #1975 Port Westward 2.","http://www.portlandgeneral.com/our_company/news_issues/news/01_31_2013_pge_to_build_additional_natur.aspx","charles","2013-02-22T15:13:43"]
[1990,"GC - Updated Murphy Flats solar PV to reflect IPC terminating PPA and subsequent filing by owner to FERC for IPUC PURPA violations","Clearing Up 3/8/13","charles","2013-03-18T15:41:14"]
[1972,"GC - Updated status of Spion Kop to operating.  Also updated ownership and notes fields with new information","Web","charles","2013-03-25T12:22:22"]
[1891,"Updated status of Rim Rock 1 to operating","Web","charles","2013-03-27T13:26:05"]
[2070,"Added #2070 Cargill Kettle Butte BioFactory after finding it in EIA 2011 Final","EIA, Web","charles","2013-03-27T15:23:50"]
[1390,"Renamed \"New Felt 3&4\" to Felt","EIA, web searches","charles","2013-03-27T15:28:19"]
[2071,"Added #2071 \"Felt Hydroelectric Plant\" - separate plant from #1390","EIA, web searches","charles","2013-03-27T15:33:47"]
["2044, 2045, 2046, 2047, 2048, 2049","Updated all Mountain Air wind projects to operating status, as of Dec 2012","web","charles","2013-04-22T15:33:58"]
[1933,"Updated Rock Creek Dairy to operating, Feb 2013","http://biomassmagazine.com/articles/8772/u-s-added-18-mw-of-biomass-power-capacity-in-february","charles","2013-04-22T15:41:41"]
[1969,"Updated Horse Butte Wind Farm to operating","web","charles","2013-04-22T15:46:25"]
["NA","Updated all charts for website posting",null,"charles","2013-04-23T10:32:33"]
[1970,"Updated Rockland's PPA and ownership fields","Atlantic Power Corp website","charles","2013-04-23T11:53:36"]
[1997,"Added #1997 High Mesa Wind from new projects workbook","Exelon, web","charles","2013-04-24T12:12:29"]
["2074, 2075","Added Musselshell Wind from new projects","RNP, Web","charles","2013-04-24T16:16:14"]
[2076,"Added Swauk Valley Ranch wind","RNP, web","charles","2013-04-24T16:48:48"]
["2074, 2075","Musselshell wind projects are operational, as of Dec 2012","per John Bushnell email on 4/25/13","charles","2013-04-25T14:54:37"]
["1526, 1527","Added 10 MW capacity to Snoqualmie Falls PH1 and note that it is scheduled to be back in OP July 2013.  Updated status of S PH 2 to back in operation.","Clearing Up 4/26/13, web","charles","2013-05-13T11:45:07"]
[1162,"Updated ownership on Electron - PSE sold project for $13.7M","Clearing Up, 6/14/13","charles","2013-07-16T16:29:27"]
["1626, 1627","Updated Weyerhaeuser Cosmo 1 & 2 - renamed to \"Cosmo Specialty Fibers\"; added info on ownership change, and status (idle in 2006 - resumed operating in 2011).","Clearing Up, OregonLive - http://www.oregonlive.com/business/index.ssf/2011/06/cosmopolis_pulp_mill_shipping.html","charles","2013-08-12T16:27:50"]
["NA","Updated DefAvailability (in GENRES section) lookup to include LFG ",null,"charles","2013-08-15T15:51:51"]
["NA","Updated Default capacity factors in \"key\" to Sixth Plan or more recent",null,"charles","2013-08-15T15:52:18"]
[1821,"Updated status of Rainbow Redevelopment to operating as of Apr 2013","web","charles","2013-08-16T14:55:04"]
[1465,"Updated status of Rainbow 1-8 to retired as of Apr 2013","web","charles","2013-08-16T14:55:25"]
[1706,"Updated estimated operating date of under construction Chester Diversion","web","charles","2013-08-16T15:20:36"]
[1999,"Updated status of Fargo Drop to operating as of Apr 2013","web, SNL, EIA","charles","2013-08-16T15:54:04"]
[1904,"Changed status of Miller Ranch to proposed instead of planned.","web, SNL, EIA","charles","2013-08-16T15:59:54"]
[1990,"Changed status of Murphy Flats to \"suspended\"- SNL calls it \"terminated\"","web, SNL, EIA","charles","2013-08-16T16:02:45"]
[1975,"Updated status of Port Westward II to under construction","Email from Stefan Brown, PGE","charles","2013-08-19T14:39:07"]
[1935,"Updated status of Double B Dairy from planned to \"suspended\"","Email from Phil DeVol @ Idaho Power, web","charles","2013-08-19T14:56:35"]
[1934,"Updated status of Swager Farms from planned to \"suspended\"","Email from Phil DeVol @ Idaho Power, web","charles","2013-08-20T10:36:36"]
[1058,"Updated status of Box Canyon 1-4 to \"Upgrade\" - current retrofit of four turbine generator units","Pend Oreille PUD webpage","Charles","2013-08-21T10:21:12"]
[1351,"Updated status of McNary Dam to \"Upgrade\" - currently refurbishing its generators.  Scheduled for completion in 2014.","web, sent email to Eddie at BPA","Charles","2013-08-21T11:26:18"]
[2083,"Added #2082 Tucannon River Wind Farm.","PGE website.","Charles","2013-08-22T12:36:23"]
["n/a","Added 2012 EIA generation","EIA 923","charles","2013-12-31T09:10:22"]
[2087,"Added Baldock Solar Highway Project (#2087) - this was originally included in PGE distributed projects, but after speaking w/ PGE and seeing that EIA has an ID and generation data, felt it should be separate","PGE, web, EIA","charles","2013-12-31T10:22:16"]
[1961,"Moved Yamhill Solar Project over from new projects tab (#1961) and updated it","PGE, EDF Renewables, EIA","charles","2014-01-02T11:17:32"]
[2088,"Added Meadow Creek Wind Farm (#2088)","EIA, web","charles","2014-01-02T11:17:39"]
["n/a","Updated historical energy charts, added EE",null,"charles","2014-01-13T11:34:14"]
[1033,"Updated nameplate and summer/winter EIA capacity for Biomass One (#1033)","EIA, web.","charles","2014-01-17T14:24:28"]
[1688,"Updated nameplate for Arrowrock (#1688), EIA summer/winter capacity","Clatskanie PUD website, EIA 860 2012","charles","2014-01-17T14:52:55"]
[1013,"Updated nameplate for Ashton (#1013) based on PACs website, EIA summer/winter capacity","PacifiCorp website, EIA 860 2012","charles","2014-01-17T15:00:52"]
[1354,"Renamed \"Meyers Falls\" to \"Meyers Falls One\" and changed ncap to match unit one only","EIA, web","charles","2014-01-17T15:09:45"]
[1001,"Renamed \"1910 Meyers Falls\" (diversion unit) to \"Meyers Falls Two\" and changed ncap to match unit two only. ","EIA, web","charles","2014-01-17T15:10:30"]
["1332, 1559","Changed the nameplate capacity for Upper and Lower Baker to match PSE IRP.  Also updated EIA summer and winter capacity","PSE 2013 IRP, EIA 860 2012","charles","2014-01-17T16:56:19"]
[2005,"Added #2005 HW Hill Expansion from new projects DB to Project DB",null,"charles","2014-01-21T17:10:17"]
["1355, 1356, 1357","Changed the Gen Numbers on each of the Middle Fork Irrigation District.  E.g. Initially No. 3 was really No. 1.","EIA 860 2012","charles","2014-01-22T09:24:20"]
["n/a","Added EIA Generator Unit ID column and populated","EIA 860 2012","charles","2014-01-22T16:17:39"]
["n/a","Updated EIA summer and winter peak","EIA 860 2012","charles","2014-01-22T16:17:28"]
["NA","Added EIA nameplate capacity column and populated","EIA 860 2012","charles","2014-01-22T16:17:52"]
["NA","Updated and cleaned up GENRES columns",null,"charles","2014-01-23T15:07:08"]
[1044,"Updated electrical load of Boardman to reflect dates of PPAs to SDGE and Turlock","http://www.tid.org/power/generation-facilities/geothermal-coal-facilities ; SDGE report to CEC.","charles","2014-01-29T18:40:25"]
[2004,"Added Cushman's new hydro powerhouse from new projects to projects.  Treating as two additional units, not replacements","http://apps1.eere.energy.gov/news/news_detail.cfm/news_id=19501","charles","2014-01-30T13:02:08"]
[2038,"Added Farm Powre Misty Meadows as operating to project db","web","charles","2014-01-30T14:53:56"]
[1390,"Updated Felt to include units 1 and 2, in addition to 4 and 5.  This is now consistent with EIA and WECC and SNL","EIA 860 2012, WECC, SNL","charles","2014-01-30T15:21:59"]
[1229,"Grays Harbor Paper - retired as of Jun 2011","SNL, WECC (although WECC has different date)","charles","2014-01-30T15:44:35"]
[1539,"Seperated NG and Biomass parts of SP Newsprint Newberg, retired NG","SNL, WECC, EIA","charles","2014-01-31T10:53:56"]
[2089,"Added biomass portion as separate project of SP Newsprint Newberg","SNL, WECC, EIA","charles","2014-01-31T10:53:45"]
[2090,"Added new project Threemile Digester","SNL, WECC, web","charles","2014-01-31T11:48:41"]
["NA","Updated WECC summer and winter capacity","WECC Draft 2024 Common Case data (Jan 2014) - from Ben","charles","2014-01-31T12:32:11"]
[1913,"Added Nippon Paper plant to project tab from new projects; project in operation Dec 2013","SNL, web","charles","2014-02-14T10:20:00"]
[2037,"Added #2037 Rainier Biogas plant to project tab from new projects; in op Dec 2012","SNL","charles","2014-02-14T12:05:23"]
[2010,"Added #2010 Stoltze Lumber project from new projects; OP Oct 2013","web","charles","2014-02-14T14:47:11"]
[1892,"Added #1892 Carty from new projects; planning stage",null,"Charles","2014-03-02T22:24:35"]
["NA","Updated Capacity and Capability additions charts",null,"charles","2014-03-31T16:18:28"]
[1706,"Changed Chester Diversion to Operating March 2014","SNL","charles","2014-04-01T12:48:43"]
["NA","Updated lat, long, and websites for many projects","web","charles","2014-04-01T14:06:58"]
[1044,"Updated Boardman's electrical load, due to SDG&E PPA expiring and balance being transferred to PGE","Email from Stefan Brown, PGE","charles","2014-04-08T08:03:00"]
[1044,"Updated Boardman's ownership shares","Clearing Up, 4/11/14","charles","2014-04-23T16:43:51"]
["NA","Updated PGE projects - PPA agreements, MW, Mwa","2013 PGE IRP","charles","2014-05-05T14:45:54"]
["1107, 1108, 1109","Updated ownership of Colstrip 1,2,3 - from PPL Montana to new company Talen Energy Corp.","Clearing Up, web","charles","2014-10-22T16:12:45"]
[1892,"Updated status of Carty GS  to \"construction\"","http://www.oregonlive.com/pacific-northwest-news/index.ssf/2014/06/pge_building_boardman_natural-.html","charles","2014-10-22T16:17:00"]
[2039,"Added #2039 Columbia Ridge Landfill Expansion to projects db from new.  Op Aug 2014","SNL","charles","2014-10-24T10:10:31"]
[1520,"Updated #1529 Smith Creek - ownership","Clearing Up, 5/23/14","charles","2014-10-24T11:00:01"]
[2083,"Updated status of #2083 Tucannon Wind Farm to operating","PGE press release, 12/15/14","charles","2014-12-22T09:30:51"]
[1028,"Updated status of #1028 Big Hanaford gas plant to terminated, following rumors of disassembled plant.","Wikipedia, various people","charles","2015-01-06T13:37:42"]
[2092,"Added #2092 Bannock County Landfill from new projects; operating April 2014","http://www.localnews8.com/news/bannock-county-landfill-turns-gas-to-cash/25729180","charles","2015-01-06T14:10:48"]
[1975,"Updated #1975 Port Westward II to operating, as of Dec 30, 2014","http://www.power-eng.com/articles/2015/01/pge-s-port-westward-unit-2-plant-goes-online.html","charles","2015-01-06T14:16:27"]
[1989,"Added #1989 Lower Baker Upgrade (unit 4) to existing projects.  ","SNL, EM with Elizabeth Hossner, 1/6/15","charles","2015-01-06T14:52:54"]
[2100,"Added C-Drop hydro to database","http://westernfarmpress.com/irrigation/klamath-project-hydroelectric-plant-kicks","charles","2015-01-06T16:10:07"]
[1028,"Updated note for Big Hanaford - no longer in service","EM from Scott Sims (BPA) 2/2/15","charles","2015-02-02T14:04:17"]
[1947,"Added Flint Creek Hydro from new projects tab - in service Jan 2013","SNL","charles","2015-02-17T15:49:55"]
["NA","Added AVG_FOM, AVG_VOM, AVG_HR to database","SNL - 2010-2014, 5-yr average data","charles","2015-03-03T14:08:50"]
[2114,"Added dummy Idaho solar PV project - will separate into individual projects next",null,"charles","2015-03-06T16:59:55"]
[2114,"Removed dummy Idaho solar PV project and reused NWPCC ID",null,"charles","2015-03-12T11:01:14"]
[2101,"Added #2101 American Falls Solar from new projects tab","new projects tab","charles","2015-03-12T11:36:25"]
[2102,"Added #2102 American Falls Solar II from new projects tab","new projects tab","charles","2015-03-12T11:36:34"]
[2107,"Added #2107 Clark Solar 1","new projects tab","charles","2015-03-12T14:11:39"]
[2108,"Added #2108 Clark Solar 2","new projects tab","charles","2015-03-12T14:11:45"]
[2109,"Added #2109 Clark Solar 3","new projects tab","charles","2015-03-12T14:11:56"]
[2110,"Added #2110 Clark Solar 4","new projects tab","charles","2015-03-12T14:12:03"]
[2063,"Added #2063 Grand View Solar PV Two","new projects tab","charles","2015-03-12T14:19:50"]
[2114,"Added #2114 Grove Solar Center","new projects tab","charles","2015-03-12T14:54:35"]
[2115,"Added #2115 Hyline Solar Center","new projects tab","charles","2015-03-13T10:51:41"]
[2111,"Added #2111 Mountain Home Solar","new projects tab","charles","2015-03-13T13:31:54"]
[2103,"Added #2103 Murphy Flat Power Project","new projects tab","charles","2015-03-13T13:37:00"]
[2116,"Added #2116 Open Range Solar Project","new projects tab","charles","2015-03-13T14:01:21"]
[2119,"Added #2119 Vale Air Solar Center","new projects tab","charles","2015-03-13T14:05:15"]
[2104,"Added #2104 Orchard Ranch Solar","new projects tab","charles","2015-03-13T14:09:25"]
[2112,"Added #2112 Pocatello Solar 1","new projects tab","charles","2015-03-13T14:14:24"]
[2120,"Added #2120 IDE 1, LLC from new projects","EIA, SNL, CH4","charles","2015-03-16T14:14:24"]
[2121,"Added #2121 IDE 2, LLC from new projects","EIA, SNL, CH4","charles","2015-03-16T14:14:24"]
[2122,"Added #2122 IDE 3, LLC from new projects","EIA, SNL, CH4","charles","2015-03-16T14:14:24"]
[2123,"Added #2123 IDE 4, LLC from new projects","EIA, SNL, CH4","charles","2015-03-16T14:14:24"]
[2084,"Added #2084 Biofuels Washington Renewables Energy Facility from new projects","EIA, SNL, Tacoma-Pierce County website","charles","2015-03-16T14:14:24"]
[1396,"Added an additional EIA plant ID to Nooksack Falls.  It appears to be the same plant as the old Nooksack, just refurbished from the fire and with a new owner","SNL; PSE; web","charles","2015-03-17"]
[2117,"Added #2117 Railroad Solar Center","new projects tab","charles","2015-03-18T08:35:20"]
[2118,"Added #2188 Thunderegg Solar Center","new projects tab","charles","2015-03-18T08:35:36"]
[2105,"Added #2105 Simco Solar","new projects tab","charles","2015-03-18T08:59:33"]
[1932,"Added #1932 Sunergy Boise City Solar","new projects tab","charles","2015-03-18T09:26:35"]
["NA","Updated 2013 Final EIA generation data","EIA - 923 2013 Final Release","charles","2015-03-18T16:53:21"]
["NA","Verified non-hydro, non-wind resources in GenRes with JF",null,"charles","2015-03-24T15:30:18"]
[1904,"Updated Miller Ranch #1904 to postponed - per SNL","SNL","charles","2015-03-24T15:37:35"]
["NA","Updated NorthWestern share in GenRes file from 33% to 31%","per EM from MJ on 3/4/15","charles","2015-03-24T15:51:17"]
[1081,"Updated #1801 Neal Hot Springs nameplate per SNL","SNL","charles","2015-03-25T11:28:07"]
[1933,"Updated #1933 Rock Creek Dairy nameplate per SNL","SNL","charles","2015-03-25T11:46:59"]
[1622,"Updated #1622 Metro West Point Treatmetn Plant to retired","SNL, http://www.kingcounty.gov/~/media/environment/wastewater/ResourceRecovery/images/ENERGYimages/WPcogenfactsheet.ashx?la=en","charles","2015-03-25T13:12:32"]
["1039, 1103, 1239, 1251, 1285, 1341, 1375, 1386, 1821","Updated #1039 Black Eagle, #1103 Cochrane, #1239 Hauser, #1251 Holter, #1285 Kerr, #1341 Madison, #1375 Morony, #1386 Mystic, and #1821 Rainbow - ownership to Northwestern Energy, nameplate, avg energy, and genres portion","http://www.northwesternenergy.com/news/2014/11/17/NorthWestern-Energy-Completes-Purchase-of-PPL-Montana's-Hydroelectric-Facilities\nhttp://www.northwesternenergy.com/docs/default-source/documents/hydro/project-factsheet-2014.pdf","charles","2015-03-27T15:49:13"]
["56191, 6508","Added comment to 2014MWa - SNL states plant is \"out of service\" - not sure if this means retured or idle or ?","SNL","charles","2015-11-09T16:20:31"]
["NA","Added 2014 final generation","EIA 923 2014 Final","charles","2015-11-09T16:21:12"]
[1178,"Updated description of Copper Dam to reflect turbine upgrade","Clearing Up 1721, Jed Jorgenson (ETO)","charles","2015-11-10T13:55:39"]
[1080,"Updated notes in Carmen Smith to reflect relicensing efforts","Clearing Up 1720 ","charles","2015-11-10T15:49:40"]
[1767,"Updated status of Highwood GS to retired","Great Falls Tribune, 10/16/15","charles","2015-11-16T09:36:23"]
["1780, 1905","Updated ownership of Leaning Juniper II a, b. I think this fell through the cracks with staff turnover- we had owner as OOR SCPPA when in actuality, that deal never went through and Iberdrola owns both projects and we are now assuming they are available to the market.","SNL, Iberdrola website","charles","2016-05-25T16:31:55"]
[2130,"Added #2130 Old Mill Solar Project","https://www.pacificpower.net/about/nr/nr2015/bly-oregon-solar-facility.html","Charles","2016-06-08T14:36:11"]
[2113,"Added #2113 Greenfield Wind Farm","SNL, news, Clearing Up","Charles","2016-07-11T15:12:00"]
[2131,"Added #2131 Fairfield Wind Farm","SNL, news, Clearing Up","Charles","2016-07-11T16:01:34"]
[1520,"Updated ownership of #1520 Smith Creek","SNL","Charles","2016-07-12T09:44:09"]
["1107, 1108","Updated planned retirement dates of Colstrip 1 and 2","SNL","Charles","2016-07-12T16:48:43"]
["1121, 1122, 1267, 1277","Updated four Klamath hydroelectric projects owned by PAC - planned removal by 2020.","SNL news, 4/6/16","Charles","2016-07-13T13:30:47"]
[2139,"Added #2139 Steel Bridge Solar Farm","web, SNL, ETO RAC minutes and presentation","charles","2016-07-18T16:28:33"]
[2140,"Added #2140 Ewanua Solar I","PPA, web, SNL","charles","2016-07-19T14:30:18"]
[1932,"Updated #1932 Boise City Solar to operating","SNL, web","charles","2016-07-19T16:13:06"]
[1892,"Updated status of Carty GS to \"operating\" as of 7/31","SNL, web","charles","2016-08-01T16:22:12"]
[2095,"Added #2095 45 Mile Hydro to existing projects; OP May 2015","FERC reports, North Irrigation Unit District newsletter","charles","2016-08-08T13:37:29"]
[1058,"Updated #1058 Box Canyon from Upgrade to Operating","http://popud.org/projects/box-canyon-hydro/turbine-upgrade-information","charles","2016-08-08T16:16:38"]
["2107, 2108, 2109, 2110","Removed #2107-2110 Clark Solar from existing tab.","Projects were never developed; IPUC terminated PURPA agreements in Apr 2015. All project information remains in new projects tab.","charles","2016-08-17T10:42:36"]
[1732,"Added #1732 Dorena Lake Dam to existing projects; OP Jun 2014","FERC, SNL","charles","2016-08-17T16:16:33"]
[2096,"Added #2096 Head of U Canal to existing projects","small project, but included anyways. http://www.puc.idaho.gov/fileroom/cases/elec/IPC/IPCE1407/20140430APPLICATION.PDF","charles","2016-08-23T14:42:26"]
[1782,"Added #1782 Little Wood River Ranch II to existing projects","FERC, SNL, web","charles","2016-08-24T12:42:37"]
[1811,"Added #1811 OIT Geo-Heat Ph II","http://www.oit.edu/orec/geo-heat-center","charles","2016-08-24T15:49:25"]
[2106,"Added #2106 Paisley Geothermal","http://www.surprisevalleyelectric.org/content/paisley-geothermal-project","charles","2016-08-25T09:54:58"]
["1439, 1440","Updated Port Townsend Paper Gen 2, 4 to retired as of 1/2009 and 4/2016, per SNL, confirmed w/ EIA","SNL, EIA 923","charles","2016-08-29T13:54:00"]
[1464,"Updated #1464 Raft River I notes - potential 3MW increase in capacity","http://www.usgeothermal.com/projects/1/Raft%20River","charles","2016-09-01T15:45:49"]
[2183,"Added new operating project - #2183 Central Energy Cogen at BYU-Idaho","http://www.businesswire.com/news/home/20160606006446/en/Big-D-Construction-Completes-BYU-Idaho-Central-Energy-Facility\nhttp://big-d.com/projects/byu-idaho-central-energy-facility/","Charles","2016-09-06T11:02:02"]
[2184,"Added new operating solar #2184 Moyer-Tolles","http://www.eastoregonian.com/eo/local-news/20160331/uec-finishes-utility-scale-solar-station-east-of-umatilla\nhttps://www.umatillaelectric.com/uecs-solar-station-producing-1-megawatt-power-march-31-2016/","Charles","2016-09-06T11:11:28"]
[1124,"Updated #1124 Corette to retired, as of March 2015","SNL","Charles","2016-09-06T11:19:29"]
[1992,"Added #1992 Chopin Wind Project","new project tab, now operating","charles","2016-11-08T09:47:08"]
[1046,"Updated #1046 Boise 1&2 to suspended, due to mothball status on SNL, no new EIA gen data for 2015","SNL, EIA 923","charles","2016-11-09T08:17:11"]
[1102,"Updated #1102 Cline Falls to retired, estimated 2013","EIA, news articles","charles","2016-11-09T08:24:33"]
[1154,"Updated #1154 Durham WWTP to retired.","https://www.cleanwaterservices.org/media/1225/durham-at-a-glance.pdf","charles","2016-11-09T11:46:52"]
[2212,"Added #2212 Durham Adv Wastewater Treatment Plant","https://www.cleanwaterservices.org/media/1225/durham-at-a-glance.pdf","charles","2016-11-09T11:47:18"]
[2216,"Added #2216 Oregon Convention Center Solar Project","https://www.oregoncc.org/news/2016/08/10/sunshine-day-occ-s-solar-array-fully-operational","charles","2016-12-21T12:04:43"]
[2184,"Updated a few cells in #2184 Moyer-Tolles","web","charles","2016-12-21T13:22:17"]
[1243,"Updated #1243 Hell's Canyon notes to reflect latest relicensing efforts","Clearing UP, 12/9/16 No. 1778","charles","2016-12-21T14:11:25"]
[2218,"Added #2218 North Gooding Main Hydro Project","SNL","charles","2016-12-21T15:43:41"]
[2063,"Updated #2063 Grand View Solar to operating","http://www.nwcn.com/news/local/new-solar-project-brings-energy-and-jobs-to-idaho/354632730","charles","2016-12-21T15:58:07"]
[2162,"Added #2162 Black Cap Solar II (part of PSEG Lake County Solar Energy Center)","Confirmed OP by email, 1/5/17","charles","2017-01-05T09:05:23"]
[2177,"Added #2177 Collier Solar to existing projects","from new projects tab","Charles","2017-01-16T15:03:58"]
[2113,"Updated #2113 Greenfield Wind to operating, per EIA","from new projects tab","Charles","2017-01-26T19:40:17"]
["2114, 2115, 2116","Updated #2114 Grove Solar Center, #2115 Hyline, #2116 Open Range to operating","per EIA and SNL","Charles","2017-01-26T19:52:13"]
["2117, 2118 2119","Updated #2117 Railroad, #2118 Thunderegg, and #2119 Vale Solar to operational","Last EIA listing has \"over 50% construction complete\"; SNL listed as operational; EM Coronal 1/4 - no response","Charles","2017-01-26T20:04:36"]
["2050, 2051","Added #2050, 2051 Pioneer Wind I and II to existing; now OP","from new tab","Charles","2017-01-26T20:16:47"]
[2112,"Updated #2112 Pocatello Solar to terminated","Project cancelled May 2016 due to lengthy delays within FAA environmental review process (project was to be located at the Pocatello Regional Airport). - see new tab","Charles","2017-01-26T20:31:30"]
[2176,"Added #2176 Neff Solar (Norwest 2) from new tab; now in operation","new tab","Charles","2017-01-26T20:47:53"]
[1325,"Updated #1325 Longview 1-7 ST ownership","SNL article; http://www.columbian.com/news/2013/jun/10/longview-fibre-sold-103-billion/","charles","2017-03-02T14:53:18"]
[1326,"Updated #1326 Longview 8 CT to retired as of Oct 2002","SNL","charles","2017-03-02T14:53:35"]
[2105,"Updated #2105 Simcoe to operational","via email confirmation w/ Scarlett Chepke at Swinerton, 3/9/17","charles","2017-03-09T09:49:19"]
[1051,"Updated #1051 Bonneville 1-18 nameplate capacity","via EM w/ Rob Diffely, 3/6/17.","charles","2017-03-09T12:34:14"]
[2111,"Set status to operating & added to Projects tab","Michael from Idaho Power confirmed this was online in 5/23/17 E-Mail to Mike S.","starrett","2017-06-26T15:44:03"]
["2101, 2102, 2103, 2104","Set status to operating","Michael from Idaho Power confirmed this was online in 5/23/17 E-Mail to Mike S.","starrett","2017-06-26T16:10:46"]
[1932,"updated the name to “Boise City Solar (ID Solar 1)” ","Michael from Idaho Power sent E-Mail on 5/23/17 and refered to it as ID Solar 1. Per https://pv-magazine-usa.com/2016/09/23/idaho-puts-online-its-first-utility-scale-solar-project-at-40-mw-ac/ (and the fact that it's the only 40 MW plant in ID) I changed this","starrett","2017-06-26T16:27:12"]
[2.17020812185218E+23,"Set status to operating and moved to projects tab","Went thru all solar and wind plants on New Projects tab to cross-reference w/ SNL and made updates as appropriate. Main thing is the 5x 10MW Wind project previously known as the 1x 50MW \"Huntington Wind\" project is now running.","starrett","2017-07-03T14:38:38"]
["2017-08-04","Changed \"Energy Capability\" column in rows 36-42 to all be 0 since the formula (=GETPIVOTDATA(\"DefMWa\",$A$53,\"RES\",$G35,\"CSTAT\",C$34) and etc.) was pulling up a #REF on the account of no plants on the Projects tab being marked w/ a CSTAT of Construction. It isn't really important for the plot we use on this page, anyway, since it doesn't report stuff in Construction. One note is the NG base field here did have 391 MW manually entered as under construction. I assume that was probably Port Westward 2 and I marked it 0.",null,"starrett","2017-08-04T10:29:04"]
["1395, 1405","Updated nameplate capacity for Nine Mile and Noxon Rapids; Avista completed upgrades on both projects in 2016 and 2012, respectively.","Avista 2017 IRP","charles","2017-09-19T09:29:40"]
["1371, 1446, 1395, 1318, 1324, 1600, 1405, 1076","Updated average energy for Avista-owned hydro projects - Monroe Street, Post Falls, Nine Mile, Little Falls, Long Lake, Upper Falls, Noxon Rapids, Cabinet Gorge. Previously based on 70yr hydrologic data, now based on 80yr data.","Avista 2017 IRP","charles","2017-09-19T09:38:19"]
["1402, 1403","Updated notes for Northeast 1, 2 - annual hours of operation per year limited to 100 hrs (from 1700 in the project db)","Avista 2017 IRP","charles","2017-09-19T10:18:35"]
[1131,"Updated nameplate capacity and notes for Rathdrum.","Avista 2017 IRP","charles","2017-09-19T10:29:13"]
[1287,"Updated nameplate capacity for Kettle Falls GT","Avista 2017 IRP","charles","2017-09-19T10:33:00"]
[1354,"Updated Meyers Falls - nameplate capacity, average energy, QF terms","Avista 2017 IRP","charles","2017-09-19T10:54:00"]
["1641, 1437, 1140, 1605","Updated Spokane Waste-to-Energy (Wheelabrator), Plummer Forest Products, Deep Creek, Upriver - nameplate capacity, load, QF terms, website","Avista 2017 IRP, SNL, web","charles","2017-09-19T11:33:17"]
[1938,"Updated Ford Hydro service year, QF properties","Avista 2017 IRP, SNL","charles","2017-09-19T11:51:03"]
[1162,"Updated #1162 Electron load (PPA) terms","PSE draft 2017 IRP","charles","2017-09-26T13:38:30"]
[1883,"Updated #1883 Stahlbush Island Farms","OPUC docket","charles","2017-09-27T10:50:36"]
[1915,"Updated nameplate capacity from 3.2MW to 4.8MW","SNL, EIA 923","Charles","2017-10-17T16:39:09"]
["1629, 1630, 1631, 1632, 1633","Updated name of former Weyerhauser Longview STs to Nippon Dynawave Packaging, per buyout","http://investor.weyerhaeuser.com/2016-08-31-Weyerhaeuser-Completes-Sale-of-Liquid-Packaging-Board-Business-to-Nippon-Paper-Industries","Charles","2017-10-24T12:52:12"]
["NA","Updated EIA nameplate, summer, and winter capacity, balancing authority, and coordinates","EIA 860 2016 (ER)","Charles","2017-11-07T09:07:25"]
[1290,"Updated #1290 Klamath Cogen owner, load","http://www.avangridrenewables.us/klamath.html","Charles","2017-11-07T10:12:56"]
[1615,"Updated #1615 Warm Springs Forest Products to retired","EIA 860 2016 (ER), http://www.timberprocessing.com/oregons-warm-springs-forest-products-sawmill-closing/ ","Charles","2017-11-08T14:11:52"]
[1487,"Updated #1487 R&R to retired","http://ktvl.com/news/local/rough-and-ready-lumber-closed-for-good","Charles","2017-11-08T16:29:21"]
[1490,"Updated #1490 Rupert Cogen to retired","EIA 860 2016 (ER)","Charles","2017-11-08T16:36:50"]
[2089,"Updated #2089 Rupert Cogen to retired","https://newsregister.com/new-owner-shutting-down-newberg-mill","Charles","2017-11-08T16:49:36"]
[1178,"Updated several data fields for Copper Dam","http://m.hoodrivernews.com/news/2015/oct/21/river-power-farmers-irrigation-district-installs-n/","Charles","2017-11-08T19:40:17"]
[1344,"Updated #1344 March Point nameplate capacity and generator fields","Per EIA, SNL - looks like STG was retired, and the three remaining GTs were replaced in 2015","Charles","2017-11-13T08:52:01"]
["NA","Updated 2016 aMW from EIA 860 2016 Final","EIA","Charles","2017-11-15T11:00:55"]
["2120, 2121, 2122, 2123","Retired IDE biomass projects Dec 2015","EIA 923 2016","Charles","2017-11-15T11:02:41"]
[1462,"Retired Puyallup Energy Resource Center (PERC) - April 2009","SNL","Charles","2017-11-15T14:40:18"]
[1574,"Updated The Dalles Fishway electrical load with/ PPA","SNL","Charles","2017-11-15T14:42:57"]
[2220,"Added Gala Solar from new projects; OP as of Oct 2017","https://www.bizjournals.com/portland/news/2017/10/30/apple-solar-farm-oregons-biggest-goes-live.html","Charles","2017-11-28T11:02:28"]
[1238,"Updated #1238 Hardin *tentative* retirement date of 2018","http://lastbestnews.com/site/2017/11/hardin-could-lose-coal-fired-power-plant-early-in-2018/","Charles","2017-12-04T14:49:26"]
[2240,"Added #2240 UW - IC to complete record of UW plant","EIA, SNL","Charles","2017-12-05T14:06:24"]
[2241,"Added #2241 UW West Campus Utility Plant","https://green.uw.edu/wcup","Charles","2017-12-05T14:51:42"]
["1069, 1070","Updated load and notes for PHP 1 and 2 ","https://www.bizjournals.com/portland/news/2017/08/17/portland-council-set-to-approve-deals-to-keep.html","Charles","2017-12-05T15:13:24"]
[1492,"Updated #1492 Ryan dam to \"upgrade\" status. ","Clearing Up, 3/31/17","Charles","2017-12-06T11:12:23"]
["NA","Added new Technology, Primary Fuel, and Resource Type options to facilitate energy storage projects in the database","Added flywheel, lithium ion battery, and lflow battery","Charles","2017-12-19T15:50:40"]
["NA","Added a column for energy storage MWh",null,"Charles","2017-12-19T15:51:18"]
[2243,"Added #2243 Turner Energy Storage project","http://avistacorp.mwnewsroom.com/News/in/Avista%E2%80%99s-Energy-Storage-Project-is-energized-by-Go","Charles","2017-12-19T16:20:35"]
[2244,"Added #2244 Salem Smart Power Project energy storage","https://www.portlandgeneral.com/our-company/energy-strategy/smart-grid/salem-smart-power-center","Charles","2017-12-20T10:10:08"]
["2245, 2246","Added #2245 and 2246 SnoPUD MESA battery projects","http://www.snopud.com/PowerSupply/energystorage/projects.ashx?p=2800","Charles","2017-12-20T11:11:40"]
[2247,"Added #2247 Glacier Battery Storage","https://pse.com/inyourcommunity/pse-projects/system-improvements/Documents/4153_107_Glacier_Battery_Storage_0916_r2.pdf","Charles","2017-12-20T11:19:10"]
[2248,"Added #2248 Oregon University System OIT Klamath Falls solar","http://www.oit.edu/sustainability/clean-energy","Charles","2017-12-20T15:41:06"]
[2249,"Added #2249 Oregon University System Rabbit Field (OSU)","http://fa.oregonstate.edu/sustainability/ground-mounted-photovoltaic-arrays","Charles","2017-12-20T15:41:36"]
[2112,"Removed #2112 Pocatello from the existing project tab. It is still on the new projects tab, but it was never constructed.",null,"Charles","2018-01-03T10:50:03"]
[1944,"Removed #1944 Lakeview Cogen from existing projects tab. Project remains on new projects tab, but it was never constructed.",null,"Charles","2018-01-03T11:25:04"]
[2250,"Added new MT solar project, #2250 ","per NorthWestern, http://www.ktvq.com/story/34950147/solar-plants-nearly-complete-in-reed-point-and-hardin","Charles","2018-01-06T14:02:55"]
[2251,"Added #2251 Great Divide Solar","per NorthWestern, web","Charles","2018-01-06T14:02:49"]
[2252,"Added #2252 Magpie Solar","per NorthWestern, web","Charles","2018-01-06T14:29:50"]
[2239,"Added #2239 River Bend Solar","per NorthWestern, web","Charles","2018-01-06T14:30:01"]
[2226,"Added #2226 Black Eagle Solar","per NorthWestern, web","Charles","2018-01-06T14:30:24"]
["2127, 2128","Added #2127, 2128 Hancock and Calligan Creek to existing projects as they are under construction and close to completion","new projects tab","Charles","2018-01-23T10:06:30"]
[1906,"Added #1906 Montague wind to existing projects as it is under construction and slated for completion EOY 2018","new projects tab","Charles","2018-01-23T10:07:23"]
[2141,"Added #2141 Ewauna II from new projects; now operating as of Jan 2018","https://www.prnewswire.com/news-releases/clean-focus-energizes-39-mw-solar-array-in-klamath-falls-oregon-300590310.html","Charles","2018-01-30T15:12:36"]
[2167,"Added #2167 Eagle Point Solar from new projects; now operating as of Dec 2017","SNL says operating as of Dec 2017","Charles","2018-01-30T15:58:35"]
[2263,"Added #2263 Lake Harriet Diversion Dam","PGE IRP 2016; SNL","Charles","2018-01-31T15:59:57"]
[2134,"Added #2134 Chiloquin Solar","http://www.saturnpower.com/content/saturn-power-successfully-brings-198mw-ac-solar-projects-line-oregon","Charles","2018-02-28T15:52:15"]
[2135,"Added #2135 Deschutes (formerly Tumbleweed) Solar","http://www.saturnpower.com/content/saturn-power-successfully-brings-198mw-ac-solar-projects-line-oregon","Charles","2018-02-28T15:52:38"]
[1086,"Updated #1086 Centralia notes to capture TransAlta's future considerations for retiring coal plant.","http://www.theolympian.com/news/local/article205603194.html","Charles","2018-04-18T16:13:34"]
["1121, 1122, 1267, 1277","Updated #1121, 1122, 1267, and 1277 Klamath hydro projects retirement date from 2020 to 2021 (dismantling set to begin 1/1/21)","2017 PAC IRP","Charles","2018-04-24T10:21:52"]
["2128, 2127","Updated #2128 Calligan Creek and #2127 Hancock Creek to operating","per SNL","Charles","2018-04-24T10:35:25"]
[1992,"Updated #1992 Chopin wind farm notes - agreement for RECs to Moda Center","https://www.bizjournals.com/portland/news/2018/04/18/blazers-up-their-renewable-energy-game.html","Charles","2018-04-24T10:57:03"]
[2272,"Added #2272 Adams-Nielson solar farm to existing projects as it is now officially under construction","http://www.capitalpress.com/Energy/20180525/work-begins-on-204-acre-solar-farm-in-washington","Charles","2018-05-29T11:04:27"]
[2053,"Updated #2053 Two Dot ownership to NorthWestern Energy","https://renewablesnow.com/news/njr-sells-montana-wind-park-to-shed-all-onshore-wind-assets-in-12-months-615193/","Charles","2018-06-05T16:27:41"]
[1244,"Updated #1244 H.M. Jackson firm and average energy","SnoPUD 207 IRP","Charles","2018-06-13T14:11:31"]
["1271, 1272","Updated #1271, 1272 Jim Bridger 1 and 2 w/ proposed retirement dates","PAC 2017 IRP and IRP update; Idaho Power 2017 IRP","Charles","2018-06-28T10:36:33"]
[1618,"Updated #1618 Wells power purchase agreement w/ PSE","Clearing Up, 6/15/18","Charles","2018-07-06T10:51:50"]
["NA","Added \"WindLoad\" column for easy filtering to make wind capacity charts",null,"Charles","2018-07-24T11:01:48"]
["1271, 1272, 1273, 1274","Updated #1273, 1274 Bridger 3&4 notes to include date of SCR installation in compliance w/ Regional Haze rule; and #1271, 1272 Bridger 1&2 w/ estimated SCR installation dates ","PAC 2019 IRP conference call, 7/27/18","Charles","2018-07-27T15:19:04"]
[2165,"Added #2165 Dairy Solar (OR Solar 8) as operational","EIA Electric Power Monthly, Table 6.3","Charles","2018-08-01T11:04:04"]
[2174,"Added #2174 Merrill Solar (OR Solar 5) as operational","EIA Electric Power Monthly, Table 6.3","Charles","2018-08-01T11:19:52"]
[2159,"Added #2159 Adams Solar Center as operational","https://www.prnewswire.com/news-releases/50mw-gcl-new-energy-project-in-oregon-reaches-phase-i-completion-on-time-300674601.html; https://www.bendbulletin.com/business/6393316-151/jefferson-countys-first-utility-scale-solar-project-goes-live","Charles","2018-08-01T11:50:52"]
[2168,"Added #2168 Elbe Solar Center as operational","https://www.prnewswire.com/news-releases/50mw-gcl-new-energy-project-in-oregon-reaches-phase-i-completion-on-time-300674601.html; https://www.bendbulletin.com/business/6393316-151/jefferson-countys-first-utility-scale-solar-project-goes-live","Charles","2018-08-01T11:51:54"]
[2181,"Added #2181 Turkey Hill (OR Solar 3) as operational","https://www.origisenergy.com/projects/oregon-1-8/","Charles","2018-08-01T12:22:19"]
[2173,"Added #2173 Lakeview Solar (OR Solar 6) as operational","https://www.origisenergy.com/projects/oregon-1-8/","Charles","2018-08-01T12:22:44"]
["NA","Updated EE achievements from 2018 RCP report (thru 2017)","RCP report","Charles","2018-08-21T14:02:03"]
[2182,"Added #2182 Woodline Solar","SNL","Charles","2018-08-24T16:13:08"]
[2275,"Added #2275 Valley Creek (SP Solar 8) as operational","https://pgrenewables.com/portfolio-item/valley-creek-2/","Charles","2018-08-28T09:10:42"]
[2163,"Added #2163 Bly Solar Center as operational","http://www.swinertonrenewable.com/projects/bly","Charles","2018-08-28T10:04:49"]
[2161,"Added #2161 Bear Creek Solar Center; under construction but should be operational anytime","http://www.swinertonrenewable.com/projects/bear-creek","Charles","2018-09-18T11:06:43"]
[2153,"Added #2153 Milner Butte Landfill Project as operational","SNL","Charles","2018-09-18T11:31:41"]
[2124,"Added #2124 Big Timber Wind (Greycliff) as operational","new projects tab","Charles","2018-10-22T11:16:02"]
["NA","Updated 2017 generation ","EIA923, Final 2017 data","Charles","2018-10-22T11:16:36"]
[2278,"Added #2278 Colton (SP Solar 6)","EIA923, SNL, Renewable Northwest","Charles","2018-10-22T12:40:02"]
[2279,"Added #2279 Dayton Cutoff (SP Solar 7)","EIA923, SNL, OPUC","Charles","2018-10-22T13:45:47"]
[2280,"Added #2280 Grand Ronde (Norwest 14)","EIA923, SNL, OPUC","Charles","2018-10-23T09:33:00"]
[2281,"Added #2281 Interstate (SP Solar 1)","EIA923, SNL, OPUC","Charles","2018-10-23T09:32:50"]
[2282,"Added #2282 JC-Biomethane; set it to suspended","EIA923, ETO, news articles","Charles","2018-10-23T12:01:55"]
[2283,"Added #2283 Roseburg LFG","EIA923, SNL","Charles","2018-10-23T15:18:31"]
[2284,"Added #2284 Sheep Solar","EIA923, SNL","Charles","2018-10-23T15:47:58"]
[2285,"Added #2285 Silverton Solar","EIA923, SNL","Charles","2018-10-23T16:04:03"]
[1151,"Updated #1151 Douglas County Forest Products capacity and PPA","EIA923, SNL, new PPA https://edocs.puc.state.or.us/efdocs/RPA/re142rpa144916.pdf","Charles","2018-10-23T16:30:28"]
[1285,"Updated #1285 name to Seli’š Ksanka Qlispe’ Dam (from Kerr Dam)",null,"Charles","2018-10-24T11:22:42"]
[2185,"Updated #2185 Hauser Dam - undergoing upgrade to all six units","https://helenair.com/news/local/northwestern-replacing-century-old-turbines-at-hauser-dam/article_d0e978b6-98e4-55b1-ab45-536d3a82eded.html","Charles","2018-10-24T12:10:37"]
[1612,"Updated #1612 Wanapum Dam - undergoing upgrades to all ten units (complete in 2020)","SNL, Grant County PUD","Charles","2018-10-24T12:27:46"]
[1217,"Updated #1217 Glenn's Ferry Cogen to idled (although it may be retired/out of service for good)","SNL, EIA 923","Charles","2018-10-24T13:32:16"]
["1904, 1990, 1934","Removed #1904 Miller Ranch, #1990 Murphy Flats, 1934 Swager Farms from existing projects (projects remin in new project tab). These projects were terminated before they were constructed, but added to the existing projects because they had PPAs and were licensed (per former protocol for adding projects).",null,"Charles","2018-10-24T13:54:25"]
[2272,"GC - Updated #2272 Adams Nielson Solar to operating in Dec 2018. While the project had a ribbon cutting ceremony on 10/23/18, per Avista, the project will not be online until late November, and officially commercially operating until mid-December. Set status to operating for upcoming model runs.","Email from John Lyons, 10/24/18","Charles","2018-10-24T16:25:49"]
["1246, 1247","Updated nameplate capacity, ownership, load, PPA for #1246 and 1247 Hermiston Generating Project(s).","Per EM from Rob Diffely w/ attached PPT from Perennial Power Holdings to NWPP (11/7/18)","Charles","2018-11-27T15:56:00"]
[1399,"Updated #1399 North Valmy 1 retirement date from 2019 to 2021. While Idaho Power will be \"ending participation\" in unit 1 in 2019, NV Energy won't be retiring the unit until 2021.","https://www.sierraclub.org/press-releases/2018/12/clean-energy-advocates-celebrate-approval-nv-energy-s-plans-retire-north; https://docs.idahopower.com/pdfs/AboutUs/PlanningForFuture/irp/2018/IRPAC091318Meeting.pdf","Charles","2019-01-30T15:49:46"]
[2210,"Added #2210 Bonanza Solar (Norwest 4) as operating, from new projects tab","SNL","charles","2019-02-26T09:15:11"]
["1107, 1108","Updated #1107, 1108 Colstrip 1 and 2 retiremetn date to 2019 (from 2022)","https://talenenergy.investorroom.com/2019-06-11-Colstrip-Steam-Electric-Station-Units-1-and-2-to-Retire","Charles","2019-07-01T13:10:23"]
[1612,"Updated #1612 Wanapum Dam nameplte capacity - assuming final nameplate which will be completed in 2020. (Difference will only be ~8MW)","EIA, Grant PUD, SNL","Charles","2019-07-09T11:24:25"]
[2262,"Added #2262 Timothy Lake Powerhouse as operating","EIA, SNL","Charles","2019-07-09T13:32:40"]
[2161,"Updated #2161 Bear Creek Solar to operating","EIA","Charles","2019-07-09T13:49:10"]
[2256,"Added #2256 Wy'East Solar Project","EIA","Charles","2019-07-09T14:14:05"]
[2254,"Added #2254 Stillwater (Vivaldi) wind","EIA","Charles","2019-07-09T14:32:54"]
[2277,"Added #2277 Boring Solar","EIA","Charles","2019-07-09T14:51:01"]
[2276,"Added #2276 Ballston Solar","EIA","Charles","2019-07-09T14:56:11"]
[2295,"Added #2295 Bannock County LFG to Energy 2","EIA","Charles","2019-07-10T11:15:23"]
[2092,"Updated #2092 name from Bannock County Landfill to Bannock County LFG to Energy 1","EIA","Charles","2019-07-10T11:15:53"]
[1576,"Updated #1576 Thompson River Cogen retirement date to 2006 - mothballed after 1 year in service","https://pes-world.com/project/thompson-river-power/","charles","2019-08-17T20:24:41"]
[2290,"Added #2290 Labish Solar Center as operating","SNL","charles","2019-09-10T13:19:50"]
["na","Added 2018 annual generation (aMW)","EIA 923 2018 Final","charles","2019-10-02T15:54:47"]
["NA","Where EIA nameplate capacity was blank for wind or PV, I copied over NPCC. 5-8 records total.",null,"starrett","2019-11-22T12:15:33"]
["1006, 1008","Updated Amalgamated Sugar (Nampa) and (Paul) - changed fuel from coal to natural gas, updated GENSYS tech data pointer","https://magicvalley.com/business/agriculture/amalgamated-converts-factories-from-coal-to-natural-gas/article_86f15fd8-eea4-59f5-912d-eeb819fe2eb8.html","charles","2019-11-25T14:29:53"]
[1661,"Updated #1661 Wood Power (Pacific Crown) to retired. I think this has been the case for a long time - we considered it retired in 7Plan. No info about it.",null,"charles","2019-11-25T15:42:27"]
[1171,"Updated #1171 Everett Cogen to retired. Cleaning up/clarifying the idled biomass plants.","SNL","charles","2019-11-25T15:57:26"]
[1625,"Updated #1625 International Paper (Albany 02) to retired. Cleaning up/clarifying the idled biomass plants.","SNL","charles","2019-11-25T15:57:24"]
[2282,"Changed #2282 \"JC-Biomethane\" to \"Shell New Energies Junction City\"; purchased in May 2018. Confusion remains as to whether this shjould still be a generating unit, but changed from suspended to operating for now. Unit was suspended because previous owner had fallen behind on payments.","https://www.shell.us/about-us/projects-and-locations/shell-new-energies-junction-city--biomethane-facility.html#iframe=L2Zvcm1zL2VuX3VzX2Jpb21ldGhhbmU","charles","2019-11-25T16:09:17"]
[1935,"Removed #1935 from the \"projects\" tab; now it only exists as a record on the \"new projects\" tab. This project was terminated before it completed construction.",null,"charles","2019-11-25T16:19:32"]
["NA","Added \"Renewable Energy Credits\" column to help track where the RECs go. This can eventually be a clean energy column. Meant to be more descriptive; the RPS workbook is quantitative",null,"charles","2020-01-02T09:17:15"]
[1464,"Updated #1464 Raft River REC assignments, from 2019 IPC IRP","https://docs.idahopower.com/pdfs/AboutUs/PlanningForFuture/irp/2019/2019_IRP.pdf","charles","2020-01-02T09:17:42"]
[1801,"Updated #1801 Neal Hot Springs REC assignments, from 2019 IPC IRP","https://docs.idahopower.com/pdfs/AboutUs/PlanningForFuture/irp/2019/2019_IRP.pdf","charles","2020-01-02T09:32:15"]
["1107, 1108","Updated status of Colstrip 1, 2 to retired",null,"charles","2020-01-10T09:40:50"]
[1906,"Updated #1906 Montague Ph I to operational","https://www.businesswire.com/news/home/20191029005982/en/AVANGRID-Reports-Quarter-2019-Earnings-Results","Charles","2020-01-13T14:53:22"]
[1294,"Updated #1294 Klondike II notes to reflect plans to repower K2 in the future","https://www.businesswire.com/news/home/20191029005982/en/AVANGRID-Reports-Quarter-2019-Earnings-Results","Charles","2020-01-13T15:05:10"]
[2265,"Updated #2265 Baker River Solar Center to operating","SNL","Charles","2020-01-13T15:17:44"]
[2266,"Updated #2266 Brush Solar Center to operating","SNL","Charles","2020-01-13T15:30:06"]
[2301,"Added #2301 Kale Patch Solar","SNL, EIA","charles","2020-01-14T08:33:28"]
[2302,"Added #2302 Rafael Solar ","EIA","charles","2020-01-14T13:41:49"]
[2268,"Added Vale I Solar","SNL","charles","2020-01-14T15:31:05"]
[2303,"Added Starvation Solar","BPA - Rob Diffely","charles","2020-01-14T15:46:10"]
[2018,"Updated load and RECs form Chevron Casper wind - PPA w/ PAC terminated June 2018.","PAC's OR RPS compliance report for 2018 (dated May 2019)","charles","2020-01-29T09:50:06"]
[2304,"Added Hill Air Force Base in UT, per RPM rules regarding PAC bundled RECs","PAC's OR RPS compliance report for 2018 (dated May 2019)","charles","2020-01-29T09:52:42"]
[1186,"Updated #1186, #1187 Foote Creek II, III electrical load from long-term PPA w/ BPA through 2014 and PS Colorado through 2014 to 5 year QF with PAC from 2014-2019","PAC's OR RPS compliance report for 2018 (dated May 2019)","charles","2020-01-29T10:07:46"]
[2305,"Added #2305 Latigo wind, per RPM ruled regarding PAC bundled RECs","PAC's OR RPS compliance report for 2018 (dated May 2019)","charles","2020-01-29T10:17:42"]
[2306,"Added #2306 Duus Solar","per EIA table 6.05, Jan 2020; https://edocs.puc.state.or.us/efdocs/RPA/re143rpa163220.pdf","Charles","2020-02-07T16:31:30"]
[2307,"Added #2307 Firwood Solar","per EIA table 6.05, Jan 2020","Charles","2020-02-07T16:42:54"]
[1185,"Updated #1185 Foote Creek I ownership and notes; PAC now sole owner and undergoing repowering","SNL, news","charles","2020-03-02T08:24:50"]
[1220,"Updated #1220 Goodnoe Hills repowering notes","SNL, news","charles","2020-03-02T08:35:53"]
["2308, 2309","Added Pavant and Pavant II, per RPM rules regarding PAC bundled RECs","PAC's OR RPS compliance report for 2018 (dated May 2019)","Charles","2020-03-13T11:50:00"]
[2310,"Added Enterprise Solar, per RPM rules regarding PAC bundled RECs","PAC's OR RPS compliance report for 2018 (dated May 2019)","Charles","2020-03-16T11:32:19"]
[1233,"Updated #1233 Ground Water Pumping Station to retired, as of November 2017","SNL","Charles","2020-03-22T22:30:17"]
["NA","Updated hydro nameplate capacities","utility emails, SNL","Charles","2020-03-25T22:41:08"]
["NA","Added Replacements/Upgrades column for hydro, wind ",null,"Charles","2020-03-25T22:41:35"]
["NA","Cleaned up retired resources for consistency in load and RPM rate-based to region",null,"Charles","2020-03-25T22:43:50"]
[1008,"Updated #1008 Amalgamated Sugar (Paul) from idle to operating. It was transformed from coal to natural gas in 2015, so assuming it is back in operation. ","https://magicvalley.com/news/local/amalgamated-sugar-on-rate-increase-we-were-ambushed/article_1ebc1090-595d-5c89-adce-35915b454440.html","Charles","2020-03-26T09:50:02"]
["1006, 1008, 1009","Updated Amalgamated Sugar (Nampa, Paul, and Twin Falls) electrical laod to reflect self gen, plus surplus power to IPC","IPUC filings, assumptions","Charles","2020-03-26T09:51:06"]
[1648,"Updated status of Whitefish Hydro to operating","https://flatheadbeacon.com/2012/09/14/whitefish-hydroelectric-plant-roars-back-to-life/","Charles","2020-03-26T10:18:55"]
["1634, 1635, 1636","Updated status of International Paper Springfield from standby to idle - units are out of service, so idle seems like a better descriptor","SNL","Charles","2020-03-26T13:36:08"]
[1596,"Updated University of Oregon unit 003 to retired, per SNL","SNL","Charles","2020-03-26T13:51:21"]
["1423, 1424, 1425, 1426","Updated status of Pasco GT units 1-4 to retired as of Feb 2016. Previous status was suspended but unknown abut future.","SNL","Charles","2020-03-26T14:08:11"]
[1414,"Removed #1414 Sumas REGs from existing projects as this project was terminated during construction and never operational. It still exists in the new projects tab as \"terminated\"","SNL","Charles","2020-03-26T14:12:15"]
[1004,"Updated Alden Bailey to idle, per SNL out of service beg around Jun 2017","SNL","Charles","2020-03-26T15:06:00"]
[1350,"Deleted McKenzie from the projects database (I know this is against database best practices but it was never an operational project). FERC 11512.",null,"Charles","2020-03-26T15:14:49"]
[1217,"Updated Glenn's Ferry Cogen to retired, per SNL and EIA","SNL and EIA","Charles","2020-03-31T10:56:50"]
[1624,"Updated International Paper (Albany 01) to retired per SNL","SNL","Charles","2020-03-31T11:01:24"]
[1377,"Updated Morse Creek to retired","https://www.myclallamcounty.com/2019/12/09/with-debate-over-morse-creek-power-plant-long-settled-its-time-for-it-to-go/","Charles","2020-03-31T11:18:24"]
[1404,"Updated Northside Landfill - remaining idle, not enough info to confirm generation or retirement","https://www.spokesman.com/stories/2013/mar/25/officials-seek-alternatives-to-burning-off/","Charles","2020-03-31T12:11:01"]
["1521, 1522, 1523","Updated Smurfit-Stone projects from idel to retired. Company went out of business and site was sold and demolished/repurposed.","https://billingsgazette.com/news/state-and-regional/montana/former-smurfit-stone-site-renamed-frenchtown-technology-and-industrial-center/article_c584190d-3e33-5d6a-b3b6-f95404d9dc5a.html","Charles","2020-03-31T12:17:14"]
["1548, 1549","Updated Steam Plant No. 2 (Units 1 and 2) to retired","SNL","Charles","2020-03-31T12:25:19"]
[1576,"Updated Thompson River Cogen from idle to retired","SNL","Charles","2020-03-31T12:43:16"]
[1654,"Updated Willamette Steam from idle to retired; plans for repurposing building","https://kval.com/news/local/city-council-signs-off-on-plans-for-steam-plant-redevelopment-along-willamette-river","Charles","2020-03-31T12:48:21"]
[2160,"Added Agate Bay Solar (OR Solar 2) from new tab to existing. Project is under construction but scheduled to come online April 2020. Including for 2021P draft existing system inputs.","EIA, SNL","Charles","2020-04-01T11:27:02"]
[2267,"Added Morgan Solar Center from new tab; operating April 2020","EIA, SNL","Charles","2020-04-01T12:01:58"]
[2292,"Added Ontario Solar Center from new tab; operating April 2020","EIA, SNL","Charles","2020-04-01T14:23:53"]
[2271,"Added South Peak Wind from new tab; delivering test energy Feb. 12 and is expected online in the coming weeks","Email from NorthWestern Energy, SNL","Charles","2020-04-01T17:02:28"]
[2221,"Added Prineville Solar project from new tab; under construction and estimated COD by EOY 2020.","Invenergy, SNL, EIA","Charles","2020-04-01T21:59:31"]
[2274,"Added Millican Solar project from new tab; under construction and estimated COD by EOY 2020","Invenergy, SNL, EIA","Charles","2020-04-02T10:36:33"]
[2191,"Added Skookumchuck Wind from new tab; under construction and estimated COD by Jun 2020","EIA, SNL","Charles","2020-04-02T11:42:29"]
[2064,"Added Wheatridge Wind Facility from new tab; under construction and estimated COD by Fall 2020","Email from NextEra, 4/2/20","Charles","2020-04-02T12:59:18"]
[1449,"Updated Clearwater Paper nameplate (2/4 units are out of service) and load (new 5 yr PPA w/ Avista)","SNL, Avista 2019 IRP","Charles","2020-04-02T16:37:36"]
[1058,"Updated #1058 Box Canyon Dam repowered/upgrade notes, verified nameplate ","https://popud.org/projects/box-canyon-dam/","Charles","2020-04-06T22:17:27"]
[1506,"Updated #1506 Shoshone Falls upgrade information; estimated completion in Sept 2020,, new nameplate will be 14.7MW","https://www.idahopower.com/news/shoshone-falls-power-plant-improvements-underway/; SNL","Charles","2020-04-06T22:17:43"]
[2298,"Updated #2298 Garrett Solar, under construction, from new tab",null,"Charles","2020-04-07T22:44:54"]
[2156,"Added #2156 Horn Rapids Solar Training Center; under construction, from new tab","https://www.energy-northwest.com/energyprojects/horn-rpaids/Pages/default.aspx","Charles","2020-04-08T14:34:33"]
[1089,"Updated #1089 Chehalis nameplate capacity","SNL","Charles","2020-04-10T00:10:14"]
[1797,"Updated #1797 Dave Gates nameplate capacity","SNL","Charles","2020-04-10T00:12:04"]
[1571,"Updated #1571 Ferndale nameplate capacity","SNL","Charles","2020-04-10T00:17:53"]
[1305,"Updated #1305 Lancaster nameplate capacity","SNL","Charles","2020-04-10T01:08:55"]
[1596,"Updated #1597 University of Oregon 001 to retired","SNL","Charles","2020-04-10T01:31:40"]
[2322,"GC - Added Ekola Flats #2322","PAC EV 2020, PAC 2019 IRP, https://www.windpowerengineering.com/invenergy-transfers-ekola-and-tb-flats-wind-projects-to-pacificorp/","Charles","2020-04-12T21:41:53"]
[2323,"GC - Added TB Flats #2323","PAC EV 2020, PAC 2019 IRP, https://www.windpowerengineering.com/invenergy-transfers-ekola-and-tb-flats-wind-projects-to-pacificorp/"]
["1954, 1905","GC - Updated electrical load, clarified direct access agreements with Nike. Updated % rate based to region based. ","https://www.windpowerengineering.com/nike-makes-new-wind-deal-with-iberdrola/","Charles","2020-04-12T23:19:36"]
[2297,"GC - Added Airport Solar from new tab",null,"Charles","2020-04-14T16:04:04"]
["2325, 2326, 2327, 2328, 2329","GC - Added Bighorn, Brush Creek, Drift Creek, Minke, and Pika solar (Pine Gate Renewables) as under construction",null,"Charles","2020-04-22T10:59:21"]
["NA","Updated EIA Summer and Winter Capacity for thermals","EIA 860 2018 Generation dataset","Charles","2020-07-22T15:28:59"]
[1006,"Updated #1006 Amalgamated Sugar (Nampa) nameplate from 8.7 to 8.2 (unit 500 retired in Jan 2003 and was never updated)","EIA 860 2018 Generation dataset","Charles","2020-07-22T14:47:26"]
["1109, 1110","Updated #1109, 1110 Colstrip 3, 4 EIA nameplate","EIA 860 2018 Generation dataset","Charles","2020-07-22T14:50:03"]
[1228,"Updated #1228 Grays Harbor nameplate, EIA nameplate, and EIA summer and winter capacity","EIA 860 2018 Generation dataset","Charles","2020-07-22T14:52:53"]
[1290,"Updated #1290 Klamath Cogen nameplate capacity","EIA 860 2018 Generation dataset","Charles","2020-07-22T14:53:32"]
[1673,"Updated #1673 OSU Energy Center nameplate","EIA 860 2018 Generation dataset","Charles","2020-07-22T14:58:39"]
[1443,"Updated #1443 Port Westward nameplate capacity (includes duct firing, per EIA and S&P nameplate)","EIA 860 2018 Generation dataset","Charles","2020-07-22T15:27:00"]
["1136, 1137, 1138","Updated Danskin (Evander Anders) nameplate","EIA 860 2018 Generation dataset","Charles","2020-07-22T15:27:49"]
["1271, 1272, 1273, 1274","Updated Bridger nameplate capacity to match EIA","EIA 860 2018 Generation dataset","Charles","2020-07-22T15:28:15"]
["1234, 2005","Updated H.W. Hill (#1234, #2005) to out of service. KPUD signed 20yr PPA w/ PSE for RNG. Plant may return to electricity generation at some point in the future, but removing it from region's availability for now.","http://www.klickitatpud.com/news/2020/05/13/kpud-pse-gas-sales-agreement","Charles","2020-08-31T15:16:39"]
[1913,"Updated notes for McKinley (#1913) paper mill - unsure if cogen is back up and running; but leaving operational until confirmed one way or another.","https://www.peninsuladailynews.com/news/mckinley-mill-in-port-angeles-making-paper-now/","Charles","2020-08-31T15:20:07"]
[1282,"Updated Kasel-Witherspoon to retired, as of July 2018. This change will not effect the draft 2021 Power Plan material, which includes this plant as operating.","per EIA and S&P Global","Charles","2020-10-21T21:30:58"]
[2243,"Updated Turner Energy Storage to retired, as of Spet 2018. This does not effect the draft 2021 Power Plan.","https://www.sandia.gov/ess-ssl/wp-content/uploads/2019/07/PNNL-Avista-Test-Report_Final.pdf","Charles","2020-10-21T21:37:27"]
["NA","Updated 2019 GEN","EIA","Charles","2020-10-22T11:55:19"]
[2271,"Updated South Peak Wind to Operating, as of Apr 2020. This was captured within the 2021P draft project db as it was under construction when the dataset was frozen.","EIA","Charles","2020-10-23T19:55:58"]
[2330,"Added Case Creek Solar #2330 as Operating, as of Oct 2019. Not captured in 2021P draft - data was not available until after dataset was frozen.","EIA","Charles","2021-05-19T13:34:02"]
["NA","Added Solar PV Tracking column to identify the type of tracking technology used: Single-axis tracking, Dual-axis tracking, and ","EIA 860, Table 3.3 Solar","Charles","2020-10-23T20:44:22"]
[2331,"Added O'Neil Creek Solar #2331 as Operating, as of Nov 2019. Not captured in 2021P draft - data was not available until after dataset was frozen.","EIA","Charles","2020-10-24T19:27:27"]
[2298,"Updated #2298 Garrett Solar (Lakeview Airport 10 Solar) to operating and added name descriptor. This was captured within the 2021P draft projet db as it was under construction when the dataset was frozen.","EIA, http://www.obsidianrenewables.com/garrett-solar.html","Charles","2020-10-26T20:02:40"]
[2332,"Added #2332 Tickle Creek Solar as Operating, as of Dec 2019. Not captured in 2021P draft - data was not available until after dataset was frozen.","EIA","Charles","2020-10-24T20:58:38"]
[2333,"Added #2333 Thomas Creek Solar as Operating, as of Nov 2019. Not captured in 2021P draft - data was not available until after dataset was frozen.","EIA","Charles","2020-10-26T19:54:02"]
[1044,"Updated #1044 Boardman to retired, as of Oct 15, 2020","https://www.bizjournals.com/portland/news/2020/10/15/oregon-boardman-coal-closure.html","Charles","2020-10-24T21:20:47"]
[2328,"Updated #2328 Brush Creek Solar to operating, May 2020. This was captured within the 2021P draft projet db as it was under construction when the dataset was frozen.","S&P Global","Charles","2020-10-26T18:17:20"]
[2334,"Added #2334 St Louis Solar as Operating, as of Mar 2020. Not captured in 2021P draft - data was not available until after dataset was frozen.","EIA","Charles","2020-10-26T20:12:06"]
[2329,"Updated #2329 Drift Creek Solar as operating, May 2020. This was captured within the 2021P draft projet db as it was under construction when the dataset was frozen.","EIA","Charles","2020-10-26T20:12:04"]
[2335,"Added #2335 Fort Rock Solar I as operating, Mar 2020. Not captured in 2021P draft - data was not available until after dataset was frozen.","EIA","Charles","2020-10-26T20:28:05"]
[2336,"Added #2336 Suntex Solar as operating, Jul 2020. Not captured in 2021P draft - data was not available until after dataset was frozen.","EIA","Charles","2020-10-26T20:38:28"]
[2337,"Added #2337 Rock Garden Solar as Op Jun 2020. Not captured in 2021P draft - data was not available until after dataset was frozen.","EIA","Charles","2020-10-26T20:47:52"]
[2338,"Added #2338 Alkali Solar as Op Jun 2020. Not captured in 2021P draft - data was not available until after dataset was frozen.","EIA","Charles","2020-10-26T21:04:55"]
[2339,"Added #2339 West Hines Solar I op Jun 2020. Not captured in 2021P draft - data was not available until after dataset was frozen.","EIA","Charles","2020-10-26T21:18:44"]
[2340,"Added #2340 Riley Solar as OP Jul 2020. Not captured in 2021P draft - data was not available until after dataset was frozen.","EIA","Charles","2020-10-26T21:30:46"]
[2341,"Added #2341 Fort Rock Solar IV as OP Jun 2020. Not captured in 2021P draft - data was not available until after dataset was frozen.","EIA","Charles","2020-10-26T21:19:10"]
[1874,"Updated #1874 Double A Dairy as retired, Dec 2019. Change not captured in 2021P draft - data was not available until after dataset was frozen.","EIA","Charles","2020-10-26T21:30:47"]
["NA","Added \"PURPA Qualifying Facility\" column to database.","EIA 860, Annual 2019 Data, Table 2 Plant, FERC Cogen Status and FERC Small Power Producer Status","Charles","2020-11-06T11:05:04"]
[2160,"Updated #2160 Agate Bay Solar (OR Solar 2) to OP as of Oct 2020","S&P Global","Charles","2021-01-05T16:28:33"]
[2156,"Updated #2156 Horn Rapids to OP as of Nov 2020","S&P Global","Charles","2021-01-05T16:31:06"]
[2191,"Updated #2191 Skookumchuck to OP as of Nov 2020","S&P Global","Charles","2021-01-05T17:27:08"]
[2064,"Updated #2064 Wheatridge to OP as of Dec 2020","S&P Global","Charles","2021-01-05T17:30:25"]
[1086,"Updated #1086 Centralia 1 to retired, as of Dec 31, 2020","https://nwlaborpress.org/2020/12/transalta-shuts-first-of-two-coal-fired-power-plants-in-centralia/","Charles","2021-01-05T21:53:39"]
["1877, 1830, 1878","Updated #1877, #1830, #1878 Shephard's Flat projects. New ownership and repowering plans","Clearing Up, 2/5/21","Charles","2021-02-17T11:21:06"]
["1121, 1122, 1267, 1277","Updated # 1121, 1122, 1267, 1277 Klamath River Dams removal process in notes.","Clearing Up, 2/5/21","Charles","2021-02-17T11:33:36"]
[2299,"Added #2299 Rattlesnake Flat as operating, Dec 2020. Not captured in 2021P draft - data was not available until after dataset was frozen.","Clearing Up, 12/18/20","Charles","2021-05-19T13:58:16"]
["1163, 1477","Updated #1163, #1477 Rock Creek No.2 and Elk Creek ownership to HydroLand from Enel Green Power North America","Clearing Up, 3/5/21","Charles","2021-05-18T22:00:27"]
[2363,"Added #2363 Bristol Solar, operational. Not captured in 2021P draft - data was not available until after dataset was frozen.","EIA","Charles","2021-05-19T13:34:06"]
[2342,"Added #2342 Butler Solar, operations. Not captured in 2021P draft - data was not available until after dataset was frozen.","EIA","Charles","2021-05-19T13:34:11"]
[2364,"Added #2364 Milford Solar. Not captured in 2021P draft - data was not available until after dataset was frozen.","EIA","Charles","2021-05-19T13:53:49"]
[2327,"Updated #2327 Bighorn Solar to OP Dec 2020. ","S&P Global","Charles","2021-05-19T13:38:02"]
[2326,"Updated #2326 Minke Solar to OP Dec 2020. ","S&P Global","Charles","2021-05-19T13:38:05"]
["2192, 2193, 2194, 2195","Added #2192-2195 Orchard Windfarm 1-4 as OP Dec 2020. Not captured in 2021P draft - data was not available until after dataset was frozen.","S&P Global","Charles","2021-07-14T21:05:58"]
[2325,"Updated #2325 Pika Solar OP Dec 2020","S&P Global","Charles","2021-05-19T13:56:55"]
[2286,"Updated #2286 Cove Mtn Solar to OP Nov 2020","S&P Global","Charles","2021-07-14T12:57:04"]
[2322,"Updated #2322 Ekola Flats to OP Dec 2020","S&P Global","Charles","2021-07-14T12:57:22"]
[2274,"Updated #2274 Millican Solar to OP Mar 2021","S&P Global","Charles","2021-07-14T12:57:38"]
[2323,"Updated #2323 TB Flats est. construction","S&P Global","Charles","2021-07-14T12:57:57"]
[2366,"Added #2366 Day Hill Solar. Not captured in 2021P draft - data was not available until after dataset was frozen.","S&P Global","Charles","2021-07-14T21:06:02"]
[2367,"Added #2367 DB Bull Run (Sulus Solar 29). Not captured in 2021P draft - data was not available until after dataset was frozen.","S&P Global","Charles","2021-07-14T21:36:21"]
[2343,"Added #2343 Dunn Road Solar. Not captured in 2021P draft - data was not available until after dataset was frozen.","S&P Global","Charles","2021-07-15T11:23:08"]
[2369,"Added #2369 Greenpark. Not captured in 2021P draft - data was not available until after dataset was frozen.","S&P Global","Charles","2021-07-15T11:23:11"]
[2370,"Added # 2370 KT Molalla Facility (Sulus 35) as OP. Not captured in 2021P draft - data was not available until after dataset was frozen.","S&P Global","Charles","2021-07-15T11:45:39"]
[2371,"Added #2371 Mount Hope Solar as OP. Not captured in 2021P draft - data was not available until after dataset was frozen.","S&P Global","Charles","2021-07-15T11:45:41"]
[2372,"Added #2372 Palmer Creek Solar as OP. Not captured in 2021P draft - data was not available until after dataset was frozen.","S&P Global","Charles","2021-07-15T11:52:28"]
[2373,"Added #2372 PG West Sheridan Facility (Sulus 33) as OP. Not captured in 2021P draft - data was not available until after dataset was frozen.","S&P Global","Charles","2021-07-15T12:48:02"]
[2374,"Added #2374 SSD Clackamas 1 Solar Power Plant as OP. Not captured in 2021P draft - data was not available until after dataset was frozen.","S&P Global","Charles","2021-07-15T12:48:46"]
[2375,"Added #2375 SSD Clackamas 4 Solar Plant as OP. Not captured in 2021P draft - data was not available until after dataset was frozen.","S&P Global","Charles","2021-07-15T12:48:21"]
[2376,"Added #2376 SSD Clackamas 7 Solar Project as OP. Not captured in 2021P draft - data was not available until after dataset was frozen.","S&P Global","Charles","2021-07-15T12:48:23"]
[2377,"Added #2377 SSD Marion 1 Solar Project as OP. Not captured in 2021P draft - data was not available until after dataset was frozen.","S&P Global","Charles","2021-07-15T12:48:25"]
[2378,"Added #2378 SSD Marion 3 Solar Plant (Thor Solar 1 CEI) as OP. Not captured in 2021P draft - data was not available until after dataset was frozen.","S&P Global","Charles","2021-07-15T12:48:28"]
[2379,"Added #2379 SSD Marion 5 Solar Project as OP. Not captured in 2021P draft - data was not available until after dataset was frozen.","S&P Global","Charles","2021-07-15T12:48:30"]
[2380,"Added #2380 SSD Marion 6 Solar Plant (Thor Solar 1 CEI) as OP. Not captured in 2021P draft - data was not available until after dataset was frozen.","S&P Global","Charles","2021-07-15T12:48:37"]
[2381,"Added #2381 Sulus Solar 22 as OP. Not captured in 2021P draft - data was not available until after dataset was frozen.","S&P Global","Charles","2021-07-15T12:48:32"]
[2382,"Added #2382 Sulus Solar 25 as OP. Not captured in 2021P draft - data was not available until after dataset was frozen.","S&P Global","Charles","2021-07-15T12:48:40"]
[2383,"Added #2383 Sulus Solar28 Project as OP. Not captured in 2021P draft - data was not available until after dataset was frozen.","S&P Global","Charles","2021-07-15T12:48:42"]
["1185, 1186, 1187","Updated - Foot Creek II-IV repowering notes","PAC 2021 IRP","Charles","2021-09-08T09:56:42"]
[1481,"Updated - #1481 Rock River I repowering notes","PAC 2021 IRP","Charles","2021-09-08T09:59:07"]
[2323,"Updated #2323 TB Flats OP Jul 2021","S&P Global","Charles","2021-09-09T10:09:55"]
["2319, 2320, 2321","Added #2319, 2320, 2321 Cedar Springs I, II, III as OP Dec 2020. Not captured in 2021P draft - data was not available until after dataset was frozen.","S&P Global","Charles","2021-09-09T10:40:42"]

{"sheet":"New Projects","index":5,"n_rows":603,"n_cols":30,"rows_kept":603,"cut":false,"hidden":false,"merged":[]}
[null,null,null,null,null,null,null,null,null,"Included:"]
[{"$f":"\"Next Project ID #= \"&NextID!B7","v":"Next Project ID #= 2385"},null,null,null,null,null,null,null,null,"Projects announced or terminated within past five years."]
["POWER PLANT DEVELOPMENT ACTIVITY IN THE PACIFIC NORTHWEST 2002 - Present",null,null,null,null,null,null,null,null,"Projects under construction or placed into service within the previous calendar year."]
[null,null,null,{"$f":"MAX(LUpdate)","v":"2021-09-09"},null,null,null,null,null,"Projects with Notice of Intent or filed applications for FERC licenses or exemptions, or site certificates. "]
[null,null,null,null,null,null,true,null,null,"Projects with site certificates, FERC licenses or exemptions and county permits (where known)."]
[{"$f":"\"Next Project ID #= \"&NextID!B7","v":"Next Project ID #= 2385"},null,null,null,null,null,null,null,null,"Incremental capacity and energy shown for upgrades to existing projects."]
[]
["ANewProj",null,null,null,null,null,null,null,null,null,null,null,null,null,null,null,null,null,null,null,null,null,null,null,null,null,null,"Default Calculations"]
["Project","NWPCCID","EIA Plant Code/Unit","FERC Docket No.","Technology","Primary Fuel","Alternate Fuel","Resource Type","Installed Capacity (MW)","Dependable Capacity","Average Energy (MWa)","Plot status","Service Month","Service Year","Terminated Year","Site","County","State","Development Notes","Developer/Owner","Electrical Load","Thermal Host (Cogeneration)","Thermal Load (Cogeneration)","Gas Mainline Interconnection","Main Grid Interconnection","Notes","Last Update","Capacity Factor (%)","Capacity (MW)","Capability (MWa)"]
["PROJECT","NWPCCID","EIAGC","PID","TECH","PriFuel","AltFuel","PRRES","InstMW","DepMW","MWA","PLSTAT","SMO","SYEAR","TYEAR","LOC","COUNTY","STATE","DNOTES","DEVN","LOAD","HOST","THRM_LOAD","Gas_Intercon","Elec_Intercon","NOTES","UPDATE","CCF","DefMW","CMWA"]
["45-Mile Hydroelectric Project",2095,null,"P-13817","HY","WAT",null,"Hydro",3,null,null,"Operating","May",2015,null,"Haystack Reservoir, North Unit Irrigation District","Jefferson","OR","FERC issued EBD Hydro a conduit exemption from licensing in 2010. EBD Hydro received $1.5MM grant from DOE and DOI to install (3) 1MW in-pipe generating units. EBD also rec'd $7.2MM loan from Oregon's State Energy Loan Program for the estimated $15MM project.  ","Apple, Inc. (April 2014 - it is announced that Apple acquired the project from EBD Hydro)",null,null,null,null,null,"Project is planned to be taken offline in the winter months when the irrigation canal is shut.","2016-08-08",{"$f":"IF(OR(ISBLANK(I11),ISBLANK(K11),I11=0),VLOOKUP(E11,ADftCF,4,FALSE),K11/I11)","v":0.5},{"$f":"IF(ISBLANK(J11),I11,J11)","v":3},{"$f":"AB11*AC11","v":1.5}]
["993 Hydroelectric",1681,null,"P-12423","HY","WAT",null,"Hydro",1.5,null,0.66,"Terminated",{"$f":"IF(ISBLANK(N12),\"\",LEFT(N12,3))","v":""},"",2009,"North Gooding Main Canal","Lincoln","ID","License issued Sep 2003; cancelled Aug 2009.","American Falls Reservoir District #2","NWHS",null,null,null,null,"Existing canal.  Seasonal irrigation project.","2010-07-08",0.44,1.5,0.66]
["Adage Mason County",1957,null,null,"ST","WW",null,"Biomass",55,null,null,"Terminated",null,null,2011,"Shelton","Mason","WA","Notice of Construction to Olympic Region Clean Air Agency Apr 2010.  Project canceled according to ClearingUp 3/2011.","ADAGE/Duke Energy, dba Adage Mason County",null,null,null,null,null,"Bubbling FBC; 65 MW gross; 60 MW net.","2011-03-21",0.84,55,46.199999999999996]
["Adams Solar Center",2159,null,null,"PV","Solar",null,"Solar",10,null,1.75,"Operating","Jun",2018,null,"Madras","Jefferson","OR","Signed PIURPA PPA w/ PAC. Start-up testing by Oct 31, 2016, fully commercial April 2017. Per PAC press release on 9/12, RECs from project have been purchased. Expected online date Q4 2016. Assumed to be under construction, but no information to confirm so leaving as proposed. SNL says planned (1/27/18). EIA table 6.5 (Dec 2017) says \"regulatory approvals received, not yet under construction.\"","GCL New Energy Holdings","PAC - PPA as PURPA QF",null,null,null,null,"http://edocs.puc.state.or.us/efdocs/RPA/re142rpa15494.pdf; RECs to PAC","2018-08-01",0.17499999999999999,10,1.75]
["Adams-Neilson Solar Farm",2272,null,null,"PV","Solar",null,"Solar",20,null,null,"Operating","Dec",2018,null,"Lind, WA","Adams","WA","Avista announced project as the winning bid for its Solar Select program. Early estiamtes online EOY 2018. Strata Solar is the developer and they will build and own the project, selling the power to Avista. Construction expected to start May 2018. Per EM from Avista - ribbon cutting ceremony on 10/23, however project will not be commercially online until December 2018.","Strata Solar","Avista - 20 year PPA",null,null,null,null,"~81,000 340-watt polycrystalline silica PV tracking panels over 170 acres; single-axis tracking system","2018-10-24",0.22,20,4.4000000000000004]
["Admiralty Inlet Pilot Tidal Project",1682,null,"P-12690","TISEC","Tidal current",null,"Hydrokinetic",1,null,0.1,"Terminated",null,null,2014,"Admiralty Inlet","Island","WA","Preliminary permit granted Mar 2007; expired Feb 2010; renewed Jul 2010.  NOI to file hydrokinetic pilot project license application Dec 2009.  $10 MM USDOE grant Sep 2010.  FERC issues 10-yr pilot license on 3/20/14.  SnoPUD plans to construct and deploy by 2016 and run the turbines for 3-5 years. 9/30/14 - SnoPUD terminates project bc exp. cost had risen from $20M to $37M and US DOE did not wantt o contribute additional funds.","Snohomish Co. PUD","Snohomish Co. PUD",null,null,null,"12kV Puget Sound Energy distribution line","(2) 500kW 10-meter OpenHydro Open-Centre units, undersea cable and power conditioning and control building.  Blades expected to spin 70% of the time on both sides, and generate 244,000 kWh annually.  Project may still have life if another funder joins in - for now, project is FERC-permitted but terminated.","2014-10-21",0.1,1,0.1]
["A-Drop",1940,"  ","P-12549","Canal","WAT",null,"Hydro",1,null,0.3,"Terminated",{"$f":"IF(ISBLANK(N17),\"\",LEFT(N17,3))","v":""},"",2013,"Greenfield Main Canal A-Drop","Teton","MT","40-year license issued Oct 2009. FERC terminated license in Nov 2013 for failure to commence construction on time","Hydrodynamics, Inc.","PacificCorp",null,null,null,"Existing NorthWestern 25kV line","Existing BuRec Sun River IP canal.  Inflatable wier, intake, penstock, powerhouse and tailrace.","2016-08-08",0.3,1,0.3]
["Agate Bay Solar (OR Solar 2)",2160,"61200/ORSR2",null,"PV","Solar",null,"Solar",10,null,null,"Operating","Oct",2020,null,"Eagle Point","Jackson","OR","PPA w/ PAC. Initial testing scheduled for Nov 2016, commercially operable Dec 1, 2016. EIA table 6.5 (Dec 2017) says \"planned for installation, but regulatory approvals not yet initiated\"","Origis Energy","PAC - PPA",null,null,null,null,"http://edocs.puc.state.or.us/efdocs/RPA/re142rpa125453.pdf","2021-01-05",0.22,10,2.2000000000000002]
["Agate Passage",1683,null,"P-12691","TISEC","Tidal current",null,"Hydrokinetic",52,null,16.7,"Terminated",null,"",2008,"Agate Passage","Kitsap","WA","Preliminary permit granted Feb 2007; surrendered Oct 2008.","Snohomish Co. PUD",null,null,null,null,null,"(130) TISEC units","2010-07-09",0.32115384615384612,52,16.7]
["Alkali",1684,null,null,"WT","WND",null,"Wind",18,null,5.4,"Terminated",null,"",2009,"Glenns Ferry","Elmore","ID","QF contract approval by IPUC Mar 2007.  Supplanted by Sawtooth.","Pacific Winds, Inc., dba as Idaho Winds","Idaho Power Co. (QF)",null,null,null,null,"(12) GE 1.5 MW WTG","2009-12-23",0.30000000000000004,18,5.4]
["Alkali Solar",2338,"63759/2",null,"PV","Solar",null,"Solar",10,null,null,"Operating","Jun",2020,null,"Lake Cty","Lake","OR",null,"Alkali Solar LLC","PURPA QF w/ PGE",null,null,null,null,"https://edocs.puc.state.or.us/efdocs/RPA/re143rpa162136.pdf","2020-10-26",{"$f":"IF(OR(ISBLANK(I21),ISBLANK(K21),I21=0),VLOOKUP(E21,ADftCF,4,FALSE),K21/I21)","v":0.22},{"$f":"IF(ISBLANK(J21),I21,J21)","v":10},{"$f":"AB21*AC21","v":2.2000000000000002}]
["Airport Solar Project",2297,"62560/APS",null,"PV","Solar",null,"Solar",47.3,null,null,"Operating","Dec",2019,null,"Lake County airport","Lake County","OR","Under development by D.E. Shaw. ","D.E. Shaw","PGE -  PPA",null,null,null,null,null,"2020-04-14",{"$f":"IF(OR(ISBLANK(I22),ISBLANK(K22),I22=0),VLOOKUP(E22,ADftCF,4,FALSE),K22/I22)","v":0.22},{"$f":"IF(ISBLANK(J22),I22,J22)","v":47.3},{"$f":"AB22*AC22","v":10.405999999999999}]
["American Falls Solar",2101,60011,null,"PV","Solar",null,"Solar",20,null,null,"Operating","March",2017,null,"American Falls","Power","ID","IPUC approved 20yr PURPA QF energy sales agreement Dec. 29, 2014.  Plan to come online Dec 2016 to take adv of 30% ITC. Scheduled to produce test power 1/6/17, commercial op by 1/21/17.","First Wind, Inc.","Idaho Power Co. (QF) - 20 yr",null,null,null,"Brady - Freemont 138 kV line","Project expected to use (10) 2.0 MW ac SMA inverters and (85,880) JA 305w DC panels and utilize a single axis tracking system (from ESA IPUC filing).  RECs to be split 50/50 between IPC and developer.  Expected CF 25.4% AC.","2017-01-04",0.254,20,5.08]
["American Falls Solar II",2102,60012,null,"PV","Solar",null,"Solar",20,null,null,"Operating","March",2017,null,"American Falls","Power","ID","IPUC approved 20yr PURPA QF energy sales agreement Dec. 29, 2014.  Plan to come online Dec 2016 to take adv of 30% ITC. Scheduled to produce test power 1/6/17, commercial op by 1/21/17.","First Wind, Inc.","Idaho Power Co. (QF) - 20 yr",null,null,null,"Brady - Freemont 138 kV line","Project expected to use (10) 2.0 MW ac SMA inverters and (85,880) JA 305w DC panels and utilize a single axis tracking system (from ESA IPUC filing).  RECs to be split 50/50 between IPC and developer.  Expected CF 25.4% AC.","2017-01-04",0.254,20,5.08]
["Antelope Ridge",1869,null,null,"WT","WND",null,"Wind",300,null,100,"Terminated",null,null,2013,"Craig Mountain","Union","OR","EFSC Intent to Apply filed Apr 2009.  EFSC Application for Site Certificate Dec 2010.  As of Feb 2012, application still being reviewed.","EDP Renewables North America, LLC",null,null,null,null,"230 kV to BPA LaGrande sub or IPC North Powder sub.","(164) WTG","2016-07-13",{"$f":"IF(OR(ISBLANK(I25),ISBLANK(K25),I25=0),VLOOKUP(E25,ADftCF,4,FALSE),K25/I25)","v":0.33333333333333331},300,100]
["Apex Solar",2349,null,null,"PV","Solar",null,"Solar",80,null,null,"Proposed",null,null,null,"Dillon, MT",null,"MT","Clenara in disputes w/ NorthWestern Energy regarding PURPA QF contract disputes. MT PSC latest order sides with developer (Dec 2020)","Clenera","NorthWester (QF - 20yr)",null,null,null,null,null,"2021-02-17",{"$f":"IF(OR(ISBLANK(I26),ISBLANK(K26),I26=0),VLOOKUP(E26,ADftCF,4,FALSE),K26/I26)","v":0.22},{"$f":"IF(ISBLANK(J26),I26,J26)","v":80},{"$f":"AB26*AC26","v":17.600000000000001}]
["Apple Prineville Data Center Solar Farm",2091,null,null,"PV","Solar",null,"Solar",60,null,null,"Proposed",null,null,null,"Prineville","Crook","OR","Apple won property tax approvals for 200 acres of land, with presumed intention of building solar farm","Apple, Inc.",null,null,null,null,null,"Very preliminary.  Not much information available yet. Is this the Gala project???","2020-04-06",0.22,60,13.2]
["Applegate",1686,null,"P-11910","HY","WAT",null,"Hydro",10,null,4.34,"Terminated",null,"",2014,"Applegate R.","Jackson","OR","License granted Dec 2009. FERC terminated contract due to failure to begin construction by Dec 2013.","Symbiotics, LLC",null,null,null,null,"PacifiCorp","(2) TGs added to existing run-of-river dam & reservoir w/diversion.","2016-08-08",0.434,10,4.34]
["Arcadia Solar",2199,null,null,"PV","Solar",null,"Solar",5,null,null,"Terminated",null,null,2016,"Nyssa","Malheur","OR","Arcadia Solar signed ESA w/ IPC 9/16/15. IPC has waived rights to RECs, pursuant to OPUC order 11-505. Project has been postponed indefinitely due to transmission interconnection costs and required upgrades in the area.","Arcadia Solar (Pacific Northwest Solar)","ESA w/ IPC (QF)",null,null,null,null,"~21K PV panels, 6.4MW DC; 5MW AC. Lat 43.90341N, Long 116.99816W","2017-01-05",0.22,5,1.1000000000000001]
["Archway Solar Energy Facility",2355,null,null,"PV","Solar",null,"Solar+ Storage",400,null,null,"Proposed",null,null,null,"near Christmas Valley, OR","Lake","OR","NOI filed June 2020; OR EFSEC anticipates preliminary application for site certificate in October 2021.","Invenergy",null,null,null,null,"new substation, connecting to PAC 500kV Burns to Summer Lake transmission line","up to 400 MW of nominal and average generating capacity; solar + battery storage system.","2021-02-17",{"$f":"IF(OR(ISBLANK(I30),ISBLANK(K30),I30=0),VLOOKUP(E30,ADftCF,4,FALSE),K30/I30)","v":0.22},{"$f":"IF(ISBLANK(J30),I30,J30)","v":400},{"$f":"AB30*AC30","v":88}]
["Arlington Solar (Norwest 5)",2209,null,null,"PV","Solar",null,"Solar",3,null,null,"Terminated","Dec",2016,null,"Arlington","Gilliam","OR","PPA w/ PAC (PURPA QF) signed 5/29/15. Proposed11/18/2016 test date, 12/18/16 online date.",null,"PacificCorp",null,null,null,null,"http://edocs.puc.state.or.us/efdocs/RPA/re142rpa125757.pdf","2016-11-01",0.22,3,0.66]
["Arrow Rock",1687,null,null,"WT","WND",null,"Wind",19.5,null,null,"Terminated",null,"",2008,"Oka","Wheatland","MT","IPUC approval of pwr sales contract Oct 2005.  No new information available since 2005. Estimated termination date 2008 (GC).","Arrow Rock Wind, LLC","QF PPA w/IPC",null,null,null,null,"(13) GE 1.5 MW WTG","2016-08-08",0.32,19.5,6.24]
["Arrowrock 1 - 2",1688,null,"P-4656","HY","WAT",null,"Hydro",18,null,9.1999999999999993,"Operating","Jun",2010,null,"Boise R.","Elmore","ID","License issued Mar 1989; expires Feb 2039.  PSA w/Clatskanie July 2005.  Construction Oct 2008.","Boise Project Board of Control","Clatskanie",null,null,null,null,"Addition of powerhouse w/ (2) turbine-generators to existing water control structure.","2011-07-21",0.51111111111111107,18,9.1999999999999993]
["Badger Mountain Hydro",2288,null,"P-14892","PS","Elect.",null,"Pump Storage",300,null,54,"Proposed",null,2025,null,"East Wenatchee","Douglas","WA","Gridflex/Badger Mountain Hydro LLC filed application for preliminary permit. FERC issued preliminary license May 2019, good for 4 years. Gridflex conducting studies and say that 2025/2026 is the earliest the facility would be operational.","Gridflex",null,null,null,null,"Puget Sound Energy Rocky Reach-Cascade transmission line, and possible a second line interconnecting w/ 230kV BPA Rocky Reach-Columbia transmission line","Closed-loop ps w/ initial fill and replenish coming from \"local water rights holders\" Greater Wenatchee Irrigation District. (2) 150 MW reversible pump turbines. Est annual generation 473,040 MWh, energy storage potential 2,400 MWh (per Gridflex). ~$600M facility.","2019-10-09",{"$f":"IF(OR(ISBLANK(I34),ISBLANK(K34),I34=0),VLOOKUP(E34,ADftCF,4,FALSE),K34/I34)","v":0.18},{"$f":"IF(ISBLANK(J34),I34,J34)","v":300},{"$f":"AB34*AC34","v":54}]
["Bakeoven Solar Project",2287,null,null,"PV","Solar",null,"Solar+ Storage",303,null,null,"Proposed",null,2025,null,"SE of Maupin, OR","Wasco","OR","Avangrid submitted NOI to apply for SC to ODOE EFSC Nov 2018. 303MW solar + 100MW storage. Complete application for site certificate on November 9, 2019. proposed order issued March 2020.","Avangrid","per CU, Avangrid not ready to announce buyer for the energy yet (11/9/18 CU)",null,null,null,"existing 230kV BPA Big Eddy to Redmond at existing Maupin Substation","303 MW nameplate capacity solar PV + 100 MW Li-ion or flow batteries storage; solar array located on 3,000 acres + 10 acres for storage","2020-04-06",{"$f":"IF(OR(ISBLANK(I35),ISBLANK(K35),I35=0),VLOOKUP(E35,ADftCF,4,FALSE),K35/I35)","v":0.22},{"$f":"IF(ISBLANK(J35),I35,J35)","v":303},{"$f":"AB35*AC35","v":66.66}]
["Baker River (Lower) - Second Powerhouse",1989,null,null,"HY","WAT",null,"Hydro",30,null,null,"Operating","Dec",2014,null,"Baker R.","Skagit","WA","Began construction December 2010","Puget Sound Energy","Puget Sound Energy",null,null,null,null,"PSE news release; add Mwa to existing Lower Baker","2015-01-06",0.5,30,15]
["Baker City Solar Center",2265,"61854/BAKER",null,"PV","Solar",null,"Solar",15,null,null,"Operating","Dec",2019,null,"Baker City, OR","Baker","OR","20 yr PPA w/ Idaho Power, signed in June 2017. ","Enerparc Solar Development","Idaho Power - 20yr PURPA QF",null,null,null,null,"http://edocs.puc.state.or.us/efdocs/RPA/re141rpa104444.pdf","2020-01-13",0.22,15,3.3]
["Ballston Solar",2276,"62170/BSPV1",null,"PV","Solar",null,"Solar",2.2000000000000002,null,0.3,"Operating","Dec",2018,null,"McMinnville, OR","Yamhill","OR","3J Consulting providing civil design and construction permits. Developed by Swinerton Renewables. Per BNRG press release in August 2018, 3/10 projects (total 35MW under PPA to PGE) have begun construction and all will be completed by June 2019. Unsure which three are under construction.","Swinerton/BNRG Renewables","PGE (20yr QF)",null,null,null,null,"8,980 solar modules with a 2.2 MW AC (3.0 MW DC) capacity","2019-07-09",0.13636363636363635,2.2000000000000002,0.3]
["Banks Lake Pumped Storage",2203,null,"P-14329","PS","Elect.",null,"Pump Storage",500,null,null,"Proposed",null,2026,null,"Banks Lake/Roosevelt Lake","Douglas/Grant","WA","Filed a prelim permit with FERC in November 2011, permit was granted Aug 22, 2013. July 2016, filed 2-year extension of prelim permit - extension was granted. July 27, 2016 - filed NOI, request to use traditional licensing process, and pre-application document. 7/31/18 - prelim permit expired, 10/10/18 - Congress passed the America's Water Infrastructure Act of 2018 (AWIA), increasing prelim permit for max term of 8 years; 12/20/18 - FERC reinstated prelim permit through Dec 2020.","Grand Coulee Project Hydroelectric Authority",null,null,null,null,null,"https://nwcouncil.box.com/s/huqv4uevyke35llruqlmylg8pgmihu1t","2020-04-06",0,500,0]
["Bannock County LFG to Energy 1",2092,"59529/GEN1",null,"IC","LFG",null,"Biomass",1.6,null,null,"Operating","April",2014,null,"Pocatello","Bannock","ID","Completed construction of first 1.6MW in April 2014.  Plans are to expand and double generation to 3.2MW within 5 years.","PURPA ESA w/ IPC",null,null,null,null,null,"(1) 1.6 MW generator; may build additional unit later","2015-01-06",0.91,1.6,1.4560000000000002]
["Bannock County LFG to Energy 2",2295,"59529/GEN2",null,"IC","LFG",null,"Biomass",1.6,null,null,"Operating","May",2019,null,"Pocatello","Bannock","ID","Second phase; construction comlete but not yet in commercial operation","PURPA ESA w/ IPC",null,null,null,null,null,"(1) 1.6 MW generator","2019-09-09",{"$f":"IF(OR(ISBLANK(I41),ISBLANK(K41),I41=0),VLOOKUP(E41,ADftCF,4,FALSE),K41/I41)","v":0.91},{"$f":"IF(ISBLANK(J41),I41,J41)","v":1.6},{"$f":"AB41*AC41","v":1.4560000000000002}]
["Baseline Power",2041,null,null,null,"NG",null,"Natural gas",200,null,null,"Suspended",null,null,null,"Olex","Gilliam","OR","Amendment to original NOI to include 200 MW thermal generation. Per ODOE EFSC, applicant filed \"stop work order\"; no new work since amended project order in Sept 2012.","First Wind Holdings dba Baseline Wind, LLC",null,null,null,null,"BPA Diamond Butte substation (new)","Up to 32 reciprocating engine generators located within powerhouse.","2016-08-08",{"$error":"#N/A"},200,{"$error":"#N/A"}]
["Baseline Wind",1946,null,null,"WT","WND",null,"Wind",500,null,167,"Suspended",null,null,null,"Olex","Gilliam","OR","NOI filed Jun 2010.  Amendment to NOI filed Aug 2012 to add 200 MW of firming thermal generation.  ODOE issued amended PO 9/27/12.  ODOE issued requests for additional info (RAI). Applicant indicated it may elect to move forward with only wind component. Per ODOE EFSC, applicant filed \"stop work order\"; no new work since amended project order in Sept 2012.","First Wind Holdings dba Baseline Wind, LLC",null,null,null,null,"BPA Diamond Butte substation (new)","Up to 219 turbines, between 1.6-3 MW","2016-08-08",0.33400000000000002,500,167]
["Bear Creek Solar Center",2161,"61281/BCRSC",null,"PV","Solar",null,"Solar",10,null,null,"Operating","Sep",2018,null,"Bend, OR","Deschutes","OR","20 yr PPA w/ PAC as PURPA QF, signed in 2014. Initial testing scheduled for Oct 2016, commercially operable Apr, 2017. Per PAC press release on 9/12, RECs from project have been purchased. Expected online date Q4 2016. Assumed under construction. SNL says May 2018. EIA table 6.5 (Dec 2017) says regulatory approvals received but not yet under construction.","Coronal Group/HelioSage","PAC - PPA as PURPA QF",null,null,null,null,"http://edocs.puc.state.or.us/efdocs/RPA/re142rpa152345.pdf; BA is PACW, per EIA","2019-07-09",0.22,10,2.2000000000000002]
["Bear River Narrows",1691,null,"P-12486","HY","WAT",null,"Hydro",10,null,5.54,"Terminated",null,"",2016,"Bear R.","Franklin","ID","Preliminary permit granted Feb 2005.  PacifiCorp request to dismiss license application Oct 2007. FERC rejected license application due to \"unmitigable adverse effects\" to the environment and current uses of the area. EIS filed w/ FERC in April 2016.","Twin Lakes Canal Co./PacifiCorp","PAC - Power Sales",null,null,null,null,"Undeveloped run-of-river reservoir project. With FERC staff recommending rejecting license, it is fair to assume this project will be terminated soon.","2020-04-06",0.55400000000000005,10,5.5400000000000009]
["Beaver Creek I",2234,null,null,"WT","WND",null,"Wind+ Storage",80,null,null,"Proposed",null,null,null,"near Billings","Stillwater","MT","Dec 2019 - after many legal battles and different configurations of the project and phases, the end result is (4) 60MW wind + 20MW battery projects. Terms set by the MT PSC in December 2019 have essentially stalled the projects and Caithness has called them unworkable. COD could have been Oct 2020, but unlikely now. Unsure what path forward is at this time. Projects remain proposed.","Caithness","QF to NorthWestern Energy",null,null,null,null,"(32) 2.5MW WTG. Connection to Northwestern's transmission system w/ shared radial interconnection line. https://caithnessbeavercreek.com/project-overview/","2020-04-06",0.32,80,25.6]
["Beaver Creek II",2235,null,null,"WT","WND",null,"Wind+ Storage",80,null,null,"Proposed",null,null,null,"near Billings","Stillwater","MT","Dec 2019 - after many legal battles and different configurations of the project and phases, the end result is (4) 60MW wind + 20MW battery projects. Terms set by the MT PSC in December 2019 have essentially stalled the projects and Caithness has called them unworkable. COD could have been Oct 2020, but unlikely now. Unsure what path forward is at this time. Projects remain proposed.","Beaver Creek Holdco II, LLC (50/50 partnership between Sorbrique and JACM)","QF to NorthWestern Energy",null,null,null,null,"Connection to Northwestern's transmission system w/ shared radial interconnection line. https://caithnessbeavercreek.com/project-overview/","2020-04-06",0.32,80,25.6]
["Beaver Creek III",2236,null,null,"WT","WND",null,"Wind+ Storage",80,null,null,"Proposed",null,null,null,"near Billings","Stillwater","MT","June 2019: After several legal battles, Caithness has redesigned its proposal: Instead of (4) 80MW wind + 10MW storage, they are now propising (2) 60MW wind + 20MW storage. Projects could be in operation by October 2020. History: Certified as QF by FERC - some controversy due to the one-mile rule calculation, in Northwestern service area. Owner plans to enter into Certification Management and Administration Management Service Agreements w/ Caithness Beaver Creek LLC. ","Beaver Creek Holdco II, LLC (50/50 partnership between DanKris Energy and Chanticleer)","QF to NorthWestern Energy",null,null,null,null,"Connection to Northwestern's transmission system w/ shared radial interconnection line. https://caithnessbeavercreek.com/project-overview/","2020-04-06",0.32,80,25.6]
["Beaver Creek IV",2237,null,null,"WT","WND",null,"Wind+ Storage",80,null,null,"Proposed",null,null,null,"near Billings","Stillwater","MT","June 2019: After several legal battles, Caithness has redesigned its proposal: Instead of (4) 80MW wind + 10MW storage, they are now propising (2) 60MW wind + 20MW storage. Projects could be in operation by October 2020. History: Approved as QF (self certified), in Northwestern service area. Owner plans to enter into Certification Management and Administration Management Service Agreements w/ Caithness Beaver Creek LLC. ","Caithness","QF to NorthWestern Energy",null,null,null,null,"(32) 2.5MW WTG. Connection to Northwestern's transmission system w/ shared radial interconnection line. https://caithnessbeavercreek.com/project-overview/","2020-04-06",0.32,80,25.6]
["Bellevue Solar",2009,null,null,"PV","Solar",null,"Solar",1.66,null,null,"Operating","Oct",2011,null,"Bellevue","Yamhill","OR"," 25-yr PPA announced Sep 2010.  County permits secured.","enXco","Portland General Electric",null,null,null,null,"8,316 Nanosolar, Ground-mount thin-film PV","2012-08-01",0.22,{"$f":"IF(ISBLANK(J50),I50,J50)","v":1.66},{"$f":"AB50*AC50","v":0.36519999999999997}]
["Benson Creek Wind (Huntington Wind)",2080,59491,null,"WT","WND",null,"Wind",10,null,null,"Operating","March",2017,null,"Huntington, OR","Baker","OR","Project was formerly part of 50 MW total \"Oregon Wind Farms - Huntington\" and \"OWF - Lime.\" Now five, 10MW projects known as the \"Huntington Wind Projects\". Per 20yr PPA w/ IPC (signed Oct 2013), scheduled operation date is Dec 31, 2016. Per press release, construction began Jan 2016. All RECs go to owner","Oregon Wind Farms, Inc./D.E. Shaw Renewable","20yr PPA w/ IPC thru 2036",null,null,null,null,"Longitude: 1 17.344W, Latitude: 44.367N; http://edocs.puc.state.or.us/efdocs/RPA/re141rpa163043.pdf","2016-09-07",0.32,10,3.2]
["Bevans Point Solar",2086,null,null,"PV","Solar",null,"Solar",1.65,null,0.43,"Terminated",null,null,2014,"Malin","Klamath","OR","ETO is working with OneEnergy Renewables and PacifiCorp.  PPA with PacifiCorp.  CUP completed.  Project expected to be complete in Dec 2014.  This project will help satisfy PAC's solar pv obligation under state RPS carve out. Sept 2016 - This project was estimated to be operational in Oct 2014 - no info since then, assumed terminated.","OneEnergy Renewables",null,null,null,null,"PAC's Turkey Hill substation.","Single axis tracking system, polycrystalline silicon panels.  Net energy production 3,817 MWh, annual energy degradation 0.6%, capacity factor 26% (from ETO).  ","2016-09-05",0.26060606060606062,1.65,0.43]
["Big Horn II",1901,null,null,"WT","WND",null,"Wind",50,null,null,"Operating","Oct",2010,null,"Bickleton","Klickitat","WA","Planned construction Q2 2010, service Dec 2010.","Iberdrola Renewables","M-S-R Public Power Agency (Modesto, Santa Clara, Redding) - 25yr PPA",null,null,null,"BPA Rock Creek substation","RECs to PG&E through EOY 2010","2010-05-07",0.32,50,16]
["Bighorn Solar",2327,"63467/PGR16",null,"PV","Solar",null,"Solar",2.2000000000000002,null,null,"Operating","Dec",2020,null,"Salem","Marion","OR","Per EIA, project is under construction, with est COD June 2020.","Pine Gate Renewables","QF w/ PGE",null,null,null,null,"GPS 44.967 -122.959","2021-05-19",{"$f":"IF(OR(ISBLANK(I54),ISBLANK(K54),I54=0),VLOOKUP(E54,ADftCF,4,FALSE),K54/I54)","v":0.22},{"$f":"IF(ISBLANK(J54),I54,J54)","v":2.2000000000000002},{"$f":"AB54*AC54","v":0.48400000000000004}]
["Big Otter",1971,null,null,"WT","WND",null,"Wind",24,null,null,"Terminated",null,null,2012,"Belt","Cascade","MT","County permit filing Nov 2010.  MOU with NorthWestern Energy reported in ClearingUp, 1/17/2011. Project fell through from NEW's standpoint, citing environmental concerns.","Invenergy","NorthWestern Energy",null,null,null,null,"(16) 1.5 MW GE WTG.  Energy and RECs to NorthWestern Energy. Project fell through w/ NWE due to environmental concerns. No mention of project on Invenergy's website. No new press releases/news articles since early 2012 when project was dropped from NWE CREP plans.\n","2016-08-08",0.32,24,7.68]
["Big Sky West Dairy Digester",1693,null,null,"BGICCG","AW",null,"Biomass",1.5,null,1.0808219178082192,"Operating","Feb",2009,null,"Gooding","Gooding","ID","2008 construction for 2009 service.  SPP contract approved Aug 2008.","Dean Foods Co./AgPower Partners","Idaho Power (SPP through 2027)","Big Sky West Dairy Digester (waste digesters)",null,null,null,"Gasification of cattle waste.  Anaerobic digestor and (2) Guascor SFGLD 560 750 kW nameplate reciprocating engines.","2010-02-24",0.72054794520547949,1.5,1.0808219178082192]
["Big Timber Wind Energy (Greycliff Wind) ",2124,"61155/BT-MT",null,"WT","WND",null,"Wind",25,null,null,"Operating","Feb",2018,null,"Greycliff","Sweet Grass","MT","NorthWestern asked MT PSC to preapprove PPA for project as a CREP - 2/17/15. After dispute between NorthWestern and developers over contract terms and rates, MT PSC approved 25yr QF contract on Jul 19, 2016. Hoever, developers are not satisfied with rate (too low) and say project future is uncertain. BigWA purchased project in Dec 2016 and said project construction will start immediately for an online 2017 date.","BayWa renewable energy","Northwestern - PPA as PURPA QF - 25 yrs",null,null,null,null,"Under construction, expected by EOY 2018 or mid-2019 (per NorthWestern)","2018-08-07",0.32,25,8]
["Biglow Canyon Phase II",1694,null,null,"WT","WND",null,"Wind",149.5,null,null,"Operating","Aug",2009,null,"Wasco","Sherman","OR","WTG order announced Apr 2008, delivery Mar 2009.","Portland General Electric","Portland General Electric",null,null,null,"BPA John Day substation","(65) Siemens SWT-2.3-93 WTG.","2009-08-21",0.32,149.5,47.84]
["Biglow Canyon Phase III",1695,null,null,"WT","WND",null,"Wind",174.8,null,60.9,"Operating","Aug",2010,null,"Wasco","Sherman","OR","WTG order announced Apr 2008.","Portland General Electric","Portland General Electric",null,null,null,"BPA John Day substation","(76) Siemens SWT-2.3-93 WTG.","2011-07-21",0.3483981693363844,174.8,60.9]
["Biofuels Washington Renewables Energy Facility",2084,58688,null,"IC","LFG",null,"Biomass",4.5,null,null,"Operating","Dec",2013,null,"Graham Landfill","Pierce","WA","WA Dept of Commerce issued opinion that project would fall under the state's EIA as an approved renewable and DG facility.","BioFuels Washington, LLC","Puget Sound Energy (RECs to be split between PSE and Benton Co. PUD)",null,null,null,"PSE","(3) 1.5 MW 3520 Caterpillar generators.  DG so REC's count double.  RECs split between PSE and Benton Cty PUD.","2015-03-16",0.91,4.5,4.0949999999999998]
["Black Bear Wind",2318,null,null,"WT","WND",null,"Wind",79.2,null,null,"Proposed","Dec",2021,null,"Billings, MT","Stillwater","MT","Discussions w/ MT PSC. Certified QF with FERC in April 2019. In Northwestern's territory. Ongoing contract dispute with NorthWestern Energy and MT PSC over low QF contract prices for both Grizzly and Black Bear wind projects. ","Building Energy Holding","PURPA QF w/ Northwestern; FERC Small Power Producer status"]
["Black Canyon 3",2082,"6396/3",null,"HY","WAT",null,"Hydro",12.5,null,null,"Suspended",null,2022,null,"Payette R.","Gem","ID","Construction of third generator expected to start Sept 2014, and to take about 30 months.  Also adding new powerhouse, intake, penstock, and other equipment. Bur Rec prepared Final Environmental Assessment in June 2016 w/ Finding of No Significant Impact. Majority of project to be funded by BPA. Bur REc estimates tentative construction start in 2018 and completion in 2022. Project \"on hold\" in 2018 due to higher construction costs outweighing energy prices.","Bureau of Reclamation",null,null,null,null,null,"Run-of-river.  Two existing 5.1 MW units (Black Canyon 1-2) will become secondary and operate only when there is sufficient load and when project flow is too low to operate the new, more efficient unit.","2020-04-06",0.5,12.5,6.25]
["Black Canyon Hydro",2144,null,"P-14110","HY","Wat",null,"Hydro",25,null,null,"Suspended",null,null,null,"North Fork Snoqualmie River","King County","WA","Developer filed draft license application in Dec 2015. Oct 2016, developer requested FERC terminate integrated licensing process and FERC granted this request.","Tollhouse Energy/Black Canyon LLC",null,null,null,null,null,"RoR project would divery water from 2.7 mile section of the North Fork. Est annual avg generation 110.7 GWh.","2017-11-07",0.5,25,12.5]
["Black Cap Solar II (PSEG Lake County Solar Energy Center)",2162,null,null,"PV","Solar",null,"Solar",8,null,null,"Operating","Dec",2016,null,"Lakeview","Lake","OR","20 yr PPA w/ PAC, signed in 2014. Initial testing scheduled for Dec 1 2016, commercially operable Dec 31, 2016. PSEG Solar Source purchased project, along with Black Cap I (and possibly the Lakeview projects as well?) from Obsidian Renewables in Nov 2016. 35-year land lease w/ private landowner.","PSEG Solar Source (purchased from Obsidian Renewables)","PPA w/ PacifiCorp (PURPA QF)",null,null,null,null,"Grount mounted. http://edocs.puc.state.or.us/efdocs/RPA/re142rpa91646.pdf; https://www.solarworld-usa.com/newsroom/news-releases/news/2016/solar-panels-for-south-central-oregon; https://www.pseg.com/info/media/newsreleases/2016/2016-11-02.jsp#.WG2QIVUrK3w","2017-01-05",{"$f":"IF(OR(ISBLANK(I64),ISBLANK(K64),I64=0),VLOOKUP(E64,ADftCF,4,FALSE),K64/I64)","v":0.22},8,1.76]
["Black Eagle Solar",2226,61336,null,"PV","Solar",null,"Solar",3,null,null,"Operating","Sep",2017,null,null,"Cascade","MT","Developed by Cypress Creek Renewables, owned by Enerparc. ","Enerparc","PPA w/ Northwestern",null,null,null,null,"~35 acres, 10,000-12,000 panels; Northwestern balancing authority","2017-11-15",0.22,3,0.66]
["Black Mesa 1",2351,null,null,"Battery","Elect.",null,"Energy Storage",20,null,10,"Proposed",null,null,null,null,null,"ID","Self-certified with FERC as energy storage QFs. Tied up in litigation w/ Idaho Power re: length of QF contract, QF facility type (is it energy storage, or the original fuel - solar/wind?), and length of contract.","MB MezzDev",null,null,null,null,null,null,"2021-02-17",null,20]
["Black Mesa 2",2352,null,null,"Battery","Elect.",null,"Energy Storage",20,null,10,"Proposed",null,null,null,null,null,"ID","Self-certified with FERC as energy storage QFs. Tied up in litigation w/ Idaho Power re: length of QF contract, QF facility type (is it energy storage, or the original fuel - solar/wind?), and length of contract.","MB MezzDev",null,null,null,null,null,null,"2021-02-17",null,20]
["Black Rock",1696,null,null,"PS","Elect.",null,"Pump Storage",338,null,null,"Suspended",null,"",2008,"Black Rock Valley","Yakima","WA","Feasibility study authorized by Congress in 2003; Appraisal Assessment of the Black Rock Alternative complete Feb 2005.    Feasibility Report and EIS to be complete by end of 2008. Bur of Rec determined in 2008 that project would be too costly - $5.7-7.7B, returning only 13 cents for every dollar spent. News article in 2015 seems to indicate that the door is still open for a project at this site.","Bureau of Reclamation",null,null,null,null,null,"(2) 150 MW PTG at Priest Rapids reservior intake; 23 to 38 MW powerhouse at Rosa discharge, 15 to 29.5 MW powerhouse at Sunnyside discharge.  Other configurations being studied.","2016-08-08",0,338,0]
["Blue Marmot Solar",2264,null,null,"PV","Solar",null,"Solar",50,null,null,"Proposed",null,null,null,"Lakeview","Lake","OR","EDP filed NOI with OR EFSC 1/18/18. EDP requested to temporarily suspend review of NOI pending submission of amended NOI at later date - issuance of project order is temporarily suspended. Nov 2019 EDP filed for NOI extension. NOI filed 10/27/20, awaiting issuance of project order from OR EFSC. Sept 2021 - EDP now seeking approval from county, rather than OR EFSC. ","EDP Renewables","PURPA QF (contract w/ PGE), Small Power Producer status from FERC",null,null,null,null,"From NOI - \" The Facility encompasses up to five separate solar array sites that will generate electricity — Duvaroo, Deniz East, Reish, Parmelee, and Deniz West\"","2020-04-06",0.22,50,11]
["Blue River Dam",2098,null,"P-14381","HY","WAT",null,"Hydro",20.6,null,null,"Terminated",null,null,null,"Blue River","Lane","OR","Preliminary permit issued July 2012, expires June 2015.  Existing non-powered dam owned and operated by US ACE.  Proposed feasibility study.  EWEB surrendered its license of project in 2013. Qualified Hydro surrendered preliminary permit in Aug 2015. Blue River Hydro Power LLC filed for a preliminary permit on July 1, 2016. Prelim permit cancelled December 2016.","Blue River Hydro Power LLC",null,null,null,null,"BPA Blue River substation","Penstock, powerhouse w/ two generators, tailrace, substation, transmission line","2020-04-06",0.5,20.6,10.3]
["Bly Solar Center",2163,null,null,"PV","Solar",null,"Solar",8.5,null,1.86,"Operating","Jun",2018,null,"Bonzana","Klamath","OR","20 yr PPA w/ PAC, signed in 2014. Initial testing scheduled for Oct 2016, commercially operable Apr, 2017. Per PAC press release on 9/12, RECs from project have been purchased. Expected online date Q4 2016. Assumed under construction. PPA expires Oct 2036","Coronal Group/HelioSage","PAC - PPA as PURPA QF",null,null,null,null,"http://edocs.puc.state.or.us/efdocs/RPA/re142rpa111351.pdf","2018-08-28",0.21882352941176472,8.5,1.86]
["Bly Solar Project (OR Solar 4)",2164,"62272/BLY",null,"PV","Solar",null,"Solar",10,null,2.75,"Proposed",null,null,null,"Bly, OR","Klamath","OR","20 yr PPA w/ PAC, signed in 2015. Initial testing scheduled for Nov 2016, commercially operable Dec, 2016. RECs purchased by PAC. PPA expires Oct 2036. Jan 2019 - under construction, over 50% complete - EIA table 6.05","Origis Energy","PAC - PPA as PURPA QF",null,null,null,null,"http://edocs.puc.state.or.us/efdocs/RPA/re142rpa13440.pdf","2020-04-06",0.27500000000000002,10,2.75]
["Boardman Solar Energy Project",2219,null,null,"PV","Solar",null,"Solar",75,null,null,"Proposed",null,null,null,"unincorparated Morrow Cty","Morrow","OR","August 2016 developer filed for expedited review of small capacity facilities with ODOE; ODOE determined this project qualifies, which means no NOI. Prelim app for site certificate submitted 1/13/17. Draft proposed order recommending approval, issued 11/13/17. SIte certificate issued February 2018. Construction must begin by February 2021.","Invenergy (Boardman Solar Energy, LLC)","Invenergy to secure PPA prior to start of construction",null,null,null,"BPA Boardman-Alkali 115-kV transmission line","(30) 2.5 MW module blocks, single axis trackers","2020-04-06",0.22,75,16.5]
["Boise City Solar",1932,null,null,"PV","Solar",null,"Solar",40,null,null,"Operating","Jun",2016,null,"Boise","Ada","ID","Announced Jun 2010 for Q4 2010 construction and 2011 operation.  Idaho Statesman reported (1/20/11) project doubling from 10 to 20 MW and moving away from airport to location south of Boise near intersection South Cloverdale and East Sand Creek roads. IPC has sent ESA to IPUC in July 2014 for 40 MW solar farm. 9/12/14 - IPUC out for comment on ESA. 11/14/14 - ESA approved by IPUC.","Sunergy World","Idaho Power Co. (20 year energy sales agreement). 50/50 REC sharing agreement.",null,null,null,null,"Mono crystalline solar modules with Tier 1 inverters and dual axis tracking system. 40 MW AC.","2016-07-19",0.22,40,8.8000000000000007]
["Bonanza Energy Facility",2356,null,null,"PV","Solar",null,"Solar+ Storage",300,null,null,"Proposed",null,2024,null,"Bonanza","Klamath","OR","Hecate filed NOI 8/7/20. OR EFSEC issued project order 12/18/20. Expected preliminary application for site certificate late summer 2021. Construction to begin 2023, pending site certification. ","Hecate Energy NAF",null,null,null,"Malin","BPA's Captain Jack substation","Per the NOI, \"a flexible power generation and storage center that uses hybrid technologies to provide a consistent source of renewable energy…\". 150-300 MW solar, 1,100 MW battery energy storage system. Facility could also incorporate gas peaker (not proposed at this time).","2021-02-17",{"$f":"IF(OR(ISBLANK(I75),ISBLANK(K75),I75=0),VLOOKUP(E75,ADftCF,4,FALSE),K75/I75)","v":0.22},{"$f":"IF(ISBLANK(J75),I75,J75)","v":300},{"$f":"AB75*AC75","v":66}]
["Bonanza Solar (Norwest 4)",2210,"62268/NWE4",null,"PV","Solar",null,"Solar",6,null,null,"Operating","Dec",2018,null,"Bonanza","Klamath","OR","PPA w/ PAC signed 5/29/15. Proposed11/18/2016 test date, 12/18/16 online date.","New Energy Solar Ltd.","PAC - PPA as PURPA QF",null,null,null,null,"http://edocs.puc.state.or.us/efdocs/RPA/re142rpa125430.pdf","2019-02-25",0.22,6,1.32]
["Boring Solar",2277,"62169/BSPV2",null,"PV","Solar",null,"Solar",2.2000000000000002,null,0.2,"Operating","Apr",2019,null,"Boring, OR","Clackamas","OR","3J Consulting providing civil design and construction permits. Developed by Swinerton Renewables. Per BNRG press release in August 2018, 3/10 projects (total 35MW under PPA to PGE) have begun construction and all will be completed by June 2019. Unsure which three are under construction.","Swinerton/BNRG Renewables","PGE - 20yr QF",null,null,null,null,"https://edocs.puc.state.or.us/efdocs/RPA/re143rpa154615.pdf","2019-07-09",9.0909090909090912E-2,2.2000000000000002,0.2]
["Bowman Dam Hydroelectric Project",2213,null,"P-14791","HY","WAT",null,"Hydro",4,null,null,"Proposed",null,null,null,"Existing Arthur R. Bowman Dam ","Crook","OR","Ochoco Irrigation District filed preliminary permit with FERC on 7/1/16. FERC issued notice of competeing permit applications (w/ Prineville Pumped Storage Project) on 9/1/16.","Existing dam owned by US Bur Reclamation for irrigation water and flood control. Proposed hydro project by Ochoco Irrigation District.",null,null,null,null,null,"Existing BurREC provides irrigation water and flood control. Proposal to add 3MW and 1MW horizontal Francis turbines.","2016-11-16",0.5,4,2]
["Box Canyon Upgrade",1964,3891,2042,"HY","WAT",null,"Hydro",18,null,2.4,"Upgrade","Jun",2014,null,"Pend Oreille R.","Pend Oreille","WA","New license issued Jul 2005.  Upgrade underway 2009.  Andritz Hydro is the general contractor.","Pend Oreille Co. PUD","Pend Oreille Co. PUD",null,null,null,null,"High-efficiency turbines, governors, stator replacement, exciters, controls and other refurbishments.","2013-08-20",0.13333333333333333,18,2.4]
["BP Cherry Point Cogeneration Project",1697,null,null,"CCCG","NG/RG",null,"Natural gas",720,null,null,"Terminated",null,2015,null,"Blaine (Cherry Point Refinery)","Whatcom","WA","SC application Jun 02, approved Dec 2004. Per the WA EFSEC website, the SC Agreement was canceled in 2015 and construction never started.","TransCanada","Steam and power for Cherry Point refinery, power sales","BP Cherry Point Refinery",null,"Williams Northwest",null,"3x1 CCCG, BPA Custer interconnect;dry cooling; no backup fuel.","2016-08-08",0.9,720,648]
["Bradwood",1698,null,null,"CCCG","NG",null,"Natural gas",130,null,null,"Terminated",null,"",2010,"Bradwood","Clatsop","OR","Announced Dec 2005. Northern Star suspends development - May 2010. Effectively a termination, given the LNG climate. ","Northern Star Natural Gas",null,"Bradwood Landing LNG receiving terminal (regasification)",null,"Williams Northwest",null,"LNG receiving facility (import terminal), with CCCT for assumed self gen.","2016-08-08",0.9,130,117]
["Bristol Solar",2363,null,null,"PV","Solar",null,"Solar",3,null,null,"Operating","Jan",2021,null,"Marion Cty","Marion","OR","Operational Jan 2021.","Adapture Renewables, Enerparc AG","Portland General Electric",null,null,null,null,null,"2021-05-19",{"$f":"IF(OR(ISBLANK(I82),ISBLANK(K82),I82=0),VLOOKUP(E82,ADftCF,4,FALSE),K82/I82)","v":0.22},{"$f":"IF(ISBLANK(J82),I82,J82)","v":3},{"$f":"AB82*AC82","v":0.66}]
["Broadview Solar ",2360,null,null,"PV","Solar",null,"Solar+ Storage",160,null,null,"Proposed",null,null,null,null,"Yellowstone","MT","FERC reversed its initial ruling, now approving QF status for Broadview. The production capacity for PURPA is 80MW, and this project is not designed to exceed that as it is combined with a 50MW battery w/ 4hr/200MWh discharge capacity.","Broad Reach Power","NorthWestern PURPA",null,null,null,null,null,"2021-05-19",{"$f":"IF(OR(ISBLANK(I83),ISBLANK(K83),I83=0),VLOOKUP(E83,ADftCF,4,FALSE),K83/I83)","v":0.22},{"$f":"IF(ISBLANK(J83),I83,J83)","v":160},{"$f":"AB83*AC83","v":35.200000000000003}]
["Brush Canyon",1996,null,null,"WT","WND",null,"Wind",535,null,null,"Terminated",null,null,2015,"7 miles east of Shaniko","Wasco","OR","Filed Notice of Intent with OR EFSEC November 2011.  Filed project order Jan 2012, complete application March 2013.  After being issued a draft proposed order in Nov 2013, the applicatant foramlly withdrew their application with ODOE effective immediately in Feb 2015.","EC&R Development, LLC (wholly owned subsidiary of E.ON Climate and Renewable NA)",null,null,null,null,null,"Up to (223) WTG, new 32 mile 230kv overhead transmission line to Buckley substation","2015-03-03",0.32,535,171.20000000000002]
["Brush Creek",2328,"63464/PGR19",null,"PV","Solar",null,"Solar",2.2000000000000002,null,null,"Operating","May",2020,null,null,"Marion","OR","Per EIA, project is under construction, with est COD June 2020.","Pine Gate Renewables","QF w/ PGE",null,null,null,null,"https://edocs.puc.state.or.us/efdocs/HAQ/re143haq163248.pdf","2020-10-26",0.22,2.2000000000000002,0.48400000000000004]
["Brush Solar Center",2266,"61844/BRUSH",null,"PV","Solar",null,"Solar",2.75,null,null,"Operating","Dec",2019,null,"Unity, OR","Baker","OR","20 yr PPA w/ Idaho Power, signed in October 2016","Enerparc Solar Development","Idaho Power - 20yr PURPA QF",null,null,null,null,"http://edocs.puc.state.or.us/efdocs/RPA/re141rpa16356.pdf","2020-01-13",0.22,2.75,0.60499999999999998]
["Bryant Mountain",2011,null,"P-13680","PS","Elect.",null,"Pump Storage",1250,null,null,"Terminated",null,"",2015,"USBR \"D\" Canal, 5 miles from Malin, OR","Klamath","OR","Preliminary Application Document filed Feb 16, 2012. Prelim permit expired with no final license application 2015.","Bryant Mountain LLC, Bart O'Keeffe",null,null,null,null,"Malin 345 or 500 kV","30 kaf, 24 hours of storage at expanded Pope Lake. 3X 350 MW PG units plus 2X250 MW variable speed PG units.  42° 3'22.80\"N, 121°20'8.88\"W","2012-02-24",0,1250,0]
["Burley Butte ",1994,null,null,"WT","WND",null,"Wind",19.5,null,null,"Operating","Feb",2011,null,"Burley","Cassia","ID","IPUC approval of QF contract  Jul 2005.","Idaho Wind Partners (GE Financial Services, Exergy Development Group, Atlantic Power, Reunion Power)","Idaho Power Co. (QF)",null,null,null,null,"(7) GE 1.5 MW WTG.","2011-02-17",0.32,19.5,6.24]
["Butler Solar",2342,"63694/13501",null,"PV","Solar",null,"Solar",4,null,null,"Operating","Jan",2021,null,"Sheridan, OR","Yamhill","OR","Per EIA, project is under construction, with est COD Nov 2020.","Pacific Northwest Solar","QF w/ PGE (FERC small power producer status)",null,null,null,null,null,"2021-05-19",{"$f":"IF(OR(ISBLANK(I89),ISBLANK(K89),I89=0),VLOOKUP(E89,ADftCF,4,FALSE),K89/I89)","v":0.22},{"$f":"IF(ISBLANK(J89),I89,J89)","v":4},{"$f":"AB89*AC89","v":0.88}]
["Calligan Creek",2128,"60418/CC6MW",13948,"HY","WAT",null,"Hydro",6,null,null,"Operating",null,2018,null,"Calligan Creek, above Snoqualmie Falls; near North Bend","King","WA","Final FERC license approved (6/30/15). SnoPUD issued $40M tax exempt bonds to finance construction of Calligan Creek and Hancock Creek projects (9/28/15). Per email from SnoPUD - construction began October 2015 and estimated completion/operation is late 2017/early 2018. Anticipated owner acceptance/start of operation Nov 2017.","Snohomish Co. PUD","SnoPud",null,null,null,null,"(1) Pelton turbine.  See FERC license for details. Balancing authority - PSE. Per EIA 860 ER (2016) - nameplate, summer, and winter capacity is 6 MW.","2018-04-24",0.5,6,3]
["Camas Project (Columbia Solar)",2229,"62071/",null,"PV","Solar",null,"Solar",5,null,1.3,"Proposed","Oct",2020,null,"Ellensburg","Kittitas","WA","One of five 5MW solar projects known as the Columbia Solar Projects. Tuussoo applied for permit from Washington EFSEC, circumnavigating the Kittitas County morarotium on solar projects. Initial development work began in mid-2016 and commercial operation is in November 2018. Aug 2018, WA EFSEC finalized recommendation to approve, delivered rec to Governor for final approval. From EIA June 2019 - \"Regulatory approvals received. Not under construction.\" Per WA EFSEC, site certificate was suspended for a few months in Fall 2019 due to failure to make outstanding payments. SCA reinstated in November 2019. ","Tuusso Energy","PSE - 15yr PPA (QF, Small Power Producer Status from FERC)",null,null,null,null,"Polycrystalline solar PV modules on single-axis trackers","2020-04-07",0.26,{"$f":"IF(ISBLANK(J91),I91,J91)","v":5},{"$f":"AB91*AC91","v":1.3}]
["Camp Reed ",1885,57125,null,"WT","WND",null,"Wind",22.5,null,null,"Operating","Dec",2010,null,"Hagerman","Elmore","ID","IPUC approval of QF contract  Aug 2009.","Idaho Wind Partners (GE Financial Services, Exergy Development Group, Atlantic Power, Reunion Power)","Idaho Power Co. (QF)",null,null,null,"IPC King-Bliss 138kV line","(15) GE 1.5 MW WTG.","2011-02-17",0.32,22.5,7.2]
["Carter Solar One",2238,"60896/CRTON",null,"PV","Solar",null,"Solar",20,null,null,"Proposed","Dec",2020,null,"Twin Falls, ID","Twin Falls","ID","JRS Properties received conditional use permit from county in October 2016. EIA table 6.5 (Dec 2017) says \"Planned for installation, but regulatory approvals not initiated\"","Alternative Power Development/JRS Properties",null,null,null,null,null,null,"2018-01-31",0.22,20,4.4000000000000004]
["Carty Generating Station 1",1892,null,null,"CC","NG",null,"Natural gas",440,null,null,"Operating","Jul",2016,null,"Boardman","Morrow","OR","SC App to EFSC Dec 2009.  ODOE issued draft order recommending EFSC issue site certificate 3/13/12.  PGE selected Carty in its IRP RFP, however it is being challenged.  OPUC has dismissed challenge to RFP.","Portland General Electric (Abengoa S.A. will construct)","Portland General Electric",null,null,"TransCanada GTN","PGE Boardman - Slatt 500kV line (preferred option)","(1) CC w/duct firing, wet mech draft cooling.  Mitsbishi G-class turbine.","2016-08-16",0.9,440,396]
["Carty Generating Station 2",1893,null,null,"CC","NG",null,"Natural gas",530,null,null,"Suspended",null,"",2017,"Boardman","Morrow","OR","SC App to EFSC Dec 2009.    ODOE issued draft order recommending EFSC issue site certificate 3/13/12. Per SC, Construction on Carty 2 must begin by July 2, 2017 and be completed by July 2, 2020.In May 2017 PGE announced they are suspending permitting for Carty 2 and will pursue bilaterals instead","Portland General Electric","PGE",null,null,"TransCanada GTN","PGE Boardman - Slatt 500kV line (preferred option)","(1) CC w/duct firing, wet mech draft cooling.  Configuration and model TBD.","2016-08-16",0.9,530,477]
["Carty SCCT",2196,null,null,"GT","NG",null,"Natural gas",330,null,null,"Suspended",null,null,2017,"Boardman","Morrow","OR","PGE requested an amendment to current Carty site certificate in Aug 2016 to a) increase cap of Carty 2, b) add 330MW SCCT, and c) add 50MW solar PV. In May 2017 PGE announced they are suspending permitting for Carty 2 and will pursue bilaterals instead","Portland General Electric","PGE",null,null,null,null,null,"2016-09-07",0.94,330,310.2]
["Carty Solar",2197,null,null,"PV","Solar",null,"Solar",50,null,null,"Proposed","Feb",2025,null,"Boardman","Morrow","OR","PGE requested an amendment to current Carty site certificate in Aug 2016 to a) increase cap of Carty 2, b) add 330MW SCCT, and c) add 50MW solar PV. In May 2017 PGE announced they are suspending permitting for Carty 2 and will pursue bilaterals instead. Feb 2018, PGE submitted revised site certificate amendment to only include option for Carty Solar. No devt plans yet, just keeping site certificate available in case.","Portland General Electric","PGE",null,null,null,null,null,"2020-04-07",0.22,50,11]
["Cascade Energy Storage",2157,null,"P-14464","PS","Elect.",null,"Pump Storage",600,null,null,"Terminated",null,null,null,"Mud Lake, near Granite Falls","Snohomish","WA","FERC issued prelim permit Feb 2013. 36 months have passed - permit may have been terminated? No new submittals to FERC since 1/29/16, no information on GridFlex website, assume project termination.","Gridflex Energy",null,null,null,null,null,"Designs in prelim permit still very open.","2019-10-09",0,600,0]
["Cascade Pacific",1958,null,null,"RBCG","BL",null,"Biomass",10,null,null,"Terminated",null,"",null,"Halsey","Lane","OR","BETC award, Sep 2010","Cascade Pacific Pulp",null,"Cascade Pacific Pulp",null,null,null,"New 10 MW STG w/existing chemical recovery boiler.","2016-08-16",{"$error":"#N/A"},10,{"$error":"#N/A"}]
["Cascade Wind",1702,null,null,"WT","WND",null,"Wind",60,null,null,"Terminated",null,"",2009,"The Dalles (vicinity)","Wasco","OR","SC application withdrawn Jan 2009.","UPC Wind Management",null,null,null,null,"BPA The Dalles - Hood R. 115kV line @ new sub.","(40) GE 1.5sle WTG.","2009-03-30",0.32,60,19.2]
["Case Creek Solar",2330,"63207/CCPV1",null,"PV","Solar",null,"Solar",2.2000000000000002,null,null,"Operating","Oct",2019,null,"Marion Cty","Marion","OR",null,"BNRG",null,null,null,null,null,"Crystalline Silicone, 3.2MWdc, Fixed-tilt. 180 azimuth angle, 20 tilt angle","2020-10-23",{"$f":"IF(OR(ISBLANK(I101),ISBLANK(K101),I101=0),VLOOKUP(E101,ADftCF,4,FALSE),K101/I101)","v":0.22},{"$f":"IF(ISBLANK(J101),I101,J101)","v":2.2000000000000002},{"$f":"AB101*AC101","v":0.48400000000000004}]
["Cassia",1871,null,null,"WT","WND",null,"Wind",10.5,null,null,"Operating","Feb",2009,null,"Hagerman","Twin Falls","ID",null,"John Deere Renewables/Exelon","Idaho Power Co. (QF)",null,null,null,"IPC Lower Malad/ Mtn Home Jct 138kV","(5) Suzlon S88-2.1 MW WTG.","2010-08-18",0.32,10.5,3.36]
["Cassia Gulch",1902,null,null,"WT","WND",null,"Wind",18.899999999999999,null,null,"Operating","Feb",2009,null,"Hagerman","Twin Falls","ID",null,"John Deere Renewables/Exelon","Idaho Power Co. (QF)",null,null,null,"IPC Lower Malad- Mtn Home Jct 138kV line","(9) Suzlon S88-2.1 MW WTG.","2010-08-18",0.32,18.899999999999999,6.048]
["Cat Creek Energy",2132,null,"P-14655","PS","Elect.",null,"Pump Storage",720,null,null,"Proposed",null,null,null,"Anderson Ranch","Elmore","ID","Granted FERC preliminary permit Nov 2015. April 2018, developer filed for prelim permit extension. FERC granted a 2-yr prelim permit extension, April 2019 (presumably permit is good through April 2021).","Cat Creek Energy; Jon Faulkner",null,null,null,null,null,"(39) WTG @ 110MW capacity + 40MW solar PV would power pumping. Project would add 50,000 acre foot upper reservoir and 3.4 mile earthen dam.","2019-10-09",null,720]
["CCG 500",1703,null,null,"IGCC","COL",null,"Coal",520,null,null,"Terminated",null,"",2008,"Pocatello","Power","ID","Announced March 2005 for completion in 2010 or 2011.  Proposal amended to polygen concept w/no generation (Sep 2008)","Southeastern Idaho Energy, LLC",null,null,null,null,null,null,"2008-09-29",{"$f":"IF(OR(ISBLANK(I105),ISBLANK(K105),I105=0),VLOOKUP(E105,ADftCF,4,FALSE),K105/I105)","v":0.83},520,{"$f":"AB105*AC105","v":431.59999999999997}]
["C-Drop",2100,null,null,"HY","WAT",null,"Hydro",1.1000000000000001,null,null,"Operating","Mar",2012,null,"Klamath Irrigation District's C-Canal","Klamath","OR","Granted LOPP by Bur Rec instead of FERC license in Nov 2011 ","C-Drop Hydro, LLC / Klamath Irrigation District",null,null,null,null,null,"(1) 1.1 MW vertical kaplan turbine.","2015-01-06",0.5,1.1000000000000001,0.55000000000000004]
["Cedar Creek",1704,null,null,"WT","WND",null,"Wind",198,null,null,"Terminated",null,"",null,"Firth","Bingham","ID","County permits secured Aug 2008.  Subj to appeal.","Western Energy",null,null,null,null,null,"Up to 66 WTG.","2016-09-07",0.32,198,63.36]
["Cedar Hills Landfill",1705,57298,null,"CC","LFG",null,"Biomass",26,null,null,"Terminated",null,"",2011,"Cedar Hills Regional Landfill","King","WA","Power generation proposal terminated.  Pipeline-quality gas will be produced and marketed to Puget Sound Energy.  EIA reports this as a power generator (EIA 57298), with Mwa associated.  Not included as a project in existing DB since it only generates NG for PSE to use to power its plants.","Energy Developments, Inc.",null,null,null,null,null,"(3) gas turbines, heat recovery steam generators and steam turbine-generator.","2011-12-08",0.9,26,23.400000000000002]
["Cedar Springs I",2319,null,null,"WT","WND",null,"Wind",200,null,null,"Operating","Dec",2020,null,"Douglas","Converse","WY","NextEra signed a long-term PPA with PAC for output of phase I and III.","NextEra","PacifiCorp - PPA",null,null,null,null,"Part of PAC's Energy Vision 2020","2021-09-09",{"$f":"IF(OR(ISBLANK(I109),ISBLANK(K109),I109=0),VLOOKUP(E109,ADftCF,4,FALSE),K109/I109)","v":0.32},{"$f":"IF(ISBLANK(J109),I109,J109)","v":200},{"$f":"AB109*AC109","v":64}]
["Cedar Springs II",2320,null,null,"WT","WND",null,"Wind",200,null,null,"Operating","Dec",2020,null,"Douglas","Converse","WY","NextEra signed a build-transfer agreement with PAC, NextEra to build both phases and sell Phase II to PAC upon completion. PAC will purchase the output of phase I and III under long-term PPA.","NextEra/PacifiCorp","PacifiCorp",null,null,null,null,"Part of PAC's Energy Vision 2020","2021-09-09",{"$f":"IF(OR(ISBLANK(I110),ISBLANK(K110),I110=0),VLOOKUP(E110,ADftCF,4,FALSE),K110/I110)","v":0.32},{"$f":"IF(ISBLANK(J110),I110,J110)","v":200},{"$f":"AB110*AC110","v":64}]
["Cedar Springs III",2321,null,null,"WT","WND",null,"Wind",120,null,null,"Operating","Dec",2020,null,"Douglas","Converse","WY","NextEra signed a long-term PPA with PAC for output of phase I and III.","NextEra","PacifiCorp - PPA",null,null,null,null,"Part of PAC's Energy Vision 2020","2021-09-09",{"$f":"IF(OR(ISBLANK(I111),ISBLANK(K111),I111=0),VLOOKUP(E111,ADftCF,4,FALSE),K111/I111)","v":0.32},{"$f":"IF(ISBLANK(J111),I111,J111)","v":120},{"$f":"AB111*AC111","v":38.4}]
["Central Energy Cogen Plant (Brigham Young Univ)",2183,null,null,"STCG","NG",null,"Natural gas",4.5,null,null,"Operating","Jun",2016,null,"Brigham Young University - Idaho campus","Madison","ID","Idaho DEQ approved permit to construct on 11/6/2014. The existing plant remained in operation without interuption while new facility was built.","Big-D Construction developed; BYU-Idaho owns.","PPA w/ PAC for excess after self gen",null,null,null,null,"(1) 4.5MW GT w/ HRSG.","2016-11-09",0.84,4.5,3.78]
["Chester Diversion",1706,"56893/1-3","P-11879","ROR","WAT",null,"Hydro",3.3,null,1.9,"Operating","Mar",2014,null,"Henry's Fork","Fremont","ID","License granted July 2008.","Fall River REA",null,null,null,null,null,"(2) turbine-generators.  Existing run-of-river dam w/diversion (Chester Dam).","2014-04-01",0.5757575757575758,3.3,1.9000000000000001]
["Chiloquin Solar Facility",2134,null,null,"PV","Solar",null,"Solar",9.9,null,2.39,"Operating","Feb",2018,null,"Chiloquin, Klamath Falls","Klamath","OR","QF with PacifiCorp. RECs to PAC. Scheduled for operation Dec 16, 2016. However, in January 2016, the Klamath Planning Commission denied the conditional use permit. There are other ways to obtain use of land - future for project is uncertain. 20 year PPA.","Saturn Power Inc.","PAC - PPA as PURPA QF",null,null,null,"Chiloquin substation","9.9MW AC; Annual degradation rate 0.7%. (165) Danfoss MLX 60 Inverters. Si-poly Trina solar panels. Lat 42.596, Long -121.857. RECs to PacifiCorp.","2018-02-28",0.24141414141414141,9.9,2.39]
["China Hollow",1707,null,null,"WT","WND",null,"Wind",1.5,null,null,"Terminated",null,"",2006,"Rufus (vicinity)","Sherman","OR","Short-listed by Oregon Energy Trust June 2006. No new info since 2006, assume terminated.","Sherman County",null,null,null,null,null,"(1) GE 1.5 MW WTG","2020-04-07",0.32,1.5,0.48]
["China Mountain 1",1708,null,null,"WT","WND",null,"Wind",200,null,null,"Terminated",null,"",2014,"Jackpot","Twin Falls/Elko","ID/NV","Announced Nov 2007.  EIS due 2010.  Earliest construction 2012.  Mar 2012 - BLM defers EIS for two more years as it finishes studies on sage grouse in the Idaho Resource Management Plan revisions. RESA decided in Jul 2014 not to pursue further development - environmental concerns, especially regarding sage grouse and its habitat, were the primary reasons","RES America Development (NV Energy pulled out of its share April 2012)","Nevada Energy",null,null,null,"IPC Valmy/Midpoint 345kV line.","(~100) WTG","2016-08-16",0.32,200,64]
["China Mountain 2",2013,null,null,"WT","WND",null,"Wind",200,null,null,"Terminated",null,"",2014,"Jackpot","Twin Falls/Elko","ID/NV","Announced Nov 2007.  EIS due 2010.  Earliest construction 2012.  Mar 2012 - BLM defers EIS for two more years as it finishes studies on sage grouse in the Idaho Resource Management Plan revisions. RESA decided in Jul 2014 not to pursue further development - environmental concerns, especially regarding sage grouse and its habitat, were the primary reasons","RES America Development (NV Energy pulled out of its share April 2012)","Nevada Energy",null,null,null,"IPC Valmy/Midpoint 345kV line.","(~100) WTG","2016-08-16",0.32,200,64]
["Chokecherry Wind Farm",2061,null,null,"WT","WND",null,"Wind",null,null,null,"Construction",null,null,null,"10 miles South of Rawlins","Carbon","WY","Announced 2006.  ROD on EIS released in Oct 2012.  Notice of Availability published Oct 16.  To be built with Sierra Madre Wind Farm. BLM approved project in 2012 and March 2016. US FWS released draft EIS in April 2016 for public comment. SNL cites estimated online date of 2019. USFWS released final plan for bald and golden eagle mitigation in Dec. 2016.","Power Company of Wyoming, LLC","Developer hoping to export to Southwest and California.",null,null,null,null,"Developed with the Sierra Madre Wind Farm.  Together will be ~1000 turbines and ~ 3,000 MW.  http://www.powercompanyofwyoming.com/index.shtml","2018-10-24",0.32,0,0]
["Chopin Wind Project",1992,null,null,"WT","WND",null,"Wind",10,null,3.86,"Operating","Sep",2016,null,"Halfway between Umapine and Athena, OR","Umatilla","OR","Conditional Use Permit for original 99 MW project - Feb 2011.  County rejected transmission proposal for original 99 MW project in 11/11. Project stalled until August 2015 when developers scaled down project to 10MW and an underground transmission line. Umatilla Cty Planning Commission approved bldg permits in Jan 2016.","BayWa renewable energy","Signed PPA w/ PAC in May 2014 (PURPA QF)",null,null,null,"Pacificorp 230 kV Weston substation","(6) GE 103, hub height 80m, rotor diameter 103m","2016-11-08",0.38600000000000001,10,3.8600000000000003]
["Christmas Valley",1968,null,null,"PV","Solar",null,"Solar",20,null,null,"Terminated",null,null,2016,"Christmas Valley","Lake","OR","CUP granted Oct 2010. Sept 2016 - No PPA yet, no new info. Project still listed as under development per developer website. Project terminated, per SNL.","Element Power",null,null,null,null,"BPA LaPine - Ft Rock 115kV",null,"2020-04-07",0.22,20,4.4000000000000004]
["Clark Canyon",1710,null,"P-12429","HY","WAT",null,"Hydro",7.55,null,null,"Terminated",null,null,2015,"Beaverhead R.","Beaverhead","MT","License granted Aug 2009.  4.7MW project had PPA w/ IPC, however it did not meet its Dec 2013 operation date. Larger version of project (7.55 MW) now proposed and attempted PPA w/ IPC in 2014. IPC suspended negotiations due to discrepancies in FERC license and proposed PPA. FERC issued an order terminating license, effective April 2015, for failure to meet construction deadlines.","Clark Canyon Hydro, LLC",null,null,null,null,null,"Existing dam.  ","2011-06-28",0.5,7.55,3.7749999999999999]
["Clark Solar 1",2107,null,null,"PV","Solar",null,"Solar",70.98,null,null,"Terminated",null,null,2015,"Mountain Home, ID","Elmore","ID","ESA submitted by IPC and Intermountain Energy Partners on 10/13/14.  IPUC approved ESA on 1/8/15.  IPC will be granted 50% ownership of RECs, seller to have remaining 50%. IPUC terminated PURPA agreement April 2015 due to failure to meet financial deadlines.","Intermountain Energy Partners","Idaho Power Company (20-year ESA); QF project",null,null,null,null,"Expected to use mono crystalline solar modules with Tier 1 inverters and utilize single axis tracking system.","2016-08-17",0.22,70.98,15.615600000000001]
["Clark Solar 2",2108,null,null,"PV","Solar",null,"Solar",19.98,null,null,"Terminated",null,null,2015,"Mountain Home, ID","Elmore","ID","ESA submitted by IPC and Intermountain Energy Partners on 10/13/14.  IPUC approved ESA on 1/8/15.  IPC will be granted 50% ownership of RECs, seller to have remaining 50%. IPUC terminated PURPA agreement April 2015 due to failure to meet financial deadlines.","Intermountain Energy Partners","Idaho Power Company (20-year ESA); QF project",null,null,null,null,"Expected to use mono crystalline solar modules with Tier 1 inverters and utilize single axis tracking system.","2016-08-17",0.22,19.98,4.3956]
["Clark Solar 3",2109,null,null,"PV","Solar",null,"Solar",29.98,null,null,"Terminated",null,null,2015,"Mountain Home, ID","Elmore","ID","ESA submitted by IPC and Intermountain Energy Partners on 10/13/14.  IPUC approved ESA on 1/8/15.  IPC will be granted 50% ownership of RECs, seller to have remaining 50%. IPUC terminated PURPA agreement April 2015 due to failure to meet financial deadlines.","Intermountain Energy Partners","Idaho Power Company (20-year ESA); QF project",null,null,null,null,"Expected to use mono crystalline solar modules with Tier 1 inverters and utilize single axis tracking system.","2016-08-17",0.22,29.98,6.5956000000000001]
["Clark Solar 4",2110,null,null,"PV","Solar",null,"Solar",19.98,null,null,"Terminated",null,null,2015,"Mountain Home, ID","Elmore","ID","ESA submitted by IPC and Intermountain Energy Partners on 10/13/14.  IPUC approved ESA on 1/8/15.  IPC will be granted 50% ownership of RECs, seller to have remaining 50%. IPUC terminated PURPA agreement April 2015 due to failure to meet financial deadlines.","Intermountain Energy Partners","Idaho Power Company (20-year ESA); QF project",null,null,null,null,"Expected to use mono crystalline solar modules with Tier 1 inverters and utilize single axis tracking system.","2016-08-17",0.22,19.98,4.3956]
["Clearwater Windfarm",2188,null,null,"WT","WND",null,"Wind",750,null,null,"Proposed",null,2022,null,"60 miles north of Colstrip","Rosebud","MT","Orion has been plnning wind farm since 2012, originally at twice the capacity (~700MW). Developer willing to build 70-90 miles of transmission lines to connect to Colstrip. Now owned by NextEra, PPA for 350MW w/ PSE. Construction expected o start summer 2021.","NextEra","Puget Sound Energy (20 yr PPA for 350MW)",null,null,null,"PSE's transmission capacity freed up by Colstrip 1 and 2 retirements.","http://billingsgazette.com/news/state-and-regional/montana/montana-s-largest-wind-farm-quietly-develops-northeast-of-colstrip/article_35f5dee1-175c-57f6-b778-dd9054bb8238.html","2016-09-07",0.32,750,240]
["Clif Bar Bakery of Twin Falls Solar Project",2291,"62151/PV1",null,"PV","Solar",null,"Solar",2,null,null,"Operating","Jun",2019,null,"Twin Falls, ID","Twin Falls","ID","On-site solar PV, BTM, system to serve 30% of the bakery's power. Developed by Borrego Solar. Under construction, with onsite pollinator habitat.","Clif Bar, Borrego Solar","Industrial; on-site load",null,null,null,null,"https://www.borregosolar.com/press/clif-bar-borrego-install-largest-onsite-solar-system","2019-09-09",{"$f":"IF(OR(ISBLANK(I127),ISBLANK(K127),I127=0),VLOOKUP(E127,ADftCF,4,FALSE),K127/I127)","v":0.22},{"$f":"IF(ISBLANK(J127),I127,J127)","v":2},{"$f":"AB127*AC127","v":0.44}]
["Coastal Energy",1917,null,null,"WT","WND",null,"Wind",6,null,null,"Operating","Jun",2010,null,"Grayland","Grays Harbor","WA",null,"Coastal Commumity Action Program","Grays Harbor PUD",null,null,null,null,"(4) GE 1.5 MW WTG",null,0.32,{"$f":"IF(ISBLANK(J128),I128,J128)","v":6},1.92]
["COB Energy Facility",1713,null,null,"CC","NG",null,"Natural gas",1150,1150,null,"Terminated",null,"",2007,"Bonanza","Klamath","OR","SC approved Jan 2005.  Development rights sold by People's Energy to J-Power Sep 2006.  SC terminated on request of the developer May 2007.","J-Power USA",null,null,null,null,null," ","2007-08-06",0.9,1150,1035]
["Coffin Butte Pumped Storage",2158,null,"P-14568","PS","Elect.",null,"Pump Storage",250,null,null,"Terminated",null,null,null,"near Two Dot","Wheatland","MT","FERC issued prelim permit June 2014. CB Energy Park submitted notice of decision not to proceed and surrendered the prelim permit on 3/28/18.","Absaroka Energy",null,null,null,null,null,"May not be in PNW footprint, but in NorthWestern's service area.","2018-04-25",0,250,0]
["Cold Springs Windfarm (Mountain Air)",2044,null,null,"WT","WND",null,"Wind",23,null,null,"Operating","Dec",2012,null,"Mountain Home","Elmore","ID","Developed by TERNA; Part of the 138 Mountain Air Wind Park (six projects @ 23 MW each).  ","Terna Energy","QF PPA with Idaho Power",null,null,null,"IPC","(10) Siemens SWT 2.3-101 MW.  Mtn Air Wind Park started testing operation in September 2012.","2013-04-22",0.32,23,7.36]
["Collier Solar",2177,60976,null,"PV","Solar",null,"Solar",9.9,null,null,"Operating","Dec",2016,null,"Bend, OR","Deschutes","OR","20 yr PPA w/ PAC, signed in 2015. Initial testing scheduled for Nov 2016, commercially operable Dec 31, 2016.","Pine Gate Renewables","PPA w/ PAC",null,null,null,null,"http://edocs.puc.state.or.us/efdocs/RPA/re142rpa114740.pdf","2017-01-16",0.22,9.9,2.1779999999999999]
["Collins Pine",1715,null,null,"STCG","WW",null,"Biomass",13,null,null,"Terminated",null,"",null,"Lakeview","Lake","OR","MOU between Collins & DG Energy 2006.  Proposed service late 2008.","DG Energy",null,"Fremont Sawmill (kilns)",null,null,null,null,"2016-08-17",0.84,13,10.92]
["Colton (SP Solar 6)",2278,"61831/PGRC2",null,"PV","Solar",null,"Solar",2.2000000000000002,null,null,"Operating","Dec",2017,null,"N or Hwy 211 and W of Colton","Clackamas","OR","Pine Gate Renewables","Pine Gate Renewables","20 yr PPA w/ PGE (PURPA QF)",null,null,null,null,"https://edocs.puc.state.or.us/efdocs/RPA/re143rpa13724.pdf ","2018-10-22",0.22,2.2000000000000002,0.48400000000000004]
["Columbia Biogas",2042,null,null,"BGICCG","REF",null,"Biomass",3,null,null,"Terminated",null,null,2015,"Northeast Portland","Multnomah","OR","Signed 20 yr PPA with PacifiCorp.  Expect construction to take a year.  Commercial ops expected in mid 2013.  Initially scheduled to generate 3 MW, ultimately ramp up to 5 MW. Columbia Biogas \"will no longer maintain the option to lease the property\" and is seeking development opportunities elsewhere.","Columbia Biogas","20 yr PPA with PacifiCorp",null,null,null,null,"Convert commercial food waste to renewable energy through anaerobic digestion.","2016-08-17",0.9,3,2.7]
["Columbia Ridge Landfill",1716,null,null,"IC","LFG",null,"Biomass",7,null,6,"Operating","Dec",2009,null,"Columbia Ridge Landfill","Gilliam","OR",null,"Waste Management, Inc.","Seattle City Light",null,null,null,null,null,"2010-02-24",0.8571428571428571,7,6]
["Columbia River Energy",1717,null,null,"GT","NG",null,"Natural gas",42.7,null,null,"Terminated",null,"",2005,"Goble","Columbia","OR","Temporary exemption granted Sep 2001.  Good through Dec 2005.","Oregon Energy",null,null,null,null,null,"(1) LM6000.","2006-07-17",0.94,42.7,40.137999999999998]
["Columbia River Landfill Expansion",2039,null,null,"IC","LFG",null,"Biomass",6,null,null,"Operating","Aug",2014,null,"Columbia Ridge Landfill","Gilliam","OR",null,"Waste Management, Inc.","Seattle City Light",null,null,null,null,"SCL authorized purchase of 6MW starting in 2013.","2014-10-24",0.91,6,5.46]
["Columbia Tidal Energy Project",1718,null,"P-12672","TISEC","Tidal current",null,"Hydrokinetic",163,null,null,"Terminated",null,"",2008,"Columbia R. estuary","Clatsop, Wahkiakum, Pacific","OR/WA","Preliminary permit granted Mar 2007. It appears the preliminary permit was surrendered in 2008 due to \"insufficienct development potential\"","Oregon Tidal Energy Co.",null,null,null,null,null,"50 - 150 TISEC units of 0.5 to 2.0 MW ea.","2016-08-17",0.3,163,48.9]
["Combine Hills II",1719,null,null,"WT","WND",null,"Wind",63,null,21.42,"Operating","Jan",2010,null,"Milton Freewater (vicinity)","Umatilla","OR","Permits secured.  PSA w/Clark PUD Mar 2009.  Planned service Dec 2009","Eurus Energy America, Inc.","Clark PUD; RECs to PG&E 2010 & 2011",null,null,null,"BPA 69kV Walla Walla - Pendleton line via tap","(63) Mitsubishi MWT 1000-A turbines","2010-05-07",0.34,63,21.42]
["Connell's Prairie (White River Project)",1720,null,"P-13804","HY","WAT",null,"Hydro",63,null,{"$f":"100000/8760","v":11.415525114155251},"Terminated",null,"",2013,"Lake Tapps flume","King","WA","FERC issued prelim permit Jan 2011. After failure to submit progress reports, FERC canceled permit Spet 2013.","Puget Sound Energy","Utility resource",null,null,null,null,null,"2016-08-17",0.18119881133579763,63,11.415525114155251]
["Coos Bay OPT Wave Park",1721,null,"P-12749","WEC","Wave",null,"Hydrokinetic",100,null,35,"Terminated",null,"",2013,"Coos Bay","Coos","OR","FERC prelim. permit issued Mar 2007; expired Feb 2010; renewal pending Apr 2010. FERC issued permit on Aug 2010. Developer issued notice of surrender of prelim license in June 2013. FERC terminated license July 2013.","Oregon Wave Energy Partners, LLC.",null,null,null,null,null,"(200) - (400) wave power bouys.","2016-08-17",0.35,100,35]
["Coos County Wave Energy Project",1722,null,"P-12752","WEC","Wave",null,"Hydrokinetic",100,null,20,"Terminated",null,"",2008,"Bandon","Coos","OR","FERC prelim. permit for 100 MW Apr 2007; cancelled Jun 2008.","Finavera Renewable, Ltd., dba AquaEnergy Group, Ltd.",null,null,null,null,null,"AquabuOY heaving buoy hose pump units","2016-08-17",0.2,100,20]
["Cotterel",1723,null,null,"WT","WND",null,"Wind",200,null,null,"Terminated",null,"",2012,"Cotterel Mountain","Power","ID","EIS ROD & ROW grant Aug 2006. Developer terminated ROW in Mar 2012 and told IPUC they were abondoning future plans to pursue project.","Windland-Shell",null,null,null,null,null,"(81 - 98) 1.5 MW WTG","2016-08-17",0.32,200,64]
["Cottonwood Wind Park",2057,null,null,"WT","WND",null,"Wind",20,null,null,"Terminated",null,null,2012,"Rogerson","Twin Falls","ID","PURPA.  20 yr PPA w/ Idaho Power was terminated 8/14/12.  Project behind schedule - was supposed to be operating June 2012.  With dissolution of PPA and Exergy giving up contract rights to build, project is effectively terminated.","Exergy Development Group","20 yr PPA w/ Idaho Power terminated.",null,null,null,null,"(13) 1.6 MW turbines.","2013-04-23",0.32,20,6.4]
["County Line",1724,null,"P-12071","HY","WAT",null,"Hydro",0.95,null,8.6312785388127852E-2,"Terminated",null,"",2007,"N. Gooding Main Canal","Lincoln","ID","Exemption revoked Jun 2007.","American Falls Reservoir Dist. #2",null,null,null,null,null,"Existing canal.","2008-04-22",9.0855563566450373E-2,0.95,8.6312785388127852E-2]
["Coutts Wind",2031,null,null,"WT","WND",null,"Wind",29.9,null,null,"Terminated",null,null,null,null,"Toole","MT","One of several Gaelelectric MT wind projects proposed; no new information availble since 2012, assuming terminated.","Gaelectric",null,null,null,null,null,null,"2012-08-17",null,29.9]
["Cove Mountain Solar 1",2286,"62469/GEN01",null,"PV","Solar",null,"Solar",58,null,null,"Operating","Nov",2020,null,"Enterprise, UT",null,"UT","Announced Oct 2018. PPA through PacifiCorp to support Facebook's Prineville data center. Estimated construction to start in late 2019 and commissioning in late 2020.","D.E. Shaw (sold in Oct 2019, by First Solar)","PPA w/ PacifiCorp (for Facebook Prineville data center)",null,null,null,null,"First Solar’s Series 6 thin film modules mounted on single-axis trackers","2021-09-09",{"$f":"IF(OR(ISBLANK(I148),ISBLANK(K148),I148=0),VLOOKUP(E148,ADftCF,4,FALSE),K148/I148)","v":0.22},{"$f":"IF(ISBLANK(J148),I148,J148)","v":58},{"$f":"AB148*AC148","v":12.76}]
["Cove Mountain Solar 2",2313,"62470/GEN01",null,"PV","Solar",null,"Solar",null,null,null,"Operating","Oct",2020,null,"Iron County, UT","Iron County","UT","Announced May 2019. PPA w/ Facebook, though PacifiCorp.Expected online in 2020.","D.E. Shaw (sold in Oct 2019, by First Solar)","PPA w/ PacifiCorp (for Facebook UT Eagle Mountain data center)",null,null,null,null,null,"2021-09-09",null,{"$f":"IF(ISBLANK(J149),I149,J149)","v":0}]
["Coyote Crest",1894,"58778/1",null,"WT","WND",null,"Wind",120,null,null,"Proposed",null,2020,null,"Doty","Lewis/Pacific","WA","Announced Sep 2009.  All county permits approved and now construction-ready (March 2011). Nov 2012, Evergreen said it would postpone building because it can't secure buyers. Per SNL, EIA - project is pending regulatory approvals (Apr 2020).","Innogy Renewables","Awaiting PPA to begin construction",null,null,null,"BPA South Elma substation","(47) WTG.  Located on Weyerhaeuser McDonald tree farm.  150 MW request for interconnection.  Winter-peaking resource due to its location west of the Cascades.","2020-04-10",{"$f":"IF(OR(ISBLANK(I150),ISBLANK(K150),I150=0),VLOOKUP(E150,ADftCF,4,FALSE),K150/I150)","v":0.32},120,{"$f":"AB150*AC150","v":38.4}]
["Coyote Wind Project",2072,null,null,"WT","WND",null,"Wind",79.2,null,null,"Terminated",null,null,2012,"Springdale, MT","Sweet Grass","MT","EIS and ROD granted 2009. Scheduled for commissioning in 2012, but has since been terminated.","Enerfin",null,null,null,null,null,"(8) 1.8 MW WTG on state land and (36) 1.8 MW WTG on adjacent private land.  ","2013-04-23",0.32,79.2,25.344000000000001]
["Crazy Mountain Wind",2253,null,null,"WT","WND",null,"Wind",79.5,null,{"$f":"260547/8760","v":29.742808219178084},"Suspended",null,2019,null,"Sweet Grass","Sweet Grass","MT","According to NorthWestern QF list (from 1/6/18 email), this project is under construction and estimated to be completed by EOY 2018 or mid-2019. Project suspended March 2019 due to lawsuit.","Pattern Energy Group","Northwestern Energy (25yr PPA) (QF, FERC Small Power Producer status)",null,null,null,null,null,"2020-04-07",0.37412337382613942,79.5,29.742808219178084]
["Crump Geyser I",1929,null,null,"GE","GST",null,"Geothermal",10,null,null,"Proposed",null,"",null,"Adel","Lake","OR","Exploration completed.  Production well drilling planned (Dec 2009).  U.S. GEA Phase III status Apr 2010.  Target plant service 2013.  Amendment to development expenditure commitments extendd to June 2014. No new info since 2014 - project status uncertain (Sep 2016).","Nevada Geothermal Power and Ormat Nevada dba Crump Geothermal Co.",null,null,null,null,null,"Est. 40 - 80 MW capacity.","2020-04-07",0.92,10,9.2000000000000011]
["Culbertson Generating Station",1897,null,null,"GT","NG",null,"Natural gas",91,null,null,"Operating","Aug ",2010,null,"Culbertson","Roosevelt","MT","Construction June 2009.","Basin Electric Power Cooperative","Basin Electric Power Cooperative",null,null,null,"WAPA","(1) GE LMS100 GTG","2010-08-16",0.94,91,85.539999999999992]
["Cushman New Powerhouse",2004,null,null,"HY","WAT",null,"Hydro",3.6,null,2.682648401826484,"Operating","Aug",2013,null,"Skokomish R. N. Fk.","Mason","WA","U.S. DOE matching grant Nov 2009.","City of Tacoma","Utility resource",null,null,null,null,"New powerhouse and (2) 1.8 MW Francis turbines to capture instream flow.","2014-01-30",0.74518011161846776,3.6,2.682648401826484]
["Cut Bank",1727,null,null,"WT","WND",null,"Wind",180,null,null,"Terminated",null,"",null,"Cut Bank (vicinity)",null,"MT",null,"Invenergy",null,null,null,null,null,"Would interconnect w/proposed MATL transmission line for export.","2016-08-17",0.32,180,57.6]
["Dairy Solar Project (OR Solar 8)",2165,"61424/PV1",null,"PV","Solar",null,"Solar",10,null,2.14,"Operating","Mar",2018,null,"Dairy","Klamath","OR","20 yr PPA w/ PAC, signed in 2015. Initial testing scheduled for Nov 2016, commercially operable Dec, 2016. 20 year PPA thru 2036. Per EIA table 6.5 Monthly generation (Dec 2017), construction underway - more than 50% complete","Origis Energy","PAC - PPA as PURPA QF",null,null,null,null,"http://edocs.puc.state.or.us/efdocs/RPA/re142rpa14433.pdf","2018-08-01",0.21400000000000002,10,2.14]
["Day Hill Solar Project",2366,null,null,"PV","Solar",null,"Solar",2.2000000000000002,null,null,"Operating","Oct",2020,null,null,"Clackamas","OR",null,"Greenbacker Renewable Energy","PGE - 20yr PURPA QF",null,null,null,null,"https://edocs.puc.state.or.us/efdocs/RPA/re143rpa141832.pdf","2021-07-14",{"$f":"IF(OR(ISBLANK(I158),ISBLANK(K158),I158=0),VLOOKUP(E158,ADftCF,4,FALSE),K158/I158)","v":0.22},{"$f":"IF(ISBLANK(J158),I158,J158)","v":2.2000000000000002},{"$f":"AB158*AC158","v":0.48400000000000004}]
["Daybreak Solar",2347,null,null,"PV","Solar",null,"Solar",138,null,null,"Proposed",null,2022,null,null,"Wasco","OR","Part of PGE's Green Future Impact Program. Customer is Intel. PGE made announcement 2/11/21. Estimated online 2022.","Avangrid","PGE - 15 yr PPA; customer = Intel (thru PGE's Green Power Program)",null,null,null,null,"RECs for Intel.","2021-02-17",{"$f":"IF(OR(ISBLANK(I159),ISBLANK(K159),I159=0),VLOOKUP(E159,ADftCF,4,FALSE),K159/I159)","v":0.22},{"$f":"IF(ISBLANK(J159),I159,J159)","v":138},{"$f":"AB159*AC159","v":30.36}]
["Dayton Cutoff (SP Solar 7)",2279,"61827/PGRC3",null,"PV","Solar",null,"Solar",2.2000000000000002,null,null,"Operating","Jun",2018,null,"McMinnville, OR","Yamhill","OR","Operating date per WREGIS certification application","Pine Gate Renewables","PGE - 20yr PURPA QF",null,null,null,null,"https://edocs.puc.state.or.us/efdocs/RPA/re143rpa1399.pdf","2018-10-22",0.22,2.2000000000000002,0.48400000000000004]
["DB Bull Run Facility (Sulus Solar 29)",2367,null,null,"PV","Solar",null,"Solar",2.6,null,null,"Operating","Dec",2020,null,"Clackamas Cty","Clackamas","OR",null,"Sulus Solar","PGE - 20yr PURPA QF",null,null,null,null,"https://edocs.puc.state.or.us/efdocs/RPA/re143rpa155244.pdf","2021-07-14",{"$f":"IF(OR(ISBLANK(I161),ISBLANK(K161),I161=0),VLOOKUP(E161,ADftCF,4,FALSE),K161/I161)","v":0.22},{"$f":"IF(ISBLANK(J161),I161,J161)","v":2.6},{"$f":"AB161*AC161","v":0.57200000000000006}]
["Deception Pass Tidal Energy Project",1729,null,"P-12663","TISEC","Tidal current",null,"Hydrokinetic",2.8,null,null,"Terminated",null,"",null,"Deception Pass in Puget Sound","Island/Skagit","WA","Preliminary permit granted Mar 2007; expired Feb 2010; reapplication May 2010.","Snohomish Co. PUD",null,null,null,null,null,"(4) TISEC units","2016-08-17",0.3,2.8,0.84]
["Deep Creek Wind Park",2058,null,null,"WT","WND",null,"Wind",20,null,null,"Terminated",null,null,2012,"Rogerson","Twin Falls","ID","PURPA.  20 yr PPA w/ Idaho Power was terminated 8/14/12.  Project behind schedule - was supposed to be operating June 2012.  With dissolution of PPA and Exergy giving up contract rights to build, project is effectively terminated.","Exergy Development Group","20 yr PPA w/ Idaho Power terminated.  SCL purchasing RECs from 2018-2032.",null,null,null,null,"(13) 1.6 MW turbines.","2013-04-23",0.32,20,6.4]
["Deer Creek Solar Project",2166,null,null,"PV","Solar",null,"Solar",3,null,null,"Terminated",null,null,2017,"Mill Town","Missoula","MT","Recd approval to purchase and build from Missoula County Board of Adjustmend in Dec 2015. 25yr PPA w/ NorthWestern. May 2016 - construction expected to begin in August, project est online by EOY 2016.","Cypress Creek Renewables","Northwestern - PPA as PURPA QF",null,null,null,null,"~17,000 panels","2016-09-05",0.22,3,0.66]
["Deschutes (Tumbleweed Solar)",2135,61580,null,"PV","Solar",null,"Solar",9.9,null,2.25,"Operating","Feb",2018,null,"near Redmond","Deschutes","OR","QF with PacifiCorp. RECs to PAC. Scheduled for operation Dec 16, 2016.","Saturn Power Inc.","PacifiCorp 20 yr PPA (QF)",null,null,null,null,"9.9MW AC; Annual degradation rate 0.7%. (165) Danfoss MLX 60 Inverters. Si-poly Trina solar panels. Lat 44.186, Long -121.234. RECs to PacifiCorp.","2018-02-28",0.22727272727272727,{"$f":"IF(ISBLANK(J165),I165,J165)","v":9.9},2.25]
["Desert Claim",1730,null,null,"WT","WND",null,"Wind",100,null,null,"Proposed","Dec",2020,null,"Reeser Ck (Ellensburg)","Kittitas","WA","County application for permits denied Mar 2005.  Resubmitted to WA EFSEC Nov 2006.  Resubmitted w/ revised configuration Feb 2009.  EFSEC order recommending approval issues Nov 2009.  Approved by governor Feb 2010. Amended site certificate by WA EFSEC on 11/13/18. Estimated construction kick-off in early 2020 and online by EOY 2020.","EDF Renewables",null,null,null,null,null,"(31 max) WTG - reduced from the original not-to-exceed 95 WTG (and original nameplate capacity of 190MW)","2020-04-07",0.32,100,32]
["Desert Meadow (Mountain Air)",2045,null,null,"WT","WND",null,"Wind",23,null,null,"Operating","Dec",2012,null,"Mountain Home","Elmore","ID","Developed by TERNA; Part of the 138 Mountain Air Wind Park (six projects @ 23 MW each).  ","Terna Energy","QF PPA with Idaho Power",null,null,null,"IPC","(10) Siemens SWT 2.3-101 MW.  Mtn Air Wind Park started testing operation in September 2012.","2013-04-22",0.32,23,7.36]
["DF West Eagle Creek Facility (Sulus 17)",2368,null,null,"PV","Solar",null,"Solar",2.5,null,null,"Operating","Jun",2020,null,"Clackamas Cty","Clackamas","OR",null,"Sulus Solar","PGE - 20yr PURPA QF",null,null,null,null,"https://edocs.puc.state.or.us/efdocs/HAQ/re143haq165321.pdf","2021-07-14",{"$f":"IF(OR(ISBLANK(I168),ISBLANK(K168),I168=0),VLOOKUP(E168,ADftCF,4,FALSE),K168/I168)","v":0.22},{"$f":"IF(ISBLANK(J168),I168,J168)","v":2.5},{"$f":"AB168*AC168","v":0.55000000000000004}]
["Diamond Willow Expansion",1731,null,null,"WT","WND",null,"Wind",10.5,null,null,"Operating","Jun",2010,null,"Baker","Fallon","MT",null,"MDU Resources","MDU Utilities",null,null,null,null,"(7) GE 1.5 MW WTG.","2010-06-29",0.32,10.5,3.36]
["Dorena Lake Dam",1732,null,"P-11945","HY","WAT",null,"Hydro",7.5,null,null,"Operating","Jun",2014,null,"Row R.","Lane","OR","License granted Oct 2008.  Equipment order Jun 2010. EPUD considering sale of its interest Sep 2010.  4/29/14 - dam has been under construction for 2 years and has fallen behind schedule and \"millions\" over budget. Lawsuits filed between owner and general contractor.  Appears to have been placed in operation summer of 2014. FERC amended license to reflect changes made during construction (and reduced nameplate) in 2015.","Dorena Hydro, LLC (arm of Aquila Hydro in Canada).  Riverbank Power developer.  Mowat Construction general contractor.","Executed PPA w/ PacifiCorp in 2011, with commercial operation date of Dec 2012. Since project wasn’t operational until June 2014, not sure if PPA is still valid.",null,null,null,"PAC distribution system (15kV)","(1) 6.1 MW vertical Kaplan unit & (1) 1.4 MW vertical Francis unit at existing USACE dam with storage.  Run-of-river.","2016-08-17",0.5,7.5,3.75]
["Double B Dairy",1935,null,null,"BGICCG","AW",null,"Biomass",2,null,0.88767123287671235,"Terminated",null,null,2014,"Murtaugh","Cassia","ID","PURPA contract filed w/PUC May 2010; approved July 2010. PPA w/ IPC terminated.","New Energy.","IPC - PPA (Terminated)","Double B Dairy (waste digesters)",null,null,"IPC Buckhorn sub","Gasification of cattle waste.  Anaerobic digestor w/engine-generators.  Project deemed suspended as PPA was terminated over interconnection issues.  Developer has appealed to the Idaho Supreme Court for reinstatement on the grounds of \"force majeure.\"","2017-09-26",0.44383561643835617,2,0.88767123287671235]
["Douglas County Wave and Tidal Energy Project",1733,null,"P-12743","WEC","Wave",null,"Hydrokinetic",2,null,null,"Terminated",null,"",2010,"Umpqua R.","Douglas","OR","FERC prelim. permit issued Apr 2007; expired Mar 2010.","Douglas Co., OR",null,null,null,null,null,"(1) - (3) oscillating water column wave energy devices.","2010-07-08",0.37,2,0.74]
["Drift Creek Solar",2329,"63466/PGR18",null,"PV","Solar",null,"Solar",2.2000000000000002,null,null,"Operating","May",2020,null,null,"Marion","OR","Per EIA, project is under construction, with est COD June 2020.","Pine Gate Renewables","QF w/ PGE",null,null,null,null,"44°58'10.88\"N, 122°48'17.36\"W","2020-10-26",0.22,2.2000000000000002,0.48400000000000004]
["Dunlap I",2019,"57299",null,"WT","WND",null,"Wind",111,null,null,"Operating","Oct",2010,null,"Medicine Bow","Carbon","WY",null,"PacifiCorp. EDF Renewable Services provides O&M.",null,null,null,null,null,"(74) 1.5 MW GE WTG.  Assume 25.81% SG factor to Oregon, per PacifiCorp's 2011 OR RPS Compliance Report.","2013-04-25",0.32,111,35.520000000000003]
["Dunn Road Solar",2343,63642,null,"PV","Solar",null,"Solar",1.8,null,null,"Operating","Mar",2021,null,"Sandy, OR","Clackamas","OR","Per EIA, construction complete, noy yet in service (Oct 2020).","Neighborhood Power Corp.","QF w/ PGE (FERC small power producer status)",null,null,null,null,null,"2021-07-14",{"$f":"IF(OR(ISBLANK(I175),ISBLANK(K175),I175=0),VLOOKUP(E175,ADftCF,4,FALSE),K175/I175)","v":0.22},{"$f":"IF(ISBLANK(J175),I175,J175)","v":1.8},{"$f":"AB175*AC175","v":0.39600000000000002}]
["Durbin Creek (Huntington Wind)",2081,59492,null,"WT","WND",null,"Wind",10,null,null,"Operating","Mar",2017,null,"Huntington, OR","Baker","OR","Project was formerly part of 50 MW total \"Oregon Wind Farms - Huntington\" and \"OWF - Lime.\" Now five, 10MW projects known as the \"Huntington Wind Projects\". Per 20yr PPA w/ IPC (signed Oct 2013), scheduled operation date is Dec 31, 2016. Per press release, construction began Jan 2016. All RECs go to owner.","Oregon Wind Farms, Inc./D.E. Shaw Renewable","20yr PPA w/ IPC thru 2036",null,null,null,null,"Longitude: 117.323W, Latitude: 44.353N; http://edocs.puc.state.or.us/efdocs/RPA/re141rpa163043.pdf","2016-09-07",0.32,10,3.2]
["Durham Advanced Wastewater Treatment Plant",2212,60263,null,"ICCG","WG",null,"Biomass",1.6,null,null,"Operating","Apr",2015,null,"Durham treatment facility","Washington","OR","$16.8M cost; Rec'd ETO incentive of $3M, and ODOE tax credit for CHP of $2.8M. Replaces old 500kW cogen system, in addition to onsite 400kW solar system.","Clean Water Services","Self-generation",null,null,null,null,"(2) 848kW cogen recip engines fueled by biogas.","2016-11-09",0.91,1.6,1.4560000000000002]
["Durkee Solar",2324,null,null,"PV","Solar",null,"Solar",3,null,null,"Proposed","Mar",2022,null,"Vandecar Road","Baker","OR","QF w/ IPC","Heelstone Energy","Idaho Power - QF (20 yr)",null,null,null,"Durkee substation on IPC system","Trina Tallmax 380W PV modules (or equivalent) connected to SMA Sunny Highpower Peak3 1 50-US string inverters; GPS 44.583, -1 17.458","2020-04-14",{"$f":"IF(OR(ISBLANK(I178),ISBLANK(K178),I178=0),VLOOKUP(E178,ADftCF,4,FALSE),K178/I178)","v":0.22},{"$f":"IF(ISBLANK(J178),I178,J178)","v":3},{"$f":"AB178*AC178","v":0.66}]
["Duus Solar",2306,"63330/ORDUS",null,"PV","Solar",null,"Solar",10,null,null,"Operating","Jan",2020,null,"The center of the parcel is at approximately 45° 19'6.10\" N, 122° 19'51.08\"W","Clackamas","OR","EIA table 6.5, Jan 2020 lists the project as \"construction complete.\"","Alchemy Renewable Energy","PGE - QF",null,null,null,null,"38K PV panels mounted on single axis trackers, 20 inverters","2020-02-07",{"$f":"IF(OR(ISBLANK(I179),ISBLANK(K179),I179=0),VLOOKUP(E179,ADftCF,4,FALSE),K179/I179)","v":0.22},{"$f":"IF(ISBLANK(J179),I179,J179)","v":10},{"$f":"AB179*AC179","v":2.2000000000000002}]
["Dynamis Ada County Landfill Project",1998,null,null,"ST","LFG",null,"Biomass",22,null,13.3,"Terminated",null,null,2013,"Ada County Landfill, 430 42' 20\" N; 1160 16' 26\" W","Ada","ID","Signed QF contract 11/11 with Idaho Power $92.35 levelized.  Ada County and Dynamis mutually terminated project in Feb 2013.","Dynamis Energy","Idaho Power",null,null,null,"Boise Bench - Emmett - Ustick 138 kV line","Steam Boiler, operating mainly on HLH","2013-03-19",{"$f":"AD180/AC180","v":0.60454545454545461},22,13.3]
["Eagle Creek Hydro Project",2145,null,"P-14769","HY","WAT",null,"Hydro",7,null,null,"Terminated",null,null,2017,"Eagle Creek, in Oakridge","Lane","OR","Filed prelim permit w/ FERC March 2016, accepted by FERC May 2016. Prelim permit cancelled in August 2017.","Green Canyon Energy","Potential interconnection at Lane Electric; no PPA yet.",null,null,null,"Lane County Coop?","(1) concrete weir, penstock, powerhouse and tailgate.","2020-04-07",{"$f":"AD181/AC181","v":0.60454545454545461},22,13.3]
["Eagle Point Solar (Norwest 7)",2167,"61560/PGRD4",null,"PV","Solar",null,"Solar",9.9,null,null,"Operating","Dec",2017,null,"Central Point","Jackson","OR","20 yr PPA w/ PAC, signed in 2015. Initial testing scheduled for Nov 2016, commercially operable Dec, 2016.","Cyprus Creek Renewables","PAC - PPA",null,null,null,null,"http://edocs.puc.state.or.us/efdocs/RPA/re142rpa13659.pdf","2018-01-30",{"$f":"IF(OR(ISBLANK(I182),ISBLANK(K182),I182=0),VLOOKUP(E182,ADftCF,4,FALSE),K182/I182)","v":0.22},{"$f":"IF(ISBLANK(J182),I182,J182)","v":9.9},{"$f":"AB182*AC182","v":2.1779999999999999}]
["Echanis",1734,null,null,"WT","WND",null,"Wind",104,null,null,"Terminated",null,null,null,"Steens Mountain","Harney","OR","Harney Co. CUP Apr 2007. Dec 2011 Secretary of Interior approved North Steens Transmission Line Project. May 2016 - Federal appeals court ruled that the BLM's review of the project did not adequately address impacts to sage grouse. Project very unlikely to ever be developed.","Columbia Energy Partners","SCE canceled 20 yr PPA (originally signed in 2009) in March 2013.",null,null,null,"Harney Electric 115kV Harney - Winnamucca","(45) Siemens 2.3 WTG; 3/22/11 BLM put project on its priority list. Future of project uncertain per latest developments regarding PPA and interconnection delays, and litigation betw. BLM and counterparties.","2016-08-17",0.32,104,33.28]
["Echo Wind Farms",1680,null,null,"WT","WND",null,"Wind",64.5,null,null,"Operating","Jul",2009,null,"Echo","Morrow/Umatilla","OR",null,"John Deere Renewables/Exelon","PacifiCorp",null,null,null,"PacifiCorp Irrigon substation","(10) REpower MM92 WTG; (27) 1.65 MW Vestas WTG","2010-01-05",0.32,64.5,20.64]
["Ekola Flats",2322,"62591/1",null,"WT","WND",null,"Wind",250.9,null,null,"Construction","Nov",2020,null,"Medicine Bow","Carbon","WY","Developed by Invenergy, transferred ownership to PacifiCorp. ","Invenergy/PacifiCorp","PacifiCorp",null,null,null,null,"Part of PAC's Energy Vision 2020","2020-04-12",{"$f":"IF(OR(ISBLANK(I185),ISBLANK(K185),I185=0),VLOOKUP(E185,ADftCF,4,FALSE),K185/I185)","v":0.32},{"$f":"IF(ISBLANK(J185),I185,J185)","v":250.9},{"$f":"AB185*AC185","v":80.287999999999997}]
["Elbe Solar Center",2168,null,null,"PV","Solar",null,"Solar",10,null,null,"Operating","Jun",2018,null,"Madras","Jefferson","OR","20 yr PPA w/ PAC, signed in 2014. Initial testing scheduled for Oct 2016, commercially operable Apr, 2017. Per PAC press release on 9/12, RECs from project have been purchased. Expected online date Q4 2016. EIA table 6.5 (Dec 2017) says regulatroy approvals received, not yet under construction.","GCL New Energy Holdings","PPA w/ PAC",null,null,null,null,"http://edocs.puc.state.or.us/efdocs/RPA/re142rpa155458.pdf; RECs to PAC","2018-08-01",0.22,10,2.2000000000000002]
["Emmett",1168,null,null,"ST","WW",null,"Biomass",17.5,null,null,"Suspended",null,"",null,"Emmett","Gem","ID","Renewable Energy of Idaho to rehab as forest residue plant.  QF contract w/IPC approved by IPUC May 2004.","Renewable Energy of Idaho","See Existing Projects",null,null,null,"IPC Boise Cascade Emmett substation","Site of Boise plant idled Jul 2001. Has not been constructed, no revised service date from Idaho Power yet","2008-02-11",0.84,17.5,14.7]
["Empire Solar Power Project",2223,null,null,"PV","Solar",null,"Solar",56,null,null,"Proposed",null,null,null,"10 miles SW of Prineville","Crook","OR","Received CUP in Jan 2017 from Crook County. Site prep and start of construction planned for Q4 2017; In service projection is Dec 2018 (from CUP application).","Avangrid Renewables (Aurora Solar, LLC)",null,null,null,null,null,"Expected project life 40 years (according to CUP application).","2020-04-07",0.22,56,12.32]
["Enloe",1948,null,"P-12569","ROR R w/Div","WAT",null,"Hydro",9,1.1399999999999999,5.0999999999999996,"Terminated",2018,null,2018,"Similkameen R.","Okanogan","WA","License application filed Sep 2008.  FERC issued new license to rebuild Enloe dam in July 2013.  Strong opposition to project from various stakeholders.  Water quality certificate is particularly contentious.  March 2015 - Okanogan PUD Board approved request to FERC to extend June 30 decision to proceed deadline.  FERC issued license July 2013. Still trying to determine wether to find new owner to finish dam or to tear it down. FERC approved 2-yr delay, now muist begin construction by July 9, 2019. Okanogan PUD working on construction schedule now. Nov 2018 - Okanogan PUD Commissioners voted to stop pursueing re-electrification of Enloe due to rising costs ($70M+ estimate vs. original $30M estimate).","Okanogan PUD - put project up for sale Oct 2014, hoping to finalize sale Feb 2015.","Okanogan PUD",null,null,null,"13.2 kV Okanogan PUD line.","Restoration of former hydro project.  Existing dam and reservoir; new intake canal, penstocks, powerhouse w/(2) 4.5 MW Kaplan hydroturbines, tailrace and appurtenant facilities.  Strong opposition to project.","2018-12-07",0.56666666666666665,1.1399999999999999,0.64599999999999991]
["EnviroDyne",1735,null,null,"IC","NG/FO",null,"Natural gas",13,null,null,"Terminated",null,"",2010,"Wendell","Twin Falls","ID","Announced Jun 2007.  Air quality permit application Mar 2007.","EnviroDyne Corp.","Idaho Power Co. (QF, 10 MW)",null,null,"Williams Northwest",null,"(6) 2.165 IC units (One in reserve).  Initial operation on 99:1 NG/FO","2016-08-17",0.91,13,11.83]
["Esquatzel Power",1736,null,"P-12638","HY","WAT",null,"Hydro",0.9,null,0.10273972602739725,"Operating","Nov",2011,null,"Esquatzel Canal","Franklin","WA","Exemption issued Jun 2008.","Green Energy Today",null,null,null,null,null,"Penstock and turbine-generator at existing canal drop.","2009-02-26",0.11415525114155251,0.9,0.10273972602739725]
["Evergreen Solar",2200,null,null,"PV","Solar",null,"Solar",10,null,null,"Terminated",null,null,2016,"Ontario","Malheur","OR","Evergreen Solar, LLC signed ESA w/ IPC on 9/16/15. IPC has waived rights to RECs, pursuant to OPUC order 11-505.  Project has been postponed indefinitely due to transmission interconnection costs and required upgrades in the area.","Evergreen Solar, LLC (Pacific Northwest Solar)","ESA w/ IPC (QF)",null,null,null,null,"~47K PC panels; 13MWdc, 10MWac. Lat 44.12600N, Long 117.00142W","2017-01-05",0.22,10,2.2000000000000002]
["Ewauna Solar Farm I (Blue Basin Solar)",2140,null,null,"PV","Solar",null,"Solar",0.9,null,0.21,"Operating","Feb",2016,null,"Klamath Falls","Klamath","OR",null,"OneEnergy Renewables","PPA w/ PacifiCorp (PURPA QF)",null,null,null,null,"(12) inverters, poly-si panels. Between two phases, 27 acres odf previously-distrubed industrial zoned land.","2016-07-19",0.23333333333333331,0.9,0.21]
["Ewauna Solar Farm II (Blue Basin Solar)",2141,null,null,"PV","Solar",null,"Solar",2.9,null,0.82599999999999996,"Operating","Jan",2018,null,"Klamath Falls","Klamath","OR","PPA w/ PAC signed June 2015. PPA says commercial opp Dec 2017; news articles suggest 2016.","OneEnergy Renewables","PAC - PPA as PURPA QF",null,null,null,null,"(105) inverters. Between two phases, 27 acres odf previously-distrubed industrial zoned land. Lat 42.1, Long -121.7","2018-01-30",0.28482758620689652,2.9,0.82599999999999985]
["Fairfield Wind Farm",2131,null,null,"WT","WND",null,"Wind",10,null,null,"Operating","May",2014,null,"Fairfield, MT","Teton","MT",null,"Greenbacker Renewable Energy","NorthWestern (20yr PPA)",null,null,null,null,"(2) 1.6MW WT and (4) 1.7MW WT.","2016-07-11",0.32,10,3.2]
["Fairway Solar",2201,null,null,"PV","Solar",null,"Solar",10,null,null,"Terminated","Dec",2016,2017,null,"Malheur","OR","ESA w/ IPC signed 10/12/2015. IPC has waived rights to RECs, pursuant to OPUC order 11-505. Jan 2017 - IPC no longer expecting power - PPA terminated.","Gardner Capital Solar Development, LLC","IPC - PPA (Terminated)",null,null,null,null,"Lat 44.018, Long -117.0168","2017-09-26",0.22,10,2.2000000000000002]
["Falvey Solar (Norwest 12)",2208,null,null,"PV","Solar",null,"Solar",8,null,null,"Terminated",null,null,null,"Merrill","Klamath","OR","PPA w/ PAC signed 5/29/15. Proposed11/18/2016 test date, 12/18/16 online date.","Cypress Creek Renewables","PAC - PPA as PURPA QF",null,null,null,null,"http://edocs.puc.state.or.us/efdocs/RPA/re142rpa131247.pdf","2020-04-07",0.22,8,1.76]
["Fargo Drop",1999,null,null,"HY","WAT",null,"Hydro",1.3,null,{"$f":"4*0.65/12","v":0.21666666666666667},"Operating","Apr",2013,null,"Near Homedale, ID: GPS 43.624959,-116.899728","Canyon","ID","Signed 20 year QF contract with Idaho Power 11/11.","Riverside Investments","Idaho Power Company",null,null,null,null,"Exisitng irrigation canal, generates only from July-October. $67.73/MWh in 2012 to $106.56/MWh in year 20.","2013-08-16",0.16666666666666666,1.3,0.21666666666666667]
["Farm Power Lynden",1936,null,null,"BGICCG","AW",null,"Biomass",0.75,null,null,"Operating","Nov",2010,null,"Lynden","Whatcom","WA","Construction June 2010","Farm Power Northwest","Puget Sound Energy","Lynden Farm Power (waste digesters); Van Wingerden Greenhouses",null,null,null,"Collection system, anaerobic digester and (1) 750 kW reciprocating engine.","2010-07-20",0.9,0.75,0.67500000000000004]
["Farm Power Misty Meadow",2038,null,null,"BGICCG","AW",null,"Biomass",0.75,null,null,"Operating","Jan",2013,null,"Tillamook","Tillamook","OR","Under construction","Farm Power Northwest","PacifiCorp (15 yr PPA - no green tags)",null,null,null,"Wheel to BPA Tillamook substation",null,"2014-01-30",0.9,0.75,0.67500000000000004]
["Farm Power Rexville",1676,null,null,"BGICCG","AW",null,"Biomass",0.75,null,null,"Operating","Sep",2009,null,"Rexville","Skagit","WA","PSA Apr 2008, construction Oct 2008.","Farm Power Northwest","Puget Sound Energy","Rexville Farm Power",null,null,null,"Collection system, anaerobic digester and (1) 750 kW reciprocating engine.","2010-07-20",0.9,0.75,0.67500000000000004]
["Farm Power Tillamook",1945,null,null,"BGICCG","AW",null,"Biomass",1,null,null,"Operating","May",2012,null,"Tillamook","Tillamook","OR","1.0 MM federal stimulus funding awarded Jul 2010.","Farm Power Northwest","Tillamook PUD (15 yr PPA)","Farm Power Tillamook (waste digesters)",null,null,null,"Collection system, anaerobic digester and (1) 750 kW reciprocating engine.","2012-08-21",0.9,1,0.9]
["Fighting Creek Landfill",1922,null,null,"IC","LFG",null,"Biomass",3.2,null,null,"Operating","Mar",2012,null,"Fighting Creek Landfill","Kootenai","ID","Planned service 2011 - 12.","Kootenai Electric Cooperative","Kootenai Electric Cooperative",null,null,null,null,"(2) 1.6 MW Caterpillar 3250 engines","2016-08-17",0.91,3.2,2.9120000000000004]
["Firwood Solar",2307,"63331/ORFWD",null,"PV","Solar",null,"Solar",10,null,null,"Operating","Jan",2020,null,null,"Yamhill","OR","EIA table 6.5, Jan 2020 lists the project as \"construction complete.\"","Alchemy Renewable Energy","PGE - QF",null,null,null,null,null,"2020-02-07",0.22,10,2.2000000000000002]
["Flathead County Landfill",1880,null,null,"IC","LFG",null,"Biomass",1.6,null,1,"Operating",null,2009,null,"Kalispell","Flathead","MT","Construction Oct 2008 for April 2009 service.","Flathead Electric Cooperative","Flathead Electric Cooperative",null,null,null,null,"(1) 1.6 MW Caterpillar 3520C IC","2009-06-29",0.625,1.6,1]
["Flint Creek",1947,null,"P-12107","ROR R w/Div","WAT",null,"Hydro",2,null,1.1000000000000001,"Operating","Jan",2013,null,"Flint Cr. @ Georgetown Lk Dam","Granite","MT","Application for original license filed Aug 2008; granted Jul 2010.","Granite Co.",null,null,null,null,null,"Existing reservoir & dam; formerly with power (FERC P-1473).  New pipeline, surge tank, penstock, powerhouse w/2MW Pelton hydroturbine, tailrace and appurtenant facilities.","2015-02-17",0.55000000000000004,2,1.1000000000000001]
["Fort Rock I",2335,"63636/FR1",null,"PV","Solar",null,"Solar",9.9,null,null,"Operating","Mar",2020,null,"Lake Cty","Lake","OR",null,"Fort Rock Solar I","PURPA QF w/ PGE",null,null,null,null,"https://edocs.puc.state.or.us/efdocs/RPA/re143rpa16255.pdf","2020-10-26",{"$f":"IF(OR(ISBLANK(I207),ISBLANK(K207),I207=0),VLOOKUP(E207,ADftCF,4,FALSE),K207/I207)","v":0.22},{"$f":"IF(ISBLANK(J207),I207,J207)","v":9.9},{"$f":"AB207*AC207","v":2.1779999999999999}]
["Fort Rock IV",2341,"63926/FRIV",null,"PV","Solar",null,"Solar",10,null,null,"Operating","Jun",2020,null,"Lake Cty","Lake","OR",null,"Fort Rock Solar IV","PURPA QF w/ PGE",null,null,null,null,"https://edocs.puc.state.or.us/efdocs/RPA/re143rpa162613.pdf","2020-10-26",{"$f":"IF(OR(ISBLANK(I208),ISBLANK(K208),I208=0),VLOOKUP(E208,ADftCF,4,FALSE),K208/I208)","v":0.22},{"$f":"IF(ISBLANK(J208),I208,J208)","v":10},{"$f":"AB208*AC208","v":2.2000000000000002}]
["Fossil Lake Solar Project (Garrett Solar)",2269,null,null,"PV","Solar",null,"Solar",10,null,null,"Proposed","Jun",2020,null,"Christmas Valley","Lake","OR","Obsidian Renewables signed ESA w/ PGE on 4/29/15. SNL lists project as \"advanced development\" (3/5/18)","Obsidian Renewables","PGE - 20yr QF",null,null,null,null,"http://edocs.puc.state.or.us/efdocs/RPA/re143rpa16363.pdf","2020-10-24",0.22,10,2.2000000000000002]
["Franklin Solar Facility",2300,null,null,"PV","Solar",null,"Solar",100,null,null,"Proposed","Dec",2023,null,null,"Twin Falls","ID","Alternative Power Development, PPA w/ Idaho Power (May 2019). SNL estimates COD Dec 2023.","Alternative Power Development","IPC - 20yr PPA",null,null,null,null,null,"2020-04-07",0.22,100,22]
["Frederickson Power 2",1743,null,null,"CC","NG",null,"Natural gas",280,null,null,"Terminated",null,"",2005,"Frederickson","Pierce","WA","Permitting completed mid-2003.  Air operating permit expired Jan 2005.","EPCOR dba Frederickson Power, LLC",null,null,null,null,null,null,"2006-07-17",0.9,280,252]
["Fremont Solar",2169,null,null,"PV","Solar",null,"Solar",8,null,null,"Terminated",null,null,2014,null,"Lake","OR","PPA w. PGE established initial output in Sept 2014, w/ commercial online date established in Nov 2014.","Obsidian Renewables","PPA w/ PGE",null,null,null,null,"http://edocs.puc.state.or.us/efdocs/RPA/re143rpa14511.pdf","2016-09-05",null,8]
["Frenchman Hill",1903,null,null,"WT","WND",null,"Wind",200,null,null,"Terminated",null,"",2012,"Jordan Valley (vicinity)","Owyhee/Malheur","ID/OR","Atlantic Power bought Ridgeline Energy in 2012. No mention of this project since 2010.","Ridgeline Energy",null,null,null,null,null,"Two 100 MW wind farms (west and east)","2016-08-23",{"$f":"IF(OR(ISBLANK(I213),ISBLANK(K213),I213=0),VLOOKUP(E213,ADftCF,4,FALSE),K213/I213)","v":0.32},200,{"$f":"AB213*AC213","v":64}]
["Frenchmans Ridge",1925,null,null,"WT","WND",null,"Wind",162,null,null,"Terminated",null,null,2012,"Montegue vicinity","Choureau","MT",null,"Gaelectric",null,null,null,null,null,"(45) 3 MW WTG (tentative)","2016-08-17",0.32,162,51.84]
["Fumaria Project (Columbia Solar)",2231,null,null,"PV","Solar",null,"Solar",5,null,1.3,"Proposed","Oct",2020,null,"Ellensburg","Kittitas","WA","One of five 5MW solar projects known as the Columbia Solar Projects. Tuussoo applied for permit from Washington EFSEC, circumnavigating the Kittitas County morarotium on solar projects. Initial development work began in mid-2016 and commercial operation is in November 2018. Aug 2018, WA EFSEC finalized recommendation to approve, delivered rec to Governor for final approval. From EIA June 2019 - \"Regulatory approvals received. Not under construction.\" Per WA EFSEC, site certificate was suspended for a few months in Fall 2019 due to failure to make outstanding payments. SCA reinstated in November 2019. ","Tuusso Energy","PSE - 15yr PPA; FERC small power producer status",null,null,null,null,"Polycrystalline solar PV modules on single-axis trackers","2020-04-07",0.26,5,1.3]
["Gala Solar",2220,null,null,"PV","Solar",null,"Solar",56,null,null,"Operating","Oct",2017,null,"SW of Prineville","Crook","OR","Filed under \"Aurora Solar\" - since changed to Gala. Project received approval from Crook Cty Planning Commission for conditional use permit in January 2017. Under construction as of Feb 2017, per SunPower.","Sun Power - Avangrid (formerly Iberdrola) previous owner.","PPA w/ Apple",null,null,null,null,"Lat. 44.169717,  Long. -120.944345","2017-02-27",0.22,56,12.32]
["Garrett Solar (Lakeview Airport 10 Solar)",2298,"63301/1888",null,"PV","Solar",null,"Solar",10,null,null,"Operating","Dec",2019,null,"SW of Airport Solar project, in Lakeview","Lake","OR","Under construction, developed by Obsidian. Unsure about project details - confusion w/ SNL, EIA data sources. Working on clarifying.","Obsidian Renewables",null,null,null,null,null,"100 acres","2020-10-24",{"$f":"IF(OR(ISBLANK(I217),ISBLANK(K217),I217=0),VLOOKUP(E217,ADftCF,4,FALSE),K217/I217)","v":0.22},{"$f":"IF(ISBLANK(J217),I217,J217)","v":10},{"$f":"AB217*AC217","v":2.2000000000000002}]
["Geyser Wind",2030,null,null,"WT","WND",null,"Wind",200,null,null,"Terminated",null,null,2012,"Great Falls (vicinity)","Judith Basin","MT","Ongoing studies and permitting. Early stage development.","Gaelectric",null,null,null,null,null,"Ph 1 and 2 will be 10MW each. Ph 3 will add 180 MW.  Early stage development.","2016-08-23",0.32,200,64]
["Gibson Dam",2097,null,"P-12478","HY","WAT",null,"Hydro",15,null,4.5599999999999996,"Proposed","Jan",2025,null,"Sun River","Lewis and Clark","MT","Recevied FERC license 2012 (filed in 2009). FERC license expired in 2014 by missing construction deadline. FERC extended until 2016, then declared Congress would need to extend license beyond that. Congress and Truump signed a 6 year extension in July 2018. Existing Bureau of Rec dam and reservoir w/ irrigation storage facility.  Concrete arch dam .  Proposed new penstocks, powerhouse, maintenance building, transmission line, step-up substation, etc.","Tollhouse Energy (partnered with Greenfields Irrigation District of Fairfield, MT)",null,null,null,null,null," Existing Bureau of Rec dam and reservoir w/ irrigation storage facility.  Concrete arch dam .  Proposed new penstocks, powerhouse, maintenance building, transmission line, step-up substation, etc.","2020-04-08",0.30399999999999999,15,4.5599999999999996]
["Giiwas Green",1747,null,null,"BGICCG","WW",null,"Biomass",8,null,null,"Terminated",null,"",2010,"Chiloquin vicinity","Klamath","OR","Klamath Tribes were seeking partners in 2008. Plant cost est to be $8M-$12M.","Klamath Tribes",null,"Giiwas Green Enterprise Park",null,null,null,"(4) 2 MW trains.  Former Crater Lake Mill site.","2016-08-23",0.9,8,7.2]
["Glacier Wind Energy II",1748,null,null,"WT","WND",null,"Wind",103.5,null,35.4,"Operating","Oct",2009,null,"Cut Bank","Toole/Glacier","MT",null,"NaturEner","SDGE (15 yr PPA)",null,null,null,"NWA Cutbank - Conrad 115kV","(69) Acciona AW77/1500 WTG.  Interconnection to Glacier Electric and NorthWestern..","2009-08-13",0.34202898550724636,103.5,35.4]
["Go With The Flow Hydro",2146,null,"P-14538","HY","WAT",null,"Hydro",null,null,null,"Terminated",null,null,2016,"Umatilla River","Umatilla","OR","Prelim permit filed May 2014. FERC terminated prelim permit Aug 2016 due to failure to submit progress reports.","Go with the Flow Hydro Power, LLC",null,null,null,null,null,"Use of existing abandoned hydro project.","2016-09-04",0.5,0,0]
["Golden Hills",1749,null,null,"WT","WND",null,"Wind",400,null,null,"Proposed",null,2021,null,"Wasco","Sherman","OR","SC application complete Aug 2008.  Site certificate Jun 2009.  Applied for EFSC amendment to extend construction date to June 2017 (2/12). EFSC has granted two site certificate amendments. In process of third amendment to extend construction start time to June 2018 and completion by 2021. Also request change in turbine technologies. Latest site extension - must begin construction by June 2020. PSE signs PPA for 200MW, in response to 2018 all-source RFP. Expected COD late 2021.","Avangrid","PSE - PPA for 200MW",null,null,null,"BPA Klondike substation (200 MW); BPA John Day substation (100 MW)","WTG not selected.  Up to 267 WTG and 400 MW maximum buildout.","2020-08-31",0.32,400,128]
["Golden Sunlight",1750,null,null,"WT","WND",null,"Wind",15,null,null,"Terminated",null,"",2010,"Whitehall","Jefferson","MT","Owners of Golden Sunlight mine looking to build wind farm on closed mine field.","Barrick Gold Corp.",null,null,null,null,null,"(9) WTG","2016-08-23",0.32,15,4.8]
["Golden Valley ",1751,null,null,"WT","WND",null,"Wind",12,null,null,"Operating","Feb",2011,null,"Burley","Cassia","ID","IPUC approval of QF contract  Jun 2005.","Idaho Wind Partners (GE Financial Services, Exergy Development Group, Atlantic Power, Reunion Power)","Idaho Power Co. (QF)",null,null,null,"IPC Milner 041 35 kV feeder","(7) GE 1.5 MW WTG.","2011-02-17",0.32,12,3.84]
["Goldendale Energy Storage Project",2270,null,"P-14861","PS","Elect.",null,"Pump Storage",1200,null,400,"Proposed",null,2028,null,"near John Day Dam, at site of old Columbia Gorge Aluminum Smelter","Sherman","WA","Previous terminated energy storage project JD Power Pool was at this site. FERC granted preliminary permit 3/8/18. Jan 2019 preapplication filing w/ FERC. Draft license application submitted to FERC on Dec 13, 2019. Intent to submit final license application June 2020. Est. cost has increased since pre-application document's estimate of $2.2B to $2.85B in updated economic study for draft license application. Preconstruction activities to take 3 more years, plus 5 years for construction.","Rye Development, National Grid, Copenhagen Infrastructure Partners",null,null,null,null,"BPA's John Day substation","Closed-loop; (3) 400MW Francis-type pump-turbine units. Estimated to run 8/hrs per day, 7days/wk. Upper reservoir sized for 14,745MWh of storage, providing 12 hours of storage at the turbine's 1,200 MW capacity. Initial fill and refill would be purchased from Klickitat PUD.","2020-04-08",0.33333333333333331,1200,400]
["Goodnoe Hills West",1752,null,null,"WT","WND",null,"Wind",56,null,18,"Terminated",null,"",2008,"Goodnoe Hills","Klickitat","WA","Real estate issues prevented project from moving forward.","Windtricity Ventures, LLC & Northwest Regional Power.",null,null,null,null,null,null,"2007-06-06",0.32142857142857145,56,18]
["Goose Prairie",2348,null,null,"PV","Solar",null,"Solar",80,null,{"$f":"200000/8760","v":22.831050228310502},"Proposed","Nov",2022,null,"E. of Moxee, WA","Yakima","WA","OneEnergy filed application w/ WA EFSEC 1/19/21. Goal to be online Nov 2022, w/ construction starting Q3 2021. Facility may also include on-site battery, depending on offtaker.","OneEnergy Renewables",null,null,null,null,"115kV Midway-to-Moxee; BPA would build, own, and operate infrastructure at the project site.","625 acres of private land, about 8 miles E. of Moxee. Bi-facial panels (both sides of the solar cell are active), trackers.",null,null,80]
["Gordon Butte Pumped Storage Project",2137,null,"P-13642","PS","Elect.",null,"Pump Storage",400,null,148,"Proposed",null,2025,null,"Martinsdale","Meagher","MT","Final license application filed with FERC Oct 2015. FERC still going through permitting process, no final license has been approved yet (Sep 2016). FERC issued favorable environmental review in late Sept 2016, with anticipated final license expected late 2016/early 2017. FERC issued final license 12/14/16. Construction expected 2018.","Absaroka Energy, Copenhagen Infrastructure Partners (CIP)",null,null,null,null,null,"Closed-cycle pumped-storage project consisting of upper and lower reservoirs, (4) 100MW turbines. http://www.gordonbuttepumpedstorage.com/","2020-04-08",0.37,400,148]
["Gordon Butte Wind Farm",2015,null,null,"WT","WND",null,"Wind",9.6,null,null,"Operating","Jan",2012,null,"Martinsdale","Meagher","MT",null,"Gordon Butte LLC: Oversight Resources LLC, Ranch LP, and DA Wind Investors LLC.","NorthWestern",null,null,null,null,"QF project, locally owned, qualifies as a small renewable under the Montana RPS","2012-06-11",0.32,9.6,3.0720000000000001]
["Gordon Ridge",1753,null,null,"WT","WND",null,"Wind",10,null,null,"Terminated",null,"",2008,"Rufus (vicinity)","Sherman","OR","Short-listed by Oregon Energy Trust June 2006.","Sheman Co./Local landowners/Western Wind Energy",null,null,null,null,null,"(5) WTG","2016-08-23",0.32,10,3.2]
["Goshen North (Goshen II)",1754,null,null,"WT","WND",null,"Wind",124.5,null,null,"Operating","Nov",2010,null,"Idaho Falls (vicinity)","Bonneville","ID","County permits secured; interconnection agreement secured Dec 2006.  Mar 2010 mobilization for Nov 2010 service.","Ridgeline Energy/BP Wind Energy","SCE (20-yr PPA for 90 to 130 MW)",null,null,null,"PAC Goshen sub.","(83) GE 1.5 MW WTG","2010-11-05",0.32,124.5,39.840000000000003]
["Goshen South (Wolverine Canyon)",1755,null,null,"WT","WND",null,"Wind",70.5,null,null,"Terminated",null,"",2012,"Blackfoot","Bingham","ID","County permits secured Apr 2008; appeal rejected Aug 2008.","Ridgeline Energy",null,null,null,null,null,"Up to 150 WTG, 1 - 3 MW.  450 MW is max capacity.","2016-08-23",0.32,70.5,22.56]
["Grand Ronde Solar (Norwest 14)",2280,"61835/PGRC4",null,"PV","Solar",null,"Solar",2.2000000000000002,null,null,"Operating","Dec",2017,null,"Grand Ronde","Polk","OR","20yr PPA w/ PGE. Pine Gate Renewables.","Pine Gate Renewables","PGE - PPA as PURPA QF",null,null,null,null,"https://edocs.puc.state.or.us/efdocs/RPA/re143rpa125212.pdf","2018-10-22",0.22,2.2000000000000002,0.48400000000000004]
["Grand View Solar PV One",1949,null,null,"PV","Solar",null,"Solar",20,null,null,"Terminated",null,null,null,"Grand View","Elmore","ID","PPA w/IPC signed Jul 2010; filed w/IPUC Jul 2010, approved Sep 2010.","Grand View Solar PV One (on Simplot land)","IPC terminated PPA in January 2013 bc project wld not be online by operation data",null,null,null,"IPC Canyon Creek substation",null,"2016-08-23",0.22,20,4.4000000000000004]
["Grand View Solar PV Two",2063,null,null,"PV","Solar",null,"Solar",80,null,null,"Operating","Nov",2016,null,"Grand View","Elmore","ID","IPUC approved ESA w/ IPC on 11/14/14.  Proposed online date of July1, 2016. Press release dated 11/10 says construction was completed on 9/9/16, and a formal ribbon cutting ceremony was on 10/20. Expected commercial operation is late Noveber.","Alternative Power Development / Grand View Solar (on Simplot Land)","20 yr PSA with IPC under review at IPUC (9/11/14).  50/50 REC sharing.",null,null,null,"60 MWac will interconnect to the l38kV Bowmont Canyon Creek-Strike; 20 MWac will interconnect to the 34.5kV Canyon Creek 42 distribution feeder.","(340,480) polysilicon pv panels on a single axis tracking system.  Lat 43.025, Long -116.016.  Current agreement would have IPC sharing RECs 50/50 with owner.  Levelized payments over 20 yr PSA average $73.41/MWh.","2016-11-16",0.22,80,17.600000000000001]
["Grays Harbor Energy Facility (Satsop) (Phase II)",2003,null,null,"CC","NG",null,"Natural gas",650,null,null,"Proposed",null,"",null,"Satsop","Grays Harbor","WA","SC amendment submitted Nov 2008, approved Feb 2011.","Invenergy (dba Grays Harbor Energy)",null,null,null,"Williams Northwest",null,"(1) 2x1 CC","2020-04-08",0.9,650,585]
["Great Divide Solar",2251,61335,null,"PV","Solar",null,"Solar",3,null,null,"Operating","Sep",2017,null,"Canyon Creek, MT","Lewis and Clark","MT",null,"EnerParc","NorthWestern (25yr PPA)",null,null,null,null,null,"2018-01-06",0.22,3,0.66]
["Great Falls Energy Center (CC Plant)",1757,null,null,"CC","NG",null,"Natural gas",275,null,null,"Terminated",null,"",2010,"Great Falls","Cascade","MT","Formerly 275 MW Montana First Megawatts.  Groundbreaking 11/01.   Const. susp. June 2002 at 38% completion (expenditure basis.).  Generating equipment sold.  Project purchased by Montgomery Energy Dec 2006. ","Montgomery Energy Partners",null,null,null,"Williams Northwest",null,null,"2016-08-23",0.9,275,247.5]
["Great Falls Energy Center (Peaking Plant)",1758,null,null,"Unknown","NG",null,"Natural gas",125,null,null,"Terminated",null,"",2010,"Great Falls","Cascade","MT","Announced May 2008.","Montgomery Energy Partners",null,null,null,"Williams Northwest",null,null,"2016-08-23",{"$error":"#N/A"},125,{"$error":"#N/A"}]
["Green Meadow Solar",2170,null,null,"PV","Solar",null,"Solar",3,null,null,"Operating",null,2017,null,"Helena Valley","Lewis and Clark","MT","25yr PPA w/ NorthWestern.","Cypress Creek Renewables","NorthWestern - 25yr PPA",null,null,null,null,"http://helenair.com/news/natural-resources/california-company-to-build-helena-valley-solar-farm/article_d72f57b1-1cd0-52d8-a703-7eedf9d0219f.html","2016-09-05",0.22,3,0.66]
["Greenfield",1941,null,"P-12548","Canal","WAT",null,"Hydro",0.6,null,0.17,"Terminated",{"$f":"IF(ISBLANK(N242),\"\",LEFT(N242,3))","v":""},"",2010,"Greenfield Main Canal Greenfield Drop","Teton","MT","40-year license issued Aug 2009. License surrendered in Spetmeber 2010.","Hydrodynamics, Inc.",null,null,null,null,"Existing NorthWestern 12kV line","Existing BuRec Sun River IP canal.  Inflatable wier, intake, penstock, powerhouse and tailrace.","2016-08-23",0.28333333333333338,0.6,0.17]
["Greenfield Wind Farm",2113,null,null,"WT","WND",null,"Wind",25,null,null,"Operating","Oct",2016,null,"Fairfield, MT","Teton","MT","CU says under construction, SNL says \"early development\" - 1/21/15.  Montana PSC rejected PPA between NWE and Greenfield Wind in December 2014.  Both parties have asked for reconsideration.  MT PSC approved 25yr PPA on March 4, 2015. Currently scheduled online date is Oct 2015, but may be delayed to 2016. Latest PPA, per SNL, has start date of Oct 2016 through Oct 2041","Greenbacker Renewable Energy purchased from Foundation in Nov 2016","NorthWestern (25 yr PPA approved by MT PSC March 2015)",null,null,null,null,"(15) GE 1.5 MW WTG.  Woul be largest turbines in MT.","2017-01-16",0.32,25,8]
["Greenpark Solar Project",2369,null,null,"PV","Solar",null,"Solar",1.3,null,null,"Operating","Nov",2020,null,"Marion Cty, OR","Marion","OR",null,"Adapture Renewables","PGE QF",null,null,null,null,"https://edocs.puc.state.or.us/efdocs/HAQ/re143haq162910.pdf","2021-07-15",{"$f":"IF(OR(ISBLANK(I244),ISBLANK(K244),I244=0),VLOOKUP(E244,ADftCF,4,FALSE),K244/I244)","v":0.22},{"$f":"IF(ISBLANK(J244),I244,J244)","v":1.3},{"$f":"AB244*AC244","v":0.28600000000000003}]
["Grizzly Wind Project",2317,62802,null,"WT","WND",null,"Wind",79.2,null,null,"Proposed","Oct",2020,null,"Billings, MT","Stillwater","MT","Discussions w/ MT PSC. Certified QF with FERC in April 2019. In Northwestern's territory. Ongoing contract dispute with NorthWestern Energy and MT PSC over low QF contract prices for both Grizzly and Black Bear wind projects. ","Building Energy Holding","QF w/ Northwesteern (FERC small power producer status)",null,null,null,null,"(22) Vesta 3.6MW","2020-04-08",{"$f":"IF(OR(ISBLANK(I245),ISBLANK(K245),I245=0),VLOOKUP(E245,ADftCF,4,FALSE),K245/I245)","v":0.32},{"$f":"IF(ISBLANK(J245),I245,J245)","v":79.2},{"$f":"AB245*AC245","v":25.344000000000001}]
["Grouse Creek Wind Park I",2066,null,null,"WT","WND",null,"Wind",21,null,null,"Terminated",null,null,2013,"Lynn, Utah","Box Elder","UT","Originally planned to be online December 2013.  Current litigation w/ IPUC regarding 20-yr FESA w/ IPC.  FERC taking action against IPUC regarding PURPA contracts (Mar 2013). FERC agrees to settlement w/ IPUC Dec 2013. Unsure what this means for Grouse Creek - still don't have an active PPA.","Wasatch Wind","Idaho Power (tentative)",null,null,null,null,null,"2016-08-23",0.32,21,6.72]
["Grouse Creek Wind Park II",2067,null,null,"WT","WND",null,"Wind",21,null,null,"Terminated",null,null,2013,"Lynn, Utah","Box Elder","UT","Originally planned to be online December 2013.  Current litigation w/ IPUC regarding 20-yr FESA w/ IPC.  FERC taking action against IPUC regarding PURPA contracts (Mar 2013). FERC agrees to settlement w/ IPUC Dec 2013. Unsure what this means for Grouse Creek - still don't have an active PPA.","Wasatch Wind","Idaho Power (tentative)",null,null,null,null,null,"2016-08-23",0.32,21,6.72]
["Grove Solar Center",2114,null,null,"PV","Solar",null,"Solar",6,null,null,"Operating","Sep",2016,null,"Vale, OR","Malheur","OR","ESA signed by IPC and Grove Solar Center on 1/2/14.  20 yr ESA.  IPC waives any claim to ownership of environmental attributes - per the ESA. Construction begain Apr 2016, expected to take six months.","Heliosage","Idaho Power",null,null,null,null,"~(47,000) PV modules on a racking structure, 25 separate concrete pads.","2017-01-26",0.22,6,1.32]
["Guemes Channel",1761,null,"P-12698","TISEC","Tidal current",null,"Hydrokinetic",3.5,null,3.25,"Terminated",null,"",2010,"Guemes Channel","Skagit","WA","Preliminary permit granted Feb 2007; expired Jan 2010.","Snohomish Co. PUD",null,null,null,null,null,"166 TISEC units","2010-07-08",0.9285714285714286,3.5,{"$f":"AB249*AC249","v":3.25}]
["H.W. Hill (Roosevelt Biogas) Expansion",2005,null,null,"CC","LFG",null,"Biomass",26.4,null,null,"Operating","Sep",2011,null,"Roosevelt","Klickitat","WA","Phase II expansion of 26 additional MW; (2) 10MW CTs, (1) 6MW steam generator and steam turbine","G2 Eenrgy, LLC.  Operated by Allied Waste Services.","Klickitat PUD",null,null,null,null,"(2) 10.2 MW CTGs & (1) 6MW STG.  Air-cooled","2014-01-21",0.9,26.4,23.759999999999998]
["Halverson Canyon Pumped Storage Project",2359,null,"P-15088","PS","Elect.",null,"Pump Storage",2650,null,1015,"Proposed",null,null,null,"Lake Roosevelt","Lincoln","WA","Proposal to use Lake roosevelt as lower reservoir and create a new upper reservoir. Submitted application for preliminary permit Apr 2021. Est $4.6B.","Daybreak Power",null,null,null,null,null,"Closed-loop; (9) 295 MW fixed-speed pump turbine/generation units","2021-05-19",{"$f":"IF(OR(ISBLANK(I251),ISBLANK(K251),I251=0),VLOOKUP(E251,ADftCF,4,FALSE),K251/I251)","v":0.38301886792452833},{"$f":"IF(ISBLANK(J251),I251,J251)","v":2650},1015.0000000000001]
["Hammett Hill (Mountain Air)",2046,null,null,"WT","WND",null,"Wind",23,null,null,"Operating","Dec",2012,null,"Mountain Home","Elmore","ID","Developed by TERNA; Part of the 138 Mountain Air Wind Park (six projects @ 23 MW each).  ","Terna Energy","QF PPA with Idaho Power",null,null,null,"IPC","(10) Siemens SWT 2.3-101 MW.  Mtn Air Wind Park started testing operation in September 2012.","2013-04-22",0.32,23,7.36]
["Hancock Creek",2127,"60517/HY1",13994,"HY","WAT",null,"Hydro",6,null,null,"Operating","Mar",2018,null,"Hancock Creek, above Snoqualmie Falls; near North Bend","King","WA","Final FERC license approved (6/30/15). SnoPUD issued $40M tax exempt bonds to finance construction of Calligan Creek and Hancock Creek projects (9/28/15). Construction began in April 2016 and estimated completion/operation is late 2017/early 2018, per SnoPUD. Est. owner acceptance/start of operation now Nov 2017.","Snohomish Co. PUD","SnoPud",null,null,null,null,"Originally licensed in 1993 but project did not proceed due to economic reasons. License transfer in 2000, new companyt unable to obtain financing to proceed and license was terminated. FERC issued new prelim permit in May 2011. ROR, lowimpact, 6MW.","2018-04-24",0.5,6,3]
["Harvest Wind",1763,null,null,"WT","WND",null,"Wind",100,null,null,"Operating","Dec",2009,null,"Sundale","Klickitat","WA","Construction April 2009 for EOY 2009 service.","Cowlitz PUD, Lakeview L&P, Peninsula Light (20%) & EWEB (20%).","Cowlitz PUD (30%), Lakeview L&P (30%), Peninsula Light (20%) & EWEB (20%).",null,null,null,"BPA Rock Creek substation","(43) Siemens 2.3 WTG.","2009-09-16",0.32,100,32]
["Haymaker Ranch Wind Energy",2314,null,null,"WT","WND",null,"Wind",600,null,null,"Proposed","Dec",2021,null,"central MT, near Two Dot and Gordon Butte PS","Wheatland","MT","Developer is the landowner, \"Haymaker Wind\"; development would spread over 50 square miles of a 30K acre ranch and hook into colstrip transmission. ","Haymaker Wind",null,null,null,null,"Interconnection request for Colstrip Transmission System available capacity","50 sq miles, 30,000 acre private ranch","2020-04-08",{"$f":"IF(OR(ISBLANK(I255),ISBLANK(K255),I255=0),VLOOKUP(E255,ADftCF,4,FALSE),K255/I255)","v":0.32},{"$f":"IF(ISBLANK(J255),I255,J255)","v":600},{"$f":"AB255*AC255","v":192}]
["Head of U Canal Project",2096,null,"QF14-403","HY","WAT",null,"Hydro",1.28,null,null,"Operating","May",2015,null,"Jerome, ID","Jerome","ID","Seasonal hydro.  Scheduled to be online May 1, 2015.","North Side Energy Company","20yr PPA (2015-2034) with Idaho Power",null,null,null,null,"Seasonal on canal or irrigation.  PURPA project.  2015 avoided cost rate $75.71/MWh -- 2034 avoided cost rate $137.38 MWh","2016-08-23",0.5,1.28,0.64]
["Hebgen Dam",1764,null,"P-11882","HY","WAT",null,"Hydro",6.7,null,5.3,"Terminated",null,"",2006,"Madison R.","Gallatin","MT","License pending Jun 2004. FERC dismissed FREC application for SC in Feb 2006 bc it includes the existing Madision project licensed to PPL Montana and would entail a substantial alteration of that project.","Fall River Rural Electric Coop",null,null,null,null,null,"Existing storage reservoir.","2016-08-23",0.79104477611940294,{"$f":"IF(ISBLANK(J257),I257,J257)","v":6.7},5.3]
["Helix Wind Energy Facility",1765,null,null,"WT","WND",null,"Wind",201,null,null,"Terminated",null,null,2014,"Helix","Umatilla","OR","EFSC SC application March 2009.  SC issued July 2009.  Application for SC amendment to increase capacity to 201 MW. EFSEC amended SC - extends deadline for beginning construction to Aug 2014, completing construction Aug 2017.","Iberdrola Renewables dba Helix Wind Power Facility, LLC",null,null,null,null,"Either PacifiCorp 230kV or BPA 500kV.","Up to 102 MW and 68 WTG (Current SC).  Up to 201 MW and 134 WTG (Proposed SC amendment)","2016-07-13",0.79104477611940294,201,159]
["Heppner Wind Energy Facility",2016,null,null,"WT","WND",null,"Wind",502,null,151,"Terminated",null,null,2015,"Heppner, OR","Morrow","OR","NOI filed April 2012.  Jan 2014 -  EFSEC approved one year extension of NOI to now expire 4/27/15.","Invenergy (dba Heppner Wind Energy LLC)",null,null,null,null,"BPA 500kV in Stanfield (proposed substation)","Up to 335 WTG each with nameplate capacity between 1.5 and 3.0 MW.  New 230kv tx line to deliver to POI. In permitting process.  61,000 acres.","2016-07-13",{"$f":"IF(OR(ISBLANK(I259),ISBLANK(K259),I259=0),VLOOKUP(E259,ADftCF,4,FALSE),K259/I259)","v":0.30079681274900399},502,151]
["High Mesa Wind",1997,null,null,"WT","WND",null,"Wind",40,null,null,"Operating","Dec",2012,null,"5 miles SW of Bliss, ID","Twin Falls and Elmore","ID","Idaho Power signed QF purchase 11/11 for 20 years at $56.43 levelized (IPC-E-11-26). IPUC approved contract Feb 2012.","High Mesa Wind: Exelon (former John Deere projects).","Idaho Power",null,null,null,null,"(19) Suzlon S97 2.1 MW WTG.","2013-04-24",0.32,40,12.8]
["High Plateau Windfarm (Butter Creek)",2069,null,null,"WT","WND",null,"Wind",10,null,null,"Terminated",null,null,2012,"Boardman","Morrow","OR","President Obama forbid Chinese company purchase of this wind farm and 3 others due to proximity to naval base.  Future uncertain - can't find much information.","Intelligent Wind Energy, LLC/Ralls Corp","PacifiCorp",null,null,null,null,"(2) 5 MW WTG.","2016-08-23",0.32,10,3.2]
["Highwood (coal)",1766,null,null,"FBST","COL",null,"Coal",250,null,null,"Terminated",null,"",2008,"Salem (nr Great Falls)","Cascade","MT","Preliminary enginering underway Q1 2006.  Draft EIS released July 2006.  Air permit remanded to MT DEQ for separate BACT assessment of PM 2.5 (Apr 2008); reissued Nov 2008.  Site work commenced Oct 2008, termination announced Feb 2008.","S. Montana Electric Generating & Transmission Cooperative","G&T resource",null,null,null,null,"Circulating fluidized bed combustion boiler steam plant","2009-02-03",{"$error":"#N/A"},250,{"$error":"#N/A"}]
["Highwood Generating Station (Phase II)",1927,57480,null,"CC","NG",null,"Natural gas",120,null,null,"Terminated",null,"",2012,"Salem","Cascade","MT","Construction initiated, subsequently suspended.","S. Montana Electric Generating & Transmission Cooperative","G&T resource",null,null,"Williams Northwest",null,"(2) GE LM6000PF GT, (2) fired HRSGs and STG.  Wet cooling.","2012-07-05",0.9,120,108]
["Highwood Wind",1768,null,null,"WT","WND",null,"Wind",6,null,null,"Terminated",null,"",2008,"Salem","Cascade","MT","Draft EIS released July 2006.","S. Montana Electric Generating & Transmission Cooperative","S. Montana Electric Generating & Transmission Cooperative",null,null,null,null,"(4) 1.5 MW WTG.","2006-07-06",0.32,6,1.92]
["Hoctor Ridge",1769,null,null,"WT","WND",null,"Wind",60,null,null,"Terminated",null,"",2008,"Columbia Hills","Klickitat","WA","Klickitat Co. energy overlay zone permit issued Sep 2006.","Windtricity Ventures, LLC",null,null,null,null,null,"(30) 2MW WTG.  Interconnected at Rock Creek (BPA)","2016-08-23",0.32,60,19.2]
["Horn Butte",1931,null,null,"WT","WND",null,"Wind",78,null,null,"Terminated",null,null,2010,"Cecil","Gilliam","OR","CUP approved. Navy, via the FAA, issued a \"no-build order\" due to proximity to low-altitude training space in Boardman.","Invenergy",null,null,null,null,"BPA Boardman sub via project substation","Gilliam Co. portion of WiIlow Creek project","2016-08-23",0.32,78,24.96]
["Horn Rapids Solar and Storage Training Center",2156,null,null,"PV","Solar",null,"Solar",3.2,null,null,"Operating","Nov",2020,null,"north of Richland","Benton","WA","Energy Northwest announced solar/storage/training facility in September 2016. Expected to receive ~$3M from WA State Clean Energy Fund and a match from First Solar. Construction began Feb 2020, expected COD \"mid-2020\"","Energy Northwest","city of Richland",null,null,null,null,"4MWdc/3.2MWac, 1MW vanadium flow battery.","2021-01-05",0.22,3.2,0.70400000000000007]
["Horse Butte I",1969,null,null,"WT","WND",null,"Wind",57.6,null,19.008000000000003,"Operating","Aug",2012,null,"Idaho Falls","Bonneville","ID","Turbine order Nov 2010","Utah Associated Municipal Power Systems, Idaho Energy Resources Authority","Utah Associated Municipal Power Systems",null,null,null,"BPA","(32) Vestas V100 1.8 MW WTG.  99 MW potential","2013-04-22",0.33,57.6,19.008000000000003]
["Horse Heaven Ph I - Wind",2344,null,null,"WT","WND",null,"Wind",350,null,null,"Proposed","Dec",2023,null,"SW of Kennewick, WA","Benton","WA","Scout Clean Energy filed application w/ WA EFSEC on Feb 8, 2021. $1.7B Proposed. Seeking expedited processing of application and approval from Gov Inslee by EOY 2021. Ph I construction to start Jan 2023 and online EOY 2023. Ph II construction to start Jan 2024 and online EOY 2024","Scout Clean Energy",null,null,null,null,"BPA's Bofer Canyon and Webber Canyon substations","1,150 MW hybrid wind, solar, battery. 72,428 acres in Benton County, on leased land next to the Nine Canyon wind facility. Scout wants to build up to (2) 300MW battery storage systems to accompany the wind and solar.","2021-02-17",{"$f":"IF(OR(ISBLANK(I269),ISBLANK(K269),I269=0),VLOOKUP(E269,ADftCF,4,FALSE),K269/I269)","v":0.32},{"$f":"IF(ISBLANK(J269),I269,J269)","v":350},{"$f":"AB269*AC269","v":112}]
["Horse Heaven Ph I - Solar",2345,null,null,"PV","Solar",null,"Solar",300,null,null,"Proposed","Dec",2023,null,"SW of Kennewick, WA","Benton","WA","Scout Clean Energy filed application w/ WA EFSEC on Feb 8, 2021. $1.7B Proposed. Seeking expedited processing of application and approval from Gov Inslee by EOY 2021. Ph I construction to start Jan 2023 and online EOY 2023. Ph II construction to start Jan 2024 and online EOY 2024","Scout Clean Energy",null,null,null,null,"BPA's Bofer Canyon and Webber Canyon substations","1,150 MW hybrid wind, solar, battery. 72,428 acres in Benton County, on leased land next to the Nine Canyon wind facility. Scout wants to build up to (2) 300MW battery storage systems to accompany the wind and solar.","2021-02-17",{"$f":"IF(OR(ISBLANK(I270),ISBLANK(K270),I270=0),VLOOKUP(E270,ADftCF,4,FALSE),K270/I270)","v":0.22},{"$f":"IF(ISBLANK(J270),I270,J270)","v":300},{"$f":"AB270*AC270","v":66}]
["Horse Heaven Ph II - Wind",2346,null,null,"WT","WND",null,"Wind",500,null,null,"Proposed","Dec",2024,null,"SW of Kennewick, WA","Benton","WA","Scout Clean Energy filed application w/ WA EFSEC on Feb 8, 2021. $1.7B Proposed. Seeking expedited processing of application and approval from Gov Inslee by EOY 2021. Ph I construction to start Jan 2023 and online EOY 2023. Ph II construction to start Jan 2024 and online EOY 2024","Scout Clean Energy",null,null,null,null,"BPA's Bofer Canyon and Webber Canyon substations","1,150 MW hybrid wind, solar, battery. 72,428 acres in Benton County, on leased land next to the Nine Canyon wind facility. Scout wants to build up to (2) 300MW battery storage systems to accompany the wind and solar.","2021-02-17",{"$f":"IF(OR(ISBLANK(I271),ISBLANK(K271),I271=0),VLOOKUP(E271,ADftCF,4,FALSE),K271/I271)","v":0.32},{"$f":"IF(ISBLANK(J271),I271,J271)","v":500},{"$f":"AB271*AC271","v":160}]
["Hydro Battery Pearl Hill",2211,null,"P-14795","PS","Elect.",null,"Pump Storage",5,null,null,"Proposed",null,null,null,"Rufus Woods Lake, 7.25mi upstream from Chief Joseph ","Douglas","WA","Shell Energy North America filed app for FERC Prelim Permit on 7/36/16. FERC approved prelim permit on 10/25/16. Shell filed final license application w/ FERC 11/1/17. Intervenors (BPA, Dept of Interior, WA State Dept of Ecology, etc.) have submitted comments with concerns. 10/18/18 - FERC accepted final license application from Shell; agency plans to issue a final environmental assessment by Dec 2019.","Shell Energy North America",null,null,null,null,null,"Open-loop (formerly designed to be closed-loop). (2) 2.5MW pelton generators. Project would build above ground reservoir (upper) on Dept of Natural Resources land, and generation structure on the reservoir (lower) in Rufus Woods Lake. Designed to be modular and replicable.","2018-12-10",0,5,0]
["Hyline Solar Center",2115,null,null,"PV","Solar",null,"Solar",10,null,null,"Operating","Sep",2016,null,"Ontario, OR","Malheur","OR","ESA signed by IPC and Hyline Solar Center on 1/15/14.  20 yr ESA.  IPC waives any claim to ownership of environmental attributes - per the ESA. Construction begain Apr 2016, expected to take six months.","Heliosage","Idaho Power",null,null,null,null,"~(47,000) PV modules on a racking structure, 25 separate concrete pads.","2017-01-26",0.22,10,2.2000000000000002]
["Idaho Valley Energy",1772,null,null,"ST","COL",null,"Coal",750,null,null,"Terminated",null,"",2006,"Glenns Ferry","Elmore","ID","Announced April 2004.  Terminated March 2006.","Sempra Generation",null,null,null,null,null,null,"2006-03-31",0.84,750,630]
["IDE 1 LLC",2120,null,null,"BGICCG","AW",null,"Biomass",2.4,null,null,"Operating","May",2012,null,"Twin Falls, ID","Twin Falls","ID",null,"CH4 Power, Inc.",null,null,null,null,null,"(3) 0.8 MW IC","2015-03-16",0.9,2.4,2.16]
["IDE 2 LLC",2121,null,null,"BGICCG","AW",null,"Biomass",4.5,null,null,"Operating","Nov",2012,null,"Jerome, ID","Jerome","ID",null,"CH4 Power, Inc.",null,null,null,null,null,"(3) 1.5 MW IC ","2015-03-16",0.9,4.5,4.05]
["IDE 3 LLC",2122,null,null,"BGICCG","AW",null,"Biomass",1.6,null,null,"Operating","Nov",2012,null,"Gooding, ID","Gooding","ID",null,"CH4 Power, Inc.",null,null,null,null,null,"(2) 0.8 MW IC","2015-03-16",0.9,1.6,1.4400000000000002]
["IDE 4 LLC",2123,null,null,"BGICCG","AW",null,"Biomass",3.3,null,null,"Operating","Mar",2013,null,"Jerome, ID","Jerome","ID",null,"CH4 Power, Inc.",null,null,null,null,null,"(3) 1.1 MW IC","2015-03-16",0.9,3.3,2.9699999999999998]
["Imrie (Goodnoe Hills II)",1884,null,null,"WT","WND",null,"Wind",34,null,null,"Terminated",null,"",2012,"Columbia Hills","Klickitat","WA","Final EIS issued June 2009. No info since then.","Northwest Wind Partners",null,null,null,null,null,"(17) 2MW WTG.  Interconnected at Rock Creek (BPA)","2016-08-23",0.32,34,10.88]
["Interstate (SP Solar 1)",2281,"61832/PGRC5",null,"PV","Solar",null,"Solar",2.2000000000000002,null,null,"Operating","Dec",2017,null,"Gervis, OR","Marion","OR","Pine Gate Renewables","Pine Gate Renewables","PGE - 20yr PURPA QF",null,null,null,null,"https://edocs.puc.state.or.us/efdocs/RPA/re143rpa125726.pdf","2018-10-23",0.22,2.2000000000000002,0.48400000000000004]
["Iron Horse Solar Project",2138,null,null,"PV","Solar",null,"Solar",4.5,null,1.18,"Terminated",null,null,2019,"Kittitas (46.98879, -120.400291)","Kittitas","WA","CUP filed in March 2016. Website says construction.operatin in 2016. As of early September 2016, project was on hold as opponents appeal CUP (per Clearing Up). Nov 14 2016 ruling rejects appeal, and project may proceed. Project stalled again (?) as commissioners denied a permit in Jan 2017. PURPA contract w/ PSE (signed in Dec 2015). July 2019 - Appeals court overrules denial of permit and sends project back for further review. SNL lists project as terminated, but it looks like it is still alive for now.","OneEnergy Renewables","PSE - PPA as PURPA QF",null,null,null,"PSE service territory; local connection","Polycrystalline solar PV modules on horizontal single-axis trackers w/ 3 inverters; 40.15 acres of irrigated ag land (hay production)","2020-04-08",0.26222222222222219,4.5,1.18]
["Ivory Pine Solar",2171,null,null,"PV","Solar",null,"Solar",10,null,null,"Terminated","Dec",2016,null,"Bly, OR","Klamath","OR","20 yr PPA w/ PAC, signed in 2014. Initial testing scheduled for Dec 1 2016, commercially operable Dec 31, 2016.","Obsidian Renewables","PPA w/ PAC",null,null,null,null,"http://edocs.puc.state.or.us/efdocs/RPA/re142rpa111727.pdf","2016-09-05",0.22,10,2.2000000000000002]
["Jackpot Solar",2217,"60897, 60898, 60899, 60900",null,"PV","Solar",null,"Solar",120,null,null,"Proposed","Dec",2022,null,"Jackpot, ID","Twin Falls","ID","20yr PPA w/ IPC. All RECs to IPC, per 2019 IPC IRP.","Jackpot Solar, Alternative Power Development","20yr PPA w/ IPC thru 2042 (four FERC small power producer status)",null,null,null,null,"http://www.puc.idaho.gov/fileroom/cases/elec/IPC/IPCE1621/20160927PETITION.PDF","2020-01-02",0.22,120,26.4]
["Jacksonville Solar Project (OR Solar 7)",2172,null,null,"PV","Solar",null,"Solar",10,null,null,"Terminated",null,null,2017,"Medford","Jackson","OR","20 yr PPA w/ PAC, signed in 2015. Initial testing scheduled for Nov 2016, commercially operable Dec 2016.","Origis Energy","PAC - PPA",null,null,null,null,"http://edocs.puc.state.or.us/efdocs/RPA/re142rpa135846.pdf","2019-09-11",0.22,10,2.2000000000000002]
["Jamieson Solar",2202,null,null,"PV","Solar",null,"Solar",4,null,null,"Terminated",null,null,2016,"Vale","Malheur","OR","ESA signed w/ IPC 9/16/15.  Project has been postponed indefinitely due to transmission interconnection costs and required upgrades in the area.","Jamieson Solar, LLC (Pacific Northwest Solar)","ESA w/ IPC (QF)",null,null,null,null,"http://edocs.puc.state.or.us/efdocs/RPA/re141rpa13100.pdf","2017-01-05",0.22,4,0.88]
["Jawbone Phase I",1923,"58175/JWPI",null,"WT","WND",null,"Wind",80,null,null,"Construction","Aug",2020,null,"Harlowton","Wheatland","MT","BPA transmission reservation deposit announced Mar 2010.  NWE transmission rights secured.  Proposed construction in 2015, 2016. As of Aug 2016, Gaelectric site says they own wind development rights on the land. Seventus acquired projects and expects construction to start 2019. Suzlon Energy will supply (38) S111 2.1 MW WTG for the first phase.","Seventus (purchased from Gaelectric Aug 2018)",null,null,null,null,"BPA Eastern Intertie via NWE and proposed Green Line","(38) S111 2.1 MW WTG.  Would require upgrade of BPA's MT to NW line, plus new substation.","2019-02-26",0.32,80,25.6]
["Jawbone Phase II",2073,null,null,"WT","WND",null,"Wind",155,null,null,"Proposed",null,null,null,"Harlowton","Wheatland","MT","BPA transmission reservation deposit announced Mar 2010.  NWE transmission rights secured.  Proposed construction in 2015, 2016. As of Aug 2016, Gaelectric site says they own wind development rights on the land. Seventus acquired projects in August 2018.","Seventus (purchased from Gaelectric Aug 2018)",null,null,null,null,"BPA Eastern Intertie via NWE and proposed Green Line","WTG tbd.  Would require upgrade of BPA's MT to NW line, plus new substation.","2018-08-15",0.32,155,{"$f":"AB287*AC287","v":49.6}]
["Jett Creek (Huntington Wind)",2185,59490,null,"WT","WND",null,"Wind",10,null,null,"Operating","March",2017,null,"Huntington, OR","Baker","OR","Project was formerly part of 50 MW total \"Oregon Wind Farms - Huntington\" and \"OWF - Lime.\" Now five, 10MW projects known as the \"Huntington Wind Projects\". Per 20yr PPA w/ IPC (signed Oct 2013), scheduled operation date is Dec 31, 2016. Per press release, construction began Jan 2016. All RECs go to owner.","Oregon Wind Farms, Inc./D.E. Shaw Renewable","20yr PPA w/ IPC thru 2036",null,null,null,null,"Longitude; 117.274W, Latitude: 44.425N; http://edocs.puc.state.or.us/efdocs/RPA/re141rpa163043.pdf","2016-09-07",0.32,10,3.2]
["John Day Power Pool Pumped Storage Project \n(see Goldendale)",2126,null,null,"PS","Elect.",null,"Pump Storage",1200,null,null,"Terminated",null,null,2015,"near John Day Dam, at site of old Columbia Gorge Aluminum Smelter","Sherman","WA","Klickitat PUD leading development - June 2015, project put on hold due to lack of partners and capital. Oct. 17, 2015- Klickitat PUD signed MOU with HydroChina which may help with the licensing effort. Klickitat owned prelim permit, but it has expired.  Now two permits pending approval from FERC - one from Klickitat and one from Clean Power Development (who would rename the project Columbia Gorge Renewable Energy Balancing Project if approved). FERC denied both preliminary permit applications in December 2015 due to inadeqaute timelines to clean up contamination from closed aluminum site. Klickitat PUD signed MOU with National Grid in Oct 2016 to develop a business case for the proposed project.","Klickitat PUD",null,null,null,null,null,"Proposed closed loop system at brownfield site of old Columbia Gorge Aluminum Smelter. Near John Day Dam. Water would be drawn from Lake Umatilla for initial fill and periodic refilling.  Two upper reservoirs and one lower reservoir.","2018-03-13",0,1200,0]
["John Day Solar",2204,null,null,"PV","Solar",null,"Solar",5,null,null,"Terminated",null,null,2016,"Vale","Malheur","OR","Signed ESA w/ IPC on 9/16/15. IPC forfeits RECS.  Project has been postponed indefinitely due to transmission interconnection costs and required upgrades in the area.","John Day Solar, LLC (Pacific Northwest Solar)","ESA w/ IPC (QF)",null,null,null,null,"http://edocs.puc.state.or.us/efdocs/RPA/re141rpa131212.pdf","2017-01-05",0.22,5,1.1000000000000001]
["Johnson",1942,null,"P-12545","Canal","WAT",null,"Hydro",0.7,null,0.2,"Terminated",{"$f":"IF(ISBLANK(N291),\"\",LEFT(N291,3))","v":""},"",2013,"Greenfield Main Canal Johnson Drop","Teton","MT","40-year license issued Jul 2009. FERC terminated license Aug 2013 due to failure to commence construction.","Hydrodynamics, Inc.",null,null,null,null,"Existing NorthWestern 69kV line","Existing BuRec Sun River IP canal.  Inflatable wier, intake, penstock, powerhouse and tailrace.","2016-08-23",0.28571428571428575,0.7,0.2]
["Jordan Cove",1773,null,null,"CCCG","NG",null,"Natural gas",40,null,null,"Terminated",null,"",2013,"North Bend","Coos","OR","SC-NOI December 2004.  FERC pre-filing Apr 2006.  FERC filing Sep 2007.  Coos Co. land use permit gtd Dec 2007.  Announced second project-- South Dunes that may be in place of or in addition to the Jordan Cove project.  Jordan Cove may morph into South Dunes.","Energy Projects Development",null,"Jordan Cove LNG receiving terminal (regasification)",null,"Williams Northwest",null,null,"2013-05-17",0.9,40,36]
["Judith Gap Expansion",1774,null,null,"WT","WND",null,"Wind",52.5,null,null,"Terminated",null,"",2010,"Judith Gap","Wheatland","MT","The remaining capacity left from the Judith Gap agreement (total was for 188 MW, but after 150 MW there would be a required overload mitigation scheme and transmission network updated). Agreement didn't explicitly expire, but no work has been done on the scheme and it is assumed project is terminated ith other projects in the queue.","Invenergy",null,null,null,null,"NWE Broadview - Judith Gap 230 kV Line","(33) 1.5 MW GE WTG","2008-02-03",0.32,52.5,16.8]
["Juniper Canyon I",1954,null,null,"WT","WND",null,"Wind",151.19999999999999,null,null,"Operating","Feb",2011,null,"Goldendale","Klickitat","WA","County CUP February 2010, interconnection request approved May 2010, substation expansion planned for 2010.","Iberdrola Renewables dba Pacific Wind Development",null,null,null,null,"BPA Rock Creek substation @ 115kV","(63) 2.4 MW WTG, interconnection, access roads and O&M facility.","2010-08-04",0.32,151.19999999999999,48.384]
["Juniper Canyon II",1955,null,null,"WT","WND",null,"Wind",101,null,null,"Terminated",null,null,null,"Bickleton","Klickitat","WA","County review expected to be complete fall 2010.  Interconnection request to BPA in 2010, haven't been able to find any info since then.","Iberdrola Renewables dba Pacific Wind Development",null,null,null,null,"BPA Wood Creek substation (new) (Horse Heaven - Harvalum line)","Up to 65 WTG.","2016-08-24",0.32,101,32.32]
["Juniper Ridge",1879,null,null,"Conduit","WAT",null,"Hydro",3.27,null,1.5,"Operating","Oct",2010,null,"Pilot Butte Canal","Deschutes","OR",null,"Central Oregon Irrigation District","PacifiCorp",null,null,null,"PacifiCorp 69kV","2.5 mi penstock and (1) 5mw turbine-generator. ","2011-06-30",0.4587155963302752,3.27,1.5]
["Kalama Energy Center",1967,null,null,"CC","NG",null,"Natural gas",346,null,null,"Terminated",null,null,null,"Port of Kalama","Cowlitz","WA","Site lease secured Oct 2005 for Pacific Mountain Energy Center.  CC project announced Oct 2010.  Initial commercial service date is late 2015.  Dependent on FERC review of lateral (3.1 mile line - if approved, should be under construction and in service by November 2014).  Veresen terminated development due to market conditions.  Energy Northwest due to make decision on future in next month.","Energy Northwest (Veresen U.S. Power Inc. was the development partner for the project but terminated its role May 2013).",null,null,null,"Williams Northwest",null,"Combined-cycle gas plant, w/ 3.1 mile lateral.  Project is being bid into various RFPs in the region.","2016-08-24",0.9,346,311.40000000000003]
["Kale Patch Solar Project",2301,"63208/KPPV1",null,"PV","Solar",null,"Solar",2.2000000000000002,null,null,"Operating","Oct",2019,null,"Marion Cty","Marion","OR",null,"BNRG Renewables",null,null,null,null,null,null,"2020-01-14",{"$f":"IF(OR(ISBLANK(I298),ISBLANK(K298),I298=0),VLOOKUP(E298,ADftCF,4,FALSE),K298/I298)","v":0.22},{"$f":"IF(ISBLANK(J298),I298,J298)","v":2.2000000000000002},{"$f":"AB298*AC298","v":0.48400000000000004}]
["Kelly Hills Wind",2032,null,null,"WT","WND",null,"Wind",29.9,null,null,"Terminated",null,null,2013,"Big Timber","Sweet Grass","MT","Ongoing studies and permitting.  Mid-development stage. (from Gaelectric)","Gaelectric",null,null,null,null,null,null,"2016-08-24",0.32,29.9,9.5679999999999996]
["Kittitas Valley (Sagebrush)",1776,56858,null,"WT","WND",null,"Wind",100.8,null,null,"Operating","Dec",2010,null,"Table Mountain","Kittitas","WA","Jan 2003 EFSEC application suspended fall 2005.  Revised proposal for 65 turbine project ranging in capacity from 95 to 195 MW recommended to the governor for approval Mar 2007.  Remanded to EFSEC.  Proposed SC w/modified WTG siting criteria approved Sep 2007.  Affirmed by court Nov 2008.  Amendment reducing maximum number of WTG to 52 approved Sep 2009.  Planned construction Mar 2010 for Oct 2010 service.","Horizon Wind Energy",null,null,null,null,"BPA substation (new) on 230 kV Columbia - Covington line","(48) Suzlon S88-2.1 MW WTG.","2010-04-29",0.32,100.8,32.256]
["Klamath Basin Geopower (Olene)",2143,null,null,"GB","GST",null,"Geothermal",20,null,null,"Terminated",null,null,2015,"Olene","Klamath","OR","Two exploratory wells had been dug between 2012-2014. KGB filed Chapter 7 bankruptcy in Dec 2015. In news release, owner says they had been seeking electricity customers, but work has been halted. \"We haven't done anything up there for quite awhile.\" Cheap natural gas was cited as a reason.","Klamath Basin Geopower",null,null,null,null,null,"Minimum of 12 MW, up to 20-25MW. Goal was to online 2017, before company filed for bankruptcy. ","2016-09-01",0.92,20,18.400000000000002]
["Klamath Cogeneration (Upgrade)",1290,"55103/CT1-CT2,ST1",null,"CC","NG",null,"Natural gas",30,null,null,"Operating","Jun",2010,null,"Klamath Falls","Klamath","OR","First GT upgraded June 2009, second unit June 2010.","Iberdrola Renewables","See Existing Projects","Collins Products",null,"TransCanada GTN",null,"(2) Siemens SGT6-5000 GT x1 STG.","2010-09-29",null,30,0]
["Klamath Falls Bioenergy",1928,null,null,"ST","WW",null,"Biomass",42,35,null,"Terminated",null,null,2013,"Klamath Falls","Klamath","OR","NOI to OR EFSC Apr 2010.  SC application Sep 2010.  BETC award Sep 2010.  Applied for cite certificate 7/11.  Developer withdrew application to build due to delay in getting state siting certificate - therefore missing the construction deadline for the federal economic stimulus incentive (6/18/13). ","Klamath Falls Bioenergy, LLC",null,null,null,null,"69kV PacifiCorp Collins substation.","Fluidized bed boiler and STG","2013-07-10",{"$f":"IF(OR(ISBLANK(I303),ISBLANK(K303),I303=0),VLOOKUP(E303,ADftCF,4,FALSE),K303/I303)","v":0.84},35,29.4]
["Klamath Generating Facility",1777,null,null,"CC","NG",null,"Natural gas",480,null,null,"Terminated",null,"",2013,"Klamath Falls","Klamath","OR","SC application submitted Dec-2001; granted Nov 2005.  Extension of deadline for completing construction to Nov 2012 recommended Aug 2007.","Iberdrola Renewables",null,null,null,"TransCanada GTN","PAC Meridian-Captain Jack 500kV line","(2) GT CC w/duct-firing, steam turbine configuration undetermined","2016-07-13",0.9,480,432]
["Klamath Solar",2225,"57924/1",null,"PV","Solar",null,"Solar",5,null,null,"Terminated",null,null,null,null,"Klamath","OR","Avangrid Renewables. Limited info available in EIA 860 (2016 ER); status is IP (independently postponed or no long in resource portfolio)","Avangrid Renewables ",null,null,null,null,null,null,"2017-11-07",0.22,5,1.1000000000000001]
["KT Molalla Facility (Sulus 35)",2370,null,null,"PV","Solar",null,"Solar",3,null,null,"Operating","Jul",2020,null,"Clackamas Cty","Clackamas","OR",null,"Sulus Solar",null,null,null,null,null,"https://edocs.puc.state.or.us/efdocs/RPA/re143rpa155557.pdf","2021-07-15",{"$f":"IF(OR(ISBLANK(I306),ISBLANK(K306),I306=0),VLOOKUP(E306,ADftCF,4,FALSE),K306/I306)","v":0.22},{"$f":"IF(ISBLANK(J306),I306,J306)","v":3},{"$f":"AB306*AC306","v":0.66}]
["Kulzer Bioenergy Park",1912,null,null,"BGCG","WW",null,"Biomass",4.7,null,null,"Terminated",null,"",2013,"Valley","Stevens","WA","Awarded participation in WA DNR Forest Biomass Initiative Jan 2010. It appears construction began in Aug 2011 on an octaflame gasifier at an adjoining property, but that there were no scheduled plans to build the gasifiers and turbines on this property. Assume project is terminated - no new info since 2011.","Borgford BioEnergy",null,"Kulzer Bioenergy Park (polygeneration facility)",null,null,null,"Polygeneration facility producing electricity, bio-oil, syngas and bio-char.  Also announced at 9.4 MW.","2016-08-24",0.9,4.7,4.2300000000000004]
["Labish Solar",2290,"62171/LSPV2",null,"PV","Solar",null,"Solar",2.2000000000000002,null,null,"Operating","Dec",2018,null,"Salem","Marion","OR","Owned by BNRG Oregon Holdings Corp., civil engineering by 3J Consulting. EIA table 6.05 says construction complete but not yet commercially operable - Jan 2019.","BNRG Oregon","PGE QF",null,null,null,null,"10,600 solar modules with a 2.2 MW AC (3.0 MW DC)","2019-09-10",{"$f":"IF(OR(ISBLANK(I308),ISBLANK(K308),I308=0),VLOOKUP(E308,ADftCF,4,FALSE),K308/I308)","v":0.22},{"$f":"IF(ISBLANK(J308),I308,J308)","v":2.2000000000000002},{"$f":"AB308*AC308","v":0.48400000000000004}]
["Lake Harriet Dam (Crack-in-the-Ground Powerhouse)",2263,null,"P-2195","ROR","WAT",null,"Hydro",1,0.5,null,"Operating","Dec",2015,null,"Clackamas R","Clackamas","OR","Part of P-2195","PGE","PGE",null,null,null,null,"Lake Harriet Diversion Dam + Crack-in-the-Ground Powerhouse","2018-01-31",{"$error":"#N/A"},0.5,{"$error":"#N/A"}]
["Lakeview Cogeneration",1944,null,null,"STCG","WW",null,"Biomass",26.8,24,null,"Terminated",null,null,2011,"Lakeview","Lake","OR","Iberdrola began construction of a plant in 2010 but terminated it after they could not secure a power purchase agreement.  This new biofuel cogen project would convert woody biomass to liquid jet fuel for the US Dept of Defense.  Site was selected in February 2014 and Red Rock Biofuels started plant engineering and design studies.","U.S. Department of Defense (previous project was Iberdrola)","cogen",null,null,null,null,"Air-cooled.  Iberdrola unable to secure PPA - construction ceased in October 2011.  US Dept of Defense has new contract in place - see development notes.","2016-08-17",0.84,24,20.16]
["Lakeview Solar Project (OR Solar 6)",2173,"61430/PV6",null,"PV","Solar",null,"Solar",10,null,null,"Operating","Dec",2017,null,"Lakeview","Lake","OR","20 yr PPA w/ PAC, signed in 2013. Initial testing scheduled for Nov 2016, commercially operable Dec 2016. Per EIA table 6.5 monthly generation (Dec 2017), project has completed construction but is not yet in operation.","Origis Energy","PAC - PPA",null,null,null,null,"http://edocs.puc.state.or.us/efdocs/RPA/re142rpa135353.pdf","2018-08-01",0.22,10,2.2000000000000002]
["Langley Gulch",1778,null,null,"CC","NG",null,"Natural gas",300,null,195,"Operating","Jun",2012,null,"New Plymouth","Payette","ID","IPUC filing Mar 2009, approved Sep 2009.  Proposed EPC contract Mar 2009, engineering Sep 2009, construction Aug 2010, commercial service Aug 2012.","Idaho Power Co.","Idaho Power Co.",null,null,null,"IPC 230kV Ontario - Caldwell and 138 kV Caldwell-Willis.","Siemens SGT6-5000F GT w/duct firing. Evaporative cooling.","2010-08-09",0.65,300,195]
["Laurel Generating Station",2362,null,null,"IC","NG",null,"Natural gas",175,null,null,"Proposed",null,2024,null,"Laurel, MT",null,"MT","NorthWestern Energy selected LGS in resone to Jan 2020 RFP for dispatchable capacity. Expected COD Jan 2024. Burns & McDonnell Engineering firm has been contracted. ",null,"NorthWestern Energy",null,null,null,null,"Recip designed by Caterpillarl; est. $250M","2021-05-19",{"$f":"IF(OR(ISBLANK(I313),ISBLANK(K313),I313=0),VLOOKUP(E313,ADftCF,4,FALSE),K313/I313)","v":0.91},{"$f":"IF(ISBLANK(J313),I313,J313)","v":175},{"$f":"AB313*AC313","v":159.25}]
["Lava Beds",1779,null,null,"WT","WND",null,"Wind",18,null,null,"Terminated",null,null,2012,"Taber","Bingham","ID","IPUC approval of QF contract  Oct 2005.  With dissolution of PPA and Exergy giving up contract rights to build, project is effectively terminated.","Idaho Wind Partners (GE Financial Services, Exergy Development Group, Atlantic Power, Reunion Power)","IPC and Exergy reached settlement to terminate firm energy sales agreement on 8/14/12.  SCL purchasing RECs from 2018-2032.",null,null,null,null,"(12) GE 1.5 MW WTG","2013-04-23",0.32,18,5.76]
["Lava Ridge Wind",2315,null,null,"WT","WND",null,"Wind",1200,null,null,"Proposed","Oct",2023,null,"Twin Falls, ID",null,"ID","Developer filed application w/ BLM for authorization to install project on federal lands in parts of Jerome, Lincoln, and Minidoka counties. Developer expects to being a two-year construction period by late 2023 and seek operational period of 50 years.","LS Power Group",null,null,null,null,null,"400 WTG. 50 mile, 230kV transmission line, 12 mile 500kV transmission line, and battery-based energy storage system","2020-04-08",{"$f":"IF(OR(ISBLANK(I315),ISBLANK(K315),I315=0),VLOOKUP(E315,ADftCF,4,FALSE),K315/I315)","v":0.32},{"$f":"IF(ISBLANK(J315),I315,J315)","v":1200},{"$f":"AB315*AC315","v":384}]
["Leaning Juniper IIa",1780,null,null,"WT","WND",null,"Wind",90.3,null,null,"Operating","Dec",2010,null,"Arlington","Gilliam","OR","SCA application filed May 2007; approved Sep 2007.  Developed by Iberdrola.","S. CA Public Power Authority","LADWP (75MW), Glendale (10MW), Pasadena (5MW)",null,null,null,"BPA Jones Canyon switching station ",null,"2010-06-04",0.32,90.3,28.896000000000001]
["Leaning Juniper IIb",1905,null,null,"WT","WND",null,"Wind",111,null,null,"Operating","Mar",2011,null,"Arlington","Gilliam","OR","SCA application filed May 2007; approved Sep 2007.  Developed by Iberdrola.","S. CA Public Power Authority","S. CA Public Power Authority",null,null,null,"BPA Jones Canyon switching station ",null,"2010-06-04",0.32,111,35.520000000000003]
["Lennep",2036,null,null,"WT","WND",null,"Wind",90,null,null,"Terminated",null,null,null,null,"Meagher","MT",null,"Gaelectric",null,null,null,null,null,null,"2016-08-24",0.32,90,28.8]
["Lime Wind",2014,57803,null,"WT","WND",null,"Wind",3,null,null,"Operating","Dec",2011,null,null,"Baker","OR",null,"Joesph Millworks, Inc.","Idaho Power",null,null,null,null,"$7 million Project w/ 6 X 500 kW refurbished Nordtank turbines.  Under 15 year IPCo PURPA contract starting at $0.072/kWh and increasing to $0.10/kWh over a 15-year period.","2012-05-30",0.32,3,0.96]
["Lincoln Hydroelectric Project",2215,null,"P-14754","HY","WAT",null,"Hydro",360,null,null,"Terminated",null,null,2016,"Libby Dam, Lake Koocanusa","Lincoln","MT","Project plans to use vacant bays at the existing USACOE powerhouse at Libby, and tie into existing powerlines. Each gen unit would be 120MW. Disagreement over wether FERC had jurisdiction to issue prelim permits or license at a Corps site ended with a definitive denial of the application for prelim permit. ","Rivertec Partners",null,null,null,null,null,"Project plans to use vacant bays at the existing USACOE powerhouse at Libby, and tie into existing powerlines. Each gen unit would be 120MW. ","2016-12-06",0.5,360,180]
["Linden Ranch",1882,null,null,"WT","WND",null,"Wind",50,null,null,"Operating","Sep",2010,null,"Goldendale vicinity","Klickitat","WA","Developed by enXco dba Northwest Wind Partners.","S. CA Public Power Authority","LADWP (45 MW); Glendale (5 MW)",null,null,null,"BPA Harvalum substation (via KPUD Clouse substation)","(25) REPower MM92 WTG","2010-09-27",0.32,50,16]
["Little Valley Solar",2207,null,null,"PV","Solar",null,"Solar",10,null,null,"Terminated",null,null,2016,"Harper","Malheur","OR","ESA w/ IPC signed 9/16/2015. IPC has waived rights to RECs, pursuant to OPUC order 11-505.  Project has been postponed indefinitely due to transmission interconnection costs and required upgrades in the area.","Little Valley Solar, LLC (Pacific Northwest Solar)","ESA w/ IPC (QF)",null,null,null,null,"http://edocs.puc.state.or.us/efdocs/RPA/re141rpa15751.pdf","2017-01-05",0.22,10,2.2000000000000002]
["Little Wood River Ranch II",1782,null,"P-12063","HY","WAT",null,"Hydro",1.28,null,0.77,"Operating","Oct",2015,null,"Little Wood R.","Lincoln","ID","License granted Apr 2006.  Bill to extend deadline for commencement of construction introduced to Senate May 2010.","B. Arkoosh","20yr PPA (2015-2034) with Idaho Power",null,null,null,null,"Diversion, (2) 550 kW francis units. PURPA","2016-08-24",0.6015625,1.28,0.77]
["Lonetree ",2033,null,null,"WT","WND",null,"Wind",80,null,null,"Terminated",null,null,2012,"Columbus","Stillwater","MT","Ongoing studies and permitting.  Mid-development stage. (from Gaelectric)","Gaelectric",null,null,null,null,null,null,"2016-08-24",0.32,80,{"$f":"AB324*AC324","v":25.6}]
["Longhorn",2034,null,null,"WT","WND",null,"Wind",29.9,null,null,"Terminated",null,null,2012,null,"Sweet Grass","MT",null,"Gaelectric",null,null,null,null,null,null,"2016-08-24",0.32,29.9,9.5679999999999996]
["Longview Fibre Expansion",2007,null,null,"STCG","WW",null,"Biomass",65,null,null,"Terminated",null,"",2011,"Longview","Cowlitz","WA","Application for permit to DOE Jan 2010.","Longview Fibre Co.",null,"Longview Fibre Company",null,null,null,"New 650,000 lb boiler to replace existing power boilers. One 65 MW condensing turbine.  One recovery boiler and one extraction turbine to be retained. ","2016-08-24",0.84,65,54.6]
["LOTT WWTP",1329,null,null,"ICCG","WG",null,"Biomass",0.33500000000000002,null,0.26800000000000002,"Operating","Apr",2010,null,"Olympia","Thurston","WA","EPC contract awarded Jan 2009.","LOTT Wastewater Alliance","Self-generation","LOTT WWTP (waste digesters)",null,null,"PSE local","Gas treatment, 335kW reciprocating engine w/heat recovery and auxilliary boilers.","2010-09-29",0.8,0.33500000000000002,0.26800000000000002]
["Lower Columbia Clean Energy Center",1783,null,null,"IGCC","COL",null,"Coal",366,null,null,"Terminated",null,"",2006,"Port Westward","Columbia","OR","NOI submitted Sep-2006, superceding Summit/Westward project at same site.  No request for extension filed.","Summit Power Group",null,null,null,null,null,"Plant would co-produce electricity and SNG.","2006-10-06",0.83,366,303.77999999999997]
["Lower Ridge Windfarm (Butter Creek)",2068,null,null,"WT","WND",null,"Wind",10,null,null,"Terminated",null,null,2012,"Boardman","Morrow","OR","Proposal to relocate windfarm along airspace boundary - PURPA implications because move would put it within 5 mile radius of High Plateau windfarm.  President Obama forbid Chinese company purchase of this wind farm and 3 others due to proximity to naval base.  Future uncertain - can't find much information.","Intelligent Wind Energy, LLC/Ralls Corp","PacifiCorp",null,null,null,null,"(2) 5 MW WTG.","2016-08-24",0.32,10,3.2]
["Lower Snake River Balance",1785,null,null,"WT","WND",null,"Wind",907,null,null,"Suspended",null,"",null,null,"Garfield/Columbia","WA","LSR project was permitted for 1,250 MW. LSR Ph 1 was 343MW, and what used to be PHII became Tucannon (267 MW). April 2020 - changing project status to suspended as there is no recent concrete evidence this is still an active proposal.","Puget Sound Energy","PSE",null,null,null,"(355) 2.0 MW WTG.","Balance of Dutch Flat & Kuhl Ridge sections, Tucannon & Oliphant Ridge sections (Columbia Co.)","2020-04-08",0.32,{"$f":"IF(ISBLANK(J330),I330,J330)","v":907},290.24]
["Lower Snake River Phase I",1900,null,null,"WT","WND",null,"Wind",343,null,102.3,"Operating","Mar",2012,null,"Pomeroy vicinity","Garfield","WA","Site prep 2010, service Dec 2011.","Puget Sound Energy",null,null,null,null,"BPA Central Ferry Substation (new)","(149) 2.3 MW Siemens SWT-2.3-101 WTG.","2010-05-24",0.29825072886297377,343,102.3]
["Lower Turnbull Drop",1786,null,"P-12597","Canal","WAT",null,"Hydro",7.7,null,null,"Operating","Sep",2011,null,"Spring Valley Canal","Teton","MT","50-yr license granted Jul 2006.","Turnbull Hydro","NorthWestern",null,null,null,null,"Existing canal drop.  (1) TG","2009-12-08",{"$error":"#N/A"},7.7,{"$error":"#N/A"}]
["Lund Hill",1956,"61045/WT1",null,"WT","WND",null,"Wind",60,null,null,"Proposed","Dec",2024,null,"Dot","Klickitat","WA","Permit approved in Feb 2012 (per RNP). ","Avangrid/Iberdrola",null,null,null,null,"BPA Wood Creek substation (new) (Horse Heaven - Harvalum line)","(~30) 1.5-3MW WTG.","2019-07-10",0.32,60,19.2]
["Lund Hill Solar Project",2293,null,null,"PV","Solar",null,"Solar+ Storage",150,null,null,"Proposed",null,2020,null,"8 miles SE Bickleton, WA","Klickitat","WA","Aurora Solar/Avangrid Renewables submitted proposal to Count Planning Department and negotiating with Department of Natural Resources over lease.","Aurora Solar/Avangrid Renewables","Puget Sound Energy Green Direct Program",null,null,null,"BPA's Rock Creek Substation","~515,700 solar modules, + BESS of up to (50) 2MW battery containers","2019-07-10",0.22,150,33]
["Madras Solar Energy Facility",2357,null,null,"PV","Solar",null,"Solar",63,null,null,"Proposed","Mar",2022,null,null,"Jefferson","OR","Ecoplexus filed NOI 5/16/19, and complete application for site certificate 11/9/20. If approved, construction could start Jun 2021 and estimated online March 2022.","Ecoplexus",null,null,null,null,"PGE Pelton Dam to Round Butte 230kV line","63MW AC; facility may also include BESS ","2021-02-17",{"$f":"IF(OR(ISBLANK(I335),ISBLANK(K335),I335=0),VLOOKUP(E335,ADftCF,4,FALSE),K335/I335)","v":0.22},{"$f":"IF(ISBLANK(J335),I335,J335)","v":63},{"$f":"AB335*AC335","v":13.86}]
["Magic Wind",1787,null,null,"WT","WND",null,"Wind",12,null,null,"Terminated",null,null,2012,"Buhl","Twin Falls","ID","QF contract approved by IPUC Dec 2006. Agreement w. IPC terminated in March 2012 due to failure to meet construction deadlines (after being extended 3x) and failure to make agreed upon payments.","Armand Eckert",null,null,null,null,null,null,"2007-11-26",0.32,12,3.84]
["Magpie Solar",2252,null,null,"PV","Solar",null,"Solar",3,null,{"$f":"6540/8760","v":0.74657534246575341},"Operating","Sep",2017,null,"Golden Valley, MT","Golden Valley","MT","Cypress Creek Renewables is developing.","Cypress Creek Renewables","NorthWestern PPA (25yrs)",null,null,null,null,null,"2018-01-06",0.24885844748858446,3,0.74657534246575341]
["Mainline (Mountain Air)",2047,null,null,"WT","WND",null,"Wind",23,null,null,"Operating","Dec",2012,null,"Mountain Home","Elmore","ID","Developed by TERNA; Part of the 138 Mountain Air Wind Park (six projects @ 23 MW each).  ","Terna Energy","QF PPA with Idaho Power",null,null,null,"IPC","(10) Siemens SWT 2.3-101 MW.  Mtn Air Wind Park started testing operation in September 2012.","2013-04-22",0.32,23,7.36]
["Makah Bay Wave Energy Pilot Project",1788,null,"P-12751","WEC","Wave",null,"Hydrokinetic",1,null,0.17142857142857143,"Terminated",null,"",2009,"Makah Bay","Clallum","WA","FERC Environmental Assessment completed Oct 2006.  License application filed Nov 2006.  Conditional 5-yr license issued Dec 2007.  License surrendered May 2009.","Finavera Renewable, Ltd.","Clallum Co. PUD",null,null,null,null,"(4) 0.25 MW AquabuOY heaving buoy hose pump units","2010-07-09",0.17142857142857143,1,0.17142857142857143]
["Malheur River Solar",2205,null,null,"PV","Solar",null,"Solar",10,null,null,"Terminated",null,null,2017,"Vale","Malheur","OR","ESA w/ IPC signed 10/12/2015. IPC has waived rights to RECs, pursuant to OPUC order 11-505. Jan 2017 - IPC no longer expecting power - PPA terminated.","Gardner Capital Solar Development, LLC","IPC - PPA (Terminated)",null,null,null,null,"http://edocs.puc.state.or.us/efdocs/RPA/re141rpa151218.pdf","2019-09-11",0.22,10,2.2000000000000002]
["Mariah Wind",2260,null,null,"WT","WND",null,"Wind",10,null,null,"Proposed",null,2020,null,"Lexington","Morrow","OR","Listed in PacifiCorp's 2017 and 2019 IRP as a non-owned wind project QF. According to QF ESA signed in April 2014, project was to be operational by EOY 2015.","Chris Mason","PAC - PPA",null,null,null,null,"(4) GE 2.5 XL-100; interconnection w/ Columbia Basin Electric Cooperative 69 kV system at the project site","2020-04-08",{"$f":"IF(OR(ISBLANK(I341),ISBLANK(K341),I341=0),VLOOKUP(E341,ADftCF,4,FALSE),K341/I341)","v":0.32},10,3.2]
["Martinsdale I (Horizon)",1790,"61108/MTD",null,"WT","WND",null,"Wind",80,null,null,"Proposed","Oct",2021,null,"Martinsdale","Wheatland","MT","NorthWestern OASIS filing. According to RNP, existing transmission for first 100MW, new transmission needed for remainder.","EDP Renewables North America, LLC (principle owner)","Northwestern - Maybe, best available info at this time",null,null,null,"NWE Martinsdale substation","Capacity range 52.5 to 82.5","2016-08-24",0.32,80,25.6]
["Martinsdale II",2316,null,null,"WT","WND",null,"Wind",220,null,null,"Proposed",null,2022,null,"Martinsdale","Wheatland","MT",null,"EDP Renewables North America",null,null,null,null,null,null,null,null,220]
["Mary Taylor Drop",1793,null,"P-12550","HY","WAT",null,"Hydro",0.89,null,0.21004566210045661,"Terminated",null,"",2009,"Greenfield Main Canal (nr. Fairfield)","Teton","MT","Exemption Granted April 2006; revoked Feb 2009.","Wade Jacobson",null,null,null,null,null,"Canal project.  (1) turbine-generator","2009-03-18",0.23600636191062541,0.89,0.21004566210045661]
["Mason Dam",1794,null,"P-12686","HY","WAT",null,"Hydro",3.4,null,0.85699999999999998,"Proposed",null,2021,null,"Powder R.","Baker","OR","$1MM CREB award Feb 2008.  Prelim permit expired Dec 2009; new PP granted May 2010.  County submitted draft license application and draft final biological assessment to FERC 4/30/13.  County should know by July 2014 whether project is viable. FERC gave favorable environmental assessment in December 2015. Financing remains uncertain. FERC issued 50-yr license on 9/6/16.","Baker Co., OR","Idaho Power",null,null,null,null,"Run-of-river, existing dam. Requires the modification of existing stilling basin to add tailrace, construction of new 0.8 mile, 2.47kV transmision line, new substation, facilities.","2016-09-16",0.25205882352941178,3.4,0.85699999999999998]
["McKay Dam",2133,null,null,"ROR","WAT",null,"Hydro",1.9,null,null,"Terminated",null,null,2018,"McKay Creek, Pendleton","Umatilla","OR","Project in very early feasibility and viability stages. Project may be in protected area? Critical habitat for Mid-C steelhead.","Houtama Hydropower LLC",null,null,null,null,"Developer to work with Pacific Power to upgrade an existing transmission line to connect to the local grid","Proposed development of a 1.9 MW generator and powerhouse at existing irrigation dam. Project would operate seasonally April - October.","2016-07-12",{"$error":"#N/A"},1.9,{"$error":"#N/A"}]
["Meadowlark Solar",2296,null,null,"PV","Solar",null,"Solar",20,null,null,"Proposed","Dec",2021,null,"Billings","Yellowstone","MT","Northwestern Energy entered into agreement w/ Meadowlark Solar, from RFP for CREPs projects issued in 2018. Project is expected to come online Q4 2021.","VK Clean Energy Partners","NorthWestern Energy - PPA (CREP project)",null,null,null,null,"Located outside physical Power Act region, but contracted to NorthWestern Energy to meet CREP obligation","2019-08-18",{"$f":"IF(OR(ISBLANK(I347),ISBLANK(K347),I347=0),VLOOKUP(E347,ADftCF,4,FALSE),K347/I347)","v":0.22},{"$f":"IF(ISBLANK(J347),I347,J347)","v":20},{"$f":"AB347*AC347","v":4.4000000000000004}]
["Merrill Solar Project (OR Solar 5)",2174,"61423/PV1",null,"PV","Solar",null,"Solar",8,null,null,"Operating","Jan",2018,null,"Merrill","Klamath","OR","20 yr PPA w/ PAC, signed in 2015. Initial testing scheduled for Nov 2016, commercially operable Dec 2016. According to EIA 6.5 Monthly report (December 2017), project is under construction and over 50% complete.","Origis Energy","PAC - PPA",null,null,null,null,"http://edocs.puc.state.or.us/efdocs/RPA/re142rpa134830.pdf","2018-08-01",0.22,8,1.76]
["Metro West Point Treatment Plant 4-5",2125,null,null,"ICCG","WG",null,"Biomass",4.5999999999999996,null,null,"Operating","Jun",2012,null,"Seattle","King","WA","Units 1-3 retired in 2007.  Units 4 and 5 built.","King Co. Dept. of Natural resources","Self gen + Seattle City Light - SCL will also take RECs.",null,null,null,null,"(2) 2.3 MW ICCG units - Caterpillar G3612 engines, 12-cylinders and Kato generators.  RECs to SCE, per factsheet on King County website.","2015-03-25",0.91,4.5999999999999996,4.1859999999999999]
["Milford Solar",2364,"64008/MS",null,"PV","Solar",null,"Solar",3,null,null,"Operating","Jan",2021,null,"Washington Cty","Washington","OR",null,"Sulus","PGE QF",null,null,null,null,"Ground-mounted, fixed tilt","2021-05-19",{"$f":"IF(OR(ISBLANK(I350),ISBLANK(K350),I350=0),VLOOKUP(E350,ADftCF,4,FALSE),K350/I350)","v":0.22},{"$f":"IF(ISBLANK(J350),I350,J350)","v":3},{"$f":"AB350*AC350","v":0.66}]
["Mill Coulee Drops",1796,null,"P-12599","Canal","WAT",null,"Hydro",1.05,null,4.4634703196347034E-2,"Terminated",null,"",2010,"Mill Coulee Canal","Cascade","MT","50-yr license granted Jul 2006; surrendered Mar 2010.","Turnbull Hydro",null,null,null,null,null,"Existing canal.","2010-07-08",4.2509241139378123E-2,1.05,4.4634703196347034E-2]
["Mill Creek Solar (SP Solar 5)",2261,"61338/PGRC1",null,"PV","Solar",null,"Solar",2.2000000000000002,null,null,"Operating","Mar",2018,null,"Sheridan","Yamhill","OR","20 yr PPA w/ PGE, signed in July 2015. EIA table 6.5 (Dec 2017) says project is under construction - more than 50% complete. However it appears that the project may be undergoing litigation from a neighboring landowner (filed in Nov 2017).","Pine Gate Renewables","PGE - PPA as PURPA QF",null,null,null,null,"http://edocs.puc.state.or.us/efdocs/RPA/re143rpa13459.pdf","2018-08-28",0.22,2.2000000000000002,0.48400000000000004]
["Miller Ranch (Northwest Wind)",1904,null,null,"WT","WND",null,"Wind",150,null,null,"Terminated",null,null,null,"Bickleton","Klickitat","WA","Developed by enXco.","S. CA Public Power Authority","LADWAP (112.5MW), Burbank (15 MW), Glendale (22.5MW)",null,null,null,"BPA",null,"2016-08-24",0.32,150,48]
["Millican Solar (Facebook)",2274,"63050/GEN1",null,"PV","Solar",null,"Solar",45,null,null,"Construction","Aug",2021,null,null,"Crook","OR","Part of PAC's Blue Sky green tariff program; agreement with Facebook (a total of 6 solar projects 437 MW);","Invenergy","Facebook (facilitated through PAC's Blue Sky Select green tariff program)",null,null,null,null,null,"2020-04-09",0.22,45,9.9]
["Milner Butte Landfill Project",2153,null,null,"IC","LFG",null,"Biomass",2.6,null,null,"Operating","Jun",2018,null,"Milner Butte Landfill in Burley, ID","Cassia","ID","Jan 2016, Southern Idaho Solid Waste was trying to get approval from all effected counties commissions. October 2016 - all seven county commissioners approved project; construction expected to commence March 2017. PPA w/ IPC for 20 yrs, Oct 2018-2038. Initially installing 2.6MW, but PPA is for 5MW capacity. Could install additional 2.4MW capacity in next five years.","Southern Idaho Solid Waste","IPC - PPA",null,null,null,null,"(2) 1.3 IC","2018-09-18",0.91,2.6,2.3660000000000001]
["Milner Dam ",1798,null,null,"WT","WND",null,"Wind",19.5,null,null,"Operating","Feb",2011,null,"Murtaugh","Cassia","ID","IPUC approval of QF contract  Oct 2005.","Idaho Wind Partners (GE Financial Services, Exergy Development Group, Atlantic Power, Reunion Power)","Idaho Power Co. (QF)",null,null,null,null,"(12) GE 1.5 MW WTG","2011-02-17",0.32,19.5,6.24]
["Minke Solar",2326,"63465/PGR20",null,"PV","Solar",null,"Solar",2.2000000000000002,null,null,"Operating","Dec",2020,null,"Molalla","Clackamas","OR","(10,032) 31 0Wp panels (or equivalent) attached to ground -mounted\nracks. The facility will utilize approximately eighty eight (88) 25kV inverters (or\nequivalent). Per EIA, project is under construction, with est COD June 2020.","Pine Gate Renewables","PGE QF (15yr?)",null,null,null,null,"GPS 45.172 -122.620; ","2021-05-19",{"$f":"IF(OR(ISBLANK(I357),ISBLANK(K357),I357=0),VLOOKUP(E357,ADftCF,4,FALSE),K357/I357)","v":0.22},{"$f":"IF(ISBLANK(J357),I357,J357)","v":2.2000000000000002},{"$f":"AB357*AC357","v":0.48400000000000004}]
["Montague Wind Facility Ph I",1906,"58099/1",null,"WT","WND",null,"Wind",202,null,135,"Operating","Oct",2019,null,"Arlington","Gilliam","OR","SCA filed May 2010. Second amendment to SC approved Dec 2015. Deadline for startig construction is Sept 14, 2017, with completion no later than Sept 14, 2020. Avangrid confirmed construction of first phase (202 MW) began by September 14, 2017 deadline. Expected online September 2019 (per Clearing Up)","Avangrid (formerly Iberdrola)","Apple has signed PPA to purchase output from 1st phase (202 MW), expected by end of 2018.",null,null,null,"BPA Slatt substation ","(112) 3.6MW WTG - approved amendment to original site certificate","2020-01-13",0.66831683168316836,202,135]
["Montague Wind Facility Ph II",2258,58099,null,"WT","WND",null,"Wind",202,null,null,"Proposed",null,2020,null,"Arlington","Gilliam","OR","SCA filed May 2010. Second amendment to SC approved Dec 2015. Deadline for startig construction is Sept 14, 2017, with completion no later than Sept 14, 2020. Request for Amendment #4 on 1/9/18 to include a solar array and battery storage to the site.","Avangrid",null,null,null,null,"BPA Slatt substation ",null,"2018-01-23",0.32,202,64.64]
["Montague Solar",2312,"63441/S1",null,"PV","Solar",null,"Solar",162,null,null,"Proposed","Nov",2021,null,"Arlington, part of Montague Wind Facility","Gilliam","OR","Avangrid Renewables planned to begin construction EOY 2020 or early 2021. EIA says that the project is under construction, \"less than 50% complete\" but Clearing Up and the press release say the project is expected to \"begin later this year (2020) or early in 2021\" (CU, 2/14/20)","Avangrid","PGE (15yr PPA, Green Future Impact Program)",null,null,null,null,null,"2020-04-03",{"$f":"IF(OR(ISBLANK(I360),ISBLANK(K360),I360=0),VLOOKUP(E360,ADftCF,4,FALSE),K360/I360)","v":0.22},{"$f":"IF(ISBLANK(J360),I360,J360)","v":162},{"$f":"AB360*AC360","v":35.64}]
["Moores Hallow",2175,null,null,"PV","Solar",null,"Solar",10,null,null,"Terminated",null,null,2016,null,"Malheur","OR","Oct 2015 Blue Earth purchased project from Pacific Northwest Solar. PPA w/ IPC. Expected to break ground in early 2016, complete by EOY 2016. It appears Blue Earth filed for bankruptcy and had some high profile board members resign in 2016, according to SNL. ","Blue Earth","IPC - PPA (terminated)",null,null,null,null,"http://renewables.seenews.com/news/blue-earth-acquires-13-mwp-solar-project-in-oregon-498712","2017-09-26",0.22,10,2.2000000000000002]
["Morgan Solar Center",2267,"61855/MORGN",null,"PV","Solar",null,"Solar",3,null,null,"Operating","Apr",2020,null,"Ontario, OR","Malheur","OR","20 yr PPA w/ Idaho Power, signed in October 2016","Enerparc Solar Development","Idaho Power - 20yr PURPA QF",null,null,null,null,"http://edocs.puc.state.or.us/efdocs/RPA/re141rpa155523.pdf","2020-04-01",0.22,3,0.66]
["Mount Hope Solar Project",2371,null,null,"PV","Solar",null,"Solar",2.5,null,null,"Operating","Mar",2021,null,"Clackamas Cty","Clackamas","OR",null,"Neighborhood Power Corp.","PGE (20yr QF)",null,null,null,null,"https://edocs.puc.state.or.us/efdocs/HAQ/re143haq132447.pdf","2021-07-15",{"$f":"IF(OR(ISBLANK(I363),ISBLANK(K363),I363=0),VLOOKUP(E363,ADftCF,4,FALSE),K363/I363)","v":0.22},{"$f":"IF(ISBLANK(J363),I363,J363)","v":2.5},{"$f":"AB363*AC363","v":0.55000000000000004}]
["Mountain Home Solar (Mt. Home Solar I)",2111,null,null,"PV","Solar",null,"Solar",19.98,null,null,"Operating","March",2017,null,"Mountain Home, ID","Elmore","ID","ESA submitted by IPC and Intermountain Energy Partners on 10/13/14.  IPUC approved ESA on 1/8/15.  IPC will be granted 50% ownership of RECs, seller to have remaining 50%.","Intermountain Energy Partners","Idaho Power Company (20-year ESA); QF project",null,null,null,null,"Expected to use mono crystalline solar modules with Tier 1 inverters and utilize single axis tracking system.","2016-09-05",0.22,19.98,{"$f":"AB364*AC364","v":4.3956}]
["Moyer-Tolles Solar Station",2184,null,null,"PV","Solar",null,"Solar",1,null,0.2,"Operating","Mar",2016,null,"Umatilla, near Hwy 730","Umatilla","OR","Built to meet UEC's future RPS obligations. Christenson Electric was EPC contractor.","Umatilla Electric Coop","Umatilla Electric Coop",null,null,null,null,"3,952 PV panels on 6.5 acres purchased from the Port of Umatilla","2016-12-21",0.2,1,0.2]
["MTSUN",2242,null,null,"PV","Solar",null,"Solar",80,null,null,"Proposed",null,null,null,"Alkali Creek Road, Billings","Yellowstone","MT","MTSun signed lease w/ state of MT September 2016. 10yr QF ESA signed w/ NorthWestern Energy for $20/MWh. Project developers said that they cannot move forward with that QF agreement - the rate is too low to make it work. They are \"committed\" to developing the project so were going to explore other options, including filing with the PSC re: the QF. MTSUN won ruling, received a 25-yr contract w/ NorthWestern.","MTSun","NorthWestern - 25 yr QF",null,null,null,null,"480 acres, located near retired Corette coal plant. Expected to be operational EOY 2018; cost $90-$110M.","2020-04-08",0.22,80,17.600000000000001]
["Mule Hollow Windfarm (Butter Creek)",2228,null,null,"WT","WND",null,"Wind",10,null,null,"Terminated",null,null,2012,"Boardman","Umatilla","OR","President Obama forbid Chinese company purchase of this wind farm and 3 others due to proximity to naval base.  Future uncertain - can't find much information.","Intelligent Wind Energy, LLC/Ralls Corp","PacifiCorp",null,null,null,null,"(2) 5 MW WTG.","2017-11-15",0.32,10,3.2]
["Murphy Flat Power Project",2103,60009,null,"PV","Solar",null,"Solar",20,null,null,"Operating","Apr",2017,null,"Murphy","Owyhee","ID","IPUC approved 20yr PURPA QF energy sales agreement Dec. 29, 2014.  Plan to come online Dec 2016 to take adv of 30% ITC.","First Wind, Inc.","Idaho Power Co. (QF) - 20 yr",null,null,null,"Northern 34.5 kV distribution line out of Sinker Creek Substation","Project expected to use (10) 2.0 MW ac SMA inverters and (85,880) JA 305w DC panels and utilize a single axis tracking system (from ESA IPUC filing).  RECs to be split 50/50 between IPC and developer.  Expected CF 26.5% AC.","2015-01-07",0.26500000000000001,20,5.3000000000000007]
["Murphy Flat Wind",2056,null,null,"WT","WND",null,"Wind",75,null,null,"Terminated",null,null,2012,"Murphy","Owyhee","ID","PPA with IPC were denied in 2010, and again in 2012. Assuming projects are terminated - no new info.","First Wind",null,null,null,null,"IPC","FERC ruled that IPC must honor original QF agreement with First Wind - 11/22/12","2016-08-24",{"$f":"IF(OR(ISBLANK(I369),ISBLANK(K369),I369=0),VLOOKUP(E369,ADftCF,4,FALSE),K369/I369)","v":0.32},75,24]
["Murphy Flats",1990,null,null,"PV","Solar",null,"Solar",20,null,null,"Terminated",null,null,null,"Murphy","Owyhee","ID","IPCo submitted PPA to IPUC for approval July 2011. IPUC recommends rejection 9/2011. IPUC approves amended contract for $97.47/MWh levelized, 10/2011.","Interconnect Solar","IPC",null,null,null,"Sinker Creek Substation","$97.47/MWh levelized cost QF project. Siemens solar panels, 25 year contract.  Concern over whether project will be finished in time (interconnection issues).  Owner filed petition for enforcement w/ FERC saying IPUC violated PURPA by allowing IPC to terminate PPA (3/4/13).","2013-08-16",0.22,20,4.4000000000000004]
["Musselshell Wind 1",2074,null,null,"WT","WND",null,"Wind",10,null,null,"Operating","Dec",2012,null,"Shawmut, MT","Wheatland","MT","25 yr PPA w/ NorthWestern (through Dec 2037).  Construction set to be completed by end of 2012.","Volkswind/Goldwind","NorthWestern",null,null,null,"NorthWestern Energy 100 kV transmission line","(7) 1.5 MW WTG (produced by Broadwind)","2013-04-24",0.32,10,3.2]
["Musselshell Wind 2",2075,null,null,"WT","WND",null,"Wind",10,null,null,"Operating","Dec",2012,null,"Shawmut, MT","Wheatland","MT","25 yr PPA w/ NorthWestern (through Dec 2037).  Construction set to be completed by end of 2012.","Volkswind/Goldwind","NorthWestern",null,null,null,"NorthWestern Energy 100 kV transmission line","(7) 1.5 MW WTG (produced by Broadwind)","2013-04-24",0.32,10,3.2]
["Narrows Tidal Energy Project",1800,null,"P-12612","TISEC","Tidal current",null,"Hydrokinetic",0.75,null,null,"Terminated",null,"",2008,"Point Evans","Pierce","WA","Preliminary permit expired Jan 2008.","Tacoma Power",null,null,null,null,null,"Pilot in-stream tidal current energy project.","2009-03-18",0.3,0.75,0.22499999999999998]
["Neal Hot Springs",1801,null,null,"GE","GST",null,"Geothermal",23,null,null,"Operating","Nov",2012,null,"Vale","Malheur","OR","Successful bid for IPC July 2006 geothermal RFP.  Interconnection agreement signed Feb 2009.  USDOE load guarantee announced May 2009.  Wellfield development underway .  PPA w/IPC Dec 2009.  Planned service Q4 2012.  U.S. GEA Phase III status Apr 2010.","U.S. Geothermal Co. dba USG Oregon, LLC","IPC",null,null,null,"IPC","35 MW (gross), 23 MW (net).  $96/ MWh to start, $117.65 25 year levelized.  150 Construction jobs, 12 permanent jobs, 18 month construction period.  $96.8 million guarantees are 75% of total project cost ($129 million) Info based on US Geothermal news release.","2010-09-24",0.92,23,21.16]
["Neff Solar (Norwest 2)",2176,null,null,"PV","Solar",null,"Solar",9.9,null,null,"Operating","Dec",2016,null,"Bend","Deschutes","OR","20 yr PPA w/ PAC, signed in 2015. Initial testing scheduled for Nov 2016, commercially operable Dec 31, 2016.","Cypress Creek Renewables","PPA w PAC",null,null,null,null,"http://edocs.puc.state.or.us/efdocs/RPA/re142rpa115832.pdf","2016-09-05",0.22,9.9,2.1779999999999999]
["Nelson Creek (Lignite) 1 & 2",1803,null,null,"ST","LIG",null,"Coal",508,null,null,"Terminated",null,"",2007,"Circle","McCone","MT","Site announced Mar 2004.  Reported inactive since August 2007.","Great Northern Power Development/Kiewit Mining Group",null,null,null,null,"NWE Colstrip switchyard","Circulating fluidized bed combustion boiler steam plant.  Transmission interconnection to WAPA. ","2010-09-29",0.84,508,426.71999999999997]
["Neoen Solar",2198,null,null,"PV","Solar",null,"Solar",20,null,null,"Proposed",null,null,null,"Six miles N of Richland, near Hanford","Benton","WA","Neoen working with Energy Northwest. Small generator interconnection request not yet submitted to BPA (Aug 2016). Parcel of land was deeded to Energy Northwest in 2015. Neoen initiated site studies in June 2017.","Neoen Renewables",null,null,null,null,null,"100 acres of land near Hanford's southern boundary","2016-09-08",0.22,20,4.4000000000000004]
["New Colony Wind ",2255,null,null,"WT","WND",null,"Wind",23.1,null,null,"Terminated",null,null,2017,"Martinsdale","Wheatland","MT","TransAlta developing project. Per a MT PSC decision in late 2017, in December 2017 TransAlta stated that they were no longer able to move forward with development due to the QF price being \"economically unfeasible\" - SNL.","TransAlta",null,null,null,null,null,null,"2018-01-06",0.32,23.1,7.3920000000000003]
["Newberry Geothermal Project (Military Pass Road)",1805,null,null,"GE","GST",null,"Geothermal",140,127,null,"Terminated",null,"",2010,"Newberry Caldera","Deschutes","OR","120 MW 20-yr PPC negotiated w/PG&E July 2006, subsequently terminated.  EFSC NOI filed July 2008, terminated Jul 2010.","Davenport Energy",null,null,null,null,"BPA LaPine 230kV (140 MW)","Production and injection wells, (4) dual flash units of 35 gross, 32 (net summer); or (3) units of 47.5 gross, 45 MW net summer.  Mechanical draft cooling, 12 mi. interconnection.","2010-09-29",0.92,127,116.84]
["Nine Mile Rehab & Upgrade",1930,null,"P-2545B","ROR","WAT",null,"Hydro",9.6,null,4.4000000000000004,"Operating",null,2016,null,"Spokane R. (Nine Mile Falls, WA))","Spokane","WA","Planned service 2012 and 2013.","Avista",null,null,null,null,null,"Replacement of Units 1 and 2, addition of rubber dam.","2016-08-24",0.45833333333333337,9.6,4.4000000000000004]
["Nippon Paper Industries",1913,null,null,"STCG","WW",null,"Biomass",20,null,null,"Operating","Dec",2013,null,"Port Angeles","Clallum","WA","Awarded participation in WA DNR Forest Biomass Initiative Jan 2010.  Draft EIS July 2010.  Planned service 2012.  Under construction since June 2011 - new planned service date of Q4 2013.","Nippon Paper Industries","6 MW excess power","Nippon Paper Industries",null,null,null,"Replacement HP boiler and new extraction steam turbine-generator.  Washington Dept of Commerce (6/4/13) confirmed that the project would qualify as a \"new biomass resource\" as opposed to a qualifying/legacy biomass resource.  This means the full output is available for RECs in the state of WA.","2013-07-16",0.84,20,16.8]
["Nolin Hills Wind Project - Wind Phase",2189,"60070/GEN",null,"WT","WND",null,"Wind",340,null,null,"Proposed","Dec",2023,null,"Southeast of Pendleton","Umatilla","OR","From Capital Power's website - project has secured 47K acres under lease from a single landowner. The proposed B2H transmission would run through the southern portion of the project site. 9/7/17 - Capitol Power filed Notice of Intent with OR EFSC. Construction could start in 2019 and commercial op by EOY 2020. Developer ordered the main transformer pre-2017 to qualify for the full ITC. OR EFSC issued Project Order 1/10/18. Capital Power filed preliminary site certificate on February 28, 2020. Revised site certificate 11/6/20 - to include 600 MW (est. 340MW wind + 260MW solar; w/ option for 120MW BESS), construction could start by EOY 2021 pending issuance of site certificate and online by EOY 2023.","Capital Power",null,null,null,null,null,"http://www.capitalpower.com/generationportfolio/US/Pages/NolinHillsWind.aspx","2021-02-17",0.32,340,108.8]
["Nolin Hills Wind Project - Solar Phase",2358,null,null,"PV","Solar",null,"Solar+ Storage",260,null,null,"Proposed","Dec",2023,null,"Southeast of Pendleton","Umatilla","OR","Capital Power submitted revised site certificate 11/6/20, expanding from solely wind site to a larger 600MW (est. 340MW wind + 260MW solar; w/ option for 120MW BESS), construction could start by EOY 2021 pending issuance of site certificate and online by EOY 2023.","Capital Power",null,null,null,null,null,null,"2021-02-17",{"$f":"IF(OR(ISBLANK(I383),ISBLANK(K383),I383=0),VLOOKUP(E383,ADftCF,4,FALSE),K383/I383)","v":0.22},{"$f":"IF(ISBLANK(J383),I383,J383)","v":260},{"$f":"AB383*AC383","v":57.2}]
["Norris Hill",1808,null,null,"WT","WND",null,"Wind",150,null,null,"Terminated",null,"",2014,"Norris Hill","Madison","MT","Land leases secured; wind monitoring underway.","Madison Valley Renewable Energy",null,null,null,null,null,null,"2016-08-24",0.32,150,48]
["Norris Hill Wind Project",1809,null,null,"WT","WND",null,"Wind",20,null,null,"Terminated",null,"",2014,"Norris vicinity","Madison","MT","County permit secured, wind assessment underway.","Sagebrush Energy",null,null,null,null,"Existing NorthWestern transmission at site.","(8) 2.5 MW WTG.","2016-08-24",0.32,20,6.4]
["North Gooding Main Hydro",2218,null,null,"HY","WAT",null,"Hydro",1.3,null,null,"Operating","Oct",2016,null,"Gooding, ID","Gooding","ID","PURPA QF w/ IPC, executed 7/29/15. Seasonal hydro facility. Rec'd conduit exemption from FERC. Scheduled operation date April 2017.","North Gooding Main Hydro, LLC","PURPA QF w/ IPC",null,null,null,null,"FERC-exempt conduit; seasonal hydro project","2016-12-21",0.5,1.3,0.65]
["Notch Butte",1810,null,null,"WT","WND",null,"Wind",18,null,null,"Terminated",null,null,2012,"Shoshone","Lincoln","ID","IPUC approval of QF contract  Oct 2005.  With dissolution of PPA and Exergy giving up contract rights to build, project is effectively terminated.","Idaho Wind Partners (GE Financial Services, Exergy Development Group, Atlantic Power, Reunion Power)","IPC and Exergy reached settlement to terminate firm energy sales agreement on 8/14/12.  SCL purchasing RECs from 2018-2032.",null,null,null,null,"(12) GE 1.5 MW WTG","2013-04-23",0.32,18,5.76]
["O'Neil Creek Solar",2331,"63235/OCPV1",null,"PV","Solar",null,"Solar",2.2000000000000002,null,null,"Operating","Nov",2019,null,"Washington Cty","Washington","OR","BNRG","BNRG","PURPA QF - PGE",null,null,null,null,"https://edocs.puc.state.or.us/efdocs/RPA/re143rpa162814.pdf","2020-10-24",{"$f":"IF(OR(ISBLANK(I388),ISBLANK(K388),I388=0),VLOOKUP(E388,ADftCF,4,FALSE),K388/I388)","v":0.22},{"$f":"IF(ISBLANK(J388),I388,J388)","v":2.2000000000000002},{"$f":"AB388*AC388","v":0.48400000000000004}]
["Obsidian Solar Center",2257,null,null,"PV","Solar",null,"Solar+ Storage",400,null,null,"Proposed",null,2023,null,"Fort Rock, Lake County OR","Lake County","OR","Obsidian Renewables began permitting process with OR EFSC 1/16/18. Project would be part of replacement strategy for retired coal plants. Could be developed in phases and combinations of smaller projects of solar pv only and/or solar pv+ storage depending on contracts. Obsidian began construction EOY 2019 for tax credit purposes; actual construction expected to begin in 2020. No PPA at this time. Proposed Order issued 10/9/20, final site certificate expected early 2021.","Obsidian Renewables",null,null,null,null,"400MW interconnection request w/ PGE","400 MW solar (plus storage as an option), 3900 acres of low value grazing land. Project expected to be complete in 2022/23.","2021-02-17",0.22,400,88]
["OIT Geoheat Center",1811,null,null,"GE","GST",null,"Geothermal",1.75,null,null,"Operating",null,2014,null,"Klamath Falls","Klamath","OR","Announced Nov 2006.  Exploration underway April 2008.  0.28 MW binary unit operating Aug 2009.  U.S. GEA Phase III status Apr 2010.","Oregon Institute of Technology","OIT",null,null,null,null,"Proposed 1 MW unit off new deep well + existing 0.25 MW binary unit off shallow wells. ","2016-08-24",0.92,1.75,1.61]
["Old Mill Solar Project",2130,null,null,"PV","Solar",null,"Solar",5,null,null,"Operating","May",2016,null,"Bly, OR","Klamath","OR","Old Weyerhauser sawmill site. Owned by NextEra Energy Resources, developed by Obsidian Renewables. ","NextEra Energy Resources","15yr PPA with Pacificorp (w/ two, 5-yr options to extend for a full 25yr PPA)",null,null,null,null,"~ 20,000 PV modules. JKM 305P-72 Jinko.","2016-06-08",0.22,5,1.1000000000000001]
["Olds Ferry Solar",2206,null,null,"PV","Solar",null,"Solar",5,null,null,"Terminated",null,null,2017,"Ontario","Malheur","OR","ESA w/ IPC signed 10/12/2015. IPC has waived rights to RECs, pursuant to OPUC order 11-505. Jan 2017 - IPC no longer expecting power - PPA terminated.","Gardner Capital Solar Development, LLC","IPC -Terminated",null,null,null,null,"http://edocs.puc.state.or.us/efdocs/RPA/re141rpa15100.pdf","2017-09-26",0.22,5,1.1000000000000001]
["Ontario Power Project",1812,null,null,"GTCG","NG",null,"Natural gas",60,null,null,"Terminated",null,"",2010,"Ontario","Malheur","OR","Granted high-efficiency cogeneration exemption by OR EFSEC June 2005.","Cogentech",null,"Heinz/Or-Ida Foods (potato processing)",null,"Williams Northwest",null,null,"2016-08-24",0.94,60,56.4]
["Ontario Solar Center",2292,"61860/ONTRO",null,"PV","Solar",null,"Solar",3,null,null,"Operating","Apr",2020,null,"Ontario","Malheur","OR","ESA w/ IPC signed 3/21/18.","Enerparc Solar Development","Idaho Power Co. (QF) - 20 yr",null,null,null,null,"https://edocs.puc.state.or.us/efdocs/RPA/re141rpa16835.pdf","2020-04-01",{"$f":"IF(OR(ISBLANK(I394),ISBLANK(K394),I394=0),VLOOKUP(E394,ADftCF,4,FALSE),K394/I394)","v":0.22},{"$f":"IF(ISBLANK(J394),I394,J394)","v":3},{"$f":"AB394*AC394","v":0.66}]
["Open Range Solar Center",2116,null,null,"PV","Solar",null,"Solar",10,null,null,"Operating","Sep",2016,null,"Nyssa","Malheur","OR","ESA signed by IPC and Open Range Solar Center on 12/13/13.  20 yr ESA.  IPC waives any claim to ownership of environmental attributes - per the ESA. Construction began Apr 2016, expected to take six months.","Heliosage","Idaho Power",null,null,null,null,"~(47,000) PV modules on a racking structure, 25 separate concrete pads.","2017-01-26",0.22,10,2.2000000000000002]
["Orbit Energy Seattle Biogas Project",2154,null,null,"IC","LNG",null,"Biomass",4.5,null,null,"Terminated",null,null,null,null,"King","WA","Status uncertain. Original owner Orbit Energy no longer has website. 15yr PPA w/ PSE.","BioGas Corp","PSE - PPA",null,null,null,null,"(3) 1.5MW IC","2020-04-08",0.91,4.5,4.0949999999999998]
["Orchard Ranch Solar",2104,60010,null,"PV","Solar",null,"Solar",20,null,null,"Operating","March",2017,null,"Orchard","Ada","ID","IPUC approved 20yr PURPA QF energy sales agreement Dec. 29, 2014.  Plan to come online Dec 2016 to take adv of 30% ITC.","First Wind, Inc.","Idaho Power Co. (QF) - 20 yr",null,null,null,"34.5kV line near Orchard Road","Project expected to use (10) 2.0 MW ac SMA inverters and (85,880) JA 305w DC panels and utilize a single axis tracking system (from ESA IPUC filing).  RECs to be split 50/50 between IPC and developer.  Expected CF 26.5% AC.","2015-01-07",0.26900000000000002,20,5.3800000000000008]
["Orchard Windfarm 1",2192,null,null,"WT","WND",null,"Wind",10,null,null,"Operating","Dec",2020,null,"in Morrow/Umatilla counties, near Hinkle","Morrow/Umatilla","OR","PPA signed with PAC June 2016. Start-up testing by Oct 2019, commercial Oct 2020. Included in PAC 2019 IRP.","Orchard Windfarm, LLC","PAC - PPA",null,null,null,null,"http://edocs.puc.state.or.us/efdocs/RPA/re142rpa152548.pdf","2021-05-19",1.2689999999999999,10,{"$f":"AB398*AC398","v":12.69}]
["Orchard Windfarm 2",2193,null,null,"WT","WND",null,"Wind",10,null,null,"Operating","Dec",2020,null,"in Morrow/Umatilla counties, near Hinkle","Morrow/Umatilla","OR","PPA signed with PAC June 2016. Start-up testing by Oct 2019, commercial Oct 2020. Included in PAC 2019 IRP.","Orchard Windfarm, LLC","PAC - PPA",null,null,null,null,"http://edocs.puc.state.or.us/efdocs/RPA/re142rpa152858.pdf","2021-05-19",2.2690000000000001,10,22.69]
["Orchard Windfarm 3",2194,null,null,"WT","WND",null,"Wind",10,null,null,"Operating","Dec",2020,null,"in Morrow/Umatilla counties, near Hinkle","Morrow/Umatilla","OR","PPA signed with PAC June 2016. Start-up testing by Oct 2019, commercial Oct 2020. Included in PAC 2019 IRP.","Orchard Windfarm, LLC","PAC - PPA",null,null,null,null,"http://edocs.puc.state.or.us/efdocs/RPA/re142rpa153023.pdf","2021-05-19",3.2690000000000001,10,32.69]
["Orchard Windfarm 4",2195,null,null,"WT","WND",null,"Wind",10,null,null,"Operating","Dec",2020,null,"in Morrow/Umatilla counties, near Hinkle","Morrow/Umatilla","OR","PPA signed with PAC June 2016. Start-up testing by Oct 2019, commercial Oct 2020. Included in PAC 2019 IRP.","Orchard Windfarm, LLC","PAC - PPA",null,null,null,null,"http://edocs.puc.state.or.us/efdocs/RPA/re142rpa153147.pdf","2021-05-19",4.2690000000000001,10,42.69]
["Oregon Convention Center Solar Project",2216,null,null,"PV","Solar",null,"Solar",1.4,null,null,"Operating","Aug",2016,null,"Oregon Convention Center, Portland","Multnomah","OR","Generation begain on August 4, 2016. Operated by SolarCity. Funding from Pacific Power and ETO.","Oregon Convention Center","Self gen (expected to produce 25-30% of facility's electricity)",null,null,null,null,"~6,500 rooftop solar panels.","2016-12-21",5.2690000000000001,1.4,7.3765999999999998]
["Oregon State University Energy Center",1673,null,null,"GTCG","NG",null,"Natural gas",5.5,null,null,"Operating",null,2009,null,"Corvallis","Benton","OR","Construction started Nov 2006.","Oregon State University","OSU","OSU (Campus loads)",null,null,null,"(1) 5.5 MW GT w/HSRG and (2) auxilliary boilers.","2008-10-28",{"$f":"IF(OR(ISBLANK(I403),ISBLANK(K403),I403=0),VLOOKUP(E403,ADftCF,4,FALSE),K403/I403)","v":0.94},5.5,5.17]
["Oregon Trail ",1813,null,null,"WT","WND",null,"Wind",13.5,null,null,"Operating","Dec ",2010,null,"Hagerman","Twin Falls","ID","IPUC approval of QF contract  Apr 2005.","Idaho Wind Partners (GE Financial Services, Exergy Development Group, Atlantic Power, Reunion Power)","Idaho Power Co. (QF)",null,null,null,null,"(7) GE 1.5 MW WTG","2011-02-17",0.32,{"$f":"IF(ISBLANK(J404),I404,J404)","v":13.5},4.32]
["Oregon Trail Solar",2354,null,null,"PV","Solar",null,"Solar",41,null,null,"Proposed",null,2023,null,"next to the Montague facilities","Gilliam","OR","Site certificate approved. Construction must commence by 8/30/22.","Avangrid",null,null,null,null,"BPA 500kV Slatt-Buckley line at the Slatt substation","Hybrid facility - up to 16 wind turbines and a solar array on 1228 acres; battery storage system (up to 100MW) to be shared w/ Montague facilities.","2021-02-17",{"$f":"IF(OR(ISBLANK(I405),ISBLANK(K405),I405=0),VLOOKUP(E405,ADftCF,4,FALSE),K405/I405)","v":0.22},{"$f":"IF(ISBLANK(J405),I405,J405)","v":41},{"$f":"AB405*AC405","v":9.02}]
["Oregon Winds Pumped Storage",1974,null,"P-13860","PS","Elect.",null,"Pump Storage",400,null,null,"Terminated",null,null,2015,"Jones Canyon (Arlington)","Sherman","OR","FERC issued prelim permit March 2011. Amended permit July 2012. Prelim permit expired without filing application for final license.","GridFlex Energy",null,null,null,null,null,"Snowball's chance.  Formerly known as \"Jones Creek.\"","2012-06-06",0,400,0]
["Orem Family Wind",2259,null,null,"WT","WND",null,"Wind",10,null,null,"Proposed",null,2020,null,"Lexington","Morrow","OR","Listed in PacifiCorp's 2017 IRP as a non-owned wind project QF. According to QF ESA signed in April 2014, project was to be operational by EOY 2015. Still listed in PAC's 2019 IRP as a QF, status unknown.","Eric Orem","PAC - PPA",null,null,null,null,"(4) GE 2.5 XL-100; interconnection w/ Columbia Basin Electric Cooperative 69 kV system at the project site;  Point of Delivery is PacifiCorp's Troutdale Substation, Troutdale, Oregon","2018-01-27",0.32,10,3.2]
["Outback Solar I",1907,null,null,"PV","Solar",null,"Solar",5,null,null,"Operating","Oct",2012,null,"Christmas Valley","Lake","OR","Planned construction Mar 2010.","Constellation owns and operates, Obsidian Finance Group and Smart Energy Capital developed","25-yr PPA with PGE",null,null,null,null,"23,000 solar modules, 16 acre solar array","2013-06-17",0.22,5,1.1000000000000001]
["Outback Solar II",1908,null,null,"PV","Solar",null,"Solar",5,null,null,"Proposed",null,"",null,"Christmas Valley","Lake","OR",null,"Obsidian Renewables dba  Outback Solar","PGE - PPA as PURPA QF",null,null,null,null,null,"2010-02-10",0.22,5,1.1000000000000001]
["Outback Solar III",1909,null,null,"PV","Solar",null,"Solar",5,null,null,"Proposed",null,"",null,"Christmas Valley","Lake","OR",null,"Obsidian Renewables dba  Outback Solar","PGE - PPA as PURPA QF",null,null,null,null,null,"2010-02-10",0.22,5,1.1000000000000001]
["Owyhee Pumped Storage Project",2214,null,"P-14786","PS","Elect.",null,"Pump Storage",600,null,175,"Proposed",null,2026,null,"Lake Owyhee near city of Adrian","Malheur","OR","Owyhee Hydro, LLC (under Gridflex Energy) filed app for prelim permit on 6/13/16. FERC granted prelim permit on 9/7/16.","Gridflex/Owyhee Hydro, LLC",null,null,null,null,"Planned B2H line, or existing Summer Lake-Midpoint 500kV","Existing Owyhee dam. (4) 125MW reversible pump turbines. ","2020-04-08",0.29166666666666669,600,175]
["Pacific Mountain Energy Center",1814,null,null,"IGCC","PC/COL/NG",null,"Petroleum",600,null,null,"Terminated",null,"",2009,"Kalama","Cowlitz","WA","Site lease secured Oct 2005.  Application for site certification filed Sep 2006.  Draft EIS released Jun 2007.  SC application terminated May 2009.","Energy Northwest",null,null,null,null,null,"(2) 340 MW (gross) IGCC trains.","2009-05-14",0.83,600,498]
["PacifiCorp Solar Farm (unnamed to date)",2094,null,null,"PV","Solar",null,"Solar",2,null,null,"Proposed",null,null,null,"TBD - potentially near Salt Lake City",null,"UT","Rocky Mountain Power released PR announcing plans to build solar farm in UT.  Will be partially funded by customer Blue Sky program.  Looking for company owned sites in UT, or the SLC area.  Initially 2MW, with potential expansion to 5 MW","PacifiCorp","PAC",null,null,null,null,"2 MW solar PV (~9000 panels), with potential to expand to 5 MW","2020-04-08",0.22,2,0.44]
["PacWave South (formerly Pacific Marine Energy Center South)",2294,null,"P-14616","WEC","Wave",null,"Hydrokinetic",20,null,null,"Proposed",null,2022,null,"Seal Rock, between Newport and Waldport","Lincoln County","OR","FERC granted OSU license to build and operate, on March 4, 2021. (OSU submitted final licence application to FERC on May 30, 2019 (draft application submitted April 2008).) 25-yr license authorizing construction and operation of the project, not to exceed 20MW. $80M project planned for operations by 2023. US DOE would fund construction and first 2 years of environmental monitoring. Remaining funding (~$500K/year) would be supported by lease revenue from testing clients. 1/19/21 project was granted a research lease.","OSU College of Earth, Ocean and Atmospheric Sciences","Central Lincoln PUD",null,null,null,"Central Lincoln PUD","1,695-acre test site, 7 miles west of Seal Rock, betw. Newport and Waldport, betw. 213 and 256 feet deep. Consists of four berths that can test multiple arrays simultaneously, and up to 20 utility-scale devices ranging from 150kW-2MW output. Transmission through buried cables to grid-connection point on-shore, to Central Lincoln PUD. ","2021-05-18",{"$f":"IF(OR(ISBLANK(I414),ISBLANK(K414),I414=0),VLOOKUP(E414,ADftCF,4,FALSE),K414/I414)","v":0.37},{"$f":"IF(ISBLANK(J414),I414,J414)","v":20},{"$f":"AB414*AC414","v":7.4}]
["Paisley Geothermal",2106,null,null,"GE","GST",null,"Geothermal",3.1,null,null,"Operating","Oct",2015,null,"Colahan Ranch","Lake","OR","July 2014 update - construction phase nearing completion.  69kVa tx line and substation constructed.  June 9 generator was run for short tests.","Surprise Valley Electrification Coop","PacifiCorp?",null,null,null,null,"Turbine Air Systems is the manufacturer of the binary energy system units. See white paper for details - https://pangea.stanford.edu/ERE/db/WGC/papers/WGC/2015/06001.pdf","2016-08-25",0.92,3.1,2.8520000000000003]
["Palmer Creek Solar",2372,null,null,"PV","Solar",null,"Solar",2.2000000000000002,null,null,"Operating","Dec",2020,null,"Yamhill Cty","Yamhill","OR",null,"Greenbacker Renewable ","PGE QF",null,null,null,null,"https://edocs.puc.state.or.us/efdocs/RPA/re143rpa153612.pdf","2021-07-15",{"$f":"IF(OR(ISBLANK(I416),ISBLANK(K416),I416=0),VLOOKUP(E416,ADftCF,4,FALSE),K416/I416)","v":0.22},{"$f":"IF(ISBLANK(J416),I416,J416)","v":2.2000000000000002},{"$f":"AB416*AC416","v":0.48400000000000004}]
["Palouse",1952,null,null,"WT","WND",null,"Wind",104.4,null,40,"Operating","Dec",2012,null,"Oakesdale","Whitman","WA","CUP application Jul 2010. Won Avista RFP 7/2011.  GE 1.6-100 turbines probably accounts for high cf.","First Wind","Avista",null,null,null,"Avista","(50) 2 MW WTG","2012-12-26",0.38314176245210724,104.4,40]
["PaTu",1953,null,null,"WT","WND",null,"Wind",9,null,3.5388127853881279,"Operating","Dec",2010,null,"Wasco","Sherman","OR","Construction June 2010.","Oregon Trail Windfarm, LLC/MMA Renewable Ventures","Portland General Electric",null,null,null,"BPA Klondike Schoolhouse via N. Wasco PUD","(6) WTG.","2010-11-18",0.39320142059868091,9,3.5388127853881279]
["Payne's Ferry",1886,57124,null,"WT","WND",null,"Wind",21,null,null,"Operating","Dec",2010,null,"Hagerman","Twin Falls","ID","IPUC approval of QF contract  Aug 2009.","Idaho Wind Partners (GE Financial Services, Exergy Development Group, Atlantic Power, Reunion Power)","Idaho Power Co. (QF)",null,null,null,"IPC King-Bliss 138kV line","(14) GE 1.5 MW WTG.","2011-02-17",0.32,21,6.72]
["PE 16.4 Wasteway Hydroelectric Project",2148,null,"P-14349","HY","WAT",null,"Hydro",1.8,null,null,"Terminated",null,null,null,"16.4 Wasteway of Columbia Basin Project, near Richland","Franklin","WA","March 26, 2013 FERC issued preliminary permits to PE 16.4 Wasteway, PE46A Wasteway, PEC 1973 Drop, and Scootenay Inlet Drop. On Dec 9, 2015 Columbia Basin Hydropower filed request for extension of permits, set to expire Feb 2016. In Dec 2015, Percheron Power filed a protest citing \"site banking.\" FERC denied permit extension in Jan 2016, citing that not enough work had been done in first two years to warrant extension. Prelim permit terminated Feb 29, 2016. In March 2016, Percheron Power filed a petition for a declaratory order requesting that the Commission find that it has jurisdiction to authorize small conduit hydroelectric projects of five megawatts or less within the Columbia Basin Project (at the previously prelim permitted projects for CBH).","Columbia Basin Hydropower",null,null,null,null,null,"https://www.federalregister.gov/articles/2016/04/05/2016-07724/percheron-power-llc-notice-of-petition-for-declaratory-order","2020-04-08",0.5,1.8,0.9]
["PE 46A Wasteway Hydroelectric Project",2149,null,"P-14351","HY","WAT",null,"Hydro",1.6,null,null,"Terminated",null,null,null,"16.4 Wasteway of Columbia Basin Project, near Richland","Franklin","WA","See PE 16.4 for dev't notes.","Columbia Basin Hydropower",null,null,null,null,null,"https://www.federalregister.gov/articles/2016/04/05/2016-07724/percheron-power-llc-notice-of-petition-for-declaratory-order","2020-04-08",0.5,1.6,0.8]
["Pebble Springs (Leaning Juniper II North)",1427,null,null,"WT","WND",null,"Wind",99,null,31.5,"Operating","Feb",2009,null,"Arlington","Gilliam","OR","PPA w/LADWP, Burbank & Glendale announced Dec 2007.","Iberdrola Renewables","18 yr PPAs w/option to buy w/LADWP (69 MW), Burbank (20 MW) & Glendale (10 MW).",null,null,null,"BPA Jones Canyon switching station","(47) Suzlon S88-2.1 MW WTG.","2010-04-22",0.31818181818181818,99,31.5]
["PEC 1973 Drop Hydroelectric Project",2150,null,"P-14316","HY","WAT",null,"Hydro",2.2000000000000002,null,null,"Terminated",null,null,null,"Potholes East Canal, near Othello","Franklin","WA","See PE 16.4 for dev't notes.","Columbia Basin Hydropower",null,null,null,null,null,"https://www.federalregister.gov/articles/2016/04/05/2016-07724/percheron-power-llc-notice-of-petition-for-declaratory-order","2016-09-04",null,2.2000000000000002]
["Pendleton Solar (Norwest 9)",2178,"62241/NWE9",null,"PV","Solar",null,"Solar",6,null,null,"Operating","Sep",2018,null,"Pendleton","Umatilla","OR","20 yr PPA w/ PAC, signed in 2015. Initial testing scheduled for Nov 2016, commercially operable Dec 31, 2016. Per news article on 5/14/18, project is now under construction and expected to be online in next 2-3 months.","Cypress Creek Renewables","PPA w/ PAC",null,null,null,null,"http://edocs.puc.state.or.us/efdocs/RPA/re142rpa114122.pdf","2019-09-11",{"$f":"IF(OR(ISBLANK(I424),ISBLANK(K424),I424=0),VLOOKUP(E424,ADftCF,4,FALSE),K424/I424)","v":0.22},6,{"$f":"AB424*AC424","v":1.32}]
["Penstemon Project (Columbia Solar)",2230,null,null,"PV","Solar",null,"Solar",5,null,1.3,"Proposed","Oct",2020,null,"Ellensburg","Kittitas","WA","One of five 5MW solar projects known as the Columbia Solar Projects. Tuussoo applied for permit from Washington EFSEC, circumnavigating the Kittitas County morarotium on solar projects. Initial development work began in mid-2016 and commercial operation is in November 2018. Aug 2018, WA EFSEC finalized recommendation to approve, delivered rec to Governor for final approval. From EIA June 2019 - \"Regulatory approvals received. Not under construction.\" Per WA EFSEC, site certificate was suspended for a few months in Fall 2019 due to failure to make outstanding payments. SCA reinstated in November 2019. ","Tuusso Energy","PSE - 15yr PPA",null,null,null,null,"Polycrystalline solar PV modules on single-axis trackers","2020-04-07",0.26,5,1.3]
["Perennial Wind Chaser Station",2040,59721,null,"GTintercooled","NG",null,"Natural gas",415,null,null,"Proposed",null,2023,null,"Hermiston","Umatilla","OR","Amended NOI filed 9/4/12.  Bidding into combined baseload and cpacity RFP from PGE issued on 6/8/12.  Filed second amended NOI on 8/13/13, ODOE issued amended PO on 9/30/13.  Applied for site certificate on 4/3/14.  Site certificate granted Sept 2015 - latest extension states that construction must begin by Septemebr 2020 and be completed by September 2023. 4/5/21 - Attorney for Perennial Power Holdings submitted notice w/ request to terminate the site certificate, amidst lawsuit and opposition. But WAIT! Now they have decided notto withdraw site certificate due to third party interest.","Perennial Power Holdings",null,null,null,"4.6 mile lateral from Cascade Natural Gas","Longhorn substation","(4) GE LMS100 turbines and 13 miles of Tx lines","2021-05-19",0.91,415,377.65000000000003]
["PG West Sheridan Facility (Sulus 33)",2373,null,null,"PV","Solar",null,"Solar",3,null,null,"Operating","Dec",2020,null,"Yamhill","Yamhill","OR",null,"Sulus Solar","PGE (20yr QF)",null,null,null,null,"https://edocs.puc.state.or.us/efdocs/RPA/re143rpa15507.pdf","2021-07-15",{"$f":"IF(OR(ISBLANK(I427),ISBLANK(K427),I427=0),VLOOKUP(E427,ADftCF,4,FALSE),K427/I427)","v":0.22},{"$f":"IF(ISBLANK(J427),I427,J427)","v":3},{"$f":"AB427*AC427","v":0.66}]
["Pika Solar",2325,"63462/PGR17",null,"PV","Solar",null,"Solar",2.2000000000000002,null,null,"Operating","Dec",2020,null,null,"Marion","OR","from the QF - The facility will be a 2.2 MW AC photovoltaic (PV) array comprised of approximately ten thousand thirty two (10,032) 310Wp panels (or equivalent)\nattached to ground-mounted racks. The facility will utilize approximately eighty eight (88) 25kV inverters (or equivalent). Per EIA, project is under construction, with est COD June 2020.","Pine Gate Renewables","PGE (QF)",null,null,null,null,"GPS 45.089 -122.770; ","2021-05-19",{"$f":"IF(OR(ISBLANK(I428),ISBLANK(K428),I428=0),VLOOKUP(E428,ADftCF,4,FALSE),K428/I428)","v":0.22},{"$f":"IF(ISBLANK(J428),I428,J428)","v":2.2000000000000002},{"$f":"AB428*AC428","v":0.48400000000000004}]
["Pilgrim Stage Station ",1815,null,null,"WT","WND",null,"Wind",10.5,null,null,"Operating","Feb",2011,null,"Hagerman","Twin Falls","ID","IPUC approval of QF contract  Apr 2005.","Idaho Wind Partners (GE Financial Services, Exergy Development Group, Atlantic Power, Reunion Power)","Idaho Power Co. (QF)",null,null,null,null,"(7) GE 1.5 MW WTG","2011-02-17",0.32,10.5,3.36]
["Pine City Windfarm (Butter Creek)",2227,null,null,"WT","WND",null,"Wind",10,null,null,"Terminated",null,null,2012,"Boardman","Morrow","OR","President Obama forbid Chinese company purchase of this wind farm and 3 others due to proximity to naval base.  Future uncertain - can't find much information.","Intelligent Wind Energy, LLC/Ralls Corp","PacifiCorp",null,null,null,null,"(2) 5 MW WTG.","2017-11-15",0.32,10,3.2]
["Pine Ridge",1924,null,null,"WT","WND",null,"Wind",90,null,null,"Terminated",null,"",2012,"Hardin/Billings vicinity","Yellowstone","MT",null,"Gaelectric",null,null,null,null,null,"(34) 3 MW WTG (tentative)","2016-08-25",0.32,90,28.8]
["Pioneer Wind Park I",2050,null,null,"WT","WND",null,"Wind",40,null,null,"Operating","Oct",2016,null,"Glenrock","Converse","WY","Construction as put on hold while wiating for WY Supreme Court ruling on 12/17/12.  New construction schedule will be released soon.  Project expected to be operational by June 2016.","sPower","20 yr PPA w/ PacifiCorp (QF)",null,null,null,null,"(31) GE 1.6 XLE turbines.","2017-01-26",0.32,40,12.8]
["Pioneer Wind Park II",2051,null,null,"WT","WND",null,"Wind",40,null,null,"Operating","Oct",2016,null,"Glenrock","Converse","WY","Construction as put on hold while wiating for WY Supreme Court ruling on 12/17/12.  New construction schedule will be released soon.","sPower","PacifiCorp",null,null,null,null,"(31) GE 1.6 XLE turbines.","2017-01-26",0.32,40,12.8]
["Pocatello Solar 1",2112,null,null,"PV","Solar",null,"Solar",19.98,null,null,"Terminated",null,null,2016,"Pocatello, ID","Power","ID","ESA submitted by IPC and Intermountain Energy Partners on 10/13/14.  IPUC approved ESA on 1/8/15.  IPC will be granted 50% ownership of RECs, seller to have remaining 50%. Project cancelled May 2016 due to lengthy delays within FAA environmental review process (project was to be located at the Pocatello Regional Airport).","Intermountain Energy Partners","Idaho Power Company (20-year ESA); QF project",null,null,null,null,"Expected to use mono crystalline solar modules with Tier 1 inverters and utilize single axis tracking system.","2017-01-05",0.22,19.98,4.3956]
["Ponderosa",1841,null,"P-13470","Conduit","WAT",null,"Hydro",0.75,0.7,0.3,"Operating","May",2010,null,"Swalley I.D. Main Canal","Deschutes","OR",null,"Swalley Irrigation District","PacifiCorp",null,null,null,"PacifiCorp","Headworks, 5.1 mi penstock and (1) 750 kW Francis horizontal turbine-generator. ","2010-09-29",0.39999999999999997,0.7,0.27999999999999997]
["Ponderosa Solar",2222,null,null,"PV","Solar",null,"Solar",34.5,null,null,"Proposed",null,null,null,"4 miles SW Prineville, OR","Crook","OR","Rec'd conditional use permit from Crook County March 2016. Construction was set for Q3 2016, with online date Q2 2017. No new info, April 2020","EDF Renewables",null,null,null,null,"Ponderosa Station via new 1.3 mile, above ground 115kV","Up to 320 acres. Proposed project would use ground-mounted, single axis trackers. OP life expected to be 30 years.","2020-04-08",0.22,34.5,7.59]
["Poplars Ranch Solar",2129,"59890/GEN",null,"PV","Solar",null,"Solar",15,null,null,"Terminated",null,null,null,"Christmas Valley","Lake County","OR","Project has received Conditional Use Permit (CUP) from Lake County. SWCA provided environmental review of property. Start of construction date extended to September 2016","Capital Power",null,null,null,null,"BPA 115kV Fort Rock to La Pine","320 acres. Technology undetermined. 43° 17' 26.2716\" N, 120° 55' 34.1184\" W","2020-04-08",0.22,15,3.3]
["Port Townsend Paper Expansion",2093,null,null,"STCG","WW",null,"Biomass",25,null,null,"Terminated",null,null,2014,"Port Townsend","Clallum","WA","Construction is on hold/idle after completion of its first phase, although \"the falling price of natural gas has made the development of this kind of renewable energy resource less attractive.\" Due to environmental challenges, cheap natural gas, project no longer financially viable - company decides not to extend construction permits as of April 2014.","Port Towsend Paper",null,null,null,null,null,"State Supremem Court denied appeal by environmental groups, upholding permit for expansion (2/27/14)","2016-08-29",0.84,25,21]
["Port Westward II",1975,null,null,"IC","NG",null,"Natural gas",220,null,null,"Operating","Dec",2014,null,"Port Westward (Clatskanie)","Columbia","OR","PW2 was selected as the winning bid for PGE's RFP on 1/31/13.  Construction expected to start in 2013.  Plant came online Dec 30, 2014.","Portland General Electric","Portland General Electric",null,null,null,null,"Per PGE Site Certificate & 1009 IRP.  Reciprocating engine gensets supplied by Wartsila - (12) Wartsila 50SG.  Wartsila signed long-term service agreement to maintain engines (10 yrs).","2015-01-06",0.91,220,200.20000000000002]
["Power County Wind Park North",1965,57761,null,"WT","WND",null,"Wind",22.5,null,7.57,"Operating","Dec",2011,null,"American Falls","Power","ID","QF PPA approved by IPUC Oct 2010.  Planned service Dec 2011.","Windland, dba Power County Wind Park North, LLC","PacifiCorp (QF)",null,null,null,"PAC 230kV Brady-Treasureton line via Power Co. S. interconnection.","(12) Vestas V100 1.8 MW WTG","2012-11-25",0.33644444444444443,22.5,7.5699999999999994]
["Power County Wind Park South",1966,57760,null,"WT","WND",null,"Wind",22.5,null,6.91,"Operating","Dec",2011,null,"American Falls","Power","ID","QF PPA approved by IPUC Oct 2010.  Planned service Dec 2011.","Windland, dba Power County Wind Park South, LLC","PacifiCorp (QF)",null,null,null,"PAC 230kV Brady-Treasureton line","(12) Vestas V100 1.8 MW WTG","2012-11-25",0.30711111111111111,22.5,6.91]
["Prineville Pumped Storage Project",2065,null,"P-14453","PS","Elect.",null,"Pump Storage",200,null,60,"Terminated",null,null,null,"Prineville Reservoir","Crook","OR","FERC accepted prelim permit application on Feb 5, 2013.  FERC granted preliminary permit on July 19, 2013. Gridflex Energy sumitted successive application for preliminary permit July 2016. Modified project plans to 200 MW, ~525,600 MWh annually. FERC issued notice of competing permit on 9/1/16 (with Bowman Dam, which also filed prelim license on 7/1/16). FERC denied successive permit application 12/22/16.","Gridflex Energy, Prineville Energy Storage",null,null,null,null,"Ponderosa Station via new 16 mile, 115-kV line","(2) 100 MW variable speeed reversible pump turbines.  ","2018-04-25",0.3,200,60]
["Prineville Solar Energy Project (Facebook)",2221,"63049/GEN1",null,"PV","Solar",null,"Solar",46.2,null,null,"Operating","Feb",2021,null,"east of the Les SchwabWarehouse Center in Prineville","Crook","OR","Location very close to Apple and Facebook data centers. Transmission options appear to be PAC substation, or nearby local load. Approved conditional use permit in Nov 2015.","Invenergy","Facebook (facilitated through PAC's Blue Sky Select green tariff program)",null,null,null,null,"Lat 44.273717,  Lat -120.876622","2021-05-19",0.22,46.2,10.164000000000001]
["Pristine Springs No. 3",1817,null,"P-12144","HY (Canal)","WAT",null,"Hydro",0.2,null,null,"Operating",null,2005,null,"Snake R.","Jerome","ID","Exemption granted Apr. 2002.","Idaho Department of Water Resources",null,null,null,null,null,"While this project is operating, its final nameplate capacity ended up being 200kW, so it doesn't need to be moved over to the existing projects table.","2016-08-31",{"$error":"#N/A"},0.2,{"$error":"#N/A"}]
["Project Effectuate (WindFloat Pacific)",2077,null,null,"WT","WND",null,"Wind - Offshore",30,null,null,"Terminated",null,null,2016,"Offshore - Coos Bay","Coos","OR","Principle Power received $4M grant from DOE in March 2013. Rec'd $47MM matching grant from DOE in May 2014 - get $6.7MM up front to finish front-end engineering designs, then remaining funds only after PPA agreements are signed and environmental reviews are completed. DOE selected three projects to continue funding (New Jersey, Lake Eerie, Maine), and withdrew support for the Principle project - May 2016. Without PPA and funding, future is uncertain.","Principle Power.  Partnering with Deepwater Wind to build the project.","Potentially negotiating PPA with Jordan Cove Energy facility.",null,null,null,"subsea cable to planned South Dunes Power Plant associated with the Jordan Cove LNG facility.","(5) Floating wind energy platforms would be anchored in about 1000 feet of water, 15 miles off Coos Bay.","2020-04-09",0.32,30,9.6]
["ProLogis II",1922,null,null,"PV","Solar",null,"Solar",2.4,null,null,"Operating","Jul",2010,null,"Portland & vicinity","Multnomah, Clackamas","OR",null,"Sunway (Portland General Electric & U.S. Bank)","Portland General Electric",null,null,null,null,"Thin film PV.  Seven warehouse rooftop installations.  Consolidated into PGE distributed solar record in Existing Project database.","2010-09-28",0.22,2.4,0.52800000000000002]
["Prospector (Huntington Wind)",2186,59493,null,"WT","WND",null,"Wind",10,null,null,"Operating","March",2017,null,"Huntington, OR","Baker","OR","Project was formerly part of 50 MW total \"Oregon Wind Farms - Huntington\" and \"OWF - Lime.\" Now five, 10MW projects known as the \"Huntington Wind Projects\". Per 20yr PPA w/ IPC (signed Oct 2013), scheduled operation date is Dec 31, 2016. Per press release, construction began Jan 2016. All RECs go to owner","Oregon Wind Farms, Inc./D.E. Shaw Renewable","20yr PPA w/ IPC thru 2036",null,null,null,null,"Longitude: 1 17.255W, Latitude: 44.41 8N; http://edocs.puc.state.or.us/efdocs/RPA/re141rpa163043.pdf","2016-09-07",0.32,10,3.2]
["Pryor Mountain Wind Project (Mud Springs)",2099,59756,null,"WT","WND",null,"Wind",240,null,null,"Proposed",null,2021,null,"Bridger","Carbon","MT","Jan 2020 - PacifiCorp bought project from Sunrise Wind Holdigns in May 2019. Project to be built on private land bordering the BLM. PAC sold tax credits to Facebook, but unsure if power is going to Facebook?","PacifiCorp","PacifiCorp (maybe contract with Facebook?)",null,null,null,"PacifiCorp","Three (40) 2MW WTG wind projects for total 240MW capacity. Outside of NW power planning region, but owned by PacifiCorp","2020-04-08",{"$f":"IF(OR(ISBLANK(I448),ISBLANK(K448),I448=0),VLOOKUP(E448,ADftCF,4,FALSE),K448/I448)","v":0.32},{"$f":"IF(ISBLANK(J448),I448,J448)","v":240},{"$f":"AB448*AC448","v":76.8}]
["Quin",1898,null,null,"WT","WND",null,"Wind",null,null,null,"Terminated",null,"",null,"Hagerman",null,"ID",null,"Pacific Winds/PowerWorks, Inc., dba as Idaho Winds",null,null,null,null,null,"No information is available on this site. Assume terminated","2016-08-31",0.32,0,0]
["Radar Ridge",1818,null,null,"WT","WND",null,"Wind",60,null,null,"Terminated",null,"",2011,"Naselle","Pacific","WA","Grays Harbor withdraws from consortium May 2010.  Project Canceled per BPA Journal, December 2011.","Energy Northwest","Clallam, Mason 3 & Pacific Co. PUDs",null,null,null,"BPA","(32) WTG","2010-05-24",0.32,60,19.2]
["Rafael Solar",2302,"63206/RSPV1",null,"PV","Solar",null,"Solar",2.2000000000000002,null,null,"Operating","Oct",2019,null,null,"Marion","OR",null,"Rafael Solar, LLC","PPA w/ PGE",null,null,null,null,null,"2020-01-14",{"$f":"IF(OR(ISBLANK(I451),ISBLANK(K451),I451=0),VLOOKUP(E451,ADftCF,4,FALSE),K451/I451)","v":0.22},{"$f":"IF(ISBLANK(J451),I451,J451)","v":2.2000000000000002},{"$f":"AB451*AC451","v":0.48400000000000004}]
["Raft River Phase II",1819,null,null,"GB","GST",null,"Geothermal",15,null,13,"Terminated",null,"",2008,"Raft River KGRA","Cassia","ID","25 yr PPA w/EWEB for maximum of 16 MW signed March 2008, subsequently terminated.","U.S. Geothermal Co.","EWEB",null,null,null,null,"Air-cooled binary technology.","2017-09-26",0.8666666666666667,15,13]
["Railroad Solar Center",2117,null,null,"PV","Solar",null,"Solar",4.5,null,null,"Operating","Dec",2016,null,"Ontario","Malheur","OR","ESA signed by IPC and Railroad Solar Center on 2/21/14.  20 yr ESA.  IPC waives any claim to ownership of environmental attributes - per the ESA. Under construction as of April 2016, to take about six months.","Heliosage","Idaho Power",null,null,null,null,"~(47,000) PV modules on a racking structure, 25 separate concrete pads.","2017-01-26",0.22,4.5,0.99]
["Rainbow Ranch Wind",2054,null,null,"WT","WND",null,"Wind",23,null,null,"Terminated",null,null,2015,"Cassia Cty","Cassia","ID","American Wind Group is challenging PUC's PURPA rules for qualifying facilities, as well as Idaho Power.  FERC to act against the IPUC for denying the PURPA deals.  RNP says in permitting process. In 2012, developers filed application and petition with IPUC to change its decision on approval of PPA. This was formerly withdrawn by the developer in February 2015.","American Wind Group","Idaho Power?",null,null,null,null,null,"2016-08-31",0.32,23,7.36]
["Rainbow Redevelopment",1821,"2193/RAI9",null,"HY","WAT",null,"Hydro",60,null,null,"Operating","Apr",2013,null,"Missouri R.","Cascade","MT","Planned construction Spring 2009 for Spring 2011 service.","PPL Montana","PPL Montana",null,null,null,null,"Original License granted April 1956; expired November 1994.  Run-of-river w/diversion.  Planned redevelopment 2009-11 will replace existing units w/one 60 MW unit.","2013-08-16",0.5,60,30]
["Rainbow West Wind",2055,null,null,"WT","WND",null,"Wind",23,null,null,"Terminated",null,null,2015,"Cassia Cty","Cassia","ID","American Wind Group is challenging PUC's PURPA rules for qualifying facilities, as well as Idaho Power.  RNP says in permitting process. In 2012, developers filed application and petition with IPUC to change its decision on approval of PPA. This was formerly withdrawn by developer in February 2015.","American Wind Group","Idaho Power?",null,null,null,null,null,"2016-08-31",0.32,23,7.36]
["Rainier Biogas",2037,null,null,"BGICCG","AW",null,"Biomass",0.8,null,null,"Operating","Dec",2012,null,"Enumclaw","King","WA","Planned construction summer 2012.","Rainier Biogas LLC (Farm Power LLC and the Ritter Dairy)",null,null,null,null,null,"Collection system, anaerobic digester and (1) 750 kW reciprocating engine.","2014-02-14",0.9,0.8,0.72000000000000008]
["Rattlesnake Flat Wind Project",2299,null,null,"WT","WND",null,"Wind",160,null,50,"Operating","Dec",2020,null,null,"Adams","WA","Avista selected Rattlesnake Flat in response to its June 2018 RFP. Developed by Clearway Energy Group. Expected online 2020. 20-year PPA.","Clearway Energy Group","Avista (20yr PPA)",null,null,null,null,"57 turbines","2021-02-17",{"$f":"IF(OR(ISBLANK(I458),ISBLANK(K458),I458=0),VLOOKUP(E458,ADftCF,4,FALSE),K458/I458)","v":0.3125},{"$f":"IF(ISBLANK(J458),I458,J458)","v":160},{"$f":"AB458*AC458","v":50}]
["Red Creek",2190,null,null,"WT","WND",null,"Wind",200,null,null,"Terminated",null,null,null,null,null,"MT","Announced on NaturEner's website, but very little information (Sept 2016).","NaturEner",null,null,null,null,null,"http://www.naturener.us/redcreek",null,null,200]
["Reedsport OPT Wave Park",1822,null,"P-12713","WEC","Wave",null,"Hydrokinetic",1.5,null,0.7,"Terminated",null,"",null,"Reedsport","Douglas","OR","FERC prelim. permit for 50 MW Feb 2007; FERC approved license for 1.5 MW in August 2012.  $2.4 MM USDOE grant announced Sep 2010.  Developer surrendered large scale 50 MW permit and terminated project citing high costs, however they were still going forward with 1.5 MW test project.  Expected first buoy in the summer of 2015 with the others following within two years. UPDATE - 4/30/14 - project terminated as owner has pulled plug on project in Oregon and is looking to build in Australia instead.","Ocean Power Technologies",null,null,null,null,null,"50 MW ultimate potential.  OPT Power Buoy technology. FERC 35yr license granted 8/13/12.  Full build out - (10) 150kW \"PB150\" generator buoys spanning 30-acres in 205-225 feet deep water.  OPT pulled plug on project citing that it lacked the money to comply with \"unexpected\" regulatory requirements. ","2014-05-13",{"$f":"IF(OR(ISBLANK(I460),ISBLANK(K460),I460=0),VLOOKUP(E460,ADftCF,4,FALSE),K460/I460)","v":0.46666666666666662},1.5,{"$f":"AB460*AC460","v":0.7}]
["Rich Passage",1823,null,"P-12688","TISEC","Tidal current",null,"Hydrokinetic",1.4,null,0.98,"Terminated",null,"",2008,"Rich Passage","Kitsap","WA","Preliminary permit granted Feb 2007; surrendered Oct 2008.","Snohomish Co. PUD",null,null,null,null,null,"62 TISEC units","2010-07-09",0.70000000000000007,1.4,0.98]
["Rickreall Cow Power",1824,null,null,"BGIC","AW",null,"Biomass",0.85,null,0.68,"Terminated",null,"",2014,"Rickreall","Polk","OR","Anaerobic digester.  Still trying to finance 1/13/06","Agricultural Sustainable Energy Technologies","PacifiCorp (QF)","Rickreall Dairy Digester Project (digester & fiber dryer)",null,null,null,"(1) 850kW GE/Jennbacher engine","2016-09-01",0.8,0.85,0.68]
["Riley Solar ",2340,"63925/RILEY",null,"PV","Solar",null,"Solar",10,null,null,"Operating","Jul",2020,null,"Harney Cty","Harney","OR",null,"Riley Solar LLC","PURPA QF w/ PGE",null,null,null,null,"https://edocs.puc.state.or.us/efdocs/RPA/re143rpa163641.pdf","2020-10-26",{"$f":"IF(OR(ISBLANK(I463),ISBLANK(K463),I463=0),VLOOKUP(E463,ADftCF,4,FALSE),K463/I463)","v":0.22},{"$f":"IF(ISBLANK(J463),I463,J463)","v":10},{"$f":"AB463*AC463","v":2.2000000000000002}]
["Rim Rock 1",1891,null,null,"WT","WND",null,"Wind",189,null,null,"Operating","Dec",2012,null,"North of Ethridge","Toole/Glacier","MT","PPA w/SDGE approved Dec 2009. Requires completion of MATL (scheduled for 2011).  Planned construction 2010.  SDG&E PUC request for equity investment Jul 2010. SDG&E to take RECs and power, but immediately return the power to Naturener.  Naturener has a long term PPA with Morgan Stanley who will market it.","NaturEner","SDGE (15 yr PPA)",null,null,null,"Montana-Alberta Tie Line (MATL)","126 Acciona AW-77 1.5 MW wind turbines.  Morgan Stanley expected to market the power in WECC, with access over MATL (Naturener has 300 MW of MATL).","2013-03-27",0.32,189,60.480000000000004]
["Rim Rock 2",2000,null,null,"WT","WND",null,"Wind",{"$f":"309-189","v":120},null,null,"Terminated",null,null,2011,"North of Ethridge","Toole/Glacier","MT","PPA w/SDGE approved Dec 2009. Requires completion of MATL (scheduled for 2011).  Planned construction 2010.  SDG&E PUC request for equity investment Jul 2010. NaturEner cut project's capacity from 309MW to 189MW in mid-2011 for tax and investment purposes. ","NaturEner",null,null,null,null,"Montana-Alberta Tie Line (MATL)",null,"2016-08-31",0.32,120,38.4]
["River Bend Solar",2239,61289,null,"PV","Solar",null,"Solar",2,null,null,"Operating",null,2017,null,"Reed Point","Stillwater","MT","Looks like a PPA w/ NorthWestern Energy, per March 2017 news article - http://www.ktvq.com/story/34950147/solar-plants-nearly-complete-in-reed-point-and-hardin. County commissioners approved 50% tax decrease for first five years, decreasing until 10 years.","Cypress Creek Renewables","NorthWestern PPA (25yrs)",null,null,null,null,"18 acres","2018-01-06",0.22,2,0.44]
["Riverbend Landfill",1916,57019,null,"IC","LFG",null,"Biomass",4,null,null,"Operating","Jun",2010,null,"McMinville","Yamhill","OR","Construction Sep 2009 for Jun 2010 service","G2 Eenrgy, LLC","McMinnville Power & Light",null,null,null,null,"(2) Caterpillar 1.6MW reciprocating engines.","2011-12-08",0.91,4,3.64]
["Rock Creek Dairy",1933,null,null,"BGICCG","AW",null,"Biomass",3,null,1.7753424657534247,"Operating","Feb",2013,null,"Filer, Gooding County,Section 19, Township 8S, Range 16E","Twin Falls","ID","PURPA contract filed w/PUC May 2010; approved July 2010.","New Energy One","Idaho Power (QF, firm energy)","Rock Creek Dairy (waste digester)",null,null,"IPC Clover sub","Gasification of cattle waste.  Anaerobic digestor w/(4) engine-generators ((1) Cat 3520, (3) Cat 3412), boiler & flare.","2013-04-22",0.59178082191780823,3,1.7753424657534247]
["Rock Creek Wind Power Facility",2008,null,null,"WT","WND",null,"Wind",550,null,null,"Terminated",null,null,2013,"Condon","Gilliam","OR","NOI to EFSC Sep 2010.  PGE proposal to OPUC to acquire 400 MW.","RES America dba Rock Creek Wind Power, LLC","PGE (See Development Notes)",null,null,null,"Either proposed BPA Diamond Butte sub on existing Slatt - Buckley 500kV line or proposed PGE Cedar Springs sub on proposed PGE Cascade Crossing 500kV line. ","(183) to (305) WTG (type not selected).","2016-07-13",0.32,550,176]
["Rock Garden Solar",2337,"63779/4",null,"PV","Solar",null,"Solar",10,null,null,"Operating","Jun",2020,null,"Lake Cty","Lake","OR",null,"Rock Garden LLC","PURPA QF w/ PGE",null,null,null,null,"https://edocs.puc.state.or.us/efdocs/RPA/re143rpa16385.pdf","2020-10-26",{"$f":"IF(OR(ISBLANK(I470),ISBLANK(K470),I470=0),VLOOKUP(E470,ADftCF,4,FALSE),K470/I470)","v":0.22},{"$f":"IF(ISBLANK(J470),I470,J470)","v":10},{"$f":"AB470*AC470","v":2.2000000000000002}]
["Rockland",1970,null,null,"WT","WND",null,"Wind",80,null,24.9,"Operating","Dec",2011,null,"American Falls","Power","ID","IPC request for 25yr PPA approval Sep 2010.  Planned service EOY 2011.  Vestas received turbine order per N American WindPower, 12/17/2010. IPUC approved IPCO purchase 12/6/2010 CU Article.","Ridgeline Energy, Atlantic Power Corp.","25 yr PPA w/ Idaho Power Co.; PPA expires 2036",null,null,null,"IPC 138kV near Brady sub","(44) Vestas V100 1.8 MW WTG.","2013-04-23",0.31124999999999997,80,24.9]
["Rogerson Flats Wind Park",2059,null,null,"WT","WND",null,"Wind",20,null,null,"Terminated",null,null,2012,"Rogerson","Twin Falls","ID","PURPA.  20 yr PPA w/ Idaho Power was terminated 8/14/12.  Project behind schedule - was supposed to be operating June 2012.  With dissolution of PPA and Exergy giving up contract rights to build, project is effectively terminated.","Exergy Development Group","20 yr PPA w/ Idaho Power terminated.",null,null,null,null,"(13) 1.6 MW turbines.","2013-04-23",0.32,20,6.4]
["Roundup",1825,null,null,"IGCC","COL",null,"Coal",300,null,100,"Terminated",null,"",2007,"Roundup","Musselshell","MT","Proposed coal to liquids plant permitting proposed to be supplemental to MT DEQ air permits issued Feb 2003 for previously proposed steam-electric plant.  Air permits reported to be revoked Sepl 2007.","Arch Coal, DKRW Advanced Fuels",null,null,null,null,null,"Goal gasifier w/coal-to-liquids plant, 300 MW combined-cycle plant and CO2 separation.  Net 100MW for export.","2007-07-24",0.33333333333333331,300,100]
["Roy Wind",2035,null,null,"WT","WND",null,"Wind",104,null,null,"Terminated",null,null,2013,null,"Fergus","MT","No new information available, Gaelectric seems to have pulled back on all(?) of its projects in MT.","Gaelectric",null,null,null,null,null,null,"2016-08-31",null,104]
["Ryegrass (Mountain Air)",2048,null,null,"WT","WND",null,"Wind",23,null,null,"Operating","Dec",2012,null,"Mountain Home","Elmore","ID","Developed by TERNA; Part of the 138 Mountain Air Wind Park (six projects @ 23 MW each).  ","Terna Energy","QF PPA with Idaho Power",null,null,null,"IPC","(10) Siemens SWT 2.3-101 MW.  Mtn Air Wind Park started testing operation in September 2012.","2012-11-07",{"$f":"IF(OR(ISBLANK(I475),ISBLANK(K475),I475=0),VLOOKUP(E475,ADftCF,4,FALSE),K475/I475)","v":0.32},23,{"$f":"AB475*AC475","v":7.36}]
["Saddle Butte Wind Park",1889,null,null,"WT","WND",null,"Wind",399,null,133,"Terminated",null,"",2019,"Cecil vicinity-- Adjacent to Shepherd's Flat Sounth","Gilliam/Morrow","OR","NOI to Oregon EFSC Aug 2009.  EFSC Project Order Issued 10/20/2010.  Application complete 3/29/13.  Draft Proposed Order issued, along with Notice of Contested case 10/7/13. Proposed contested case order issues October 2015. PER ODOE EFSC, developer has requested that ODOE suspend work on the aplication for site certificate (5/27/15). Prior to suspension, contested case proceedings were ongoing. In November 2016 citing was issed allowing them to begin construction. Must start within 3 years and finish within 6. OR EFSC, site certificate terminated Nov. 22 2019","Caithness Energy, dba Saddle Butte Wind, LLC",null,null,null,null,"BPA Slatt substation","(~131) WTG, mfr & model TBD. 13,555 acres.","2020-04-09",0.33333333333333331,399,{"$f":"AB476*AC476","v":133}]
["Saddle Mountain",1910,null,null,"WT","WND",null,"Wind",57,null,null,"Proposed","Dec",2021,null,"Othello","Adams","WA","Conditional use permit announced Feb 2010. As of 2013, developer needed to file new application for a wind testing and monitoring area right of way. No new info available after this. SNL lists project as \"announced\" so still in very early stages. Est. COD Dec 2021.","EDP Renewables",null,null,null,null,"Avista Benton/Tauton 115kV","(32) 1.8 MW WTG (tentative)","2020-04-09",0.32,57,{"$f":"AB477*AC477","v":18.240000000000002}]
["Salmon Creek Wind Park",2060,null,null,"WT","WND",null,"Wind",20,null,null,"Terminated",null,null,2012,"Rogerson","Twin Falls","ID","PURPA.  20 yr PPA w/ Idaho Power was terminated 8/14/12.  Project behind schedule - was supposed to be operating June 2012.  With dissolution of PPA and Exergy giving up contract rights to build, project is effectively terminated.","Exergy Development Group","20 yr PPA w/ Idaho Power terminated.",null,null,null,null,"(13) 1.6 MW turbines.","2013-04-23",0.32,{"$f":"IF(ISBLANK(J478),I478,J478)","v":20}]
["Salmon Falls ",1995,null,null,"WT","WND",null,"Wind",21,null,null,"Operating","Feb",2011,null,"Hagerman","Twin Falls","ID","IPUC approval of QF contract  Oct 2005.","Idaho Wind Partners (GE Financial Services, Exergy Development Group, Atlantic Power, Reunion Power)","Idaho Power Co. (QF)",null,null,null,null,"(14) GE 1.5 MW WTG","2011-02-17",0.32,21,{"$f":"AB479*AC479","v":6.72}]
["Salt River",1497,null,"P-10927","Diversion","WAT",null,"Hydro",1.1000000000000001,null,0.8,"Terminated",null,"",2006,"Salt R.","Lincoln","WY","Operated 1964 - 1972.  Licensed Jun 1991, cancelled  Sep 2006.","Scott D. Heiner","Retired",null,null,null,null,"Existing diversion.","2008-04-22",0.72727272727272729,1.1000000000000001,{"$f":"AB480*AC480","v":0.8}]
["Salt River",1497,null,"P-10927","HY","WAT",null,"Hydro",1.1000000000000001,null,0.84,"Terminated",null,"",2006,"Salt R.","Lincoln","WY","License granted June 1991; cancelled Sep 2006.","Scott D. Heiner",null,null,null,null,null,"Existing water control structure.","2006-11-17",0.76363636363636356,1.1000000000000001,{"$f":"AB481*AC481","v":0.84}]
["San Juan Channel",1827,null,"P-12692","TISEC","Tidal current",null,"Hydrokinetic",5.3,null,3.79,"Terminated",null,"",2009,"San Juan Channel","San Juan","WA","Preliminary permit granted Feb 2007; surrendered Dec 2009.","Snohomish Co. PUD",null,null,null,null,null,"116 TISEC units","2010-07-08",0.71509433962264157,5.3,{"$f":"AB482*AC482","v":3.79}]
["Sawtooth",1977,null,null,"WT","WND",null,"Wind",22.4,null,null,"Operating","Nov",2011,null,"Glenns Ferry","Elmore","ID",null,"Pacific Winds/PowerWorks, Inc., dba as Idaho Winds.","Idaho Power (20 yr PPA)",null,null,null,null,"Site of terminated Alkali project. IPUC approved 20 year PPA per magicvalley.com newpaper. Proposed sale of RECs @$16/MWh from 1/2015 through 6/2030 to Seattle City Light.  Construction began ~ March 2011.","2012-02-02",null,22.4]
["Schwendiman",1828,null,null,"WT","WND",null,"Wind",20,null,null,"Terminated",null,"",null,"Idaho Falls (vicinity)","Bonneville","ID","Conditional use permit 2004.  IPUC app PSA Apr 2006.","Schwendiman Wind, LLC","PacifiCorp (QF)",null,null,null,"PAC Goshen - Rigby 69kV line","(8) 2.5 MW Clipper C-93 WTG.","2016-09-01",{"$f":"IF(OR(ISBLANK(I484),ISBLANK(K484),I484=0),VLOOKUP(E484,ADftCF,4,FALSE),K484/I484)","v":0.32},20,{"$f":"AB484*AC484","v":6.4}]
["Seattle Steam",1899,null,null,"GTCG","NG",null,"Natural gas",50,null,null,"Terminated",null,"",2012,"Seattle","King","WA","ARRA award for $18.75 MM Nov 2009.","Enwave Seattle",null,"Seattle Steam Co. (Post St.) (district heating)",null,"Williams Northwest",null,null,"2016-09-01",0.94,50,47]
["Seneca Sawmill",1870,null,null,"STCG","WW",null,"Biomass",18.8,null,16,"Operating","Feb",2011,null,"Eugene","Lane","OR","PPA approved May 2009.  Planned construction Oct 2009 for 2010 service.",null,"EWEB","Senaca Sawmill Co. (kilns)",null,null,null,"Boiler & 18.8 MW STG.","2009-05-11",0.85106382978723405,18.8,16]
["Sheep Solar",2284,"61830/PGRC8",null,"PV","Solar",null,"Solar",2.2000000000000002,null,0.45,"Operating","Dec",2017,null,"Turner","Marion","OR","Pine Gate Renewables. PPA w/ PGE 20yr QF","Pine Gate Renewables","PGE (20yr QF)",null,null,null,null,"https://edocs.puc.state.or.us/efdocs/RPA/re143rpa83743.pdf","2018-10-23",{"$f":"IF(OR(ISBLANK(I487),ISBLANK(K487),I487=0),VLOOKUP(E487,ADftCF,4,FALSE),K487/I487)","v":0.20454545454545453},{"$f":"IF(ISBLANK(J487),I487,J487)","v":2.2000000000000002},{"$f":"AB487*AC487","v":0.45}]
["Shepherds Flat Central (South Hulburt)",1877,null,null,"WT","WND",null,"Wind",290,null,null,"Operating","Aug",2012,null,"Arlington (vicinity)","Gilliam/Morrow","OR","SC Jul 2008.  PPA Aug 2008.  WTG order Dec 2009. Site prep planned 2010, operation in 2011 & 2012.","Caithness Energy dba South Hulburt Wind","SCE (20-yr PPA)",null,null,null,"BPA Slatt substation","(116) GE 2.5 MW WTG.  Total project (3 phases) to employ 400 workers during construction and 35 workers during operation re North American Windpower 12/17/2010.","2010-06-04",0.32,290,92.8]
["Shepherds Flat North (North Hulburt)",1830,null,null,"WT","WND",null,"Wind",265,null,null,"Operating","Aug",2012,null,"Arlington (vicinity)","Gilliam/Morrow","OR","SC Jul 2008.  PPA Aug 2008.  WTG order Dec 2009. Site prep planned 2010, operation in 2011 & 2012.","Caithness Energy dba North Hulburt Wind","SCE (20-yr PPA)",null,null,null,"BPA Slatt substation","(106) GE 2.5 MW WTG.","2010-10-20",0.32,265,84.8]
["Shepherds Flat South (Horseshoe Bend)",1878,null,null,"WT","WND",null,"Wind",290,null,null,"Operating","Aug",2012,null,"Arlington (vicinity)","Gilliam/Morrow","OR","SC Jul 2008.  PPA Aug 2008.  WTG order Dec 2009. Site prep planned 2010, operation in 2011 & 2012.","Caithness Energy dba Horseshoe Bend Wind","SCE (20-yr PPA)",null,null,null,"BPA Slatt substation","(116) GE 2.5 MW WTG.","2010-06-04",0.32,290,92.8]
["Shoshone Falls Upgrade",1831,null,null,"HY","WAT",null,"Hydro",4,null,null,"Upgrade",null,"",null,"Snake R.","Jerome","ID","License amendment for reconstruction filed Aug 2006; granted Jul 2010.  Extension of deadline to complete construction to Jul 2015 granted Sep 2010. Initially IPC was looking at a 50MW expansion of the project. While IRP analysis indicated some ecoomic benefit, it could not be linked to an IRP-determined resource need and therefore the plan was changed. Now IPC looking to replace aging 0.6 and 0.4MW units with upgrade ranging in capacity 1.7-4MW to commence in 2017.","Idaho Power Co.","IPC",null,null,null,null,"Upgrade of 1.7MW - 4MW capacity.  Units 1 and 2 to be retired.","2016-09-01",0.5,4,2]
["Sierra Madre Wind Farm",2062,null,null,"WT","WND",null,"Wind",null,null,null,"Proposed",null,null,null,"10 miles South of Rawlins","Carbon","WY","Announced 2006.  ROD on EIS released in Oct 2012.  Notice of Availability published Oct 16.  To be built with Chokeberry Wind Farm. BLM approved project in 2012 and March 2016. US FWS released draft EIS in April 2016 for public comment. SNL cites estimated online date of 2019. One 500MW phase seems to be under construction. No info relating this project to the region, so ony tracking peripherally.","Power Company of Wyoming, LLC",null,null,null,null,null,"Developed with the Chokecherry Wind Farm.  Together will be ~1000 turbines and ~ 3,000 MW.  http://www.powercompanyofwyoming.com/index.shtml","2020-04-09",0.26500000000000001,{"$f":"IF(ISBLANK(J492),I492,J492)","v":0},0]
["Silverton Solar",2285,"61829/PGRC7",null,"PV","Solar",null,"Solar",2.2000000000000002,null,0.44369999999999998,"Operating","Dec",2017,null,"Silverton","Marion","OR","Pine Gate Renewables. PPA w/ PGE 20yr QF","Pine Gate Renewables","PGE (20yr QF)",null,null,null,null,"https://edocs.puc.state.or.us/efdocs/RPA/re143rpa83531.pdf","2018-10-23",0.20168181818181816,{"$f":"IF(ISBLANK(J493),I493,J493)","v":2.2000000000000002},{"$f":"AB493*AC493","v":0.44369999999999998}]
["Simcoe Solar",2105,null,null,"PV","Solar",null,"Solar",20,null,null,"Operating","Jan",2017,null,"Mountain Home","Elmore","ID","IPUC approved 20yr PURPA QF energy sales agreement Dec. 29, 2014.  Plan to come online Dec 2016 to take adv of 30% ITC. Under construction as of Sept 2016. Expected to be finished and commissioned by early 2017.","First Wind, Inc.","Idaho Power Co. (QF) - 20 yr",null,null,null,"34.5 kV distribution line near Simcoe Road\n","Project expected to use (10) 2.0 MW ac SMA inverters and (85,880) JA 305w DC panels and utilize a single axis tracking system (from ESA IPUC filing).  RECs to be split 50/50 between IPC and developer.  Expected CF 26.5% AC.","2017-03-09",{"$f":"IF(OR(ISBLANK(I494),ISBLANK(K494),I494=0),VLOOKUP(E494,ADftCF,4,FALSE),K494/I494)","v":0.22},20,{"$f":"AB494*AC494","v":4.4000000000000004}]
["Simpson Tacoma Cogeneration",1513,null,null,"RBSTCG","BL/WW",null,"Biomass",55,null,null,"Operating","Aug",2009,null,"Tacoma","Pierce","WA","AQ permit application Sep 2006, approved May 2007.  Construction Jan 2008 for Aug 2009 completion.","Simpson Investment Co.","Marketed through Iberdrola Renewables","Simpson Tacoma Kraft Co.",null,null,null,"55 MW steam turbine-generator & wet cooling tower.  Steam from #7 recovery boiler & #4 power boiler capacity & pressure upgrades.  ~50% of energy from black liquor, remainder from mill, forest and urban wood residues.","2009-08-14",0.84,55,46.199999999999996]
["Skookumchuck Wind ",2191,"63205/1",null,"WT","WND",null,"Wind",136.9,null,null,"Operating","Nov",2020,null,"Land owned by Weyerhauser, near Skookumchuck Reservoir","Lewis","WA","RES Americas announced the project June 2016. Expected to be operational Dec 2018. Plan to interconnect w/ PSE. PSE 2017 IRP confirms expected EOY 2018. Original 180 MW project planned for Lewis and Thurston counties; now wholly in Lewis county and 136.9 MW. NOI to prepare EIS states new goal to start construction in 2018 and commence commercail operations in 2019.","Southern Power Co. (51%) (acquired from RES Americas in October 2019) and TransAlta (49%)","PSE - 20yr PPA (to meet PSE's Green Direct Program, phase 1); confirmed in PSE's 2017 IRP",null,null,null,null,"(52) WTG, max height betw. 450-500 ft. Green Direct Program - fully subscribed for this project.","2021-01-05",0.32,136.9,43.808]
["Sleeping Giant (Helena Valley Pumping Plant)",2147,null,null,"HY","WAT",null,"Hydro",9.4,null,null,"Proposed",null,null,null,"Helena Valley Pumping Plant","Lewis and Clark","MT","Bureau of Reclamation issued a Finding of No Significant Impact from its environmental assessment, therby granting a 40 year LOPP to construct and operate the project. Listed as \"early development\" w/ no est. COD, per SNL in April 2020.","Helena Valley Irrigation District","Northwestern",null,null,null,null,"Existing pumping plant. ","2020-04-09",0.5,9.4,4.7]
["Snoqualmie Falls Redevelopment",1963,3860,"P-2493 A & B","HY","WAT",null,"Hydro",10,null,null,"Operating","Mar",2013,null,"Snoqualmie R.","King","WA","License amendment authorizing upgrades issued Jun 2009.  Redevelopment commenced Apr 2010. Per FERC order issued 4/26/16, SnoPUD was granted an extension to complete construction on a portion of the project, not affecting the output. New date of completion expected is 10/31/16.","Puget Sound Energy","Puget Sound Energy",null,null,null,"115kV PSE Snoqualmie Falls substation.","Refurbishment of existing 1.8 MW ea. Units 1 - 4, and replacement of 6.5 MW Unit 5 of PH 1.  Rebuilt PH 2 w/refurbished 13.7 MW Unit 6 and 27 MW Unit 7.","2015-01-06",0.5,10,5]
["Soda Lake Geothermal ",2136,null,null,"GB","GST",null,"Geothermal",21,null,null,"Terminated",null,null,null,"Fallon, NV","Churchill","NV","Proposed redevelopment of existing (2) binary geothermal plants from 1987. New facility will utilize existing wellfield - provides 6000 gpm at 325F. Current plant output under long-term PPA w/ NV Energy through 2020(?). Proposed expansion appears to be terminated. Existing plant under contract w/ Sierra Pacific Power.","Cryq Energy",null,null,null,null,"NV Energy transmission system","Redevelopment of an existing (old) geothermal plant in Nevada. New owners are hoping to repower project with new binary technology (and double the net output) and sell output/RECs to  Washington as an out-of-region, eligble RPS resource.","2020-04-09",0.92,21,19.32]
["South Dunes (Jordan Cove)",2078,58841,"CP13-483-000","CC","NG",null,"Natural gas",420,null,null,"Terminated",null,null,2016,"Port of Coos Bay","Coos","OR","Rec'd project order 2/14/13 from ODOE, SC must be filed by 8/1/13.  Filed application w/ FERC to construct export terminal 5/21/13.  DOE granted conditional permission to sell LNG to conries w/o FTE with US.  For gas power plant, land use permit is in place, but still awaiting approval on state air permit. 10/12/15 - ODOE issued proposed final order. 3/11/16 - FERC issues denial of application. According to the order, Jordan Cove can submit a new application \"should the companies show a market need for these services in the future.\" 12/9/16 - FERC denied request for rehearing. Dev'pers vow to reapply under new Administration. 9/21/17 - Veresen filed app w/ FERC, although this time there is no proposed gas plant (just LNG export terminal and pipeline).","Jordan Cove Energy Project LP (Veresen owns 75%)","320 MW to proposed LNG export facility; 100 MW as reserve.",null,null,"Williams Northwest",null,"Export facility.  (6) GE LM6000 56 MW, (2) steam turbine 48.5 MW. March 2016 - FERC has rejected proposal for Jordan Cove facility and pipeline - http://ferc.gov/CalendarFiles/20160311154932-CP13-483-000.pdf","2017-11-20",0.9,420,378]
["South Mills Solar 1",2250,null,null,"PV","Solar",null,"Solar",3,null,0.7,"Operating","Apr",2017,null,"Hardin, MT","Big Horn","MT","Cypress Creek Renewables is developing.","Cypress Creek Renewables","25 yr PPA w/ NorthWestern Energy ",null,null,null,null,"30 acres","2018-01-05",0.23333333333333331,3,0.7]
["South Peak Wind",2271,"62939/41001",null,"WT","WND",null,"Wind",80,null,null,"Construction","Apr",2020,null,"Great Falls, MT","Cascade","MT","ALLETE acquired project from Peak Clean Energy. Signed 15yr PPA w/ NorthWestern - low $20s/MWh (may be the lowest cost resource in MT?). Using share of wind turbines purchased in 2016 to qualify for PTC safe harbor provision. Scheduled to come online in 2019.","ALLETE Clean Energy","15yr PPA w/ Northwestern Energy",null,null,null,null,"GE 2.X MW","2020-04-01",0.32,80,25.6]
["Spieden Channel",1832,null,"P-12689","TISEC","Tidal current",null,"Hydrokinetic",8.3000000000000007,null,3.7,"Terminated",null,"",2010,"Spieden Channel","San Juan","WA","Preliminary permit granted Feb 2007; expired Jan 2010.","Snohomish Co. PUD",null,null,null,null,null,"168 TISEC units","2010-07-08",0.44578313253012047,8.3000000000000007,3.7]
["Spion Kop",1972,null,null,"WT","WND",null,"Wind",40,null,null,"Operating","Nov",2012,null,"Highwood Mountains","Judith Basin","MT","Compass Wind","Compass Wind, sold to NorthWestern Energy in Feb 2012","NorthWestern",null,null,null,null,"(25) 1.6 MW WTG from GE.","2013-03-25",0.32,40,12.8]
["Sprague River (OR Solar 1)",2180,null,null,"PV","Solar",null,"Solar",10,null,null,"Terminated",null,null,2017,"Sprague River","Klamath","OR","20 yr PPA w/ PAC, signed in 2015. Initial testing scheduled for Nov 2016, commercially operable Dec 31, 2016.","Origis Energy","PPA w/ PAC",null,null,null,null,"http://edocs.puc.state.or.us/efdocs/RPA/re142rpa115112.pdf","2016-09-05",0.22,10,2.2000000000000002]
["Sprague River Solar",2179,null,null,"PV","Solar",null,"Solar",7,null,null,"Terminated",null,null,2017,"Sprague River","Klamath","OR","20 yr PPA w/ PAC, signed in 2014. Initial testing scheduled for Dec 1 2016, commercially operable Dec 31, 2016.","Obsidian","PAC - PPA",null,null,null,null,"http://edocs.puc.state.or.us/efdocs/RPA/re142rpa11190.pdf","2016-09-05",0.22,7,1.54]
["SSD Clackamas 1 Solar Power Plant",2374,null,null,"PV","Solar",null,"Solar",4,null,null,"Operating","Dec",2020,null,"Clackamas Cty","Clackamas","OR",null,"Capital Dynamics","PGE (20yr QF)",null,null,null,null,"https://edocs.puc.state.or.us/efdocs/HAQ/re143haq163226.pdf","2021-07-15",{"$f":"IF(OR(ISBLANK(I507),ISBLANK(K507),I507=0),VLOOKUP(E507,ADftCF,4,FALSE),K507/I507)","v":0.22},{"$f":"IF(ISBLANK(J507),I507,J507)","v":4},{"$f":"AB507*AC507","v":0.88}]
["SSD Clackamas 4 Solar Power Plant",2375,null,null,"PV","Solar",null,"Solar",2,null,null,"Operating","Dec",2020,null,"Clackamas Cty","Clackamas","OR",null,"Capital Dynamics","PGE (20yr QF)",null,null,null,null,"https://edocs.puc.state.or.us/efdocs/HAQ/re143haq15232.pdf","2021-07-15",{"$f":"IF(OR(ISBLANK(I508),ISBLANK(K508),I508=0),VLOOKUP(E508,ADftCF,4,FALSE),K508/I508)","v":0.22},{"$f":"IF(ISBLANK(J508),I508,J508)","v":2},{"$f":"AB508*AC508","v":0.44}]
["SSD Clackamas 7 Solar Power Plant",2376,null,null,"PV","Solar",null,"Solar",2,null,null,"Operating","Dec",2020,null,"Clackamas Cty","Clackamas","OR",null,"Capital Dynamics","PGE (20yr QF)",null,null,null,null,"https://edocs.puc.state.or.us/efdocs/HAQ/re143haq163130.pdf","2021-07-15",{"$f":"IF(OR(ISBLANK(I509),ISBLANK(K509),I509=0),VLOOKUP(E509,ADftCF,4,FALSE),K509/I509)","v":0.22},{"$f":"IF(ISBLANK(J509),I509,J509)","v":2},{"$f":"AB509*AC509","v":0.44}]
["SSD Marion 1 Solar Project",2377,null,null,"PV","Solar",null,"Solar",2,null,null,"Operating","Dec",2020,null,"Marion Cty","Marion","OR",null,"Capital Dynamics","PGE (20yr QF)",null,null,null,null,"https://edocs.puc.state.or.us/efdocs/HAQ/re143haq12242.pdf","2021-07-15",{"$f":"IF(OR(ISBLANK(I510),ISBLANK(K510),I510=0),VLOOKUP(E510,ADftCF,4,FALSE),K510/I510)","v":0.22},{"$f":"IF(ISBLANK(J510),I510,J510)","v":2},{"$f":"AB510*AC510","v":0.44}]
["SSD Marion 3 Solar Project (Thor Solar 1 CEI)",2378,null,null,"PV","Solar",null,"Solar",2,null,null,"Operating","Dec",2020,null,"Marion Cty","Marion","OR",null,"Capital Dynamics","PGE (20yr QF)",null,null,null,null,"https://edocs.puc.state.or.us/efdocs/HAQ/re143haq151212.pdf","2021-07-15",0.22,2,0.44]
["SSD Marion 5 Solar Project",2379,null,null,"PV","Solar",null,"Solar",2,null,null,"Operating","Dec",2020,null,"Marion Cty","Marion","OR",null,"Capital Dynamics","PGE (20yr QF)",null,null,null,null,"https://edocs.puc.state.or.us/efdocs/HAQ/re143haq162810.pdf","2021-07-15",0.22,2,0.44]
["SSD Marion 6 Solar Project (Thor Solar 1 CEI)",2380,null,null,"PV","Solar",null,"Solar",2,null,null,"Operating","Dec",2020,null,"Marion Cty","Marion","OR",null,"Capital Dynamics","PGE (20yr QF)",null,null,null,null,"https://edocs.puc.state.or.us/efdocs/HAQ/re143haq16306.pdf","2021-07-15",0.22,2,0.44]
["St Louis Solar",2334,"63456/WG913",null,"PV","Solar",null,"Solar",2.2000000000000002,null,null,"Operating","Mar",2020,null,"Marion Cty","Marion","OR",null,"Neighborhood Power Corp.","PURPA QF w/ PGE",null,null,null,null,"https://edocs.puc.state.or.us/efdocs/RPA/re143rpa163913.pdf","2020-10-26",{"$f":"IF(OR(ISBLANK(I514),ISBLANK(K514),I514=0),VLOOKUP(E514,ADftCF,4,FALSE),K514/I514)","v":0.22},{"$f":"IF(ISBLANK(J514),I514,J514)","v":2.2000000000000002},{"$f":"AB514*AC514","v":0.48400000000000004}]
["Sulus Solar 22",2381,null,null,"PV","Solar",null,"Solar",2.9,null,null,"Operating","Feb",2020,null,"Marion Cty","Marion","OR",null,"Sulus Solar","PGE (20yr QF)",null,null,null,null,"https://edocs.puc.state.or.us/efdocs/HAQ/re143haq165644.pdf","2021-07-15",{"$f":"IF(OR(ISBLANK(I515),ISBLANK(K515),I515=0),VLOOKUP(E515,ADftCF,4,FALSE),K515/I515)","v":0.22},{"$f":"IF(ISBLANK(J515),I515,J515)","v":2.9},{"$f":"AB515*AC515","v":0.63800000000000001}]
["Sulus Solar 25",2382,null,null,"PV","Solar",null,"Solar",2.16,null,null,"Operating","Oct",2020,null,"Marion Cty","Marion","OR",null,"Sulus Solar","PGE (20yr QF)",null,null,null,null,"https://edocs.puc.state.or.us/efdocs/RPA/re143rpa155419.pdf","2021-07-15",0.22,2.16,0.47520000000000001]
["Sulus Solar 28",2383,null,null,"PV","Solar",null,"Solar",3,null,null,"Operating","Oct",2020,null,"Marion Cty","Marion","OR",null,"Sulus Solar","PGE (20yr QF)",null,null,null,null,"https://edocs.puc.state.or.us/efdocs/RPA/re143rpa155727.pdf","2021-07-15",0.22,3,0.66]
["Stahlbush Island Farms",1883,null,null,"BGIC","AW",null,"Biomass",1.6,null,1.3,"Operating","Jul",2009,null,"Corvallis","Benton","OR",null,"Stahlbush Island Farms","PacifiCorp (QF)","Stahlbush Island Farms (digester & product dryers)",null,null,null,"Anaerobic digestor and (1) Caterpillar reciprocating engines.","2009-07-20",0.8125,1.6,1.3]
["Star Point",1881,null,null,"WT","WND",null,"Wind",98.7,null,null,"Operating","Dec",2010,null,"Moro","Sherman","OR","Construction announced Jun 2009.","Iberdrola Renewables","Modesto Irrigation District (49.5 MW%)",null,null,null,"BPA John Day substation","(49) Suzlon S88-2.1 MW WTG.","2010-04-22",0.32,98.7,31.584000000000003]
["Starvation Solar",2303,null,null,"PV","Solar",null,"Solar",10,null,null,"Operating","Dec",2019,null,"Harney Cty","Harney","OR",null,"Starvation Solar I","PGE 20yr QF",null,null,null,null,null,"2020-01-14",{"$f":"IF(OR(ISBLANK(I520),ISBLANK(K520),I520=0),VLOOKUP(E520,ADftCF,4,FALSE),K520/I520)","v":0.22},{"$f":"IF(ISBLANK(J520),I520,J520)","v":10},{"$f":"AB520*AC520","v":2.2000000000000002}]
["Stayton",1547,null,"P-12574","HY","WAT",null,"Hydro",0.6,null,6.8493150684931503E-2,"Terminated",null,"",2011,"N. Fk Santiam R.","Marion","OR","Exemption pending Aug 2007. SWCD filed a notice w/ FERC of its withdrawal for a small hydropower exemption - Mar 2011. Plans to license are temporarily on hold due to \"issues with the potential impacts that operation of the generator may hve on fish in the canal\". Per FERC, application for exemption for licensing was withdrawn March 2011.","Santiam Water Control District",null,null,null,null,null,"Existing diversion.","2020-04-09",0.11415525114155251,0.6,6.8493150684931503E-2]
["Steel Bridge Solar Farm",2139,null,null,"PV","Solar",null,"Solar",2.4,null,0.43,"Operating","Feb",2016,null,"Willamina","Polk","OR","Energy Trust to require the project owner to deliver up to 75% of all RECs from this project to PGE for the benefit of its ratepayers; also read that for the first 7 years, all RECs to PGE?","OneEnergy Renewables","PURPA QF w/ PGE",null,null,null,null,"12 acre site.","2016-07-18",0.17916666666666667,2.4,0.43]
["Stillwater Wind (Vivaldi)",2254,"61858/WT",null,"WT","WND",null,"Wind",80,null,{"$f":"282000/8760","v":32.19178082191781},"Operating","Oct",2018,null,"Reed Point","Stillwater","MT","Pattern Energy bought Formerly known as Vivaldi Wind farm from Windkraft Nord USA in July 2017. Under construction.","Pattern Energy Group","Northwestern Energy (25yr PPA)",null,null,null,null,"(31) Siemens Gamesa WTG = (5) 2.3MW-108 meter rotors + (26) 2.625MW-120 meter rotors","2019-07-09",0.4023972602739726,80,32.19178082191781]
["Stoltze Lumber Biomass Project",2010,null,null,"STCG","WW",null,"Biomass",2.5,null,null,"Operating","Oct",2013,null,"Columbia Falls","Flathead","MT","Flathead Electric Agreed to 20 year PPA beginning in 2013 for 90$/MWh, including RECs.  Contract prompts Stoltze's $20 million investmtent according to FlatheadBeacon.com.   Construction set to begin in April 2012.","Stoltze Lumber","Flathead Electric Cooperative (20 yr PPA)","Stoltze Lumber",null,null,null,"Combined heat and power facility.","2014-02-14",0.84,2.5,2.1]
["Stone House Solar Project",2085,null,null,"PV","Solar",null,"Solar",5,null,1.3,"Suspended","Apr",2014,null,"Christmas Valley","Lake","OR","ETO is working with Element Power and PacifiCorp.  PPA with PacifiCorp.  CUP completed.  Project expected to be complete in Apr 2014.  This project will help satisfy PAC's solar pv obligation under state RPS carve out.","Element Power","PAC - PacifiCorp cancelled its PPA in April 2014 after key deadlines were not met.  Future of the project remains uncertain.",null,null,null,"Midstate Electric Coop, power wheeled to BPA","Single axis tracking system, polycrystalline silicon panels.  Net energy production 11,360 MWh, annual energy degradation 0.5%, capacity factor 26% (from ETO).  May oversize DC array (7 MW DC) to maintain output of plant and increase efficiency (cpacity factor) but not exceed 5.0 AC rating.","2014-05-13",0.26,5,1.3]
["Sumas Compressor Station",1414,null,null,"GTCG","NG",null,"Natural gas",4.95,null,null,"Terminated",null,2007,null,"Sumas","Whatcom","WA","PSE short-list May 2004.  Construction underway June 2006.  Target service EOY 2007. Puget Sound Energy (PPC thru Nov 2028)","ORMAT Nevada, Inc. dba Orsumas, LLC","PSE","Williams Northwest Pipeline Systems (compressor GT heat recovery)",null,"Williams Northwest",null,"ORMAT Recovered Energy Generation System (organic Rankine cycle turbine). Construction has been suspended due to environmental issues - final determination regarding future of project is unknown","2008-02-11",0.94,4.95,4.6529999999999996]
["Sumas Energy 2",1838,null,null,"CC","NG",null,"Natural gas",660,null,null,"Terminated",null,"",2006,"Sumas","Whatcom","WA","Site certificate approved Aug 2002.  Interconnection to BC Hydro rejected by NEB March 2004.  Termination announced April 2006.","National Energy Systems Co. (dba Sumas Energy 2)",null,null,null,null,null,"2x1 CC, 669 MW gross; 660 MW nominal, inc. 133 MW w/DB.","2006-04-11",0.9,660,594]
["Summit Ridge",1839,"58894/SRWF",null,"WT","WND",null,"Wind",192,null,null,"Proposed","Aug",2023,null,"Dufur","Wasco","OR","EFSC SC Sep 2009.  Public Hearing Feb 3, 2011. 2016 - developer is requiesting a second amendment on its existing site certificate to extend construction deadline two years (currently Aug 2016), change ownership, and modify capacity and turbine options. OR EFSC condition - must begin constructio nby August 2020 and be completed by Aug 2023.","Pattern Energy Group",null,null,null,null,"BPA 230 Big Eddy - Maupin","Up to (87) 1.5 - 2.3 MW WTG","2020-04-09",0.32,192,61.44]
["Summit/Westward",1840,null,null,"CC","NG",null,"Natural gas",520,null,null,"Terminated",null,"",2006,"Port Westward","Columbia","OR","SC approved Oct 2002.  Construction start deadline extended to October 2006, completion deadline October 2009.  Request to extend two years submitted Mar 2006.  Site to be used for proposed Lower Columbie Clean Energy Center","Summit Power Group",null,null,null,null,null,"(2) 2x1 S-W V84.3a CC.  Interconnected at Allston or (alternatively) new Bradbury substation.","2006-10-06",0.9,520,468]
["Sunset Falls Hydroelectric Project",2079,null,"P-14295","HY","WAT",null,"Hydro",30,null,13.7,"Terminated",null,null,2018,"One mile south of Index, near Sunset Falls and Canyon Falls","Snohomish","WA","SnoPUD filed pre-application with FERC; starting review process that \"could take 10 years.\"  FERC approved SnoPUD's revised study plan - one year of studies required, initial report due Jan 2015.  The earliest SnoPUD could file prelim licensing proposal is mid-2015.  If licensed by FERC, project construction could occur in 2018-19 (Feb 2014). SnoPUD, referencing its 2018 IRP, asked for licensing process to be terminated on 4/12/18.","Snohomish Co. PUD","SnoPud",null,null,null,null,"Run of river. Revised project proposal removes the weir from previous proposal and insteead uses underwater intake structure.  http://www.snopud.com/?p=1956","2018-04-18",0.45666666666666667,30,13.7]
["Suntex Solar",2336,"36778/3",null,"PV","Solar",null,"Solar",10,null,null,"Operating","Jul",2020,null,"Harney Cty","Harney","OR","https://edocs.puc.state.or.us/efdocs/RPA/re143rpa162651.pdf","Suntex Solar LLC","PURPA QF w/ PGE",null,null,null,null,"https://edocs.puc.state.or.us/efdocs/RPA/re143rpa162651.pdf","2020-10-26",{"$f":"IF(OR(ISBLANK(I531),ISBLANK(K531),I531=0),VLOOKUP(E531,ADftCF,4,FALSE),K531/I531)","v":0.22},{"$f":"IF(ISBLANK(J531),I531,J531)","v":10},{"$f":"AB531*AC531","v":2.2000000000000002}]
["Swager Farms",1934,null,null,"BGICCG","AW",null,"Biomass",2,null,0.88767123287671235,"Terminated",null,null,2013,"Buhl","Twin Falls","ID","PURPA contract filed w/PUC May 2010; approved July 2010. PPA w/ IPC terminated.","New Energy.","IPC - PPA (Terminated)","Swager Farms (waste digesers)",null,null,"IPC Clover sub","Gasification of cattle waste.  Anaerobic digestor w/engine-generators. Project deemed suspended as PPA was terminated over interconnection issues.  Developer has appealed to the Idaho Supreme Court for reinstatement on the grounds of \"force majeure.\"","2017-09-26",0.44383561643835617,2,0.88767123287671235]
["Swan Lake North",1950,null,"P-13318","PS","Elect.",null,"Pump Storage",393.3,null,137,"Proposed",null,2026,null,"Klamath Falls vicinity","Klamath","OR","FERC License issued on 4/30/19 (50 year license). Rye asked for extension of construction start deadline to 4/30/23 and COD by 4/30/28. Previous estimate COD 2025. Previous dev't notes: NOI to submit application for FERC license filed June 2010.  FERC issued prelim permit 11/16/12, with expiration on 10/31/15. Developer filed final license application October 2015, no final license has been approved yet (Sep 2016). FERC issued draft EIS in August 2018, final EIS in Jan 2019, final order expected by April 2019. FERC issued final license. ","National Grid, Rye Development, Copenhagen Infrastructure Partners",null,null,null,null,"32.8 mile 230kV above ground transmission line interconnecting w/ Malin substation","Closed-cycle pumped-storage project consisting of upper and lower reservoirs, powerhouse, penstock, (3) turbines. Ground water secured from private landowners with no conductivity to the Klamath River Basin.","2021-05-18",0.34833460462751081,393.3,137]
["Swanson Group Roseburg (ex Sun Studs)",1842,null,null,"STCG","WW",null,"Biomass",3.3,null,null,"Terminated",null,"",null,"Roseburg","Douglas","OR","Negotiations w/Energy Trust terminated.","Swanson Group",null,"Swanson Group Roseburg mill",null,null,null,null,"2016-09-01",0.84,3.3,2.7719999999999998]
["Swauk Valley Ranch Wind",2076,null,null,"WT","WND",null,"Wind",4.3,null,null,"Operating","Mar",2013,null,"Swauk Creek Ranch (private land)","Kittitas","WA","McKinstry new turn-key development service for DG projects; community scale wind project.  ","Swauk Creek Ranch, LLC","Distributed generation?",null,null,null,null,"(5) 850 kW G58 WTG","2013-04-24",0.32,4.3,1.3759999999999999]
["Tango PV Solar Power Generation Project",2224,null,null,"PV","Solar",null,"Solar",56,null,null,"Proposed",null,null,null,"3 miles SW of Prineville","Crook","OR","Received CUP in Jan 2017 from Crook County. Per CUP, project is designed for 40.5MW footprint; applicant requesting 56 MW. Project property is bounded by Les Schwab Warehouse facilities. Applicant has entered into lease agreement with Les Schwab.","SunPower (Solar Star Oregon III, LLC)",null,null,null,null,null,"Expected operating life of 40 years, and approx 240 acres (but not more than 320) (per CUP).","2020-04-09",0.22,56,12.32]
["TB Flats",2323,"62516/1",null,"WT","WND",null,"Wind",503.2,null,null,"Operating","Jul",2021,null,"Medicine Bow","Carbon","WY","Developed by Invenergy, transferred ownership to PacifiCorp. ","Invenergy/PacifiCorp","PacifiCorp",null,null,null,null,"Part of PAC's Energy Vision 2020","2021-09-09",0.32,503.2,161.024]
["Teanaway",1890,null,null,"PV","Solar",null,"Solar",75,null,null,"Terminated",null,"",2015,"Cle Elum","Kittitas","WA","Permit application to Kittitas Co. Aug 2009, approved Aug 2010. CUP is good for five years at which poiint prject must be completely finished.","Teanaway Solar Reserve",null,null,null,null,"BPA Rocky Reach - Maple Valley 345kV","(400K) PV panels.  July 24, 2013 - Developer reaffirms intention to build.","2013-08-02",0.22,75,16.5]
["TerraPower Natrium Reactor Demo Project",2365,null,null,null,"UR",null,"Uranium",354,null,null,"Proposed","    ",2028,null,"Retiring WY coal site, TBD EOY 2021",null,"WY","TerraPower & GE Hitachi joined by PacifiCorp in June 2021 to develop Natrium 345 MW sodium-cooled fast reactor w/ molten salt-based energy storage system (boosting output to 500MW for more than 5/5 hrs when needed). Oct 2020 - US DOE awarded TerraPower $80MM in initial funding to demonstrate the Natrium technology. Included in PacifiCorp's 2021 IRP preferred portfolio, with EOD of 2028","TerraPower, GE Hitachi, PacifiCorp","Assuming PacifiCorp",null,null,null,null,null,"2021-06-04",{"$error":"#N/A"},354,{"$error":"#N/A"}]
["Teton Ridge",1844,null,null,"WT","WND",null,"Wind",37.799999999999997,null,null,"Terminated",null,"",2013,"Dutton (vicinity)",null,"MT",null,"Montana Windpark Solutions",null,null,null,null,null,null,"2016-09-01",0.32,37.799999999999997,12.096]
["Thomas Creek Solar",2333,"63443/W9318",null,"PV","Solar",null,"Solar",2.2000000000000002,null,null,"Operating","Nov",2019,null,"Clackamas","Clackamas","OR","Neighborhood Power Corp.","Neighborhood Power Corp.","PGE",null,null,null,null,null,"2020-10-24",{"$f":"IF(OR(ISBLANK(I541),ISBLANK(K541),I541=0),VLOOKUP(E541,ADftCF,4,FALSE),K541/I541)","v":0.22},{"$f":"IF(ISBLANK(J541),I541,J541)","v":2.2000000000000002},{"$f":"AB541*AC541","v":0.48400000000000004}]
["Thousand Springs ",1846,null,null,"WT","WND",null,"Wind",12,null,null,"Operating","Feb",2011,null,"Hagerman","Twin Falls","ID","IPUC approval of QF contract  Apr 2005.","Idaho Wind Partners (GE Financial Services, Exergy Development Group, Atlantic Power, Reunion Power)","Idaho Power Co. (QF)",null,null,null,null,"(7) GE 1.5 MW WTG","2011-02-17",0.32,12,{"$f":"AB542*AC542","v":3.84}]
["Three Mile Canyon Wind Farm",1847,null,null,"WT","WND",null,"Wind",9.9,null,null,"Operating","Sep",2009,null,null,"Morrow","OR",null,"John Deere Renewables/Exelon","PacifiCorp (QF)",null,null,null,null,"(6) 1.65 MW Vestas V82 WTG","2010-04-20",{"$f":"IF(OR(ISBLANK(I543),ISBLANK(K543),I543=0),VLOOKUP(E543,ADftCF,4,FALSE),K543/I543)","v":0.32},9.9,3.1680000000000001]
["Thunderegg Solar Center",2118,null,null,"PV","Solar",null,"Solar",10,null,null,"Operating","Dec",2016,null,"Nyssa","Malheur","OR","ESA signed by IPC and Railroad Solar Center on 2/21/14.  20 yr ESA.  IPC waives any claim to ownership of environmental attributes - per the ESA. Construction began Apr 2016, expected to take six months.","Heliosage","Idaho Power",null,null,null,null,"~(47,000) PV modules on a racking structure, 25 separate concrete pads.","2017-01-26",0.22,10,2.2000000000000002]
["Tickle Creek Solar",2332,"63442/W9317",null,"PV","Solar",null,"Solar",1.9,null,null,"Operating","Dec",2019,null,"Clackamas Cty","Clackamas","OR","Neighborhood Power Corp.","Neighborhood Power Corp.","PGE",null,null,null,null,"https://edocs.puc.state.or.us/efdocs/RPA/re143rpa17651.pdf","2020-10-24",{"$f":"IF(OR(ISBLANK(I545),ISBLANK(K545),I545=0),VLOOKUP(E545,ADftCF,4,FALSE),K545/I545)","v":0.22},{"$f":"IF(ISBLANK(J545),I545,J545)","v":1.9},{"$f":"AB545*AC545","v":0.41799999999999998}]
["Tiger Ridge",1926,null,null,"WT","WND",null,"Wind",340,null,null,"Terminated",null,"",2013,"Havre vicinity","Hill","MT",null,"Gaelectric",null,null,null,null,null,"(62) 3 MW WTG (tentative)","2016-09-01",0.32,340,108.8]
["Timothy Lake Powerhouse",2262,"60868/1","P-2195","RoR","WAT",null,"Hydro",1.9,null,null,"Operating","Dec",2018,null,"Clackamas R","Clackamas","OR","FERC approval of final license 8/15/14, P-2195. EIA table 6.5 (Dec 2017) says regulatory approvals pending, not under construction","PGE","PGE",null,null,null,null,null,"2019-07-09",{"$error":"#N/A"},1.9,{"$error":"#N/A"}]
["Tono Solar",2273,null,null,"PV","Solar",null,"Solar",180,null,null,"Proposed",null,2020,null,"south of Bucoda","Thurston","WA","TransAlta owns site of former coal mine - shut down in 2006 w/ reclmation work occurring to restore it to forest/pasture land. Site already has existing facilities and transmission. March 2018 - TransAlta working on securing permits from the county, then will focus on PPA. Construction could start in 2019, with operation in Q4 2020.","TransAlta",null,null,null,null,null,null,"2020-04-09",0.22,180,39.6]
["Top of the World",2027,57327,null,"WT","WND",null,"Wind",200.2,null,null,"Operating","Oct",2010,null,"Glenrock, WY","Converse","WY",null,"Duke Energy, PPA to PacifiCorp for 100%","PacifiCorp PPA",null,null,null,null,"(66) 1.5 MW GE WTG, (44) 2.3 MW Siemens WTG.  Assume 25.81% SG factor to Oregon, per PacifiCorp's 2011 OR RPS Compliance Report.","2012-08-07",0.32,200.2,64.063999999999993]
["Troutdale Energy Center 1",2001,null,null,"GT","NG",null,"Natural gas",200,null,null,"Terminated",null,null,2016,"Troutdale","Multnomah","OR","Notice of Intent filed with OR EFSEC January 2012.  ODOE issued Project Order April 2012.  Application deemed complete 3/22/13.  Draft Proposed Order issued 8/16/13, currently project is being contested. Developers formally withdres site application in January 2016, cancelling the plans for this project.","Troutdale Energy Center LLC, owned by Development Partners Funding I LLC",null,null,null,"Williams Northwest","PGE Blue Lake Sub, Pac Troutdale, or BPA Troutdale depending on off-taker.","Latitude: 45°: 45°33'21.50\"N, 22°23'39.50\"W.  Port of Portland-owned land, Troutdale Reynolds Industrial Park (38.4 acres)\n","2016-07-13",0.94,200,188]
["Troutdale Energy Center 2",2002,null,null,"CC","NG",null,"Natural gas",450,null,null,"Terminated",null,null,2016,"Troutdale","Multnomah","OR","Notice of Intent filed with OR EFSEC January 2012.  ODOE issued Project Order April 2012. Developers formally withdrew site application in January 2016, cancelling the plans for this project.","Troutdale Energy Center LLC, owned by Development Partners Funding I LLC",null,null,null,"Williams Northwest","PGE Blue Lake Sub, Pac Troutdale, or BPA Troutdale depending on off-taker.","Latitude: 45°: 45°33'21.50\"N, 22°23'39.50\"W\n","2016-07-13",0.9,450,405]
["Tuana Gulch ",1849,null,null,"WT","WND",null,"Wind",10.5,null,null,"Operating","Feb",2011,null,"Hagerman","Twin Falls","ID","IPUC approval of QF contract  Apr 2005.","Idaho Wind Partners (GE Financial Services, Exergy Development Group, Atlantic Power, Reunion Power)","Idaho Power Co. (QF)",null,null,null,null,"(7) GE 1.5 MW WTG.","2011-02-17",0.32,10.5,3.36]
["Tuana Springs (Cassia Gulch Expansion)",1888,null,null,"WT","WND",null,"Wind",16.8,null,null,"Operating","Jun",2010,null,"Hagerman","Twin Falls","ID",null,"John Deere Renewables/Exelon","Idaho Power Co. (QF)",null,null,null,"IPC Lower Malad- Mtn Home Jct 138kV line","(8) Suzlon S88-2.1 MW WTG.","2010-08-18",0.32,16.8,5.3760000000000003]
["Tucannon River Wind Farm",2083,null,null,"WT","WND",null,"Wind",267,null,101,"Operating","Dec",2014,null,"Dayton","Columbia","WA","Scheduled to begin construction in 2013 to enably qualification for PTC.","Portland General Electric (developled by RES Americas Construction)","Portland General Electric",null,null,null,null,"(116) Siemens Energy 2.3 MW WTG.","2014-12-22",0.37827715355805241,267,101]
["Tuolumne (Windy Point, Windy Point/Windy Flats I)",1677,null,null,"WT","WND",null,"Wind",136.6,null,null,"Operating","May",2009,null,"Goldendale","Klickitat","WA","Developed by Cannon Power Corp. dba Windy Point Partners","Tuolumne Wind Project Authority (Turlock Irrigation District & Walnut Energy Center Authority)","Turlock Irrigation District & Walnut Energy Center Authority",null,null,null,"BPA Rock Creek substation","(20) REpower MM92 2 MW WTG.  (42) Siemens SWT 2.3 MW WTG.  190 MW permitted","2010-01-05",0.32,136.6,43.711999999999996]
["Turkey Hill (OR Solar 3)",2181,"61201/ORSR3",null,"PV","Solar",null,"Solar",10,null,null,"Operating","Dec",2017,null,"Malin","Klamath","OR","20 yr PPA w/ PAC, signed in 2015. Initial testing scheduled for Nov 2016, commercially operable Dec 2016. In July 2017, Origis (construction company) sued developer/owner over working under false pretenses as apparently funding had not been secured for the project. According to EIA table 6.05 (Dec 2017), construction is complete but \"not yet in commercial operation.\"","Origis Energy","PAC - PPA",null,null,null,null,"http://edocs.puc.state.or.us/efdocs/RPA/re142rpa134021.pdf","2018-08-01",0.22,10,2.2000000000000002]
["Twin Buttes (Reardan)",1851,null,null,"WT","WND",null,"Wind",50,null,15,"Terminated",null,"",2013,"Reardan","Lincoln","WA","Planned service deferred from 2013 to 2014-15. (Feb 2010).","Avista","Avista",null,null,null,null,"Announced August 2005.  Energy Northwest termination announced Feb 2008 due to unpredictability of REPI.  Avista acquisition announced May 2008.","2016-09-01",0.3,50,15]
["Two Dot Wind Farm",2053,null,null,"WT","WND",null,"Wind",9.6999999999999993,null,null,"Operating","Jun",2014,null,"Two Dot","Wheatland","MT","Construction scheduled for spring 2012.  Mortenson Construction performed EPC.","Developed by OwnEnergy (now NJRCEV - bought from OwnEnergy in 2013) and Community Wind.  ","NorthWestern signed 25 yr QFA (June 2014 - June 2039).  ",null,null,null,null,"Per RNP - in permitting process.","2015-01-05",0.32,9.6999999999999993,3.1039999999999996]
["Two Ponds (Mountain Air)",2049,null,null,"WT","WND",null,"Wind",23,null,null,"Operating","Dec",2012,null,"Mountain Home","Elmore","ID","Developed by TERNA; Part of the 138 Mountain Air Wind Park (six projects @ 23 MW each).  ","Terna Energy","QF PPA with Idaho Power",null,null,null,"IPC","(10) Siemens SWT 2.3-101 MW.  Mtn Air Wind Park started testing operation in September 2012.","2013-04-22",0.32,23,7.36]
["Typha Project (Columbia Solar)",2232,null,null,"PV","Solar",null,"Solar",5,null,1.3,"Proposed","Oct",2020,null,"Ellensburg","Kittitas","WA","One of five 5MW solar projects known as the Columbia Solar Projects. Tuussoo applied for permit from Washington EFSEC, circumnavigating the Kittitas County morarotium on solar projects. Initial development work began in mid-2016 and commercial operation is in November 2018. Aug 2018, WA EFSEC finalized recommendation to approve, delivered rec to Governor for final approval. From EIA June 2019 - \"Regulatory approvals received. Not under construction.\" Per WA EFSEC, site certificate was suspended for a few months in Fall 2019 due to failure to make outstanding payments. SCA reinstated in November 2019. ","Tuusso Energy","PSE - 15yr PPA",null,null,null,null,"Polycrystalline solar PV modules on single-axis trackers","2020-04-07",0.26,5,1.3]
["UAMPS Carbon Free Power Project",2155,61075,null,"NP","UR",null,"Uranium",600,null,null,"Proposed",null,2026,null,"Idaho National Lab","Bonneville","ID","August 2015 DOE awarded a second $16.7M award to NuScale to prep a combined construction and operating license - expected to be completed in 2018.Feb 2016, DOE issued a site use permit on INL lands. Plan for first module to be operational in 2026. Planning to achieve design certification in 2020. Project to be underwritten by $1.4B 10yr DOE grant. Waitinf for rulemaking to certify design by mid-2021, then application for combined operating land construction license by mid-2023. Completion of review expeected by Q3 2025, followed by start of construction.","UAMPS/NuScale/Energy Northwest","150MW worth of power purchase agreements to UAMPS customers",null,null,null,null,"(12) 50MW small modular reactors.","2021-02-17",0.9,{"$f":"IF(ISBLANK(J561),I561,J561)","v":600},540]
["Upper Turnbull Drop",1853,null,"P-12598","Canal","WAT",null,"Hydro",5.3,null,null,"Operating","Sep",2011,null,"Spring Valley Canal","Teton","MT","50-yr license granted Jul 2006.","Turnbull Hydro","NorthWestern",null,null,null,null,"Existing canal drop.  (1) TG","2009-12-08",{"$error":"#N/A"},5.3,{"$error":"#N/A"}]
["Urtica Project (Columbia Solar)",2233,null,null,"PV","Solar",null,"Solar",5,null,1.3,"Proposed","Oct",2020,null,"Ellensburg","Kittitas","WA","One of five 5MW solar projects known as the Columbia Solar Projects. Tuussoo applied for permit from Washington EFSEC, circumnavigating the Kittitas County morarotium on solar projects. Initial development work began in mid-2016 and commercial operation is in November 2018. Aug 2018, WA EFSEC finalized recommendation to approve, delivered rec to Governor for final approval. From EIA June 2019 - \"Regulatory approvals received. Not under construction.\" Per WA EFSEC, site certificate was suspended for a few months in Fall 2019 due to failure to make outstanding payments. SCA reinstated in November 2019. ","Tuusso Energy","PSE - 15yr PPA",null,null,null,null,"Polycrystalline solar PV modules on single-axis trackers","2020-04-07",0.26,5,1.3]
["Vale Air Solar Center",2119,null,null,"PV","Solar",null,"Solar",10,null,null,"Operating","Dec",2016,null,"Vale, OR","Malheur","OR","ESA signed by IPC and Vale Solar Center on 12/9/13.  20 yr ESA.  IPC waives any claim to ownership of environmental attributes - per the ESA. Under construction as of April 2016.","Heliosage","Idaho Power",null,null,null,null,"~(47,000) PV modules on a racking structure, 25 separate concrete pads.","2017-01-26",0.22,10,2.2000000000000002]
["Vale I Solar",2268,"61856/VALE",null,"PV","Solar",null,"Solar",3,null,null,"Operating","Dec",2019,null,"Vale, OR","Malheur","OR","20 yr PPA w/ Idaho Power, signed in October 2016","Enerparc Solar Development","Idaho Power - 20yr PURPA QF",null,null,null,null,"http://edocs.puc.state.or.us/efdocs/RPA/re141rpa155745.pdf","2020-01-14",0.22,3,0.66]
["Valley County",1854,null,null,"WT","WND",null,"Wind",170,null,null,"Terminated",null,"",2007,"Valley County","Valley","MT","Project size, layout and intereconnection significantly reconfigured in Nov 2006.","GreenHunter Energy, Inc. dba as Wind Hynter, LLC",null,null,null,null,null,"Proposal terminated Sep 2007.","2007-09-27",0.32,170,54.4]
["Valley Creek (SP Solar 8)",2275,"61828/PGRC6",null,"PV","Solar",null,"Solar",2.2000000000000002,null,null,"Operating","Mar",2018,null,"Valley Creek Rd, NW of Salem","Polk","OR","Developed by Pine Gate Renewables, PPA w/ PGE","Pine Gate Renewables",null,null,null,null,null,"https://edocs.puc.state.or.us/efdocs/RPA/re143rpa131026.pdf","2018-08-27",0.22,2.2000000000000002,0.48400000000000004]
["Vansycle II (Stateline 3)",1919,null,null,"WT","WND",null,"Wind",98.9,null,null,"Operating","Dec",2009,null,"Touchet-Helix area","Umatilla","WA/OR","SC construction deadline expired.  Reapplication Oct 2008 for revised configuration. Stateline 3 (as it appears in ODOE EFSC documents) is actually Vansycle II.","NextEra Energy Resources",null,null,null,null,"PacifiCorp Wallula sub via existing Stateline interconnection.","\"GE\" option: 67 GE WTG (100.5 MW); \"Siemens\" option (43) Siemens 2.3 MW WTG (98.9 MW) ","2016-09-01",0.32,98.9,31.648000000000003]
["Vantage Wind Project",1855,57188,null,"WT","WND",null,"Wind",90,null,null,"Operating","Nov",2010,null,"Vantage/Kittitas I-90 corridor","Kittitas","WA","Application to Kittitas Co. for permits Oct 2007.  Development agreement w/Kittitas Co. signed May 2008.","Invenergy","PG&E (15 yr)",null,null,null,null,"(60) GE 1.5 MW WTG.","2011-12-08",0.32,90,28.8]
["Wagon Trail Solar",2353,null,null,"PV","Solar",null,"Solar+ Storage",500,null,null,"Proposed",null,2023,null,"near Arlington","Morrow","OR","Wheatridge East (NextEra) filed NOI on 11/3/20. Construction expected to start by 2023, commercial operation EOY 2023. Project could be built in phases.","NextEra (Wheatridge East Wind)",null,null,null,null,null,"~4500 acres (7 sq miles). Site to include distributed Li-ion battery storage","2021-02-17",{"$f":"IF(OR(ISBLANK(I570),ISBLANK(K570),I570=0),VLOOKUP(E570,ADftCF,4,FALSE),K570/I570)","v":0.22},{"$f":"IF(ISBLANK(J570),I570,J570)","v":500},{"$f":"AB570*AC570","v":110}]
["Walker Ranch",2142,null,null,"GB","GST",null,"Geothermal",25,null,null,"Proposed",null,null,null,"Raft River area, near Malta","Cassia","ID","Agua Caliente acquired 15,000 acres land and leases in Raft River area in 2007. Significant testing in 2009-2012 to identify resources. Production well drilling began in 2013 - three wells have been drilled.","Agua Caliente",null,null,null,null,null,"See info from Agua Caliente's website - http://www.aguacalienteinc.com/overview.html. Up to 18 wells, with only hald used for production.","2020-04-09",0.92,25,23]
["Wallula Energy Resource Center",1857,null,null,"IGCC","COL",null,"Coal",760,null,null,"Terminated",null,"",2008,"Wallula","Walla Walla","WA","Application for EFSEC Potential Site Study Oct 2006.  Request withdrawn Mar 2008.","Wallula Resource Recovery, LLC",null,null,null,null,null,"915 MW (gross).  Mitsubishi Heavy Industries dry gasification process.  Proposed 65% CO2 separation & basalt sequestration.","2008-04-01",0.83,760,630.79999999999995]
["Wanapa Energy Center",1858,null,null,"CC","NG",null,"Natural gas",1300,null,null,"Terminated",null,"",null,"Hermiston","Umatilla","OR","Interconnection agreement and land lease permits secured.  August 2005 PSD permit effective Feb 2006.","Diamond Generating (dba Diamond Wanapa I, LLC)",null,null,null,"TransCanada GTN",null,"(2) 2x1 F-Class CC","2016-09-01",0.9,1300,1170]
["Warm Springs Upgrade & Expansion",1859,null,null,"STCG","WW",null,"Biomass",15.8,null,null,"Terminated",null,"",2013,"Warm Springs","Wasco","OR","Energy Trust 2005 Biopower RFP finalist.","Warm Springs Biomass, LLC",null,"Warm Springs Forest Products Industries",null,null,null,"Installation of replacement high-pressure boiler (complete), expansion of generating capacity.  Fuel is forest residue.","2016-09-01",0.84,15.8,13.272]
["Weiser-Galloway Hydroelectric Project",2151,null,"P-14608","HY","WAT",null,"Hydro",60,null,null,"Proposed",null,null,null,"Weiser River, near city of Weiser","Washington","ID","FERC granted prelim permit on 10/8/14. No FERC progress reports since April 2017.","Idaho Water Resource Board",null,null,null,null,null,null,"2020-04-09",0.5,60,30]
["West Butte",1921,null,null,"WT","WND",null,"Wind",80,null,null,"Proposed","Oct",2020,null,"Crook & Deschutes Cos.","Crook, Deschutes","OR","CUP March 2009.  BLM DEIS Jul 2010. Approval from Crook and Deschutes counties. Project on \"hold\" due to ownership issues - bid to sell project to new developer fell through (Jan 2014). New owners, but not much new info. SNL says est COD Oct 2020.","Pacific Wind Power and R-Squared Energy",null,null,null,null,"BPA Redmond - Harney 115kV","Up to 52 WTG, access roads, project substation, O&M facility, 115kV transmission interconnection. 3/22/11 - BLM put project on priority list.","2020-04-09",0.32,80,{"$f":"AB576*AC576","v":25.6}]
["West End Solar Energy Project",2350,null,null,"PV","Solar",null,"Solar",45,null,null,"Proposed",null,null,null,"2 mi SE of Hermiston","Umatilla","OR","Eurus requested expedited review of application, as a small project w/ EFSC","Eurus Energy America, Inc.",null,null,null,null,"N-S Umatilla Electric line","324 acres zoned for exclusive farm use; project includes a substation and distributed battery storage","2021-02-17",{"$f":"IF(OR(ISBLANK(I577),ISBLANK(K577),I577=0),VLOOKUP(E577,ADftCF,4,FALSE),K577/I577)","v":0.22},{"$f":"IF(ISBLANK(J577),I577,J577)","v":45},{"$f":"AB577*AC577","v":9.9}]
["West Hines Solar I",2339,"63796/1",null,"PV","Solar",null,"Solar",10,null,null,"Operating","Jun",2020,null,"Harney Cty","Harney","OR",null,"Evans Dixon/US Solar Fund","PURPA QF w/ PGE",null,null,null,null,"https://edocs.puc.state.or.us/efdocs/RPA/re143rpa164036.pdf","2020-10-26",{"$f":"IF(OR(ISBLANK(I578),ISBLANK(K578),I578=0),VLOOKUP(E578,ADftCF,4,FALSE),K578/I578)","v":0.22},{"$f":"IF(ISBLANK(J578),I578,J578)","v":10},{"$f":"AB578*AC578","v":2.2000000000000002}]
["Wheat Field",1640,null,null,"WT","WND",null,"Wind",96.6,null,28,"Operating","Jun",2009,null,"Arlington","Gilliam","OR","Eastern half of former Rattlesnake Road/Arlington CEP project.","Horizon Wind Energy","Snohomish PUD (20yr PPA)",null,null,null,"BPA Jones Canyon substation","(46) Suzlon S88-2.1 MW WTG.","2010-04-22",{"$f":"IF(OR(ISBLANK(I579),ISBLANK(K579),I579=0),VLOOKUP(E579,ADftCF,4,FALSE),K579/I579)","v":0.28985507246376813},96.6,28]
["Wheatridge Solar",2289,null,null,"PV","Solar",null,"Solar+ Storage",50,null,null,"Proposed",null,2021,null,"Heppner, OR","Morrow/Umatilla","OR","NextEra and PGE announced deal for combo wind-solar-storage project, Feb 2019. Wind construction to start in 2019, complete by 2020. Solar+battery to follow, expected to start construction early in 2021 and COD late 2021. Site license for 150MW solar + battery; however first (and only?) build is for 50MW solar, 30 MW/4hr battery.","NextEra","PGE (30yr PPA)",null,null,null,null,"50MW solar array w 30MW/4hr battery","2021-02-17",{"$f":"IF(OR(ISBLANK(I580),ISBLANK(K580),I580=0),VLOOKUP(E580,ADftCF,4,FALSE),K580/I580)","v":0.22},{"$f":"IF(ISBLANK(J580),I580,J580)","v":50},{"$f":"AB580*AC580","v":11}]
["Wheatridge Wind",2064,"62745/WIND`",null,"WT","WND",null,"Wind",300,null,null,"Operating","Dec",2020,null,"Heppner, OR","Morrow/Umatilla","OR","NOI filed February 2013.  Construction expected to commence between 2013-2016. Project order issued by OEFSC May 22, 2013.  Preliminary application expected Q1 2014. Proposed order issues August 2016.Siting approved in April '17. NextEra and PGE announced deal for combo wind-solar-storage project, Feb 2019. Wind construction to start in 2019, complete by 2020.","NextEra primary owner, PGE to own 100 MW wind capacity","PGE (100 MW owned, 200 MW under long-term 30yr PPA from NextEra)",null,null,null,"Undetermined.  BPA's proposed 500-kV substations near Stanfield and Boardman, PGE's Grasslands, or PacifiCorp's Cold Springs substations","(120) 2.5MW, 90m hub height GE WTG.  Sites split between Wheatridge West and Wheatridge East and connected by a new line.","2021-01-05",0.32,300,96]
["Wheatridge Renewable Energy Facility East (fka Wind Phase II)",2311,null,null,"WT","WND",null,"Wind",200,null,null,"Proposed",null,2025,null,"Heppner, OR","Morrow/Umatilla","OR","Siting approved for phase II wind project (200 MW), not currently under construction and not part of the deal with PGE for phase I wind and solar+battery.","NextEra",null,null,null,null,null,null,"2020-04-09",{"$f":"IF(OR(ISBLANK(I582),ISBLANK(K582),I582=0),VLOOKUP(E582,ADftCF,4,FALSE),K582/I582)","v":0.32},{"$f":"IF(ISBLANK(J582),I582,J582)","v":200},{"$f":"AB582*AC582","v":64}]
["Whistling Ridge",1863,null,null,"WT","WND",null,"Wind",75,null,null,"Suspended",null,"",null,"Saddleback Mountain","Skamania","WA","EFSEC SC app filed Mar 2009; approved by governor Mar 2012, w/reduction in no. of WTG.  WA Supreme Court upheld state's approval of WR, allowing the project to move forward. June 2015 - BPA filed ROD approving interconnection agreement and decision not to re-evaluate EIS (originally completed in 2011).","SDS Lumber/Whistling Ridge Energy",null,null,null,null,"New BPA substation on North Bonneville - Midway 230 kV line. BPA would build new substation and facilities at $12.6MM.","35 (max) 1.5 - 2.5 MW WTG","2016-07-14",0.32,75,24]
["White River-Lake Tapps Reservoir",2152,null,"P-14660","HY","WAT",null,"Hydro",27,null,null,"Terminated",null,null,2018,"White River, site of retired dam","Pierce","WA","FERC issued prelim permit Jun 2015. per FERC, preliminary permit surrendered November 2018.","Cascade Water Alliance",null,null,null,null,null,"At the site of the retired (since 2004) White River dam and use existing Lake Tapps reservoir. Existing infrastructure would be returned to service, plus two new 5 MW generators.","2020-04-09",0.5,27,13.5]
["Whitehall",1911,null,null,"WT","WND",null,"Wind",50,null,null,"Terminated",null,"",null,"Whitehall","Jefferson","MT","PSC ordered to set current avoided cost rates for Whitehall Wind (Jan 2010). ","Gamesa Energy d.b.a. Whitehall Wind, LLC",null,null,null,null,null,null,"2016-09-01",0.32,50,16]
["Wibaux",1920,null,null,"WT","WND",null,"Wind",20,null,null,"Terminated",null,"",null,null,"Wibaux","MT",null,"Crownbutte, Wind Power",null,null,null,null,null,null,"2016-09-01",0.32,20,6.4]
["Wickiup Dam",1951,null,"P-12965","RoR","WAT",null,"Hydro",7.15,null,2.4,"Terminated",null,"",2018,"Deschutes R.","Deschutes","OR","NOI to file draft FERC license application filed Jan 2008. Activity thru FERC as of January 2018; SNL categorizes as terminated.","Symbiotics, LLC",null,null,null,null,"Adjacent 15kV Midstate Elec. Coop distribution line","Existing run-of-river dam & reservoir.  New penstock, powerhouse w/7.15 MW Kaplan turbine-generator and tailrace.","2020-04-09",0.33566433566433562,7.15,2.4]
["Wild Horse Expansion",1864,null,null,"WT","WND",null,"Wind",44,null,null,"Operating","Nov",2009,null,"Whisky Dick Mountain","Kittitas","WA","Announced Apr 2008.  Within existing site certificate limits.  Planned service EOY 2009.  Turbine order Nov 2008.  TSite prep Apr 2009 for late 2009 completion.","Puget Sound Energy","Puget Sound Energy",null,null,null,null,"(22) WTG.  SC application approved Jan 2009.  Construction 2009.","2010-02-24",0.32,44,14.08]
["Willamette Green Innovation Center",2043,null,null,"GTCG","NG",null,"Natural gas",8.7200000000000006,null,null,"Terminated",null,null,2013,"Dallas","Polk","OR","CHP project planned to produce electricity for the grid and to capture waste heat for onsite hydroponic greenhouse for tomatoes and cucumbers.",null,"20 yr PPA w/ PacifiCorp (QF)",null,null,null,null,"(2) 4.36 MW GE NG turbines","2016-09-01",{"$f":"IF(OR(ISBLANK(I589),ISBLANK(K589),I589=0),VLOOKUP(E589,ADftCF,4,FALSE),K589/I589)","v":0.94},{"$f":"IF(ISBLANK(J589),I589,J589)","v":8.7200000000000006},{"$f":"AB589*AC589","v":8.1967999999999996}]
["Williams Acres Solar Project",2384,null,null,"PV","Solar",null,"Solar",2.5,null,null,"Operating","Apr",2021,null,"Marion Cty","Marion","OR",null,"Neighborhood Power Corp.","PGE (20yr QF)",null,null,null,null,"https://edocs.puc.state.or.us/efdocs/HAQ/re143haq133853.pdf","2021-07-15",0.22,2.5,0.55000000000000004]
["Willow Creek",1655,null,null,"WT","WND",null,"Wind",72,null,22.8,"Operating","Feb",2009,null,"Arlington","Gilliam/Morrow","OR",null,"Invenergy","LADWP",null,null,null,"BPA Tower Rd - Alkali #1 115kV tap","(48) GE 1.5 MW WTG.  BPA interconnection request is for 180 MW.  15 yr PPA w/LADWP.","2009-05-22",{"$f":"IF(OR(ISBLANK(I591),ISBLANK(K591),I591=0),VLOOKUP(E591,ADftCF,4,FALSE),K591/I591)","v":0.31666666666666665},72,{"$f":"AB591*AC591","v":22.799999999999997}]
["Willow Spring (Huntington Wind)",2187,59494,null,"WT","WND",null,"Wind",10,null,null,"Operating","March",2017,null,"Huntington, OR","Baker","OR","Project was formerly part of 50 MW total \"Oregon Wind Farms - Huntington\" and \"OWF - Lime.\" Now five, 10MW projects known as the \"Huntington Wind Projects\". Per 20yr PPA w/ IPC (signed May 2014), scheduled operation date is Dec 31, 2016. Per press release, construction began Jan 2016. All RECs go to owner.","Oregon Wind Farms, Inc./D.E. Shaw Renewable","20yr PPA w/ IPC thru 2036",null,null,null,null,"Longitude: l 17.273W, Latitude: 44.382N; http://edocs.puc.state.or.us/efdocs/RPA/re141rpa104931.pdf","2016-09-07",0.32,10,3.2]
["Windy Flats (Windy Point/Windy Flats II)",1866,null,null,"WT","WND",null,"Wind",262.2,null,null,"Operating",null,2010,null,"Goldendale","Klickitat","WA",null,"Cannon Power Corp. dba Windy Point Partners","LADWAP (242MW), Glendale (20MW)",null,null,null,"BPA Rock Creek substation","(114) Siemens SWT 2.3 MW WTG.","2010-01-05",0.32,262.2,83.903999999999996]
["Windy Point/Windy Flats III",2006,null,null,"WT","WND",null,"Wind",100,null,null,"Terminated",null,"",2013,"Goldendale","Klickitat","WA",null,"Cannon Power Corp. dba Windy Point Partners",null,null,null,null,null,null,"2016-09-01",0.32,100,32]
["Withrow",1867,null,null,"WT","WND",null,"Wind",70,null,null,"Terminated",null,"",2010,"Withrow","Douglas","WA","Leases being secured, feasibility studies underway, $3.8 MM CREB awarded. Douglas Cty PUD put project on hold in Fall 2010 due to \"overabundance of wind power developed in the region…\"","Douglas Co. PUD","Douglas Co. PUD",null,null,null,null,"(10) 1.5 MW WTG.  160 MW potential.","2016-09-01",0.32,70,22.400000000000002]
["Woodline Solar",2182,null,null,"PV","Solar",null,"Solar",8,null,null,"Operating","Dec",2017,null,"Dairy","Klamath","OR","20 yr PPA w/ PAC, signed in 2015. Initial testing scheduled for Nov 2017, commercially operable Dec 2017. EIA table 6.5 monthly generation (Dec 2017) says project is under construction - more than 50% complete","OneEnergy Renewables","PAC - PPA",null,null,null,null,"http://edocs.puc.state.or.us/efdocs/RPA/re142rpa132241.pdf","2018-08-24",0.22,8,1.76]
["Woods",1943,null,"P-12540","Canal","WAT",null,"Hydro",0.9,null,0.3,"Terminated",{"$f":"IF(ISBLANK(N597),\"\",LEFT(N597,3))","v":""},"",2013,"Greenfield Main Canal Woods Drop","Teton","MT","40-year license issued Jun 2009. FERC issued license termination Aug 2013 due to failure to commence construction.","Hydrodynamics, Inc.",null,null,null,null,"Existing Sun River Coop 7.2kV line","Existing BuRec Sun River IP canal.  Inflatable wier, intake, penstock, powerhouse and tailrace.","2016-09-01",0.33333333333333331,0.9,0.3]
["Wy'East Solar Project",2256,61345,null,"PV","Solar",null,"Solar",10,null,null,"Operating","Aug",2018,null,"Wasco","Wasco","OR","Avangrid Renewables. Limited info available in SNL, but as of 1/23/18 per SNL it is under construction.","Avangrid","Portland General Electric",null,null,null,null,null,"2019-07-09",0.22,10,2.2000000000000002]
["Xe-100 Advanced Nuclear/Tri-Energy Partnership (Name TBD)",2361,null,null,null,"UR",null,"Uranium",320,null,null,"Proposed",null,2027,null,"Hanford Nuclear Reservation - WNP-1 reactor project","Richmond","WA","Energy Northwest, X-energy, and Grant County PUD signed MOU 4/1/21 (Trii Energy Partnership) to support development of one 80MW adv nuclear reactor (up to 4 modules, 320MW on site). ","Energy Northwest, X-energy, Grant County PUD","Grant County PUD",null,null,null,null,null,"2021-05-19",{"$error":"#N/A"},{"$f":"IF(ISBLANK(J599),I599,J599)","v":320},{"$error":"#N/A"}]
["Yahoo Creek ",1887,57126,null,"WT","WND",null,"Wind",21,null,null,"Operating","Dec",2010,null,"Hagerman","Twin Falls","ID","IPUC approval of QF contract  Aug 2009.","Idaho Wind Partners (GE Financial Services, Exergy Development Group, Atlantic Power, Reunion Power)","Idaho Power Co. (QF)",null,null,null,"IPC King-Bliss 138kV line","(14) GE 1.5 MW WTG.","2011-02-17",0.32,21,6.72]
["Yamhill Solar",1961,null,null,"PV","Solar",null,"Solar",1.1499999999999999,null,null,"Operating","Oct",2011,null,"Yamhill","Yamhill","OR"," 25-yr PPA announced Sep 2010.  County permits secured.","enXco","Portland General Electric",null,null,null,null,"Ground-mount thin-film PV","2011-07-11",0.22,1.1499999999999999,0.253]
["Yellowstone Power CHP",1973,null,null,"RBSTCG","WW",null,"Biomass",11.7,null,10,"Terminated",null,null,2012,"Emmett","Gem","ID","PURPA contract approved by IPUC, docket IPC-E-10-22. Several amendments were made to contract to extend construction dates, and project was reduced from 17.5 to 11.5 MW - still failed to commence construction on time and in Aug 2012 IPUC terminated contract.","Yellowstone Power, Inc.","Idaho Power (QF, firm energy)","Emerald Forest Sawmill",null,null,"IPC BECE Substation","Sections: 12 and 7 Township: 6 North, Range: 2 West and 1 West.","2016-09-01",0.85470085470085477,11.7,10]
["Youngs Creek",1868,null,"P-10359","HY","WAT",null,"Hydro",7.5,null,2,"Operating","Oct",2011,null,"Youngs Cr.","Snohomish","WA","License granted June 1992; expires May 2042.  Construction Feb 2010.","Snohomish Co. PUD","PUD","Snohomish",null,null,"12.5kV to SnoPUD Sultan sub","Wier & intake w/ 3 mi diversion.  (1) 7.5 MW hydro TG. 7 mi interconnection","2010-09-29",0.26666666666666666,7.5,2]

{"sheet":"New Projects Update Log","index":6,"n_rows":951,"n_cols":3,"rows_kept":951,"cut":false,"hidden":true,"merged":[]}
["Back to Navigation"]
["Northwest Power and Conservation Council"]
["NEW POWER PROJECTS IN THE PACIFIC NORTHWEST"]
["Update Notes (Format and formula changes, record additions or deletions only)"]
[]
[" ","Item","Note"]
["2004-09-22","JK - Added Coyote Crest"]
["2009-01-05","JK - Deleted Mountain Home (1872)","Duplicate of Bennett Creek (1692) and Hot Springs (1771)"]
["2009-01-05","JK - Added Frenchman Hill (1903)"]
["2009-01-05","JK - Added Miller Ranch (1904)"]
["2009-01-05","JK - Added Leaning Juniper IIb (1905)"]
["2009-04-21","Removed Willow Creek Geothermal (#1655)","Project has not materialized"]
["2009-05-11","Added Antelope Ridge"]
["2009-05-11","Added Senaca Sawmill"]
["2009-06-24","Added Summit Ridge"]
["2009-06-27","Added Juniper Ridge"]
["2009-06-29","Added Flathead Landfill WTE"]
["2009-07-06","Removed West Linn Paper (Inactive > 5 years)"]
["2009-07-20","Added Stahlbush Island Farms"]
["2009-07-20","Revised Neal Hot Springs Entry to reflect current structure","USDOE loan guarentee for 22 MW net."]
["2009-08-14","JK - Deleted Oregon Trail (1813), Pilgrim Stage Station (1815), Salmon Falls (1826), Thousand Springs (1846) and Tuana Gulch (1849) "]
["2009-08-14","JK - Added Camp Reed (1885), Payne's Ferry (1886), Yahoo Creek (1887)."]
["2009-08-14","JK - Added Tuana Springs expansion."]
["2009-08-19","JK - Added Saddle Butte WInd Park"]
["2009-08-21","JK - Added Teanaway solar"]
["2009-09-15","JK - Added Rim Rock"]
["2009-09-15","JK - Added Carty Generating Station"]
["2009-11-06","JK - Added Grays Harbor Phase II"]
["2009-11-11","JK - Added Sawtooth wind"]
["2009-12-11","JK - Added Seattle Steam"]
["2009-12-14","JK - Added Big Horn II"]
["2009-12-17","JK - Added Culbertson"]
["2010-02-10","JK - Added Montegue"]
["2010-02-12","JK - Added Saddle Mountain"]
["2010-02-19","JK - Added Whitehall Wind, Borgford, Nippon Paper"]
["2010-02-23","JK - Added Riverbend, Finley Buttes, H.W. Hill expansion and Columbia Ridge landfill gas energy recovery  plants."]
["2010-02-24","JK - Added Longview Fibre Expansion"]
["2010-03-03","JK - Added Wibaux"]
["2010-03-09","JK - Added Fighting Creek"]
["2010-04-05","JK - Added Coastal Energy"]
["2010-04-20","JK - Added Klamath Bioenergy"]
["2010-04-22","JK - Added Crump Geyser","Geothermal Energy Association Ph 3, Apr 2010"]
["2010-04-22","JK - Deleted Fourmile Hill","Geothermal Energy Association Ph 2, Apr 2010"]
["2010-04-22","JK - Deleted Liskey Farms","Not in Geothermal Energy Association Inventory, Apr 2010"]
["2010-04-22","JK - Deleted Raft River III","Additional development at Raft River deferred pending achievement of full capacity operation of Phase I"]
["2010-04-29","JK - Added Vansycle II"]
["2010-04-29","JK - Deleted duplicate Columbia Ridge LFG"]
["2010-05-18","JK - Added Horn Butte"]
["2010-05-24","JK - Consolidated Lower Snake River Ph II w/ LSR balance"]
["2010-06-03","JK - Added Rock Creek Dairy, Swager Farms and Double B Dairy"]
["2010-06-28","JK - Added Farm Power Lynden"]
["2010-07-08","JK - Added A-Drop (#1940)","FERC license granted"]
["2010-07-08","JK - Removed Cascade (#1701)","PP expired"]
["2010-07-08","JK - Removed Greenmill (#1760)","PP expired"]
["2010-07-08","JK - Added Greenfield (#1941)","FERC license granted"]
["2010-07-08","JK - Added Johnson (#1942)","FERC license granted"]
["2010-07-08","JK - Added Woods (#1943)","FERC license granted"]
["2010-07-08","JK - Removed Gibson Dam (#1746)","PP expired"]
["2010-07-08","JK - Removed Green Point Upper (#1759)","PP expired"]
["2010-07-08","JK - Removed Deadwood (#1728)","PP expired"]
["2010-07-09","JK - Added Lakeview Cogeneration (#1944)","USDOE grant awarded"]
["2010-07-09","JK - Added Farm Power Tillamook (#1945)","USDOE grant awarded"]
["2010-07-09","JK - Added Baseline Wind (#1946)","NOI submitted"]
["2010-07-09","JK - Added Flint Creek (#1947)","FERC license application submitted"]
["2010-07-09","JK - Added Enloe (#1948)","FERC license application submitted"]
["2010-07-09","JK - Removed WECC, White Book and EIA capacity columns; replaced w/Dependable capacity column","White Book, WECC or EIA capacity information generally not available.  Dependable (January) capacity will be entered where available and noted as to source."]
["2010-07-09","JK - Removed Cle Elum (#1711)","Was PP only"]
["2010-07-09","JK - Removed Foothills South (#1740)","Was PP only"]
["2010-07-09","JK - Removed St Laurent Land (Upper & Lower) (#1833 & 1834)","Was PP only"]
["2010-07-12","JK - Added Grand View Solar PV I"]
["2010-07-14","JK - Added Swan Lake North","NOI to apply for FERC license"]
["2010-07-14","JK - Added Wickiup Dam","NOI to apply for FERC license"]
["2010-07-26","JK - Added Naff Ridge","CUP application"]
["2010-08-04","JK - Added PaTu, Juniper Canyon I & II, Lund Hill.","Under construction"]
["2010-09-24","JK - Added Cascade Pacific Pulp","BETC award"]
["2010-09-24","JK - Combined Cogeneration Host and Thermal Load columns"]
["2010-09-25","JK - Added Yamhill and Bellevue solar"]
["2010-09-25","JK - Converted to Excel 2007 Macro-enabled file."]
["2010-09-28","JK - Added Rockland."]
["2010-09-28","JK - Added Snoqualmie Falls refurbishment."]
["2010-09-28","JK - Purged unused names."]
["2010-10-15","JK - Added Power County Wind North & South","Data from IPUC"]
["2010-10-20","JK - Added EN Kalama CC"]
["2010-10-25","JK - Christmas Valley"]
["2010-11-03","JK - Horse Butte"]
["2010-11-18","JK - Added Big Otter"]
["2011-01-25","KD - Amended Big Otter","Added Northwestern Energy as load and REC offtaker"]
["2011-01-26","KD - Shepherd's Flat","Added employment info from N. American Windpower article 12/17/2010"]
[{"$f":"A88","v":"2011-01-26"},"KD - Rockland.  ","Consolidated duplicate entries for Rockland wind project-- deleted one row, NPPC ID# 1962.  Commented on Vestas order and expected operation late 2011.  ClearingUp reported IPUC approval of QF PPA per 12/6/2010 issues."]
[{"$f":"A89","v":"2011-01-26"},"KD- Saddle Butte Wind Park","EFSC order issued 10/20/2010"]
["2011-01-31","KD - Sawtooth","Moved on line date back 12 months"]
["2011-01-31","KD - John Deere Projects","Noted buy-out of John Deere by Exelon reported N Amer WindPower 12/10/2010."]
["2011-02-01","KD - Douglas Wave and Tidal Energy Project (1733)","Changed county name to Douglas (was \"Dougles\") and noted question re river designation."]
["2011-02-01","KD - Radar Ridge","Added note questioning the proposed project capacity."]
["2011-02-01","KD - Yellowstone Power CHP (1973)","Added project per info in IPUC docket IPC-10-E-22"]
["2011-02-01","KD- Jones Creek Pump Storage Project (1974)","Added project per info in 10/25/2010 ClearingUp article on FERC permit application"]
["2011-02-12","KD - Sunergy (1932) added \"20 Mile South Farm\" to project name, doubled capacity, and changed location.","Per Idaho Statesman article-- moved project away from airport to escape FAA rules."]
["2011-02-16","KD - Added dnote to Jordan Cover (1773) re potential replacement by newly proposed South Dunes Project.","Per e mail correspondence with Robert Braddock, VP Jordan Cove Energy, bobbraddock@attglobal.net, 541-266-7510."]
["2011-02-17","KD- Changed the following projects from Construction to Operating and deleted their ID#s (noted in project names) as the projects are recorded as a single \"Idaho Wind Projcts\" (1958) in the Existing Generation file: Pilgrim Stage Station, Yahoo Crekk,Thousand Springs, Tuana Gulch, Oregon Trail, Payne's Ferry, Camp REed, Salmon Falls, Golden Valley, Milner Dam, and Burley Butte.","Press release sent to me by David Wolf at RNP."]
["2011-02-24","KD - Added new project, Neal Hot Springs (1976)","Per US Geothermal new release of federal loan guarantee for balance of financing."]
["2011-04-04","KD- Added not to Adage biomass project, canceled due to econ condx.","ClearingUP 3/21/11."]
["2011-04-07","GC - Added Baker River (Lower) - Second Powerhouse (id 1989)","PSE press release"]
["2011-06-28","KD - Changed in-service date for Clark Canyon (1710), updated expected energy, and added price in notes field.","News release and PUC filing info: IPC-E-11-09"]
["2011-06-29","KD - Added grid interconnection information for Coyote Crest (1894) and fixed the name of the developer. ","Personal communication with developer (Dave McClain)."]
["2011-07-06","KD - Adjusted Palouse Wind (1952) to reflect winning Avista RFP & projected 40 Mwa(?) output.","ClearingUP 7/7/11 & Press Release."]
["2011-07-11","KD - Updated Yamhill and Bellevue Solar Project operation dates to 10/11 from 7/11","Personal communication with developer."]
["2011-07-15","KD-- Updated Klamath Cogen (1928) to reflect higher nameplate (42 MW was 39) and fact that they applied for site certificate from EFSEC.","EFSEC mailer."]
["2011-09-21","KD -- Added Murphy Flat Solar project","From ClearingUp, News Releases, and PPA (Idaho docket IPC-E-11-10)"]
["2011-10-25","KD -- revised Murphy Flat Solar Project, QF contract approved, solar manuf Identified.","Trade journals/ ClearingUP"]
["2011-11-21","KD -- Added Chopin Wind Project, 1992.","Conditional Use Permit and recent media accounts of County rejection of transmission plan."]
["2011-12-07","GC - Broke out all the individual wind farms in NWPCC 1958 \"Idaho Wind Projects.\"  Added information and moved all to Existing db as they are all now operational.  Pilgrim Stage Station (1815), Yahoo Creek (1887), Thousand Springs (1846), Tuana Gulch (1849), Oregon Trail (1813), Payne's Ferry (1886), Camp Reed (1885), Salmon Falls (1995), Golden Valley (1751), Milner Dam (1798), Burley Butte (1994).","EIA, RNP"]
["2011-12-07","GC - Riverbend Landfill operational - June 2010.","EIA"]
["2011-12-15","KD - Brush Canyon Wind project filed NOI w/ OR EFSEC","ClearingUP 11/14/11"]
["2011-12-23","KD - 1997 High Mesa Wind project added, signed QF contract w/ IPCO","ClearingUP 12/19/11 & IPUC filing (IPC-E-11-26)"]
[{"$f":"A114","v":"2011-12-23"},"KD - 1998 Added Dynamis Ada County Landfill Gas project","ClearingUP 12/19/11 & IPUC filing (IPC-E-11-25)"]
["2011-12-23","KD -- 1999 Added Fargo Drop Hydro Project","ClearingUP 12/19/11 & IPUC filing (IPC-E-11-27)"]
["2011-12-29","KD 1818 Energy Northwest Canceled Radar Ridge Wind Project.","BPA Journal 12/11."]
["2012-01-13","KD - 1891/2000 Split Rim Rock into two phases with phase 1 under construction.","Press releases."]
["2012-02-02","KD -- Changed new project ID 1895 to 2003","Discovered duplicate ID number in Existing Project database"]
["2012-02-02","KD -- Changed new project ID 1896 to 2004","Discovered duplicate ID number in Existing Project database"]
["2012-02-02","KD -- deleted project ID 1897 Sawtooth Wind.","Project now under construction and is on Existing Projects list & ID number duplicative."]
["2012-02-02","KD -- Changed new project ID 1917 to 2005.","ID # 1917 was duplicative with existing project."]
["2012-02-02","KD -- Changed new project ID 1918 to 2006","ID # 1918 was duplicative with existing project."]
["2012-02-02","KD -- Deleted Vansycle Wind Energy Center II (1917)","Project is in existing projects list"]
["2012-02-02","KD -- Changed Longview Fiber Expansion ID # from 1919 to 2007.","Duplicate ID number with Vansycle Wind Energy Center II (ID 1919)."]
["2012-02-02","KD -- Changed Rock Creek Wind Facility ID # from 1959 to 2008.","ID 1959 duplicate with 1959 in existing projects list. "]
["2012-02-02","KD -- Changed Bellevue Solar ID # from 1960 to 2009."]
["2012-02-10","KD -- Added note to High Mesa (1997) re IPUC approval of QF Contract","Press accounts"]
["2012-02-21","KD -- Added new project 2010, Stoltze Biomass project","ClearingUp and FlatheadBeacon.com"]
["2012-02-24","KD -- Added Bryant Mountain Pumped Storage project, ID #2011","FERC Preliminary Application Document."]
["2012-02-27","KD -- Added in-service date for Helix wind ID #1765 to 2017.","ClearingUp EFSEC coverage."]
["2012-02-27","KD -- Added note to Golden Hills wind ID #1745","EFSC Notice"]
["2012-03-13","JK - Updated Whistling Ridge (1863) to reflect site certificate approval w/revised limit on no. of WTG and main grid interconnection information. ","Clearing Up; BPA Final EIS of Aug 2011."]
["2012-03-13","JK - Removed Zoot Enterprises (Project retired more than 5 years ago following limited service)"]
["2012-03-21","KD - Added logic to automatically document data changes similar to the Projects worksheet, and added comment to Carty re progress on siting.","ClearingUp 3/19/12"]
["2012-03-22","KD -- Split China Mountain into two phases, IDs 1708 & 2013","http://coen.boisestate.edu/windenergy/files/2011/10/CMW_WWG-5.20.11.pdf"]
["2012-05-02","KD -- Removed Mill Creek (1797) as plant is operational and captured on the Projects worksheet."]
["2012-06-06","GC - Changed the name of NWPCC ID# 1974 from \"Jones Creek\" to \"Oregon Winds Pumped Storage.\"","http://elibrary.ferc.gov/idmws/file_list.asp?accession_num=20120529-5035"]
["2012-06-08","KD -- Deleted data row for ID# 1767 Highwood 1 which was incorrectly shown as under construction-- project is operational and exists on the \"Projects\" worksheet.","Projects worksheet"]
["2012-07-05","GC - Updated Highwood Generating Station - ID# 1927 to reflect phase II work being suspended due to bankruptcy.","MT DEQ, EIA, local news"]
["2012-07-13","GC - Added Heppner Wind Energy Facility - ID #2016.","http://oregon.gov/energy/Siting/Pages/HEP.aspx"]
["2012-08-01","GC - Changed Bellevue Solar to operating and updated notes.","RNP, enXco, http://www.enxco.com/projects/detail/bellevue_solar_project/"]
["2012-08-17","GC - Added 2030 \"Geyser Wind\"","RNP, Gaelectric."]
["2012-08-17","GC - Added #2031 \"Coutts Wind\"","RNP, Gaelectric."]
["2012-08-17","GC - Added #2032 \"Kelly Hills Wind\"","RNP, Gaelectric."]
["2012-08-17","GC - Added #2033 \"Lonetree\"","RNP, Gaelectric."]
["2012-08-17","GC - Added #2034 \"Longhorn\"","RNP, Gaelectric."]
["2012-08-17","GC - Added #2035 \"Roy Wind\"","RNP, Gaelectric."]
["2012-08-17","GC - Added #2036 \"Lennep\"","RNP"]
["2012-08-21","GC - Updated #1933 Rock Creek Dairy","http://www.biocycle.net/2012/03/anaerobic-digestion-in-the-northwest/"]
["2012-08-21","GC - Removed #1976, duplicate of # 1801 Neal Hot Springs"]
["2012-08-21","GC - Updated #1945 Farm Power Tillamook, moved to projects db.","http://www.andgar.com/specialty-general-contracting-digester-projects-farm-power-tillamook.php"]
["2012-09-19","GC - Added #2039 \"Columbia Ridge Landfill Expansion\"","Clearing up, http://clerk.seattle.gov/~scripts/nph-brs.exe?d=ORDF&s1=117505.cbn.&Sect6=HITOFF&l=20&p=1&u=/~public/cbory.htm&r=1&f=G"]
["2012-09-20","GC - Added #2040 \"Perennial Wind Chaser Station\"","http://www.oregon.gov/energy/Siting/Pages/PER.aspx"]
["2012-09-20","GC - Updated #1907 \"Outback\" solar to under construction","http://www.sustainablebusinessoregon.com/articles/2012/08/oregons-largest-solar-array-now-under.html?page=all"]
["2012-09-20","GC - Added #2041 \"Baseline Power\" thermal generation.","http://www.oregon.gov/energy/Siting/docs/BWE/BWE_amended_NOI_public_notice.pdf"]
["2012-09-20","GC - Added #2042 Columbia Biogas","http://www.columbiabiogas.com/PDFs/ColumbiaBiogas_PPA_with_PacifiCor.pdf"]
["2012-11-07","GC - Added #2044-2049 Mountain Air Wind Projects (Cold Springs, Desert Meadow, Hammett Hill, Mainline, Ryegrass, Two Ponds)","RNP, TERNA"]
["2012-11-07","GC - Changed #1779 (Lava Beds) from \"Under Construction\" to \"Proposed\"","No information indicating this was ever under construction."]
["2012-11-25","GC - Updated Power County Wind North (ID#1965) and South (ID#1966) to Operating (Dec 2011)","RNP, internet"]
["2012-12-26","GC - Added #2050, 2051 (Pioneer Wind Park I and II)","Clearing Up, http://www.pioneerwindpark.com/about-pioneer-wind"]
["2012-12-26","GC - Updated # 1952 (Palouse) to \"Operating\"","Clearing Up 12/24/12"]
["2012-12-27","GC - Updated development notes for #2001, 2002 (Troutdale Energy Centers).","ODOE siting"]
["2012-12-27","GC - Updated #2010 Stoltze Lumber Biomass project to Under Construction.  Scheduled to come online 10/1/13.","Clearing Up, 12/10/12"]
["2012-12-27","GC - Added #2053 Two Dot Wind Farm.","web"]
["2012-12-27","GC - Added #2054 and #2055 (Rainbow Ranch Wind and Rainbow West Wind)","RNP, web"]
["2012-12-27","GC - Updated #1734 Echanis Wind serivice date - provided estimate; development notes","http://sustainablebusinessoregon.com/articles/2012/01/feds-approve-transmission-line-for.html"]
["2012-12-27","GC - Added #2056 Murphy Flat Wind Project","http://www.wind-watch.org/news/2012/11/22/feds-tell-idaho-to-honor-murphy-wind-power-pact/"]
["2012-12-27","GC - Added nameplate capacity to #1704 Cedar Creek Wind","RNP"]
["2012-12-31","GC - Updated status and PPA info for #1810 Notch Butte","Clearing Up 8/20/12, RNP"]
["2012-12-31","GC - Updated PPA info for #1779 Lava Beds","Clearing Up 8/20/12, RNP"]
["2012-12-31","GC - Added #2057 Cottonwood Wind Park ","Clearing Up 8/20/12, RNP, web"]
["2012-12-31","GC - Added #2058 Deep Creek Wind Park ","Clearing Up 8/20/12, RNP, web, http://clerk.seattle.gov/~public/meetingrecords/2011/etcr20110706_5.pdf"]
["2012-12-31","GC - Added #2059 Rogerson Flats Wind Park ","Clearing Up 8/20/12, RNP, web"]
["2012-12-31","GC - Added #2060 Salmon Creek Wind Park ","Clearing Up 8/20/12, RNP, web"]
["2013-01-02","GC - Added #2061 Chokecherry Wind Farm","Clearing Up 7/9/12, Power Company of WY - http://www.powercompanyofwyoming.com/index.shtml"]
["2013-01-02","GC - Added #2062 Sierra Madre Wind Farm","Clearing Up 7/9/12, Power Company of WY - http://www.powercompanyofwyoming.com/index.shtml"]
["2013-01-02","GC - Added #2063 Grand View Solar Two","Web"]
["2013-03-18","GC - Updated #1734 Echanis - PPA w/ SCE cancelled","Clearing Up 3/15/13"]
["2013-03-18","GC - Added #2064 Wheatridge wind farm","ODOE and Clearing Up 3/15/13"]
["2013-03-20","GC - Updated #1998 Dynamis Ada County Landfill project to Terminated status","News, Clearing Up"]
["2013-03-22","GC - Added #2065 Prineville Pumped Storage Project.","Clearing Up 2/15/13"]
["2013-03-22","GC - Updated #1949 Grand Solar One w/ note abt PPA termination w/ IPC","Clearing Up 2/15/13"]
["2013-03-22","GC - Added #2066, 2067 Grouse Creek Wind Farm I and II","Clearing Up 1/25/13, web, RNP"]
["2013-03-25","GC - Added #2068 Lower Ridge Windfarm.  Status unclear.","Clearing Up 6/4/12, web"]
["2013-03-25","GC - Added #2069 High Plateau Windfarm.  Status unclear.","Clearing Up 6/4/12, web"]
["2013-03-25","GC - Updated status of #1972 Spion Kop","Web"]
["2013-03-26","GC - Updated #1950 Swan Lake North to reflect FERC prelim permit","FERC, web searches"]
["2013-04-16","GC - Updated #1913 Nippon Paper w/ status (under construction) and notes about I-937 eligibility","Clearing Up, 4/5/13"]
["2013-04-22","GC - Updated all Mountain Air projects to operating status","web"]
["2013-04-22","GC - Updated #1933 Rock Creek Dairy to operating status","http://biomassmagazine.com/articles/8772/u-s-added-18-mw-of-biomass-power-capacity-in-february"]
["2013-04-22","GC - Updated #1969 Horse Butte Wind Farm to operating status","web"]
["2013-04-22","GC - Updated #1801 Neal Hot Springs to operating status (for some reason we had missed this on the new projects page)","web"]
["2013-04-23","GC - Updated #1970 Rockland to operating (we had missed this on new projects page- was updated on projects).  Updated owners and PPA","Atlantic Power Corp"]
["2013-04-23","GC - Deleted #1685 American Falls because it is a duplicate of #1970 Rockland","Atlantic Power Corp"]
["2013-04-23","GC - Updated #1869 Antelope Ridge.  Still appears to be in OR EFSC review.","OR EFSC, EDP Renewables websites"]
["2013-04-23","GC - Updated #1996 Brush Canyon - siting notes in development field","OR EFSC"]
["2013-04-23","GC - Updated #1708, #2013 China Mtn development status.  BLM defers EIS decision until 2014.","http://voices.idahostatesman.com/2012/03/08/rockybarker/blm_defers_huge_china_mountain_wild_project_two_years"]
["2013-04-23","GC - Updated #2057 Cottonwood, #2058 Deep Creek,  #2059 Rogerson Flats, #2060 Salmon Creek, #1810 Notch Butte, #1779 Lava Beds - status to \"terminated\" due to dissolution of PPA and developer giving up rights to build.","http://www.idahostatesman.com/2012/08/17/2234685/exergy-halts-work-on-wind-farm.html"]
["2013-04-23","GC - Added column titled \"Terminated Year\" to track when projects were terminated.  This will help for the project status chart."]
["2013-04-23","GC - Added #2072 Coyote Wind Project","RNP, Web"]
["2013-04-24","GC - Changed name of #1923 from Harlowton to Jawbone I and added #2073 Jawbone II.","RNP, Web"]
["2013-04-24","GC - Updated #1756 Helix Wind Facility nameplate capacity due to site certificate amendment.","OR EFSC"]
["2013-04-24","GC - Updated #1997 High Mesa wind status to operating.","Exelon, web.  Tough to discern - not very publicized."]
["2013-04-24","GC - Updated #1889 Saddle Butte nameplate capacity","OR EFSC, RNP"]
["2013-04-24","GC - Added #2074 and #2075 Musselshell Wind","RNP, web"]
["2013-04-24","GC - Added #2076 Swauk Valley Ranch Wind","RNP, web"]
["2013-05-13","GC - Updated #1967 Kalama Energy Project development status - Verison abandons development.  Future status uncertain.","Clearing Up 5/3/13"]
["2013-05-13","GC - Added #2077 Project Effectuate - proposed offshore wind project","Clearing Up, Seattle Daily Journal of Commerce 4/23/13"]
["2013-05-17","GC - Updated #1773 Jordan Cove status to terminated.  Project is now going forward as South Dunes, as an export facility rather than import facility.","Clearing Up, web"]
["2013-05-17","GC - Added #2078 South Dunes project.","Clearing Up, web"]
["2013-05-20","GC - Updated #1794 Mason Dam - nameplate, development details","EnergyCentral, web - http://www.bakercityherald.com/Local-News/Mason-Dam-plan-moves-ahead"]
["2013-06-17","GC - Updated #1907 Outback Solar I to operating.","web"]
["2013-07-10","GC - Updated #1928 Klamath Falls BioEnergy to \"terminated\" status. ","Clearing Up, web"]
["2013-07-16","GC - Added #2079 Sunset Falls Hydroelectric Project","Clearing Up, FERC, http://www.snopud.com/?p=1956"]
["2013-07-16","GC - Updated #1913 Nippon notes section w/ WA Dept Commerce ruling on I-937 eligibility","Clearing Up 6/14/13"]
["2013-07-30","GC - Added #2080 and 2081 - Oregon Wind Farms, Inc. projects.  Future status uncertain, but good to have a record of.","EnergyCentral 7/24/13"]
["2013-08-12","GC - Added #2082 Black Canyon 3 - new generator expected to increase capacity by 12.5 MW","Clearing Up, 7/12/13"]
["2013-08-12","GC - Updated #1948 Enloe Dam.  FERC approved new 50 yr license.","Wenatchee World, 7/11/13 (Clearing Up)"]
["2013-08-16","GC - Updated #1821 Rainbow Reevelopment - capacity and status","web"]
["2013-08-16","GC - Updated #1706 Chester Diversion Project. New estimated operation date.","web"]
["2013-08-16","GC - Updated #1999 Fargo Drop to operating as of Apr 2013","SNL, EIA, web"]
["2013-08-16","GC - Updated #1990 Murphy Flats to suspended.","SNL, EIA, web"]
["2013-08-19","GC - Updated #1975 Port Westward II status to under construction","Email from Stefan Brown, PGE"]
["2013-08-20","GC - Updated #1935 Double B Dairy status to suspended","Email from Phil DeVol @ Idaho Power, web"]
["2013-08-20","GC - Updated #1934 Swager Farm status to suspended","Email from Phil DeVol @ Idaho Power, web"]
["2013-08-20","GC - Updated #1964 Box Canyon Upgrade status from construction to \"upgrade\", a new term to help describe the status of an upgrade in progress where some of the upgrades are operating.","Pend Oreille PUD website"]
["2013-08-20","GC - Updated #1930 Nine Mile Falls with updated information on the retrofit, and a new planned start date of 2017","EM from James Gall, Avista"]
["2013-08-21","GC - Updated #1682 Admiralty Inlet status to proposed from planned.  Not sure of status, but still in process.","Web"]
["2013-08-21","GC - Updated #1949 Grand View Solar to \"Suspended\" PPA w/ IPC was terminated and project seems embroiled in some controversy.  Future uncertain.","Conversation w/ Phil DeVol, IPC."]
["2013-08-22","GC - Updated #1892 Carty GS 1 to represent the PGE Carty plant selected in its IRP RFP.  Selection currently being challenged.","web"]
["2013-08-22","GC - Added #2083 Tucannon River Wind Farm.","PGE Website"]
["2013-09-27","GC Added #2084 BioFuels Washington Renewable Energy Facility","Clearing Up, WA Dept of Commerce website"]
["2013-11-13","GC - Updated note for Grand View Solar Two (2063) to reflect final IPUC ruling on REC ownership and the validity of the PURPA contract","Clearing Up"]
["2013-11-19","GC - Added #2085 Stone House Solar Project.","ETO presentation to board on 11/6/13, web"]
["2013-11-19","GC - Added #2086 Bevans Point Solar","ETO presentation to board on 11/6/13, web"]
["2014-01-02","GC - Changed status of Cedar Creek (#1704) to suspended.  Wind project was moved to become part of Meadow Creek wind project.","http://nawindpower.com/e107_plugins/content/content.php?content.9112"]
["2014-01-10","GC - Various updates to Oregon projects, none substantial","ODOE 90-day look ahead memo"]
["2014-01-21","GC - Updated #2005 (HW Hills Expansion) to operating status","Klickitat PUD website"]
["2014-01-30","GC - Updated #2038 Misty Meadow to operating as of Jan 2013","NW Natural, web"]
["2014-01-30","GC - Updated #2004 Cushman powerhouse to operating status","web"]
["2014-02-05","GC - Added #2091 Apple solar farm at Prineville data center","Clearing Up, web"]
["2014-02-05","GC - Added #2092 Bannock County Landfill Gas to Energy project","Clearing Up, web"]
["2014-02-14","GC - Updated status of #2037 Rainier Biogas to operating","SNL"]
["2014-03-06","GC - Updated #1822 Reedsport  to \"terminated\"","http://www.earthfix.info/energy/article/wave-energy-developer-pulls-plug-on-oregon-project/"]
["2014-03-25","GC - Updated #1822 Reedsport  back to \"proposed\" - 50 MW scale was terminated and license surrendered, but small scale still going forward.","The Register Guard, 3/6/14 (from Clearing Up clippings)"]
["2014-03-25","GC - Added \"2093\" Port Townsend Paper expansion","Clearing Up 2/28/14, web"]
["2014-03-27","GC - Updated development and notes for #2079 Sunset Falls","Clearing Up, web"]
["2014-03-27","GC - Updated #1682 Admiralty Inlet development and notes","Clearing Up, FERC press release, web"]
["2014-03-31","GC - Added #2094 unnamed solar project \"PacifiCorp solar farm\" with info from PAC press release","https://www.rockymountainpower.net/about/nr/nr2014/rmppubscbflssp.html"]
["2014-03-31","GC - Updated #2078 South Dunes (Jordan Cove Export Terminal) w/ info on export portion.  Power plant citing remains in progress.","Clearing Up, 3/28/14"]
["2014-03-31","GC - Updated several fields of #1894 Coyote Crest to reflect \"shovel ready\" status.","various news releases"]
["2014-04-23","GC - Added #2095 45-Mile Hydroelectric Project","Press releases."]
["2014-04-28","GC - Updated #2040 Perennial Wind Chaser - site certificate application","Clearing Up, 4/25/14"]
["2014-05-13","GC - Updated #2077 to add other name \"WindFloat Pacific\" and financing, development plans.","Clearing Up, 5/9/14"]
["2014-05-13","GC - Updated #2085 Stone House Solar to \"Suspended\" - PPA with PAC has been cancelled and BETC credits expired.","Oregonlive - http://www.oregonlive.com/business/index.ssf/2014/04/post_203.html"]
["2014-05-13","GC - Updated #1822 Reedsport Wave Energy to Terminated","Various online news stories.  http://www.oregonlive.com/business/index.ssf/2014/04/ocean_power_quits_on_oregon_wa.html"]
["2014-05-13","GC - Updated #1732 Dorena Lake Dam development notes.  Still under construction after two years and lawsuits filed between owner and general contractor","Seattle Daily Journal of Commerce, 4/29/14"]
["2014-07-31","GC - Updated #1932 Sunergy solar project to 40MW, IPC submitted energy sales agreement for approval by IPUC","http://www.idahostatesman.com/2014/07/29/3300527/sun-rises-on-valley-solar-projects.html"]
["2014-09-04","GC - Added #2096 Head of U Canal Project.","Clearing Up (8/29/14), web"]
["2014-09-12","GC - Updated #2063 Grand View Solar II.","IPUC case, RenewablesBiz"]
["2014-09-12","GC - Updated #1932 Boise City Solar","IPUC case, RenewablesBiz"]
["2014-10-21","GC - Updated status of #1682 Admiralty Inlet to terminated","Clearing Up, 10/17/14"]
["2014-10-22","GC - Updated status of #1892 Carty GS to \"construction\"","http://www.oregonlive.com/pacific-northwest-news/index.ssf/2014/06/pge_building_boardman_natural-.html"]
["2014-10-24","GC - Updated status of #2039 Columiba Ridge Landfill Gas Expansion to operating","SNL"]
["2014-12-22","GC - Updated status of #2083 Tucannon to operating","PGE press release, 12/15/14"]
["2014-12-23","GC - Added #2097 Gibson Dam.","http://www.gibsonhydro.com/wp-content/uploads/2014/09/Gibson-FERC-License.pdf"]
["2014-12-23","GC - Added #2098 Blue River Dam","http://www.stpns.net/view_article.html?articleId=104554410465343015164"]
["2015-01-02","GC - Updated #1948 Enloe Dam ownership - Okanagon PUD trying to sell project.","Clearing Up, 10/24/14"]
["2015-01-02","GC - Added #2099 Mud Springs Wind Ranch Project (includes three LLCs - Pryor Cave, Mud Springs, Horse Thief).  Not in Power Act region.","http://lastbestnews.com/site/2014/12/huge-wind-farm-near-bridger-breaks-ground-thursday/"]
["2015-01-06","GC - Updated service year for #1782 Dorena Dam - project is behind schedule and having financial issues - service date unknown.","http://www.oregonlive.com/pacific-northwest-news/index.ssf/2014/04/oregon_hydroelectric_project_a.html"]
["2015-01-06","GC - Updated status of #2092 Bannock County Landfill to operating Apr 2014","http://www.localnews8.com/news/bannock-county-landfill-turns-gas-to-cash/25729180"]
["2015-01-06","GC - Updated status of #1975 Port Westward II to operating, as of Dec 30, 2014","http://www.power-eng.com/articles/2015/01/pge-s-port-westward-unit-2-plant-goes-online.html"]
["2015-01-06","GC - Updated status of #1989 Baker River (Lower) unit 4 to operating as of Dec 2014","per EM with Elizabeth Hossner, PSE on 1/6/15"]
["2015-01-06","GC - Updated #1963 Snoqualmie Falls upgrade to operating; DID NOT add to existing projects as a new line item; rather upped the capacity of existing line item because no additional generators were built","PSE website"]
["2015-01-06","GC - Added #2100 C-Drop hydro canal project.","http://westernfarmpress.com/irrigation/klamath-project-hydroelectric-plant-kicks"]
["2015-01-07","GC - Added #2101 American Falls Solar","http://www.puc.idaho.gov/fileroom/cases/elec/IPC/IPCE1434/20141020APPLICATION.PDF"]
["2015-01-07","GC - Added #2102 American Falls Solar II","http://www.puc.idaho.gov/fileroom/cases/elec/IPC/IPCE1435/20141020APPLICATION.PDF"]
["2015-01-07","GC - Updated status of #1990 Murphy Flats to terminated - it is a different proposed project than the new #2103 Murphy Flat Power Project"]
["2015-01-07","GC - Added #2103 Murphy Flat Power Project","http://www.puc.idaho.gov/fileroom/cases/elec/IPC/IPCE1432/20141020APPLICATION.PDF"]
["2015-01-07","GC - Added #2104 Orchard Ranch Solar","http://www.puc.idaho.gov/fileroom/cases/elec/IPC/IPCE1436/20141020APPLICATION.PDF"]
["2015-01-07","GC - Added #2105 Simco Solar","http://www.puc.idaho.gov/fileroom/cases/elec/IPC/IPCE1433/20141020APPLICATION.PDF"]
["2015-01-15","GC - Added #2106 Paisley Geothermal Project","http://www.surprisevalleyelectric.org/content/paisley-geothermal-update"]
["2015-01-15","GC - Updated #2053 Two Dot Wind Farm to operating","http://www.njrcleanenergyventures.com/wind/projects.asp"]
["2015-01-21","GC - Added #2107 Clark Solar 1","http://www.puc.idaho.gov/fileroom/cases/elec/IPC/IPCE1428/20141017APPLICATION.PDF"]
["2015-01-21","GC - Added #2108 Clark Solar 2","http://www.puc.idaho.gov/fileroom/cases/elec/IPC/IPCE1429/20141017APPLICATION.PDF"]
["2015-01-21","GC - Added #2109 Clark Solar 3","http://www.puc.idaho.gov/fileroom/cases/elec/IPC/IPCE1430/20141017APPLICATION.PDF"]
["2015-01-21","GC - Added #2110 Clark Solar 4","http://www.puc.idaho.gov/fileroom/cases/elec/IPC/IPCE1431/20141017APPLICATION.PDF"]
["2015-01-21","GC - Added #2111 Mountain Home Solar","http://www.puc.idaho.gov/fileroom/cases/elec/IPC/IPCE1426/20141017APPLICATION.PDF"]
["2015-01-21","GC - Added #2112 Pocatello Solar 1","http://www.puc.idaho.gov/fileroom/cases/elec/IPC/IPCE1427/20141017APPLICATION.PDF"]
["2015-01-21","GC - Added #2113 Greenfield Wind Farm - outside of region, but may PPA w/ Northwestern","Clearing Up No 1680, 1/16/15; web"]
["2015-02-02","GC - Updated #1944 Lakeview Cogen","http://www.capitalpress.com/Oregon/20140919/oregon-site-selected-for-biofuel-plant"]
["2015-02-17","GC - Updated #1947 Flint Creek Hydro from proposed to operating (Jan 2013)","SNL"]
["2015-03-03","GC - Updated Brush Canyon Wind Project to terminated","ODOE 90-day look ahead memo"]
["2015-03-12","GC - Added #2114 Grove Solar Center","http://edocs.puc.state.or.us/efdocs/RPA/re141rpa92740.pdf"]
["2015-03-12","GC - Added #2115 Hyline Solar Center","http://edocs.puc.state.or.us/efdocs/RPA/re141rpa8465.pdf"]
["2015-03-12","GC - Added #2116 Open Range Solar Center","http://edocs.puc.state.or.us/efdocs/RPA/re141rpa93059.pdf"]
["2015-03-12","GC - Added #2117 Railroad Solar Center","http://edocs.puc.state.or.us/efdocs/RPA/re141rpa8443.pdf"]
["2015-03-12","GC - Added #2118 Thunderegg Solar Center","http://edocs.puc.state.or.us/efdocs/RPA/re141rpa8443.pdf"]
["2015-03-12","GC - Added #2119 Vale Air Solar Center","http://edocs.puc.state.or.us/efdocs/RPA/re141rpa93059.pdf"]
["2015-03-16","GC - Added #2120 IDE 1 LLC, #2121 IDE 2, #2122 IDE 3, and #2123 IDE 4","EIA, SNL, CH4 Power"]
["2015-03-16","GC - Updated #2084 Biofuels Washington Renewables Energy Facility","EIA, SNL, Tacoma-Pierce County website"]
["2015-03-19","GC - Updated #1948 Enloe Dam development status","Clearing Up No 1688, 3/13/15"]
["2015-03-19","GC - Updated #2113 Greenfield Wind development notes","Clearing Up No 1687, 3/6/15"]
["2015-03-19","GC - Added #2124 Greycliff Wind Energy","Brian DeKeip EM, Clearing Up No 1685, 2/20/15"]
["2015-03-25","GC - Added #2125 Metro West Point Treatment Plant 4-5","http://www.kingcounty.gov/~/media/environment/wastewater/ResourceRecovery/images/ENERGYimages/WPcogenfactsheet.ashx?la=en"]
["2015-04-07","GC - Updated #1782 Little Wood River II","Clearing Up, 7/29/14"]
["2015-11-10","GC - Added #2126 JD Power Pool PS Project","Updates from Clearing Up #1722, web"]
["2015-11-16","GC - Updated #2078 South Dunes w/ info on development notes","Clearing Up #1719"]
["2015-11-16","GC - Updated # 2040 Perennial Wind Chaser w/ development and gas pipeline notes","Clearing Up #1718"]
["2015-11-24","GC - Added #2127, #2128 Calligan Creek and Hancock Creek","SnoPUD, SNL, FERC"]
["2016-03-23","GC - Added #2129 Poplars Ranch Solar","http://www.capitalpower.com/generationportfolio/US/Pages/PoplarsRanchSolar.aspx"]
["2016-05-26","GC - Updated #2078 South Dunes (Jordan Cove) ","FERC rejection http://ferc.gov/CalendarFiles/20160311154932-CP13-483-000.pdf"]
["2016-06-08","GC - Added #2130 Old Mill Solar Project","PAC website, SNL, Clearing Up, web"]
["2016-07-11","GC - Updated #2113 - Greenfield Wind Farm to under construction","SNL, Clearing Up, web"]
["2016-07-11","GC - Added #2131 Fairfield Wind Farm","SNL, Clearing Up, web"]
["2016-07-12","GC - Added #2132 Cat Creek Hydro pumped storage project","SNL, http://www.idahostatesman.com/news/local/article83570942.html"]
["2016-07-12","GC - Added #2133 McKay Dam","http://www.eastoregonian.com/eo/local-news/20160615/hydropower-proposed-at-mckay-dam"]
["2016-07-12","GC - Updated #1691 Bear River Narrows Project; FERC rejected proposal","per SNL, web"]
["2016-07-12","GC - Added #2134 Chiloquin Solar Facility (10 MW, PPA to PAC)","SNL, power purchase agreement w/ PAC - http://edocs.puc.state.or.us/efdocs/RPA/re142rpa112641.pdf"]
["2016-07-12","GC - Added #2135 Tumbleweed Solar","SNL, power purchase agreement w/ PAC - http://edocs.puc.state.or.us/efdocs/RPA/re142rpa112641.pdf"]
["2016-07-13","GC - Added #2136 Soda Lake Geothermal. Out of region, but pursuing eligibility under WA I-937.","SNL, Commerce application for I-937 eligibility, Clearing Up. http://www.commerce.wa.gov/Programs/Energy/Office/EIA/Documents/2016-003-Application-for-Advisory-Opinion-Soda-Lake-Geothermal.pdf"]
["2016-07-13","GC - Updated #2001, 2002 Troutdale Energy Resource Center status to \"terminated\" - developers have withdrawn site applications.","per OR EFSC. Decision made in January 2016."]
["2016-07-13","GC - Updated #1869 Antelope Ridge to \"terminated\" - developer withdrew application for site certificate in Sept 2013","https://www.oregon.gov/energy/Siting/docs/Withdrawn/Antelope%20Ridge/AWF%20Withdrawal%20Notice.pdf"]
["2016-07-13","GC - Updated #1765 Helix Wind Power Facility to \"terminated\" - OR EFSC terminated site certificate after developer failed to meet construction deadline - November 2014","https://www.oregon.gov/energy/Siting/docs/Withdrawn/Helix%20Wind/HWP%20Termination%20Order%202014-11-21.pdf"]
["2016-07-13","GC - Updated #2016 Heppner wind facility to \"terminated\" - developer failed to file site certificate before NOI expired.","https://www.oregon.gov/energy/Siting/docs/Withdrawn/Heppner/HEP%20Expiration%20Notice.pdf"]
["2016-07-13","GC - Updated #1777 Klamath Falls Generation Facility to \"terminated\" - OR EFSC terminated site certificate after developer failed to meet construction deadline - November 2013","https://www.oregon.gov/energy/Siting/docs/Withdrawn/Klamath%20Generating%20Facility/KGF%20-%20Site%20Certificate%20Termination%20Order%20-%202013-11-15.pdf"]
["2016-07-13","GC - Updated #2008 Rock Creek Wind to \"terminated\" after developer failed to file site certificate before NOI expired","https://www.oregon.gov/energy/Siting/Pages/RCW.aspx"]
["2016-07-13","GC - Updated #2126 JD Pool","Clearing Up, 12/31/15"]
["2016-07-13","GC - Updated #1764 Mason Dam ","Clearing Up, 12/31/15"]
["2016-07-14","GC - Added #2137 Gordon Butte PS","http://www.gordonbuttepumpedstorage.com/"]
["2016-07-18","GC - Updated #2128 Calligan Creek Hydro to under construction","EM from Dawn Presler, SnoPUD"]
["2016-07-18","GC - Updated #2127 Hancock Creek Hydro Project to under construction","EM from Dawn Presler, SnoPUD"]
["2016-07-18","GC - Added #2138 Iron Horse Solar Project","http://www.ironhorsesolar.com/"]
["2016-07-18","GC - Added #2139 Steel Bridge Solar Farm","Energy Trust of Oregon, SNL"]
["2016-07-19","GC - Added #2140 Ewauna Solar I","http://edocs.puc.state.or.us/efdocs/RPA/re142rpa155931.pdf"]
["2016-07-19","GC - Added #2141 Ewauna Solar II","http://edocs.puc.state.or.us/efdocs/RPA/re142rpa115439.pdf"]
["2016-08-08","GC - Updated #1940 A-Drop hydro - project terminated in Nov 2013.","http://www.hydroreform.org/taxonomy/term/215"]
["2016-08-08","GC - Updated #1686 Applegate Dam - project terminated","http://www.mailtribune.com/article/20141018/news/141019660\nhttp://thesiskiyoucrest.blogspot.com/2014/12/applegate-dam-hydroelectric-project_4.html"]
["2016-08-08","GC - Updated #1687 Arrow Rock wind project - terminated","SNL"]
["2016-08-08","GC - Updated #2041, 1946 Baseline Wind and Power - project suspended","https://www.oregon.gov/energy/Siting/Pages/BWE.aspx"]
["2016-08-08","GC - Updated #2095 45-Mile Hydro to operating","SNL, http://www.northunitid.com/index.php?option=com_content&view=article&id=23&Itemid=&dir=JSROOT%2Fnewsletters%2F2015&download_file=JSROOT%2Fnewsletters%2F2015%2F3+September+2015+Newsletter.pdf"]
["2016-08-08","GC - Updated #1971 Big Otter Wind to - terminated. ","NorthWestern had MOU w/ Invenergy for project (to meet CREP requirement) but dropped it citing environmental concerns. No news since 2012. Assume terminated."]
["2016-08-08","GC - Updated #2082 Black Canyon - development notes and planned operational date.","http://www.usbr.gov/pn/programs/blackcanyondam/"]
["2016-08-08","GC - Updated #1696 Black Rock PS to suspended.","http://www.usbr.gov/pn/programs/blackcanyondam/"]
["2016-08-08","GC - Updated #2098 Blue River Dam - development notes","http://www.transmissionhub.com/articles/2015/08/ferc-seeks-input-on-20-mw-blue-river-hydro-project-in-oregon.html\nhttp://elibrary.ferc.gov/idmws/common/opennat.asp?fileID=13950847\nhttps://federalregister.gov/a/2015-21987"]
["2016-08-08","GC - Updated #1697 Cherry Point Cogen to terminated.","WA EFSEC listed on its website that the site certificate agreement (orig issued in 2004) was canceled in 2015."]
["2016-08-08","GC - Updated #1698 Bradwood Landing LNG terminal to terminated.","Northern Star Natural Gas \"suspended development\" in 2010.\nhttp://www.oregonlive.com/business/index.ssf/2010/05/lng_post.html"]
["2016-08-16","GC - Updated #1892 Carty 1 to operating, as of July 2016","PGE news release"]
["2016-08-16","GC - Updated #1893 Carty 2 development provisions ","https://www.oregon.gov/energy/Siting/Pages/CGS.aspx"]
["2016-08-16","GC - Updated #1958 Cascade Pacific biomass to terminated","Assumption based on not finding any information about any proposed biomass operation at the facility"]
["2016-08-16","GC - Updated #1708, #2013 China Mtn to terminated.","http://magicvalley.com/news/local/curious-mind-wind-energy-project-will-not-be-pursued/article_ba9de1b3-c426-5159-b4bb-5e1a178671b1.html"]
["2016-08-16","GC - Updated #2061 Chokecherry and #2062 Sierra Madre wind farms' development notes.","http://www.powercompanyofwyoming.com/news/alerts/2016/030916-blm-environmental-assessment.shtml"]
["2016-08-17","GC - Updated #1992 Chopin wind farm","http://edocs.puc.state.or.us/efdocs/RPA/re142rpa162133.pdf"]
["2016-08-17","GC - Updated #1968 Christmas Valley nameplate capacity","not much info available… so unsure if this project is moving forward"]
["2016-08-17","GC - Updated #1710 Clark Canyon hydro to terminated. FERC terminated license due to failure to meet construction deadlines","https://www.ferc.gov/whats-new/comm-meet/2015/031915/H-2.pdf"]
["2016-08-17","GC - Updated #2107, 2108, 2109, 2110 Clark Solar 1-4 to terminated due to failure to meet financial deadlines. Removed project info from existing tab.","Developer unable to procure enough financing; revival by same developer - or any developer - by EOY 2016 unlikely. (Per Rick Sterling 6/12/15) PURPA contract terminated - http://www.puc.idaho.gov/fileroom/cases/elec/IPC/IPCE1431/20150416TERMINATION%20LETTER.PDF"]
["2016-08-17","GC - Updated #1944 Lakeview Cogen to terminated","http://www.capitalpress.com/Oregon/20140919/oregon-site-selected-for-biofuel-plant"]
["2016-08-17","GC - Updated #1715 Collins Pine to terminated. ","I think this may be the precursor to the Lakeview Cogen biomass plant, which is also terminated. Both projects were cited at the Collins Products plant."]
["2016-08-17","GC - Updated #2042 Columbia Biogas to terminated","http://www.bizjournals.com/portland/blog/sbo/2015/05/columbia-biogas-pulls-plug-on-n-portland-power.html"]
["2016-08-17","GC - Updated #1718 Columbia Tidal Energy to terminated","prelim permit surrendered\nhttp://www.pcouncil.org/wp-content/uploads/Defunct-hydrokinetics1.pdf"]
["2016-08-17","GC - Updated #1720 Connell's Project (White River Hydro) to terminated","FERC canceled prelim license"]
["2016-08-17","GC - Updated #1721 Coos Bay OPT Wave Park to terminated","Developer issued request to surrender license, FERC terminated. See FERC dockets."]
["2016-08-17","GC - Updated #1722 Coos County Wave Energy Park to terminated","FERC had cancelled prelim permit in June 2008; status in db had not been updated."]
["2016-08-17","GC - Updated #1723 Cotterel to terminated","http://www.minicassia.com/news/article_f86dcb0e-63ec-11e1-bfa4-001a4bcf6878.html"]
["2016-08-17","GC - Updated #2031 Coutts wind to terminated","no new info; assume terminated"]
["2016-08-17","GC - Updated #1894 Coyote Crest to suspended - no PPA or buyers","http://www.governing.com/news/state/mct-wind-power-still-in-limbo.html"]
["2016-08-17","GC - Updated #2072 Coyote Wind Farm to terminated","per SNL"]
["2016-08-17","GC - Updated #1727 Cut Bank to terminated","no new information; SNL has a 10MW Cut Bank project as terminated"]
["2016-08-17","GC - Updated #1729 Deception Pass Tidal","SNL"]
["2016-08-17","GC - Updated #1730 Desert Claim wind dev't notes","http://www.efsec.wa.gov/Desert%20Claim/SCA/final%20SCA%201-29-10.pdf"]
["2016-08-17","GC - Updated #1732 Dorena Lake Dam to operating","FERC, SNL"]
["2016-08-17","GC - Updated #1734 Echanis wind project to suspended (but really is likely terminated)","http://www.eenews.net/stories/1060038045"]
["2016-08-17","GC - Updated #1948 Enloe Dam to suspended","Okanogan PUD trying to sell project or tear it down all together."]
["2016-08-17","GC - Updated #1735 EnviroDyne to terminated.","No new info for 10 years."]
["2016-08-17","GC - Updated #1922 Fighting Creek Landfill to operating","Existing projects tab was up to date; just missed status on new tab"]
["2016-08-17","GC - Updated #1925 Frenchman's Ridge to terminated","per SNL; no updated info from gaelectric"]
["2016-08-23","GC - Updated #1903 Frenchman Hill to terminated","no new info since 2010. Ridgeline Energy got bought out by Atlantic Power in 2012. No entry in SNL, RNP."]
["2016-08-23","GC - Updated #2030 Geyser Wind to terminated","per SNL. Looks like Gaelectric's only proposed project in MT is now Jawbone. All others must have folded."]
["2016-08-23","GC - Updated #2097 Gibson Dam to est online in 2019","per SNL, http://www.gibsonhydro.com/#"]
["2016-08-23","GC - Updated #1747 Giiwas Green to terminated","no new data since 2008, when Klamath Tribes was looking for partners"]
["2016-08-23","GC - Updated #1749 Golden Hills development notes","OR EFSC site certificate amendments"]
["2016-08-23","GC - Updated #1750 Golden Sunlight to terminated","no new info since 2008"]
["2016-08-23","GC - Updated #1753 Gordon Ridge wind fard to terminated","no info at all; assumed terminated"]
["2016-08-23","GC - Updated #1755 to terminated","per NL, no new info"]
["2016-08-23","GC - Updated #1949 Grand Solar One from suspended to terminated","per SNL, no new PPA"]
["2016-08-23","GC - Updated #1757, 1758 Great Falls Energy Center (CC and Peaker) to terminated","per SNL, no new info"]
["2016-08-23","GC - Updated #1941 Greenfield to terminated","FERC license surrendered; see FERC docket"]
["2016-08-23","GC - Updated #2124 Greycliff Wind dev't notes","http://psc.mt.gov/news/pr/2016pr/Greycliff%20press%20release.pdf"]
["2016-08-23","GC - Updated #2066, 2067 Grouse Creek wind projects to terminated","After legal dispute w/ IPUC, FERC, projects did not move forward. http://blogs.idahostatesman.com/idaho-power-ferc-settle-and-idaho-supreme-court-backs-puc-in-wind-case/"]
["2016-08-23","GC - Updated #2096 Head of U Canal hydro project to operating","OP May 2015."]
["2016-08-23","GC - Updated #1764 Hebgen dam to terminated","FERC denied license in Feb 2006."]
["2016-08-23","GC - Updated #2069 High Plateau to terminated","no new info since 2012"]
["2016-08-23","GC - Updated #1769 Hoctor Ridge to terminated","per SNL"]
["2016-08-23","GC - Updated #1931 Horn Butte to terminated","http://www.opb.org/news/article/navy_wind_project_collide/"]
["2016-08-23","GC - Updated #1884 Imrie to terminated","per SNL, no new info"]
["2016-08-23","GC - Updated #1923, 2073 Jawbone Ph I and II dev't notes","http://www.gaelectric.ie/north-america-projects/jawbone/"]
["2016-08-23","GC - Updated #2126 JD Pool PS to suspended, due to FERC denial of prelim permits and future uncertain","Clearing Up"]
["2016-08-23","GC - Updated #1942 Johnson hydro to terminated - FERC terminated license","FERC"]
["2016-08-24","GC - Updated #1774 Judith Gap expansion to terminated","http://www.ferc.gov/CalendarFiles/20081113124649-EL08-81-000.pdf"]
["2016-08-24","GC - Updated #1955 Juniper Canyon II development notes","https://www.bpa.gov/efw/Analysis/NEPADocuments/Pages/Juniper-Canyon-II-Wind-Proj.aspx"]
["2016-08-24","GC - Updated #1967 Kalama Energy to terminated","per SNL, no new info"]
["2016-08-24","GC - Updated #2032 Kelly Hills Wind Farm to terminated","per SNL, no new info"]
["2016-08-24","GC - Updated #1912 Kulzer to terminated","http://www.spokanejournal.com/local-news/biomass-to-energy-project-starts-at-mill-in-springdale/"]
["2016-08-24","GC - Updated #2036 Lennep wind to terminated","no new info; no entry in SNL"]
["2016-08-24","GC - Updated #2033 Lonetree wind to terminated","no new info; SNL"]
["2016-08-24","GC - Updated #2034 Longhorn wind to terminated","no new info; no entry in SNL"]
["2016-08-24","GC - Updated #2007 Longview Fibre Expansion to terminated","http://biomassmagazine.com/articles/5584/longview-fibre-upgrades-existing-biomass-plant"]
["2016-08-24","GC - Updated #2068 Loer Ridge windfarm to terminated","SNL, no new info"]
["2016-08-24","GC - Updated #1785 Lower Snake River wind farm balance dev't notes","http://www.burnsmcd.com/projects/lower-snake-river-wind-energy"]
["2016-08-24","GC - Updated #1956 Lund Hill wind farm dev't notes","RNP"]
["2016-08-24","GC - Updated #1787 Magic Wind to terminated","http://www.puc.idaho.gov/fileroom/cases/elec/IPC/IPCE1120/ordnotc/20120321FINAL_ORDER_NO_32496.PDF"]
["2016-08-24","GC - Updated #1790 Martinsdale dev't notes","RNP"]
["2016-08-24","GC - Updated #1904 Miller Ranch to suspended","SNL, ncan't find any info on SoCal Edison's webpage about project. Likely will be terminated, if not already?"]
["2016-08-24","GC - Updated #1906 Montague wind dev't notes and expected online date to 2020","https://www.oregon.gov/energy/Siting/docs/MWP/MWP%20AMD2/Proposed%20Order%20and%20CC%20items/MWPAMD2DocXXX%20Site%20Certificate%202015-12-10.pdf"]
["2016-08-24","GC - Updated #2099 Mud Springs dev't notes","http://billingsgazette.com/business/major-wind-farm-breaks-ground-near-bridger/article_9e2cf007-9013-5ce0-ae34-964ef7c279d5.html"]
["2016-08-24","GC - Updated #2056 Murphy Flat Wind to terminated","http://www.puc.idaho.gov/fileroom/cases/elec/IPC/IPCE1056/ordnotc/20121012FINAL_ORDER_NO_32664.PDF"]
["2016-08-24","GC - Updated #1930 Nine Mile Falls upgrade to construction","SNL"]
["2016-08-24","GC - Updated #1809 Norris Hill to terminated","SNL"]
["2016-08-24","GC - Updated #1808 Norris Hill (Madison Valley Renewable Energy) to terminated","no new info, web"]
["2016-08-24","GC - Updated #1811 OIT Geoheat to operating, as of 2014","RNP, OIT Geo-Heat website"]
["2016-08-24","GC - Updated #1812 Ontario Power Project to terminated","no information available"]
["2016-08-25","GC - Updated #2106 Paisley Geothermal to operating","RNP, SNL"]
["2016-08-25","GC - Updated #2040 Perennial Wind Chaser - devt notes","https://www.oregon.gov/energy/Siting/Pages/PER.aspx"]
["2016-08-25","GC - Updated #1924 Pine Ridge to terminated","SNL"]
["2016-08-29","GC - Updated #2050, 2051 Pioneer Wind Park I and II to under construction, devt notes","SNL, RN, sPower"]
["2016-08-29","GC - Updated #2093 Port Townsend Paper to terminated","http://archive.peninsuladailynews.com/article/20140404/news/304049966/port-townsend-paper-corp-drops-biomass-expansion-plans"]
["2016-08-29","GC - Updated #2065 Prineville Pumped Storage development notes","FERC, successive preliminary permit"]
["2016-08-31","GC - Updated #1817 Pristine Springs","This project ended up being only 200kW, so it is too small to move to the existing projects table."]
["2016-08-31","GC - Updated #2077 Project WindFloat offshore wind devt notes","SNL new release. Project was not selected by DOE for further funding. Future uncertain."]
["2016-08-31","GC - Updated #1898 Quin to terminated","no information available"]
["2016-08-31","GC - Updated #2054, 2055 Rainbow Ranch and Rainbow West wind farms to terminated","http://www.puc.idaho.gov/fileroom/cases/elec/IPC/IPCE1211/20150203NOTICE%20OF%20WITHDRAWAL.PDF"]
["2016-08-31","GC - Updated #2000 Rim Rock II to terminated","http://www.enr.com/articles/22568-rim-rock-wind-farm-is-largest-capacity-wind-site-in-montana?page=1"]
["2016-08-31","GC - Updated #2035 Roy wind to terminated","No new info, no SNL entry"]
["2016-09-01","GC - Updated #1889 Saddle Butte dev't notes","https://www.oregon.gov/energy/Siting/Pages/SBW.aspx"]
["2016-09-01","GC - Updated #1910 Saddle Mountain dev't notes","http://www.blm.gov/or/energy/files/renewable_non-renewable_summary_longform.pdf"]
["2016-09-01","GC - Updated #1828 Schwendimen to terminated","no new info; SNL"]
["2016-09-01","GC - Updated #1899 Seattle Steam to terminated","http://www.enwaveseattle.com/"]
["2016-09-01","GC - Updated #1831 Shoshone Falls Upgrade capacity and dev't notes","https://www.idahopower.com/pdfs/AboutUs/PlanningForFuture/irp/2015/2015IRP.pdf"]
["2016-09-01","GC - Updated #2078 Jordan Cove dev't notes","FERC"]
["2016-09-01","GC - Updated #1836 Stateline 3 - changed name and ID to Vansycle II #1919.","Same project; deleted ID for Stateline 3, moved forward w/ Vansycle II."]
["2016-09-01","GC - Updated #1547 Stayton hydro development notes.","FERC, http://www.staytonoregon.gov/vertical/sites/%7B12E21B1E-6B31-4E9B-8641-6FE5AAE9D5E2%7D/uploads/2013_Adopted_Comprehensive_Plan.pdf"]
["2016-09-01","GC - Updated #1839 Summit Ridge dev't notes and capacity","http://www.oregon.gov/energy/Siting/docs/SRW/RFA%202/SRW%20Request%20for%20Amendment%202.pdf"]
["2016-09-01","GC - Updated #1842 Swanson Group to terminated","no new info"]
["2016-09-01","GC - Updated #1890 Teanaway solar to terminated","No new info; SNL lists project as terminated"]
["2016-09-01","GC - Updated #1844 Teton Ridge to terminated ","No new info; SNL lists project as terminated"]
["2016-09-01","GC - Updated #1926 Tiger Ridge to terminated","Per SNL; plus this is a Gaelectric project from the late 00's"]
["2016-09-01","GC - Updated #1851 Twin Buttes to terminated","Per SNL; no new info; Avista doesn't need new wind"]
["2016-09-01","GC - Updated #1857 Wallula to terminated","per SNL"]
["2016-09-01","GC - Updated #1858 Wanapa Energy Center to terminated","no new info available; SNL lists project as \"suspended\""]
["2016-09-01","GC - Updated #1859 Warm Springs Expansion to terminated","no new info available"]
["2016-09-01","GC - Updated #1921 West Butte dev't notes","http://www.bendbulletin.com/home/1693597-151/central-oregon-wind-projects-on-hold"]
["2016-09-01","GC - Updated #2064 Wheatridge dev't notes","http://www.oregon.gov/energy/Siting/Pages/WRW.aspx"]
["2016-09-01","GC - Updated #1911 White Hall to terminated","SNL"]
["2016-09-01","GC - Updated #1920 Wibaux to terminated","SNL, no new info"]
["2016-09-01","GC - Updated #1951 Wickiup Dam dev't notes","FERC edockets"]
["2016-09-01","GC - Updated #2043 Willamette Green Innovation Center to terminated","no new info available since 2012 articles about promising project, but waiting for funders"]
["2016-09-01","GC - Updated #2006 Windy Flatts III to terminated","SNL"]
["2016-09-01","GC - Updated #1867 Withrow to terminated","http://www.douglaspud.org/environment/wind-power"]
["2016-09-01","GC - Updated #1943 Woods hydro to terminated","FERC docket"]
["2016-09-01","GC - Updated #1973 Yellowstone CHP to terminated","Idaho PUC"]
["2016-09-01","GC - Updated #1824 Rickreall Dairy to terminated","EM from Dave Moldal, ETO, 9/1/16"]
["2016-09-01","GC - Updated #1929 Crump Geyser dev't notes","no new info; project future uncertain"]
["2016-09-01","GC - Added #2142 Walker Ranch geothermal ","new project, although no new developments since 2013 so project future is uncertain; http://www.aguacalienteinc.com/overview.html; http://magicvalley.com/news/local/jobs-created-by-million-geothermal-plant-developer-says/article_0285d578-9ee4-56a3-a81f-f4e3f2e55dff.html"]
["2016-09-01","GC - Added #2143 Klamath Basin Geothermal (Olene) and put status as suspended. Work had been progressing, but owners filed bankruptcy in 2015.","http://www.heraldandnews.com/news/klamath-basin-geopower-cites-energy-crash-as-bankruptcy-cause/article_e9264ab7-24b9-54ae-9a40-2d004b86800c.html; http://www.opb.org/news/article/second-production-well-planned-for-olene-geothermal-project/"]
["2016-09-01","GC - Added #2144 Black Canyon Hydro","FERC"]
["2016-09-04","GC - Added #2145 Eagle Creek Hydro","FERC"]
["2016-09-04","GC - Added #2146 Go w the Flow Hydro, status terminated","FERC"]
["2016-09-04","GC - Added #2147 Sleeping Giant (Helena Valley Pumping Project)","http://www.usbr.gov/gp/mtao/nepa/helena_valley.html"]
["2016-09-04","GC - Added 2148, 2149, 2150 PE 16.4 Wasteway, PE46A Wasteway, and PEC 1973 Drop - all in Columbia Basin Project. Current ownership/future uncertain","https://www.federalregister.gov/articles/2016/04/05/2016-07724/percheron-power-llc-notice-of-petition-for-declaratory-order"]
["2016-09-04","GC - Added #2151 Weiser-Galloway Hydro Project","FERC Preliminary Application Document."]
["2016-09-04","GC - Added #2152 White River-Lake Tapps Reservoir","FERC Preliminary Application Document."]
["2016-09-04","GC - Added #2153 Milner Butte Landfill","SNL, http://www.mtexpress.com/news/blaine_county/gas-to-energy-plans-under-way-at-milner-butte/article_a3d77918-c60e-11e5-a94d-1f60a45920e6.html"]
["2016-09-04","GC - Added #2154 Orbit Energy Seattle Biogas","SNL; no other info found"]
["2016-09-05","GC - Added #2155 UAMPS Carbon Free Power Project","http://www.nuscalepower.com/our-technology/technology-validation/program-win/uamps"]
["2016-09-05","GC - Added #2156 Horn Rapids Solar + Storage","http://www.tri-cityherald.com/news/local/article100014402.html"]
["2016-09-05","GC - Added #2157 Cascade Pumped Storage Project","FERC edockets"]
["2016-09-05","GC - Added #2158 Coffin Butte PS","FERC edockets"]
["2016-09-05","GC - Updated #1974 Oregon Winds Pumped storage to terminated","FERC - prelim permit period expired without filing of license."]
["2016-09-05","GC - Added #2159 Adams Solar Center","http://edocs.puc.state.or.us/efdocs/RPA/re142rpa15494.pdf"]
["2016-09-05","GC - Added #2160 Agate Bay Solar Center","http://edocs.puc.state.or.us/efdocs/RPA/re142rpa125453.pdf"]
["2016-09-05","GC - Updated #2119 Vale Air Solar Center to under construction","http://www.argusobserver.com/news/solar-farms-being-built/article_f2be1394-fdad-11e5-9611-93572daf65df.html"]
["2016-09-05","GC - Updated #2101, #2102 American Falls Solar I and II devt notes","web"]
["2016-09-05","GC - Added #2161 Bear Creek Solar","http://edocs.puc.state.or.us/efdocs/RPA/re142rpa152345.pdf"]
["2016-09-05","GC - Updated #2086 Bevans Point to terminated","http://oneenergyrenewables.com/site-help/fulvio-test/projects/featured-projects/copy_of_cambridge-solar"]
["2016-09-05","GC - Added #2162 Black Cap II","http://edocs.puc.state.or.us/efdocs/RPA/re142rpa91646.pdf\nhttps://www.solarworld-usa.com/newsroom/news-releases/news/2016/solar-panels-for-south-central-oregon"]
["2016-09-05","GC - Added #2163 Bly Solar Center","http://edocs.puc.state.or.us/efdocs/RPA/re142rpa111351.pdf"]
["2016-09-05","GC - Added #2164 Bly Solar (OR Solar 4)","http://edocs.puc.state.or.us/efdocs/RPA/re142rpa13440.pdf"]
["2016-09-05","GC - Updated #1968 Christmas Valley devt notes","http://www.elementalenergy.ca/projects/"]
["2016-09-05","GC - Added #2165 Dairy Solar Project (OR 8)","http://edocs.puc.state.or.us/efdocs/RPA/re142rpa14433.pdf"]
["2016-09-05","GC - Added #2166 Deer Creek Solar Project","http://missoulian.com/news/local/deer-creek-solar-farm-plans-delayed-until-august/article_22567ecd-0666-55a5-990e-ffa107def90b.html"]
["2016-09-05","GC - Added #2167 Eagle Point Solar","http://edocs.puc.state.or.us/efdocs/RPA/re142rpa13659.pdf"]
["2016-09-05","GC - Added #2168 Elbe Solar Center","http://edocs.puc.state.or.us/efdocs/RPA/re142rpa155458.pdf"]
["2016-09-05","GC - Added #2169 Fremont Solar; terminated","http://edocs.puc.state.or.us/efdocs/RPA/re143rpa14511.pdf"]
["2016-09-05","GC - Added #2170 Green Meadow Solar","http://helenair.com/news/natural-resources/california-company-to-build-helena-valley-solar-farm/article_d72f57b1-1cd0-52d8-a703-7eedf9d0219f.html"]
["2016-09-05","GC - Added #2171 Ivory Pine Solar","http://edocs.puc.state.or.us/efdocs/RPA/re142rpa111727.pdf"]
["2016-09-05","GC - Added #2172 Jacksonville (OR Solar 7)","http://edocs.puc.state.or.us/efdocs/RPA/re142rpa135846.pdf"]
["2016-09-05","GC - Added #2173 Lakeview Solar (OR Solar 6)","http://edocs.puc.state.or.us/efdocs/RPA/re142rpa135353.pdf"]
["2016-09-05","GC - Added #2174 Merrill (OR Solar 5)","http://edocs.puc.state.or.us/efdocs/RPA/re142rpa134830.pdf"]
["2016-09-05","GC - Added #2175 Moores Hallow Solar","http://renewables.seenews.com/news/blue-earth-acquires-13-mwp-solar-project-in-oregon-498712"]
["2016-09-05","GC - Updated #2111 Mountain Home Solar name","http://www.puc.idaho.gov/fileroom/cases/elec/IPC/IPCE1527/20151207APPLICATION.PDF"]
["2016-09-05","GC - Added #2176 Neff Solar","http://edocs.puc.state.or.us/efdocs/RPA/re142rpa115832.pdf"]
["2016-09-05","GC - Added #2177 Collier Solar","http://edocs.puc.state.or.us/efdocs/RPA/re142rpa114740.pdf"]
["2016-09-05","GC - Added #2178 Pendleton Solar","http://edocs.puc.state.or.us/efdocs/RPA/re142rpa114122.pdf"]
["2016-09-05","GC - Added #2179 Sprague River Solar","http://edocs.puc.state.or.us/efdocs/RPA/re142rpa11190.pdf"]
["2016-09-05","GC - Added #2180 Sprague River (OR Solar 1)","http://edocs.puc.state.or.us/efdocs/RPA/re142rpa115112.pdf"]
["2016-09-05","GC - Added #2181 Turkey Hill (OR Solar 3)","http://edocs.puc.state.or.us/efdocs/RPA/re142rpa134021.pdf"]
["2016-09-05","GC - Added #2182 Woodline Solar","http://edocs.puc.state.or.us/efdocs/RPA/re142rpa132241.pdf"]
["2016-09-07","GC - Updated #2080 Benson Cr. Wind (formerly Oregon Wind Farm - Huntington, project got broken up to smaller projects). Essentially deleted old info (outdated, not relevant) and started fresh w/ new power purchase agreement info and news releases.","http://edocs.puc.state.or.us/efdocs/RPA/re141rpa163043.pdf"]
["2016-09-07","GC - Updated #2081 Durbin Creek (formerly Oregon Wind Farm - Lime, project got broken up to smaller projects). Essentially deleted old info (outdated, not relevant) and started fresh w/ new power purchase agreement info and news releases.","http://edocs.puc.state.or.us/efdocs/RPA/re141rpa163043.pdf"]
["2016-09-07","GC - Added #2185 Jett Creek (also formerly part of OWF)","http://edocs.puc.state.or.us/efdocs/RPA/re141rpa163043.pdf"]
["2016-09-07","GC - Added #2186 Prospector (also formerly part of OWF)","http://edocs.puc.state.or.us/efdocs/RPA/re141rpa163043.pdf"]
["2016-09-07","GC - Added #2187 Willow Springs (also formerly part of OWF)","http://edocs.puc.state.or.us/efdocs/RPA/re141rpa104931.pdf"]
["2016-09-07","GC - Updated #1704 Cedar Creek to terminated (from suspended) - terminated is more appropriate"]
["2016-09-07","GC - Added #2188 Clearwater wind farm ","http://billingsgazette.com/news/state-and-regional/montana/montana-s-largest-wind-farm-quietly-develops-northeast-of-colstrip/article_35f5dee1-175c-57f6-b778-dd9054bb8238.html"]
["2016-09-07","GC - Added #2189 Nolin Hills Wind Farm","http://www.capitalpower.com/generationportfolio/US/Pages/NolinHillsWind.aspx"]
["2016-09-07","GC - Added #2190 Red Creek wind farm","http://www.naturener.us/redcreek"]
["2016-09-07","GC - Added #2191 Skookumchuck wind","http://www.theolympian.com/news/local/article86670312.html"]
["2016-09-07","GC - Added #2192 Orchard Windfarm 1","http://edocs.puc.state.or.us/efdocs/RPA/re142rpa152548.pdf"]
["2016-09-07","GC - Added #2193 Orchard Windfarm 2","http://edocs.puc.state.or.us/efdocs/RPA/re142rpa152858.pdf"]
["2016-09-07","GC - Added #2194 Orchard Windfarm 3","http://edocs.puc.state.or.us/efdocs/RPA/re142rpa153023.pdf"]
["2016-09-07","GC - Added #2195 Orchard Windfarm 4","http://edocs.puc.state.or.us/efdocs/RPA/re142rpa153147.pdf"]
["2016-09-07","GC - Added #2196 Carty SCCT","PGE requested an amendment to current Carty site certificate in Aug 2016 to a) increase cap of Carty 2, b) add 330MW SCCT, and c) add 50MW solar PV. http://www.oregon.gov/energy/Siting/Pages/CGS.aspx"]
["2016-09-07","GC - Added #2197 Carty Solar PV","PGE requested an amendment to current Carty site certificate in Aug 2016 to a) increase cap of Carty 2, b) add 330MW SCCT, and c) add 50MW solar PV. http://www.oregon.gov/energy/Siting/Pages/CGS.aspx"]
["2016-09-07","GC - Updated #1893 Carty 2 capacity","PGE requested an amendment to current Carty site certificate in Aug 2016 to a) increase cap of Carty 2, b) add 330MW SCCT, and c) add 50MW solar PV. http://www.oregon.gov/energy/Siting/Pages/CGS.aspx"]
["2016-09-08","GC - Added #2198 Neoen Solar","Clearing Up, 8/19/16, No. 1762"]
["2016-09-15","GC - Updated #2159 Adams solar, #2161 Bear Cr solar, #2163 Bly Solar Center, and #2168 Elbe solar dev't notes to reflect PAC purchase of RECs","https://www.pacificpower.net/about/nr/nr2016/renewable-energy.html"]
["2016-09-22","GC - Added #2199 Arcadia Solar","http://edocs.puc.state.or.us/efdocs/RPA/re141rpa13635.pdf"]
["2016-09-22","GC - Added #2200 Evergreen Solar","http://edocs.puc.state.or.us/efdocs/RPA/re141rpa13752.pdf"]
["2016-09-22","GC - Added #2201 Fairway Solar","http://edocs.puc.state.or.us/efdocs/RPA/re141rpa151420.pdf"]
["2016-09-22","GC - Added #2202 Jamieson Solar","http://edocs.puc.state.or.us/efdocs/RPA/re141rpa13100.pdf"]
["2016-09-22","GC - Added #2203 Banks Lake PS","FERC docket"]
["2016-09-22","GC - Added #2204 John Day Solar","http://edocs.puc.state.or.us/efdocs/RPA/re141rpa131212.pdf"]
["2016-09-22","GC - Added #2205 Malheur River Solar","http://edocs.puc.state.or.us/efdocs/RPA/re141rpa151218.pdf"]
["2016-09-22","GC - Added #2206 Olds Ferry Solar","http://edocs.puc.state.or.us/efdocs/RPA/re141rpa15100.pdf"]
["2016-09-22","GC - Added #2207 Little Valley Solar","http://edocs.puc.state.or.us/efdocs/RPA/re141rpa15751.pdf"]
["2016-11-01","GC - Added #2208 Falvey (Norwest 12)","http://edocs.puc.state.or.us/efdocs/RPA/re142rpa131247.pdf"]
["2016-11-01","GC - Added #2209 Arlington (Norwest 5)","http://edocs.puc.state.or.us/efdocs/RPA/re142rpa125757.pdf"]
["2016-11-01","GC - Added #2210 Bonanza (Norwest 4)","http://edocs.puc.state.or.us/efdocs/RPA/re142rpa125430.pdf"]
["2016-11-05","GC - Updated #2138 Iron Horse Solar","Clearing Up, 9/2/16, No. 1764"]
["2016-11-05","GC - Added #2211 Hydro Battery Pearl Hill","Clearing Up, FERC docket P-14795"]
["2016-11-05","GC - Updated #2126 JD Power Pool development status back to proposed","Clearing Up, 10/21/16, No. 1771"]
["2016-11-08","GC - Updated #1992 Chopin wind farm to operating","http://us.baywa-re.com/en/references/wind-projects/"]
["2016-11-09","GC - Added #2183 BYUI Central Energy Facility - prev only on existing","http://big-d.com/projects/byu-idaho-central-energy-facility/"]
["2016-11-09","GC - Added #2212 Durham Advanced Wastewater Treatment Plant","https://www.cleanwaterservices.org/media/1225/durham-at-a-glance.pdf"]
["2016-11-16","GC - Updated #2162 Black Cap Solar II name and dev't notes","press release, email from Rob Diffely (11/2/16)"]
["2016-11-16","GC - Updated #2063 Grand View Solar II dev't notes and status.","press release, email from Rob Diffely (11/14/16)"]
["2016-11-16","GC - Updated #1794 Mason Dam - development","FERC docket, Water Power West 11/15/16"]
["2016-11-16","GC - Added #2213 Bowman Dam Hydro Project","FERC docket, prelim permit"]
["2016-11-16","GC - Updated #2065 Prineville Pumped Storage development notes","FERC"]
["2016-11-16","GC - Added #2214 Owyhee PS Project","FERC, Mike Sellsted monthly report"]
["2016-11-16","GC - Updated #2137 Gordon Butte PS Project dev't notes","Water Power West, 11/15/16"]
["2016-12-05","GC - Updated #2101, #2102 American Falls Solar I and II OP date and devt notes","SNL article, 12/5/16"]
["2016-12-06","GC - Updated #2153 Milner Butte Landfill dev't notes","Seattle Daily Journal of Commerce, 11/1/16"]
["2016-12-06","GC - Updated #2138 Iron Horse Solar devt notes","Clearing Up, 11/18/16, NO. 1775"]
["2016-12-06","GC - Added #2215 Lincoln Hydro Project, and terminated it","FERC dockets"]
["2016-12-14","GC - Updated #2137 Gordon Butte PS Project dev't notes to reflect FERC final order","FERC, SNL"]
["2016-12-21","GC - Added #2216 Oregon Convention Center Solar Project","https://www.oregoncc.org/news/2016/08/10/sunshine-day-occ-s-solar-array-fully-operational"]
["2016-12-21","GC - Added #2184 Moyer-Tolles Solar Station (was in existing, not new)","https://www.umatillaelectric.com/uecs-solar-station-producing-1-megawatt-power-march-31-2016/"]
["2016-12-21","GC - Updated #2078 South Dunes (Jordan Cove) development notes","Clearing Up, 12/16/16"]
["2016-12-21","GC - Added #2217 Jackpot Solar","http://www.puc.idaho.gov/fileroom/cases/elec/IPC/IPCE1621/20160927PETITION.PDF"]
["2016-12-21","GC - Updated #2061 Chokecherry development notes.","Seattle Daily Journal of Commerce, 12/9/16"]
["2016-12-21","GC - Added #2218 North Gooding Main Hydro Project","http://www.puc.idaho.gov/fileroom/cases/elec/IPC/IPCE1524/20150908APPLICATION.PDF"]
["2016-12-21","GC - Updated #2105 Simco Solar","http://www.nwcn.com/news/local/new-solar-project-brings-energy-and-jobs-to-idaho/354632730"]
["2016-12-21","GC - Updated #2063 Grand View Solar to OP","https://www.hubs.biz/power/explore/2016/08/80-mw-grand-view-pv-solar-two-project-in-idaho-due-for-startup-in-october; http://www.nwcn.com/news/local/new-solar-project-brings-energy-and-jobs-to-idaho/354632730"]
["2016-12-21","GC - Updated #2117 Railroad Solar Center","http://www.argusobserver.com/news/solar-farms-being-built/article_f2be1394-fdad-11e5-9611-93572daf65df.html"]
["2016-12-21","GC - Updated #2115 Hyline Solar Center","http://www.argusobserver.com/news/solar-farms-being-built/article_f2be1394-fdad-11e5-9611-93572daf65df.html"]
["2016-12-21","GC - Updated #2116 Open Range Solar Center","http://www.argusobserver.com/news/solar-farms-being-built/article_f2be1394-fdad-11e5-9611-93572daf65df.html"]
["2016-12-21","GC - Updated #2118 Thunderegg Solar Center","http://www.argusobserver.com/news/solar-farms-being-built/article_f2be1394-fdad-11e5-9611-93572daf65df.html"]
["2016-12-21","GC - Updated #2163 Bly Solar to assumed under construction","http://www.lakecountyexam.com/news/state/solar-operations-expand-in-bly/article_30ee50fe-7f70-11e6-b7fa-8f20993d063d.html"]
["2016-12-21","GC - Updated #2161 Bear Creek Solar to assumed under construction","http://www.eastoregonian.com/eo/local-news/20160920/pacific-power-contracts-with-wind-solar-projects"]
["2016-12-21","GC - Updated #2159 Adams solar to assumed under construction","http://www.eastoregonian.com/eo/local-news/20160920/pacific-power-contracts-with-wind-solar-projects"]
["2016-12-21","GC - Updated #2168 Elbe Solar to assumed under construction","http://www.eastoregonian.com/eo/local-news/20160920/pacific-power-contracts-with-wind-solar-projects"]
["2016-12-22","GC - Updated #2177 ownership to Pine Gate Renewables","http://pgrenewables.com/projects/"]
["2017-01-04","GC - Updated #2177 Collier to under construction","per email from PGRE Renewables representative 12/27, plant due online 12/31"]
["2017-01-04","GC - Updated #2101, 2102 American Falls Solar I and II to under construction","per SNL and web; "]
["2017-01-04","GC - Updated #2162 Black Cap Solar II notes to include link to PSEG press release","https://www.pseg.com/info/media/newsreleases/2016/2016-11-02.jsp#.WG2QIVUrK3w"]
["2017-01-05","GC - Updated #2199 Arcadia Solar, #2200 Evergreen, #2202 Jamieson, #2204 John Day, and #2207 Little Valley to terminated","Projects not completed due to interconnection costs w/ IPC. Malheur grid is at capacity now and major upgrades would be required to take on any additional MWs. (EM from Ryan Meyer, Pacific Northwest Solar, 1/4/17)"]
["2017-01-05","GC - Updated #2162 Black Cap Solar II (PSEG Lake County…) to operational","Confirmed via email w/ PSEG on 1/5/17"]
["2017-01-05","GC - Updated #2138 Iron Horse Solar expected service year to 2017","http://www.ironhorsesolar.com/"]
["2017-01-05","GC - Updated #1923, 2073 Jawbone Ph I and II expected service year to 2018","SNL"]
["2017-01-05","GC - Updated #2175 Moores Hallow expected service year to blank.","According to SNL, Blue Earth fiked for bankruptcy in 2016 and several prominent board members resigned. Future uncertain."]
["2017-01-05","GC - Terminated #2112 Pocatello Solar I","http://www.kpvi.com/news/solar-project-at-pocatello-airport-cancelled/article_4d911b64-1b80-11e6-831b-4b3e523250d5.html"]
["2017-01-16","GC - Updated #2177 Collier to operating","EM confirmation from Pine Gate Renewables"]
["2017-01-16","GC - Updated #2113 Greenfield Wind to operating","confirmed via EIA"]
["2017-01-16","GC - Updated #2176 Neff Solar (Norwest 2) to operating","SNL, and confirmation from representative at Cypress Creek Renewables "]
["2017-01-18","GC - Updated #2201 Fairway, #2205 Malheur, #2206 Olds Ferry - ","via phone conversation with Tomas Morrissey, who heard directly from IPC that they are no longer expecting power from these projects. This may mean the projects are now terminated OR that they are shopping around for a new PPA."]
["2017-01-26","GC - Updated #2114 Grove Solar Center, #2115 Hyline, and #2116 Open Range to operating","EIA, SNL"]
["2017-01-26","GC - Updated #2117 Railroad Solar Center, #2118 Thunderegg, and #2119 Vale to operating","Last EIA listing has \"over 50% construction complete\"; SNL listed as operational; EM Coronal 1/4 - no response"]
["2017-01-26","GC - Updated #2050, 2051 Pioneer Wind Park I and II to operating","per EIA, SNL"]
["2017-02-04","GC - Added #2219 Boardman Solar Energy Project","http://www.oregon.gov/energy/facilities-safety/facilities/Pages/BSE.aspx"]
["2017-02-16","GC - Added Gala Slolar #2220","David Wolf, RNP EM 2/7/17. http://www.co.crook.or.us/Portals/0/Planning/PC%20Final/2017/1.25.17%20Empire%20final%20217-16-000373-PLNG.pdf; Portland Biz Journal."]
["2017-02-16","GC - Added #2221 Prineville Solar Energy (possibly same project as #2091 Apple Prineville Solar)","David Wolf, RNP EM 2/9/17."]
["2017-02-27","GC - Updated #2127 Hancock Creek and #2128 Calligan Creek","per email from Dawn Presler, SnoPUD, 2/27/17"]
["2017-02-27","GC - Updated #2220 Gala Solar to under construction","http://www.prnewswire.com/news-releases/sunpower-starts-construction-on-56-megawatt-gala-solar-power-plant-in-oregon-300413775.html"]
["2017-03-08","GC - Updated #2221 Prineville Solar dev't notes for CUP clarification date","Clearing Up, 3/3/17"]
["2017-03-08","GC - Added #2222 Ponderosa Solar","http://co.crook.or.us/Portals/0/Planning/PC%20Final/2017/217-16-000027-PLNG_EDF%20Renewable%20Energy%20Inc.pdf"]
["2017-03-08","GC - Updated #2318 Iron Horse solar dev't notes","http://www.dailyrecordnews.com/news/solar-questions-county-looks-at-where-to-put-solar-farms/article_3941cbc6-7f6d-510b-a951-699069f32816.html"]
["2017-03-09","GC - Updated #2105 Simcoe Solar to operational","via email confirmation w/ Scarlett Chepke at Swinerton, 3/9/17"]
["2017-03-15","GC - Added #2223 Empire Solar","http://co.crook.or.us/Portals/0/Planning/Staff%20Report/Empire/Empire%20CUP%20application.pdf; http://co.crook.or.us/Portals/0/Planning/PC%20Final/2017/217-16-000373-PLNG%20-%20FINAL%20SIGNED%20WRITTEN%20DECISION%20-%201.25.2017.pdf"]
["2017-03-15","GC - Added #2224 Tango Solar","http://co.crook.or.us/Portals/0/Planning/PC%20Final/2017/1.31.17%20Tango%20Final%20217-17-000007-PLNG%20%20SIGNED%20Decision.pdf"]
["2017-03-22","GC - Updated #1950 Swan Lake North ownership","Clearing Up, 3/17/17"]
["2017-07-05","MS - Updated #1893 Carty 2 to suspended","https://www.snl.com/web/client?auth=inherit#news/article?KeyProductLinkType=2&id=40683141"]
["2017-07-09","GC - Updated #2064 Wheatridge ownership","Clearing Up, 7/7/17"]
["2017-09-13","GC - Updated #2211 Hydro Battery Pearl notes","presentation at Council Meeting, 9/13/17 - https://www.nwcouncil.org/media/7491271/8.pdf"]
["2017-09-26","GC - Updated #1935 Double D Dairy to terminated","email from Phil DeVol to MS, 8/23/17; assume terminated"]
["2017-09-26","GC - Updated #2201 Fairway to terminated","email from Phil DeVol to MS, 8/23/17; assume terminated"]
["2017-09-26","GC - Updated #2175 Moores Hallow to terminated","email from Phil DeVol to MS, 8/23/17; assume terminated"]
["2017-09-26","GC - Updated #2206 Olds Ferry to terminated","email from Phil DeVol to MS, 8/23/17; assume terminated"]
["2017-09-26","GC - Updated #1934 Swager Farm to terminated","email from Phil DeVol to MS, 8/23/17; assume terminated"]
["2017-09-26","GC - Updated #2191 Skookumchuck wind PPA properties","draft 2017 PSE IRP"]
["2017-09-26","GC - Updated #2128 Calligan Creek Hydro, #2127 Hancock service date","email from Anna Bergo to MS, 9/25/17"]
["2017-09-26","GC - Updated #1819 Raft River II to terminated","PPA w/ EWEB terminated in 2008, no new info available, no mention on US Geothermal website"]
["2017-11-07","GC - Updated #2144 Black Canyon Hydro to suspended, per FERC license termination (at request of developer)","FERC docket P-14110"]
["2017-11-07","GC - Updated #2082 Black Canyon estimated online year to 2022","https://www.usbr.gov/pn/programs/blackcanyondam/bcfact.pdf"]
["2017-11-07","GC - Added #2225 Klamath Solar","EIA 860 2016 (ER)"]
["2017-11-07","GC - Updated #2078 Jordan Cove to terminated (more acurate description of status, even though the applicants may try again.)","http://www.oregon.gov/energy/facilities-safety/facilities/Pages/SDP.aspx;  EIA 860 2016 (ER) says \"cancelled\""]
["2017-11-15","GC - Updated #2161 Bear Creek Solar online date to May 2018, per SNL","SNL"]
["2017-11-15","GC - Updated #2124 Big Timber (Greycliff) to new estimated online date of EOY 2017","SNL"]
["2017-11-15","GC - Added #2226 Black Eagle Solar","SNL, EIA, web"]
["2017-11-15","GC - Added #2227 and #2228 (Mule Hollow and Pine City - part of the Butter Creek wind project) for complete record. Only High Plateau and Lower Ridge were previously in database. All projects were terminated in 2012.","SNL, EIA, web"]
["2017-11-20","GC - Updated #2219 Boardman Solar Project - dev't notes, est online date","Clearing Up, 11/17/17"]
["2017-11-20","GC - Added the Columbia Solar Projects (2229 - Camas, 2230 - Penstemon, 2231 - Fumaria, 2232 - Typha, 2233 - Urtica)","Clearing Up, Tuusso website"]
["2017-11-20","GC - Updated #2078 South Dunes dev't notes to include new effort to build LNG export terminal. No new gas plant proposed this time around, so no need to follow further at this time. ","Clearing Up"]
["2017-11-20","GC - Updated #2189 Nolin Hills dev't notes and est operating date","Clearing Up, 9/27/17; OR EFSC"]
["2017-11-22","GC - Added #2234, 2235, 2236, 2237 Beaver Creek I - IV","Clearing Up and FERC docket information"]
["2017-11-22","GC - Updated #1902 Montague wind farm to under construction (Phase I)","Clearing Up, OR EFSC, Portland Business Journal"]
["2017-11-28","GC - Updated #2220 Gala Solar to operating Oct 2017","https://www.bizjournals.com/portland/news/2017/10/30/apple-solar-farm-oregons-biggest-goes-live.html"]
["2017-11-28","GC - Added Carter Solar One","EIA, SNL, EM from Twin Falls planning and zoning (11/28)"]
["2017-11-28","GC - Updated status of #2168 Elbe from terminated to proposed","This was changed to terminated with a citation to SNL, but currently SNL has it as advanced planning."]
["2017-11-28","GC - Added #2239 River Bend Solar","EIA, http://www.ktvq.com/story/34950147/solar-plants-nearly-complete-in-reed-point-and-hardin"]
["2017-12-05","GC - Added #2242 MTSUN","http://billingsgazette.com/news/government-and-politics/regulators-set-a-per-megawatt-hour-for-billings-area-solar/article_de183613-4c02-5ab2-9b52-1b857924fb79.html"]
["2018-01-06","GC - Added #2250 South Mills Solar 1","http://www.ktvq.com/story/34950147/solar-plants-nearly-complete-in-reed-point-and-hardin"]
["2018-01-06","GC - Updated #2226 to operating","per Northwestern QF list and web"]
["2018-01-06","GC - Added #2251 Great Divide Solar","per Northwestern QF list and web"]
["2018-01-06","GC - Added #2252 Magpie Solar","per Northwestern QF list and web"]
["2018-01-06","GC - Added #2253 Crazy Mountain Wind","per Northwestern QF list and web"]
["2018-01-06","GC - Added #2254 Stillwater Wind (Vivaldi)","per Northwestern QF list and web"]
["2018-01-06","GC - Added #2255 New Colony Wind as terminated","per Northwestern QF list and web, SNL says terminated in Dec 2017"]
["2018-01-22","GC - Updated #2141 Ewauna II to under construction","https://www.heraldandnews.com/news/local_news/solar-panel-projects-popping-up-in-klamath-county/article_724cc67a-b018-5a3c-94cf-69351152189d.html"]
["2018-01-22","GC - Updated #2135 Tumbleweed solar status back to proposed from terminated - a similarly named wind project was terminated, not this solar project","SNL"]
["2018-01-22","GC - Updated #2127, 2128 Hancock and Calligan estimated online date","per email from Dawn Presler, SnoPUD, 1/22/18"]
["2018-01-23","GC - Added #2256 Wyeast solar","SNL"]
["2018-01-23","GC - Added #2257 Obsidian Solar Center","SNL, PBJ, Clearing Up"]
["2018-01-23","GC - Added #2258 Montague Wind Facility Ph II, to separate the two phases of the Montague project #1906"]
["2018-01-27","GC - Updated #2191 Skookumchuck wind county location, nameplate","http://www.yelmonline.com/news/article_bd1fbe12-e100-11e7-bb60-9ff656689091.html; Yelm Community Blog, 12/15/17"]
["2018-01-27","GC - Added #2259 Orem Family Wind","PAC 2017 IRP, Renewable Northwest, http://edocs.puc.state.or.us/efdocs/RPA/re142rpa101124.pdf"]
["2018-01-27","GC - Added #2260 Mariah Wind","PAC 2017 IRP, Renewable Northwest, http://edocs.puc.state.or.us/efdocs/RPA/re142rpa164119.pdf"]
["2018-01-27","GC - #2159 Adams solar - returned status to proposed as I cannot find any information that project is actually under construction. SNL says planned.","SNL, 1/27/18"]
["2018-01-30","GC - Updated #2181 Turkey Hill (OR Solar 3) to under construction… however it may be finished, just not yet operational.","EIA table 6.5, SNL"]
["2018-01-30","GC - Updated #2174 Merrill Solar Project (OR Solar 5) to under construction","EIA table 6.5, SNL"]
["2018-01-30","GC - Updated #2173 Lakeview Solar Project (OR Solar 6) to under construction","EIA table 6.5, SNL"]
["2018-01-30","GC - Updated #2165 Dairy Solar Project (OR Solar 8) to under construction","EIA table 6.5, SNL"]
["2018-01-30","GC - Updated #2141 Ewauna II to operating","https://www.prnewswire.com/news-releases/clean-focus-energizes-39-mw-solar-array-in-klamath-falls-oregon-300590310.html"]
["2018-01-30","GC - Updated #2167 Eagle Point Solar to operating","EIA table 6.5 has it as under construction over 50% complete as of Dec, SNL says operating in Dec. 2017."]
["2018-01-31","GC - Added #2261 Mill Creek Solar (SP Solar 5) as new project; under construction according to EIA","http://edocs.puc.state.or.us/efdocs/RPA/re143rpa13459.pdf"]
["2018-01-31","GC - Updated #2161 Bear Creek Solar back to proposed; uncertainty over whether construction has commenced yet","EIA table 6.5"]
["2018-01-31","GC - Added #2262 Timothy Lake Powerhouse","EIA tbale 6.5, SNL"]
["2018-01-31","GC - Added #2263 Lake Harriet Dam (Crack-in-the-Ground)","SNL, PGE 2016 IRP"]
["2018-02-01","GC - Updated #2135 Tumbleweed solar status to under construction","http://www.bendbulletin.com/business/5511749-151/solar-farm-rising-near-us-highway-97"]
["2018-02-07","GC - Added #2264 Blue Marmot Solar Facility","OR EFSC"]
["2018-02-28","GC - Updated #2135 Tumbleweed to new name Deschutes, and operation status","http://www.saturnpower.com/content/saturn-power-successfully-brings-198mw-ac-solar-projects-line-oregon"]
["2018-02-28","GC - Updated #2134 Chiloquin to in operation","http://www.saturnpower.com/content/saturn-power-successfully-brings-198mw-ac-solar-projects-line-oregon"]
["2018-02-28","GC - Updated #2168 Elbe to under construction","http://portlandtribune.com/msp/129-news/384783-273725-adams-elbe-solar-projects-going-up"]
["2018-02-28","GC - Updated #2159 Adams to under construction","http://portlandtribune.com/msp/129-news/384783-273725-adams-elbe-solar-projects-going-up"]
["2018-03-01","GC - Added #2265 Baker Solar Center","http://edocs.puc.state.or.us/efdocs/RPA/re141rpa104444.pdf"]
["2018-03-01","GC - Added #2266 Brush Solar","http://edocs.puc.state.or.us/efdocs/RPA/re141rpa16356.pdf"]
["2018-03-01","GC - Added #2267 Morgan Solar","http://edocs.puc.state.or.us/efdocs/RPA/re141rpa155523.pdf"]
["2018-03-01","GC - Added #2268 Vale Solar I","http://edocs.puc.state.or.us/efdocs/RPA/re141rpa155745.pdf"]
["2018-03-05","GC - Updated #2160 Agate Bay Solar to under construction","per SNL, 3/5/18"]
["2018-03-05","GC - Added #2269 Fossil Lake Solar","per SNL, 3/5/18"]
["2018-03-13","GC - Updated #2126 John Day Power Pool PS project from proposed to terminated; project site has been reinvented, but under new owners and name (Goldendale)","news"]
["2018-03-13","GC - Added #2270 Goldendale Energy Storage Project","news"]
["2018-03-19","GC - Added #2271 South Peak wind project","press release"]
["2018-04-10","GC - Added #2272 Adams-Neilson Solar Farm (Avista Solar Select)","http://www.spokesman.com/stories/2018/apr/08/81000-solar-panels-washingtons-largest-solar-farm-/"]
["2018-04-18","GC - Updated #2079 Sunset Falls to terminated","FERC documents, SnoPUD press releases"]
["2018-04-18","GC - Added #2273 Tono Solar","http://www.theolympian.com/news/local/article205603194.html"]
["2018-04-24","GC - Updated #2128 Calligan Creek and #2127 Hancock Creek to operating","per SNL"]
["2018-04-24","GC - Updated #1948 Enloe to proposed","Clearing Up 4/20/18"]
["2018-04-25","GC - Updated #2065 Prineville Pumped Storage to terminated","FERC"]
["2018-04-25","GC - Updated #2158 Coffin Butte pumped storage to terminated","FERC"]
["2018-05-29","GC - Updated #2178 Pendleton Solar from terminated to under construction","http://www.eastoregonian.com/eo/local-news/20180514/pendleton-airport-solar-array-starts-construction"]
["2018-05-29","GC - Updated #2161 Bear Creek to construction, set for online at end of May","http://kbnd.com/kbnd-news/local-news-feed/359966"]
["2018-08-01","GC - Updated #2174 Merrill Solar Project (OR Solar 5) to operating","EIA Electric Power Monthly, Table 6.3"]
["2018-08-01","GC - Updated #2165 Dairy Solar Project (OR Solar 8) to operating","EIA Electric Power Monthly, Table 6.3"]
["2018-08-01","GC - Updated #2159 Adams Solar Center to operating","SNL, news"]
["2018-08-07","GC - Updated #2124 Greycliff Wind status to operating","SNL"]
["2018-08-15","GC - Updated #1923, 2073 Jawbone Ph I and II development notes - projects acquired by Seventus from Gaelectric","https://renewablesnow.com/news/to-the-point-suzlon-unit-buys-235-mw-of-wind-projects-in-montana-623553/"]
["2018-08-22","GC - Updated #2191 Skookumchuk Wind planned construction and operation schedule","https://www.federalregister.gov/documents/2018/05/03/2018-09405/notice-of-intent-to-prepare-a-draft-environmental-impact-statement-for-the-proposed-skookumchuck"]
["2018-08-24","GC - Updated #2182 Woodline solar to operating","SNL"]
["2018-08-27","GC - Updated #2221 Prineville Solar to clarify the Facebook-PAC agreement","news"]
["2018-08-27","GC - Added #2274 Millican Solar (Facebook)","news"]
["2018-08-27","GC - Added #2275 Valley Creek (SP Solar 8) ","https://pgrenewables.com/portfolio-item/valley-creek-2/"]
["2018-08-28","GC - Updated #2261 Mill Creek (SP Solar 5)","https://pgrenewables.com/portfolio-item/mill-creek/"]
["2018-08-28","GC - Updated #2163 Bly Solar to operating","www.swinertonrenewable.com/projects"]
["2018-08-28","GC - Added #2276 Ballston Solar","PGE IRP, https://www.3jconsulting.com/projects/ballston-solar-site/, SNL"]
["2018-08-28","GC - Added #2277 Boring Solar","PGE IRP, SNL, https://www.3jconsulting.com/projects/solar-site/"]
["2018-08-28","GC - Updated #2229-2033 Columbia Solar Projects devt notes","https://www.kxly.com/news/recommendation-to-approve-columbia-solar-project-hear-to-governor-s-desk/784893073"]
["2018-09-18","GC - Updated #2153 Milner Butte Landfill to operational","per SNL"]
["2018-10-22","GC - Added #2278 Colton (SP Solar 6)","EIA, SNL, Renewable Northwest"]
["2018-10-22","GC - Added #2279 Dayton Cutoff (SP Solar 7)","EIA, SNL, Renewable Northwest"]
["2018-10-22","GC - Added #2280 Grand Ronde Solar (Norwest 14)","EIA, SNL"]
["2018-10-23","GC - Added #2281 Interstate (SP Solar 1)","EIA, SNL"]
["2018-10-23","GC - Added #2284 Sheep Solar","EIA, SNL"]
["2018-10-23","GC - Added #2285 Silverton Solar","EIA, SNL"]
["2018-10-24","GC - Updated #2262 Timothy Lake Powerhouse to under construction","EIA table 6.05, SNL"]
["2018-10-24","GC - Verified status of projects under construction; made notes in date column if status remained unchanged","EIA table 6.05, SNL"]
["2018-10-24","GC - Updated #1923 Jawbone Ph 1 to under construction, per EIA; less than 50% complete","EIA table 6.05, SNL"]
["2018-10-24","GC - Updated #2276 Ballston and #2277 Boring to proposed (from under construction). 3/10 projects from BNRG (35MW under PPA to PGE) have broken ground but unsure which ones they are…","https://electricenergyonline.com/article/organization/31186/716974/Irish-Solar-Company-BNRG-Breaks-Ground-in-USA-.htm"]
["2018-10-24","GC - Updated #2061 Chokecherry nameplate. Deleted 3000MW so it will not be counted in the tally of PNW projects under construction. When we added the project originally, the PPAs were still undecided and it seemed like a good project to track."]
["2018-10-24","GC - Updated #2253 Crazy Mountain wind farm to proposed (from construction). Apparently construction is now expected to begin in Spring 2019","https://www.greatfallstribune.com/story/news/2018/10/15/montana-crazy-mountain-wind-farm-lawsuit-park-sweet-grass-county-livingston-enterprise/1646549002/"]
["2018-10-24","GC - Added #2286 Cove Mountain solar project in Utah, w/ PPA to PAC for Facebook Prineville data center","https://www.solarpowerworldonline.com/2018/10/facebook-plans-solar-project-for-oregon-data-center/"]
["2018-10-24","GC - Updated #2272 Adams Nielson Solar to operating in Dec 2018. While the project had a ribbon cutting ceremony on 10/23/18, per Avista, the project will not be online until late November, and officially commercially operating until mid-December. Set status to operating for upcoming model runs.","Email from John Lyons, 10/24/18"]
["2018-11-27","GC - Updated #2040 Perennial Wind Chaser development and notes","Per EM from Rob Diffely w/ attached PPT from Perennial Power Holdings to NWPP (11/7/18)"]
["2018-12-07","GC - Updated #1948 Enloe Dam. Terminated.","Clearing Up, November 30, 2018. No. 1879"]
["2018-12-10","GC - Updated #2211 Hydro Battery Pearl development and notes","Clearing Up, FERC"]
["2018-12-10","GC - Updated #1730 Desert Claim capacity, development notes, notes","Clearing Up"]
["2018-12-10","GC - Added #2287 Bakeoven Solar Project - 303MW solar PV + 100MW battery storage","OR EFSC, Clearing Up, SNL, https://www.oregon.gov/energy/facilities-safety/facilities/Facilities%20library/2018-11-01-BSP-NOI.pdf"]
["2018-12-10","GC - Added resource type of \"Solar+ Storage\" to depict combination projects","e.g. Bakeoven Solar Project"]
["2018-12-10","GC - Updated #2264 Blue Marmot - still \"proposed\" but review of NOI has been suspended per EDF Renewables.","https://www.oregon.gov/energy/facilities-safety/facilities/Pages/BMS.aspx"]
["2018-12-10","GC - Updated #2257 Obsidian Solar Center development notes. Depending on final project type, this could be denoted as resource type \"Solar+ Storage\" but this has not been determined yet.","OR EFSC"]
["2018-12-10","GC - Updated #1906 Montague online date and development notes","OR EFSC, SNL, Clearing UP"]
["2018-12-10","GC - Updated #1749 Golden Hills developer","OR EFSC, SNL, Clearing UP"]
["2019-02-06","GC - Updated #1950 Swan Lake North","Clearing Up, No.1887, 2/1/19"]
["2019-02-06","GC - Updated #2270 Goldendale ","Clearing Up, No. 1887, 2/1/19"]
["2019-02-06","GC - Added Badger Mountain Pumped Storage","https://www.federalregister.gov/documents/2018/11/28/2018-25923/notice-of-preliminary-permit-application-accepted-for-filing-and-soliciting-comments-motions-to"]
["2019-02-19","GC - Updated #2064 Wheatridge (added \"Wind\" to name) status, devt, and notes","PGE, OREFSC, news"]
["2019-02-19","GC - Added #2289 Wheatridge Solar+ Storage","PGE, OREFSC, news"]
["2019-02-25","GC - Updated #2276 Ballston to construction. EIA table 6.05 says \"construction complete but not yet commercially operable\" as of Jan 2019.","EIA table_6_05"]
["2019-02-25","GC - Updated #2164 Bly Solar to construction. EIA table 6.05 says \"under construction, over 50 percent complete\"","EIA table_6_05"]
["2019-02-25","GC - Added #2290 Labish Solar","https://www.3jconsulting.com/projects/labish-solar-site/"]
["2019-02-25","GC - Updated #2210 Bonanza to operating","SNL"]
["2019-02-26","GC - Updated #2277 Boring Solar to construction","EIA table 6.05, SNL"]
["2019-02-26","GC - Added #2291 Clif Bar Bakery of Twin Falls Solar Project","https://www.borregosolar.com/press/clif-bar-borrego-install-largest-onsite-solar-system"]
["2019-02-26","GC - Updated #2160 Agate Bay Solar est online date","SNL"]
["2019-02-26","GC - Updated #2129 Poplars Ranch est online date","SNL"]
["2019-02-26","GC - Added #2292 Ontario Solar Center","EIA, SNL, OPUC filing ESA"]
["2019-02-26","GC - Updated (5) Columbia Solar projects est. online date - #2229 Camas, #2231 Fumaria, #2230 Penstemon, #2232 Typha, #2233 Urtica","EIA, SNL"]
["2019-02-26","GC - Updated #2217 Jackpot and #2238 Carter One est. online date","EIA, SNL"]
["2019-02-26","GC - Added Lund Hill Solar Project","http://www.klickitatcounty.org/DocumentCenter/View/5511/Signed-DS-and-Scoping-Notice-Lund-Hill-Solar-Project; https://www.whitesalmonenterprise.com/news/columbia-gorge/mw-solar-energy-facility-planned-in-bickleton-vicinity/article_587f0f48-791f-5a8b-abe5-a85331956995.html"]
["2019-02-26","GC - Updated #1956 Lund Hill est online date","EIA, SNL"]
["2019-02-26","GC - Updated #1923 Jawbone Ph 1 est online date","EIA, SNL"]
["2019-02-26","GC - Updated #1839 Summit Ridge dev't notes and electricity load","EIA, SNL"]
["2019-07-01","GC - Added #2294 PacWave South","Clearing Up, No. 1908, 6/28/19"]
["2019-07-01","GC - Updated #2234, 2235, 2236, 2237 Beaver 1-4. Suspended Beaver I and IV, changed II and III to 60MW wind + 20MW storage","Clearing Up, No. 1908, 6/28/19"]
["2019-07-09","GC - Updated #2262 Timothy Lake Powerhouse to operating","EIA, SNL"]
["2019-07-09","GC - Updated #2161 Bear Creek Solar","EIA, SNL"]
["2019-07-09","GC - Updated #2256 Wy'East Solar Farm","EIA"]
["2019-07-09","GC - Updated #2254 Stillwater to operating","EIA"]
["2019-07-09","GC - Updated #2277 Boring Solar to operating","EIA"]
["2019-07-09","GC - Updated #2276 Ballston Solar to operating","EIA"]
["2019-07-10","GC - Updated #2092 name from Bannock County Landfill to Bannock County LFG to Energy","EIA"]
["2019-07-10","GC - Added #2295 Bannock County LFG to Energy 2","EIA"]
["2019-07-10","GC -0 Updated #1956 Lund Hill wind to under construction","EIA"]
["2019-07-10","GC - Updated #2293 Lund Hill Solar project expected online date and PPA w/ PSE","https://www.governor.wa.gov/news-media/announcement-largest-solar-project-washington"]
["2019-08-18","GC - Added #2296 Meadowlark Solar","https://www.northwesternenergy.com/our-company/media-center/current/news-article/2019/05/02/NorthWestern-Energy-has-agreement-with-Billings-area-solar-project"]
["2019-09-09","GC - Updated #2295 Bannock County LFG to Energy 2","EIA "]
["2019-09-09","GC - Updated #1906 Montague to est Dec 2019 online date","SNL"]
["2019-09-09","GC - Added #2297 Airport Solar ","EIA, SNL"]
["2019-09-10","GC - Updated #2229, 2230, 2231, 2232, 2233 Columbia Solar projects devt notes","EIA"]
["2019-09-10","GC - Updated #2271 South Peak wind farm to under construction","SNL"]
["2019-09-10","GC - Updated #2290 Labish Solar to operating","SNL"]
["2019-09-10","GC - Updated #2164 Bly Solar back to proposed. No information indicates this is under construction"]
["2019-09-11","GC - Updated #2191 Skookumchuk wind to under construction","http://www.chronline.com/news/skookumchuck-wind-energy-project-enters-construction-phase/article_563281a4-d347-11e9-9938-33858851bf65.html"]
["2019-09-11","GC - Added #2298 Garrett Solar; under construction","https://www.lakecountyor.org/government/county_commissioners/docs/08-06-2019%20Work%20Session%20Minutes.pdf"]
["2019-09-11","GC - Updated #2138 Iron Horse solar devt","https://www.yakimaherald.com/news/local/appeals-court-sends-kittitas-solar-project-back-for-more-review/article_ce97983f-a661-5020-a5c7-b4aa1fa88396.html"]
["2019-09-11","GC - Updated #2172 Jacksonville Solar (OR Solar 7) to terminated","per SNL, appears to be terminated in 2017"]
["2019-09-11","GC - Updated #2205 Malheur Solar to terminated","IPC and terminated PPA in Jan 2017; no new project info since then; assume project terminated"]
["2019-09-12","GC - Updated #2298 Garrett Solar estimated online date to June 2020","Laurie Hutchinson from Obsidian Renewables estimates the first half of 2020"]
["2019-09-13","GC - Added #2299 Rattlesnake Flat Wind proejct","https://www.globenewswire.com/news-release/2019/03/19/1757379/0/en/Avista-Selects-Clearway-Energy-Group-s-Rattlesnake-Flat-Wind-Project-for-Power-Purchase-Agreement.html"]
["2019-10-09","GC - Updated #2288 Badger Mountain Pumped Storage Project - prelim permit awarded by FERC in May 2019","https://www.wenatcheeworld.com/business/studies-planned-for-douglas-county-pumped-storage-facility/article_d61f6602-6df8-11e9-857b-eb2c31b8ed5e.html"]
["2019-10-09","GC - Updated #2203 Banks Lake Pumed Storage Project - prelim permit dev't status","https://nwcouncil.box.com/s/huqv4uevyke35llruqlmylg8pgmihu1t"]
["2019-10-09","GC - Updated #2157 Cascade Energy Storage to terminated; no new submittals to FERC since January 2016","FERC docket P-14464"]
["2019-10-09","GC - Updated #2132 Cat Creek Pumped Storage Project development notes and nameplate capacity","FERC docket P-14655"]
["2020-01-02","GC - Updated #2217 Jackpot to 120 MW and 2022 COD, PPA terms","IPC 2019 IRP and SNL"]
["2020-01-02","GC - Added #2300 Franklin Solar ","IPC 2019 IRP and SNL"]
["2020-01-13","GC - Updated #1906 Montague Phase I, operational as of Oct 2019","https://www.businesswire.com/news/home/20191029005982/en/AVANGRID-Reports-Quarter-2019-Earnings-Results "]
["2020-01-13","GC - Updated #2265 Baker City Solar to operational as of Dec 2019","SNL"]
["2020-01-13","GC - Updated #2266 Brush Solar Center to operational as of Dec 2019","SNL"]
["2020-01-14","GC - Added #2301 Kale Patch Solar Project; operational Oct 2019","SNL, EIA"]
["2020-01-14","GC - Added #2302 Rafael Solar, operational Oct 2019","EIA"]
["2019-01-14","GC - Updated #2268 Vale I to operational as of Dec 2019","SNL"]
["2020-01-14","GC - Added #2303 Starvation Solar; operational Dec 2019","BPA - Rob Diffely"]
["2020-02-07","GC - Updated #2267 Morgan Solar to under construction","per EIA table 6.05, Jan 2020"]
["2020-02-07","GC - Updated #2292 Ontario Solar to under construction","per EIA table 6.05, Jan 2020"]
["2020-02-07","GC - Updated #2274 Millican to under construction","per EIA table 6.05, Jan 2020"]
["2020-02-07","GC - Updated #2221 Prineville Solar to under construction","per EIA table 6.05, Jan 2020"]
["2020-02-07","GC - Added #2306 Duus Solar","per EIA table 6.05, Jan 2020; https://edocs.puc.state.or.us/efdocs/RPA/re143rpa163220.pdf"]
["2020-02-07","GC - Added #2307 Firwood Solar","per EIA table 6.05, Jan 2020"]
["2020-04-01","GC - Updated #2267 Morgan Solar to operating","per EIA table 6.05, Feb 2020"]
["2020-04-01","GC - Updated #2292 Ontario Solar to operating","per EIA table 6.05, Feb 2020"]
["2020-04-01","GC - Updated #2271 South Peak wind farm to estimated online date of april 2020, per Northwestern Energy.","email from NorthWestern Energy"]
["2020-04-02","GC - Updated Skookumchuck Wind estimated online date and ownership","EIA"]
["2020-04-03","GC - Added Montague Solar #2312; under construction or planned for construction, PPA w/ PGE Green Direct Program.","https://www.bizjournals.com/portland/news/2020/02/11/pge-avangrid-team-up-on-oregons-largest-solar-farm.html"]
["2020-04-06","GC - Added a new category to \"status\" = Planned. This is to differentiate between projects that are not yet under construction, but that we need to differentiate between just a proposed project. A planned project is a project we have high confidence will be developed (i.e. there is a PPA, high-profile developer, current forward progress, etc.)","For development of the 2021 Power Plan, to differentiate between under constuction (and therefore part of the existing resource base) and proposed (not included). "]
["2020-04-06","GC - Updated #2287 Bakeoven Solar estimated COD to 2025 and development notes","https://www.oregon.gov/energy/facilities-safety/facilities/Pages/BSP.aspx"]
["2020-04-06","GC - Updated #1691 Bear River Narrows Project to terminated","https://www.idahorivers.org/newsroom/2016/6/16/bear-river-dam-proposal-officially-denied"]
["2020-04-06","GC - Updated #2234, 2235, 2236, 2237 Beaver 1-4. Put all at \"proposed\" and 60MW wind + 20 MW solar each. ","https://billingsgazette.com/news/state-and-regional/govt-and-politics/next-gen-wind-farm-stalls-under-psc-terms/article_91789f87-9d44-5432-bc83-2b5216010a6d.html"]
["2020-04-06","GC - Updated #2082 Black Canyon #3 to suspended; USBR says project is \"oh hold' as of 2018.","https://www.usbr.gov/pn/programs/blackcanyondam/index.html; https://www.kivitv.com/news/black-canyon-hydroelectric-project-on-hold"]
["2020-04-06","GC - Updated #2264 Blue Marmot - devt notes, no est. COD","https://www.oregon.gov/energy/facilities-safety/facilities/Pages/BMS.aspx"]
["2020-04-06","GC - Updated #2098 Blue River Dam - terminated","https://www.dfw.state.or.us/fish/water/docs/20191028%20ODFW%20Hydro%20Status%20Report%20final.pdf"]
["2020-04-06","GC - Updated #2164 Bly Solar (OR Solar 4) estimated online date uncertain (deleted 2019)","SNL, web"]
["2020-04-06","GC - Updated #2219 Boardman Solar Project - dev't notes, est online date","https://www.oregon.gov/energy/facilities-safety/facilities/Pages/BSE.aspx"]
["2020-04-07","GC - Updated #2229, 2230, 2231, 2232, 2233 Columbia Solar projects devt notes","https://www.efsec.wa.gov/energy-facilities/columbia-solar"]
["2020-04-07","GC - Updated #2197 Carty Solar One estimated service date, per SNL","SNL"]
["2020-04-07","GC - Updated #1707 China Hollow to terminated. No new info since 2006."]
["2020-04-07","GC - Updated #1968 Christmas Valley to terminated, per SNL. ","SNL"]
["2020-04-07","GC - Updated #1950 Swan Lake development notes and est. COD to reflect issuance of final FERC license and info from National Grid","National Grid, presenatations to GRAC"]
["2020-04-07","GC - Added #2313 Cove Mountain 2; located in Utah, but PPA through PAC w/ UT Facebook data center. ","https://www.bloomberg.com/news/articles/2019-05-30/facebook-to-run-data-center-with-power-from-first-solar-project"]
["2020-04-07","GC - Updated #2253 Crazy Mountain wind farm to suspended penmding outcome of lawsuit","https://www.wind-watch.org/news/2019/03/21/judge-temporarily-halts-construction-on-crazy-mountain-wind-project/"]
["2020-04-07","GC - Updated #1929 Crump Geyser capacity","SNL"]
["2020-04-07","GC - Updated #1730 Desert Claim developer, est COD","SNL"]
["2020-04-07","GC - Updated #2145 Eagle Creek Hydro to terminated","https://www.dfw.state.or.us/fish/water/docs/20191028%20ODFW%20Hydro%20Status%20Report%20final.pdf"]
["2020-04-07","GC - Updated #2223 Empire Solar, removed estimated COD. No new/any info on project","SNL"]
["2020-04-07","GC - Updated # 2208 Falvey Solar (Norwest 12) to terminated. No new info, so assuming that this project is terminated."]
["2020-04-07","GC - Updated #2300 Franklin Solar PPA","https://www.idahopress.com/news/local/commission-allows-idaho-power-to-buy-energy-from-jackpot-solar/article_b779cea2-c842-5c0f-9c1f-54cc15144641.html"]
["2020-04-08","GC - Updated #2097 Gibson Dam to est online in 2025; devt notes re license activity","https://www.greatfallstribune.com/story/news/2018/07/24/30-million-gibson-dam-hydroelectric-project-track-again/827874002/"]
["2020-04-08","GC - Updated #1749 Golden Hills dev't notes","https://www.oregon.gov/energy/facilities-safety/facilities/Pages/GHW.aspx"]
["2020-04-08","GC - Updated #2270 Goldendale est COD, dev't notes, notes","https://www.newsdata.com/water_power_west/hydro_licensing/goldendale-developers-submit-draft-license-application-to-ferc/article_82eec6a2-3c20-11ea-b3e6-c772a1f65f03.html"]
["2020-04-08","GC - Updated #2137 Gordon Butte pumped storage notes, est COD","Absoroka, GRAC meeting material"]
["2020-04-08","GC - Added #2314 Haymaker Wind as proposed project; no PPA","https://www.wind-watch.org/news/2018/07/14/montana-wind-power-big-projects-on-tap-in-central-montana/; Clearing Up"]
["2020-04-08","GC - Added #2315 Lava Ridge Wind as proposed proejct; no PPA","SNL, Clearing Up, web; https://platform.mi.spglobal.com/web/client?auth=inherit#news/article?KeyProductLinkType=2&id=57722478"]
["2020-04-08","GC - Updated #2156 Horn Rapids Training Center","https://www.energy-northwest.com/energyprojects/horn-rpaids/Pages/default.aspx"]
["2020-04-08","GC - Updated #2138 Iron Horse Solar to terminated. Unsure of actual project status, but SNL lists it as terminated. ","SNL"]
["2020-04-08","GC - Updated #1923 Jawbone I to construction, however I am not moving it ovr to the existing tab until this has been confirmed. In addition, there is no PPA and it is physically located outside of the region. Same with #2073 Jawbone II.","EIA, SNL"]
["2020-04-08","GC - Updated #1785 Lower Snake River wind farm balance status to suspended and dev't notes","No new information showing this as an active, proposed project. Changed to suspended so it won't be included in the proposed projects total MW. If new info becomes available, will reconsider."]
["2020-04-08","GC - Updated #2260 Mariah devt notes. No new info, but listed in PAC's 2019 IRP s QF resource.","SNL"]
["2020-04-08","GC - Updated #1790 Martinsdale and added #2316 Martinsdale II, both as proposed"]
["2020-04-08","GC - Updated #1794 Mason Dam estimated COD","SNL"]
["2020-04-08","GC - Updated #2133 McKay Dam status to terminated","SNL"]
["2020-04-08","GC - Updated #2242 MTSUN devt notes and electrical load","https://billingsgazette.com/news/state-and-regional/judge-rules-in-favor-of--acre-solar-project-in/article_ee57b88c-2f88-5711-a749-00acd20232b2.html"]
["2020-04-08","GC - Updated #2099 Pryor Mountain Wind project; development, owner, est. COD","https://flatheadbeacon.com/2020/01/20/wind-farm-projects-lining-hills-around-montana-town/; https://billingsgazette.com/news/state-and-regional/construction-to-begin-on-wind-farm-near-bridger-after-approval/article_cc07a490-87ee-5174-81ad-8d88d86919a7.html"]
["2020-04-08","GC - Added #2317 Grizzly Wind Project as proposed. Negotiations w/ MT PSC, in Northwestern's territory","https://flatheadbeacon.com/2020/01/20/wind-farm-projects-lining-hills-around-montana-town/; https://www.newsdata.com/clearing_up/briefs/italian-wind-developer-asks-montana-psc-to-force-nwe-into-contracts/article_3d961c02-7219-5913-942b-67dd6377000e.html"]
["2020-04-08","GC - Added #2318 Black Bear Wind as proposed. Negotiations w/ MT PSC, in Northwestern's territory","https://flatheadbeacon.com/2020/01/20/wind-farm-projects-lining-hills-around-montana-town/; https://www.newsdata.com/clearing_up/briefs/italian-wind-developer-asks-montana-psc-to-force-nwe-into-contracts/article_3d961c02-7219-5913-942b-67dd6377000e.html"]
["2020-04-08","GC - Updated #2198 Neoen Solar est COD. Suspect this project is terminated, but no new info to confirm so leaving as proposed for now."]
["2020-04-08","GC - Updated Nolin Hills dev't notes and est. COD","OR EFSC and SNL"]
["2020-04-08","GC - Updated #2154 Orbit to terminated, date unknown","SNL"]
["2020-04-08","GC - Udpatd #2192, 2193, 2194, 2195 Orchard Wind; verified proposed project","PAC 2019 IRP, SNL"]
["2020-04-08","GC - Updated #2259 Orem Family Wind, status unknown, leaving proposed. Still in PAC's 2019 IRP.","PAC 2019 IRP"]
["2020-04-08","GC - Updated #2094 Pac solar farm, unknown what this project is; leaving as proposed for now"]
["2020-04-08","GC - Updated #2148, #2149, #2150 PE 16.4 Wateway Hydro status to terminated, per SNL","SNL"]
["2020-04-08","GC - Updated #2040 Perennial Wind Chaser devt notes","OR EFSC"]
["2020-04-08","GC - Updated #2222 Ponderosa Solar devt notes, removed COD","no new information, unsure if this proposed project is still active"]
["2020-04-08","GC - Updated #2129 Poplars Ranch status to termianted","SNL"]
["2020-04-08","GC - Updated #2027 Project Effectuate status to terminated","SNL, other info"]
["2020-04-09","GC - Updated #1889 Saddle Butte status to terminated","per OR EFSC, site certificate terminated Nov. 22 2019"]
["2020-04-09","GC - Updated #1910 Saddle Mountain dev't notes and est. COD","SNL"]
["2020-04-09","GC - Updated #2147 Sleeping Giant, verified status","SNL"]
["2020-04-09","GC - Updated #2136 Soda Lake Geothermal","SNL"]
["2020-04-09","GC - Updated #1547 Stayton hydro to terminated ","FERC docket"]
["2020-04-09","GC - Udpated #1839 Summit Ridge Wind Farm devt notes, ownership and PPA","OR EFSC, SNL"]
["2020-04-09","GC - Updated #2224 Tango solar status - remained at proposed although no new information available"]
["2020-04-09","GC - Updated # 2155 UAMPS devt notes and PPA","NuScale, Clearning Up, SNL"]
["2020-04-09","GC - Udpated #2142 Walker Ranch geothermal, removed COD date. Still proposed, but this also could be terminated.","SNL, Agua Caliente web"]
["2020-04-09","GC - Updatd #1921 West Butte est COD, devt notes, ownership","SNL"]
["2020-04-09","GC - Updated #2293 Lund Hill Solar project expected online date and dev't notes; not yet under cosntruction so not including in existing yet"]
["2020-04-09","GC - Updated #1956 Lund Hill status and est online date. While EIA has it listed as \"under construction, less than 50% complete\", I suspect that it has more to do with ITC eligibility. So moving back to proposed for now."]
["2020-04-09","GC - Updated #1894 Coyote Crest to prposed, devt notes","EIA, SNL"]
["2020-04-11","GC - Added #2319, 2320, 2321 Cedar Springs I, II, III","PAC EV 2020, PAC 2019 IRP"]
["2020-04-12","GC - Added Ekola Flats #2322","PAC EV 2020, PAC 2019 IRP, https://www.windpowerengineering.com/invenergy-transfers-ekola-and-tb-flats-wind-projects-to-pacificorp/"]
["2020-04-12","GC - Added TB Flats #2323","PAC EV 2020, PAC 2019 IRP, https://www.windpowerengineering.com/invenergy-transfers-ekola-and-tb-flats-wind-projects-to-pacificorp/"]
["2020-04-14","GC - Updated #2297 Airport Solar to operating","SNL"]
["2020-04-14","GC - Added Durkee Solar #2324","https://edocs.puc.state.or.us/efdocs/RPA/re141rpa14568.pdf"]
["2020-04-14","GC - Added #2325 Pika Solar","https://edocs.puc.state.or.us/efdocs/HAQ/re143haq155119.pdf"]
["2020-04-14","GC - Added #2326 Minke Solar","https://apps.puc.state.or.us/edockets/edocs.asp?FileType=HAQ&FileName=re143haq155349.pdf&DocketID=19098&numSequence=200"]
["2020-04-22","GC - Added #2327 Bighorn Solar","https://edocs.puc.state.or.us/efdocs/HAQ/re143haq154845.pdf"]
["2020-04-22","GC - Added #2328 Brush Creek Solar","https://edocs.puc.state.or.us/efdocs/HAQ/re143haq163248.pdf"]
["2020-04-22","GC - Added #2329 Drift Creek Solar","https://edocs.puc.state.or.us/efdocs/RPA/re143rpa165459.pdf"]
["2020-08-31","GC - Updated #1749 Golden Hills; PSE signed PPA for 200MW","news"]
["2020-10-23","GC - Added #2320 Case Creek Solar","Operating, EIA"]
["2020-10-24","GC - Added #2331 O'Neil Creek Solar","Operating, EIA"]
["2020-10-24","GC - Updated #2298 Garrett Solar to operating. ","EIA, Obsidian website"]
["2020-10-24","GC - Updated #2269 Fossil Lake name to add (Garrett Solar); per S&P Global, project was OP Dec 2019, but Obsidian still has the project listed as under development. No listing in EIA.","S&P Global, Obsidian website, EIA"]
["2020-10-24","GC - Added #2332 Tickle Creek Solar, as OP. ","EIA"]
["2020-10-24","GC - Added #2333 Thomas Creek Solar as OP","EIA"]
["2020-10-26","GC - Added #2334 St Louis Solar as OP","EIA"]
["2020-10-26","GC - Updated #2328 Brush Creek Solar as OP, May 2020.","EIA"]
["2020-10-26","GC - Updated #2329 Drift Creek Solar as OP, May 2020","EIA"]
["2020-10-26","GC - Added #2335 Fort Rock Solar I as OP, Mar 2020","EIA"]
["2020-10-26","GC - Added #2336 Suntex Solar as OP, Jul 2020","EIA"]
["2020-10-26","GC - Added #2337 Rock Garden Solar as OP Jun 2020","EIA"]
["2020-10-26","GC - Added #2338 Alkali Solar as OP Jun 2020","EIA"]
["2020-10-26","GC - Added #2339 West Hines Solar I, as OP Jun 2020","EIA"]
["2020-10-26","GC - Added #2340 Riley Solar, as OP Jul 2020","EIA"]
["2020-10-26","GC - Added #2341 Fort Rock IV as OP Jun 2020","EIA"]
["2020-11-08","GC - Added #2342 Butler Solar as under construction","EIA"]
["2020-11-08","GC - Added #2343 Dunn Road Solar as under construction","EIA"]
["2021-01-05","GC - Updated #2160 Agate Bay Solar to operating Oct 2020","S&P Global"]
["2021-01-05","GC - Updated #2156 Horn Rapids Training Center to OP Nov 2020","S&P Global"]
["2021-01-05","GC - Updated #2191 Skookumchuck to OP Nov 2020","S&P Global"]
["2021-01-05","GC - Updated #2064 Wheatridge to OP Dec 2020","S&P Global"]
["2021-02-17","GC - Added #2344, 2345, 2346 Horse Heaven Ph I, Ph II. Currently broken out by technology, may been to revise later.","Clearing Up, 2/12/21"]
["2021-02-17","GC - Added #2347 Daybreak Solar","Clearing Up, 2/12/21"]
["2021-02-17","GC - Updated #2294 PacWave South develoment notes","Clearing Up, 1/29/21"]
["2021-02-17","GC - Added #2348 Goose Prairie","Clearing Up, 1/22/21"]
["2021-02-17","GC - Added #2349 Apex Solar","Clearing Up, 1/22/21"]
["2021-02-17","GC - Updated #2155 UAMPS Carbon Free Power Project devt notes","Clearing Up, 1/15/21"]
["2021-02-17","GC - Added #2350 West End solar","Clearing Up, 12/24/20"]
["2021-02-17","GC - Added #2351, 2352 Black Mesa 1 and 2","Clearing Up, 12/24/20"]
["2021-02-17","GC - Updated #2299 Rattlesnake Flats to operating","Clearing Up, 12/18/20"]
["2021-02-17","GC - Updated #2289 Wheatridge Solar nameplate from 150MW to 50MW. Eventually may develop full 150MW, but first phase to be completed in 2021 is only 50MW solar + 30MW battery.","S&P Global, OR EFSC, PGE press releases"]
["2021-02-17","GC - Added #2353 Wagon Trail Solar ","Clearing Up, OR EFSC"]
["2021-02-17","GC - Added #2354 Oregon Trail Solar","https://www.oregon.gov/energy/facilities-safety/facilities/Pages/OTS.aspx"]
["2021-02-17","GC - Added #2355 Archway Solar Energy Facility","https://www.oregon.gov/energy/facilities-safety/facilities/Pages/ASE.aspx"]
["2021-02-17","GC - Updated #2264 Blue Marmot Solar","https://www.oregon.gov/energy/facilities-safety/facilities/Pages/BMS.aspx"]
["2021-02-17","GC - Added #2356 Bonanza Energy Facility","https://www.oregon.gov/energy/facilities-safety/facilities/Pages/BEF.aspx"]
["2021-02-17","GC - Added #2357 Madras Solar Energy Facility","https://www.oregon.gov/energy/facilities-safety/facilities/Pages/MSE.aspx"]
["2021-02-17","GC - Updated #2189 Nolin Hills dev't notes and est operating date; split the project into two portions (wind, solar+storage)","https://www.oregon.gov/energy/facilities-safety/facilities/Pages/NHW.aspx"]
["2021-02-17","GC - Added #2358 Nolin Hills - Solar phase","https://www.oregon.gov/energy/facilities-safety/facilities/Pages/NHW.aspx"]
["2021-02-17","GC - Updated #2257 Obsidian Solar Center development notes. ","https://www.oregon.gov/energy/facilities-safety/facilities/Pages/OSC.aspx"]
["2021-05-18","GC - Updated 2294 PacWave South, FERC issued license","Clearing Up, 3/12/21"]
["2021-05-18","GC - Updated #1950 Swan Lake North devt notes","Clearing Up, 3/12/21"]
["2021-05-19","GC - Added #2359 Halverson Canyon pumped storage project","Clearing Up, FERC"]
["2021-05-19","GC - Added #2360 Broadview Solar","Clearing Up, 3/19/21"]
["2021-05-19","GC - Added #2361 Xe-100 adv. Nuclear","Clearing Up, Energy Northwest"]
["2021-05-19","GC - Updated #2040 Perennial Wind Chased gas peaker","Clearing Up, 4/16/21"]
["2021-05-19","GC - Added #2362 Laurel Generating Station recip","Clearing Up, NorthWestern Energy"]
["2021-05-19","GC - Added #2363 Bristol Solar as operating","EIA"]
["2021-05-19","GC - Updated #2342 Butler Solar as operating","EIA"]
["2021-05-19","GC - Added #2364 Milford Solar","EIA"]
["2021-05-19","GC - Updated #2327 Bighorn Solar to OP","S&P Global"]
["2021-05-19","GC - Updated #2326 Minke Solar to OP","S&P Global"]
["2021-05-19","GC - Updated #2192, 2193, 2194, 2195 Orchard WindFarm to OP","S&P Global"]
["2021-05-19","GC - Updated #2325 Pika Solar to OP","S&P Global"]
["2021-05-19","GC - Updated #2221 Prineville Solar to OP","S&P Global"]
["2021-06-04","GC - Updated # 2188 Clearwater Wind from terminated to proposed","S&P Global, Clearing Up"]
["2021-06-04","GC - Added #2365 TerraPower demo project at WY coal site","https://www.terrapower.com/natrium-demo-wyoming-coal-plant/"]
["2021-07-14","GC - Aded #2366 Day Hill Solar Project as OP","S&P Global"]
["2021-07-14","GC - Added #2367 DB Bull Run (Sulus Solar 29) as OP","S&P Global"]
["2021-07-14","GC - Added #2368 DF West Eagle Creek Facility (Sulus 17) as OP","S&P Global"]
["2021-07-14","GC - Updated #2343 Dunn Road Solar to OP","S&P Global"]
["2021-07-15","GC - Added #2369 Greenpark Solar Project as OP","S&P Global"]
["2021-07-15","GC - Added #2370 KT Molalla Facility (Sulus 35)","S&P Global"]
["2021-07-15","GC - Added # 2371 Mount Hope Solar as OP","S&P Global"]
["2021-07-15","GC - Added #2372 Palmer Creek Solar as OP","S&P Global"]
["2021-07-15","GC - Added #2373 PG West Sheridan Facility (Sulus 33)","S&P Global"]
["2021-07-15","GC - Added #2374 SSD Clackamas 1 Solar Power Plant","S&P Global"]
["2021-07-15","GC - Added #2375 SSD Clackamas 4 Solar Plant","S&P Global"]
["2021-07-15","GC - Added #2376 SSD Clackamas 7 Solar Project","S&P Global"]
["2021-07-15","GC - Added #2377 SSD Marion 1 Solar Project","S&P Global"]
["2021-07-15","GC - Added #2378 SSD Marion 3 Solar Plant (Thor Solar 1 CEI)","S&P Global"]
["2021-07-15","GC - Added #2379 SSD Marion 5 Solar Project","S&P Global"]
["2021-07-15","GC - Added #2380 SSD Marion 6 Solar Plant (Thor Solar 1 CEI)","S&P Global"]
["2021-07-15","GC - Added #2381 Sulus Solar 22","S&P Global"]
["2021-07-15","GC - Added #2382 Sulus Solar 25","S&P Global"]
["2021-07-15","GC - Added #2383 Sulus Solar28 Project","S&P Global"]
["2021-07-15","GC - Added #2384 Williams Acres Solar Project","S&P Global"]
["2021-09-08","GC - Updated #2264 Blue Marmot Solar capacity and notes","S&P Global, Clearing Up"]
["2021-09-09","GC - Updated #2323 TB Flats to OP Jul 2021","S&P Global"]
["2021-09-09","GC - Updated #2319, 2320, 2321 Cedar Springs I, II and III to OP Dec 2020","S&P Global"]
["2021-09-09","GC - Updated #2286, 2313 Cove Mountain Solar I, II OP Nov, Oct 2020","S&P Global; not including Cove Mtn Solar II in Existing Projects bc it is OOR and serving OOR load."]

{"sheet":"Key","index":7,"n_rows":709,"n_cols":49,"rows_kept":709,"cut":false,"hidden":false,"merged":[]}
["Back to Navigation"]
["Northwest Power and Conservation Council"]
["KEYS TO ABBREVIATIONS AND AVAILABILITY FACTOR LOOKUP"]
[]
[]
[]
[]
[]
[]
[null,"Code","Definition",null,"LOOKUP:  Default Availability Factor","Source:  Default Capacity Factor"]
["Prime mover codes","Array ACapability shaded"]
[null,"WED","Wave energy device",null,0.37,"1991 Power Plan",null,null,null,null,null,null,null,null,null,null,null,null,null,null,null,null,null,null,null,null,null,null,null,null,null,null,null,null,null,null,null,null,null,null,null,null,null,null,null,null,null,null,"Y"]
[null,"CC","Combined-cycle combustion (gas) turbine",null,0.89,"6th Plan Resource Characterization",null,null,null,null,null,null,null,null,null,null,null,null,null,null,null,null,null,null,null,null,null,null,null,null,null,null,null,null,null,null,null,null,null,null,null,null,null,null,null,null,null,null,"Y"]
[null,"CCCG","Combined-cycle combustion (gas) turbine w/cogeneration",null,0.89,"6th Plan Resource Characterization",null,null,null,null,null,null,null,null,null,null,null,null,null,null,null,null,null,null,null,null,null,null,null,null,null,null,null,null,null,null,null,null,null,null,null,null,null,null,null,null,null,null,"Y"]
[null,"CCICG","Combined-cycle combustion (gas) turbine w/cogeneration - industrial site",null,0.89,"6th Plan Resource Characterization",null,null,null,null,null,null,null,null,null,null,null,null,null,null,null,null,null,null,null,null,null,null,null,null,null,null,null,null,null,null,null,null,null,null,null,null,null,null,null,null,null,null,"Y"]
[null,"CG","Cogeneration (Unknown prime mover)",null,0.8,"Assume unknowns are typically steam units",null,null,null,null,null,null,null,null,null,null,null,null,null,null,null,null,null,null,null,null,null,null,null,null,null,null,null,null,null,null,null,null,null,null,null,null,null,null,null,null,null,null,"Y"]
[null,"FBST","Fluidized bed boiler steam electric",null,0.86,"Based on ST",null,null,null,null,null,null,null,null,null,null,null,null,null,null,null,null,null,null,null,null,null,null,null,null,null,null,null,null,null,null,null,null,null,null,null,null,null,null,null,null,null,null,"Y"]
[null,"FBSTCG","Fluidized bed boiler steam electric w/cogeneration",null,0.8,"Based on STCG",null,null,null,null,null,null,null,null,null,null,null,null,null,null,null,null,null,null,null,null,null,null,null,null,null,null,null,null,null,null,null,null,null,null,null,null,null,null,null,null,null,null,"Y"]
[null,"FC","Fuel cell",null,0.95,"4th Plan T. FNG-1",null,null,null,null,null,null,null,null,null,null,null,null,null,null,null,null,null,null,null,null,null,null,null,null,null,null,null,null,null,null,null,null,null,null,null,null,null,null,null,null,null,null,"Y"]
[null,"FCCG","Fuel cell w/cogeneration",null,0.95,"4th Plan T. FNG-1",null,null,null,null,null,null,null,null,null,null,null,null,null,null,null,null,null,null,null,null,null,null,null,null,null,null,null,null,null,null,null,null,null,null,null,null,null,null,null,null,null,null,"Y"]
[null,"BGICCG","Biomass gasifier w/reciprocating engine generator w/cogeneration",null,0.75,"6th Plan Resource Characterization - animal manure",null,null,null,null,null,null,null,null,null,null,null,null,null,null,null,null,null,null,null,null,null,null,null,null,null,null,null,null,null,null,null,null,null,null,null,null,null,null,null,null,null,null,"Y"]
[null,"GB","Geothermal plant - Binary cycle",null,0.9,"6th Plan Resource Characterization",null,null,null,null,null,null,null,null,null,null,null,null,null,null,null,null,null,null,null,null,null,null,null,null,null,null,null,null,null,null,null,null,null,null,null,null,null,null,null,null,null,null,"Y"]
[null,"GT","Simple-cycle combustion (gas) turbine",null,0.91,"Sixth Plan Resource Characterization",null,null,null,null,null,null,null,null,null,null,null,null,null,null,null,null,null,null,null,null,null,null,null,null,null,null,null,null,null,null,null,null,null,null,null,null,null,null,null,null,null,null,"Y"]
[null,"GTCG","Simple-cycle combustion (gas) turbine w/cogeneration",null,0.8,"Sixth Plan Resource Characterization",null,null,null,null,null,null,null,null,null,null,null,null,null,null,null,null,null,null,null,null,null,null,null,null,null,null,null,null,null,null,null,null,null,null,null,null,null,null,null,null,null,null,"Y"]
[null,"GTaero","Simple-cycle combustion (gas) turbine (aeroderivative)",null,0.91,"Sixth Plan Resource Characterization",null,null,null,null,null,null,null,null,null,null,null,null,null,null,null,null,null,null,null,null,null,null,null,null,null,null,null,null,null,null,null,null,null,null,null,null,null,null,null,null,null,null,"Y"]
[null,"GTaeroCG","Simple-cycle combustion (gas) turbine (aeroderivative) w/cogeneration",null,0.8,"Sixth Plan Resource Characterization",null,null,null,null,null,null,null,null,null,null,null,null,null,null,null,null,null,null,null,null,null,null,null,null,null,null,null,null,null,null,null,null,null,null,null,null,null,null,null,null,null,null,"Y"]
[null,"GTintercooled","GE LMS100",null,0.91,"Sixth Plan Resource Characterization"]
[null,"HRCG","Waste heat recovery (bottoming cycle) cogeneration",null,0.8,"Sixth Plan Resource Characterization",null,null,null,null,null,null,null,null,null,null,null,null,null,null,null,null,null,null,null,null,null,null,null,null,null,null,null,null,null,null,null,null,null,null,null,null,null,null,null,null,null,null,"Y"]
[null,"HY","Hydro",null,0.42699999999999999,"Provisional PNWE value from AURORA 80-yr hydro record",null,null,null,null,null,null,null,null,null,null,null,null,null,null,null,null,null,null,null,null,null,null,null,null,null,null,null,null,null,null,null,null,null,null,null,null,null,null,null,null,null,null,"Y"]
[null,"IC","Reciprocating engine",null,0.93,"Sixth Plan Resource Characterization",null,null,null,null,null,null,null,null,null,null,null,null,null,null,null,null,null,null,null,null,null,null,null,null,null,null,null,null,null,null,null,null,null,null,null,null,null,null,null,null,null,null,"Y"]
[null,"ICCG","Reciprocating engine cogeneration",null,0.8,"Sixth Plan Resource Characterization",null,null,null,null,null,null,null,null,null,null,null,null,null,null,null,null,null,null,null,null,null,null,null,null,null,null,null,null,null,null,null,null,null,null,null,null,null,null,null,null,null,null,"Y"]
[null,"LFG","Landfill gas (any technology)",null,0.75,"AURORA resources assumption (differs from 6P)"]
[null,"NB","Boiling water reactor",null,0.9,"Sixth Plan Resource Characterization",null,null,null,null,null,null,null,null,null,null,null,null,null,null,null,null,null,null,null,null,null,null,null,null,null,null,null,null,null,null,null,null,null,null,null,null,null,null,null,null,null,null,"Y"]
[null,"NP","Pressurized water reactor",null,0.9,"Sixth Plan Resource Characterization",null,null,null,null,null,null,null,null,null,null,null,null,null,null,null,null,null,null,null,null,null,null,null,null,null,null,null,null,null,null,null,null,null,null,null,null,null,null,null,null,null,null,"Y"]
[null,"OT","Other",null,0.8,"Default",null,null,null,null,null,null,null,null,null,null,null,null,null,null,null,null,null,null,null,null,null,null,null,null,null,null,null,null,null,null,null,null,null,null,null,null,null,null,null,null,null,null,"Y"]
[null,"PV","Solar photovoltaic",null,0.254,"Sixth Plan Resource Characterization",null,null,null,null,null,null,null,null,null,null,null,null,null,null,null,null,null,null,null,null,null,null,null,null,null,null,null,null,null,null,null,null,null,null,null,null,null,null,null,null,null,null,"Y"]
[null,"PS","Pumped Storage Hydropower",null,0,null,null,null,null,null,null,null,null,null,null,null,null,null,null,null,null,null,null,null,null,null,null,null,null,null,null,null,null,null,null,null,null,null,null,null,null,null,null,null,null,null,null,null,"Y"]
[null,"RBCG","Chemical recovery boiler w/cogeneration",null,0.8,"Based on STCG",null,null,null,null,null,null,null,null,null,null,null,null,null,null,null,null,null,null,null,null,null,null,null,null,null,null,null,null,null,null,null,null,null,null,null,null,null,null,null,null,null,null,"Y"]
[null,"RB/STCG","Chemical recovery boiler(s) and power boiler(s) w/cogeneration",null,0.8,"Based on STCG",null,null,null,null,null,null,null,null,null,null,null,null,null,null,null,null,null,null,null,null,null,null,null,null,null,null,null,null,null,null,null,null,null,null,null,null,null,null,null,null,null,null,"Y"]
[null,"ST","Boiler steam electric plant",null,0.86,"Sixth Plan Resource Characterization",null,null,null,null,null,null,null,null,null,null,null,null,null,null,null,null,null,null,null,null,null,null,null,null,null,null,null,null,null,null,null,null,null,null,null,null,null,null,null,null,null,null,"Y"]
[null,"STCG","Boiler steam electric plant w/cogeneration",null,0.8,"Sixth Plan Resource Characterization",null,null,null,null,null,null,null,null,null,null,null,null,null,null,null,null,null,null,null,null,null,null,null,null,null,null,null,null,null,null,null,null,null,null,null,null,null,null,null,null,null,null,"Y"]
[null,"UN","Unknown",null,0.8,"Assume unknowns are typically thermal units",null,null,null,null,null,null,null,null,null,null,null,null,null,null,null,null,null,null,null,null,null,null,null,null,null,null,null,null,null,null,null,null,null,null,null,null,null,null,null,null,null,null,"Y"]
[null,"WT","Wind turbine",null,0.32,"Sixth Plan Resource Characterization",null,null,null,null,null,null,null,null,null,null,null,null,null,null,null,null,null,null,null,null,null,null,null,null,null,null,null,null,null,null,null,null,null,null,null,null,null,null,null,null,null,null,"Y"]
[null,null,null,null,null,null,null,null,null,null,null,null,null,null,null,null,null,null,null,null,null,null,null,null,null,null,null,null,null,null,null,null,null,null,null,null,null,null,null,null,null,null,null,null,null,null,null,null,"Y"]
["Resource Type",null,null,null,null,null,null,null,null,null,null,null,null,null,null,null,null,null,null,null,null,null,null,null,null,null,null,null,null,null,null,null,null,null,null,null,null,null,null,null,null,null,null,null,null,null,null,null,"Y"]
[null,"AW","Agricultural waste",null,null,null,null,null,null,null,null,null,null,null,null,null,null,null,null,null,null,null,null,null,null,null,null,null,null,null,null,null,null,null,null,null,null,null,null,null,null,null,null,null,null,null,null,null,"Y"]
[null,"BIO","Biomass (unknown or mixed)",null,null,null,null,null,null,null,null,null,null,null,null,null,null,null,null,null,null,null,null,null,null,null,null,null,null,null,null,null,null,null,null,null,null,null,null,null,null,null,null,null,null,null,null,null,"Y"]
[null,"BIT","BItuminous coal",null,null,null,null,null,null,null,null,null,null,null,null,null,null,null,null,null,null,null,null,null,null,null,null,null,null,null,null,null,null,null,null,null,null,null,null,null,null,null,null,null,null,null,null,null,"Y"]
[null,"BL","Spent pulping liquor (black liquor)",null,null,null,null,null,null,null,null,null,null,null,null,null,null,null,null,null,null,null,null,null,null,null,null,null,null,null,null,null,null,null,null,null,null,null,null,null,null,null,null,null,null,null,null,null,"Y"]
[null,"COL","Coal",null,null,null,null,null,null,null,null,null,null,null,null,null,null,null,null,null,null,null,null,null,null,null,null,null,null,null,null,null,null,null,null,null,null,null,null,null,null,null,null,null,null,null,null,null,"Y"]
[null,"FO2","Fuel oil #2 (diesel)",null,null,null,null,null,null,null,null,null,null,null,null,null,null,null,null,null,null,null,null,null,null,null,null,null,null,null,null,null,null,null,null,null,null,null,null,null,null,null,null,null,null,null,null,null,"Y"]
[null,"GST","Geothermal fluid",null,null,null,null,null,null,null,null,null,null,null,null,null,null,null,null,null,null,null,null,null,null,null,null,null,null,null,null,null,null,null,null,null,null,null,null,null,null,null,null,null,null,null,null,null,"Y"]
[null,"LFG","Landfill gas",null,null,null,null,null,null,null,null,null,null,null,null,null,null,null,null,null,null,null,null,null,null,null,null,null,null,null,null,null,null,null,null,null,null,null,null,null,null,null,null,null,null,null,null,null,"Y"]
[null,"LPG","Liquified Petroleum Gas",null,null,null,null,null,null,null,null,null,null,null,null,null,null,null,null,null,null,null,null,null,null,null,null,null,null,null,null,null,null,null,null,null,null,null,null,null,null,null,null,null,null,null,null,null,"Y"]
[null,"MOX","Mixed-oxide fuel (uranium & plutonium)",null,null,null,null,null,null,null,null,null,null,null,null,null,null,null,null,null,null,null,null,null,null,null,null,null,null,null,null,null,null,null,null,null,null,null,null,null,null,null,null,null,null,null,null,null,"Y"]
[null,"NG","Natural gas",null,null,null,null,null,null,null,null,null,null,null,null,null,null,null,null,null,null,null,null,null,null,null,null,null,null,null,null,null,null,null,null,null,null,null,null,null,null,null,null,null,null,null,null,null,"Y"]
[null,"OT","Other",null,null,null,null,null,null,null,null,null,null,null,null,null,null,null,null,null,null,null,null,null,null,null,null,null,null,null,null,null,null,null,null,null,null,null,null,null,null,null,null,null,null,null,null,null,"Y"]
[null,"PC","Petroleum coke",null,null,null,null,null,null,null,null,null,null,null,null,null,null,null,null,null,null,null,null,null,null,null,null,null,null,null,null,null,null,null,null,null,null,null,null,null,null,null,null,null,null,null,null,null,"Y"]
[null,"PG","Propane",null,null,null,null,null,null,null,null,null,null,null,null,null,null,null,null,null,null,null,null,null,null,null,null,null,null,null,null,null,null,null,null,null,null,null,null,null,null,null,null,null,null,null,null,null,"Y"]
[null,"REF","Municipal solid waste",null,null,null,null,null,null,null,null,null,null,null,null,null,null,null,null,null,null,null,null,null,null,null,null,null,null,null,null,null,null,null,null,null,null,null,null,null,null,null,null,null,null,null,null,null,"Y"]
[null,"RG","Refinery gas",null,null,null,null,null,null,null,null,null,null,null,null,null,null,null,null,null,null,null,null,null,null,null,null,null,null,null,null,null,null,null,null,null,null,null,null,null,null,null,null,null,null,null,null,null,"Y"]
[null,"SUB","Subbituminous coal",null,null,null,null,null,null,null,null,null,null,null,null,null,null,null,null,null,null,null,null,null,null,null,null,null,null,null,null,null,null,null,null,null,null,null,null,null,null,null,null,null,null,null,null,null,"Y"]
[null,"T&D","Transmission & Distribution System",null,null,null,null,null,null,null,null,null,null,null,null,null,null,null,null,null,null,null,null,null,null,null,null,null,null,null,null,null,null,null,null,null,null,null,null,null,null,null,null,null,null,null,null,null,"Y"]
[null,"UN","Unknown",null,null,null,null,null,null,null,null,null,null,null,null,null,null,null,null,null,null,null,null,null,null,null,null,null,null,null,null,null,null,null,null,null,null,null,null,null,null,null,null,null,null,null,null,null,"Y"]
[null,"UR","Uranium",null,null,null,null,null,null,null,null,null,null,null,null,null,null,null,null,null,null,null,null,null,null,null,null,null,null,null,null,null,null,null,null,null,null,null,null,null,null,null,null,null,null,null,null,null,"Y"]
[null,"VR","Various",null,null,null,null,null,null,null,null,null,null,null,null,null,null,null,null,null,null,null,null,null,null,null,null,null,null,null,null,null,null,null,null,null,null,null,null,null,null,null,null,null,null,null,null,null,"Y"]
[null,"WAT","Water",null,null,null,null,null,null,null,null,null,null,null,null,null,null,null,null,null,null,null,null,null,null,null,null,null,null,null,null,null,null,null,null,null,null,null,null,null,null,null,null,null,null,null,null,null,"Y"]
[null,"WC","Waste Coal (Culm)",null,null,null,null,null,null,null,null,null,null,null,null,null,null,null,null,null,null,null,null,null,null,null,null,null,null,null,null,null,null,null,null,null,null,null,null,null,null,null,null,null,null,null,null,null,"Y"]
[null,"WG","Wastewater treatment plant gas",null,null,null,null,null,null,null,null,null,null,null,null,null,null,null,null,null,null,null,null,null,null,null,null,null,null,null,null,null,null,null,null,null,null,null,null,null,null,null,null,null,null,null,null,null,"Y"]
[null,"WND","Wind (EIA)",null,null,null,null,null,null,null,null,null,null,null,null,null,null,null,null,null,null,null,null,null,null,null,null,null,null,null,null,null,null,null,null,null,null,null,null,null,null,null,null,null,null,null,null,null,"Y"]
[null,"WO","Waste/Other Oil, including crude oil, liquid butane, liquid propane, oil waste, re-refined motor oil, sludge oil, tar oil, othejr petroleum-based liquid wastes (EIA)",null,null,null,null,null,null,null,null,null,null,null,null,null,null,null,null,null,null,null,null,null,null,null,null,null,null,null,null,null,null,null,null,null,null,null,null,null,null,null,null,null,null,null,null,null,"Y"]
[null,"WW","Wood Residue",null,null,null,null,null,null,null,null,null,null,null,null,null,null,null,null,null,null,null,null,null,null,null,null,null,null,null,null,null,null,null,null,null,null,null,null,null,null,null,null,null,null,null,null,null,"Y"]
[null,null,null,null,null,null,null,null,null,null,null,null,null,null,null,null,null,null,null,null,null,null,null,null,null,null,null,null,null,null,null,null,null,null,null,null,null,null,null,null,null,null,null,null,null,null,null,null,"Y"]
["Project Owner/Power Purchaser",null,null,null,null,null,null,null,null,null,null,null,null,null,null,null,null,null,null,null,null,null,null,null,null,null,null,null,null,null,null,null,null,null,null,null,null,null,null,null,null,null,null,null,null,null,null,null,"Y"]
[null,"APS","Arizona Public Service",null,null,null,null,null,null,null,null,null,null,null,null,null,null,null,null,null,null,null,null,null,null,null,null,null,null,null,null,null,null,null,null,null,null,null,null,null,null,null,null,null,null,null,null,null,"Y"]
[null,"BPA","Bonneville Power Administration",null,null,null,null,null,null,null,null,null,null,null,null,null,null,null,null,null,null,null,null,null,null,null,null,null,null,null,null,null,null,null,null,null,null,null,null,null,null,null,null,null,null,null,null,null,"Y"]
[null,"CARES","Conservation and Renewable Energy System",null,null,null,null,null,null,null,null,null,null,null,null,null,null,null,null,null,null,null,null,null,null,null,null,null,null,null,null,null,null,null,null,null,null,null,null,null,null,null,null,null,null,null,null,null,"Y"]
[null,"Chelan PUD","Chelan Co. PUD",null,null,null,null,null,null,null,null,null,null,null,null,null,null,null,null,null,null,null,null,null,null,null,null,null,null,null,null,null,null,null,null,null,null,null,null,null,null,null,null,null,null,null,null,null,"Y"]
[null,"Clark","Clark Co. PUD",null,null,null,null,null,null,null,null,null,null,null,null,null,null,null,null,null,null,null,null,null,null,null,null,null,null,null,null,null,null,null,null,null,null,null,null,null,null,null,null,null,null,null,null,null,"Y"]
[null,"CPUD","Clatskanie People's Utility District",null,null,null,null,null,null,null,null,null,null,null,null,null,null,null,null,null,null,null,null,null,null,null,null,null,null,null,null,null,null,null,null,null,null,null,null,null,null,null,null,null,null,null,null,null,"Y"]
[null,"Coop","REA Cooperative",null,null,null,null,null,null,null,null,null,null,null,null,null,null,null,null,null,null,null,null,null,null,null,null,null,null,null,null,null,null,null,null,null,null,null,null,null,null,null,null,null,null,null,null,null,"Y"]
[null,"Douglas PUD","Douglas Co. PUD",null,null,null,null,null,null,null,null,null,null,null,null,null,null,null,null,null,null,null,null,null,null,null,null,null,null,null,null,null,null,null,null,null,null,null,null,null,null,null,null,null,null,null,null,null,"Y"]
[null,"EPUD","Emerald PUD",null,null,null,null,null,null,null,null,null,null,null,null,null,null,null,null,null,null,null,null,null,null,null,null,null,null,null,null,null,null,null,null,null,null,null,null,null,null,null,null,null,null,null,null,null,"Y"]
[null,"EWEB","Eugene Water & Electric Board",null,null,null,null,null,null,null,null,null,null,null,null,null,null,null,null,null,null,null,null,null,null,null,null,null,null,null,null,null,null,null,null,null,null,null,null,null,null,null,null,null,null,null,null,null,"Y"]
[null,"Fall River","Fall River Electric Co-op",null,null,null,null,null,null,null,null,null,null,null,null,null,null,null,null,null,null,null,null,null,null,null,null,null,null,null,null,null,null,null,null,null,null,null,null,null,null,null,null,null,null,null,null,null,"Y"]
[null,"GHPD","Grays Harbor PUD",null,null,null,null,null,null,null,null,null,null,null,null,null,null,null,null,null,null,null,null,null,null,null,null,null,null,null,null,null,null,null,null,null,null,null,null,null,null,null,null,null,null,null,null,null,"Y"]
[null,"Grant","Grant Co. PUD",null,null,null,null,null,null,null,null,null,null,null,null,null,null,null,null,null,null,null,null,null,null,null,null,null,null,null,null,null,null,null,null,null,null,null,null,null,null,null,null,null,null,null,null,null,"Y"]
[null,"IPC","Idaho Power Company",null,null,null,null,null,null,null,null,null,null,null,null,null,null,null,null,null,null,null,null,null,null,null,null,null,null,null,null,null,null,null,null,null,null,null,null,null,null,null,null,null,null,null,null,null,"Y"]
[null,"Jefferson","Jefferson Co. PUD",null,null,null,null,null,null,null,null,null,null,null,null,null,null,null,null,null,null,null,null,null,null,null,null,null,null,null,null,null,null,null,null,null,null,null,null,null,null,null,null,null,null,null,null,null,"Y"]
[null,"JOA","Joint Operating Agency",null,null,null,null,null,null,null,null,null,null,null,null,null,null,null,null,null,null,null,null,null,null,null,null,null,null,null,null,null,null,null,null,null,null,null,null,null,null,null,null,null,null,null,null,null,"Y"]
[null,"Klickitat","Klickitat Co. PUD",null,null,null,null,null,null,null,null,null,null,null,null,null,null,null,null,null,null,null,null,null,null,null,null,null,null,null,null,null,null,null,null,null,null,null,null,null,null,null,null,null,null,null,null,null,"Y"]
[null,"Lane","Lane Electric Cooperative",null,null,null,null,null,null,null,null,null,null,null,null,null,null,null,null,null,null,null,null,null,null,null,null,null,null,null,null,null,null,null,null,null,null,null,null,null,null,null,null,null,null,null,null,null,"Y"]
[null,"Lewis","Lewis Co. PUD",null,null,null,null,null,null,null,null,null,null,null,null,null,null,null,null,null,null,null,null,null,null,null,null,null,null,null,null,null,null,null,null,null,null,null,null,null,null,null,null,null,null,null,null,null,"Y"]
[null,"Lower Valley","Lower Valley Power & Light ",null,null,null,null,null,null,null,null,null,null,null,null,null,null,null,null,null,null,null,null,null,null,null,null,null,null,null,null,null,null,null,null,null,null,null,null,null,null,null,null,null,null,null,null,null,"Y"]
[null,"Mason 1","Mason Co. PUD No. 1",null,null,null,null,null,null,null,null,null,null,null,null,null,null,null,null,null,null,null,null,null,null,null,null,null,null,null,null,null,null,null,null,null,null,null,null,null,null,null,null,null,null,null,null,null,"Y"]
[null,"Mason 3","Mason Co. PUD No. 3",null,null,null,null,null,null,null,null,null,null,null,null,null,null,null,null,null,null,null,null,null,null,null,null,null,null,null,null,null,null,null,null,null,null,null,null,null,null,null,null,null,null,null,null,null,"Y"]
[null,"MPC","Montana Power Company (now NorthWestern)",null,null,null,null,null,null,null,null,null,null,null,null,null,null,null,null,null,null,null,null,null,null,null,null,null,null,null,null,null,null,null,null,null,null,null,null,null,null,null,null,null,null,null,null,null,"Y"]
[null,"N. Wasco","Northern Wasco PUD",null,null,null,null,null,null,null,null,null,null,null,null,null,null,null,null,null,null,null,null,null,null,null,null,null,null,null,null,null,null,null,null,null,null,null,null,null,null,null,null,null,null,null,null,null,"Y"]
[null,"NorthWestern","NorthWestern Corporation",null,null,null,null,null,null,null,null,null,null,null,null,null,null,null,null,null,null,null,null,null,null,null,null,null,null,null,null,null,null,null,null,null,null,null,null,null,null,null,null,null,null,null,null,null,"Y"]
[null,"Okanogan PUD","Okanogan Co. PUD",null,null,null,null,null,null,null,null,null,null,null,null,null,null,null,null,null,null,null,null,null,null,null,null,null,null,null,null,null,null,null,null,null,null,null,null,null,null,null,null,null,null,null,null,null,"Y"]
[null,"PAC","PacifiCorp",null,null,null,null,null,null,null,null,null,null,null,null,null,null,null,null,null,null,null,null,null,null,null,null,null,null,null,null,null,null,null,null,null,null,null,null,null,null,null,null,null,null,null,null,null,"Y"]
[null,"PGE","Portland General Electric Company",null,null,null,null,null,null,null,null,null,null,null,null,null,null,null,null,null,null,null,null,null,null,null,null,null,null,null,null,null,null,null,null,null,null,null,null,null,null,null,null,null,null,null,null,null,"Y"]
[null,"PRM","Power Resource Managers Resource Package",null,null,null,null,null,null,null,null,null,null,null,null,null,null,null,null,null,null,null,null,null,null,null,null,null,null,null,null,null,null,null,null,null,null,null,null,null,null,null,null,null,null,null,null,null,"Y"]
[null,"PSE","Puget Sound Energy",null,null,null,null,null,null,null,null,null,null,null,null,null,null,null,null,null,null,null,null,null,null,null,null,null,null,null,null,null,null,null,null,null,null,null,null,null,null,null,null,null,null,null,null,null,"Y"]
[null,"PSPL","Puget Sound Power & Light (Now Puget Sound Energy)",null,null,null,null,null,null,null,null,null,null,null,null,null,null,null,null,null,null,null,null,null,null,null,null,null,null,null,null,null,null,null,null,null,null,null,null,null,null,null,null,null,null,null,null,null,"Y"]
[null,"PUD","Public Utility District",null,null,null,null,null,null,null,null,null,null,null,null,null,null,null,null,null,null,null,null,null,null,null,null,null,null,null,null,null,null,null,null,null,null,null,null,null,null,null,null,null,null,null,null,null,"Y"]
[null,"SCL","Seattle City Light",null,null,null,null,null,null,null,null,null,null,null,null,null,null,null,null,null,null,null,null,null,null,null,null,null,null,null,null,null,null,null,null,null,null,null,null,null,null,null,null,null,null,null,null,null,"Y"]
[null,"SHPD","Snohomish County PUD",null,null,null,null,null,null,null,null,null,null,null,null,null,null,null,null,null,null,null,null,null,null,null,null,null,null,null,null,null,null,null,null,null,null,null,null,null,null,null,null,null,null,null,null,null,"Y"]
[null,"Snohomish","Snohomish Co. PUD",null,null,null,null,null,null,null,null,null,null,null,null,null,null,null,null,null,null,null,null,null,null,null,null,null,null,null,null,null,null,null,null,null,null,null,null,null,null,null,null,null,null,null,null,null,"Y"]
[null,"SPP","Sierra Pacific Power Company",null,null,null,null,null,null,null,null,null,null,null,null,null,null,null,null,null,null,null,null,null,null,null,null,null,null,null,null,null,null,null,null,null,null,null,null,null,null,null,null,null,null,null,null,null,"Y"]
[null,"SUB","Springfield Utility Board",null,null,null,null,null,null,null,null,null,null,null,null,null,null,null,null,null,null,null,null,null,null,null,null,null,null,null,null,null,null,null,null,null,null,null,null,null,null,null,null,null,null,null,null,null,"Y"]
[null,"Tillamook","Tillamook PUD",null,null,null,null,null,null,null,null,null,null,null,null,null,null,null,null,null,null,null,null,null,null,null,null,null,null,null,null,null,null,null,null,null,null,null,null,null,null,null,null,null,null,null,null,null,"Y"]
[null,"USBR","U.S. Bureau of Reclamation",null,null,null,null,null,null,null,null,null,null,null,null,null,null,null,null,null,null,null,null,null,null,null,null,null,null,null,null,null,null,null,null,null,null,null,null,null,null,null,null,null,null,null,null,null,"Y"]
[null,"WWP","Washington Water Power (now Avista)",null,null,null,null,null,null,null,null,null,null,null,null,null,null,null,null,null,null,null,null,null,null,null,null,null,null,null,null,null,null,null,null,null,null,null,null,null,null,null,null,null,null,null,null,null,"Y"]
[null,null,null,null,null,null,null,null,null,null,null,null,null,null,null,null,null,null,null,null,null,null,null,null,null,null,null,null,null,null,null,null,null,null,null,null,null,null,null,null,null,null,null,null,null,null,null,null,"Y"]
["Other Codes and Abbreviations:",null,null,null,null,null,null,null,null,null,null,null,null,null,null,null,null,null,null,null,null,null,null,null,null,null,null,null,null,null,null,null,null,null,null,null,null,null,null,null,null,null,null,null,null,null,null,null,"Y"]
[null,"Temp.","Temporarily permitted generation.",null,null,null,null,null,null,null,null,null,null,null,null,null,null,null,null,null,null,null,null,null,null,null,null,null,null,null,null,null,null,null,null,null,null,null,null,null,null,null,null,null,null,null,null,null,"Y"]
[null,"Project ID","Federal Energy Regulatory Commission hydropower project identification number.",null,null,null,null,null,null,null,null,null,null,null,null,null,null,null,null,null,null,null,null,null,null,null,null,null,null,null,null,null,null,null,null,null,null,null,null,null,null,null,null,null,null,null,null,null,"Y"]
[null,"NERC","North American Electric Reliability Council",null,null,null,null,null,null,null,null,null,null,null,null,null,null,null,null,null,null,null,null,null,null,null,null,null,null,null,null,null,null,null,null,null,null,null,null,null,null,null,null,null,null,null,null,null,"Y"]
[null,"MAPP","Mid-Continent Area Power Pool",null,null,null,null,null,null,null,null,null,null,null,null,null,null,null,null,null,null,null,null,null,null,null,null,null,null,null,null,null,null,null,null,null,null,null,null,null,null,null,null,null,null,null,null,null,"Y"]
[null,"WWTP","Wastewater treatment plant",null,null,null,null,null,null,null,null,null,null,null,null,null,null,null,null,null,null,null,null,null,null,null,null,null,null,null,null,null,null,null,null,null,null,null,null,null,null,null,null,null,null,null,null,null,"Y"]
[null,null,null,null,null,null,null,null,null,null,null,null,null,null,null,null,null,null,null,null,null,null,null,null,null,null,null,null,null,null,null,null,null,null,null,null,null,null,null,null,null,null,null,null,null,null,null,null,"Y"]
[null,null,null,null,null,null,null,null,null,null,null,null,null,null,null,null,null,null,null,null,null,null,null,null,null,null,null,null,null,null,null,null,null,null,null,null,null,null,null,null,null,null,null,null,null,null,null,null,"Y"]
[null,"Operating",null,null,null,null,null,null,null,null,null,null,null,null,null,null,null,null,null,null,null,null,null,null,null,null,null,null,null,null,null,null,null,null,null,null,null,null,null,null,null,null,null,null,null,null,null,null,"Y"]
[null,"Construction",null,null,null,null,null,null,null,null,null,null,null,null,null,null,null,null,null,null,null,null,null,null,null,null,null,null,null,null,null,null,null,null,null,null,null,null,null,null,null,null,null,null,null,null,null,null,"Y"]
[null,"Planned","High probability that they will be constructed.  Project has site certificate.  Engineering procurement and construction (EPC) contract.  Announcement of construction schedule.",null,null,null,null,null,null,null,null,null,null,null,null,null,null,null,null,null,null,null,null,null,null,null,null,null,null,null,null,null,null,null,null,null,null,null,null,null,null,null,null,null,null,null,null,null,"Y"]
[null,"Proposed","Some sort of concrete action has been taken.  For example, submitting a NOI, application for site certificate, interconnection agreement application, in a utility IRP, etc.",null,null,null,null,null,null,null,null,null,null,null,null,null,null,null,null,null,null,null,null,null,null,null,null,null,null,null,null,null,null,null,null,null,null,null,null,null,null,null,null,null,null,null,null,null,"Y"]
[null,"Announced",null,null,null,null,null,null,null,null,null,null,null,null,null,null,null,null,null,null,null,null,null,null,null,null,null,null,null,null,null,null,null,null,null,null,null,null,null,null,null,null,null,null,null,null,null,null,"Y"]
[null,"Upgrade","An interim term used to describe a project (usually hydro) that is undergoing an upgrade.  While the upgrade may be listed as a separate project from the original, the upgrade may happen in phases in which case some of the upgrade may be up and operational while the entire upgrade isn't completed until a later date. ",null,null,null,null,null,null,null,null,null,null,null,null,null,null,null,null,null,null,null,null,null,null,null,null,null,null,null,null,null,null,null,null,null,null,null,null,null,null,null,null,null,null,null,null,null,"Y"]
[null,null,null,null,null,null,null,null,null,null,null,null,null,null,null,null,null,null,null,null,null,null,null,null,null,null,null,null,null,null,null,null,null,null,null,null,null,null,null,null,null,null,null,null,null,null,null,null,"Y"]
[null,null,null,null,null,null,null,null,null,null,null,null,null,null,null,null,null,null,null,null,null,null,null,null,null,null,null,null,null,null,null,null,null,null,null,null,null,null,null,null,null,null,null,null,null,null,null,null,"Y"]
[null,null,null,null,null,null,null,null,null,null,null,null,null,null,null,null,null,null,null,null,null,null,null,null,null,null,null,null,null,null,null,null,null,null,null,null,null,null,null,null,null,null,null,null,null,null,null,null,"Y"]
[null,null,null,null,null,null,null,null,null,null,null,null,null,null,null,null,null,null,null,null,null,null,null,null,null,null,null,null,null,null,null,null,null,null,null,null,null,null,null,null,null,null,null,null,null,null,null,null,"Y"]
[null,null,null,null,null,null,null,null,null,null,null,null,null,null,null,null,null,null,null,null,null,null,null,null,null,null,null,null,null,null,null,null,null,null,null,null,null,null,null,null,null,null,null,null,null,null,null,null,"Y"]
[null,null,null,null,null,null,null,null,null,null,null,null,null,null,null,null,null,null,null,null,null,null,null,null,null,null,null,null,null,null,null,null,null,null,null,null,null,null,null,null,null,null,null,null,null,null,null,null,"Y"]
[null,null,null,null,null,null,null,null,null,null,null,null,null,null,null,null,null,null,null,null,null,null,null,null,null,null,null,null,null,null,null,null,null,null,null,null,null,null,null,null,null,null,null,null,null,null,null,null,"Y"]
[null,null,null,null,null,null,null,null,null,null,null,null,null,null,null,null,null,null,null,null,null,null,null,null,null,null,null,null,null,null,null,null,null,null,null,null,null,null,null,null,null,null,null,null,null,null,null,null,"Y"]
[null,null,null,null,null,null,null,null,null,null,null,null,null,null,null,null,null,null,null,null,null,null,null,null,null,null,null,null,null,null,null,null,null,null,null,null,null,null,null,null,null,null,null,null,null,null,null,null,"Y"]
[null,null,null,null,null,null,null,null,null,null,null,null,null,null,null,null,null,null,null,null,null,null,null,null,null,null,null,null,null,null,null,null,null,null,null,null,null,null,null,null,null,null,null,null,null,null,null,null,"Y"]
[null,null,null,null,null,null,null,null,null,null,null,null,null,null,null,null,null,null,null,null,null,null,null,null,null,null,null,null,null,null,null,null,null,null,null,null,null,null,null,null,null,null,null,null,null,null,null,null,"Y"]
[null,null,null,null,null,null,null,null,null,null,null,null,null,null,null,null,null,null,null,null,null,null,null,null,null,null,null,null,null,null,null,null,null,null,null,null,null,null,null,null,null,null,null,null,null,null,null,null,"Y"]
[null,null,null,null,null,null,null,null,null,null,null,null,null,null,null,null,null,null,null,null,null,null,null,null,null,null,null,null,null,null,null,null,null,null,null,null,null,null,null,null,null,null,null,null,null,null,null,null,"Y"]
[null,null,null,null,null,null,null,null,null,null,null,null,null,null,null,null,null,null,null,null,null,null,null,null,null,null,null,null,null,null,null,null,null,null,null,null,null,null,null,null,null,null,null,null,null,null,null,null,"Y"]
[null,null,null,null,null,null,null,null,null,null,null,null,null,null,null,null,null,null,null,null,null,null,null,null,null,null,null,null,null,null,null,null,null,null,null,null,null,null,null,null,null,null,null,null,null,null,null,null,"Y"]
[null,null,null,null,null,null,null,null,null,null,null,null,null,null,null,null,null,null,null,null,null,null,null,null,null,null,null,null,null,null,null,null,null,null,null,null,null,null,null,null,null,null,null,null,null,null,null,null,"Y"]
[null,null,null,null,null,null,null,null,null,null,null,null,null,null,null,null,null,null,null,null,null,null,null,null,null,null,null,null,null,null,null,null,null,null,null,null,null,null,null,null,null,null,null,null,null,null,null,null,"Y"]
[null,null,null,null,null,null,null,null,null,null,null,null,null,null,null,null,null,null,null,null,null,null,null,null,null,null,null,null,null,null,null,null,null,null,null,null,null,null,null,null,null,null,null,null,null,null,null,null,"Y"]
[null,null,null,null,null,null,null,null,null,null,null,null,null,null,null,null,null,null,null,null,null,null,null,null,null,null,null,null,null,null,null,null,null,null,null,null,null,null,null,null,null,null,null,null,null,null,null,null,"Y"]
[null,null,null,null,null,null,null,null,null,null,null,null,null,null,null,null,null,null,null,null,null,null,null,null,null,null,null,null,null,null,null,null,null,null,null,null,null,null,null,null,null,null,null,null,null,null,null,null,"Y"]
[null,null,null,null,null,null,null,null,null,null,null,null,null,null,null,null,null,null,null,null,null,null,null,null,null,null,null,null,null,null,null,null,null,null,null,null,null,null,null,null,null,null,null,null,null,null,null,null,"Y"]
[null,null,null,null,null,null,null,null,null,null,null,null,null,null,null,null,null,null,null,null,null,null,null,null,null,null,null,null,null,null,null,null,null,null,null,null,null,null,null,null,null,null,null,null,null,null,null,null,"Y"]
[null,null,null,null,null,null,null,null,null,null,null,null,null,null,null,null,null,null,null,null,null,null,null,null,null,null,null,null,null,null,null,null,null,null,null,null,null,null,null,null,null,null,null,null,null,null,null,null,"Y"]
[null,null,null,null,null,null,null,null,null,null,null,null,null,null,null,null,null,null,null,null,null,null,null,null,null,null,null,null,null,null,null,null,null,null,null,null,null,null,null,null,null,null,null,null,null,null,null,null,"Y"]
[null,null,null,null,null,null,null,null,null,null,null,null,null,null,null,null,null,null,null,null,null,null,null,null,null,null,null,null,null,null,null,null,null,null,null,null,null,null,null,null,null,null,null,null,null,null,null,null,"Y"]
[null,null,null,null,null,null,null,null,null,null,null,null,null,null,null,null,null,null,null,null,null,null,null,null,null,null,null,null,null,null,null,null,null,null,null,null,null,null,null,null,null,null,null,null,null,null,null,null,"Y"]
[null,null,null,null,null,null,null,null,null,null,null,null,null,null,null,null,null,null,null,null,null,null,null,null,null,null,null,null,null,null,null,null,null,null,null,null,null,null,null,null,null,null,null,null,null,null,null,null,"Y"]
[null,null,null,null,null,null,null,null,null,null,null,null,null,null,null,null,null,null,null,null,null,null,null,null,null,null,null,null,null,null,null,null,null,null,null,null,null,null,null,null,null,null,null,null,null,null,null,null,"Y"]
[null,null,null,null,null,null,null,null,null,null,null,null,null,null,null,null,null,null,null,null,null,null,null,null,null,null,null,null,null,null,null,null,null,null,null,null,null,null,null,null,null,null,null,null,null,null,null,null,"Y"]
[null,null,null,null,null,null,null,null,null,null,null,null,null,null,null,null,null,null,null,null,null,null,null,null,null,null,null,null,null,null,null,null,null,null,null,null,null,null,null,null,null,null,null,null,null,null,null,null,"Y"]
[null,null,null,null,null,null,null,null,null,null,null,null,null,null,null,null,null,null,null,null,null,null,null,null,null,null,null,null,null,null,null,null,null,null,null,null,null,null,null,null,null,null,null,null,null,null,null,null,"Y"]
[null,null,null,null,null,null,null,null,null,null,null,null,null,null,null,null,null,null,null,null,null,null,null,null,null,null,null,null,null,null,null,null,null,null,null,null,null,null,null,null,null,null,null,null,null,null,null,null,"Y"]
[null,null,null,null,null,null,null,null,null,null,null,null,null,null,null,null,null,null,null,null,null,null,null,null,null,null,null,null,null,null,null,null,null,null,null,null,null,null,null,null,null,null,null,null,null,null,null,null,"Y"]
[null,null,null,null,null,null,null,null,null,null,null,null,null,null,null,null,null,null,null,null,null,null,null,null,null,null,null,null,null,null,null,null,null,null,null,null,null,null,null,null,null,null,null,null,null,null,null,null,"Y"]
[null,null,null,null,null,null,null,null,null,null,null,null,null,null,null,null,null,null,null,null,null,null,null,null,null,null,null,null,null,null,null,null,null,null,null,null,null,null,null,null,null,null,null,null,null,null,null,null,"Y"]
[null,null,null,null,null,null,null,null,null,null,null,null,null,null,null,null,null,null,null,null,null,null,null,null,null,null,null,null,null,null,null,null,null,null,null,null,null,null,null,null,null,null,null,null,null,null,null,null,"Y"]
[null,null,null,null,null,null,null,null,null,null,null,null,null,null,null,null,null,null,null,null,null,null,null,null,null,null,null,null,null,null,null,null,null,null,null,null,null,null,null,null,null,null,null,null,null,null,null,null,"Y"]
[null,null,null,null,null,null,null,null,null,null,null,null,null,null,null,null,null,null,null,null,null,null,null,null,null,null,null,null,null,null,null,null,null,null,null,null,null,null,null,null,null,null,null,null,null,null,null,null,"Y"]
[null,null,null,null,null,null,null,null,null,null,null,null,null,null,null,null,null,null,null,null,null,null,null,null,null,null,null,null,null,null,null,null,null,null,null,null,null,null,null,null,null,null,null,null,null,null,null,null,"Y"]
[null,null,null,null,null,null,null,null,null,null,null,null,null,null,null,null,null,null,null,null,null,null,null,null,null,null,null,null,null,null,null,null,null,null,null,null,null,null,null,null,null,null,null,null,null,null,null,null,"Y"]
[null,null,null,null,null,null,null,null,null,null,null,null,null,null,null,null,null,null,null,null,null,null,null,null,null,null,null,null,null,null,null,null,null,null,null,null,null,null,null,null,null,null,null,null,null,null,null,null,"Y"]
[null,null,null,null,null,null,null,null,null,null,null,null,null,null,null,null,null,null,null,null,null,null,null,null,null,null,null,null,null,null,null,null,null,null,null,null,null,null,null,null,null,null,null,null,null,null,null,null,"Y"]
[null,null,null,null,null,null,null,null,null,null,null,null,null,null,null,null,null,null,null,null,null,null,null,null,null,null,null,null,null,null,null,null,null,null,null,null,null,null,null,null,null,null,null,null,null,null,null,null,"Y"]
[null,null,null,null,null,null,null,null,null,null,null,null,null,null,null,null,null,null,null,null,null,null,null,null,null,null,null,null,null,null,null,null,null,null,null,null,null,null,null,null,null,null,null,null,null,null,null,null,"Y"]
[null,null,null,null,null,null,null,null,null,null,null,null,null,null,null,null,null,null,null,null,null,null,null,null,null,null,null,null,null,null,null,null,null,null,null,null,null,null,null,null,null,null,null,null,null,null,null,null,"Y"]
[null,null,null,null,null,null,null,null,null,null,null,null,null,null,null,null,null,null,null,null,null,null,null,null,null,null,null,null,null,null,null,null,null,null,null,null,null,null,null,null,null,null,null,null,null,null,null,null,"Y"]
[null,null,null,null,null,null,null,null,null,null,null,null,null,null,null,null,null,null,null,null,null,null,null,null,null,null,null,null,null,null,null,null,null,null,null,null,null,null,null,null,null,null,null,null,null,null,null,null,"Y"]
[null,null,null,null,null,null,null,null,null,null,null,null,null,null,null,null,null,null,null,null,null,null,null,null,null,null,null,null,null,null,null,null,null,null,null,null,null,null,null,null,null,null,null,null,null,null,null,null,"Y"]
[null,null,null,null,null,null,null,null,null,null,null,null,null,null,null,null,null,null,null,null,null,null,null,null,null,null,null,null,null,null,null,null,null,null,null,null,null,null,null,null,null,null,null,null,null,null,null,null,"Y"]
[null,null,null,null,null,null,null,null,null,null,null,null,null,null,null,null,null,null,null,null,null,null,null,null,null,null,null,null,null,null,null,null,null,null,null,null,null,null,null,null,null,null,null,null,null,null,null,null,"Y"]
[null,null,null,null,null,null,null,null,null,null,null,null,null,null,null,null,null,null,null,null,null,null,null,null,null,null,null,null,null,null,null,null,null,null,null,null,null,null,null,null,null,null,null,null,null,null,null,null,"Y"]
[null,null,null,null,null,null,null,null,null,null,null,null,null,null,null,null,null,null,null,null,null,null,null,null,null,null,null,null,null,null,null,null,null,null,null,null,null,null,null,null,null,null,null,null,null,null,null,null,"Y"]
[null,null,null,null,null,null,null,null,null,null,null,null,null,null,null,null,null,null,null,null,null,null,null,null,null,null,null,null,null,null,null,null,null,null,null,null,null,null,null,null,null,null,null,null,null,null,null,null,"Y"]
[null,null,null,null,null,null,null,null,null,null,null,null,null,null,null,null,null,null,null,null,null,null,null,null,null,null,null,null,null,null,null,null,null,null,null,null,null,null,null,null,null,null,null,null,null,null,null,null,"Y"]
[null,null,null,null,null,null,null,null,null,null,null,null,null,null,null,null,null,null,null,null,null,null,null,null,null,null,null,null,null,null,null,null,null,null,null,null,null,null,null,null,null,null,null,null,null,null,null,null,"Y"]
[null,null,null,null,null,null,null,null,null,null,null,null,null,null,null,null,null,null,null,null,null,null,null,null,null,null,null,null,null,null,null,null,null,null,null,null,null,null,null,null,null,null,null,null,null,null,null,null,"Y"]
[null,null,null,null,null,null,null,null,null,null,null,null,null,null,null,null,null,null,null,null,null,null,null,null,null,null,null,null,null,null,null,null,null,null,null,null,null,null,null,null,null,null,null,null,null,null,null,null,"Y"]
[null,null,null,null,null,null,null,null,null,null,null,null,null,null,null,null,null,null,null,null,null,null,null,null,null,null,null,null,null,null,null,null,null,null,null,null,null,null,null,null,null,null,null,null,null,null,null,null,"Y"]
[null,null,null,null,null,null,null,null,null,null,null,null,null,null,null,null,null,null,null,null,null,null,null,null,null,null,null,null,null,null,null,null,null,null,null,null,null,null,null,null,null,null,null,null,null,null,null,null,"Y"]
[null,null,null,null,null,null,null,null,null,null,null,null,null,null,null,null,null,null,null,null,null,null,null,null,null,null,null,null,null,null,null,null,null,null,null,null,null,null,null,null,null,null,null,null,null,null,null,null,"Y"]
[null,null,null,null,null,null,null,null,null,null,null,null,null,null,null,null,null,null,null,null,null,null,null,null,null,null,null,null,null,null,null,null,null,null,null,null,null,null,null,null,null,null,null,null,null,null,null,null,"Y"]
[null,null,null,null,null,null,null,null,null,null,null,null,null,null,null,null,null,null,null,null,null,null,null,null,null,null,null,null,null,null,null,null,null,null,null,null,null,null,null,null,null,null,null,null,null,null,null,null,"Y"]
[null,null,null,null,null,null,null,null,null,null,null,null,null,null,null,null,null,null,null,null,null,null,null,null,null,null,null,null,null,null,null,null,null,null,null,null,null,null,null,null,null,null,null,null,null,null,null,null,"Y"]
[null,null,null,null,null,null,null,null,null,null,null,null,null,null,null,null,null,null,null,null,null,null,null,null,null,null,null,null,null,null,null,null,null,null,null,null,null,null,null,null,null,null,null,null,null,null,null,null,"Y"]
[null,null,null,null,null,null,null,null,null,null,null,null,null,null,null,null,null,null,null,null,null,null,null,null,null,null,null,null,null,null,null,null,null,null,null,null,null,null,null,null,null,null,null,null,null,null,null,null,"Y"]
[null,null,null,null,null,null,null,null,null,null,null,null,null,null,null,null,null,null,null,null,null,null,null,null,null,null,null,null,null,null,null,null,null,null,null,null,null,null,null,null,null,null,null,null,null,null,null,null,"Y"]
[null,null,null,null,null,null,null,null,null,null,null,null,null,null,null,null,null,null,null,null,null,null,null,null,null,null,null,null,null,null,null,null,null,null,null,null,null,null,null,null,null,null,null,null,null,null,null,null,"Y"]
[null,null,null,null,null,null,null,null,null,null,null,null,null,null,null,null,null,null,null,null,null,null,null,null,null,null,null,null,null,null,null,null,null,null,null,null,null,null,null,null,null,null,null,null,null,null,null,null,"Y"]
[null,null,null,null,null,null,null,null,null,null,null,null,null,null,null,null,null,null,null,null,null,null,null,null,null,null,null,null,null,null,null,null,null,null,null,null,null,null,null,null,null,null,null,null,null,null,null,null,"Y"]
[null,null,null,null,null,null,null,null,null,null,null,null,null,null,null,null,null,null,null,null,null,null,null,null,null,null,null,null,null,null,null,null,null,null,null,null,null,null,null,null,null,null,null,null,null,null,null,null,"Y"]
[null,null,null,null,null,null,null,null,null,null,null,null,null,null,null,null,null,null,null,null,null,null,null,null,null,null,null,null,null,null,null,null,null,null,null,null,null,null,null,null,null,null,null,null,null,null,null,null,"Y"]
[null,null,null,null,null,null,null,null,null,null,null,null,null,null,null,null,null,null,null,null,null,null,null,null,null,null,null,null,null,null,null,null,null,null,null,null,null,null,null,null,null,null,null,null,null,null,null,null,"Y"]
[null,null,null,null,null,null,null,null,null,null,null,null,null,null,null,null,null,null,null,null,null,null,null,null,null,null,null,null,null,null,null,null,null,null,null,null,null,null,null,null,null,null,null,null,null,null,null,null,"Y"]
[null,null,null,null,null,null,null,null,null,null,null,null,null,null,null,null,null,null,null,null,null,null,null,null,null,null,null,null,null,null,null,null,null,null,null,null,null,null,null,null,null,null,null,null,null,null,null,null,"Y"]
[null,null,null,null,null,null,null,null,null,null,null,null,null,null,null,null,null,null,null,null,null,null,null,null,null,null,null,null,null,null,null,null,null,null,null,null,null,null,null,null,null,null,null,null,null,null,null,null,"Y"]
[null,null,null,null,null,null,null,null,null,null,null,null,null,null,null,null,null,null,null,null,null,null,null,null,null,null,null,null,null,null,null,null,null,null,null,null,null,null,null,null,null,null,null,null,null,null,null,null,"Y"]
[null,null,null,null,null,null,null,null,null,null,null,null,null,null,null,null,null,null,null,null,null,null,null,null,null,null,null,null,null,null,null,null,null,null,null,null,null,null,null,null,null,null,null,null,null,null,null,null,"Y"]
[null,null,null,null,null,null,null,null,null,null,null,null,null,null,null,null,null,null,null,null,null,null,null,null,null,null,null,null,null,null,null,null,null,null,null,null,null,null,null,null,null,null,null,null,null,null,null,null,"Y"]
[null,null,null,null,null,null,null,null,null,null,null,null,null,null,null,null,null,null,null,null,null,null,null,null,null,null,null,null,null,null,null,null,null,null,null,null,null,null,null,null,null,null,null,null,null,null,null,null,"Y"]
[null,null,null,null,null,null,null,null,null,null,null,null,null,null,null,null,null,null,null,null,null,null,null,null,null,null,null,null,null,null,null,null,null,null,null,null,null,null,null,null,null,null,null,null,null,null,null,null,"Y"]
[null,null,null,null,null,null,null,null,null,null,null,null,null,null,null,null,null,null,null,null,null,null,null,null,null,null,null,null,null,null,null,null,null,null,null,null,null,null,null,null,null,null,null,null,null,null,null,null,"Y"]
[null,null,null,null,null,null,null,null,null,null,null,null,null,null,null,null,null,null,null,null,null,null,null,null,null,null,null,null,null,null,null,null,null,null,null,null,null,null,null,null,null,null,null,null,null,null,null,null,"Y"]
[null,null,null,null,null,null,null,null,null,null,null,null,null,null,null,null,null,null,null,null,null,null,null,null,null,null,null,null,null,null,null,null,null,null,null,null,null,null,null,null,null,null,null,null,null,null,null,null,"Y"]
[null,null,null,null,null,null,null,null,null,null,null,null,null,null,null,null,null,null,null,null,null,null,null,null,null,null,null,null,null,null,null,null,null,null,null,null,null,null,null,null,null,null,null,null,null,null,null,null,"Y"]
[null,null,null,null,null,null,null,null,null,null,null,null,null,null,null,null,null,null,null,null,null,null,null,null,null,null,null,null,null,null,null,null,null,null,null,null,null,null,null,null,null,null,null,null,null,null,null,null,"Y"]
[null,null,null,null,null,null,null,null,null,null,null,null,null,null,null,null,null,null,null,null,null,null,null,null,null,null,null,null,null,null,null,null,null,null,null,null,null,null,null,null,null,null,null,null,null,null,null,null,"Y"]
[null,null,null,null,null,null,null,null,null,null,null,null,null,null,null,null,null,null,null,null,null,null,null,null,null,null,null,null,null,null,null,null,null,null,null,null,null,null,null,null,null,null,null,null,null,null,null,null,"Y"]
[null,null,null,null,null,null,null,null,null,null,null,null,null,null,null,null,null,null,null,null,null,null,null,null,null,null,null,null,null,null,null,null,null,null,null,null,null,null,null,null,null,null,null,null,null,null,null,null,"Y"]
[null,null,null,null,null,null,null,null,null,null,null,null,null,null,null,null,null,null,null,null,null,null,null,null,null,null,null,null,null,null,null,null,null,null,null,null,null,null,null,null,null,null,null,null,null,null,null,null,"Y"]
[null,null,null,null,null,null,null,null,null,null,null,null,null,null,null,null,null,null,null,null,null,null,null,null,null,null,null,null,null,null,null,null,null,null,null,null,null,null,null,null,null,null,null,null,null,null,null,null,"Y"]
[null,null,null,null,null,null,null,null,null,null,null,null,null,null,null,null,null,null,null,null,null,null,null,null,null,null,null,null,null,null,null,null,null,null,null,null,null,null,null,null,null,null,null,null,null,null,null,null,"Y"]
[null,null,null,null,null,null,null,null,null,null,null,null,null,null,null,null,null,null,null,null,null,null,null,null,null,null,null,null,null,null,null,null,null,null,null,null,null,null,null,null,null,null,null,null,null,null,null,null,"Y"]
[null,null,null,null,null,null,null,null,null,null,null,null,null,null,null,null,null,null,null,null,null,null,null,null,null,null,null,null,null,null,null,null,null,null,null,null,null,null,null,null,null,null,null,null,null,null,null,null,"Y"]
[null,null,null,null,null,null,null,null,null,null,null,null,null,null,null,null,null,null,null,null,null,null,null,null,null,null,null,null,null,null,null,null,null,null,null,null,null,null,null,null,null,null,null,null,null,null,null,null,"Y"]
[null,null,null,null,null,null,null,null,null,null,null,null,null,null,null,null,null,null,null,null,null,null,null,null,null,null,null,null,null,null,null,null,null,null,null,null,null,null,null,null,null,null,null,null,null,null,null,null,"Y"]
[null,null,null,null,null,null,null,null,null,null,null,null,null,null,null,null,null,null,null,null,null,null,null,null,null,null,null,null,null,null,null,null,null,null,null,null,null,null,null,null,null,null,null,null,null,null,null,null,"Y"]
[null,null,null,null,null,null,null,null,null,null,null,null,null,null,null,null,null,null,null,null,null,null,null,null,null,null,null,null,null,null,null,null,null,null,null,null,null,null,null,null,null,null,null,null,null,null,null,null,"Y"]
[null,null,null,null,null,null,null,null,null,null,null,null,null,null,null,null,null,null,null,null,null,null,null,null,null,null,null,null,null,null,null,null,null,null,null,null,null,null,null,null,null,null,null,null,null,null,null,null,"Y"]
[null,null,null,null,null,null,null,null,null,null,null,null,null,null,null,null,null,null,null,null,null,null,null,null,null,null,null,null,null,null,null,null,null,null,null,null,null,null,null,null,null,null,null,null,null,null,null,null,"Y"]
[null,null,null,null,null,null,null,null,null,null,null,null,null,null,null,null,null,null,null,null,null,null,null,null,null,null,null,null,null,null,null,null,null,null,null,null,null,null,null,null,null,null,null,null,null,null,null,null,"Y"]
[null,null,null,null,null,null,null,null,null,null,null,null,null,null,null,null,null,null,null,null,null,null,null,null,null,null,null,null,null,null,null,null,null,null,null,null,null,null,null,null,null,null,null,null,null,null,null,null,"Y"]
[null,null,null,null,null,null,null,null,null,null,null,null,null,null,null,null,null,null,null,null,null,null,null,null,null,null,null,null,null,null,null,null,null,null,null,null,null,null,null,null,null,null,null,null,null,null,null,null,"Y"]
[null,null,null,null,null,null,null,null,null,null,null,null,null,null,null,null,null,null,null,null,null,null,null,null,null,null,null,null,null,null,null,null,null,null,null,null,null,null,null,null,null,null,null,null,null,null,null,null,"Y"]
[null,null,null,null,null,null,null,null,null,null,null,null,null,null,null,null,null,null,null,null,null,null,null,null,null,null,null,null,null,null,null,null,null,null,null,null,null,null,null,null,null,null,null,null,null,null,null,null,"Y"]
[null,null,null,null,null,null,null,null,null,null,null,null,null,null,null,null,null,null,null,null,null,null,null,null,null,null,null,null,null,null,null,null,null,null,null,null,null,null,null,null,null,null,null,null,null,null,null,null,"Y"]
[null,null,null,null,null,null,null,null,null,null,null,null,null,null,null,null,null,null,null,null,null,null,null,null,null,null,null,null,null,null,null,null,null,null,null,null,null,null,null,null,null,null,null,null,null,null,null,null,"Y"]
[null,null,null,null,null,null,null,null,null,null,null,null,null,null,null,null,null,null,null,null,null,null,null,null,null,null,null,null,null,null,null,null,null,null,null,null,null,null,null,null,null,null,null,null,null,null,null,null,"Y"]
[null,null,null,null,null,null,null,null,null,null,null,null,null,null,null,null,null,null,null,null,null,null,null,null,null,null,null,null,null,null,null,null,null,null,null,null,null,null,null,null,null,null,null,null,null,null,null,null,"Y"]
[null,null,null,null,null,null,null,null,null,null,null,null,null,null,null,null,null,null,null,null,null,null,null,null,null,null,null,null,null,null,null,null,null,null,null,null,null,null,null,null,null,null,null,null,null,null,null,null,"Y"]
[null,null,null,null,null,null,null,null,null,null,null,null,null,null,null,null,null,null,null,null,null,null,null,null,null,null,null,null,null,null,null,null,null,null,null,null,null,null,null,null,null,null,null,null,null,null,null,null,"Y"]
[null,null,null,null,null,null,null,null,null,null,null,null,null,null,null,null,null,null,null,null,null,null,null,null,null,null,null,null,null,null,null,null,null,null,null,null,null,null,null,null,null,null,null,null,null,null,null,null,"Y"]
[null,null,null,null,null,null,null,null,null,null,null,null,null,null,null,null,null,null,null,null,null,null,null,null,null,null,null,null,null,null,null,null,null,null,null,null,null,null,null,null,null,null,null,null,null,null,null,null,"Y"]
[null,null,null,null,null,null,null,null,null,null,null,null,null,null,null,null,null,null,null,null,null,null,null,null,null,null,null,null,null,null,null,null,null,null,null,null,null,null,null,null,null,null,null,null,null,null,null,null,"Y"]
[null,null,null,null,null,null,null,null,null,null,null,null,null,null,null,null,null,null,null,null,null,null,null,null,null,null,null,null,null,null,null,null,null,null,null,null,null,null,null,null,null,null,null,null,null,null,null,null,"Y"]
[null,null,null,null,null,null,null,null,null,null,null,null,null,null,null,null,null,null,null,null,null,null,null,null,null,null,null,null,null,null,null,null,null,null,null,null,null,null,null,null,null,null,null,null,null,null,null,null,"Y"]
[null,null,null,null,null,null,null,null,null,null,null,null,null,null,null,null,null,null,null,null,null,null,null,null,null,null,null,null,null,null,null,null,null,null,null,null,null,null,null,null,null,null,null,null,null,null,null,null,"Y"]
[null,null,null,null,null,null,null,null,null,null,null,null,null,null,null,null,null,null,null,null,null,null,null,null,null,null,null,null,null,null,null,null,null,null,null,null,null,null,null,null,null,null,null,null,null,null,null,null,"Y"]
[null,null,null,null,null,null,null,null,null,null,null,null,null,null,null,null,null,null,null,null,null,null,null,null,null,null,null,null,null,null,null,null,null,null,null,null,null,null,null,null,null,null,null,null,null,null,null,null,"Y"]
[null,null,null,null,null,null,null,null,null,null,null,null,null,null,null,null,null,null,null,null,null,null,null,null,null,null,null,null,null,null,null,null,null,null,null,null,null,null,null,null,null,null,null,null,null,null,null,null,"Y"]
[null,null,null,null,null,null,null,null,null,null,null,null,null,null,null,null,null,null,null,null,null,null,null,null,null,null,null,null,null,null,null,null,null,null,null,null,null,null,null,null,null,null,null,null,null,null,null,null,"Y"]
[null,null,null,null,null,null,null,null,null,null,null,null,null,null,null,null,null,null,null,null,null,null,null,null,null,null,null,null,null,null,null,null,null,null,null,null,null,null,null,null,null,null,null,null,null,null,null,null,"Y"]
[null,null,null,null,null,null,null,null,null,null,null,null,null,null,null,null,null,null,null,null,null,null,null,null,null,null,null,null,null,null,null,null,null,null,null,null,null,null,null,null,null,null,null,null,null,null,null,null,"Y"]
[null,null,null,null,null,null,null,null,null,null,null,null,null,null,null,null,null,null,null,null,null,null,null,null,null,null,null,null,null,null,null,null,null,null,null,null,null,null,null,null,null,null,null,null,null,null,null,null,"Y"]
[null,null,null,null,null,null,null,null,null,null,null,null,null,null,null,null,null,null,null,null,null,null,null,null,null,null,null,null,null,null,null,null,null,null,null,null,null,null,null,null,null,null,null,null,null,null,null,null,"Y"]
[null,null,null,null,null,null,null,null,null,null,null,null,null,null,null,null,null,null,null,null,null,null,null,null,null,null,null,null,null,null,null,null,null,null,null,null,null,null,null,null,null,null,null,null,null,null,null,null,"Y"]
[null,null,null,null,null,null,null,null,null,null,null,null,null,null,null,null,null,null,null,null,null,null,null,null,null,null,null,null,null,null,null,null,null,null,null,null,null,null,null,null,null,null,null,null,null,null,null,null,"Y"]
[null,null,null,null,null,null,null,null,null,null,null,null,null,null,null,null,null,null,null,null,null,null,null,null,null,null,null,null,null,null,null,null,null,null,null,null,null,null,null,null,null,null,null,null,null,null,null,null,"Y"]
[null,null,null,null,null,null,null,null,null,null,null,null,null,null,null,null,null,null,null,null,null,null,null,null,null,null,null,null,null,null,null,null,null,null,null,null,null,null,null,null,null,null,null,null,null,null,null,null,"Y"]
[null,null,null,null,null,null,null,null,null,null,null,null,null,null,null,null,null,null,null,null,null,null,null,null,null,null,null,null,null,null,null,null,null,null,null,null,null,null,null,null,null,null,null,null,null,null,null,null,"Y"]
[null,null,null,null,null,null,null,null,null,null,null,null,null,null,null,null,null,null,null,null,null,null,null,null,null,null,null,null,null,null,null,null,null,null,null,null,null,null,null,null,null,null,null,null,null,null,null,null,"Y"]
[null,null,null,null,null,null,null,null,null,null,null,null,null,null,null,null,null,null,null,null,null,null,null,null,null,null,null,null,null,null,null,null,null,null,null,null,null,null,null,null,null,null,null,null,null,null,null,null,"Y"]
[null,null,null,null,null,null,null,null,null,null,null,null,null,null,null,null,null,null,null,null,null,null,null,null,null,null,null,null,null,null,null,null,null,null,null,null,null,null,null,null,null,null,null,null,null,null,null,null,"Y"]
[null,null,null,null,null,null,null,null,null,null,null,null,null,null,null,null,null,null,null,null,null,null,null,null,null,null,null,null,null,null,null,null,null,null,null,null,null,null,null,null,null,null,null,null,null,null,null,null,"Y"]
[null,null,null,null,null,null,null,null,null,null,null,null,null,null,null,null,null,null,null,null,null,null,null,null,null,null,null,null,null,null,null,null,null,null,null,null,null,null,null,null,null,null,null,null,null,null,null,null,"Y"]
[null,null,null,null,null,null,null,null,null,null,null,null,null,null,null,null,null,null,null,null,null,null,null,null,null,null,null,null,null,null,null,null,null,null,null,null,null,null,null,null,null,null,null,null,null,null,null,null,"Y"]
[null,null,null,null,null,null,null,null,null,null,null,null,null,null,null,null,null,null,null,null,null,null,null,null,null,null,null,null,null,null,null,null,null,null,null,null,null,null,null,null,null,null,null,null,null,null,null,null,"Y"]
[null,null,null,null,null,null,null,null,null,null,null,null,null,null,null,null,null,null,null,null,null,null,null,null,null,null,null,null,null,null,null,null,null,null,null,null,null,null,null,null,null,null,null,null,null,null,null,null,"Y"]
[null,null,null,null,null,null,null,null,null,null,null,null,null,null,null,null,null,null,null,null,null,null,null,null,null,null,null,null,null,null,null,null,null,null,null,null,null,null,null,null,null,null,null,null,null,null,null,null,"Y"]
[null,null,null,null,null,null,null,null,null,null,null,null,null,null,null,null,null,null,null,null,null,null,null,null,null,null,null,null,null,null,null,null,null,null,null,null,null,null,null,null,null,null,null,null,null,null,null,null,"Y"]
[null,null,null,null,null,null,null,null,null,null,null,null,null,null,null,null,null,null,null,null,null,null,null,null,null,null,null,null,null,null,null,null,null,null,null,null,null,null,null,null,null,null,null,null,null,null,null,null,"Y"]
[null,null,null,null,null,null,null,null,null,null,null,null,null,null,null,null,null,null,null,null,null,null,null,null,null,null,null,null,null,null,null,null,null,null,null,null,null,null,null,null,null,null,null,null,null,null,null,null,"Y"]
[null,null,null,null,null,null,null,null,null,null,null,null,null,null,null,null,null,null,null,null,null,null,null,null,null,null,null,null,null,null,null,null,null,null,null,null,null,null,null,null,null,null,null,null,null,null,null,null,"Y"]
[null,null,null,null,null,null,null,null,null,null,null,null,null,null,null,null,null,null,null,null,null,null,null,null,null,null,null,null,null,null,null,null,null,null,null,null,null,null,null,null,null,null,null,null,null,null,null,null,"Y"]
[null,null,null,null,null,null,null,null,null,null,null,null,null,null,null,null,null,null,null,null,null,null,null,null,null,null,null,null,null,null,null,null,null,null,null,null,null,null,null,null,null,null,null,null,null,null,null,null,"Y"]
[null,null,null,null,null,null,null,null,null,null,null,null,null,null,null,null,null,null,null,null,null,null,null,null,null,null,null,null,null,null,null,null,null,null,null,null,null,null,null,null,null,null,null,null,null,null,null,null,"Y"]
[null,null,null,null,null,null,null,null,null,null,null,null,null,null,null,null,null,null,null,null,null,null,null,null,null,null,null,null,null,null,null,null,null,null,null,null,null,null,null,null,null,null,null,null,null,null,null,null,"Y"]
[null,null,null,null,null,null,null,null,null,null,null,null,null,null,null,null,null,null,null,null,null,null,null,null,null,null,null,null,null,null,null,null,null,null,null,null,null,null,null,null,null,null,null,null,null,null,null,null,"Y"]
[null,null,null,null,null,null,null,null,null,null,null,null,null,null,null,null,null,null,null,null,null,null,null,null,null,null,null,null,null,null,null,null,null,null,null,null,null,null,null,null,null,null,null,null,null,null,null,null,"Y"]
[null,null,null,null,null,null,null,null,null,null,null,null,null,null,null,null,null,null,null,null,null,null,null,null,null,null,null,null,null,null,null,null,null,null,null,null,null,null,null,null,null,null,null,null,null,null,null,null,"Y"]
[null,null,null,null,null,null,null,null,null,null,null,null,null,null,null,null,null,null,null,null,null,null,null,null,null,null,null,null,null,null,null,null,null,null,null,null,null,null,null,null,null,null,null,null,null,null,null,null,"Y"]
[null,null,null,null,null,null,null,null,null,null,null,null,null,null,null,null,null,null,null,null,null,null,null,null,null,null,null,null,null,null,null,null,null,null,null,null,null,null,null,null,null,null,null,null,null,null,null,null,"Y"]
[null,null,null,null,null,null,null,null,null,null,null,null,null,null,null,null,null,null,null,null,null,null,null,null,null,null,null,null,null,null,null,null,null,null,null,null,null,null,null,null,null,null,null,null,null,null,null,null,"Y"]
[null,null,null,null,null,null,null,null,null,null,null,null,null,null,null,null,null,null,null,null,null,null,null,null,null,null,null,null,null,null,null,null,null,null,null,null,null,null,null,null,null,null,null,null,null,null,null,null,"Y"]
[null,null,null,null,null,null,null,null,null,null,null,null,null,null,null,null,null,null,null,null,null,null,null,null,null,null,null,null,null,null,null,null,null,null,null,null,null,null,null,null,null,null,null,null,null,null,null,null,"Y"]
[null,null,null,null,null,null,null,null,null,null,null,null,null,null,null,null,null,null,null,null,null,null,null,null,null,null,null,null,null,null,null,null,null,null,null,null,null,null,null,null,null,null,null,null,null,null,null,null,"Y"]
[null,null,null,null,null,null,null,null,null,null,null,null,null,null,null,null,null,null,null,null,null,null,null,null,null,null,null,null,null,null,null,null,null,null,null,null,null,null,null,null,null,null,null,null,null,null,null,null,"Y"]
[null,null,null,null,null,null,null,null,null,null,null,null,null,null,null,null,null,null,null,null,null,null,null,null,null,null,null,null,null,null,null,null,null,null,null,null,null,null,null,null,null,null,null,null,null,null,null,null,"Y"]
[null,null,null,null,null,null,null,null,null,null,null,null,null,null,null,null,null,null,null,null,null,null,null,null,null,null,null,null,null,null,null,null,null,null,null,null,null,null,null,null,null,null,null,null,null,null,null,null,"Y"]
[null,null,null,null,null,null,null,null,null,null,null,null,null,null,null,null,null,null,null,null,null,null,null,null,null,null,null,null,null,null,null,null,null,null,null,null,null,null,null,null,null,null,null,null,null,null,null,null,"Y"]
[null,null,null,null,null,null,null,null,null,null,null,null,null,null,null,null,null,null,null,null,null,null,null,null,null,null,null,null,null,null,null,null,null,null,null,null,null,null,null,null,null,null,null,null,null,null,null,null,"Y"]
[null,null,null,null,null,null,null,null,null,null,null,null,null,null,null,null,null,null,null,null,null,null,null,null,null,null,null,null,null,null,null,null,null,null,null,null,null,null,null,null,null,null,null,null,null,null,null,null,"Y"]
[null,null,null,null,null,null,null,null,null,null,null,null,null,null,null,null,null,null,null,null,null,null,null,null,null,null,null,null,null,null,null,null,null,null,null,null,null,null,null,null,null,null,null,null,null,null,null,null,"Y"]
[null,null,null,null,null,null,null,null,null,null,null,null,null,null,null,null,null,null,null,null,null,null,null,null,null,null,null,null,null,null,null,null,null,null,null,null,null,null,null,null,null,null,null,null,null,null,null,null,"Y"]
[null,null,null,null,null,null,null,null,null,null,null,null,null,null,null,null,null,null,null,null,null,null,null,null,null,null,null,null,null,null,null,null,null,null,null,null,null,null,null,null,null,null,null,null,null,null,null,null,"Y"]
[null,null,null,null,null,null,null,null,null,null,null,null,null,null,null,null,null,null,null,null,null,null,null,null,null,null,null,null,null,null,null,null,null,null,null,null,null,null,null,null,null,null,null,null,null,null,null,null,"Y"]
[null,null,null,null,null,null,null,null,null,null,null,null,null,null,null,null,null,null,null,null,null,null,null,null,null,null,null,null,null,null,null,null,null,null,null,null,null,null,null,null,null,null,null,null,null,null,null,null,"Y"]
[null,null,null,null,null,null,null,null,null,null,null,null,null,null,null,null,null,null,null,null,null,null,null,null,null,null,null,null,null,null,null,null,null,null,null,null,null,null,null,null,null,null,null,null,null,null,null,null,"Y"]
[null,null,null,null,null,null,null,null,null,null,null,null,null,null,null,null,null,null,null,null,null,null,null,null,null,null,null,null,null,null,null,null,null,null,null,null,null,null,null,null,null,null,null,null,null,null,null,null,"Y"]
[null,null,null,null,null,null,null,null,null,null,null,null,null,null,null,null,null,null,null,null,null,null,null,null,null,null,null,null,null,null,null,null,null,null,null,null,null,null,null,null,null,null,null,null,null,null,null,null,"Y"]
[null,null,null,null,null,null,null,null,null,null,null,null,null,null,null,null,null,null,null,null,null,null,null,null,null,null,null,null,null,null,null,null,null,null,null,null,null,null,null,null,null,null,null,null,null,null,null,null,"Y"]
[null,null,null,null,null,null,null,null,null,null,null,null,null,null,null,null,null,null,null,null,null,null,null,null,null,null,null,null,null,null,null,null,null,null,null,null,null,null,null,null,null,null,null,null,null,null,null,null,"Y"]
[null,null,null,null,null,null,null,null,null,null,null,null,null,null,null,null,null,null,null,null,null,null,null,null,null,null,null,null,null,null,null,null,null,null,null,null,null,null,null,null,null,null,null,null,null,null,null,null,"Y"]
[null,null,null,null,null,null,null,null,null,null,null,null,null,null,null,null,null,null,null,null,null,null,null,null,null,null,null,null,null,null,null,null,null,null,null,null,null,null,null,null,null,null,null,null,null,null,null,null,"Y"]
[null,null,null,null,null,null,null,null,null,null,null,null,null,null,null,null,null,null,null,null,null,null,null,null,null,null,null,null,null,null,null,null,null,null,null,null,null,null,null,null,null,null,null,null,null,null,null,null,"Y"]
[null,null,null,null,null,null,null,null,null,null,null,null,null,null,null,null,null,null,null,null,null,null,null,null,null,null,null,null,null,null,null,null,null,null,null,null,null,null,null,null,null,null,null,null,null,null,null,null,"Y"]
[null,null,null,null,null,null,null,null,null,null,null,null,null,null,null,null,null,null,null,null,null,null,null,null,null,null,null,null,null,null,null,null,null,null,null,null,null,null,null,null,null,null,null,null,null,null,null,null,"Y"]
[null,null,null,null,null,null,null,null,null,null,null,null,null,null,null,null,null,null,null,null,null,null,null,null,null,null,null,null,null,null,null,null,null,null,null,null,null,null,null,null,null,null,null,null,null,null,null,null,"Y"]
[null,null,null,null,null,null,null,null,null,null,null,null,null,null,null,null,null,null,null,null,null,null,null,null,null,null,null,null,null,null,null,null,null,null,null,null,null,null,null,null,null,null,null,null,null,null,null,null,"Y"]
[null,null,null,null,null,null,null,null,null,null,null,null,null,null,null,null,null,null,null,null,null,null,null,null,null,null,null,null,null,null,null,null,null,null,null,null,null,null,null,null,null,null,null,null,null,null,null,null,"Y"]
[null,null,null,null,null,null,null,null,null,null,null,null,null,null,null,null,null,null,null,null,null,null,null,null,null,null,null,null,null,null,null,null,null,null,null,null,null,null,null,null,null,null,null,null,null,null,null,null,"Y"]
[null,null,null,null,null,null,null,null,null,null,null,null,null,null,null,null,null,null,null,null,null,null,null,null,null,null,null,null,null,null,null,null,null,null,null,null,null,null,null,null,null,null,null,null,null,null,null,null,"Y"]
[null,null,null,null,null,null,null,null,null,null,null,null,null,null,null,null,null,null,null,null,null,null,null,null,null,null,null,null,null,null,null,null,null,null,null,null,null,null,null,null,null,null,null,null,null,null,null,null,"Y"]
[null,null,null,null,null,null,null,null,null,null,null,null,null,null,null,null,null,null,null,null,null,null,null,null,null,null,null,null,null,null,null,null,null,null,null,null,null,null,null,null,null,null,null,null,null,null,null,null,"Y"]
[null,null,null,null,null,null,null,null,null,null,null,null,null,null,null,null,null,null,null,null,null,null,null,null,null,null,null,null,null,null,null,null,null,null,null,null,null,null,null,null,null,null,null,null,null,null,null,null,"Y"]
[null,null,null,null,null,null,null,null,null,null,null,null,null,null,null,null,null,null,null,null,null,null,null,null,null,null,null,null,null,null,null,null,null,null,null,null,null,null,null,null,null,null,null,null,null,null,null,null,"Y"]
[null,null,null,null,null,null,null,null,null,null,null,null,null,null,null,null,null,null,null,null,null,null,null,null,null,null,null,null,null,null,null,null,null,null,null,null,null,null,null,null,null,null,null,null,null,null,null,null,"Y"]
[null,null,null,null,null,null,null,null,null,null,null,null,null,null,null,null,null,null,null,null,null,null,null,null,null,null,null,null,null,null,null,null,null,null,null,null,null,null,null,null,null,null,null,null,null,null,null,null,"Y"]
[null,null,null,null,null,null,null,null,null,null,null,null,null,null,null,null,null,null,null,null,null,null,null,null,null,null,null,null,null,null,null,null,null,null,null,null,null,null,null,null,null,null,null,null,null,null,null,null,"Y"]
[null,null,null,null,null,null,null,null,null,null,null,null,null,null,null,null,null,null,null,null,null,null,null,null,null,null,null,null,null,null,null,null,null,null,null,null,null,null,null,null,null,null,null,null,null,null,null,null,"Y"]
[null,null,null,null,null,null,null,null,null,null,null,null,null,null,null,null,null,null,null,null,null,null,null,null,null,null,null,null,null,null,null,null,null,null,null,null,null,null,null,null,null,null,null,null,null,null,null,null,"Y"]
[null,null,null,null,null,null,null,null,null,null,null,null,null,null,null,null,null,null,null,null,null,null,null,null,null,null,null,null,null,null,null,null,null,null,null,null,null,null,null,null,null,null,null,null,null,null,null,null,"Y"]
[null,null,null,null,null,null,null,null,null,null,null,null,null,null,null,null,null,null,null,null,null,null,null,null,null,null,null,null,null,null,null,null,null,null,null,null,null,null,null,null,null,null,null,null,null,null,null,null,"Y"]
[null,null,null,null,null,null,null,null,null,null,null,null,null,null,null,null,null,null,null,null,null,null,null,null,null,null,null,null,null,null,null,null,null,null,null,null,null,null,null,null,null,null,null,null,null,null,null,null,"Y"]
[null,null,null,null,null,null,null,null,null,null,null,null,null,null,null,null,null,null,null,null,null,null,null,null,null,null,null,null,null,null,null,null,null,null,null,null,null,null,null,null,null,null,null,null,null,null,null,null,"Y"]
[null,null,null,null,null,null,null,null,null,null,null,null,null,null,null,null,null,null,null,null,null,null,null,null,null,null,null,null,null,null,null,null,null,null,null,null,null,null,null,null,null,null,null,null,null,null,null,null,"Y"]
[null,null,null,null,null,null,null,null,null,null,null,null,null,null,null,null,null,null,null,null,null,null,null,null,null,null,null,null,null,null,null,null,null,null,null,null,null,null,null,null,null,null,null,null,null,null,null,null,"Y"]
[null,null,null,null,null,null,null,null,null,null,null,null,null,null,null,null,null,null,null,null,null,null,null,null,null,null,null,null,null,null,null,null,null,null,null,null,null,null,null,null,null,null,null,null,null,null,null,null,"Y"]
[null,null,null,null,null,null,null,null,null,null,null,null,null,null,null,null,null,null,null,null,null,null,null,null,null,null,null,null,null,null,null,null,null,null,null,null,null,null,null,null,null,null,null,null,null,null,null,null,"Y"]
[null,null,null,null,null,null,null,null,null,null,null,null,null,null,null,null,null,null,null,null,null,null,null,null,null,null,null,null,null,null,null,null,null,null,null,null,null,null,null,null,null,null,null,null,null,null,null,null,"Y"]
[null,null,null,null,null,null,null,null,null,null,null,null,null,null,null,null,null,null,null,null,null,null,null,null,null,null,null,null,null,null,null,null,null,null,null,null,null,null,null,null,null,null,null,null,null,null,null,null,"Y"]
[null,null,null,null,null,null,null,null,null,null,null,null,null,null,null,null,null,null,null,null,null,null,null,null,null,null,null,null,null,null,null,null,null,null,null,null,null,null,null,null,null,null,null,null,null,null,null,null,"Y"]
[null,null,null,null,null,null,null,null,null,null,null,null,null,null,null,null,null,null,null,null,null,null,null,null,null,null,null,null,null,null,null,null,null,null,null,null,null,null,null,null,null,null,null,null,null,null,null,null,"Y"]
[null,null,null,null,null,null,null,null,null,null,null,null,null,null,null,null,null,null,null,null,null,null,null,null,null,null,null,null,null,null,null,null,null,null,null,null,null,null,null,null,null,null,null,null,null,null,null,null,"Y"]
[null,null,null,null,null,null,null,null,null,null,null,null,null,null,null,null,null,null,null,null,null,null,null,null,null,null,null,null,null,null,null,null,null,null,null,null,null,null,null,null,null,null,null,null,null,null,null,null,"Y"]
[null,null,null,null,null,null,null,null,null,null,null,null,null,null,null,null,null,null,null,null,null,null,null,null,null,null,null,null,null,null,null,null,null,null,null,null,null,null,null,null,null,null,null,null,null,null,null,null,"Y"]
[null,null,null,null,null,null,null,null,null,null,null,null,null,null,null,null,null,null,null,null,null,null,null,null,null,null,null,null,null,null,null,null,null,null,null,null,null,null,null,null,null,null,null,null,null,null,null,null,"Y"]
[null,null,null,null,null,null,null,null,null,null,null,null,null,null,null,null,null,null,null,null,null,null,null,null,null,null,null,null,null,null,null,null,null,null,null,null,null,null,null,null,null,null,null,null,null,null,null,null,"Y"]
[null,null,null,null,null,null,null,null,null,null,null,null,null,null,null,null,null,null,null,null,null,null,null,null,null,null,null,null,null,null,null,null,null,null,null,null,null,null,null,null,null,null,null,null,null,null,null,null,"Y"]
[null,null,null,null,null,null,null,null,null,null,null,null,null,null,null,null,null,null,null,null,null,null,null,null,null,null,null,null,null,null,null,null,null,null,null,null,null,null,null,null,null,null,null,null,null,null,null,null,"Y"]
[null,null,null,null,null,null,null,null,null,null,null,null,null,null,null,null,null,null,null,null,null,null,null,null,null,null,null,null,null,null,null,null,null,null,null,null,null,null,null,null,null,null,null,null,null,null,null,null,"Y"]
[null,null,null,null,null,null,null,null,null,null,null,null,null,null,null,null,null,null,null,null,null,null,null,null,null,null,null,null,null,null,null,null,null,null,null,null,null,null,null,null,null,null,null,null,null,null,null,null,"Y"]
[null,null,null,null,null,null,null,null,null,null,null,null,null,null,null,null,null,null,null,null,null,null,null,null,null,null,null,null,null,null,null,null,null,null,null,null,null,null,null,null,null,null,null,null,null,null,null,null,"Y"]
[null,null,null,null,null,null,null,null,null,null,null,null,null,null,null,null,null,null,null,null,null,null,null,null,null,null,null,null,null,null,null,null,null,null,null,null,null,null,null,null,null,null,null,null,null,null,null,null,"Y"]
[null,null,null,null,null,null,null,null,null,null,null,null,null,null,null,null,null,null,null,null,null,null,null,null,null,null,null,null,null,null,null,null,null,null,null,null,null,null,null,null,null,null,null,null,null,null,null,null,"Y"]
[null,null,null,null,null,null,null,null,null,null,null,null,null,null,null,null,null,null,null,null,null,null,null,null,null,null,null,null,null,null,null,null,null,null,null,null,null,null,null,null,null,null,null,null,null,null,null,null,"Y"]
[null,null,null,null,null,null,null,null,null,null,null,null,null,null,null,null,null,null,null,null,null,null,null,null,null,null,null,null,null,null,null,null,null,null,null,null,null,null,null,null,null,null,null,null,null,null,null,null,"Y"]
[null,null,null,null,null,null,null,null,null,null,null,null,null,null,null,null,null,null,null,null,null,null,null,null,null,null,null,null,null,null,null,null,null,null,null,null,null,null,null,null,null,null,null,null,null,null,null,null,"Y"]
[null,null,null,null,null,null,null,null,null,null,null,null,null,null,null,null,null,null,null,null,null,null,null,null,null,null,null,null,null,null,null,null,null,null,null,null,null,null,null,null,null,null,null,null,null,null,null,null,"Y"]
[null,null,null,null,null,null,null,null,null,null,null,null,null,null,null,null,null,null,null,null,null,null,null,null,null,null,null,null,null,null,null,null,null,null,null,null,null,null,null,null,null,null,null,null,null,null,null,null,"Y"]
[null,null,null,null,null,null,null,null,null,null,null,null,null,null,null,null,null,null,null,null,null,null,null,null,null,null,null,null,null,null,null,null,null,null,null,null,null,null,null,null,null,null,null,null,null,null,null,null,"Y"]
[null,null,null,null,null,null,null,null,null,null,null,null,null,null,null,null,null,null,null,null,null,null,null,null,null,null,null,null,null,null,null,null,null,null,null,null,null,null,null,null,null,null,null,null,null,null,null,null,"Y"]
[null,null,null,null,null,null,null,null,null,null,null,null,null,null,null,null,null,null,null,null,null,null,null,null,null,null,null,null,null,null,null,null,null,null,null,null,null,null,null,null,null,null,null,null,null,null,null,null,"Y"]
[null,null,null,null,null,null,null,null,null,null,null,null,null,null,null,null,null,null,null,null,null,null,null,null,null,null,null,null,null,null,null,null,null,null,null,null,null,null,null,null,null,null,null,null,null,null,null,null,"Y"]
[null,null,null,null,null,null,null,null,null,null,null,null,null,null,null,null,null,null,null,null,null,null,null,null,null,null,null,null,null,null,null,null,null,null,null,null,null,null,null,null,null,null,null,null,null,null,null,null,"Y"]
[null,null,null,null,null,null,null,null,null,null,null,null,null,null,null,null,null,null,null,null,null,null,null,null,null,null,null,null,null,null,null,null,null,null,null,null,null,null,null,null,null,null,null,null,null,null,null,null,"Y"]
[null,null,null,null,null,null,null,null,null,null,null,null,null,null,null,null,null,null,null,null,null,null,null,null,null,null,null,null,null,null,null,null,null,null,null,null,null,null,null,null,null,null,null,null,null,null,null,null,"Y"]
[null,null,null,null,null,null,null,null,null,null,null,null,null,null,null,null,null,null,null,null,null,null,null,null,null,null,null,null,null,null,null,null,null,null,null,null,null,null,null,null,null,null,null,null,null,null,null,null,"Y"]
[null,null,null,null,null,null,null,null,null,null,null,null,null,null,null,null,null,null,null,null,null,null,null,null,null,null,null,null,null,null,null,null,null,null,null,null,null,null,null,null,null,null,null,null,null,null,null,null,"Y"]
[null,null,null,null,null,null,null,null,null,null,null,null,null,null,null,null,null,null,null,null,null,null,null,null,null,null,null,null,null,null,null,null,null,null,null,null,null,null,null,null,null,null,null,null,null,null,null,null,"Y"]
[null,null,null,null,null,null,null,null,null,null,null,null,null,null,null,null,null,null,null,null,null,null,null,null,null,null,null,null,null,null,null,null,null,null,null,null,null,null,null,null,null,null,null,null,null,null,null,null,"Y"]
[null,null,null,null,null,null,null,null,null,null,null,null,null,null,null,null,null,null,null,null,null,null,null,null,null,null,null,null,null,null,null,null,null,null,null,null,null,null,null,null,null,null,null,null,null,null,null,null,"Y"]
[null,null,null,null,null,null,null,null,null,null,null,null,null,null,null,null,null,null,null,null,null,null,null,null,null,null,null,null,null,null,null,null,null,null,null,null,null,null,null,null,null,null,null,null,null,null,null,null,"Y"]
[null,null,null,null,null,null,null,null,null,null,null,null,null,null,null,null,null,null,null,null,null,null,null,null,null,null,null,null,null,null,null,null,null,null,null,null,null,null,null,null,null,null,null,null,null,null,null,null,"Y"]
[null,null,null,null,null,null,null,null,null,null,null,null,null,null,null,null,null,null,null,null,null,null,null,null,null,null,null,null,null,null,null,null,null,null,null,null,null,null,null,null,null,null,null,null,null,null,null,null,"Y"]
[null,null,null,null,null,null,null,null,null,null,null,null,null,null,null,null,null,null,null,null,null,null,null,null,null,null,null,null,null,null,null,null,null,null,null,null,null,null,null,null,null,null,null,null,null,null,null,null,"Y"]
[null,null,null,null,null,null,null,null,null,null,null,null,null,null,null,null,null,null,null,null,null,null,null,null,null,null,null,null,null,null,null,null,null,null,null,null,null,null,null,null,null,null,null,null,null,null,null,null,"Y"]
[null,null,null,null,null,null,null,null,null,null,null,null,null,null,null,null,null,null,null,null,null,null,null,null,null,null,null,null,null,null,null,null,null,null,null,null,null,null,null,null,null,null,null,null,null,null,null,null,"Y"]
[null,null,null,null,null,null,null,null,null,null,null,null,null,null,null,null,null,null,null,null,null,null,null,null,null,null,null,null,null,null,null,null,null,null,null,null,null,null,null,null,null,null,null,null,null,null,null,null,"Y"]
[null,null,null,null,null,null,null,null,null,null,null,null,null,null,null,null,null,null,null,null,null,null,null,null,null,null,null,null,null,null,null,null,null,null,null,null,null,null,null,null,null,null,null,null,null,null,null,null,"Y"]
[null,null,null,null,null,null,null,null,null,null,null,null,null,null,null,null,null,null,null,null,null,null,null,null,null,null,null,null,null,null,null,null,null,null,null,null,null,null,null,null,null,null,null,null,null,null,null,null,"Y"]
[null,null,null,null,null,null,null,null,null,null,null,null,null,null,null,null,null,null,null,null,null,null,null,null,null,null,null,null,null,null,null,null,null,null,null,null,null,null,null,null,null,null,null,null,null,null,null,null,"Y"]
[null,null,null,null,null,null,null,null,null,null,null,null,null,null,null,null,null,null,null,null,null,null,null,null,null,null,null,null,null,null,null,null,null,null,null,null,null,null,null,null,null,null,null,null,null,null,null,null,"Y"]
[null,null,null,null,null,null,null,null,null,null,null,null,null,null,null,null,null,null,null,null,null,null,null,null,null,null,null,null,null,null,null,null,null,null,null,null,null,null,null,null,null,null,null,null,null,null,null,null,"Y"]
[null,null,null,null,null,null,null,null,null,null,null,null,null,null,null,null,null,null,null,null,null,null,null,null,null,null,null,null,null,null,null,null,null,null,null,null,null,null,null,null,null,null,null,null,null,null,null,null,"Y"]
[null,null,null,null,null,null,null,null,null,null,null,null,null,null,null,null,null,null,null,null,null,null,null,null,null,null,null,null,null,null,null,null,null,null,null,null,null,null,null,null,null,null,null,null,null,null,null,null,"Y"]
[null,null,null,null,null,null,null,null,null,null,null,null,null,null,null,null,null,null,null,null,null,null,null,null,null,null,null,null,null,null,null,null,null,null,null,null,null,null,null,null,null,null,null,null,null,null,null,null,"Y"]
[null,null,null,null,null,null,null,null,null,null,null,null,null,null,null,null,null,null,null,null,null,null,null,null,null,null,null,null,null,null,null,null,null,null,null,null,null,null,null,null,null,null,null,null,null,null,null,null,"Y"]
[null,null,null,null,null,null,null,null,null,null,null,null,null,null,null,null,null,null,null,null,null,null,null,null,null,null,null,null,null,null,null,null,null,null,null,null,null,null,null,null,null,null,null,null,null,null,null,null,"Y"]
[null,null,null,null,null,null,null,null,null,null,null,null,null,null,null,null,null,null,null,null,null,null,null,null,null,null,null,null,null,null,null,null,null,null,null,null,null,null,null,null,null,null,null,null,null,null,null,null,"Y"]
[null,null,null,null,null,null,null,null,null,null,null,null,null,null,null,null,null,null,null,null,null,null,null,null,null,null,null,null,null,null,null,null,null,null,null,null,null,null,null,null,null,null,null,null,null,null,null,null,"Y"]
[null,null,null,null,null,null,null,null,null,null,null,null,null,null,null,null,null,null,null,null,null,null,null,null,null,null,null,null,null,null,null,null,null,null,null,null,null,null,null,null,null,null,null,null,null,null,null,null,"Y"]
[null,null,null,null,null,null,null,null,null,null,null,null,null,null,null,null,null,null,null,null,null,null,null,null,null,null,null,null,null,null,null,null,null,null,null,null,null,null,null,null,null,null,null,null,null,null,null,null,"Y"]
[null,null,null,null,null,null,null,null,null,null,null,null,null,null,null,null,null,null,null,null,null,null,null,null,null,null,null,null,null,null,null,null,null,null,null,null,null,null,null,null,null,null,null,null,null,null,null,null,"Y"]
[null,null,null,null,null,null,null,null,null,null,null,null,null,null,null,null,null,null,null,null,null,null,null,null,null,null,null,null,null,null,null,null,null,null,null,null,null,null,null,null,null,null,null,null,null,null,null,null,"Y"]
[null,null,null,null,null,null,null,null,null,null,null,null,null,null,null,null,null,null,null,null,null,null,null,null,null,null,null,null,null,null,null,null,null,null,null,null,null,null,null,null,null,null,null,null,null,null,null,null,"Y"]
[null,null,null,null,null,null,null,null,null,null,null,null,null,null,null,null,null,null,null,null,null,null,null,null,null,null,null,null,null,null,null,null,null,null,null,null,null,null,null,null,null,null,null,null,null,null,null,null,"Y"]
[null,null,null,null,null,null,null,null,null,null,null,null,null,null,null,null,null,null,null,null,null,null,null,null,null,null,null,null,null,null,null,null,null,null,null,null,null,null,null,null,null,null,null,null,null,null,null,null,"Y"]
[null,null,null,null,null,null,null,null,null,null,null,null,null,null,null,null,null,null,null,null,null,null,null,null,null,null,null,null,null,null,null,null,null,null,null,null,null,null,null,null,null,null,null,null,null,null,null,null,"Y"]
[null,null,null,null,null,null,null,null,null,null,null,null,null,null,null,null,null,null,null,null,null,null,null,null,null,null,null,null,null,null,null,null,null,null,null,null,null,null,null,null,null,null,null,null,null,null,null,null,"Y"]
[null,null,null,null,null,null,null,null,null,null,null,null,null,null,null,null,null,null,null,null,null,null,null,null,null,null,null,null,null,null,null,null,null,null,null,null,null,null,null,null,null,null,null,null,null,null,null,null,"Y"]
[null,null,null,null,null,null,null,null,null,null,null,null,null,null,null,null,null,null,null,null,null,null,null,null,null,null,null,null,null,null,null,null,null,null,null,null,null,null,null,null,null,null,null,null,null,null,null,null,"Y"]
[null,null,null,null,null,null,null,null,null,null,null,null,null,null,null,null,null,null,null,null,null,null,null,null,null,null,null,null,null,null,null,null,null,null,null,null,null,null,null,null,null,null,null,null,null,null,null,null,"Y"]
[null,null,null,null,null,null,null,null,null,null,null,null,null,null,null,null,null,null,null,null,null,null,null,null,null,null,null,null,null,null,null,null,null,null,null,null,null,null,null,null,null,null,null,null,null,null,null,null,"Y"]
[null,null,null,null,null,null,null,null,null,null,null,null,null,null,null,null,null,null,null,null,null,null,null,null,null,null,null,null,null,null,null,null,null,null,null,null,null,null,null,null,null,null,null,null,null,null,null,null,"Y"]
[null,null,null,null,null,null,null,null,null,null,null,null,null,null,null,null,null,null,null,null,null,null,null,null,null,null,null,null,null,null,null,null,null,null,null,null,null,null,null,null,null,null,null,null,null,null,null,null,"Y"]
[null,null,null,null,null,null,null,null,null,null,null,null,null,null,null,null,null,null,null,null,null,null,null,null,null,null,null,null,null,null,null,null,null,null,null,null,null,null,null,null,null,null,null,null,null,null,null,null,"Y"]
[null,null,null,null,null,null,null,null,null,null,null,null,null,null,null,null,null,null,null,null,null,null,null,null,null,null,null,null,null,null,null,null,null,null,null,null,null,null,null,null,null,null,null,null,null,null,null,null,"Y"]
[null,null,null,null,null,null,null,null,null,null,null,null,null,null,null,null,null,null,null,null,null,null,null,null,null,null,null,null,null,null,null,null,null,null,null,null,null,null,null,null,null,null,null,null,null,null,null,null,"Y"]
[null,null,null,null,null,null,null,null,null,null,null,null,null,null,null,null,null,null,null,null,null,null,null,null,null,null,null,null,null,null,null,null,null,null,null,null,null,null,null,null,null,null,null,null,null,null,null,null,"Y"]
[null,null,null,null,null,null,null,null,null,null,null,null,null,null,null,null,null,null,null,null,null,null,null,null,null,null,null,null,null,null,null,null,null,null,null,null,null,null,null,null,null,null,null,null,null,null,null,null,"Y"]
[null,null,null,null,null,null,null,null,null,null,null,null,null,null,null,null,null,null,null,null,null,null,null,null,null,null,null,null,null,null,null,null,null,null,null,null,null,null,null,null,null,null,null,null,null,null,null,null,"Y"]
[null,null,null,null,null,null,null,null,null,null,null,null,null,null,null,null,null,null,null,null,null,null,null,null,null,null,null,null,null,null,null,null,null,null,null,null,null,null,null,null,null,null,null,null,null,null,null,null,"Y"]
[null,null,null,null,null,null,null,null,null,null,null,null,null,null,null,null,null,null,null,null,null,null,null,null,null,null,null,null,null,null,null,null,null,null,null,null,null,null,null,null,null,null,null,null,null,null,null,null,"Y"]
[null,null,null,null,null,null,null,null,null,null,null,null,null,null,null,null,null,null,null,null,null,null,null,null,null,null,null,null,null,null,null,null,null,null,null,null,null,null,null,null,null,null,null,null,null,null,null,null,"Y"]
[null,null,null,null,null,null,null,null,null,null,null,null,null,null,null,null,null,null,null,null,null,null,null,null,null,null,null,null,null,null,null,null,null,null,null,null,null,null,null,null,null,null,null,null,null,null,null,null,"Y"]
[null,null,null,null,null,null,null,null,null,null,null,null,null,null,null,null,null,null,null,null,null,null,null,null,null,null,null,null,null,null,null,null,null,null,null,null,null,null,null,null,null,null,null,null,null,null,null,null,"Y"]
[null,null,null,null,null,null,null,null,null,null,null,null,null,null,null,null,null,null,null,null,null,null,null,null,null,null,null,null,null,null,null,null,null,null,null,null,null,null,null,null,null,null,null,null,null,null,null,null,"Y"]
[null,null,null,null,null,null,null,null,null,null,null,null,null,null,null,null,null,null,null,null,null,null,null,null,null,null,null,null,null,null,null,null,null,null,null,null,null,null,null,null,null,null,null,null,null,null,null,null,"Y"]
[null,null,null,null,null,null,null,null,null,null,null,null,null,null,null,null,null,null,null,null,null,null,null,null,null,null,null,null,null,null,null,null,null,null,null,null,null,null,null,null,null,null,null,null,null,null,null,null,"Y"]
[null,null,null,null,null,null,null,null,null,null,null,null,null,null,null,null,null,null,null,null,null,null,null,null,null,null,null,null,null,null,null,null,null,null,null,null,null,null,null,null,null,null,null,null,null,null,null,null,"Y"]
[null,null,null,null,null,null,null,null,null,null,null,null,null,null,null,null,null,null,null,null,null,null,null,null,null,null,null,null,null,null,null,null,null,null,null,null,null,null,null,null,null,null,null,null,null,null,null,null,"Y"]
[null,null,null,null,null,null,null,null,null,null,null,null,null,null,null,null,null,null,null,null,null,null,null,null,null,null,null,null,null,null,null,null,null,null,null,null,null,null,null,null,null,null,null,null,null,null,null,null,"Y"]
[null,null,null,null,null,null,null,null,null,null,null,null,null,null,null,null,null,null,null,null,null,null,null,null,null,null,null,null,null,null,null,null,null,null,null,null,null,null,null,null,null,null,null,null,null,null,null,null,"Y"]
[null,null,null,null,null,null,null,null,null,null,null,null,null,null,null,null,null,null,null,null,null,null,null,null,null,null,null,null,null,null,null,null,null,null,null,null,null,null,null,null,null,null,null,null,null,null,null,null,"Y"]
[null,null,null,null,null,null,null,null,null,null,null,null,null,null,null,null,null,null,null,null,null,null,null,null,null,null,null,null,null,null,null,null,null,null,null,null,null,null,null,null,null,null,null,null,null,null,null,null,"Y"]
[null,null,null,null,null,null,null,null,null,null,null,null,null,null,null,null,null,null,null,null,null,null,null,null,null,null,null,null,null,null,null,null,null,null,null,null,null,null,null,null,null,null,null,null,null,null,null,null,"Y"]
[null,null,null,null,null,null,null,null,null,null,null,null,null,null,null,null,null,null,null,null,null,null,null,null,null,null,null,null,null,null,null,null,null,null,null,null,null,null,null,null,null,null,null,null,null,null,null,null,"Y"]
[null,null,null,null,null,null,null,null,null,null,null,null,null,null,null,null,null,null,null,null,null,null,null,null,null,null,null,null,null,null,null,null,null,null,null,null,null,null,null,null,null,null,null,null,null,null,null,null,"Y"]
[null,null,null,null,null,null,null,null,null,null,null,null,null,null,null,null,null,null,null,null,null,null,null,null,null,null,null,null,null,null,null,null,null,null,null,null,null,null,null,null,null,null,null,null,null,null,null,null,"Y"]
[null,null,null,null,null,null,null,null,null,null,null,null,null,null,null,null,null,null,null,null,null,null,null,null,null,null,null,null,null,null,null,null,null,null,null,null,null,null,null,null,null,null,null,null,null,null,null,null,"Y"]
[null,null,null,null,null,null,null,null,null,null,null,null,null,null,null,null,null,null,null,null,null,null,null,null,null,null,null,null,null,null,null,null,null,null,null,null,null,null,null,null,null,null,null,null,null,null,null,null,"Y"]
[null,null,null,null,null,null,null,null,null,null,null,null,null,null,null,null,null,null,null,null,null,null,null,null,null,null,null,null,null,null,null,null,null,null,null,null,null,null,null,null,null,null,null,null,null,null,null,null,"Y"]
[null,null,null,null,null,null,null,null,null,null,null,null,null,null,null,null,null,null,null,null,null,null,null,null,null,null,null,null,null,null,null,null,null,null,null,null,null,null,null,null,null,null,null,null,null,null,null,null,"Y"]
[null,null,null,null,null,null,null,null,null,null,null,null,null,null,null,null,null,null,null,null,null,null,null,null,null,null,null,null,null,null,null,null,null,null,null,null,null,null,null,null,null,null,null,null,null,null,null,null,"Y"]
[null,null,null,null,null,null,null,null,null,null,null,null,null,null,null,null,null,null,null,null,null,null,null,null,null,null,null,null,null,null,null,null,null,null,null,null,null,null,null,null,null,null,null,null,null,null,null,null,"Y"]
[null,null,null,null,null,null,null,null,null,null,null,null,null,null,null,null,null,null,null,null,null,null,null,null,null,null,null,null,null,null,null,null,null,null,null,null,null,null,null,null,null,null,null,null,null,null,null,null,"Y"]
[null,null,null,null,null,null,null,null,null,null,null,null,null,null,null,null,null,null,null,null,null,null,null,null,null,null,null,null,null,null,null,null,null,null,null,null,null,null,null,null,null,null,null,null,null,null,null,null,"Y"]
[null,null,null,null,null,null,null,null,null,null,null,null,null,null,null,null,null,null,null,null,null,null,null,null,null,null,null,null,null,null,null,null,null,null,null,null,null,null,null,null,null,null,null,null,null,null,null,null,"Y"]
[null,null,null,null,null,null,null,null,null,null,null,null,null,null,null,null,null,null,null,null,null,null,null,null,null,null,null,null,null,null,null,null,null,null,null,null,null,null,null,null,null,null,null,null,null,null,null,null,"Y"]
[null,null,null,null,null,null,null,null,null,null,null,null,null,null,null,null,null,null,null,null,null,null,null,null,null,null,null,null,null,null,null,null,null,null,null,null,null,null,null,null,null,null,null,null,null,null,null,null,"Y"]
[null,null,null,null,null,null,null,null,null,null,null,null,null,null,null,null,null,null,null,null,null,null,null,null,null,null,null,null,null,null,null,null,null,null,null,null,null,null,null,null,null,null,null,null,null,null,null,null,"Y"]
[null,null,null,null,null,null,null,null,null,null,null,null,null,null,null,null,null,null,null,null,null,null,null,null,null,null,null,null,null,null,null,null,null,null,null,null,null,null,null,null,null,null,null,null,null,null,null,null,"Y"]
[null,null,null,null,null,null,null,null,null,null,null,null,null,null,null,null,null,null,null,null,null,null,null,null,null,null,null,null,null,null,null,null,null,null,null,null,null,null,null,null,null,null,null,null,null,null,null,null,"Y"]
[null,null,null,null,null,null,null,null,null,null,null,null,null,null,null,null,null,null,null,null,null,null,null,null,null,null,null,null,null,null,null,null,null,null,null,null,null,null,null,null,null,null,null,null,null,null,null,null,"Y"]
[null,null,null,null,null,null,null,null,null,null,null,null,null,null,null,null,null,null,null,null,null,null,null,null,null,null,null,null,null,null,null,null,null,null,null,null,null,null,null,null,null,null,null,null,null,null,null,null,"Y"]
[null,null,null,null,null,null,null,null,null,null,null,null,null,null,null,null,null,null,null,null,null,null,null,null,null,null,null,null,null,null,null,null,null,null,null,null,null,null,null,null,null,null,null,null,null,null,null,null,"Y"]
[null,null,null,null,null,null,null,null,null,null,null,null,null,null,null,null,null,null,null,null,null,null,null,null,null,null,null,null,null,null,null,null,null,null,null,null,null,null,null,null,null,null,null,null,null,null,null,null,"Y"]
[null,null,null,null,null,null,null,null,null,null,null,null,null,null,null,null,null,null,null,null,null,null,null,null,null,null,null,null,null,null,null,null,null,null,null,null,null,null,null,null,null,null,null,null,null,null,null,null,"Y"]
[null,null,null,null,null,null,null,null,null,null,null,null,null,null,null,null,null,null,null,null,null,null,null,null,null,null,null,null,null,null,null,null,null,null,null,null,null,null,null,null,null,null,null,null,null,null,null,null,"Y"]
[null,null,null,null,null,null,null,null,null,null,null,null,null,null,null,null,null,null,null,null,null,null,null,null,null,null,null,null,null,null,null,null,null,null,null,null,null,null,null,null,null,null,null,null,null,null,null,null,"Y"]
[null,null,null,null,null,null,null,null,null,null,null,null,null,null,null,null,null,null,null,null,null,null,null,null,null,null,null,null,null,null,null,null,null,null,null,null,null,null,null,null,null,null,null,null,null,null,null,null,"Y"]
[null,null,null,null,null,null,null,null,null,null,null,null,null,null,null,null,null,null,null,null,null,null,null,null,null,null,null,null,null,null,null,null,null,null,null,null,null,null,null,null,null,null,null,null,null,null,null,null,"Y"]
[null,null,null,null,null,null,null,null,null,null,null,null,null,null,null,null,null,null,null,null,null,null,null,null,null,null,null,null,null,null,null,null,null,null,null,null,null,null,null,null,null,null,null,null,null,null,null,null,"Y"]
[null,null,null,null,null,null,null,null,null,null,null,null,null,null,null,null,null,null,null,null,null,null,null,null,null,null,null,null,null,null,null,null,null,null,null,null,null,null,null,null,null,null,null,null,null,null,null,null,"Y"]
[null,null,null,null,null,null,null,null,null,null,null,null,null,null,null,null,null,null,null,null,null,null,null,null,null,null,null,null,null,null,null,null,null,null,null,null,null,null,null,null,null,null,null,null,null,null,null,null,"Y"]
[null,null,null,null,null,null,null,null,null,null,null,null,null,null,null,null,null,null,null,null,null,null,null,null,null,null,null,null,null,null,null,null,null,null,null,null,null,null,null,null,null,null,null,null,null,null,null,null,"Y"]
[null,null,null,null,null,null,null,null,null,null,null,null,null,null,null,null,null,null,null,null,null,null,null,null,null,null,null,null,null,null,null,null,null,null,null,null,null,null,null,null,null,null,null,null,null,null,null,null,"Y"]
[null,null,null,null,null,null,null,null,null,null,null,null,null,null,null,null,null,null,null,null,null,null,null,null,null,null,null,null,null,null,null,null,null,null,null,null,null,null,null,null,null,null,null,null,null,null,null,null,"Y"]
[null,null,null,null,null,null,null,null,null,null,null,null,null,null,null,null,null,null,null,null,null,null,null,null,null,null,null,null,null,null,null,null,null,null,null,null,null,null,null,null,null,null,null,null,null,null,null,null,"Y"]
[null,null,null,null,null,null,null,null,null,null,null,null,null,null,null,null,null,null,null,null,null,null,null,null,null,null,null,null,null,null,null,null,null,null,null,null,null,null,null,null,null,null,null,null,null,null,null,null,"Y"]
[null,null,null,null,null,null,null,null,null,null,null,null,null,null,null,null,null,null,null,null,null,null,null,null,null,null,null,null,null,null,null,null,null,null,null,null,null,null,null,null,null,null,null,null,null,null,null,null,"Y"]
[null,null,null,null,null,null,null,null,null,null,null,null,null,null,null,null,null,null,null,null,null,null,null,null,null,null,null,null,null,null,null,null,null,null,null,null,null,null,null,null,null,null,null,null,null,null,null,null,"Y"]
[null,null,null,null,null,null,null,null,null,null,null,null,null,null,null,null,null,null,null,null,null,null,null,null,null,null,null,null,null,null,null,null,null,null,null,null,null,null,null,null,null,null,null,null,null,null,null,null,"Y"]
[null,null,null,null,null,null,null,null,null,null,null,null,null,null,null,null,null,null,null,null,null,null,null,null,null,null,null,null,null,null,null,null,null,null,null,null,null,null,null,null,null,null,null,null,null,null,null,null,"Y"]
[null,null,null,null,null,null,null,null,null,null,null,null,null,null,null,null,null,null,null,null,null,null,null,null,null,null,null,null,null,null,null,null,null,null,null,null,null,null,null,null,null,null,null,null,null,null,null,null,"Y"]
[null,null,null,null,null,null,null,null,null,null,null,null,null,null,null,null,null,null,null,null,null,null,null,null,null,null,null,null,null,null,null,null,null,null,null,null,null,null,null,null,null,null,null,null,null,null,null,null,"Y"]
[null,null,null,null,null,null,null,null,null,null,null,null,null,null,null,null,null,null,null,null,null,null,null,null,null,null,null,null,null,null,null,null,null,null,null,null,null,null,null,null,null,null,null,null,null,null,null,null,"Y"]
[null,null,null,null,null,null,null,null,null,null,null,null,null,null,null,null,null,null,null,null,null,null,null,null,null,null,null,null,null,null,null,null,null,null,null,null,null,null,null,null,null,null,null,null,null,null,null,null,"Y"]
[null,null,null,null,null,null,null,null,null,null,null,null,null,null,null,null,null,null,null,null,null,null,null,null,null,null,null,null,null,null,null,null,null,null,null,null,null,null,null,null,null,null,null,null,null,null,null,null,"Y"]
[null,null,null,null,null,null,null,null,null,null,null,null,null,null,null,null,null,null,null,null,null,null,null,null,null,null,null,null,null,null,null,null,null,null,null,null,null,null,null,null,null,null,null,null,null,null,null,null,"Y"]
[null,null,null,null,null,null,null,null,null,null,null,null,null,null,null,null,null,null,null,null,null,null,null,null,null,null,null,null,null,null,null,null,null,null,null,null,null,null,null,null,null,null,null,null,null,null,null,null,"Y"]
[null,null,null,null,null,null,null,null,null,null,null,null,null,null,null,null,null,null,null,null,null,null,null,null,null,null,null,null,null,null,null,null,null,null,null,null,null,null,null,null,null,null,null,null,null,null,null,null,"Y"]
[null,null,null,null,null,null,null,null,null,null,null,null,null,null,null,null,null,null,null,null,null,null,null,null,null,null,null,null,null,null,null,null,null,null,null,null,null,null,null,null,null,null,null,null,null,null,null,null,"Y"]
[null,null,null,null,null,null,null,null,null,null,null,null,null,null,null,null,null,null,null,null,null,null,null,null,null,null,null,null,null,null,null,null,null,null,null,null,null,null,null,null,null,null,null,null,null,null,null,null,"Y"]
[null,null,null,null,null,null,null,null,null,null,null,null,null,null,null,null,null,null,null,null,null,null,null,null,null,null,null,null,null,null,null,null,null,null,null,null,null,null,null,null,null,null,null,null,null,null,null,null,"Y"]
[null,null,null,null,null,null,null,null,null,null,null,null,null,null,null,null,null,null,null,null,null,null,null,null,null,null,null,null,null,null,null,null,null,null,null,null,null,null,null,null,null,null,null,null,null,null,null,null,"Y"]
[null,null,null,null,null,null,null,null,null,null,null,null,null,null,null,null,null,null,null,null,null,null,null,null,null,null,null,null,null,null,null,null,null,null,null,null,null,null,null,null,null,null,null,null,null,null,null,null,"Y"]
[null,null,null,null,null,null,null,null,null,null,null,null,null,null,null,null,null,null,null,null,null,null,null,null,null,null,null,null,null,null,null,null,null,null,null,null,null,null,null,null,null,null,null,null,null,null,null,null,"Y"]
[null,null,null,null,null,null,null,null,null,null,null,null,null,null,null,null,null,null,null,null,null,null,null,null,null,null,null,null,null,null,null,null,null,null,null,null,null,null,null,null,null,null,null,null,null,null,null,null,"Y"]
[null,null,null,null,null,null,null,null,null,null,null,null,null,null,null,null,null,null,null,null,null,null,null,null,null,null,null,null,null,null,null,null,null,null,null,null,null,null,null,null,null,null,null,null,null,null,null,null,"Y"]
[null,null,null,null,null,null,null,null,null,null,null,null,null,null,null,null,null,null,null,null,null,null,null,null,null,null,null,null,null,null,null,null,null,null,null,null,null,null,null,null,null,null,null,null,null,null,null,null,"Y"]
[null,null,null,null,null,null,null,null,null,null,null,null,null,null,null,null,null,null,null,null,null,null,null,null,null,null,null,null,null,null,null,null,null,null,null,null,null,null,null,null,null,null,null,null,null,null,null,null,"Y"]
[null,null,null,null,null,null,null,null,null,null,null,null,null,null,null,null,null,null,null,null,null,null,null,null,null,null,null,null,null,null,null,null,null,null,null,null,null,null,null,null,null,null,null,null,null,null,null,null,"Y"]
[null,null,null,null,null,null,null,null,null,null,null,null,null,null,null,null,null,null,null,null,null,null,null,null,null,null,null,null,null,null,null,null,null,null,null,null,null,null,null,null,null,null,null,null,null,null,null,null,"Y"]
[null,null,null,null,null,null,null,null,null,null,null,null,null,null,null,null,null,null,null,null,null,null,null,null,null,null,null,null,null,null,null,null,null,null,null,null,null,null,null,null,null,null,null,null,null,null,null,null,"Y"]
[null,null,null,null,null,null,null,null,null,null,null,null,null,null,null,null,null,null,null,null,null,null,null,null,null,null,null,null,null,null,null,null,null,null,null,null,null,null,null,null,null,null,null,null,null,null,null,null,"Y"]
[null,null,null,null,null,null,null,null,null,null,null,null,null,null,null,null,null,null,null,null,null,null,null,null,null,null,null,null,null,null,null,null,null,null,null,null,null,null,null,null,null,null,null,null,null,null,null,null,"Y"]
[null,null,null,null,null,null,null,null,null,null,null,null,null,null,null,null,null,null,null,null,null,null,null,null,null,null,null,null,null,null,null,null,null,null,null,null,null,null,null,null,null,null,null,null,null,null,null,null,"Y"]
[null,null,null,null,null,null,null,null,null,null,null,null,null,null,null,null,null,null,null,null,null,null,null,null,null,null,null,null,null,null,null,null,null,null,null,null,null,null,null,null,null,null,null,null,null,null,null,null,"Y"]
[null,null,null,null,null,null,null,null,null,null,null,null,null,null,null,null,null,null,null,null,null,null,null,null,null,null,null,null,null,null,null,null,null,null,null,null,null,null,null,null,null,null,null,null,null,null,null,null,"Y"]
[null,null,null,null,null,null,null,null,null,null,null,null,null,null,null,null,null,null,null,null,null,null,null,null,null,null,null,null,null,null,null,null,null,null,null,null,null,null,null,null,null,null,null,null,null,null,null,null,"Y"]
[null,null,null,null,null,null,null,null,null,null,null,null,null,null,null,null,null,null,null,null,null,null,null,null,null,null,null,null,null,null,null,null,null,null,null,null,null,null,null,null,null,null,null,null,null,null,null,null,"Y"]
[null,null,null,null,null,null,null,null,null,null,null,null,null,null,null,null,null,null,null,null,null,null,null,null,null,null,null,null,null,null,null,null,null,null,null,null,null,null,null,null,null,null,null,null,null,null,null,null,"Y"]
[null,null,null,null,null,null,null,null,null,null,null,null,null,null,null,null,null,null,null,null,null,null,null,null,null,null,null,null,null,null,null,null,null,null,null,null,null,null,null,null,null,null,null,null,null,null,null,null,"Y"]
[null,null,null,null,null,null,null,null,null,null,null,null,null,null,null,null,null,null,null,null,null,null,null,null,null,null,null,null,null,null,null,null,null,null,null,null,null,null,null,null,null,null,null,null,null,null,null,null,"Y"]
[null,null,null,null,null,null,null,null,null,null,null,null,null,null,null,null,null,null,null,null,null,null,null,null,null,null,null,null,null,null,null,null,null,null,null,null,null,null,null,null,null,null,null,null,null,null,null,null,"Y"]
[null,null,null,null,null,null,null,null,null,null,null,null,null,null,null,null,null,null,null,null,null,null,null,null,null,null,null,null,null,null,null,null,null,null,null,null,null,null,null,null,null,null,null,null,null,null,null,null,"Y"]
[null,null,null,null,null,null,null,null,null,null,null,null,null,null,null,null,null,null,null,null,null,null,null,null,null,null,null,null,null,null,null,null,null,null,null,null,null,null,null,null,null,null,null,null,null,null,null,null,"Y"]
[null,null,null,null,null,null,null,null,null,null,null,null,null,null,null,null,null,null,null,null,null,null,null,null,null,null,null,null,null,null,null,null,null,null,null,null,null,null,null,null,null,null,null,null,null,null,null,null,"Y"]
[null,null,null,null,null,null,null,null,null,null,null,null,null,null,null,null,null,null,null,null,null,null,null,null,null,null,null,null,null,null,null,null,null,null,null,null,null,null,null,null,null,null,null,null,null,null,null,null,"Y"]
[null,null,null,null,null,null,null,null,null,null,null,null,null,null,null,null,null,null,null,null,null,null,null,null,null,null,null,null,null,null,null,null,null,null,null,null,null,null,null,null,null,null,null,null,null,null,null,null,"Y"]
[null,null,null,null,null,null,null,null,null,null,null,null,null,null,null,null,null,null,null,null,null,null,null,null,null,null,null,null,null,null,null,null,null,null,null,null,null,null,null,null,null,null,null,null,null,null,null,null,"Y"]
[null,null,null,null,null,null,null,null,null,null,null,null,null,null,null,null,null,null,null,null,null,null,null,null,null,null,null,null,null,null,null,null,null,null,null,null,null,null,null,null,null,null,null,null,null,null,null,null,"Y"]
[null,null,null,null,null,null,null,null,null,null,null,null,null,null,null,null,null,null,null,null,null,null,null,null,null,null,null,null,null,null,null,null,null,null,null,null,null,null,null,null,null,null,null,null,null,null,null,null,"Y"]
[null,null,null,null,null,null,null,null,null,null,null,null,null,null,null,null,null,null,null,null,null,null,null,null,null,null,null,null,null,null,null,null,null,null,null,null,null,null,null,null,null,null,null,null,null,null,null,null,"Y"]
[null,null,null,null,null,null,null,null,null,null,null,null,null,null,null,null,null,null,null,null,null,null,null,null,null,null,null,null,null,null,null,null,null,null,null,null,null,null,null,null,null,null,null,null,null,null,null,null,"Y"]
[null,null,null,null,null,null,null,null,null,null,null,null,null,null,null,null,null,null,null,null,null,null,null,null,null,null,null,null,null,null,null,null,null,null,null,null,null,null,null,null,null,null,null,null,null,null,null,null,"Y"]
[null,null,null,null,null,null,null,null,null,null,null,null,null,null,null,null,null,null,null,null,null,null,null,null,null,null,null,null,null,null,null,null,null,null,null,null,null,null,null,null,null,null,null,null,null,null,null,null,"Y"]
[null,null,null,null,null,null,null,null,null,null,null,null,null,null,null,null,null,null,null,null,null,null,null,null,null,null,null,null,null,null,null,null,null,null,null,null,null,null,null,null,null,null,null,null,null,null,null,null,"Y"]
[null,null,null,null,null,null,null,null,null,null,null,null,null,null,null,null,null,null,null,null,null,null,null,null,null,null,null,null,null,null,null,null,null,null,null,null,null,null,null,null,null,null,null,null,null,null,null,null,"Y"]
[null,null,null,null,null,null,null,null,null,null,null,null,null,null,null,null,null,null,null,null,null,null,null,null,null,null,null,null,null,null,null,null,null,null,null,null,null,null,null,null,null,null,null,null,null,null,null,null,"Y"]
[null,null,null,null,null,null,null,null,null,null,null,null,null,null,null,null,null,null,null,null,null,null,null,null,null,null,null,null,null,null,null,null,null,null,null,null,null,null,null,null,null,null,null,null,null,null,null,null,"Y"]
[null,null,null,null,null,null,null,null,null,null,null,null,null,null,null,null,null,null,null,null,null,null,null,null,null,null,null,null,null,null,null,null,null,null,null,null,null,null,null,null,null,null,null,null,null,null,null,null,"Y"]
[null,null,null,null,null,null,null,null,null,null,null,null,null,null,null,null,null,null,null,null,null,null,null,null,null,null,null,null,null,null,null,null,null,null,null,null,null,null,null,null,null,null,null,null,null,null,null,null,"Y"]
[null,null,null,null,null,null,null,null,null,null,null,null,null,null,null,null,null,null,null,null,null,null,null,null,null,null,null,null,null,null,null,null,null,null,null,null,null,null,null,null,null,null,null,null,null,null,null,null,"Y"]
[null,null,null,null,null,null,null,null,null,null,null,null,null,null,null,null,null,null,null,null,null,null,null,null,null,null,null,null,null,null,null,null,null,null,null,null,null,null,null,null,null,null,null,null,null,null,null,null,"Y"]
[null,null,null,null,null,null,null,null,null,null,null,null,null,null,null,null,null,null,null,null,null,null,null,null,null,null,null,null,null,null,null,null,null,null,null,null,null,null,null,null,null,null,null,null,null,null,null,null,"Y"]
[null,null,null,null,null,null,null,null,null,null,null,null,null,null,null,null,null,null,null,null,null,null,null,null,null,null,null,null,null,null,null,null,null,null,null,null,null,null,null,null,null,null,null,null,null,null,null,null,"Y"]
[null,null,null,null,null,null,null,null,null,null,null,null,null,null,null,null,null,null,null,null,null,null,null,null,null,null,null,null,null,null,null,null,null,null,null,null,null,null,null,null,null,null,null,null,null,null,null,null,"Y"]
[null,null,null,null,null,null,null,null,null,null,null,null,null,null,null,null,null,null,null,null,null,null,null,null,null,null,null,null,null,null,null,null,null,null,null,null,null,null,null,null,null,null,null,null,null,null,null,null,"Y"]
[null,null,null,null,null,null,null,null,null,null,null,null,null,null,null,null,null,null,null,null,null,null,null,null,null,null,null,null,null,null,null,null,null,null,null,null,null,null,null,null,null,null,null,null,null,null,null,null,"Y"]
[null,null,null,null,null,null,null,null,null,null,null,null,null,null,null,null,null,null,null,null,null,null,null,null,null,null,null,null,null,null,null,null,null,null,null,null,null,null,null,null,null,null,null,null,null,null,null,null,"Y"]
[null,null,null,null,null,null,null,null,null,null,null,null,null,null,null,null,null,null,null,null,null,null,null,null,null,null,null,null,null,null,null,null,null,null,null,null,null,null,null,null,null,null,null,null,null,null,null,null,"Y"]
[null,null,null,null,null,null,null,null,null,null,null,null,null,null,null,null,null,null,null,null,null,null,null,null,null,null,null,null,null,null,null,null,null,null,null,null,null,null,null,null,null,null,null,null,null,null,null,null,"Y"]
[null,null,null,null,null,null,null,null,null,null,null,null,null,null,null,null,null,null,null,null,null,null,null,null,null,null,null,null,null,null,null,null,null,null,null,null,null,null,null,null,null,null,null,null,null,null,null,null,"Y"]
[null,null,null,null,null,null,null,null,null,null,null,null,null,null,null,null,null,null,null,null,null,null,null,null,null,null,null,null,null,null,null,null,null,null,null,null,null,null,null,null,null,null,null,null,null,null,null,null,"Y"]
[null,null,null,null,null,null,null,null,null,null,null,null,null,null,null,null,null,null,null,null,null,null,null,null,null,null,null,null,null,null,null,null,null,null,null,null,null,null,null,null,null,null,null,null,null,null,null,null,"Y"]
[null,null,null,null,null,null,null,null,null,null,null,null,null,null,null,null,null,null,null,null,null,null,null,null,null,null,null,null,null,null,null,null,null,null,null,null,null,null,null,null,null,null,null,null,null,null,null,null,"Y"]
[null,null,null,null,null,null,null,null,null,null,null,null,null,null,null,null,null,null,null,null,null,null,null,null,null,null,null,null,null,null,null,null,null,null,null,null,null,null,null,null,null,null,null,null,null,null,null,null,"Y"]
[null,null,null,null,null,null,null,null,null,null,null,null,null,null,null,null,null,null,null,null,null,null,null,null,null,null,null,null,null,null,null,null,null,null,null,null,null,null,null,null,null,null,null,null,null,null,null,null,"Y"]
[null,null,null,null,null,null,null,null,null,null,null,null,null,null,null,null,null,null,null,null,null,null,null,null,null,null,null,null,null,null,null,null,null,null,null,null,null,null,null,null,null,null,null,null,null,null,null,null,"Y"]
[null,null,null,null,null,null,null,null,null,null,null,null,null,null,null,null,null,null,null,null,null,null,null,null,null,null,null,null,null,null,null,null,null,null,null,null,null,null,null,null,null,null,null,null,null,null,null,null,"Y"]
[null,null,null,null,null,null,null,null,null,null,null,null,null,null,null,null,null,null,null,null,null,null,null,null,null,null,null,null,null,null,null,null,null,null,null,null,null,null,null,null,null,null,null,null,null,null,null,null,"Y"]
[null,null,null,null,null,null,null,null,null,null,null,null,null,null,null,null,null,null,null,null,null,null,null,null,null,null,null,null,null,null,null,null,null,null,null,null,null,null,null,null,null,null,null,null,null,null,null,null,"Y"]
[null,null,null,null,null,null,null,null,null,null,null,null,null,null,null,null,null,null,null,null,null,null,null,null,null,null,null,null,null,null,null,null,null,null,null,null,null,null,null,null,null,null,null,null,null,null,null,null,"Y"]
[null,null,null,null,null,null,null,null,null,null,null,null,null,null,null,null,null,null,null,null,null,null,null,null,null,null,null,null,null,null,null,null,null,null,null,null,null,null,null,null,null,null,null,null,null,null,null,null,"Y"]
[null,null,null,null,null,null,null,null,null,null,null,null,null,null,null,null,null,null,null,null,null,null,null,null,null,null,null,null,null,null,null,null,null,null,null,null,null,null,null,null,null,null,null,null,null,null,null,null,"Y"]
[null,null,null,null,null,null,null,null,null,null,null,null,null,null,null,null,null,null,null,null,null,null,null,null,null,null,null,null,null,null,null,null,null,null,null,null,null,null,null,null,null,null,null,null,null,null,null,null,"Y"]
[null,null,null,null,null,null,null,null,null,null,null,null,null,null,null,null,null,null,null,null,null,null,null,null,null,null,null,null,null,null,null,null,null,null,null,null,null,null,null,null,null,null,null,null,null,null,null,null,"Y"]
[null,null,null,null,null,null,null,null,null,null,null,null,null,null,null,null,null,null,null,null,null,null,null,null,null,null,null,null,null,null,null,null,null,null,null,null,null,null,null,null,null,null,null,null,null,null,null,null,"Y"]
[null,null,null,null,null,null,null,null,null,null,null,null,null,null,null,null,null,null,null,null,null,null,null,null,null,null,null,null,null,null,null,null,null,null,null,null,null,null,null,null,null,null,null,null,null,null,null,null,"Y"]
[null,null,null,null,null,null,null,null,null,null,null,null,null,null,null,null,null,null,null,null,null,null,null,null,null,null,null,null,null,null,null,null,null,null,null,null,null,null,null,null,null,null,null,null,null,null,null,null,"Y"]
[null,null,null,null,null,null,null,null,null,null,null,null,null,null,null,null,null,null,null,null,null,null,null,null,null,null,null,null,null,null,null,null,null,null,null,null,null,null,null,null,null,null,null,null,null,null,null,null,"Y"]
[null,null,null,null,null,null,null,null,null,null,null,null,null,null,null,null,null,null,null,null,null,null,null,null,null,null,null,null,null,null,null,null,null,null,null,null,null,null,null,null,null,null,null,null,null,null,null,null,"Y"]
[null,null,null,null,null,null,null,null,null,null,null,null,null,null,null,null,null,null,null,null,null,null,null,null,null,null,null,null,null,null,null,null,null,null,null,null,null,null,null,null,null,null,null,null,null,null,null,null,"Y"]
[null,null,null,null,null,null,null,null,null,null,null,null,null,null,null,null,null,null,null,null,null,null,null,null,null,null,null,null,null,null,null,null,null,null,null,null,null,null,null,null,null,null,null,null,null,null,null,null,"Y"]
[null,null,null,null,null,null,null,null,null,null,null,null,null,null,null,null,null,null,null,null,null,null,null,null,null,null,null,null,null,null,null,null,null,null,null,null,null,null,null,null,null,null,null,null,null,null,null,null,"Y"]
[null,null,null,null,null,null,null,null,null,null,null,null,null,null,null,null,null,null,null,null,null,null,null,null,null,null,null,null,null,null,null,null,null,null,null,null,null,null,null,null,null,null,null,null,null,null,null,null,"Y"]
[null,null,null,null,null,null,null,null,null,null,null,null,null,null,null,null,null,null,null,null,null,null,null,null,null,null,null,null,null,null,null,null,null,null,null,null,null,null,null,null,null,null,null,null,null,null,null,null,"Y"]
[null,null,null,null,null,null,null,null,null,null,null,null,null,null,null,null,null,null,null,null,null,null,null,null,null,null,null,null,null,null,null,null,null,null,null,null,null,null,null,null,null,null,null,null,null,null,null,null,"Y"]
[null,null,null,null,null,null,null,null,null,null,null,null,null,null,null,null,null,null,null,null,null,null,null,null,null,null,null,null,null,null,null,null,null,null,null,null,null,null,null,null,null,null,null,null,null,null,null,null,"Y"]
[null,null,null,null,null,null,null,null,null,null,null,null,null,null,null,null,null,null,null,null,null,null,null,null,null,null,null,null,null,null,null,null,null,null,null,null,null,null,null,null,null,null,null,null,null,null,null,null,"Y"]
[null,null,null,null,null,null,null,null,null,null,null,null,null,null,null,null,null,null,null,null,null,null,null,null,null,null,null,null,null,null,null,null,null,null,null,null,null,null,null,null,null,null,null,null,null,null,null,null,"Y"]
[null,null,null,null,null,null,null,null,null,null,null,null,null,null,null,null,null,null,null,null,null,null,null,null,null,null,null,null,null,null,null,null,null,null,null,null,null,null,null,null,null,null,null,null,null,null,null,null,"Y"]
[null,null,null,null,null,null,null,null,null,null,null,null,null,null,null,null,null,null,null,null,null,null,null,null,null,null,null,null,null,null,null,null,null,null,null,null,null,null,null,null,null,null,null,null,null,null,null,null,"Y"]
[null,null,null,null,null,null,null,null,null,null,null,null,null,null,null,null,null,null,null,null,null,null,null,null,null,null,null,null,null,null,null,null,null,null,null,null,null,null,null,null,null,null,null,null,null,null,null,null,"Y"]
[null,null,null,null,null,null,null,null,null,null,null,null,null,null,null,null,null,null,null,null,null,null,null,null,null,null,null,null,null,null,null,null,null,null,null,null,null,null,null,null,null,null,null,null,null,null,null,null,"Y"]
[null,null,null,null,null,null,null,null,null,null,null,null,null,null,null,null,null,null,null,null,null,null,null,null,null,null,null,null,null,null,null,null,null,null,null,null,null,null,null,null,null,null,null,null,null,null,null,null,"Y"]
[null,null,null,null,null,null,null,null,null,null,null,null,null,null,null,null,null,null,null,null,null,null,null,null,null,null,null,null,null,null,null,null,null,null,null,null,null,null,null,null,null,null,null,null,null,null,null,null,"Y"]
[null,null,null,null,null,null,null,null,null,null,null,null,null,null,null,null,null,null,null,null,null,null,null,null,null,null,null,null,null,null,null,null,null,null,null,null,null,null,null,null,null,null,null,null,null,null,null,null,"Y"]
[null,null,null,null,null,null,null,null,null,null,null,null,null,null,null,null,null,null,null,null,null,null,null,null,null,null,null,null,null,null,null,null,null,null,null,null,null,null,null,null,null,null,null,null,null,null,null,null,"Y"]
[null,null,null,null,null,null,null,null,null,null,null,null,null,null,null,null,null,null,null,null,null,null,null,null,null,null,null,null,null,null,null,null,null,null,null,null,null,null,null,null,null,null,null,null,null,null,null,null,"Y"]
[null,null,null,null,null,null,null,null,null,null,null,null,null,null,null,null,null,null,null,null,null,null,null,null,null,null,null,null,null,null,null,null,null,null,null,null,null,null,null,null,null,null,null,null,null,null,null,null,"Y"]
[null,null,null,null,null,null,null,null,null,null,null,null,null,null,null,null,null,null,null,null,null,null,null,null,null,null,null,null,null,null,null,null,null,null,null,null,null,null,null,null,null,null,null,null,null,null,null,null,"Y"]
[null,null,null,null,null,null,null,null,null,null,null,null,null,null,null,null,null,null,null,null,null,null,null,null,null,null,null,null,null,null,null,null,null,null,null,null,null,null,null,null,null,null,null,null,null,null,null,null,"Y"]
[null,null,null,null,null,null,null,null,null,null,null,null,null,null,null,null,null,null,null,null,null,null,null,null,null,null,null,null,null,null,null,null,null,null,null,null,null,null,null,null,null,null,null,null,null,null,null,null,"Y"]
[null,null,null,null,null,null,null,null,null,null,null,null,null,null,null,null,null,null,null,null,null,null,null,null,null,null,null,null,null,null,null,null,null,null,null,null,null,null,null,null,null,null,null,null,null,null,null,null,"Y"]
[null,null,null,null,null,null,null,null,null,null,null,null,null,null,null,null,null,null,null,null,null,null,null,null,null,null,null,null,null,null,null,null,null,null,null,null,null,null,null,null,null,null,null,null,null,null,null,null,"Y"]
[null,null,null,null,null,null,null,null,null,null,null,null,null,null,null,null,null,null,null,null,null,null,null,null,null,null,null,null,null,null,null,null,null,null,null,null,null,null,null,null,null,null,null,null,null,null,null,null,"Y"]
[null,null,null,null,null,null,null,null,null,null,null,null,null,null,null,null,null,null,null,null,null,null,null,null,null,null,null,null,null,null,null,null,null,null,null,null,null,null,null,null,null,null,null,null,null,null,null,null,"Y"]
[null,null,null,null,null,null,null,null,null,null,null,null,null,null,null,null,null,null,null,null,null,null,null,null,null,null,null,null,null,null,null,null,null,null,null,null,null,null,null,null,null,null,null,null,null,null,null,null,"Y"]
[null,null,null,null,null,null,null,null,null,null,null,null,null,null,null,null,null,null,null,null,null,null,null,null,null,null,null,null,null,null,null,null,null,null,null,null,null,null,null,null,null,null,null,null,null,null,null,null,"Y"]
[null,null,null,null,null,null,null,null,null,null,null,null,null,null,null,null,null,null,null,null,null,null,null,null,null,null,null,null,null,null,null,null,null,null,null,null,null,null,null,null,null,null,null,null,null,null,null,null,"Y"]
[null,null,null,null,null,null,null,null,null,null,null,null,null,null,null,null,null,null,null,null,null,null,null,null,null,null,null,null,null,null,null,null,null,null,null,null,null,null,null,null,null,null,null,null,null,null,null,null,"Y"]
[null,null,null,null,null,null,null,null,null,null,null,null,null,null,null,null,null,null,null,null,null,null,null,null,null,null,null,null,null,null,null,null,null,null,null,null,null,null,null,null,null,null,null,null,null,null,null,null,"Y"]
[null,null,null,null,null,null,null,null,null,null,null,null,null,null,null,null,null,null,null,null,null,null,null,null,null,null,null,null,null,null,null,null,null,null,null,null,null,null,null,null,null,null,null,null,null,null,null,null,"Y"]
[null,null,null,null,null,null,null,null,null,null,null,null,null,null,null,null,null,null,null,null,null,null,null,null,null,null,null,null,null,null,null,null,null,null,null,null,null,null,null,null,null,null,null,null,null,null,null,null,"Y"]
[null,null,null,null,null,null,null,null,null,null,null,null,null,null,null,null,null,null,null,null,null,null,null,null,null,null,null,null,null,null,null,null,null,null,null,null,null,null,null,null,null,null,null,null,null,null,null,null,"Y"]
[null,null,null,null,null,null,null,null,null,null,null,null,null,null,null,null,null,null,null,null,null,null,null,null,null,null,null,null,null,null,null,null,null,null,null,null,null,null,null,null,null,null,null,null,null,null,null,null,"Y"]
[null,null,null,null,null,null,null,null,null,null,null,null,null,null,null,null,null,null,null,null,null,null,null,null,null,null,null,null,null,null,null,null,null,null,null,null,null,null,null,null,null,null,null,null,null,null,null,null,"Y"]
[null,null,null,null,null,null,null,null,null,null,null,null,null,null,null,null,null,null,null,null,null,null,null,null,null,null,null,null,null,null,null,null,null,null,null,null,null,null,null,null,null,null,null,null,null,null,null,null,"Y"]
[null,null,null,null,null,null,null,null,null,null,null,null,null,null,null,null,null,null,null,null,null,null,null,null,null,null,null,null,null,null,null,null,null,null,null,null,null,null,null,null,null,null,null,null,null,null,null,null,"Y"]
[null,null,null,null,null,null,null,null,null,null,null,null,null,null,null,null,null,null,null,null,null,null,null,null,null,null,null,null,null,null,null,null,null,null,null,null,null,null,null,null,null,null,null,null,null,null,null,null,"Y"]
[null,null,null,null,null,null,null,null,null,null,null,null,null,null,null,null,null,null,null,null,null,null,null,null,null,null,null,null,null,null,null,null,null,null,null,null,null,null,null,null,null,null,null,null,null,null,null,null,"Y"]
[null,null,null,null,null,null,null,null,null,null,null,null,null,null,null,null,null,null,null,null,null,null,null,null,null,null,null,null,null,null,null,null,null,null,null,null,null,null,null,null,null,null,null,null,null,null,null,null,"Y"]
[null,null,null,null,null,null,null,null,null,null,null,null,null,null,null,null,null,null,null,null,null,null,null,null,null,null,null,null,null,null,null,null,null,null,null,null,null,null,null,null,null,null,null,null,null,null,null,null,"Y"]
[null,null,null,null,null,null,null,null,null,null,null,null,null,null,null,null,null,null,null,null,null,null,null,null,null,null,null,null,null,null,null,null,null,null,null,null,null,null,null,null,null,null,null,null,null,null,null,null,"Y"]
[null,null,null,null,null,null,null,null,null,null,null,null,null,null,null,null,null,null,null,null,null,null,null,null,null,null,null,null,null,null,null,null,null,null,null,null,null,null,null,null,null,null,null,null,null,null,null,null,"Y"]
[null,null,null,null,null,null,null,null,null,null,null,null,null,null,null,null,null,null,null,null,null,null,null,null,null,null,null,null,null,null,null,null,null,null,null,null,null,null,null,null,null,null,null,null,null,null,null,null,"Y"]
[null,null,null,null,null,null,null,null,null,null,null,null,null,null,null,null,null,null,null,null,null,null,null,null,null,null,null,null,null,null,null,null,null,null,null,null,null,null,null,null,null,null,null,null,null,null,null,null,"Y"]
[null,null,null,null,null,null,null,null,null,null,null,null,null,null,null,null,null,null,null,null,null,null,null,null,null,null,null,null,null,null,null,null,null,null,null,null,null,null,null,null,null,null,null,null,null,null,null,null,"Y"]
[null,null,null,null,null,null,null,null,null,null,null,null,null,null,null,null,null,null,null,null,null,null,null,null,null,null,null,null,null,null,null,null,null,null,null,null,null,null,null,null,null,null,null,null,null,null,null,null,"Y"]
[null,null,null,null,null,null,null,null,null,null,null,null,null,null,null,null,null,null,null,null,null,null,null,null,null,null,null,null,null,null,null,null,null,null,null,null,null,null,null,null,null,null,null,null,null,null,null,null,"Y"]
[null,null,null,null,null,null,null,null,null,null,null,null,null,null,null,null,null,null,null,null,null,null,null,null,null,null,null,null,null,null,null,null,null,null,null,null,null,null,null,null,null,null,null,null,null,null,null,null,"Y"]
[null,null,null,null,null,null,null,null,null,null,null,null,null,null,null,null,null,null,null,null,null,null,null,null,null,null,null,null,null,null,null,null,null,null,null,null,null,null,null,null,null,null,null,null,null,null,null,null,"Y"]
[null,null,null,null,null,null,null,null,null,null,null,null,null,null,null,null,null,null,null,null,null,null,null,null,null,null,null,null,null,null,null,null,null,null,null,null,null,null,null,null,null,null,null,null,null,null,null,null,"Y"]
[null,null,null,null,null,null,null,null,null,null,null,null,null,null,null,null,null,null,null,null,null,null,null,null,null,null,null,null,null,null,null,null,null,null,null,null,null,null,null,null,null,null,null,null,null,null,null,null,"Y"]
[null,null,null,null,null,null,null,null,null,null,null,null,null,null,null,null,null,null,null,null,null,null,null,null,null,null,null,null,null,null,null,null,null,null,null,null,null,null,null,null,null,null,null,null,null,null,null,null,"Y"]
[null,null,null,null,null,null,null,null,null,null,null,null,null,null,null,null,null,null,null,null,null,null,null,null,null,null,null,null,null,null,null,null,null,null,null,null,null,null,null,null,null,null,null,null,null,null,null,null,"Y"]
[null,null,null,null,null,null,null,null,null,null,null,null,null,null,null,null,null,null,null,null,null,null,null,null,null,null,null,null,null,null,null,null,null,null,null,null,null,null,null,null,null,null,null,null,null,null,null,null,"Y"]
[null,null,null,null,null,null,null,null,null,null,null,null,null,null,null,null,null,null,null,null,null,null,null,null,null,null,null,null,null,null,null,null,null,null,null,null,null,null,null,null,null,null,null,null,null,null,null,null,"Y"]
[null,null,null,null,null,null,null,null,null,null,null,null,null,null,null,null,null,null,null,null,null,null,null,null,null,null,null,null,null,null,null,null,null,null,null,null,null,null,null,null,null,null,null,null,null,null,null,null,"Y"]
[null,null,null,null,null,null,null,null,null,null,null,null,null,null,null,null,null,null,null,null,null,null,null,null,null,null,null,null,null,null,null,null,null,null,null,null,null,null,null,null,null,null,null,null,null,null,null,null,"Y"]
[null,null,null,null,null,null,null,null,null,null,null,null,null,null,null,null,null,null,null,null,null,null,null,null,null,null,null,null,null,null,null,null,null,null,null,null,null,null,null,null,null,null,null,null,null,null,null,null,"Y"]
[null,null,null,null,null,null,null,null,null,null,null,null,null,null,null,null,null,null,null,null,null,null,null,null,null,null,null,null,null,null,null,null,null,null,null,null,null,null,null,null,null,null,null,null,null,null,null,null,"Y"]
[null,null,null,null,null,null,null,null,null,null,null,null,null,null,null,null,null,null,null,null,null,null,null,null,null,null,null,null,null,null,null,null,null,null,null,null,null,null,null,null,null,null,null,null,null,null,null,null,"Y"]
[null,null,null,null,null,null,null,null,null,null,null,null,null,null,null,null,null,null,null,null,null,null,null,null,null,null,null,null,null,null,null,null,null,null,null,null,null,null,null,null,null,null,null,null,null,null,null,null,"Y"]
[null,null,null,null,null,null,null,null,null,null,null,null,null,null,null,null,null,null,null,null,null,null,null,null,null,null,null,null,null,null,null,null,null,null,null,null,null,null,null,null,null,null,null,null,null,null,null,null,"Y"]
[null,null,null,null,null,null,null,null,null,null,null,null,null,null,null,null,null,null,null,null,null,null,null,null,null,null,null,null,null,null,null,null,null,null,null,null,null,null,null,null,null,null,null,null,null,null,null,null,"Y"]
[null,null,null,null,null,null,null,null,null,null,null,null,null,null,null,null,null,null,null,null,null,null,null,null,null,null,null,null,null,null,null,null,null,null,null,null,null,null,null,null,null,null,null,null,null,null,null,null,"Y"]
[null,null,null,null,null,null,null,null,null,null,null,null,null,null,null,null,null,null,null,null,null,null,null,null,null,null,null,null,null,null,null,null,null,null,null,null,null,null,null,null,null,null,null,null,null,null,null,null,"Y"]
[null,null,null,null,null,null,null,null,null,null,null,null,null,null,null,null,null,null,null,null,null,null,null,null,null,null,null,null,null,null,null,null,null,null,null,null,null,null,null,null,null,null,null,null,null,null,null,null,"Y"]
[null,null,null,null,null,null,null,null,null,null,null,null,null,null,null,null,null,null,null,null,null,null,null,null,null,null,null,null,null,null,null,null,null,null,null,null,null,null,null,null,null,null,null,null,null,null,null,null,"Y"]
[null,null,null,null,null,null,null,null,null,null,null,null,null,null,null,null,null,null,null,null,null,null,null,null,null,null,null,null,null,null,null,null,null,null,null,null,null,null,null,null,null,null,null,null,null,null,null,null,"Y"]
[null,null,null,null,null,null,null,null,null,null,null,null,null,null,null,null,null,null,null,null,null,null,null,null,null,null,null,null,null,null,null,null,null,null,null,null,null,null,null,null,null,null,null,null,null,null,null,null,"Y"]
[null,null,null,null,null,null,null,null,null,null,null,null,null,null,null,null,null,null,null,null,null,null,null,null,null,null,null,null,null,null,null,null,null,null,null,null,null,null,null,null,null,null,null,null,null,null,null,null,"Y"]
[null,null,null,null,null,null,null,null,null,null,null,null,null,null,null,null,null,null,null,null,null,null,null,null,null,null,null,null,null,null,null,null,null,null,null,null,null,null,null,null,null,null,null,null,null,null,null,null,"Y"]
[null,null,null,null,null,null,null,null,null,null,null,null,null,null,null,null,null,null,null,null,null,null,null,null,null,null,null,null,null,null,null,null,null,null,null,null,null,null,null,null,null,null,null,null,null,null,null,null,"Y"]
[null,null,null,null,null,null,null,null,null,null,null,null,null,null,null,null,null,null,null,null,null,null,null,null,null,null,null,null,null,null,null,null,null,null,null,null,null,null,null,null,null,null,null,null,null,null,null,null,"Y"]
[null,null,null,null,null,null,null,null,null,null,null,null,null,null,null,null,null,null,null,null,null,null,null,null,null,null,null,null,null,null,null,null,null,null,null,null,null,null,null,null,null,null,null,null,null,null,null,null,"Y"]
[null,null,null,null,null,null,null,null,null,null,null,null,null,null,null,null,null,null,null,null,null,null,null,null,null,null,null,null,null,null,null,null,null,null,null,null,null,null,null,null,null,null,null,null,null,null,null,null,"Y"]
[null,null,null,null,null,null,null,null,null,null,null,null,null,null,null,null,null,null,null,null,null,null,null,null,null,null,null,null,null,null,null,null,null,null,null,null,null,null,null,null,null,null,null,null,null,null,null,null,"Y"]
[null,null,null,null,null,null,null,null,null,null,null,null,null,null,null,null,null,null,null,null,null,null,null,null,null,null,null,null,null,null,null,null,null,null,null,null,null,null,null,null,null,null,null,null,null,null,null,null,"Y"]
[null,null,null,null,null,null,null,null,null,null,null,null,null,null,null,null,null,null,null,null,null,null,null,null,null,null,null,null,null,null,null,null,null,null,null,null,null,null,null,null,null,null,null,null,null,null,null,null,"Y"]
[null,null,null,null,null,null,null,null,null,null,null,null,null,null,null,null,null,null,null,null,null,null,null,null,null,null,null,null,null,null,null,null,null,null,null,null,null,null,null,null,null,null,null,null,null,null,null,null,"Y"]
[null,null,null,null,null,null,null,null,null,null,null,null,null,null,null,null,null,null,null,null,null,null,null,null,null,null,null,null,null,null,null,null,null,null,null,null,null,null,null,null,null,null,null,null,null,null,null,null,"Y"]
[null,null,null,null,null,null,null,null,null,null,null,null,null,null,null,null,null,null,null,null,null,null,null,null,null,null,null,null,null,null,null,null,null,null,null,null,null,null,null,null,null,null,null,null,null,null,null,null,"Y"]
[null,null,null,null,null,null,null,null,null,null,null,null,null,null,null,null,null,null,null,null,null,null,null,null,null,null,null,null,null,null,null,null,null,null,null,null,null,null,null,null,null,null,null,null,null,null,null,null,"Y"]
[null,null,null,null,null,null,null,null,null,null,null,null,null,null,null,null,null,null,null,null,null,null,null,null,null,null,null,null,null,null,null,null,null,null,null,null,null,null,null,null,null,null,null,null,null,null,null,null,"Y"]
[null,null,null,null,null,null,null,null,null,null,null,null,null,null,null,null,null,null,null,null,null,null,null,null,null,null,null,null,null,null,null,null,null,null,null,null,null,null,null,null,null,null,null,null,null,null,null,null,"Y"]
[null,null,null,null,null,null,null,null,null,null,null,null,null,null,null,null,null,null,null,null,null,null,null,null,null,null,null,null,null,null,null,null,null,null,null,null,null,null,null,null,null,null,null,null,null,null,null,null,"Y"]
[null,null,null,null,null,null,null,null,null,null,null,null,null,null,null,null,null,null,null,null,null,null,null,null,null,null,null,null,null,null,null,null,null,null,null,null,null,null,null,null,null,null,null,null,null,null,null,null,"Y"]
[null,null,null,null,null,null,null,null,null,null,null,null,null,null,null,null,null,null,null,null,null,null,null,null,null,null,null,null,null,null,null,null,null,null,null,null,null,null,null,null,null,null,null,null,null,null,null,null,"Y"]
[null,null,null,null,null,null,null,null,null,null,null,null,null,null,null,null,null,null,null,null,null,null,null,null,null,null,null,null,null,null,null,null,null,null,null,null,null,null,null,null,null,null,null,null,null,null,null,null,"Y"]
[null,null,null,null,null,null,null,null,null,null,null,null,null,null,null,null,null,null,null,null,null,null,null,null,null,null,null,null,null,null,null,null,null,null,null,null,null,null,null,null,null,null,null,null,null,null,null,null,"Y"]
[null,null,null,null,null,null,null,null,null,null,null,null,null,null,null,null,null,null,null,null,null,null,null,null,null,null,null,null,null,null,null,null,null,null,null,null,null,null,null,null,null,null,null,null,null,null,null,null,"Y"]
[null,null,null,null,null,null,null,null,null,null,null,null,null,null,null,null,null,null,null,null,null,null,null,null,null,null,null,null,null,null,null,null,null,null,null,null,null,null,null,null,null,null,null,null,null,null,null,null,"Y"]
[null,null,null,null,null,null,null,null,null,null,null,null,null,null,null,null,null,null,null,null,null,null,null,null,null,null,null,null,null,null,null,null,null,null,null,null,null,null,null,null,null,null,null,null,null,null,null,null,"Y"]
[null,null,null,null,null,null,null,null,null,null,null,null,null,null,null,null,null,null,null,null,null,null,null,null,null,null,null,null,null,null,null,null,null,null,null,null,null,null,null,null,null,null,null,null,null,null,null,null,"Y"]
[null,null,null,null,null,null,null,null,null,null,null,null,null,null,null,null,null,null,null,null,null,null,null,null,null,null,null,null,null,null,null,null,null,null,null,null,null,null,null,null,null,null,null,null,null,null,null,null,"Y"]
[null,null,null,null,null,null,null,null,null,null,null,null,null,null,null,null,null,null,null,null,null,null,null,null,null,null,null,null,null,null,null,null,null,null,null,null,null,null,null,null,null,null,null,null,null,null,null,null,"Y"]
[null,null,null,null,null,null,null,null,null,null,null,null,null,null,null,null,null,null,null,null,null,null,null,null,null,null,null,null,null,null,null,null,null,null,null,null,null,null,null,null,null,null,null,null,null,null,null,null,"Y"]
[null,null,null,null,null,null,null,null,null,null,null,null,null,null,null,null,null,null,null,null,null,null,null,null,null,null,null,null,null,null,null,null,null,null,null,null,null,null,null,null,null,null,null,null,null,null,null,null,"Y"]
[null,null,null,null,null,null,null,null,null,null,null,null,null,null,null,null,null,null,null,null,null,null,null,null,null,null,null,null,null,null,null,null,null,null,null,null,null,null,null,null,null,null,null,null,null,null,null,null,"Y"]
[null,null,null,null,null,null,null,null,null,null,null,null,null,null,null,null,null,null,null,null,null,null,null,null,null,null,null,null,null,null,null,null,null,null,null,null,null,null,null,null,null,null,null,null,null,null,null,null,"Y"]
[null,null,null,null,null,null,null,null,null,null,null,null,null,null,null,null,null,null,null,null,null,null,null,null,null,null,null,null,null,null,null,null,null,null,null,null,null,null,null,null,null,null,null,null,null,null,null,null,"Y"]
[null,null,null,null,null,null,null,null,null,null,null,null,null,null,null,null,null,null,null,null,null,null,null,null,null,null,null,null,null,null,null,null,null,null,null,null,null,null,null,null,null,null,null,null,null,null,null,null,"Y"]
[null,null,null,null,null,null,null,null,null,null,null,null,null,null,null,null,null,null,null,null,null,null,null,null,null,null,null,null,null,null,null,null,null,null,null,null,null,null,null,null,null,null,null,null,null,null,null,null,"Y"]
[null,null,null,null,null,null,null,null,null,null,null,null,null,null,null,null,null,null,null,null,null,null,null,null,null,null,null,null,null,null,null,null,null,null,null,null,null,null,null,null,null,null,null,null,null,null,null,null,"Y"]
[null,null,null,null,null,null,null,null,null,null,null,null,null,null,null,null,null,null,null,null,null,null,null,null,null,null,null,null,null,null,null,null,null,null,null,null,null,null,null,null,null,null,null,null,null,null,null,null,"Y"]
[null,null,null,null,null,null,null,null,null,null,null,null,null,null,null,null,null,null,null,null,null,null,null,null,null,null,null,null,null,null,null,null,null,null,null,null,null,null,null,null,null,null,null,null,null,null,null,null,"Y"]
[null,null,null,null,null,null,null,null,null,null,null,null,null,null,null,null,null,null,null,null,null,null,null,null,null,null,null,null,null,null,null,null,null,null,null,null,null,null,null,null,null,null,null,null,null,null,null,null,"Y"]
[null,null,null,null,null,null,null,null,null,null,null,null,null,null,null,null,null,null,null,null,null,null,null,null,null,null,null,null,null,null,null,null,null,null,null,null,null,null,null,null,null,null,null,null,null,null,null,null,"Y"]
[null,null,null,null,null,null,null,null,null,null,null,null,null,null,null,null,null,null,null,null,null,null,null,null,null,null,null,null,null,null,null,null,null,null,null,null,null,null,null,null,null,null,null,null,null,null,null,null,"Y"]
[null,null,null,null,null,null,null,null,null,null,null,null,null,null,null,null,null,null,null,null,null,null,null,null,null,null,null,null,null,null,null,null,null,null,null,null,null,null,null,null,null,null,null,null,null,null,null,null,"Y"]
[null,null,null,null,null,null,null,null,null,null,null,null,null,null,null,null,null,null,null,null,null,null,null,null,null,null,null,null,null,null,null,null,null,null,null,null,null,null,null,null,null,null,null,null,null,null,null,null,"Y"]
[null,null,null,null,null,null,null,null,null,null,null,null,null,null,null,null,null,null,null,null,null,null,null,null,null,null,null,null,null,null,null,null,null,null,null,null,null,null,null,null,null,null,null,null,null,null,null,null,"Y"]
[null,null,null,null,null,null,null,null,null,null,null,null,null,null,null,null,null,null,null,null,null,null,null,null,null,null,null,null,null,null,null,null,null,null,null,null,null,null,null,null,null,null,null,null,null,null,null,null,"Y"]
[null,null,null,null,null,null,null,null,null,null,null,null,null,null,null,null,null,null,null,null,null,null,null,null,null,null,null,null,null,null,null,null,null,null,null,null,null,null,null,null,null,null,null,null,null,null,null,null,"Y"]
[null,null,null,null,null,null,null,null,null,null,null,null,null,null,null,null,null,null,null,null,null,null,null,null,null,null,null,null,null,null,null,null,null,null,null,null,null,null,null,null,null,null,null,null,null,null,null,null,"Y"]
[null,null,null,null,null,null,null,null,null,null,null,null,null,null,null,null,null,null,null,null,null,null,null,null,null,null,null,null,null,null,null,null,null,null,null,null,null,null,null,null,null,null,null,null,null,null,null,null,"Y"]
[null,null,null,null,null,null,null,null,null,null,null,null,null,null,null,null,null,null,null,null,null,null,null,null,null,null,null,null,null,null,null,null,null,null,null,null,null,null,null,null,null,null,null,null,null,null,null,null,"Y"]
[null,null,null,null,null,null,null,null,null,null,null,null,null,null,null,null,null,null,null,null,null,null,null,null,null,null,null,null,null,null,null,null,null,null,null,null,null,null,null,null,null,null,null,null,null,null,null,null,"Y"]
[null,null,null,null,null,null,null,null,null,null,null,null,null,null,null,null,null,null,null,null,null,null,null,null,null,null,null,null,null,null,null,null,null,null,null,null,null,null,null,null,null,null,null,null,null,null,null,null,"Y"]
[null,null,null,null,null,null,null,null,null,null,null,null,null,null,null,null,null,null,null,null,null,null,null,null,null,null,null,null,null,null,null,null,null,null,null,null,null,null,null,null,null,null,null,null,null,null,null,null,"Y"]
[null,null,null,null,null,null,null,null,null,null,null,null,null,null,null,null,null,null,null,null,null,null,null,null,null,null,null,null,null,null,null,null,null,null,null,null,null,null,null,null,null,null,null,null,null,null,null,null,"Y"]
[null,null,null,null,null,null,null,null,null,null,null,null,null,null,null,null,null,null,null,null,null,null,null,null,null,null,null,null,null,null,null,null,null,null,null,null,null,null,null,null,null,null,null,null,null,null,null,null,"Y"]
[null,null,null,null,null,null,null,null,null,null,null,null,null,null,null,null,null,null,null,null,null,null,null,null,null,null,null,null,null,null,null,null,null,null,null,null,null,null,null,null,null,null,null,null,null,null,null,null,"Y"]
[null,null,null,null,null,null,null,null,null,null,null,null,null,null,null,null,null,null,null,null,null,null,null,null,null,null,null,null,null,null,null,null,null,null,null,null,null,null,null,null,null,null,null,null,null,null,null,null,"Y"]
[null,null,null,null,null,null,null,null,null,null,null,null,null,null,null,null,null,null,null,null,null,null,null,null,null,null,null,null,null,null,null,null,null,null,null,null,null,null,null,null,null,null,null,null,null,null,null,null,"Y"]
[null,null,null,null,null,null,null,null,null,null,null,null,null,null,null,null,null,null,null,null,null,null,null,null,null,null,null,null,null,null,null,null,null,null,null,null,null,null,null,null,null,null,null,null,null,null,null,null,"Y"]
[null,null,null,null,null,null,null,null,null,null,null,null,null,null,null,null,null,null,null,null,null,null,null,null,null,null,null,null,null,null,null,null,null,null,null,null,null,null,null,null,null,null,null,null,null,null,null,null,"Y"]
[null,null,null,null,null,null,null,null,null,null,null,null,null,null,null,null,null,null,null,null,null,null,null,null,null,null,null,null,null,null,null,null,null,null,null,null,null,null,null,null,null,null,null,null,null,null,null,null,"Y"]
[null,null,null,null,null,null,null,null,null,null,null,null,null,null,null,null,null,null,null,null,null,null,null,null,null,null,null,null,null,null,null,null,null,null,null,null,null,null,null,null,null,null,null,null,null,null,null,null,"Y"]
[null,null,null,null,null,null,null,null,null,null,null,null,null,null,null,null,null,null,null,null,null,null,null,null,null,null,null,null,null,null,null,null,null,null,null,null,null,null,null,null,null,null,null,null,null,null,null,null,"Y"]
[null,null,null,null,null,null,null,null,null,null,null,null,null,null,null,null,null,null,null,null,null,null,null,null,null,null,null,null,null,null,null,null,null,null,null,null,null,null,null,null,null,null,null,null,null,null,null,null,"Y"]
[null,null,null,null,null,null,null,null,null,null,null,null,null,null,null,null,null,null,null,null,null,null,null,null,null,null,null,null,null,null,null,null,null,null,null,null,null,null,null,null,null,null,null,null,null,null,null,null,"Y"]
[null,null,null,null,null,null,null,null,null,null,null,null,null,null,null,null,null,null,null,null,null,null,null,null,null,null,null,null,null,null,null,null,null,null,null,null,null,null,null,null,null,null,null,null,null,null,null,null,"Y"]
[null,null,null,null,null,null,null,null,null,null,null,null,null,null,null,null,null,null,null,null,null,null,null,null,null,null,null,null,null,null,null,null,null,null,null,null,null,null,null,null,null,null,null,null,null,null,null,null,"Y"]
[null,null,null,null,null,null,null,null,null,null,null,null,null,null,null,null,null,null,null,null,null,null,null,null,null,null,null,null,null,null,null,null,null,null,null,null,null,null,null,null,null,null,null,null,null,null,null,null,"Y"]
[null,null,null,null,null,null,null,null,null,null,null,null,null,null,null,null,null,null,null,null,null,null,null,null,null,null,null,null,null,null,null,null,null,null,null,null,null,null,null,null,null,null,null,null,null,null,null,null,"Y"]
[null,null,null,null,null,null,null,null,null,null,null,null,null,null,null,null,null,null,null,null,null,null,null,null,null,null,null,null,null,null,null,null,null,null,null,null,null,null,null,null,null,null,null,null,null,null,null,null,"Y"]
[null,null,null,null,null,null,null,null,null,null,null,null,null,null,null,null,null,null,null,null,null,null,null,null,null,null,null,null,null,null,null,null,null,null,null,null,null,null,null,null,null,null,null,null,null,null,null,null,"Y"]
[null,null,null,null,null,null,null,null,null,null,null,null,null,null,null,null,null,null,null,null,null,null,null,null,null,null,null,null,null,null,null,null,null,null,null,null,null,null,null,null,null,null,null,null,null,null,null,null,"Y"]
[null,null,null,null,null,null,null,null,null,null,null,null,null,null,null,null,null,null,null,null,null,null,null,null,null,null,null,null,null,null,null,null,null,null,null,null,null,null,null,null,null,null,null,null,null,null,null,null,"Y"]
[null,null,null,null,null,null,null,null,null,null,null,null,null,null,null,null,null,null,null,null,null,null,null,null,null,null,null,null,null,null,null,null,null,null,null,null,null,null,null,null,null,null,null,null,null,null,null,null,"Y"]
[null,null,null,null,null,null,null,null,null,null,null,null,null,null,null,null,null,null,null,null,null,null,null,null,null,null,null,null,null,null,null,null,null,null,null,null,null,null,null,null,null,null,null,null,null,null,null,null,"Y"]
[null,null,null,null,null,null,null,null,null,null,null,null,null,null,null,null,null,null,null,null,null,null,null,null,null,null,null,null,null,null,null,null,null,null,null,null,null,null,null,null,null,null,null,null,null,null,null,null,"Y"]
[null,null,null,null,null,null,null,null,null,null,null,null,null,null,null,null,null,null,null,null,null,null,null,null,null,null,null,null,null,null,null,null,null,null,null,null,null,null,null,null,null,null,null,null,null,null,null,null,"Y"]
[null,null,null,null,null,null,null,null,null,null,null,null,null,null,null,null,null,null,null,null,null,null,null,null,null,null,null,null,null,null,null,null,null,null,null,null,null,null,null,null,null,null,null,null,null,null,null,null,"Y"]
[null,null,null,null,null,null,null,null,null,null,null,null,null,null,null,null,null,null,null,null,null,null,null,null,null,null,null,null,null,null,null,null,null,null,null,null,null,null,null,null,null,null,null,null,null,null,null,null,"Y"]
[null,null,null,null,null,null,null,null,null,null,null,null,null,null,null,null,null,null,null,null,null,null,null,null,null,null,null,null,null,null,null,null,null,null,null,null,null,null,null,null,null,null,null,null,null,null,null,null,"Y"]
[null,null,null,null,null,null,null,null,null,null,null,null,null,null,null,null,null,null,null,null,null,null,null,null,null,null,null,null,null,null,null,null,null,null,null,null,null,null,null,null,null,null,null,null,null,null,null,null,"Y"]
[null,null,null,null,null,null,null,null,null,null,null,null,null,null,null,null,null,null,null,null,null,null,null,null,null,null,null,null,null,null,null,null,null,null,null,null,null,null,null,null,null,null,null,null,null,null,null,null,"Y"]
[null,null,null,null,null,null,null,null,null,null,null,null,null,null,null,null,null,null,null,null,null,null,null,null,null,null,null,null,null,null,null,null,null,null,null,null,null,null,null,null,null,null,null,null,null,null,null,null,"Y"]
[null,null,null,null,null,null,null,null,null,null,null,null,null,null,null,null,null,null,null,null,null,null,null,null,null,null,null,null,null,null,null,null,null,null,null,null,null,null,null,null,null,null,null,null,null,null,null,null,"Y"]
[null,null,null,null,null,null,null,null,null,null,null,null,null,null,null,null,null,null,null,null,null,null,null,null,null,null,null,null,null,null,null,null,null,null,null,null,null,null,null,null,null,null,null,null,null,null,null,null,"Y"]
[null,null,null,null,null,null,null,null,null,null,null,null,null,null,null,null,null,null,null,null,null,null,null,null,null,null,null,null,null,null,null,null,null,null,null,null,null,null,null,null,null,null,null,null,null,null,null,null,"Y"]
[null,null,null,null,null,null,null,null,null,null,null,null,null,null,null,null,null,null,null,null,null,null,null,null,null,null,null,null,null,null,null,null,null,null,null,null,null,null,null,null,null,null,null,null,null,null,null,null,"Y"]
[null,null,null,null,null,null,null,null,null,null,null,null,null,null,null,null,null,null,null,null,null,null,null,null,null,null,null,null,null,null,null,null,null,null,null,null,null,null,null,null,null,null,null,null,null,null,null,null,"Y"]
[null,null,null,null,null,null,null,null,null,null,null,null,null,null,null,null,null,null,null,null,null,null,null,null,null,null,null,null,null,null,null,null,null,null,null,null,null,null,null,null,null,null,null,null,null,null,null,null,"Y"]
[null,null,null,null,null,null,null,null,null,null,null,null,null,null,null,null,null,null,null,null,null,null,null,null,null,null,null,null,null,null,null,null,null,null,null,null,null,null,null,null,null,null,null,null,null,null,null,null,"Y"]
[null,null,null,null,null,null,null,null,null,null,null,null,null,null,null,null,null,null,null,null,null,null,null,null,null,null,null,null,null,null,null,null,null,null,null,null,null,null,null,null,null,null,null,null,null,null,null,null,"Y"]
[null,null,null,null,null,null,null,null,null,null,null,null,null,null,null,null,null,null,null,null,null,null,null,null,null,null,null,null,null,null,null,null,null,null,null,null,null,null,null,null,null,null,null,null,null,null,null,null,"Y"]
[null,null,null,null,null,null,null,null,null,null,null,null,null,null,null,null,null,null,null,null,null,null,null,null,null,null,null,null,null,null,null,null,null,null,null,null,null,null,null,null,null,null,null,null,null,null,null,null,"Y"]
[null,null,null,null,null,null,null,null,null,null,null,null,null,null,null,null,null,null,null,null,null,null,null,null,null,null,null,null,null,null,null,null,null,null,null,null,null,null,null,null,null,null,null,null,null,null,null,null,"Y"]
[null,null,null,null,null,null,null,null,null,null,null,null,null,null,null,null,null,null,null,null,null,null,null,null,null,null,null,null,null,null,null,null,null,null,null,null,null,null,null,null,null,null,null,null,null,null,null,null,"Y"]
[null,null,null,null,null,null,null,null,null,null,null,null,null,null,null,null,null,null,null,null,null,null,null,null,null,null,null,null,null,null,null,null,null,null,null,null,null,null,null,null,null,null,null,null,null,null,null,null,"Y"]
[null,null,null,null,null,null,null,null,null,null,null,null,null,null,null,null,null,null,null,null,null,null,null,null,null,null,null,null,null,null,null,null,null,null,null,null,null,null,null,null,null,null,null,null,null,null,null,null,"Y"]
[null,null,null,null,null,null,null,null,null,null,null,null,null,null,null,null,null,null,null,null,null,null,null,null,null,null,null,null,null,null,null,null,null,null,null,null,null,null,null,null,null,null,null,null,null,null,null,null,"Y"]
[null,null,null,null,null,null,null,null,null,null,null,null,null,null,null,null,null,null,null,null,null,null,null,null,null,null,null,null,null,null,null,null,null,null,null,null,null,null,null,null,null,null,null,null,null,null,null,null,"Y"]
[null,null,null,null,null,null,null,null,null,null,null,null,null,null,null,null,null,null,null,null,null,null,null,null,null,null,null,null,null,null,null,null,null,null,null,null,null,null,null,null,null,null,null,null,null,null,null,null,"Y"]
[null,null,null,null,null,null,null,null,null,null,null,null,null,null,null,null,null,null,null,null,null,null,null,null,null,null,null,null,null,null,null,null,null,null,null,null,null,null,null,null,null,null,null,null,null,null,null,null,"Y"]
[null,null,null,null,null,null,null,null,null,null,null,null,null,null,null,null,null,null,null,null,null,null,null,null,null,null,null,null,null,null,null,null,null,null,null,null,null,null,null,null,null,null,null,null,null,null,null,null,"Y"]
[null,null,null,null,null,null,null,null,null,null,null,null,null,null,null,null,null,null,null,null,null,null,null,null,null,null,null,null,null,null,null,null,null,null,null,null,null,null,null,null,null,null,null,null,null,null,null,null,"Y"]
[null,null,null,null,null,null,null,null,null,null,null,null,null,null,null,null,null,null,null,null,null,null,null,null,null,null,null,null,null,null,null,null,null,null,null,null,null,null,null,null,null,null,null,null,null,null,null,null,"Y"]
[null,null,null,null,null,null,null,null,null,null,null,null,null,null,null,null,null,null,null,null,null,null,null,null,null,null,null,null,null,null,null,null,null,null,null,null,null,null,null,null,null,null,null,null,null,null,null,null,"Y"]
[null,null,null,null,null,null,null,null,null,null,null,null,null,null,null,null,null,null,null,null,null,null,null,null,null,null,null,null,null,null,null,null,null,null,null,null,null,null,null,null,null,null,null,null,null,null,null,null,"Y"]
[null,null,null,null,null,null,null,null,null,null,null,null,null,null,null,null,null,null,null,null,null,null,null,null,null,null,null,null,null,null,null,null,null,null,null,null,null,null,null,null,null,null,null,null,null,null,null,null,"Y"]
[null,null,null,null,null,null,null,null,null,null,null,null,null,null,null,null,null,null,null,null,null,null,null,null,null,null,null,null,null,null,null,null,null,null,null,null,null,null,null,null,null,null,null,null,null,null,null,null,"Y"]

{"sheet":"NextID","index":8,"n_rows":7,"n_cols":3,"rows_kept":7,"cut":false,"hidden":false,"merged":[]}
["Next available unique NWPCCID"]
[]
["From Access database:",2385,"<- this auto-refreshes when file opens, so is always sync'd with Access db"]
["From this spreadsheet:",{"$f":"MAX(Projects!B:B)+1","v":2385}]
["From 'New Projects Master':",{"$f":"MAX('New Projects'!B$1:B$65873)+1","v":2385}]
[]
["Use this for next ID:",{"$f":"MAX(B3:B5)","v":2385}]

{"sheet":"TechDat","index":9,"n_rows":51,"n_cols":23,"rows_kept":51,"cut":false,"hidden":true,"merged":[]}
[]
["GENESYS INPUT FILE TECHDAT"]
["GENERIC TECHNOLOGY PLANNING DATA"]
[]
[]
["ARRAY ATechDat"]
["Tech Data Pointer","SourceDType","SourcePType","Fuel Type","FOR","Mean Repair Time","Stoch Outage","Maint Sched Ptr","Cost Set","Finance Ptr","Dev Sched Ptr","Oper Life","GenVsTemp Ptr","Emissions Ptr","Must Run Level","OffPeakOnly","InProdCost","Track Production (Default)","Track Avail (Default)","Option Lead","Constr Lead","Option Shelf Life","Note"]
[1,2,3,4,5,6,7,8,9,10,11,12,13,14,15,16,17,18,19,20,21,22,23]
["BGIC","Thr","IC","Zero-cost Biofuel",4.7E-2,56,false,"MR 7d Flat","Landfill","Default","Default",20,"Flat",null,1,false,true,false,false,0,0,0]
["CGS","Thr","Nuclear","WNP-2 nuclear fuel",9.6000000000000002E-2,112,true,"MR 28d Winter Pk_Hydro","Wnp2","Default","Default",30,"Flat",null,0,false,true,false,false,0,0,0,"FOR based on 28d ave SOR and 2002-09 average energy."]
["CLST_EMT","Thr","Coal","MT coal",6.7000000000000004E-2,40,true,"MR 35d Winter Pk_Hydro","Col1","Default","Default",30,"Flat",null,0,false,true,false,false,0,0,0]
["CLST_NV","Thr","Coal","NV coal",6.7000000000000004E-2,40,true,"MR 35d Winter Pk_Hydro","Brdgr","Default","Default",30,"Flat",null,0,false,true,false,false,0,0,0]
["CLST_PNWE","Thr","Coal","PNW E. coal",6.7000000000000004E-2,40,true,"MR 35d Winter Pk_Hydro","Bdmn","Default","Default",30,"Flat",null,0,false,true,false,false,0,0,0]
["CLST_PNWW","Thr","Coal","PNW W. coal",6.7000000000000004E-2,40,true,"MR 35d Winter Pk_Hydro","Bdmn","Default","Default",30,"Flat",null,0,false,true,false,false,0,0,0]
["CLST_WY","Thr","Coal","WY coal",6.7000000000000004E-2,40,true,"MR 35d Winter Pk_Hydro","Brdgr","Default","Default",30,"Flat",null,0,false,true,false,false,0,0,0]
["FOIC","Thr","IC","No. 2 FO",4.7E-2,56,false,"MR 7d Flat","FO Peaking","Default","Default",20,"Flat",null,0,false,true,false,false,0,0,0]
["HY_East","Thr","Hyd","Water",0,24,false,"Cf HY East","Zero","Expense","Default",50,"Flat",null,0,false,true,false,false,0,0,0]
["HY_Irr","Thr","Hyd","Water",0,24,false,"Cf HY Irr","Zero","Expense","Default",50,"Flat",null,0,false,true,false,false,0,0,0]
["HY_Missouri","Thr","Hyd","Water",0,24,false,"Cf HY Missouri","Zero","Expense","Default",50,"Flat",null,0,false,true,false,false,0,0,0]
["HY_West","Thr","Hyd","Water",0,24,false,"Cf HY West","Zero","Expense","Default",50,"Flat",null,0,false,true,false,false,0,0,0]
["HY_PS","Thr","Hyd","Water",0,24,false,"Flat","Zero","Expense","Default",50,"Flat",null,0,false,true,false,false,0,0,0]
["NGCC_PNWE","Thr","CCCT","PNW E. gas",5.8999999999999997E-2,32,true,"MR 21d Winter Pk_Hydro","CCCT - PNW E.","Default","Default",30,"CMS GT PNWE",null,0,false,true,false,false,0,0,0]
["NGCC_PNWW","Thr","CCCT","PNW W. gas",5.8999999999999997E-2,32,true,"MR 21d Winter Pk_Hydro","CCCT - PNW W.","Default","Default",30,"CMS GT PNWW",null,0,false,true,false,false,0,0,0]
["NGGT_PNWE","Thr","GT","PNW W. gas",5.0999999999999997E-2,88,false,"MR 14d Winter Pk_Hydro","SCCT - PNW W.","Default","Default",30,"CMS GT PNWE",null,0,false,true,false,false,0,0,0]
["NGGT_PNWW","Thr","GT","PNW W. gas",5.0999999999999997E-2,88,false,"MR 14d Winter Pk_Hydro","SCCT - PNW W.","Default","Default",30,"CMS GT PNWW",null,0,false,true,false,false,0,0,0]
["NGGTa_PNWE","Thr","GTAero","PNW E. gas",5.0999999999999997E-2,88,false,"MR 14d Winter Pk_Hydro","SCCT - PNW E.","Default","Default",30,"CMS GT PNWE",null,0,false,true,false,false,0,0,0]
["NGGTa_PNWW","Thr","GTAero","PNW W. gas",5.0999999999999997E-2,88,false,"MR 14d Winter Pk_Hydro","SCCT - PNW W.","Default","Default",30,"CMS GT PNWW",null,0,false,true,false,false,0,0,0]
["NGIC_PNWE","Thr","IC","PNW E. gas",4.7E-2,56,false,"MR 7d Winter Pk_Hydro","NG Recip Peaking E","Default","Default",30,"Flat",null,0,false,true,false,false,0,0,0]
["NGIC_PNWW","Thr","IC","PNW W. gas",4.7E-2,56,false,"MR 7d Winter Pk_Hydro","NG Recip Peaking W","Default","Default",30,"Flat",null,0,false,true,false,false,0,0,0]
["WWST","Thr","Biomass ST","Mill Residue",7.0000000000000007E-2,56,false,"MR 28d Winter Pk_Hydro","Bio1","Default","Default",30,"Flat",null,0,false,true,false,false,0,0,0]
["CLSTCG_EMT","Thr","Coal","MT coal",7.0000000000000007E-2,56,true,"MR 28d Flat","Col1","Default","Default",30,"Flat",null,1,false,true,false,false,0,0,0]
["CLSTCG_SID","Thr","Coal","ID coal",7.0000000000000007E-2,56,true,"MR 28d Flat","Col1","Default","Default",30,"Flat",null,1,false,true,false,false,0,0,0]
["GB","Thr","Geothermal","Geothermal",2.1000000000000001E-2,16,false,"MR 7d Winter Pk","Geo FS","Default","Default",30,"Flat",null,1,false,true,false,false,0,0,0]
["MSW","Thr","MSW","Zero-cost Biofuel",7.0000000000000007E-2,56,false,"MR 28d Flat","Cogen1","Default","Default",30,"Flat",null,1,false,true,false,false,0,0,0]
["NGCCCG_PNWE","Thr","CCCT","PNW E. gas",5.8999999999999997E-2,32,true,"MR 21d Winter Pk_Hydro","CCCT - PNW E.","Default","Default",30,"CMS GT PNWE",null,1,false,true,false,false,0,0,0]
["NGCCCG_PNWW","Thr","CCCT","PNW W. gas",5.8999999999999997E-2,32,true,"MR 21d Winter Pk_Hydro","CCCT - PNW W.","Default","Default",30,"CMS GT PNWW",null,1,false,true,false,false,0,0,0]
["NGGTaCG_PNWW","Thr","GTAero","PNW W. gas",5.0999999999999997E-2,88,false,"MR 14d Flat","SCCT - PNW W.","Default","Default",30,"CMS GT PNWW",null,1,false,true,false,false,0,0,0]
["NGGTCG_PNWW","Thr","GT","PNW W. gas",5.0999999999999997E-2,88,false,"MR 14d Flat","SCCT - PNW W.","Default","Default",30,"CMS GT PNWW",null,1,false,true,false,false,0,0,0]
["NGGTCG_SID","Thr","GT","ID gas",5.0999999999999997E-2,88,false,"MR 14d Flat","SCCT - ID","Default","Default",30,"CMS GT SID",null,1,false,true,false,false,0,0,0]
["NGICCG_PNWW","Thr","ICCG","PNW W. gas",4.7E-2,56,false,"MR 7d Flat","NG Recip Peaking W","Default","Default",20,"Flat",null,1,false,true,false,false,0,0,0]
["NGSTCG_EMT","Thr","STCG","MT gas",7.0000000000000007E-2,56,false,"MR 28d Flat","Cogen1","Default","Default",30,"Flat",null,1,false,true,false,false,0,0,0]
["NGSTCG_PNWE","Thr","STCG","PNW E. gas",7.0000000000000007E-2,56,false,"MR 28d Flat","Cogen1","Default","Default",30,"Flat",null,1,false,true,false,false,0,0,0]
["NGSTCG_PNWW","Thr","STCG","PNW W. gas",7.0000000000000007E-2,56,false,"MR 28d Flat","Cogen1","Default","Default",30,"Flat",null,1,false,true,false,false,0,0,0]
["NGSTCG_SID","Thr","STCG","ID gas",7.0000000000000007E-2,56,false,"MR 28d Flat","Cogen1","Default","Default",30,"Flat",null,1,false,true,false,false,0,0,0]
["PCSTCG","Thr","STCG","Pet Coke",7.0000000000000007E-2,56,false,"MR 28d Flat","Cogen1","Default","Default",30,"Flat",null,1,false,true,false,false,0,0,0]
["PV","Thr","PV","Solar",null,null,false,"Cf PV","SolarPV","Default","Default",30,"Flat",null,1,false,true,false,false,0,0,0]
["WN_HP","Thr","Wind","Wind",null,null,false,"Cf WN HP","WindB1","Default","Default",20,"Flat",null,1,false,true,false,false,0,0,0]
["WN_PNWE","Thr","Wind","Wind",null,null,false,"Cf WN PNWE","WindB1","Default","Default",20,"Flat",null,1,false,true,false,false,0,0,0]
["WN_PNWW","Thr","Wind","Wind",null,null,false,"Cf WN PNWE","WindB1","Default","Default",20,"Flat",null,1,false,true,false,false,0,0,0]
["WN_SID","Thr","Wind","Wind",null,null,false,"Cf WN IDS","WindB1","Default","Default",20,"Flat",null,1,false,true,false,false,0,0,0]
["WWSTCG","Thr","STCG","Mill Residue",7.0000000000000007E-2,56,false,"MR 28d Flat","Bio1","Default","Default",30,"Flat",null,1,false,true,false,false,0,0,0]

{"sheet":"SeasDist","index":10,"n_rows":43,"n_cols":15,"rows_kept":43,"cut":false,"hidden":true,"merged":[]}
["Northwest Power and Conservation Council"]
["MONTHLY VECTORS"]
[]
[]
["ARRAY SeasDist"]
["SeasID","Jan","Feb","Mar","Apr","May","Jun","Jul","Aug","Sep","Oct","Nov","Dec","Note","Revised"]
[1,2,3,4,5,6,7,8,9,10,11,12,13,14,15]
["Cf HY East",0.55761029250116501,0.43035898445941301,0.50084438145862897,0.54107665865322196,0.710639532667525,0.66048822651532901,0.66164691876391801,0.59780551932072301,0.32677027393209501,0.42902769561911902,0.38150941402440802,0.48464215494614299]
["Cf HY Irr",0,0,0,1,1,1,1,1,1,0,0,0]
["Cf HY Missouri",0.631287443138284,0.61492423411547703,0.62158639231961099,0.67401924064220098,0.78390025686018105,1.0777279707673599,0.78434264322774905,0.55754100667923701,0.51915312182343998,0.553322611553417,0.59540760244882696,0.62977578166426995,null,"2008-05-28"]
["Cf HY West",0.52424130998416096,0.39243207631148103,0.412883791654792,0.42240489097534101,0.46803023688069001,0.47007166773078202,0.44517801959929498,0.46012193115251598,0.32837678436554901,0.36415708450145401,0.49649199675653699,0.54189558968370399,null,"2010-06-17"]
["Cf PV",8.4336058720958895E-2,0.14249227569060299,0.22789929163036299,0.27019770295219803,0.35251500607807201,0.38695179502469201,0.39927973918224102,0.35753513296376599,0.29569522221308597,0.19205861451738601,8.8819209092157403E-2,7.3423883640032994E-2,"6th Plan App I FPSi 1-axis tracker - Yakima","2008-05-28"]
["Cf WN HP",0.5796,0.56520000000000004,0.36720000000000003,0.3024,0.2772,0.26279999999999998,0.126,0.1512,0.18720000000000001,0.36,0.46800000000000003,0.67679999999999996,"Cf WN HP","2008-05-28"]
["Cf WN IDS",0.3332,0.38919999999999999,0.29959999999999998,0.29399999999999998,0.26319999999999999,0.1988,0.15679999999999999,0.17080000000000001,0.2016,0.2072,0.44519999999999998,0.40039999999999998,"Cf WN IDS","2008-05-28"]
["Cf WN PNWE",0.309,0.27,0.32100000000000001,0.32100000000000001,0.36299999999999999,0.32100000000000001,0.33300000000000002,0.32100000000000001,0.28199999999999997,0.219,0.255,0.28799999999999998,"Cf WN PNWE","2009-10-18"]
["CMS GT CA",1,0.98317587924723604,0.96970550673424105,0.95439352939437105,0.93177802139296995,0.91585968486953095,0.90143284175583005,0.90577685151055998,0.92018679916713397,0.94618609177653001,0.97993289011530105,1.0023963390025601,"Values from 6th Plan Draft AURORA Change Log","2009-10-19"]
["CMS GT Desert SW",1,0.98742646158178804,0.97277104050944996,0.95159742367665201,0.92835818142680704,0.90164275936632898,0.88400748236828797,0.88925761363661704,0.910149119590697,0.94388575545300901,0.97861886431743395,0.99991584489041696,"Values from 6th Plan Draft AURORA Change Log","2009-10-20"]
["CMS GT EMT",1,0.98470254349397401,0.96580769981625803,0.94006052284885,0.91539423033551803,0.89503567066678202,0.87773186080773902,0.880600463172863,0.90691574106780004,0.93289911455685404,0.96806429855466303,0.99042394325251304,"Values from 6th Plan Draft AURORA Change Log","2009-10-21"]
["CMS GT PNWE",1,0.98625039732266595,0.96818494713827996,0.95234471373639595,0.93068545205856901,0.91258999282072095,0.89649877460806005,0.89930052896314405,0.922292920106908,0.95313949897052297,0.98047501857903196,0.99879872849624596,"Values from 6th Plan Draft AURORA Change Log","2009-10-22"]
["CMS GT PNWW",1,0.99106068884389797,0.981289256050768,0.97041909058612996,0.95406264200019697,0.93978188485918002,0.92894216286906695,0.927383087961552,0.94112970050407796,0.96427596643871105,0.98586592505442305,0.99879886655054195,"Values from 6th Plan Draft AURORA Change Log","2009-10-23"]
["CMS GT RM",1,0.98916515548884798,0.970575313447125,0.94802400929435904,0.92384971153262696,0.89908409744225504,0.88481479479875602,0.89083603856212501,0.91448869170765701,0.94349624121298803,0.97766932293662001,0.99758024783341204,"Values from 6th Plan Draft AURORA Change Log","2009-10-24"]
["CMS GT SID",1,0.98097515358404497,0.95893393255499004,0.93982843441141195,0.91590175521659301,0.89486778465251804,0.87595047387339398,0.88173051435304095,0.90929906711519104,0.94069051176667096,0.97409824960872504,0.99755356426210295,"Values from 6th Plan Draft AURORA Change Log","2009-10-25"]
["Flat",1,1,1,1,1,1,1,1,1,1,1,1,null,"2009-10-26"]
["MR 14d Flat",0.94246575342465799,0.94246575342465799,0.94246575342465799,0.94246575342465799,0.94246575342465799,0.94246575342465799,0.94246575342465799,0.94246575342465799,0.94246575342465799,0.94246575342465799,0.94246575342465799,0.94246575342465799,"Maintenance only, no environmental capacity derate","2009-10-27"]
["MR 14d Summer Pk",0.91877518130539904,0.91877518130539904,0.91877518130539904,0.91877518130539904,0.91877518130539904,0.95938759065269896,1,1,1,0.91877518130539904,0.91877518130539904,0.91877518130539904,"Maintenance only, no environmental capacity derate","2009-10-28"]
["MR 14d Winter Pk",1,1,0.93723536737235402,0.87447073474470705,0.87447073474470705,0.87447073474470705,1,1,1,0.87447073474470705,0.87447073474470705,1,"Maintenance only, no environmental capacity derate","2009-10-29"]
["MR 14d Winter Pk_Hydro",1,1,0.90136986301369904,0.80273972602739696,0.80273972602739696,0.80273972602739696,1,1,1,1,1,1,"Maintenance only, no environmental capacity derate","2009-10-30"]
["MR 21d Flat",0.92328767123287703,0.92328767123287703,0.92328767123287703,0.92328767123287703,0.92328767123287703,0.92328767123287703,0.92328767123287703,0.92328767123287703,0.92328767123287703,0.92328767123287703,0.92328767123287703,0.92328767123287703,"Maintenance only, no environmental capacity derate","2009-10-31"]
["MR 21d Summer Pk",0.89170024174053197,0.89170024174053197,0.89170024174053197,0.89170024174053197,0.89170024174053197,0.94585012087026599,1,1,1,0.89170024174053197,0.89170024174053197,0.89170024174053197,"Maintenance only, no environmental capacity derate","2009-11-01"]
["MR 21d Winter Pk",1,1,0.91631382316313803,0.83262764632627695,0.83262764632627595,0.83262764632627695,1,1,1,0.83262764632627595,0.83262764632627695,1,"Maintenance only, no environmental capacity derate","2009-11-02"]
["MR 21d Winter Pk_Hydro",1,1,0.86849315068493105,0.73698630136986298,0.73698630136986298,0.73698630136986298,1,1,1,1,1,1,"Maintenance only, no environmental capacity derate","2009-11-03"]
["MR 28d Flat",0.90410958904109595,0.90410958904109595,0.90410958904109595,0.90410958904109595,0.90410958904109595,0.90410958904109595,0.90410958904109595,0.90410958904109595,0.90410958904109595,0.90410958904109595,0.90410958904109595,0.90410958904109595,"Maintenance only, no environmental capacity derate","2009-11-04"]
["MR 28d Summer Pk",0.86462530217566502,0.86462530217566502,0.86462530217566502,0.86462530217566502,0.86462530217566502,0.93231265108783201,1,1,1,0.86462530217566502,0.86462530217566502,0.86462530217566502,"Maintenance only, no environmental capacity derate","2009-11-05"]
["MR 28d Winter Pk",1,1,0.89539227895392304,0.79078455790784596,0.79078455790784596,0.79078455790784596,1,1,1,0.79078455790784596,0.79078455790784596,1,"Maintenance only, no environmental capacity derate","2009-11-06"]
["MR 28d Winter Pk_Hydro",1,1,0.83561643835616395,0.67123287671232901,0.67123287671232901,0.67123287671232901,1,1,1,1,1,1,"Maintenance only, no environmental capacity derate","2009-10-18"]
["MR 35d Flat",1,1,0.96712328767123301,0.93424657534246602,0.93424657534246602,0.93424657534246602,1,1,1,1,1,1,"Maintenance only, no environmental capacity derate","2009-10-18"]
["MR 35d Summer Pk",1,1,1,1,1,1,1,1,1,1,1,1,"Maintenance only, no environmental capacity derate"]
["MR 35d Winter Pk",0.97292506043513305,0.97292506043513305,0.97292506043513305,0.97292506043513305,0.97292506043513305,0.98646253021756602,1,1,1,0.97292506043513305,0.97292506043513305,0.97292506043513305,"Maintenance only, no environmental capacity derate","2009-10-18"]
["MR 35d Winter Pk_Hydro",1,1,0.97907845579078501,0.95815691158156902,0.95815691158156902,0.95815691158156902,1,1,1,0.95815691158156902,0.95815691158156902,1,"Maintenance only, no environmental capacity derate","2009-10-18"]
["MR 7d Flat",0.96164383561643796,0.96164383561643796,0.96164383561643796,0.96164383561643796,0.96164383561643796,0.96164383561643796,0.96164383561643796,0.96164383561643796,0.96164383561643796,0.96164383561643796,0.96164383561643796,0.96164383561643796,"Maintenance only, no environmental capacity derate","2009-10-18"]
["MR 7d Summer Pk",0.94585012087026599,0.94585012087026599,0.94585012087026599,0.94585012087026599,0.94585012087026599,0.97292506043513305,1,1,1,0.94585012087026599,0.94585012087026599,0.94585012087026599,"Maintenance only, no environmental capacity derate","2009-10-18"]
["MR 7d Winter Pk",1,1,0.95815691158156902,0.91631382316313803,0.91631382316313803,0.91631382316313803,1,1,1,0.91631382316313803,0.91631382316313803,1,"Maintenance only, no environmental capacity derate","2009-10-18"]
["MR 7d Winter Pk_Hydro",1,1,0.93424657534246602,0.86849315068493105,0.86849315068493105,0.86849315068493105,1,1,1,1,1,1,"Maintenance only, no environmental capacity derate"]

{"sheet":"Installed Capacity","index":11,"n_rows":92,"n_cols":12,"rows_kept":92,"cut":false,"hidden":false,"merged":[]}
["Back to Navigation"]
["Northwest Power & Conservation Council"]
["POWER PLANTS IN THE PACIFIC NORTHWEST"]
["INSTALLED CAPACITY"]
[]
[]
[]
[null,null,null,null,{"$f":"\"Installed Nameplate Capacity - \"&TEXT(F50,\"0,000\")&\" MW\"","v":"Installed Nameplate Capacity - 64,340 MW"}]
[]
[]
[]
[]
[]
[]
[]
[]
[]
[]
[]
[]
[]
[]
[]
[]
[]
[]
[]
[]
[]
[]
[]
[]
[]
[]
[]
[]
[]
["Chart Data"]
[]
["Resource","Idle","Construction","Standby","Operating","Total","Percent","Note"]
["Biomass",58,0,null,757,{"$f":"SUM(B41:E41)","v":815},{"$f":"F41/$F$50","v":1.2667024037348915E-2},null,null,null,null,"Biomass"]
["Coal",0,0,0,{"$f":"GETPIVOTDATA(\"NCap\",$A$57,\"RES\",\"Coal\",\"CSTAT\",\"Operating\")-J50","v":5241.2900000000009},{"$f":"SUM(B42:E42)","v":5241.2900000000009},8.146202014321044E-2,"Total coal less SPP share of Valmy 1 & 2 (261 MW)",null,null,null,"Coal"]
["Hydro",1,0,0,34651,34652,0.53857388581866816,null,null,null,null,"Hydro"]
["Natural Gas Baseload",0,0,0,7571,7571,0.1176712134806977,null,null,null,null,"Natural gas"]
["Natural Gas Peaking",11,0,0,2158,2169,3.3711380536208341E-2,"NG w/Techs GT, GTaero & IC"]
["Nuclear",{"$f":"GETPIVOTDATA(\"NCap\",$A$57,\"RES\",$L46,\"CSTAT\",B$40)","v":0},0,0,{"$f":"GETPIVOTDATA(\"NCap\",$A$57,\"RES\",$L46,\"CSTAT\",E$40)","v":1200},{"$f":"SUM(B46:E46)","v":1200},1.8650832938427848E-2,null,null,null,null,"Uranium"]
["Wind",{"$f":"GETPIVOTDATA(\"NCap\",$A$57,\"RES\",$L47,\"CSTAT\",B$40)","v":0},754,0,10234,10988,0.170779460272871,"Includes WY wind plants and wind located in PNW but under PPA outside of region",null,null,null,"Wind"]
["Solar",0,156,0,1008,1164,1.8091307950275012E-2]
["Other*",{"$f":"(GETPIVOTDATA(\"NCap\",$A$57,\"RES\",\"Geothermal\",\"CSTAT\",\"Idle\")+GETPIVOTDATA(\"NCap\",$A$57,\"RES\",\"Petroleum\",\"CSTAT\",\"Idle\")+GETPIVOTDATA(\"NCap\",$A$57,\"RES\",\"Solar\",\"CSTAT\",\"Idle\"))","v":0},0,24,516,540,8.3928748222925325E-3]
["Totals",{"$f":"SUM(B41:B49)","v":70},{"$f":"SUM(C41:C49)","v":910},{"$f":"SUM(D41:D49)","v":24},{"$f":"SUM(E41:E49)","v":63336.29},{"$f":"SUM(F41:F49)","v":64340.29},null,null,"non NW share of North Valmy 1&2: ",{"$f":"0.5*Projects!L612+0.5*Projects!L613","v":261}]
[]
["BA","(All)","(Select Sum of NCAp or DefMWa)"]
["STATE","(All)"]
["TECH","(All)"]
["NERC","WECC"]
[]
["Sum of NCap","CSTAT"]
["RES","Construction","Idle","Operating","Standby","Out of Service","Grand Total"]
["Biomass",null,57.610999999999997,756.9899999999999,null,36.9,851.50099999999986]
["Coal",null,null,5502.2900000000009,null,null,5502.2900000000009]
["Geothermal",null,null,68.45,null,null,68.45]
["Hydro",null,0.66999999999999993,34650.779199999983,null,null,34651.449199999981]
["Natural gas",null,10.9,9729.8600000000024,null,null,9740.760000000002]
["Petroleum",null,null,118.60000000000001,23.7,null,142.30000000000001]
["Solar",null,null,1221.160000000001,null,null,1221.160000000001,null,null,{"$f":"GETPIVOTDATA(\"NCap\",$A$57,\"RES\",\"Petroleum\",\"CSTAT\",\"Operating\")+GETPIVOTDATA(\"NCap\",$A$57,\"RES\",\"Pump Storage\",\"CSTAT\",\"Operating\")+GETPIVOTDATA(\"NCap\",$A$57,\"RES\",\"Solar\",\"CSTAT\",\"Operating\")+GETPIVOTDATA(\"NCap\",$A$57,\"RES\",\"Geothermal\",\"CSTAT\",\"Operating\")","v":{"$error":"#REF!"}}]
["Uranium",null,null,1200,null,null,1200]
["Wind",503.2,null,10525.074999999999,null,null,11028.275]
["Energy Storage",null,null,325.59999999999997,null,null,325.59999999999997]
["Solar + Storage",null,null,3.2,null,null,3.2]
["Grand Total",503.2,69.180999999999997,64102.004199999981,23.7,36.9,64734.985199999988]
[]
[]
[]
[]
[]
[]
["NERC","WECC"]
["RES","Natural gas"]
[]
["Sum of NCap","Column Labels"]
["Row Labels","Idle","Operating","Grand Total"]
["CC",null,4912.9000000000005,4912.9000000000005]
["CCCG",null,2342.2000000000003,2342.2000000000003]
["CCICG",null,316.20000000000005,316.20000000000005]
["GT",10.9,1239.8999999999999,1250.8]
["GTaero",null,499.70000000000005,499.70000000000005]
["GTaeroCG",null,6,6]
["GTCG",null,14,14]
["IC",null,332.45,332.45]
["ICCG",null,17.600000000000001,17.600000000000001]
["STCG",null,48.91,48.91]
["Grand Total",10.9,9729.8600000000024,9740.760000000002]

{"sheet":"Energy Capability","index":12,"n_rows":118,"n_cols":15,"rows_kept":118,"cut":false,"hidden":false,"merged":[]}
["Back to Navigation"]
["POWER PLANTS IN THE PACIFIC NORTHWEST"]
["ENERGY GENERATING CAPABILITY"]
[]
[]
[]
[null,null,null,null,null,null,null,null,{"$f":"\"Northwest Generating Capability - \"&TEXT(F44,\"0,000\")&\" MWa\"","v":"Northwest Generating Capability - 33,828 MWa"}]
[]
[]
[]
[]
[]
[]
[]
[]
[]
[]
[]
[]
[]
[]
[]
[]
[]
[]
[]
[]
[]
[]
[]
[]
["Chart Data"]
[]
["Resource","Idle","Construction","Standby","Operating","Total"]
["Biomass",{"$f":"GETPIVOTDATA(\"DefMWa\",$A$54,\"RES\",$G35,\"CSTAT\",B$34)","v":42.918799999999997},0,{"$f":"GETPIVOTDATA(\"DefMWa\",$A$54,\"RES\",$G35,\"CSTAT\",D$34)","v":0},{"$f":"GETPIVOTDATA(\"DefMWa\",$A$54,\"RES\",$G35,\"CSTAT\",E$34)","v":571.56131164383555},{"$f":"SUM(B35:E35)","v":614.48011164383558},"Biomass"]
["Coal",{"$f":"GETPIVOTDATA(\"DefMWa\",$A$54,\"RES\",$G36,\"CSTAT\",B$34)","v":0},0,{"$f":"GETPIVOTDATA(\"DefMWa\",$A$54,\"RES\",$G36,\"CSTAT\",D$34)","v":0},{"$f":"K57","v":4061.0299999999997},{"$f":"SUM(B36:E36)","v":4061.0299999999997},"Coal"]
["Hydro (average)",{"$f":"GETPIVOTDATA(\"DefMWa\",$A$54,\"RES\",$G37,\"CSTAT\",B$34)","v":0.47},0,{"$f":"GETPIVOTDATA(\"DefMWa\",$A$54,\"RES\",$G37,\"CSTAT\",D$34)","v":0},{"$f":"GETPIVOTDATA(\"DefMWa\",$A$54,\"RES\",\"Hydro\",\"CSTAT\",\"Operating\")","v":16272.236217632873},16272.706217632873,"Hydro"]
["Natural Gas Baseload",0,0,0,6108,6108,"Natural gas"]
["Natural Gas Peaking",9,0,0,1738,1747]
["Nuclear",{"$f":"GETPIVOTDATA(\"DefMWa\",$A$54,\"RES\",$G40,\"CSTAT\",B$34)","v":0},0,0,1026,1026,"Uranium"]
["Wind",0,241,0,3307.4641333333329,3548.4641333333329,"Wind"]
["Solar",null,40,null,256,296,"Solar"]
["Other",{"$f":"GETPIVOTDATA(\"DefMWa\",$A$54,\"RES\",\"Geothermal\",\"CSTAT\",\"Idle\")+GETPIVOTDATA(\"DefMWa\",$A$54,\"RES\",\"Petroleum\",\"CSTAT\",\"Idle\")+GETPIVOTDATA(\"DefMWa\",$A$54,\"RES\",\"Solar\",\"CSTAT\",\"Idle\")","v":0},0,{"$f":"GETPIVOTDATA(\"DefMWa\",$A$54,\"RES\",\"Geothermal\",\"CSTAT\",\"Standby\")+GETPIVOTDATA(\"DefMWa\",$A$54,\"RES\",\"Petroleum\",\"CSTAT\",\"Standby\")+GETPIVOTDATA(\"DefMWa\",$A$54,\"RES\",\"Solar\",\"CSTAT\",\"Standby\")","v":15.531000000000001},139,154.53100000000001]
["Totals",{"$f":"SUM(B35:B43)","v":52.388799999999996},{"$f":"SUM(C35:C43)","v":281},{"$f":"SUM(D35:D43)","v":15.531000000000001},{"$f":"SUM(E35:E43)","v":33479.291662610041},{"$f":"SUM(F35:F43)","v":33828.211462610045},null,{"$f":"TEXT(F44,\"0,000\")","v":"33,828"}]
[]
[]
[]
["TECH","(All)"]
["STATE","(All)"]
["NERC","WECC"]
["SYEAR","(All)"]
["RDATE","(All)"]
[]
["Sum of DefMWa","CSTAT",null,null,null,null,null,null,null,null,null,null,null,null,"Mwa"]
["RES","Construction","Idle","Operating","Standby","Out of Service","Grand Total",null,"Valmy Total","Non-PNW Valmy","Operating PNW Coal",null,null,"Wind",2225]
["Biomass",null,42.918799999999997,571.56131164383555,null,27.1875,641.66761164383558,null,null,null,null,null,null,"Solar",256]
["Coal",null,null,4280.28,null,null,4280.28,null,438.5,{"$f":"0.5*I57","v":219.25},{"$f":"GETPIVOTDATA(\"DefMWa\",$A$54,\"RES\",\"Coal\",\"CSTAT\",\"Operating\")-J57","v":4061.0299999999997},null,null,"Biomass",614]
["Geothermal",null,null,45.510000000000005,null,null,45.510000000000005,null,null,null,null,null,null,"Geothermal",46]
["Hydro",null,0.47,16272.236217632873,null,null,16272.706217632873]
["Natural gas",null,9.0544999999999991,7846.5640999999978,null,null,7855.618599999998]
["Petroleum",null,null,82.176749999999998,15.531000000000001,null,97.707750000000004]
["Solar",null,null,313.43619342465757,null,null,313.43619342465757]
["Uranium",null,null,1026,null,null,1026,null,null,null,null,null,null,null,"Mwa"]
["Wind",161.024,null,3307.4641333333329,null,null,3468.4881333333328,null,null,null,null,null,null,"Wind",2225]
["Energy Storage",null,null,10.674999999999999,null,null,10.674999999999999,null,null,null,null,null,null,"Solar",256]
["Solar + Storage",null,null,0.81280000000000008,null,null,0.81280000000000008,null,null,null,null,null,null,"Biomass",614]
["Grand Total",161.024,52.443299999999994,33756.716506034696,15.531000000000001,27.1875,34012.902306034703,null,null,null,null,null,null,"Geothermal",46]
[null,null,null,null,null,null,null,null,null,null,null,null,null,"Hydro",16276.976217632871]
[]
[]
[]
[]
["RES","Natural gas"]
["NERC","WECC"]
[]
["Sum of DefMWa","Column Labels"]
["Row Labels","Idle","Operating","Grand Total"]
["CC",null,3860.3748499999997,3860.3748499999997]
["CCCG",null,1968.1675,1968.1675]
["CCICG",null,279.9495,279.9495]
["GT",9.0544999999999991,1001.4549999999999,1010.5094999999999]
["GTaero",null,384.47500000000002,384.47500000000002]
["GTaeroCG",null,4.8000000000000007,4.8000000000000007]
["GTCG",null,11.76,11.76]
["IC",null,300.13425000000007,300.13425000000007]
["ICCG",null,14.080000000000002,14.080000000000002]
["STCG",null,21.368000000000002,21.368000000000002]
["Grand Total",9.0544999999999991,7846.5641000000005,7855.6186000000007]
[]
[]
[]
[]
[]
[]
[]
[]
[]
["RES","Wind"]
["CSTAT","Operating"]
[]
[null,"Values"]
["Row Labels","Sum of DefMWa","Sum of NCap"]
["BPA",26.76,90.6]
["BPA, PNW public, PNW IOU, CA IOU",74,223.6]
["CA IOU",531.44400000000007,1637.9]
["CA Public",288.09199999999998,968]
["Direct Access",64.320000000000007,202]
["Market",92.736000000000018,290]
["OOR - MDU",9.6,30]
["OOR - UAMPS",19,57.6]
["OOR - Unknown",1.0304,3.22]
["PNW IOU",1708.839733333333,5356.1550000000016]
["PNW Public",192.77,665.9]
["PNW Public, BPA",75,300]
["(blank)",56.64,177]
["Direct Access/Market",83.744,262.2]
["Grand Total",3223.9761333333331,10264.175000000001]
[null,{"$f":"SUM(B103:B104,B107:B108,B112:B115)","v":2291.0657333333329},{"$f":"SUM(C103:C104,C107:C108,C112:C115)","v":7305.255000000001}]

{"sheet":"Historical Energy","index":13,"n_rows":114,"n_cols":55,"rows_kept":114,"cut":false,"hidden":false,"merged":[]}
["Back to Navigation"]
["Northwest Power & Conservation Council"]
["POWER PLANTS IN THE PACIFIC NORTHWEST"]
["HISTORICAL ENERGY PRODUCTION"]
[]
[]
[]
[]
[]
[]
[]
[]
[]
[]
[]
[]
[]
[]
[]
[]
[]
[]
[]
[]
[]
[]
[]
[]
[]
[]
[]
[]
[]
[]
[]
[]
["Consolidation table for chart"]
[]
["Resource",2002,{"$f":"B39+1","v":2003},2004,2005,2006,2007,2008,2009,2010,2011,2012,2013,2014,2015,2016,2017,{"$f":"Q39+1","v":2018},2019,null,null,2019,2018,2017,2016,2015,2014,2013,2012,2011,2010,"%",null,null,null,null,null,2002,{"$f":"AL39+1","v":2003},{"$f":"AM39+1","v":2004},2005,2006,2007,2008,{"$f":"AR39+1","v":2009},2010,2011,2012,2013,2014,2015,2016,2017,2018,2019]
["Biomass",233.8,249.9,323.10000000000002,283.47945205479448,311.89052511415525,298.89999999999998,294.5,343.1,395.4,382.2,384.2,426,430.4,442.1,443.2,417.8,416.7,390.6,null,"Biomass",{"$f":"S40","v":390.6},{"$f":"R40","v":416.7},{"$f":"Q40","v":417.8},{"$f":"P40","v":443.2},{"$f":"O40","v":442.1},{"$f":"N40","v":430.4},{"$f":"M40","v":426},{"$f":"L40","v":384.2},{"$f":"VALUE(K40)","v":382.2},{"$f":"VALUE(J40)","v":395.4},{"$f":"V40/$V$50","v":1.1721493004915465E-2},1.3407550822846082E-2,null,null,null,"Biomass",{"$f":"VALUE(B40)","v":233.8},249.9,323.10000000000002,283.47945205479448,311.89052511415525,298.89999999999998,294.5,343.1,395.4,382.2,{"$f":"VALUE(L40)","v":384.2},426,430.4,442.1,443.2,417.8,416.7,390.6]
["Coal",4860.0000000000009,5138.9999999999991,5275.8499999999995,5360.850513698635,4635.183504566211,5333.8,5475.6100000000006,4899.49595890411,{"$f":"J75","v":5390.95},4235.3,3954.3,4707.8999999999996,4641,4275.6000000000004,3742.8,3760.3,3602,4079.8,null,"Coal",{"$f":"S41","v":4079.8},{"$f":"R41","v":3602},{"$f":"Q41","v":3760.3},{"$f":"P41","v":3742.8},{"$f":"O41","v":4275.6000000000004},{"$f":"N41","v":4641},{"$f":"M41","v":4707.8999999999996},{"$f":"L41","v":3954.3},{"$f":"VALUE(K41)","v":4235.3},{"$f":"VALUE(J41)","v":5390.95},0.12243048428431673,0.11322604065827689,null,null,null,"Coal",4860.0000000000009,5138.9999999999991,5275.8499999999995,5360.850513698635,4635.183504566211,5333.8,5475.6100000000006,4899.49595890411,5390.95,4235.3,3954.3,4707.8999999999996,4641,4275.6000000000004,3742.8,3760.3,3602,4079.8]
["Geothermal",null,null,null,0,null,null,9.8000000000000007,8.6999999999999993,8.1999999999999993,7.3,10.4,23.3,29.9,29,29.2,29.5,29.6,32.1,null,"Geothermal",{"$f":"S42","v":32.1},{"$f":"R42","v":29.6},{"$f":"Q42","v":29.5},{"$f":"P42","v":29.2},{"$f":"O42","v":29},{"$f":"N42","v":29.9},{"$f":"M42","v":23.3},{"$f":"L42","v":10.4},{"$f":"VALUE(K42)","v":7.3},{"$f":"VALUE(J42)","v":8.1999999999999993},9.6328705954374402E-4,8.8334946757018414E-4,null,null,null,"Geothermal",0,0,0,0,0,0,9.8000000000000007,8.6999999999999993,8.1999999999999993,7.3,10.4,23.3,29.9,29,29.2,29.5,29.6,32.1]
["Hydro",14658.5,13355.2,13426.6,13058.4730593607,15317.099657534245,14223.8,14362,14355.7,13407.1,18279.3,17255.5,14769.3,15434.3,14080.5,15125.9,16268,15875.7,13358.6,null,"Hydro",{"$f":"S43","v":13358.6},{"$f":"R43","v":15875.7},{"$f":"Q43","v":16268},{"$f":"P43","v":15125.9},{"$f":"O43","v":14080.5},{"$f":"N43","v":15434.3},{"$f":"M43","v":14769.3},{"$f":"L43","v":17255.5},{"$f":"VALUE(K43)","v":18279.3},{"$f":"VALUE(J43)","v":13407.1},0.4008774614835221,0.4575840997095838,null,null,null,"Hydro",14658.5,13355.2,13426.6,13058.4730593607,15317.099657534245,14223.8,14362,14355.7,13407.1,18279.3,17255.5,14769.3,15434.3,14080.5,15125.9,16268,15875.7,13358.6]
["Natural gas baseload",1688.2,2014.2,2656.9,2548.8000000000002,2329.6999999999998,2665.3,3274,3359.6,3146.1,1647.63,2170.6,3286.7,3004.87,3211.5,3301.5,3246.4,3556.5,4502.6000000000004,null,"Natural Gas",{"$f":"S44+S45","v":4727.5},{"$f":"R44+R45","v":3689.2},{"$f":"Q44+Q45","v":3362.8},{"$f":"P44+P45","v":3439.5},{"$f":"O44+O45","v":3394.14},{"$f":"N44+N45","v":3090.5899999999997},{"$f":"M44+M45","v":3404.45},{"$f":"L44+L45","v":2244.6999999999998},{"$f":"K44+K45","v":1720.2700000000002},{"$f":"J44+J45","v":3180.6},0.14186727644838162,0.10405070183930303,null,null,null,"Natural Gas",{"$f":"SUM(B44:B45)","v":1702.3},2021.1000000000001,2670.1,2551.7000000000003,2340.3999999999996,2698.2000000000003,3293.7,3412.7999999999997,3180.6,1720.2700000000002,2244.6999999999998,3404.45,3090.5899999999997,3394.14,3439.5,3362.8,3689.2,4727.5]
["Natural gas peaking",14.1,6.9,13.2,2.9,10.7,32.9,19.7,53.2,34.5,72.64,74.099999999999994,117.75,85.72,182.64,138,116.4,132.69999999999999,224.9,null,"Nuclear",{"$f":"S46","v":1012.2},{"$f":"R46","v":1108.3},{"$f":"Q46","v":927.9},{"$f":"P46","v":1098.8},{"$f":"O46","v":931.6},{"$f":"N46","v":1084.2},{"$f":"M46","v":965.9},{"$f":"L46","v":1065.5},{"$f":"VALUE(K46)","v":548.70000000000005},{"$f":"VALUE(J46)","v":1054.9000000000001},3.0375051765426098E-2,3.3240561471442408E-2,null,null,null,"Nuclear",{"$f":"VALUE(B46)","v":1032.9000000000001},869.3,1022.5,940.89874429223744,1064.8718036529681,925.6,1056.2,757.3,1054.9000000000001,548.70000000000005,{"$f":"VALUE(L46)","v":1065.5},965.9,1084.2,931.6,1098.8,927.9,1108.3,1012.2]
["Nuclear",1032.9000000000001,869.3,1022.5,940.89874429223744,1064.8718036529681,925.6,1056.2,757.3,1054.9000000000001,548.70000000000005,1065.5,965.9,1084.2,931.6,1098.8,927.9,1108.3,1012.2,null,"Wind",{"$f":"S47","v":2443.4},{"$f":"R47","v":2657.6},{"$f":"Q47","v":2421.3000000000002},{"$f":"P47","v":2687.4},{"$f":"O47","v":2408.9},{"$f":"N47","v":2647.9},{"$f":"M47","v":2560.6},{"$f":"L47","v":2006.6},{"$f":"VALUE(K47)","v":1668},{"$f":"VALUE(J47)","v":1129.7},7.3323850507451216E-2,8.1298402710551818E-2,null,null,null,"Wind",112.6,142.69999999999999,152,113.67420091324202,327.14942922374428,482.6,749.9,922.7,1129.7,1668,2006.6,2560.6,2647.9,2408.9,2687.4,2421.3000000000002,2657.6,2443.4]
["Wind",112.6,142.69999999999999,152,113.67420091324202,327.14942922374428,482.6,749.9,922.7,1129.7,1668,2006.6,2560.6,2647.9,2408.9,2687.4,2421.3000000000002,2657.6,2443.4,null,"Petroleum & Pet Coke",{"$f":"S48","v":52.5},{"$f":"R48","v":50.6},{"$f":"Q48","v":52.4},{"$f":"P48","v":51.6},{"$f":"O48","v":57.1},{"$f":"N48","v":46.2},{"$f":"M48","v":51.2},{"$f":"L48","v":53.2},{"$f":"VALUE(K48)","v":50.8},{"$f":"VALUE(J48)","v":45.6},1.5754694899079926E-3,1.560987415295257E-3,null,null,null,"Petroleum & Pet Coke",39.700000000000003,43.5,49.4,47.098515981735154,47,47,46.3,54.8,45.6,50.8,53.2,51.2,46.2,57.1,51.6,52.4,50.6,52.5]
["Petroleum & Pet Coke",39.700000000000003,43.5,49.4,47.098515981735154,47,47,46.3,54.8,45.6,50.8,53.2,51.2,46.2,57.1,51.6,52.4,50.6,52.5,null,"Energy Efficiency",{"$f":"BC48","v":7078},6861,6633,6425,{"$f":"AY48","v":6224.4473441515811},{"$f":"AX48","v":5915.5662879806359},{"$f":"AW48","v":5621.576952701047},{"$f":"AV48","v":5314.3858667747554},{"$f":"AU48","v":5028.7776691137769},4710,0.21240329618226231,0.19451839303000973,null,null,null,"Energy Efficiency",2470.9545597958609,2685.8802007613067,2908.8682689762372,3152.55816892028,3406.6272267222957,3724.476182843332,4070.8781904750781,4414.7513469103542,4710.2160681418572,5028.7776691137769,5314.3858667747554,5621.576952701047,5915.5662879806359,6224.4473441515811,6431,6633,6861,7078]
["Solar",null,null,null,null,null,null,null,null,null,null,0.7,2.2999999999999998,2.2999999999999998,2.4,7.6,76,132.4,148.69999999999999,null,"Solar",{"$f":"S49","v":148.69999999999999},{"$f":"R49","v":132.4},{"$f":"Q49","v":76},{"$f":"P49","v":7.6},{"$f":"O49","v":2.4},{"$f":"M49","v":2.2999999999999998},2.2999999999999998,0.7,null,null,4.4623297742727329E-3,2.2991287512100681E-4,null,null,null,"Solar",null,null,null,null,null,null,null,null,null,null,{"$f":"L49","v":0.7},2.2999999999999998,2.2999999999999998,2.4,7.6,76,132.4,148.69999999999999]
["Total",{"$f":"SUM(B40:B48)","v":22639.800000000003},21820.7,22919.550000000003,22356.174486301348,24043.594920091324,24009.899999999998,{"$f":"SUM(H40:H48)","v":25288.010000000002},24754.595958904109,{"$f":"SUM(J40:J48)","v":24612.45},{"$f":"SUM(K40:K48)","v":26891.87},{"$f":"SUM(L40:L49)","v":26975.1},26910.95,27406.79,25621.34,26625.999999999996,27316.000000000004,27562.1,26245.400000000009,null,null,{"$f":"SUM(V40:V49)","v":33323.4},{"$f":"SUM(W40:W49)","v":34423.1},{"$f":"SUM(X40:X49)","v":33949},{"$f":"SUM(Y40:Y49)","v":33050.999999999993},{"$f":"SUM(Z40:Z49)","v":31845.78734415158},33322.356287980641,32532.52695270105,32289.485866774758,31920.647669113776,29322.45,{"$f":"SUM(AF40:AF49)","v":0.99999999999999989},null,null,null,null,null,{"$f":"SUM(AL40:AL49)","v":25110.754559795863},{"$f":"SUM(AM40:AM49)","v":24506.580200761302},25828.418268976238,25508.732655221629,27450.222146813616,27734.376182843331,29358.888190475082,29169.347305814463,29322.666068141858,31920.647669113776,32289.485866774758,32532.52695270105,33322.356287980641,31845.78734415158,33056.999999999993,{"$f":"SUM(BA40:BA49)","v":33949},{"$f":"SUM(BB40:BB49)","v":34423.1},{"$f":"SUM(BC40:BC49)","v":33323.4}]
[]
["Pivot Table",null,null,null,null,{"$f":"F47/F50","v":1.3606510603386163E-2},2.0100042065981118E-2,2.9654369798177076E-2,3.7273886494928202E-2,4.5899534585138825E-2,6.2026181146941438E-2,7.4387119973605295E-2,9.5150858665338831E-2,9.6614744010517103E-2,9.4019282363842022E-2,0.10093142041613462,8.864035729975106E-2,9.6422261003334286E-2,9.309821911649277E-2]
[null,null,null,null,null,null,null,null,null,null,null,null,null,null,null,null,null,null,null,null,null,null,null,null,null,null,null,null,null,null,null,null,null,null,null,null,null,2002,{"$f":"AL53+1","v":2003},2004,2005,2006,2007,2008,2009,2010,2011,2012,2013,2014,2015,2016,2017,2018,2019]
["BA","(All)",null,null,null,null,null,null,null,null,null,null,null,null,null,null,null,null,null,null,null,null,null,null,null,null,null,null,null,null,null,null,null,null,null,null,"Biomass",{"$f":"AL40/$AL$50","v":9.3107516718884571E-3},{"$f":"AM40/$AM$50","v":1.0197261223425895E-2},{"$f":"AN40/$AN$50","v":1.2509476834208274E-2},{"$f":"AO40/$AO$50","v":1.1113035519495568E-2},{"$f":"AP40/$AP$50","v":1.1362040111954397E-2},{"$f":"AQ40/$AQ$50","v":1.0777238976981263E-2},{"$f":"AR40/$AR$50","v":1.0031033807865544E-2},{"$f":"AS40/$AS$50","v":1.1762347521969006E-2},{"$f":"AT40/$AT$50","v":1.3484449165745862E-2},{"$f":"AU40/$AU$50","v":1.1973441264784059E-2},{"$f":"AV40/$AV$50","v":1.1898610017675573E-2},{"$f":"AW40/$AW$50","v":1.3094586861308382E-2},{"$f":"AX40/$AX$50","v":1.2916253469003483E-2},{"$f":"AY40/$AY$50","v":1.3882526917055197E-2},{"$f":"AZ40/$AZ$50","v":1.3407145233989778E-2},{"$f":"BA40/$BA$50","v":1.2306695337123332E-2},{"$f":"BB40/$BB$50","v":1.2105243281401152E-2},{"$f":"BC40/$BC$50","v":1.1721493004915465E-2}]
["STATE","(All)",null,null,null,null,null,null,null,null,null,null,null,null,null,null,null,null,null,null,null,null,null,null,null,null,null,null,null,null,null,null,null,null,null,null,"Coal",0.19354257110940079,0.20969878122123115,0.20426531524530397,0.21015746200159696,0.16885777753548187,0.1923172875725081,0.18650604084443687,0.16796728111662171,0.18384924438562888,0.13268214492082661,0.12246401247499876,0.14471362789754397,0.13927586512464027,0.13425951614241394,0.1132226154823487,0.11076320362897288,0.10463903599617699,{"$f":"BC41/$BC$50","v":0.12243048428431673}]
["TECH","(All)",null,null,null,null,null,null,null,null,null,null,null,null,null,null,null,null,null,null,null,null,null,null,null,null,null,null,null,null,null,null,null,null,null,null,"Geothermal",0,0,0,0,0,0,3.3380010633983818E-4,2.98258302072662E-4,2.7964715012421867E-4,2.2869210160367251E-4,3.2208626804743876E-4,7.1620627668658526E-4,8.9729548959852263E-4,9.1063849942230415E-4,8.8332274556069833E-4,8.6895048455035498E-4,8.5988769169540228E-4,9.6328705954374402E-4]
["NERC","WECC",null,null,null,null,null,null,null,null,null,null,null,null,null,null,null,null,null,null,null,null,null,null,null,null,null,null,null,null,null,null,null,null,null,null,"Hydro",0.58375386391093642,0.54496383789954983,0.51983825955487717,0.51192167152559953,0.55799547178936881,0.51285811897218503,0.48918746196456686,0.492150196214312,0.45722650078419669,0.57264815518411105,0.53439996137428647,0.45398563786554436,0.46318153094014974,0.44214639279709494,0.45757025743412905,0.47918937229373471,0.46119321037326683,0.4008774614835221]
[null,null,null,null,null,null,null,null,null,null,null,null,null,null,null,null,null,null,null,null,null,null,null,null,null,null,null,null,null,null,null,null,null,null,null,null,"Natural Gas",6.7791670534883317E-2,8.2471727325594546E-2,0.10337837850516716,0.10003240986092926,8.5259783599662783E-2,9.7287207118403649E-2,0.11218749084199232,0.11699953256477941,0.10846899093720609,5.3892076935034214E-2,6.9517985181354394E-2,0.10464757333328949,9.2748243050110299E-2,0.10658050194583515,0.1040475542245213,9.9054464049014704E-2,0.10717221865549588,0.14186727644838162]
[null,"Data",null,null,null,null,null,null,null,null,null,null,null,null,null,null,null,null,null,null,null,null,null,null,null,null,null,null,null,null,null,null,null,null,null,null,"Nuclear",4.1133769896893012E-2,3.547210556832385E-2,3.9588177229891545E-2,3.6885358320599901E-2,3.8792830089230332E-2,3.3373745055516421E-2,3.5975476766952758E-2,2.5962185305704245E-2,3.5975582764151019E-2,1.7189500842456865E-2,3.2998357558129424E-2,2.9690285092342176E-2,3.2536714709789909E-2,2.9253476760752364E-2,3.3239555918564909E-2,2.7332174732687266E-2,3.2196402996824809E-2,3.0375051765426098E-2]
["RES","Sum of 2002MWa","Sum of 2003MWa","Sum of 2004MWa","Sum of 2005MWa","Sum of 2006MWa","Sum of 2007MWa","Sum of 2008MWa","Sum of 2009MWa","Sum of 2010MWa","Sum of 2011MWa","Sum of 2012MWa","Sum of 2013MWa","Sum of 2014MWa","Sum of 2015MWa","Sum of 2016MWa","Sum of 2017MWa","Sum of 2018MWa","Sum of 2019MWa",null,null,null,null,null,null,null,null,null,null,null,null,null,null,null,null,null,"Wind",4.484134466444141E-3,5.8229258766821727E-3,5.8849906493335111E-3,4.4562857139816767E-3,1.1917915544509331E-2,1.7400787990268177E-2,2.5542520382065777E-2,3.1632521301430488E-2,3.8526510426259743E-2,5.2254578832181611E-2,6.2144067833076015E-2,7.870891811517898E-2,7.9463168124010983E-2,7.5642657974427194E-2,8.1295943370541815E-2,7.1321688414975409E-2,7.7203970589516918E-2,7.3323850507451216E-2]
["Biomass",233.79999999999998,249.94000000000003,323.08515981735155,283.47945205479454,311.89052511415525,298.89999999999998,294.51999999999987,350.51,405.95,392.59000000000009,393.59999999999997,435.99000000000018,445.35999999999996,442.05,443.2,417.8,416.7,390.6,null,null,null,null,null,null,null,null,null,null,null,null,null,null,null,null,null,"Petroleum & Pet Coke",1.5809958998031298E-3,1.7750334662626106E-3,1.9126219610333911E-3,1.8463683248526306E-3,1.7121901509076019E-3,1.6946478150489108E-3,1.5770351962790311E-3,1.8786844774232043E-3,1.5551109811785821E-3,1.5914464056803511E-3,1.6475951403965138E-3,1.5738095007018526E-3,1.3864565759013963E-3,1.7930158040349506E-3,1.5609401942100012E-3,1.5434917081504609E-3,1.4699431486414646E-3,1.5754694899079926E-3]
["Coal",4979.3000000000011,5273.6999999999989,5504.7999999999993,5586.4256849315116,4837.8618721461198,5527.4000000000005,5672.579999999999,5087.5309589041099,5554.4,4337.18,4042.5000000000005,4846.33,4794.17,4351.2669999999998,3792.1,3791.7999999999993,3681.1,4176.7,null,null,null,null,null,null,null,null,null,null,null,null,null,null,null,null,null,"Energy Efficiency",9.8402242509750701E-2,0.10959832741893009,0.11262278002018496,0.12358740873294434,0.12410199117888496,0.1342909664990885,0.13865914008950089,0.15134899319568734,0.16063396340550892,0.15753996351332156,0.16458564526860905,0.17279865658373977,0.17752544978682608,0.1954559099728049,0.19454275947605656,0.19538130725500014,0.19931383286223497,0.21240329618226231]
["Geothermal",null,null,null,null,null,null,9.77,8.67,8.1999999999999993,7.25,10.4,23.330000000000002,29.94,29.035000000000004,29.2,29.5,29.6,32.1,null,null,null,null,null,null,null,null,null,null,null,null,null,null,null,null,null,"Solar",0,0,0,0,0,0,0,0,0,0,2.1678883426269914E-5,7.0698473664341033E-5,6.9022729969117126E-5,7.536318615908724E-5,2.2990592007744203E-4,2.238652095790745E-3,3.846254404745651E-3,4.4623297742727329E-3]
["Hydro",14658.500000000005,13356.600000000006,13428.100000000004,13060.073059360731,15318.799657534259,14223.799999999997,14362.019999999991,14355.710000000006,13407.109999999999,18279.320000000007,17252.199999999997,14769.329999999994,15435.700000000006,14080.471000000003,15125.916985999993,16268.059999999996,15875.699999999997,13358.599999999997,null,null,null,null,null,null,null,null,null,null,null,null,null,null,null,null,null,null,{"$f":"SUM(AL54:AL63)","v":1},{"$f":"SUM(AM54:AM63)","v":1.0000000000000002},1,1,1,1,0.99999999999999989,1,1,0.99999999999999989,1,0.99999999999999989,0.99999999999999989,1,1.0000000000000002,{"$f":"SUM(BA54:BA63)","v":1},{"$f":"SUM(BB54:BB63)","v":0.99999999999999989}]
["Natural gas",1702.3,2021.0999999999995,2670.1220319634699,2551.5582191780823,2340.4198630137003,2697.8999999999996,3297.67,3410.2599999999993,3174.6899999999991,1714.6000000000006,2240,3429.22,3080.190000000001,3399.4889999999996,3445.5999999999995,3368.4999999999995,3692.7999999999993,4727.5000000000009]
["Petroleum",39.700000000000003,43.5,49.4,47.098515981735169,46.699771689497744,47,46.279999999999994,54.769999999999996,45.580000000000005,50.75,53.199999999999996,51.23,46.23,57.127000000000002,51.6,52.4,50.6,52.5,null,null,null,null,null,null,null,null,null,null,null,null,null,null,null,null,null,"Coal",{"$f":"AL41/(AL41+AL44)","v":0.74059399905520928},0.71772740604181495,0.6639671782480383,0.67751232733587485,0.66448684924093071,0.66406872509960158,0.62440602510345733,0.5894275159507264,0.62893525675052941,0.71114939460034887,0.63789320858202936,0.58033738682379332,0.60026462862102103,0.55746348637633092,0.52111440624869476,0.52790217742275136,0.49402018872064957,{"$f":"BC41/(BC41+BC44)","v":0.4632293665482044}]
["Solar",null,null,null,null,null,null,null,null,null,0.01,0.7,2.34,2.25,2.3609999999999998,7.5999999999999988,75.999999999999986,132.40000000000003,148.70000000000002,null,null,null,null,null,null,null,null,null,null,null,null,null,null,null,null,null,"Natural Gas",{"$f":"AL44/(AL41+AL44)","v":0.25940600094479066},0.28227259395818499,0.33603282175196175,0.32248767266412509,0.33551315075906923,0.33593127490039842,0.3755939748965425,0.41057248404927371,0.37106474324947064,0.28885060539965107,0.36210679141797059,0.41966261317620668,0.39973537137897891,0.44253651362366914,0.47888559375130529,0.47209782257724869,0.50597981127935043,{"$f":"BC44/(BC41+BC44)","v":0.53677063345179576}]
["Unknown",null,null,null,0,0,null,null,null,null,null,null,null,null,null,null,null,null,null,null,null,null,null,null,null,null,null,null,null,null,null,null,null,null,null,null,null,{"$f":"SUM(AL66:AL67)","v":1},{"$f":"SUM(AM66:AM67)","v":1},1,1,1,1,0.99999999999999978,1,1,1,1,1,1,1,1,1,1,1.0000000000000002]
["Uranium",1032.9000000000001,869.3,1022.5,940.89874429223698,1064.8718036529699,925.6,1056.2,757.31,1054.92,548.66,1065.5,965.86,1084.17,931.61,1098.8,927.9,1108.3,1012.2]
["Wind",115,145.5,152,113.67420091324205,333.06552511415515,482.56803652968051,749.87999999999988,922.67,1129.72,1667.97,2006.6000000000004,2560.6099999999997,2647.8900000000008,2408.8830000000003,2687.3999999999996,2421.302999999999,2657.6000000000004,2443.4]
["Energy Storage",null,null,null,null,null,null,5.56,6,null,null,null,null,null,null,null,-0.2,-0.2,-0.1]
["Solar + Storage"]
["Grand Total",22761.500000000007,21959.640000000003,23150.007191780827,22583.207876712335,24253.609018264859,24203.168036529678,25494.479999999992,24953.430958904115,24780.57,26998.330000000009,27064.699999999997,27084.239999999998,27565.900000000009,25702.293000000009,26681.416985999989,27353.062999999998,27644.599999999995,26342.2,null,null,null,null,null,null,null,null,null,null,null,null,null,null,null,null,null,null,null,null,null,null,null,2019]
["Valmy (MWa)",238.6,269.39999999999998,457.9,451.150342465753,405.35673515981699,387.2,404.22,385.73,326.89999999999998,212.5,185.9,288.8,314.60000000000002,162.69999999999999,110.8,74.5,165.5,193.9,null,null,null,null,null,null,null,null,null,null,null,null,null,null,null,null,null,null,null,null,null,null,"Biomass",390.6,{"$f":"AQ74/$AQ$83","v":1.4882607999878072E-2}]
["Coal less SPP share of Valmy",{"$f":"GETPIVOTDATA(\"Sum of 2002MWa\",$A$59,\"RES\",\"Coal\")-(0.5*B74)","v":4860.0000000000009},{"$f":"GETPIVOTDATA(\"Sum of 2003MWa\",$A$59,\"RES\",\"Coal\")-(0.5*C74)","v":5138.9999999999991},{"$f":"GETPIVOTDATA(\"Sum of 2004MWa\",$A$59,\"RES\",\"Coal\")-(0.5*D74)","v":5275.8499999999995},{"$f":"GETPIVOTDATA(\"Sum of 2005MWa\",$A$59,\"RES\",\"Coal\")-(0.5*E74)","v":5360.850513698635},{"$f":"GETPIVOTDATA(\"Sum of 2006MWa\",$A$59,\"RES\",\"Coal\")-(0.5*F74)","v":4635.183504566211},{"$f":"GETPIVOTDATA(\"Sum of 2007MWa\",$A$59,\"RES\",\"Coal\")-(0.5*G74)","v":5333.8},{"$f":"GETPIVOTDATA(\"Sum of 2008MWa\",$A$59,\"RES\",\"Coal\")-(0.5*H74)","v":5470.4699999999993},{"$f":"GETPIVOTDATA(\"Sum of 2009MWa\",$A$59,\"RES\",\"Coal\")-(0.5*I74)","v":4894.6659589041101},{"$f":"GETPIVOTDATA(\"Sum of 2010MWa\",$A$59,\"RES\",\"Coal\")-(0.5*J74)","v":5390.95},{"$f":"GETPIVOTDATA(\"Sum of 2011MWa\",$A$59,\"RES\",\"Coal\")-(0.5*K74)","v":4230.93},{"$f":"GETPIVOTDATA(\"Sum of 2012MWa\",$A$59,\"RES\",\"Coal\")-(0.5*L74)","v":3949.5500000000006},{"$f":"GETPIVOTDATA(\"Sum of 2013MWa\",$A$59,\"RES\",\"Coal\")-(0.5*M74)","v":4701.93},{"$f":"GETPIVOTDATA(\"Sum of 2014MWa\",$A$59,\"RES\",\"Coal\")-(0.5*N74)","v":4636.87},{"$f":"GETPIVOTDATA(\"Sum of 2015MWa\",$A$59,\"RES\",\"Coal\")-(0.5*O74)","v":4269.9169999999995},{"$f":"GETPIVOTDATA(\"Sum of 2016MWa\",$A$59,\"RES\",\"Coal\")-(0.5*P74)","v":3736.7},{"$f":"GETPIVOTDATA(\"Sum of 2017MWa\",$A$59,\"RES\",\"Coal\")-(0.5*Q74)","v":3754.5499999999993},{"$f":"GETPIVOTDATA(\"Sum of 2018MWa\",$A$59,\"RES\",\"Coal\")-(0.5*R74)","v":3598.35},{"$f":"GETPIVOTDATA(\"Sum of 2019MWa\",$A$59,\"RES\",\"Coal\")-(S74*0.5)","v":4079.75},null,null,null,null,null,null,null,null,null,null,null,null,null,null,null,null,null,null,null,null,null,null,"Coal",4079.8,0.15544819282617142]
[null,null,null,null,null,null,null,null,null,null,null,null,null,null,null,null,null,null,null,null,null,null,null,null,null,null,null,null,null,null,null,null,null,null,null,null,null,null,null,null,null,"Geothermal",32.1,1.2230714715721609E-3]
[null,null,null,null,null,null,null,null,null,null,null,null,null,null,null,null,null,null,null,null,null,null,null,null,null,null,null,null,null,null,null,null,null,null,null,null,null,null,null,null,null,"Hydro",13358.6,0.50898824174903023]
["BA","(All)",null,null,null,null,null,null,null,null,null,null,null,null,null,null,null,null,null,null,null,null,null,null,null,null,null,null,null,null,null,null,null,null,null,null,null,null,null,null,null,"Natural Gas",4727.5,0.18012680317312746]
["STATE","(All)",null,null,null,null,null,null,null,null,null,null,null,null,null,null,null,null,null,null,null,null,null,null,null,null,null,null,null,null,null,null,null,null,null,null,null,null,null,null,null,"Nuclear",1012.2,3.8566758365275434E-2]
["NERC","WECC",null,null,null,null,null,null,null,null,null,null,null,null,null,null,null,null,null,null,null,null,null,null,null,null,null,null,null,null,null,null,null,null,null,null,null,null,null,null,null,"Wind",2443.4,9.3098219116492784E-2]
["RES","Natural gas",null,null,null,null,null,null,null,null,null,null,null,null,null,null,null,null,null,null,null,null,null,null,null,null,null,null,null,null,null,null,null,null,null,null,null,null,null,null,null,"Petroleum & Pet Coke",52.5,2.0003505376180201E-3]
[null,null,null,null,null,null,null,null,null,null,null,null,null,null,null,null,null,null,null,null,null,null,null,null,null,null,null,null,null,null,null,null,null,null,null,null,null,null,null,null,null,"Solar",148.69999999999999,5.6657547608342778E-3]
[null,"Values",null,null,null,null,null,null,null,null,null,null,null,null,null,null,null,null,null,null,null,null,null,null,null,null,null,null,null,null,null,null,null,null,null,null,null,null,null,null,null,null,{"$f":"SUM(AQ74:AQ82)","v":26245.400000000005},{"$f":"SUM(AR74:AR82)","v":0.99999999999999989}]
["Row Labels","Sum of 2002MWa","Sum of 2003MWa","Sum of 2004MWa","Sum of 2005MWa","Sum of 2006MWa","Sum of 2007MWa","Sum of 2008MWa","Sum of 2009MWa","Sum of 2010MWa","Sum of 2011MWa","Sum of 2012MWa","Sum of 2013MWa","Sum of 2014MWa","Sum of 2015MWa","Sum of 2016MWa","Sum of 2017MWa","Sum of 2018MWa","Sum of 2019MWa"]
["CC",369.19999999999993,414.5,897.30000000000007,898.54360730593578,897.1245433789959,1180.5999999999999,1607.8899999999999,1702.71,1617.08,739.34,998.3,1853.3600000000001,1676.5700000000002,2060.2600000000002,1974.6999999999996,2051.6,2147.7000000000003,2753.4]
["CCCG",1035.5,1336.5,1540.2000000000003,1444.1695205479457,1240.7202054794529,1345.6000000000001,1507.3000000000002,1417.4199999999998,1359.2400000000002,740.12,1004.2,1272.03,1146.51,976.93000000000006,1159.3,1045.4000000000001,1264.2000000000003,1572.3]
["CCICG",233.2,212.5,170.9,164.21004566209999,141.9702054794524,136.5,127.93,157.05000000000001,140.13,134.99,135.6,151.34,139.58000000000001,148.32999999999998,141.5,130.5,125.6,154.80000000000001]
["FCCG"]
["GT",13.1,5.0999999999999996,12.322031963470319,2.0052511415525118,9.0172374429223687,31,10.690000000000001,37.550000000000004,30.339999999999996,29.470000000000002,27.6,54.38000000000001,27.930000000000003,80.599999999999994,73.099999999999994,46,69.599999999999994,122.6]
["GTaero",0,0.4,0.1,0.168036529680365,0.76141552511415578,0.30000000000000004,2.0100000000000002,4.8899999999999997,0.79999999999999993,40.880000000000003,43.199999999999996,56.46,51.35,52.481999999999999,35.6,36.200000000000003,30.2,35.700000000000003]
["GTaeroCG",50.3,50.3,48.4,41.686301369863003,47.523972602739697,null,12.6,45.54]
["GTCG",null,null,null,null,null,null,7.38,13.29,8.3000000000000007,13.620000000000001,13.899999999999999,14.31,13.27,13.54,11.6,4.5999999999999996,5,5]
["IC",1,1.8,0.9,0.77545662100456603,0.89132420091324205,1.6,6.9600000000000009,10.79,3.4000000000000004,2.29,3.3000000000000003,6.91,6.4399999999999995,49.182000000000002,29.3,34.200000000000003,32.9,66.599999999999994]
["ICCG"]
["ST",null,null,null,0,0]
["STCG",null,null,null,0,2.4109589041095898,2.2999999999999998,14.91,21.02,15.4,13.89,13.9,20.43,18.54,18.164999999999999,20.5,20,17.600000000000001,17.100000000000001]
["Grand Total",1702.2999999999997,2021.1,2670.1220319634708,2551.5582191780818,2340.4198630137007,2697.9,3297.67,3410.26,3174.690000000001,1714.6000000000001,2240,3429.2200000000003,3080.1899999999996,3399.489,3445.5999999999995,3368.4999999999995,3692.8,4727.5000000000009]
[null,null,null,null,null,null,null,null,null,null,null,null,null,null,null,null,null,null,null,null,null,null,null,null,null,null,null,null,null,null,null,null,null,null,2002,{"$f":"AI98+1","v":2003},2004,2005,2006,2007,2008,2009,2010,2011,2012,2013,2014,2015,2016,2017,2018,2019]
[null,null,null,null,null,null,null,null,null,null,null,null,null,null,null,null,null,null,null,null,null,null,null,null,null,null,null,null,null,null,null,null,null,"Natural Gas",1702.3,2021.0999999999995,2670.1220319634699,2551.5582191780823,2340.4198630137003,2697.8999999999996,3292.53,3405.4299999999994,3169.9899999999989,1710.2700000000004,2235.3000000000002,3423.2899999999995,3075.6300000000006,3393.8139999999999,3439.4999999999991,3362.7999999999997,3689.1999999999989,4727.5]
[null,null,null,null,null,null,null,null,null,null,null,null,null,null,null,null,null,null,null,null,null,null,null,null,null,null,null,null,null,null,null,null,null,"Coal",4860.0000000000009,5138.9999999999991,5275.8499999999995,5360.850513698635,4635.183504566211,5333.8,5475.6100000000006,4899.49595890411,5395.65,4235.3,3954.3,4707.8999999999996,4641,4275.6000000000004,3742.8,3760.3,3602,4079.8]
[]
[]
[null,null,null,null,null,null,null,null,null,null,null,null,null,null,null,null,null,null,null,null,null,null,null,null,null,null,null,null,null,null,null,null,null,"Generation (aMW)"]
[null,null,null,null,null,null,null,null,null,null,null,null,null,null,null,null,null,null,null,null,null,null,null,null,null,null,null,null,null,null,null,null,null,null,2002,{"$f":"AI104+1","v":2003},2004,2005,2006,2007,2008,2009,2010,2011,2012,2013,2014,2015,2016,2017,2018,2019]
[null,null,null,null,null,null,null,null,null,null,null,null,null,null,null,null,null,null,null,null,null,null,null,null,null,null,null,null,null,null,null,null,"aMW","CCCT (aMW)",1688.2,2014.2,2656.9,2548.8000000000002,2329.6999999999998,2665.3,3274,3359.6,3146.1,1647.63,2170.6,3286.7,3004.87,3211.5,3301.5,3246.4,3556.5,4502.6000000000004]
[null,null,null,null,null,null,null,null,null,null,null,null,null,null,null,null,null,null,null,null,null,null,null,null,null,null,null,null,null,null,null,null,"aMW","Gas Peaker (aMW)",14.1,6.9,13.2,2.9,10.7,32.9,19.7,53.2,34.5,72.64,74.099999999999994,117.75,85.72,182.64,138,116.4,132.69999999999999,224.9]
[null,null,null,null,null,null,null,null,null,null,null,null,null,null,null,null,null,null,null,null,null,null,null,null,null,null,null,null,null,null,null,null,"MW","CCCT (MW)",2765.5,3704.2,4584.7999999999993,4865.0999999999995,4865.0999999999995,4865.0999999999995,5264.0999999999995,6233.0999999999995,6233.0999999999995,6233.0999999999995,6233.0999999999995,6233.0999999999995,6233.0999999999995,6233.0999999999995,6673.0999999999995,6673.0999999999995,6673.0999999999995,6673.0999999999995]
[null,null,null,null,null,null,null,null,null,null,null,null,null,null,null,null,null,null,null,null,null,null,null,null,null,null,null,null,null,null,null,null,"MW","Gas Peaker (MW)",1186.1499999999999,1334.1499999999999,1377.1499999999999,1377.1499999999999,1553.8999999999999,1608.8,1608.8,1778.8,1778.8,1869.8,2019.8,2019.8,2239.8000000000002,2239.8000000000002,2239.8000000000002,2239.8000000000002,2239.8000000000002,2239.8000000000002]
[]
[]
[]
[null,null,null,null,null,null,null,null,null,null,null,null,null,null,null,null,null,null,null,null,null,null,null,null,null,null,null,null,null,null,null,null,null,null,2002,2003,2004,2005,2006,2007,2008,2009,2010,2011,2012,2013,2014,2015,2016,2017,2018,2019]
[null,null,null,null,null,null,null,null,null,null,null,null,null,null,null,null,null,null,null,null,null,null,null,null,null,null,null,null,null,null,null,null,null,"CCCT CF",{"$f":"AI105/AI107","v":0.61045018983908883},{"$f":"AJ105/AJ107","v":0.54376113600777498},0.57950183214098772,0.52389467842387627,0.47885963289552119,0.54784074325296506,0.62194867118785746,0.53899343825704704,0.50474081917504932,0.26433556336333452,0.3482376345638607,0.52729781328712844,0.4820827517607611,0.51523319054723982,0.49474756859630459,0.48649053663215003,0.53296069293132131,{"$f":"AZ105/AZ107","v":0.67473887698371082}]
[null,null,null,null,null,null,null,null,null,null,null,null,null,null,null,null,null,null,null,null,null,null,null,null,null,null,null,null,null,null,null,null,null,"Gas Peaker CF",{"$f":"AI106/AI108","v":1.1887198077814781E-2},{"$f":"AJ106/AJ108","v":5.171832252745194E-3},9.5850125258686424E-3,2.1057982064408383E-3,6.8858999935645796E-3,2.0450024863252113E-2,1.2245151665837891E-2,2.9907803013267373E-2,1.9395097818754217E-2,3.8849074767354795E-2,3.6686800673333991E-2,5.8297851272403209E-2,3.8271274220912581E-2,8.1542994910259833E-2,6.1612643986070179E-2,5.1968925796946154E-2,5.9246361282257333E-2,{"$f":"AZ106/AZ108","v":0.10041075095990713}]

{"sheet":"Adds & Retirements - Capacity","index":14,"n_rows":121,"n_cols":39,"rows_kept":121,"cut":false,"hidden":false,"merged":[]}
["Back to Navigation"]
["Northwest Power & Conservation Council"]
["POWER PLANTS IN THE PACIFIC NORTHWEST"]
["ANNUAL ADDITIONS & RETIREMENTS: INSTALLED CAPACITY"]
[]
[]
[]
[]
[]
[]
[]
[]
[]
[]
[]
[]
[]
[]
[]
[]
[]
[]
[]
[]
[]
[]
[]
[]
[]
[]
[]
[]
[]
[]
[]
[]
[]
[]
[]
[]
[]
[]
[]
[]
[]
[]
[]
["Consolidation tables for charts below pivot tables"]
["Pivot Table for Additions"]
[]
["STATE","(All)"]
["CSTAT","(Multiple Items)"]
["NERC","WECC"]
["TECH","(All)"]
[]
["Sum of NCap","SYEAR"]
["RES",1995,1996,1997,1998,1999,2000,2001,2002,2003,2004,2005,2006,2007,2008,2009,2010,2011,2012,2013,2014,2015,2016,2017,2018,2019,2020,2021,"Grand Total"]
["Biomass",57.2,93.5,null,2.7,15.129999999999999,47.035000000000004,10,17.5,18.399999999999999,2.7,10.8,10.7,53.2,5.6000000000000005,69.099999999999994,5.085,50.2,27.4,34.25,8,1.7,null,null,2.5,1.6,null,null,544.29999999999995]
["Coal",null,null,null,null,null,null,null,null,null,null,16.5,115.7,null,null,null,null,null,null,null,null,null,null,null,null,null,null,null,132.19999999999999]
["Geothermal",null,null,null,null,null,null,null,null,null,null,null,null,14.1,21,null,null,null,28.5,null,1.75,3.1,null,null,null,null,null,null,68.449999999999989]
["Hydro",26.36,1.3,10,null,null,3.16,null,null,0.3,7.5,0.625,15.799999999999999,2.2999999999999998,null,0.79,23.75,21.6,1.1000000000000001,65.87,41.199999999999996,6.6,1.3,null,13.2,null,null,null,242.75499999999997]
["Natural gas",385.8,494.8,251.6,null,24.5,null,1193.5,1479.3999999999999,1077.8,284.3,176.75,54.9,483,1195.9000000000001,6.5,null,245.7,318.5,null,225.6,null,445.6,null,null,null,null,null,8344.15]
["Petroleum",65,null,null,null,0.5,1.2,76,10,null,null,null,null,null,null,1,null,null,null,null,null,null,null,6,null,null,null,null,159.69999999999999]
["Solar",null,null,null,null,null,null,null,null,null,null,null,null,0.5,null,null,14.3,2.4,8.5,null,3.2,50,339,241.89999999999998,130.20000000000002,105.20000000000002,217.95999999999995,108,1221.1600000000001]
["Wind",null,null,null,25,67.399999999999991,16.8,424.08500000000004,95.9,41,3.4440000000000004,441.6,582.6,794.80000000000007,951.09999999999991,1340.35,1511.8,531.09999999999991,1906.3,4.3,286.72000000000003,null,177.1,50,105,202,966.9,null,10525.298999999997]
["Energy Storage",null,null,null,null,null,null,null,null,null,null,null,null,null,null,null,null,null,null,5,null,3.2,2,2.2000000000000002,null,null,null,null,12.399999999999999]
["Solar + Storage",null,null,null,null,null,null,null,null,null,null,null,null,null,null,null,null,null,null,null,null,null,null,null,null,null,3.2,null,3.2]
["Grand Total",534.36,589.6,261.60000000000002,27.7,107.52999999999999,68.195000000000007,1703.585,1602.8,1137.5,297.94400000000002,646.27500000000009,779.7,1347.9,2173.6,1417.74,1554.9349999999999,850.99999999999989,2290.3000000000002,109.42,566.47,64.599999999999994,965.00000000000011,300.09999999999997,250.9,308.8,1188.06,108,21253.613999999998]
["Pivot Table for Retirements"]
["STATE","(All)"]
["CSTAT","(Multiple Items)"]
["NERC","WECC"]
["TECH","(All)"]
[]
["Sum of NCap","Column Labels"]
["Row Labels",1995,1996,1997,1998,1999,2000,2001,2002,2003,2004,2005,2006,2007,2008,2009,2010,2011,2012,2013,2014,2015,2016,2018,2019,2020,2021,2023,2025,2027,2028,"Grand Total"]
["Biomass",10.8,7.5,13,null,null,7.5,14.8,25,1.8,null,57.5,null,3.9,null,54.774999999999999,7.5,74.8,null,12.9,null,12.100000000000001,68.5,52,4.5,null,null,null,null,null,null,428.875]
["Coal",null,null,null,null,null,null,null,null,null,2,14,16.5,null,null,null,null,null,null,null,null,172.8,null,null,null,2047.79,277.2,608.29999999999995,1019.79,1556,617,6331.38]
["Hydro",3.3,null,3,4.3,0.3,0.12,null,8.9699999999999989,11.1,70,1.5,3,26.8,null,1.3,null,28.9,15.2,36.6,null,null,null,1.41,null,null,165.8,null,null,null,null,381.6]
["Natural gas",null,69,null,1.5,null,null,72.8,68,null,1.5,0.5,null,42.7,117,55,null,15,25,null,322,42.6,66.400000000000006,null,null,null,null,null,null,null,null,899]
["Petroleum",70.2,null,null,140.4,61,null,null,null,1.3,null,26,10,32,null,null,null,null,null,null,null,null,null,null,null,null,null,null,null,null,null,340.90000000000003]
["Wind",null,null,null,null,null,null,null,null,null,null,null,null,0.224,null,null,null,null,null,null,null,null,null,null,null,null,null,null,null,null,null,0.224]
["Energy Storage",null,null,null,null,null,null,null,null,null,null,null,null,null,null,null,null,null,null,null,null,null,null,1.2,null,null,null,null,null,null,null,1.2]
["Grand Total",84.300000000000011,76.5,16,146.20000000000002,61.3,7.62,87.6,101.97,14.200000000000001,73.5,99.5,29.5,105.62400000000001,117,111.07499999999999,7.5,118.69999999999999,40.200000000000003,49.5,322,227.5,134.9,54.61,4.5,2047.79,443,608.29999999999995,1019.79,1556,617,8383.1790000000019]
[]
["Resource",1995,1996,1997,1998,1999,2000,2001,2002,2003,2004,2005,2006,2007,2008,2009,2010,2011,2012,2013,2014,2015,2016,2017,2018,2019,2020,2021,2022,2023,2024,2025,2026,2027,2028,2029,2030,2031,2032]
["Biomass",57,94,null,3,15,47,10,18,18.399999999999999,2.7,9,7.6,53,5.6,69,5,47,27,36,8,2,null,null,3,2]
["Coal",null,null,null,null,null,null,null,null,null,null,17,115.7]
["Geothermal",null,null,null,null,null,null,null,null,null,null,null,null,12,15.8,null,null,null,29,null,2,3]
["Hydro",26,1,10,null,null,3,null,null,null,7.5,1,15.8,2.2999999999999998,null,0.5,22,22,1,67,43,6,1,null,13]
["Natural gas",386,490,252,null,25,null,1211,1462,973,280.3,176.75,54.9,404,1139,5.5,null,193,300,null,220,null,446]
["Petroleum",65,null,null,null,1,1,76,10,null,null,null,null,null,null,1,null,null,null,null,null,null,null,6]
["Solar",null,null,null,null,null,null,null,null,null,null,null,null,1,null,null,14,2,9,null,3,null,209,242,130,105,218,108]
["Wind",null,null,null,25,68,17,424,96,41,3.22,441.6,583,794.1,951,1340,1512,531,1906,4,287,null,177,50,105,202,967]
["Energy Storage",null,null,null,null,null,null,null,null,null,null,null,null,null,null,null,null,null,null,5,null,3,2,2]
["Solar + Storage",null,null,null,null,null,null,null,null,null,null,null,null,null,null,null,null,null,null,null,null,null,null,null,null,null,3]
["Biomass (retirement)",-11,-8,-13,null,null,-8,-15,-25,-2,null,-8,null,-4,null,-10,null,-16,null,null,null,-12,-69]
["Coal (retirement)",null,null,null,null,null,null,null,null,null,-2,-14,null,null,null,null,null,null,null,null,null,-173,null,null,-115.7,{"$f":"(Projects!J612/2)*-1","v":-138.6},-2048,null,null,-608,null,-874,null,null,-617]
["Hydro (retirement)",-3,null,-3,-4,null,null,null,-9,-11,-70,-2,-3,-27,null,-1,null,-29,-15,-37,null,null,null,null,null,null,null,null,-166]
["Natural gas (retirement)",null,-69,null,-2,null,null,-73,-68,null,-2,-1,null,-43,-92,null,null,-15,-25,null,-322,-43,-10]
["Petroleum (retirement)",-70,null,null,-140,-61,null,null,null,-1,null,-26,-10,-32]
[]
[]
[null,null,null,null,null,null,null,null,null,null,null,null,null,null,null,null,null,null,null,null,null,null,null,null,null,null,null,null,-166,null,null,null,null,-1556]
[]
[null,1995,1996,1997,1998,1999,2000,2001,2002,2003,2004,2005,2006,2007,2008,2009,2010,2011,2012,2013,2014,2015,2016,2017,2018]
["Biomass",{"$f":"B87","v":57},{"$f":"B107+C87","v":151},{"$f":"C107+D87","v":151},{"$f":"D107+E87","v":154},{"$f":"E107+F87","v":169},{"$f":"F107+G87","v":216},226,244,262.39999999999998,265.09999999999997,274.09999999999997,281.7,334.7,340.3,409.3,414.3,461.3,488.3,524.29999999999995,532.29999999999995,{"$f":"U107+V87","v":534.29999999999995},534.29999999999995,534.29999999999995,537.29999999999995]
["Coal",0,{"$f":"B108+C88","v":0},0,{"$f":"D108+E88","v":0},0,0,0,0,0,0,17,132.69999999999999,132.69999999999999,132.69999999999999,132.69999999999999,132.69999999999999,132.69999999999999,132.69999999999999,132.69999999999999,132.69999999999999,132.69999999999999,132.69999999999999,132.69999999999999,132.69999999999999]
["Geothermal",0,0,0,{"$f":"D109+E89","v":0},0,0,0,0,0,0,0,0,12,27.8,27.8,27.8,27.8,56.8,56.8,58.8,61.8,61.8,61.8,61.8]
["Hydro",26,27,37,{"$f":"D110+E90","v":37},37,40,40,40,40,47.5,48.5,64.3,66.599999999999994,66.599999999999994,67.099999999999994,89.1,111.1,112.1,179.1,222.1,228.1,229.1,229.1,242.1]
["Natural gas",386,876,1128,{"$f":"D111+E91","v":1128},1153,1153,2364,3826,4799,5079.3,5256.05,5310.95,5714.95,6853.95,6859.45,6859.45,7052.45,7352.45,7352.45,7572.45,7572.45,8018.45,8018.45,8018.45]
["Petroleum",65,65,65,{"$f":"D112+E92","v":65},66,67,143,153,153,153,153,153,153,153,154,154,154,154,154,154,154,154,160,160]
["Solar",0,0,0,{"$f":"D113+E93","v":0},0,0,0,0,0,0,0,0,1,1,1,15,17,26,26,29,29,238,480,610]
["Wind",0,0,0,{"$f":"D114+E94","v":25},93,110,534,630,671,674.22,1115.8200000000002,1698.8200000000002,2492.92,3443.92,4783.92,6295.92,6826.92,8732.92,8736.92,9023.92,9023.92,9200.92,9250.92,9355.92]
["Energy Storage",0,0,0,{"$f":"D115+E95","v":0},0,0,0,0,0,0,0,0,0,0,0,0,0,0,5,5,8,10,12,12]
[]
[]
[null,null,null,null,1998,1999,2000,2001,2002,2003,2004,2005,2006,2007,2008,2009,2010,2011,2012,2013,2014,2015,2016,2017,2018,2019]
[null,null,null,"Total Wind",25,68,17,424,96,41,3.22,441.6,583,794.1,951,1340,1512,531,1906,4,287,null,115,50,105,202]
[null,null,null,"Repowering",null,41.4,null,null,null,null,null,75,null,140.4,381.7,{"$f":"265.5+98.9","v":364.4},111,null,null,null,null,null,null,null,null,null,{"$f":"SUM(E120:Z120)","v":1113.9000000000001}]
[null,null,null,"Wind",{"$f":"E119-E120","v":25},{"$f":"F119-F120","v":26.6},17,424,96,41,3.22,366.6,583,653.70000000000005,569.29999999999995,975.6,1401,531,1906,4,287,0,115,50,105,202,{"$f":"AA120/SUM(E119:Z119)","v":0.11730301013487898}]

{"sheet":"Chart - Project Status","index":15,"n_rows":72,"n_cols":13,"rows_kept":72,"cut":false,"hidden":false,"merged":[]}
["Back to Navigation"]
["Northwest Power and Conservation Council"]
["NEW PROJECT - DEVELOPMENT STATUS"]
[]
[]
[]
[]
[]
[]
[]
[]
[]
[]
[]
[]
[]
[]
[]
[]
[]
[]
[]
[]
[]
[]
[]
[]
[]
[]
[]
[]
[]
[]
[]
[]
[null,"Geothermal","Hydro","Hydrokinetic","Natural gas","Pumped Storage","Solar","Wind","Uranium","Solar+ Storage","Wind+ Storage"]
["Proposed",35,91.800000000000011,20,1240,6768,1891,6024,1274,2523,320]
["Under Construction",null,null,null,null,null,45,411]
[]
[]
[]
[]
[]
[]
[]
["SYEAR","(All)"]
["TYEAR","(All)"]
["STATE","(All)"]
[]
["Sum of InstMW","Column Labels"]
["Row Labels","Geothermal","Hydro","Hydrokinetic","Natural gas","Pump Storage","Solar","Wind","Uranium","Solar+ Storage","Wind+ Storage","Energy Storage","Grand Total"]
["Construction",null,null,null,null,null,45,410.9,null,null,null,null,455.9]
["Proposed",35,91.800000000000011,20,1240,6768.3,1890.5,6024.4,1274,2523,320,40,20227]
["Grand Total",35,91.800000000000011,20,1240,6768.3,1935.5,6435.2999999999993,1274,2523,320,40,20682.900000000001]
[]
[]
[]
[]
[]
[]
[]
[]
[]
[]
[]
["PLSTAT","Construction"]
[]
["Sum of InstMW","Column Labels"]
["Row Labels",2019,2020,"(blank)",2021,"Grand Total"]
["Solar",67.3,null,null,null,67.3]
["Wind",418.9,80,null,60,558.9]
["Grand Total",486.2,80,null,60,626.19999999999993]

{"sheet":"New Projects Key & Lookups","index":16,"n_rows":187,"n_cols":6,"rows_kept":187,"cut":false,"hidden":false,"merged":[[0,0,0,1]]}
["Back to Navigation"]
["Northwest Power & Conservation Council"]
["NOTES AND ABBREVIATIONS USED IN PROJECT DATABASE"]
[{"$f":"TODAY()","v":"2021-09-13"}]
[]
[]
["Status:"]
[]
[null,"In-service","Project in operation."]
[null,"Construction","Project under construction."]
[null,"Planned","Firm date for start of construction or for completion published; construction not underway."]
[null,"Proposed","Project under development.  Specific site, fuel, technology and capacity announced."]
[null,"Deferred","Development suspended."]
[null,"Suspended","Construction suspended."]
[null,"Terminated","Development or construction terminated."]
[null,"Retired","Previously operating project retired."]
[]
["Abbreviations:"]
[]
[null,"APS","Arizona Public Service"]
[null,"AW","Agricultural waste"]
[null,"BCGE","Binary cycle geothermal"]
[null,"BD","Biodiesel"]
[null,"BIO","Biomass (unknown or mixed)"]
[null,"BIT","BItuminous coal"]
[null,"BP","Buoy pump"]
[null,"BPA","Bonneville Power Administration"]
[null,"CC","Combined-cycle combustion (gas) turbine"]
[null,"CFBC","Circulating fluidized bed combustion (boiler)"]
[null,"CG","Cogeneration"]
[null,"Chelan PUD","Chelan Co. PUD"]
[null,"Clark","Clark Co. PUD"]
[null,"COL","Coal"]
[null,"CPUD","Clatskanie People's Utility District"]
[null,"CUP","Conditional Use Permit"]
[null,"DEF","Deferred project never constructed."]
[null,"DEIS","Draft Environmental Impact Statement"]
[null,"Douglas PUD","Douglas Co. PUD"]
[null,"PSS","WA Energy Facility Site Eveluation Council Potential Site Study"]
[null,"EPUD","Emerald PUD"]
[null,"EWEB","Eugene Water & Electric Board"]
[null,"EX","License exemption"]
[null,"EXT","Extension granted"]
[null,"Fall River","Fall River Electric Co-op"]
[null,"FO","Fuel oil"]
[null,"FO2","No. 2 Fuel oil"]
[null,"FSGE","Flashed steam geothermal plant"]
[null,"G","New permanent power plant."]
[null,"BG","Biomass gasifier"]
[null,"GC","Coal gasifier"]
[null,"GE","Geothermal plant"]
[null,"GB","Geothermal plant - Binary"]
[null,"GHPD","Grays Harbor PUD"]
[null,"GR","Proposed retirement of existing generation"]
[null,"Grant","Grant Co. PUD"]
[null,"GST","Geothermal fluid"]
[null,"GT","Simple-cycle combustion (gas) turbine"]
[null,"GTD","Granted"]
[null,"HY","Hydropower"]
[null,"HY Eff","Hydropower efficiency improvements (upgrades and refurbishments)."]
[null,"IC","Reciprocating engine"]
[null,"INA","Inactive.  Not permitted or no recent evidence of development activity (10 years for hydro projects holding licenses or exemptions)."]
[null,"INS","In-service.  Operating or available for service (may be on standby)."]
[null,"IPC","Idaho Power Company"]
[null,"Jefferson","Jefferson Co. PUD"]
[null,"Klickitat","Klickitat Co. PUD"]
[null,"LA","License amendment (hydropower projects)"]
[null,"Lane","Lane Electric Cooperative"]
[null,"LC","License or site certificate"]
[null,"Lewis","Lewis Co. PUD"]
[null,"LFG","Landfill gas"]
[null,"LGIA","Large Generator Interconnection Agreement"]
[null,"LIG","Lignite"]
[null,"LIQ","Spent pulping liquor"]
[null,"Lower Valley","Lower Valley Power & Light "]
[null,"M","Actions involving generic or multiple projects; may include projects listed separately."]
[null,"Mason 3","Mason co. PUD No. 3"]
[null,"MOX","Mixed-oxide fuel (uranium & plutonium)"]
[null,"MPC","Montana Power Company (now NorthWestern Corporation)"]
[null,"N. Wasco","Northern Wasco PUD"]
[null,"NB","Boiling water reactor"]
[null,"NG","Natural gas"]
[null,"NOI","Notice of intent to apply for a site certificate"]
[null,"NorthWestern","NorthWestern Corporation"]
[null,"Okanogan PUD","Okanogan Co. PUD"]
[null,"OT","Other"]
[null,"PAC","PacifiCorp"]
[null,"PC","Pulverized coal"]
[null,"PC","Petroleum coke"]
[null,"PG&E","Pacific Gas & Electric"]
[null,"PGE","Portland General Electric Company"]
[null,"PLN","Planned for construction.  Permits sought "]
[null,"PLNR","Planned retirement."]
[null,"PND","Pending (Application complete)"]
[null,"PO","Project order (stipulations for a license application)"]
[null,"POT","Permits secured or being secured or otherwise under consideration; construction not scheduled.  Also see INA (inactive)."]
[null,"PP","FERC preliminary permit"]
[null,"PG","Propane"]
[null,"PRM","Power Resource Managers Resource Package"]
[null,"Project ID","Federal Energy Regulatory Commission hydropower project identification number."]
[null,"PS","Pumped Storage Hydropower"]
[null,"PSE","Puget Sound Energy"]
[null,"PSPL","Puget Sound Power & Light (Now Puget Sound Energy)"]
[null,"RAC","Reactivation of existing unit."]
[null,"R&B","Rehabilitation and betterment"]
[null,"RB","Chemical recovery boiler"]
[null,"REF","Municipal solid waste"]
[null,"RET","Retired from service."]
[null,"RG","Refinery gas"]
[null,"RL","Relicense "]
[null,"SC ","Site certificate"]
[null,"SCL","Seattle City Light"]
[null,"SHPD","Snohomish County PUD"]
[null,"Snohomish","Snohomish Co. PUD"]
[null,"SPP","Sierra Pacific Power Company"]
[null,"ST","Boiler-steam turbine"]
[null,"STY","Stayed"]
[null,"SUB","Subbituminous coal"]
[null,"SUB","Springfield Utility Board"]
[null,"SUS","Suspended partially constructed project."]
[null,"T&D","Transmission & Distribution System"]
[null,"TCL","Tacoma Public Utilities"]
[null,"TER","Terminated project prior to construction."]
[null,"TG","Temporary generation (permitted for 24 months, or less)."]
[null,"Tillamook","Tillamook PUD"]
[null,"U","Unconfirmed"]
[null,"UN","Unknown"]
[null,"UNC","Under construction"]
[null,"UR","Uranium"]
[null,"USBR","U.S. Bureau of Reclamation"]
[null,"VR","Various"]
[null,"VR","Various"]
[null,"WAT","Water"]
[null,"WC","Waste Coal (Culm)"]
[null,"WCS","Water control structure (dam, canal, conduit, etc.)"]
[null,"WDN","Withdrawn"]
[null,"WEC","Wave energy converter"]
[null,"WG","Wastewater treatment plant gas"]
[null,"WND","Wind"]
[null,"WT","Wind turbine"]
[null,"WW","Woody residues"]
[null,"XG","Refurbishment, expansion or retirement of existing power plant."]
[]
[]
["Notes:"]
[]
[null,"Capacity and energy values shown for upgrades and additions are incremental unless noted."]
[null,"Average energy estimates are shown for non-thermal projects only."]
[]
[]
["Default capacity factors for calculating energy"]
[]
[null,"Code","Technology",null,"Default Capacity Factor","Source"]
[null,"BG","Biogasification recip",null,0.9]
[null,"BGCG","Biogasification cogeneration",null,0.9]
[null,"BGGT","Digester combustion turbine",null,0.9,"5th Plan Resource Characterization"]
[null,"BGIC","Biogasification recip",null,0.9]
[null,"BGICCG","Biogasification recip w/cogeneration",null,0.9]
[null,"CC","Combined-cycle combustion (gas) turbine",null,0.9,"5th Plan Resource Characterization"]
[null,"CCCG","Combined-cycle combustion (gas) turbine w/cogeneration",null,0.9,"5th Plan Resource Characterization"]
[null,"CFBCST","Circulating fluidized bed combustion",null,0.84]
[null,"FC","Fuel cell",null,0.9]
[null,"FCCG","Fuel cell",null,0.9]
[null,"GB","Geothermal binary",null,0.92,"Equivalent to Geothermal flash steam"]
[null,"GE","Geothermal",null,0.92,"5th Plan Resource Characterization"]
[null,"GST","Geothermal flash steam",null,0.92,"5th Plan Resource Characterization"]
[null,"GT","Simple-cycle combustion (gas) turbine",null,0.94,"5th Plan Resource Characterization"]
[null,"GTCG","Simple-cycle combustion (gas) turbine w/cogeneration",null,0.94,"5th Plan Resource Characterization"]
[null,"GTintercooled","GE LMS100",null,0.91,"6th Plan Resource Characterization"]
[null,"HY","Hydro",null,0.5,"Typical"]
[null,"IC","Reciprocating engine",null,0.91,"5th Plan Resource Characterization"]
[null,"ICCG","Reciprocating engine cogeneration",null,0.91,"5th Plan Resource Characterization"]
[null,"IGCC","Coal gasification combined-cycle",null,0.83,"5th Plan Resource Characterization"]
[null,"OT","Other",null,0.9]
[null,"NP","Pressurized water reactor",null,0.9]
[null,"PS","Pumped Storage",null,0]
[null,"PV","Solar photovoltaic",null,0.22,"5th Plan Resource Characterization"]
[null,"RBSTCG","Boiler steam electric plant w/cogeneration",null,0.84,"To match steam cogen"]
[null,"ST","Boiler steam electric plant",null,0.84,"5th Plan Resource Characterization"]
[null,"STCG","Boiler steam electric plant w/cogeneration",null,0.84,"5th Plan Resource Characterization"]
[null,"TISEC","Tidal In-stream energy converters",null,0.3,"Provisional - more detail in EPRI report."]
[null,"UN","Unknown",null,0.8,"Assume unknowns are typically thermal units"]
[null,"WEC","Wave energy conversion device",null,0.37,"1991 Power Plan"]
[null,"WT","Wind turbine",null,0.32,"Biennial review - Wind (Jun 2006)"]
[]
[]
[null,"GTintercooled","GE LMS100"]