{"text_format":"1","workbook":"xlsx","n_sheets":13,"sheets":["Navigation","Projects","New Projects","Key","New Projects Key & Lookups","Chart - Project Status","NextID","Installed Capacity","Energy Capability","Historical Energy","Adds & Retirements - Capacity","Adds & Retirements - Capability","lkpLatLong"],"not_rendered":{"charts":25,"images":2,"macros":1,"external_links":2,"defined_names":107,"comments":11,"pivot_tables":12},"unopened":[],"bounds":{"document_bytes":16777216,"sheet_cells":100000,"rows_first":2000,"rows_last":500,"rows_between":2000,"halvings":0,"cell_chars":16384,"cell_head_chars":4096},"cells_cut":0,"cells_raw":0,"read":"whole","date_system":"1900"}

{"sheet":"Navigation","index":0,"n_rows":14,"n_cols":5,"rows_kept":14,"cut":false,"hidden":false,"merged":[[4,2,4,4],[8,2,8,4],[13,2,13,4],[14,2,14,4]]}
[]
[]
[null,null,null,"   Northwest Power System Database"]
[]
[null,null,"Data and Documentation"]
[null,null,"Existing Projects",null,"Abbreviation Key"]
[null,null,"New Projects",null,"Abbreviation Key"]
[]
[null,null,"Charts"]
[null,null,"Installed Capacity","Energy Capability","Historical Energy"]
[null,null,"New Project Status","Capacity Additions/Retirements","Energy Additions/Retirements"]
[]
[null,null,null,"See the Power Supply webpage"]
[null,null,"Questions? Contact Gillian Charles, gcharles@nwcouncil.org "]

{"sheet":"Projects","index":1,"n_rows":936,"n_cols":150,"rows_kept":562,"cut":true,"hidden":false,"merged":[[5,72,5,75]],"bounds":{"rows_first":250,"rows_last":62,"rows_between":250,"halvings":3}}
["Home"]
["Northwest Power and Conservation Council",null,null,null,null,null,null,{"$f":"\"Auto documentation feature is \"&IF(AutoDocOn,\"on\",\"off\")","v":"Auto documentation feature is on"}]
["POWER PLANTS IN THE PACIFIC NORTHWEST & SYSTEM PLANNING ASSUMPTIONS",null,null,null,null,null,null,true,null,null,null,null,null,null,null,null,null,null,null,null,null,null,null,null,null,null,null,null,null,null,null,null,null,null,null,null,null,null,null,null,null,null,null,null,null,null,null,null,null,null,null,null,null,null,null,null,null,null,null,null,null,null,null,null,null,null,null,null,null,null,null,null,null,null,null,null,null,null,null,null,null,null,null,null,null,null,null,null,null,null,null,null,null,null,null,null,null,null,null,null,null,null,null,null,null,null,null,null,null,null,null,null,null,null,null,null,null,null,null,null,null,null,null,"Monthly capacity is derated for SOR and seasonal production (wind, solar & small hydro only)"]
[null,null,null,null,{"$f":"MAX(BT9:BT8143)","v":"2018-01-06T11:14:22"},null,{"$f":"\"Next Project ID #= \"&[2]NextID!B7","v":"Next Project ID #= 2256"},null,null,null,null,null,null,null,null,null,null,null,null,null,null,null,null,null,null,null,null,null,null,null,null,null,null,null,null,null,null,null,null,null,null,null,null,null,null,null,null,null,null,null,null,null,null,null,null,null,null,null,null,null,null,null,null,null,null,null,null,null,null,null,null,null,null,null,null,null,null,null,null,null,null,null,null,null,null,null,null,null,null,null,null,null,null,null,"Show installed capacity for all wind (Y/N, GenRes only)","Y","(Otherwise regional share at NPCC firm capacity value is shown)",null,null,null,null,null,null,null,null,null,null,null,null,null,null,null,null,null,null,null,null,null,null,null,null,null,null,"Monthly capacity is derated for FOR, SOR and seasonal production (wind, solar & small hydro only)"]
["Notes (dropdown) >>",null,null,null,null,null,null,null,null,1,null,null,null,null,null,null,null,null,null,null,null,null,1]
["PROJECT DATA",null,null,null,null,null,null,null,null,null,null,null,null,null,null,null,null,null,null,null,null,null,null,null,null,null,null,null,null,null,null,null,null,null,null,null,null,null,null,null,null,null,null,null,null,null,null,null,null,null,null,null,null,null,null,null,null,null,null,null,null,null,null,null,null,null,null,null,null,null,null,null,"NPCC PLANNING ASSUMPTIONS",null,null,null,"See Worksheet GenRes Notes for GenRes exclusions and capacity and energy adjustments ",null,null,null,null,null,null,null,null,null,null,null,null,null,null,"GENRES FILE",null,null,null,null,null,null,null,null,null,null,null,null,null,null,null,null,null,null,null,null,null,null,null,null,null,null,null,null,null,null,null,"SYSTEM SEASONAL CAPACITY AND ENERGY"]
["Name","NWPCC Unit ID","EIA (ORIS) Plant Code","EIA Generator Unit ID","FERC Project ID","Technology","Primary Fuel","Alternate Fuel","Resource Type","Nameplate Capacity (MW)","EIA Nameplate Capacity (MW)","White Book Jan 1-hr Cap (MW)","White Book Jan\n120-hr Cap (MW)","WECC Summer Capacity (MW)","WECC Winter Capacity (MW)","EIA Summer Capacity (MW)","EIA Winter Capacity (MW)","Average Energy (MWa)","Energy Storage MWh","Firm Hydro Energy (MWa)","Status","Service Month","Initial Service Year","Retirement/Idled Year","Site","County","State","Power Act Region (Y/N)","Basin","NERC Reliability Region","Owner","Owner Type","Electrical Load","5-yr average Fixed O&M\n2010-2014\n($/kw-yr)","5-yr average Variable O&M\n2010-2014\n($/MWh)","5-yr average Heat Rate","Environmental Regulatory Compliance\nIncremental Capital Cost\n($/kW)","Environmental Regulatory Compliance\nIncremental Fixed O&M\n($/kW-yr)","Environmental Regulatory Compliance\nIncremental Variable O&M\n($/MWh)","PPA/QF Expiration Date","RPM\n% Rate Based to Region","Uncontracted IPP (%)","Contracted Outside Region (%)","Contracted to Mktr (%)","Contracted to Unknown (%)","Capacity to Region (MW)","Energy to Region (MWa)","Thermal Host (Cogeneration)","Thermal Load (Cogeneration)","Gas Pipeline Interconnection","Main Grid Interconnection","Balancing Authority","2002 Energy (MWa)","2003 Energy (MWa)","2004 Energy (MWa)","2005 Energy (MWa)","2006 Energy (MWa)","2007 Energy (MWa)","2008 Energy (MWa)","2009 Energy (Mwa)","2010 Energy (Mwa)","2011 Energy (Mwa)","2012 Energy (Mwa)","2013 Energy (Mwa)","2014 Energy\n(Mwa)","2015 Energy\n(Mwa)","2016 Energy (Mwa)","Notes","Latitude","Longitude","ProjectUrl","Update","Net Winter Capacity\n(MW)","Net Summer Capacity\n(MW)","Availability\n(%)","Capability\n (MWa)","Hydro Simulation Class","Include in GenRes File","GenRes Note","GenRes Annotation","GENESYS Node","Technical Data Pointer","Average Heat Rate (Btu/kWh)","Regional Capacity (%)","Regional Capacity Derate Note","Firm Capacity Credit (%)","Uncommitted IPP Capacity (%)","Regional Energy (%)","Regional Energy Derate Note","Must Run","SP2",null,null,null,null,null,null,null,null,null,null,null,null,null,null,null,null,null,null,null,null,null,null,null,null,null,null,null,null,null,null,null,null,{"$f":"CN7","v":0},10,11,12,13,2,3,4,5,6,7,8,9,10,11,12,13,2,3,4,5,6,7,8,9]
["Namem","NWPCCID","EIAGC","EIA_UI","PID","TECH","PriFuel","AltFuel","RES","NCap","EIA_MW","BPAJanMW","White_Bk_120","WECC_SMW","WECC_WMW","EIA_SMW","EIA_WMW","MWa","MWh_Storage","CMWa","CSTAT","SMO","SYEAR","RDATE","LOC","COUNTY","STATE","RCODE","Basin","NERC","ONAME","OTYPE","LOAD","AVG_FOM","AVG_VOM","AVG_HR","ENV_INCCAP","ENV_INCFIX","ENV_INCVAR","PPA_EXP","RPM_RATE","Unc_IPP","Cont_OOR","Cont_Mkt","Cont_Unk","Cap_Reg","Energy_Reg","HOST","THRM_LOAD","Gas_Intercon","Elec_Intercon","BA","2002MWa","2003MWa","2004MWa","2005MWa","2006MWa","2007MWa","2008MWa","2009MWa","2010MWa","2011MWa","2012MWa","2013MWa","2014MWa","2015MWa","2016MWa","NOTES","Latitude","Longitude","ProjectUrl","Update","DefCFW","DefCFS","DefAvail","DefMWa","HYSIM","GenRes","GRExclNote","GRAnno","GNode","TDP","AveHR","RCapGR","RCapNote","PkValue","UncomIPP","REng","REngNote","MustRun","SP1","SourceName","PrimaryNode","SourceDType","SourcePType","Capacity","OnLine Date","Retire Date","Avg Ht Rate","Fuel Type","FOR","Mean Repair Time","Stoch Outage","Maint Sched Ptr","Cost Set","Finance Ptr","Dev Sched Ptr","Oper Life","GenVsTemp Ptr","Emissions Ptr","Must Run Level","OffPeakOnly","InProdCost","Track Production","Track Avail","Option Lead","Constr Lead","Option Shelf Life","Annotation","XPos","YPos","SourceKey",null,"Project","Sep (MW)","Oct (MW)","Nov (MW)","Dec (MW)","Jan (MW)","Feb (MW)","Mar (MW)","Apr (MW)","May (MW)","Jun (MW)","Jul (MW)","Aug (MW)","Sep (MW-mo)","Oct (MW-mo)","Nov (MW-mo)","Dec (MW-mo)","Jan (MW-mo)","Feb (MW-mo)","Mar (MW-mo)","Apr (MW-mo)","May (MW-mo)","Jun (MW-mo)","Jul (MW-mo)","Aug (MW-mo)"]
["18th Street (Springfield ICs, Springfield Gen Farm)",1000,null,null,null,"IC","NG",null,"Natural gas",9.5,null,0,null,null,null,null,null,null,null,null,"Retired",null,2001,"Unknown","Springfield","Lane","OR","Y","Columbia","WECC","Springfield Utility Board","Municipal","Retired",null,null,null,null,null,null,null,0,null,null,null,null,{"$f":"AO9*J9","v":0},{"$f":"IF(ISNUMBER(R9),R9,BX9)*AO9","v":0},null,null,null,null,"BPA",null,null,null,null,null,null,null,null,null,null,null,null,null,null,null,"(5) 1.9 MW spark-ignition Jennbacher units.",{"$f":"VLOOKUP($B9,[2]!Table_intranet_power_vewProjectLatLongUrl[#Data],2,FALSE)","v":0},{"$f":"VLOOKUP($B9,[2]!Table_intranet_power_vewProjectLatLongUrl[#Data],3,FALSE)","v":0},{"$f":"VLOOKUP($B9,[2]!Table_intranet_power_vewProjectLatLongUrl[#Data],4,FALSE)","v":0},"2012-07-13T09:18:42",{"$f":"IF(OR(I9=\"Wind\",I9=\"Solar\",I9=\"Hydro\"),J9,IF(ISNUMBER(L9),L9,IF(ISNUMBER(O9), O9, IF(ISNUMBER(Q9),Q9,J9))))","v":0},{"$f":"IF(OR(J9=\"Wind\",J9=\"Solar\",J9=\"Hydro\"),J9,IF(ISNUMBER(N9),N9,IF(ISNUMBER(P9), P9, IF(ISNUMBER(L9),L9,J9))))","v":0},{"$f":"IF(OR(ISBLANK(J9),ISBLANK(R9),J9=0),VLOOKUP(IF(G9=\"WAT\",\"HY\",IF(G9=\"LFG\",\"LFG\",F9)),Acapability,4,FALSE),R9/J9)","v":0.93},{"$f":"IF(ISNUMBER(R9),R9,AVERAGE(BU9,BV9)*BW9)","v":0},null,"N","Retired",null,null,null,null,null,null,null,null,null,null,null,null,{"$f":"IF($BZ9=\"Y\",A9,\"\")","v":""},{"$f":"IF($BZ9=\"Y\",CC9,\"\")","v":""},{"$f":"IF(BZ9=\"N\",\"\",VLOOKUP($CD9,ATechDat,2,FALSE))","v":""},{"$f":"IF(BZ9=\"N\",\"\",VLOOKUP($CD9,ATechDat,3,FALSE))","v":""},{"$f":"IF($BZ9=\"N\",\"\",IF($I9<>\"Wind\",($CF9*$CH9*IF(ISBLANK($L9),IF(ISBLANK($O9),$J9,$O9),$L9)),$J9*IF(AND($I9=\"Wind\",SWFullWind=\"Y\"),1,$CF9*$CH9)))","v":""},{"$f":"IF(BZ9=\"N\",\"\",IF(ISBLANK(V9),\"Dec\",V9)&\"-\"&IF(ISBLANK(W9),1980,W9))","v":""},{"$f":"IF(BZ9=\"N\",\"\",IF(U9=\"Retired\",X9,\"Jan-2051\"))","v":""},{"$f":"IF(BZ9=\"N\",\"\",CE9)","v":""},{"$f":"IF(BZ9=\"N\",\"\",VLOOKUP($CD9,ATechDat,4,FALSE))","v":""},{"$f":"IF(BZ9=\"N\",\"\",VLOOKUP($CD9,ATechDat,5,FALSE))","v":""},{"$f":"IF(BZ9=\"N\",\"\",VLOOKUP($CD9,ATechDat,6,FALSE))","v":""},{"$f":"IF(BZ9=\"N\",\"\",VLOOKUP($CD9,ATechDat,7,FALSE))","v":""},{"$f":"IF(BZ9=\"N\",\"\",VLOOKUP($CD9,ATechDat,8,FALSE))","v":""},{"$f":"IF(BZ9=\"N\",\"\",VLOOKUP($CD9,ATechDat,9,FALSE))","v":""},{"$f":"IF(BZ9=\"N\",\"\",VLOOKUP($CD9,ATechDat,10,FALSE))","v":""},{"$f":"IF(BZ9=\"N\",\"\",VLOOKUP($CD9,ATechDat,11,FALSE))","v":""},{"$f":"IF(BZ9=\"N\",\"\",VLOOKUP($CD9,ATechDat,12,FALSE))","v":""},{"$f":"IF(BZ9=\"N\",\"\",VLOOKUP($CD9,ATechDat,13,FALSE))","v":""},{"$f":"IF(BZ9=\"N\",\"\",VLOOKUP($CD9,ATechDat,14,FALSE))","v":""},{"$f":"IF(BZ9=\"N\",\"\",VLOOKUP($CD9,ATechDat,15,FALSE))","v":""},{"$f":"IF(BZ9=\"N\",\"\",VLOOKUP($CD9,ATechDat,16,FALSE))","v":""},{"$f":"IF(BZ9=\"N\",\"\",VLOOKUP($CD9,ATechDat,17,FALSE))","v":""},{"$f":"IF(BZ9=\"N\",\"\",VLOOKUP($CD9,ATechDat,18,FALSE))","v":""},{"$f":"IF(BZ9=\"N\",\"\",VLOOKUP($CD9,ATechDat,19,FALSE))","v":""},{"$f":"IF(BZ9=\"N\",\"\",VLOOKUP($CD9,ATechDat,20,FALSE))","v":""},{"$f":"IF(BZ9=\"N\",\"\",VLOOKUP($CD9,ATechDat,21,FALSE))","v":""},{"$f":"IF(BZ9=\"N\",\"\",VLOOKUP($CD9,ATechDat,22,FALSE))","v":""},{"$f":"IF(ISBLANK(CB9),\"\",CB9)","v":""},null,null,{"$f":"IF(BZ9=\"N\",\"\",CN9)","v":""},null,{"$f":"CN9","v":""},{"$f":"IF($BZ9=\"N\",\"\",IF(OR($I9<>\"Wind\",$I9<>\"Solar\",$I9<>\"Hydro\"),($CF9*$CH9*IF(ISBLANK($L9),IF(ISBLANK($O9),$J9,$O9),$L9))*VLOOKUP($CZ9,ASeasDist,DU$7,FALSE)*VLOOKUP($DE9,ASeasDist,DU$7),$J9*$CF9*$CH9))","v":""},"","","","","","","","","","","",{"$f":"IF($BZ9=\"N\",\"\",IF(OR($I9<>\"Wind\",$I9<>\"Solar\",$I9<>\"Hydro\"),$CJ9*IF(ISBLANK($L9),IF(ISBLANK($O9),$J9,$O9),$L9),$J9)*(1-$CW9)*VLOOKUP($CZ9,ASeasDist,EG$7,FALSE)*VLOOKUP($DE9,ASeasDist,EG$7))","v":""},"","","","","","","","","","",""]
["45-Mile Hydroelectric Project",2095,"58455","0001,0002,0003","P-13817","HY","WAT",null,"Hydro",3,3,null,null,null,null,3,3,null,null,null,"Operating","May",2015,null,"Haystack Reservoir, North Unit Irrigation District","Jefferson","OR","Y","Columbia","WECC","Apple, Inc.","Independent","Self-gen for Prineville data center",null,null,null,null,null,null,null,1,null,null,null,null,3,1.2809999999999999,null,null,null,null,"PACW",null,null,null,null,null,null,null,null,null,null,null,null,null,0.63,0.83698600000000001,"(3) 1 MW in-pipe generating turbines.",{"$f":"VLOOKUP($B10,[2]!Table_intranet_power_vewProjectLatLongUrl[#Data],2,FALSE)","v":44.528055999999999},{"$f":"VLOOKUP($B10,[2]!Table_intranet_power_vewProjectLatLongUrl[#Data],3,FALSE)","v":-121.152778},null,"2017-10-16T14:44:31",3,3,{"$f":"IF(OR(ISBLANK(J10),ISBLANK(R10),J10=0),VLOOKUP(IF(G10=\"WAT\",\"HY\",IF(G10=\"LFG\",\"LFG\",F10)),Acapability,4,FALSE),R10/J10)","v":0.42699999999999999},1.2809999999999999,null,"N","Self-gen (Apple, Inc.)"]
["Afton Generating Co. 1",1002,null,null,null,"STCG","WW",null,"Biomass",7.5,null,null,null,null,null,null,null,null,null,null,"Retired",null,1983,2005,"Afton","Lincoln","WY","Y","Unknown","WECC","Afton Energy, Inc.","Independent","Retired",null,null,null,null,null,null,null,0,null,null,null,null,0,0,null,null,null,null,null,null,null,null,"n/a","n/a",null,null,null,null,null,null,null,null,null,null,"Dismantled 2005.",{"$f":"VLOOKUP($B11,[2]!Table_intranet_power_vewProjectLatLongUrl[#Data],2,FALSE)","v":0},{"$f":"VLOOKUP($B11,[2]!Table_intranet_power_vewProjectLatLongUrl[#Data],3,FALSE)","v":0},{"$f":"VLOOKUP($B11,[2]!Table_intranet_power_vewProjectLatLongUrl[#Data],4,FALSE)","v":0},"2005-10-25",7.5,7.5,0.8,6,null,"N","Retired",null,null,null,null,null,null,null,null,null,null,null,null,"","","","","","","","","","","","","","","","","","","","","","","","","","","","",null,null,"",null,"",{"$f":"IF($BZ11=\"N\",\"\",IF(OR($I11<>\"Wind\",$I11<>\"Solar\",$I11<>\"Hydro\"),($CF11*$CH11*IF(ISBLANK($L11),IF(ISBLANK($O11),$J11,$O11),$L11))*VLOOKUP($CZ11,ASeasDist,DU$7,FALSE)*VLOOKUP($DE11,ASeasDist,DU$7),$J11*$CF11*$CH11))","v":""},"","","","","","","","","","","",{"$f":"IF($BZ11=\"N\",\"\",IF(OR($I11<>\"Wind\",$I11<>\"Solar\",$I11<>\"Hydro\"),$CJ11*IF(ISBLANK($L11),IF(ISBLANK($O11),$J11,$O11),$L11),$J11)*(1-$CW11)*VLOOKUP($CZ11,ASeasDist,EG$7,FALSE)*VLOOKUP($DE11,ASeasDist,EG$7))","v":""},"","","","","","","","","","",""]
["Albeni Falls 1- 3",1003,"851","1,2,3","FCRPS","Storage","WAT",null,"Hydro",42,42,null,22.5,42.6,42.6,42,42,31,null,30,"Operating","May",1955,null,"Pend Oreille R.","Bonner","ID","Y","Columbia","WECC","USCE","Federal","BPA",null,null,null,null,null,null,null,1,null,null,null,null,42,31,null,null,null,null,"BPA",22.6,24,29.8,13.289041095890401,14.428082191780801,24.8,11.62,23.55,23.3,20.059999999999999,22,26.31,18.329999999999998,20.64,23,"Critical energy from PNUCC 2005 NRF",{"$f":"VLOOKUP($B12,[2]!Table_intranet_power_vewProjectLatLongUrl[#Data],2,FALSE)","v":"48.18"},{"$f":"VLOOKUP($B12,[2]!Table_intranet_power_vewProjectLatLongUrl[#Data],3,FALSE)","v":"-116.997"},{"$f":"VLOOKUP($B12,[2]!Table_intranet_power_vewProjectLatLongUrl[#Data],4,FALSE)","v":"http://en.wikipedia.org/wiki/Albeni_Falls_Dam"},"2017-10-16T14:45:06",42,42.6,0.73809523809523814,31,"Regulated","N","Reg hydro",null,null,null,null,null,null,null,null,null,null,null,null,"","","","","","","","","","","","","","","","","","","","","","","","","","","","",null,null,"",null,"","","","","","","","","","","","","","","","","","","","","","","","",""]
["Alden Bailey (Wauna Peaking/Loki)",1004,"56223","LOKI",null,"GT","NG",null,"Natural gas",10.9,10.9,11,null,8.9,11,9.8000000000000007,11,null,null,null,"Operating","Dec",2001,null,"Wauna","Clatskanie","OR","Y","Columbia","WECC","Clatskanie PUD","PUD","Clatskanie",null,null,null,null,null,null,null,1,null,null,null,null,10.9,9.0544999999999991,null,null,"Williams Northwest ",null,"BPA",null,null,null,null,null,null,0,0.1,0.1,0.06,0,0,0.02,0.04,0,"(1) GE10 GT unit.",{"$f":"VLOOKUP($B13,[2]!Table_intranet_power_vewProjectLatLongUrl[#Data],2,FALSE)","v":"46.155595"},{"$f":"VLOOKUP($B13,[2]!Table_intranet_power_vewProjectLatLongUrl[#Data],3,FALSE)","v":"-123.407887"},{"$f":"VLOOKUP($B13,[2]!Table_intranet_power_vewProjectLatLongUrl[#Data],4,FALSE)","v":0},"2017-10-16T14:45:40",11,8.9,0.91,9.0544999999999991,null,"Y",null,null,"PNW West","NGGT_PNWW",12600,1,null,1,null,1,null,null,null,"Alden Bailey (Wauna Peaking/Loki)","PNW West","Thr","GT",11,"Dec-2001","Jan-2051",12600,"PNW W. gas",5.0999999999999997E-2,88,false,"MR 14d Winter Pk_Hydro","SCCT - PNW W.","Default","Default",30,"CMS GT PNWW",0,0,false,true,false,false,0,0,0,"",null,null,"Alden Bailey (Wauna Peaking/Loki)",null,"Alden Bailey (Wauna Peaking/Loki)",10.352426705544858,10.607035630825822,10.844525175598653,10.986787532055962,11,10.901667577282877,9.7295501853362492,8.5689335039975223,8.4245038223743389,8.2984027805510578,10.218363791559737,10.201213967577072,9.8244529435620702,10.066076813653705,10.291454391643123,10.426461367921107,10.439,10.345682530841451,9.233343125884101,8.1319178952936504,7.9948541274332481,7.8751842387429543,9.6972272381901892,9.680952055230641]
["Alder 1 & 2",1005,"3913","11,12","1862B","Storage w/Div","WAT",null,"Hydro",50,50,null,30.5,50,42,50.4,42,27,null,21,"Operating","Dec",1945,null,"Nisqually R.","Pierce","WA","Y","Puget Sound & Coastal","WECC","City of Tacoma","Municipal","City of Tacoma",null,null,null,null,null,null,null,1,null,null,null,null,50,27,null,null,null,null,"Tacoma",24.3,19.8,9.5,10.551027397260301,26.002397260274002,23,9.3800000000000008,2.86,25.9,29.45,31.3,25.35,28.26,21.83,28.7,"License granted March 1997; expires February 2037. 01/016 Critical energy from PNUCC 2005 NRF. Certified Low-impact.",{"$f":"VLOOKUP($B14,[2]!Table_intranet_power_vewProjectLatLongUrl[#Data],2,FALSE)","v":"46.801"},{"$f":"VLOOKUP($B14,[2]!Table_intranet_power_vewProjectLatLongUrl[#Data],3,FALSE)","v":"-122.308"},{"$f":"VLOOKUP($B14,[2]!Table_intranet_power_vewProjectLatLongUrl[#Data],4,FALSE)","v":"http://www.ci.tacoma.wa.us/power/parksandpower/hydro_power/nisqually/alder_dam.htm"},"2017-10-16T14:54:31",50,50,0.54,27,"Regulated","N","Reg hydro",null,null,null,null,null,null,null,null,null,null,null,null,"","","","","","","","","","","","","","","","","","","","","","","","","","","","",null,null,"",null,"","","","","","","","","","","","","","","","","","","","","","","","",""]
["Amalgamated Sugar (TASCO) (Nampa) 1 - 3",1006,"54690","2250,500,6500",null,"STCG","COL","NG","Coal",8.6999999999999993,8.6999999999999993,0.2,null,0,0,8.6999999999999993,8.6999999999999993,null,null,null,"Operating","Oct",1948,null,"Nampa","Canyon","ID","Y","Columbia","WECC","The Amalgamated Sugar Co.","Independent","Idaho Power Co. (QF)",25.69,6.35,null,null,null,null,null,1,null,null,null,null,8.6999999999999993,8.0000000000000016E-2,"The Amalgamated Sugar Company","Food processing",null,null,"IPC",null,null,null,null,null,null,5.14,4.83,4.7,4.33,4.7,5.93,4.5599999999999996,5.6749999999999998,6.1,"(3) STG @ 2.3, 0.5 & 6.5 MW. Proposed NG-fired repowering under study (Nov 2009).",{"$f":"VLOOKUP($B15,[2]!Table_intranet_power_vewProjectLatLongUrl[#Data],2,FALSE)","v":"43.605063"},{"$f":"VLOOKUP($B15,[2]!Table_intranet_power_vewProjectLatLongUrl[#Data],3,FALSE)","v":"-116.573758"},{"$f":"VLOOKUP($B15,[2]!Table_intranet_power_vewProjectLatLongUrl[#Data],4,FALSE)","v":0},"2017-10-16T14:55:22",0.2,0,0.8,8.0000000000000016E-2,null,"Y",null,null,"PNW East","CLSTCG_SID",6000,1,null,1,null,1,null,"Y",null,"Amalgamated Sugar (TASCO) (Nampa) 1 - 3","PNW East","Thr","Coal",0.2,"Oct-1948","Jan-2051",6000,"ID coal",7.0000000000000007E-2,56,true,"MR 28d Flat","Col1","Default","Default",30,"Flat",0,1,false,true,false,false,0,0,0,"",null,null,"Amalgamated Sugar (TASCO) (Nampa) 1 - 3",null,"Amalgamated Sugar (TASCO) (Nampa) 1 - 3",0.18082191780821921,0.18082191780821921,0.18082191780821921,0.18082191780821921,0.18082191780821921,0.18082191780821921,0.18082191780821921,0.18082191780821921,0.18082191780821921,0.18082191780821921,0.18082191780821921,0.18082191780821921,0.16816438356164384,0.16816438356164384,0.16816438356164384,0.16816438356164384,0.16816438356164384,0.16816438356164384,0.16816438356164384,0.16816438356164384,0.16816438356164384,0.16816438356164384,0.16816438356164384,0.16816438356164384]
["Amalgamated Sugar (TASCO) (Nyassa) 1 - 3",1007,"54612","1,2,3",null,"STCG","COL",null,"Coal",14,null,null,null,null,null,9.8000000000000007,9.8000000000000007,null,null,null,"Retired","Sep",1942,2005,"Nyassa","Malheur","OR","Y","Columbia","WECC","The Amalgamated Sugar Co.","Independent","Retired",null,null,null,null,null,null,null,0,null,null,null,null,0,0,"The Amalgamated Sugar Company","Food processing",null,null,null,null,null,null,null,null,null,null,null,null,null,null,null,null,null,null,"Units 1, 2 and 3 are 12, 1.5 MW and 5.5 MW respectively.",{"$f":"VLOOKUP($B16,[2]!Table_intranet_power_vewProjectLatLongUrl[#Data],2,FALSE)","v":0},{"$f":"VLOOKUP($B16,[2]!Table_intranet_power_vewProjectLatLongUrl[#Data],3,FALSE)","v":0},{"$f":"VLOOKUP($B16,[2]!Table_intranet_power_vewProjectLatLongUrl[#Data],4,FALSE)","v":0},"2008-10-06",9.8000000000000007,9.8000000000000007,0.8,7.8400000000000007,null,"N","Retired",null,null,null,null,null,null,null,null,null,null,null,null,"","","","","","","","","","","","","","","","","","","","","","","","","","","","",null,null,"",null,"","","","","","","","","","","","","","","","","","","","","","","","",""]
["Amalgamated Sugar (TASCO) (Paul)",1008,null,null,null,"STCG","COL","NG","Coal",5.0599999999999996,null,null,null,null,null,null,null,null,null,null,"Idle",null,1952,null,"Paul","Minidoka","ID","Y","Columbia","WECC","The Amalgamated Sugar Co.","Independent","Idle",null,null,null,null,null,null,null,0,null,null,null,null,0,0,"The Amalgamated Sugar Company","Food processing",null,null,null,null,null,null,null,0,null,null,null,null,null,null,null,null,null,null,null,{"$f":"VLOOKUP($B17,[2]!Table_intranet_power_vewProjectLatLongUrl[#Data],2,FALSE)","v":0},{"$f":"VLOOKUP($B17,[2]!Table_intranet_power_vewProjectLatLongUrl[#Data],3,FALSE)","v":0},{"$f":"VLOOKUP($B17,[2]!Table_intranet_power_vewProjectLatLongUrl[#Data],4,FALSE)","v":0},"2008-06-10",5.0599999999999996,5.0599999999999996,0.8,4.048,null,"N","Idle",null,null,null,null,null,null,null,null,null,null,null,null,"","","","","","","","","","","","","","","","","","","","","","","","","","","","",null,null,"",null,"","","","","","","","","","","","","","","","","","","","","","","","",""]
["Amalgamated Sugar (TASCO) (Twin Falls) 1-3",1009,"10504","1500,2500,4000",null,"STCG","COL","NG","Coal",10.199999999999999,10.199999999999999,0.1,null,0,0,8.5,8.5,null,null,null,"Operating","Dec",1948,null,"Twin Falls","Twin Falls","ID","Y","Columbia","WECC","The Amalgamated Sugar Co.","Independent","Idaho Power Co. (QF)",25.69,6.35,null,null,null,null,null,1,null,null,null,null,10.199999999999999,4.0000000000000008E-2,"The Amalgamated Sugar Company","Food processing",null,null,"IPC",null,null,null,null,null,null,5.35,4.8099999999999996,5.7,5.55,5.8,5.62,5.25,5.25,5.9,"(3) STG @ 1.5, 2.5 & 4 MW. 4 MW unit reported to operate.",{"$f":"VLOOKUP($B18,[2]!Table_intranet_power_vewProjectLatLongUrl[#Data],2,FALSE)","v":"42.53061"},{"$f":"VLOOKUP($B18,[2]!Table_intranet_power_vewProjectLatLongUrl[#Data],3,FALSE)","v":"-114.429584"},{"$f":"VLOOKUP($B18,[2]!Table_intranet_power_vewProjectLatLongUrl[#Data],4,FALSE)","v":0},"2017-10-16T14:57:36",0.1,0,0.8,4.0000000000000008E-2,null,"Y",null,null,"PNW East","CLSTCG_SID",6000,1,null,1,null,1,null,"Y",null,"Amalgamated Sugar (TASCO) (Twin Falls) 1-3","PNW East","Thr","Coal",0.1,"Dec-1948","Jan-2051",6000,"ID coal",7.0000000000000007E-2,56,true,"MR 28d Flat","Col1","Default","Default",30,"Flat",0,1,false,true,false,false,0,0,0,"",null,null,"Amalgamated Sugar (TASCO) (Twin Falls) 1-3",null,"Amalgamated Sugar (TASCO) (Twin Falls) 1-3",9.0410958904109606E-2,9.0410958904109606E-2,9.0410958904109606E-2,9.0410958904109606E-2,9.0410958904109606E-2,9.0410958904109606E-2,9.0410958904109606E-2,9.0410958904109606E-2,9.0410958904109606E-2,9.0410958904109606E-2,9.0410958904109606E-2,9.0410958904109606E-2,8.4082191780821922E-2,8.4082191780821922E-2,8.4082191780821922E-2,8.4082191780821922E-2,8.4082191780821922E-2,8.4082191780821922E-2,8.4082191780821922E-2,8.4082191780821922E-2,8.4082191780821922E-2,8.4082191780821922E-2,8.4082191780821922E-2,8.4082191780821922E-2]
["American Falls 1 - 3",1010,"809","1,2,3",2736,"Storage w/Div","WAT",null,"Hydro",112.42,92.4,null,36.299999999999997,82,0,110.4,60.9,null,null,null,"Operating","Mar",1978,null,"Snake R.","Power","ID","Y","Columbia","WECC","Idaho Power Co.","IOU","Idaho Power Co.",null,null,null,null,null,null,null,1,null,null,null,null,112.42,41.508670000000002,null,null,null,null,"IPC",24,23.6,22.8,25.772831050228302,39.974429223744302,30,30.23,43.93,36.4,66.900000000000006,40.200000000000003,27.83,30.16,33.590000000000003,27.8,"License granted March 1975; expires February 2025.",{"$f":"VLOOKUP($B19,[2]!Table_intranet_power_vewProjectLatLongUrl[#Data],2,FALSE)","v":"42.779"},{"$f":"VLOOKUP($B19,[2]!Table_intranet_power_vewProjectLatLongUrl[#Data],3,FALSE)","v":"-112.875"},{"$f":"VLOOKUP($B19,[2]!Table_intranet_power_vewProjectLatLongUrl[#Data],4,FALSE)","v":"http://www.idwr.state.id.us/Water/stream_dam/dams/AmericanFalls.htm"},"2017-10-16T14:58:12",112.42,82,0.42699999999999999,41.508670000000002,"Independent","N","Accounted for in HydInd file",null,null,null,null,null,null,null,null,null,null,null,null,"","","","","","","","","","","","","","","","","","","","","","","","","","","","",null,null,"",null,"","","","","","","","","","","","","","","","","","","","","","","","",""]
["American Falls Solar",2101,"60011","IPAF",null,"PV","SOL",null,"Solar",20,20,null,20,null,null,20,20,5.08,null,null,"Operating","Jan",2017,null,"American Falls","Power","ID","Y","Columbia","WECC","First Wind","Independent","Idaho Power Co. (20 yr ESA)",null,null,null,null,null,null,2036,1,null,null,null,null,20,5.08,null,null,null,null,"IPC",null,null,null,null,null,null,null,null,null,null,null,null,null,null,null,"Project expected to use (10) 2.0 MW ac SMA inverters and (85,880) JA 305w DC panels and utilize a single axis tracking system (from ESA IPUC filing).  RECs to be split 50/50 between IPC and developer.  Expected CF 25.4% AC.",{"$f":"VLOOKUP($B20,[2]!Table_intranet_power_vewProjectLatLongUrl[#Data],2,FALSE)","v":42.826959000000002},{"$f":"VLOOKUP($B20,[2]!Table_intranet_power_vewProjectLatLongUrl[#Data],3,FALSE)","v":-112.743943},null,"2017-11-07T10:56:02",20,20,{"$f":"IF(OR(ISBLANK(J20),ISBLANK(R20),J20=0),VLOOKUP(IF(G20=\"WAT\",\"HY\",IF(G20=\"LFG\",\"LFG\",F20)),Acapability,4,FALSE),R20/J20)","v":0.254},5.08,null,"Y",null,"100% PNW PPA","PNW East","PV",null,1,null,0.75,null,1,null,"Y",null,"American Falls Solar","PNW East",{"$f":"IF(BZ20=\"N\",\"\",VLOOKUP($CD20,ATechDat,2,FALSE))","v":"Thr"},{"$f":"IF(BZ20=\"N\",\"\",VLOOKUP($CD20,ATechDat,3,FALSE))","v":"PV"},15,"Jan-2017","Jan-2051",0,{"$f":"IF(BZ20=\"N\",\"\",VLOOKUP($CD20,ATechDat,4,FALSE))","v":"Solar"},{"$f":"IF(BZ20=\"N\",\"\",VLOOKUP($CD20,ATechDat,5,FALSE))","v":0},{"$f":"IF(BZ20=\"N\",\"\",VLOOKUP($CD20,ATechDat,6,FALSE))","v":0},{"$f":"IF(BZ20=\"N\",\"\",VLOOKUP($CD20,ATechDat,7,FALSE))","v":false},{"$f":"IF(BZ20=\"N\",\"\",VLOOKUP($CD20,ATechDat,8,FALSE))","v":"Cf PV"},{"$f":"IF(BZ20=\"N\",\"\",VLOOKUP($CD20,ATechDat,9,FALSE))","v":"SolarPV"},{"$f":"IF(BZ20=\"N\",\"\",VLOOKUP($CD20,ATechDat,10,FALSE))","v":"Default"},{"$f":"IF(BZ20=\"N\",\"\",VLOOKUP($CD20,ATechDat,11,FALSE))","v":"Default"},{"$f":"IF(BZ20=\"N\",\"\",VLOOKUP($CD20,ATechDat,12,FALSE))","v":30},{"$f":"IF(BZ20=\"N\",\"\",VLOOKUP($CD20,ATechDat,13,FALSE))","v":"Flat"},{"$f":"IF(BZ20=\"N\",\"\",VLOOKUP($CD20,ATechDat,14,FALSE))","v":0},{"$f":"IF(BZ20=\"N\",\"\",VLOOKUP($CD20,ATechDat,15,FALSE))","v":1},{"$f":"IF(BZ20=\"N\",\"\",VLOOKUP($CD20,ATechDat,16,FALSE))","v":false},{"$f":"IF(BZ20=\"N\",\"\",VLOOKUP($CD20,ATechDat,17,FALSE))","v":true},{"$f":"IF(BZ20=\"N\",\"\",VLOOKUP($CD20,ATechDat,18,FALSE))","v":false},{"$f":"IF(BZ20=\"N\",\"\",VLOOKUP($CD20,ATechDat,19,FALSE))","v":false},{"$f":"IF(BZ20=\"N\",\"\",VLOOKUP($CD20,ATechDat,20,FALSE))","v":0},{"$f":"IF(BZ20=\"N\",\"\",VLOOKUP($CD20,ATechDat,21,FALSE))","v":0},{"$f":"IF(BZ20=\"N\",\"\",VLOOKUP($CD20,ATechDat,22,FALSE))","v":0},"100% PNW PPA",null,null,"American Falls Solar",null,"American Falls Solar",4.43542833319629,2.88087921776079,1.3322881363823611,1.101358254600495,1.2650408808143834,2.1373841353590448,3.418489374455445,4.0529655442829702,5.2877250911710805,5.8042769253703801,5.9891960877336157,5.3630269944564901,5.9139044442617195,3.8411722903477203,1.7763841818431481,1.4684776728006599,1.6867211744191779,2.8498455138120597,4.55798583260726,5.4039540590439605,7.05030012156144,7.7390359004938407,7.9855947836448209,7.1507026592753196]
["American Falls Solar II",2102,"60012","IPAF2",null,"PV","SOL",null,"Solar",20,20,null,20,null,null,20,20,5.08,null,null,"Operating","Jan",2017,null,"American Falls","Power","ID","Y","Columbia","WECC","First Wind","Independent","Idaho Power Co. (20 yr ESA)",null,null,null,null,null,null,2036,1,null,null,null,null,20,5.08,null,null,null,null,"IPC",null,null,null,null,null,null,null,null,null,null,null,null,null,null,null,"Project expected to use (10) 2.0 MW ac SMA inverters and (85,880) JA 305w DC panels and utilize a single axis tracking system (from ESA IPUC filing).  RECs to be split 50/50 between IPC and developer.  Expected CF 25.4% AC.",{"$f":"VLOOKUP($B21,[2]!Table_intranet_power_vewProjectLatLongUrl[#Data],2,FALSE)","v":42.826959000000002},{"$f":"VLOOKUP($B21,[2]!Table_intranet_power_vewProjectLatLongUrl[#Data],3,FALSE)","v":-112.743943},null,"2017-11-07T10:56:07",20,20,0.254,5.08,null,"Y",null,"100% PNW PPA","PNW East","PV",null,1,null,0.75,null,1,null,"Y",null,"American Falls Solar II","PNW East","Thr","PV",15,"Jan-2017","Jan-2051",0,"Solar",0,0,false,"Cf PV","SolarPV","Default","Default",30,"Flat",0,1,false,true,false,false,0,0,0,"100% PNW PPA",null,null,"American Falls Solar II",null,"American Falls Solar II",{"$f":"IF($BZ21=\"N\",\"\",IF(OR($I21<>\"Wind\",$I21<>\"Solar\",$I21<>\"Hydro\"),($CF21*$CH21*IF(ISBLANK($L21),IF(ISBLANK($O21),$J21,$O21),$L21))*VLOOKUP($CZ21,ASeasDist,DU$7,FALSE)*VLOOKUP($DE21,ASeasDist,DU$7),$J21*$CF21*$CH21))","v":4.43542833319629},2.88087921776079,1.3322881363823611,1.101358254600495,1.2650408808143834,2.1373841353590448,3.418489374455445,4.0529655442829702,5.2877250911710805,5.8042769253703801,5.9891960877336157,5.3630269944564901,{"$f":"IF($BZ21=\"N\",\"\",IF(OR($I21<>\"Wind\",$I21<>\"Solar\",$I21<>\"Hydro\"),$CJ21*IF(ISBLANK($L21),IF(ISBLANK($O21),$J21,$O21),$L21),$J21)*(1-$CW21)*VLOOKUP($CZ21,ASeasDist,EG$7,FALSE)*VLOOKUP($DE21,ASeasDist,EG$7))","v":5.9139044442617195},3.8411722903477203,1.7763841818431481,1.4684776728006599,1.6867211744191779,2.8498455138120597,4.55798583260726,5.4039540590439605,7.05030012156144,7.7390359004938407,7.9855947836448209,7.1507026592753196]
["Amy Ranch",1011,null,null,8700,"Conduit","WAT",null,"Hydro",0.65,null,null,null,0.7,0.7,null,null,0.42,null,null,"Operating",null,1986,null,"Deep Cr.","Butte","ID","Y","Columbia","WECC","A.J. Amy","Independent","PacifiCorp (QF)",null,null,null,null,null,null,null,1,null,null,null,null,0.65,0.42,null,null,null,null,null,null,null,null,null,null,null,null,null,null,null,null,null,null,null,null,"Exemption granted October 1985.",{"$f":"VLOOKUP($B22,[2]!Table_intranet_power_vewProjectLatLongUrl[#Data],2,FALSE)","v":0},{"$f":"VLOOKUP($B22,[2]!Table_intranet_power_vewProjectLatLongUrl[#Data],3,FALSE)","v":0},{"$f":"VLOOKUP($B22,[2]!Table_intranet_power_vewProjectLatLongUrl[#Data],4,FALSE)","v":0},"2014-01-29T18:51:35",0.65,0.7,0.64615384615384608,0.42,null,"Y","Not accounted for in HydInd file",null,"PNW East","HY_Irr","n/a",1,null,1,null,1,null,"Y",null,"Amy Ranch","PNW East","Thr","Hyd",0.7,"Dec-1986","Jan-2051","n/a","Water",0,24,false,"Cf HY Irr","Zero","Expense","Default",50,"Flat",0,0,false,true,false,false,0,0,0,"",null,null,"Amy Ranch",null,"Amy Ranch",0.7,0,0,0,0,0,0,0.7,0.7,0.7,0.7,0.7,0.7,0,0,0,0,0,0,0.7,0.7,0.7,0.7,0.7]
["Anderson Ranch 1 - 2",1012,"6395","1,2","FCRPS","Storage","WAT",null,"Hydro",40,40,null,4.3099999999999996,34,6.4,40,40,16,null,16,"Operating","Dec",1950,null,"Boise R.","Elmore","ID","Y","Columbia","WECC","USBR","Federal","BPA",null,null,null,null,null,null,null,1,null,null,null,null,40,16,null,null,null,null,"IPC",10.4,9.5,12.2,3.95,8.43607305936073,13.9,3.99,14.05,13.9,15.97,21.1,12.89,9.85,13.96,16.600000000000001,"Critical energy from PNUCC 2005 NRF",{"$f":"VLOOKUP($B23,[2]!Table_intranet_power_vewProjectLatLongUrl[#Data],2,FALSE)","v":"43.357"},{"$f":"VLOOKUP($B23,[2]!Table_intranet_power_vewProjectLatLongUrl[#Data],3,FALSE)","v":"-115.451"},{"$f":"VLOOKUP($B23,[2]!Table_intranet_power_vewProjectLatLongUrl[#Data],4,FALSE)","v":"http://www.usbr.gov/projects/Facility.jsp?fac_Name=Anderson+Ranch+Dam"},"2017-10-16T15:00:05",40,34,0.4,16,"Independent","N","Accounted for in HydInd file",null,null,null,null,null,null,null,null,null,null,null,null,"","","","","","","","","","","","","","","","","","","","","","","","","","","","",null,null,"",null,"","","","","","","","","","","","","","","","","","","","","","","","",""]
["Arrowrock 1 - 2",1688,"56997","1,2",4656,"Storage","WAT",null,"Hydro",18,15,null,2.2999999999999998,16,16,16,16,9.1999999999999993,null,null,"Operating","April",2010,null,"Boise R.","Ada","ID","Y","Columbia","WECC","Boise-Kuna Irrigation District","Independent","Clatskanie PUD (Apr 2010 - Dec 2015)",null,null,null,null,null,null,2015,1,null,null,null,null,18,9.1999999999999993,null,null,null,null,"IPC",null,null,null,null,null,null,null,null,8.9,9.69,8.6999999999999993,5.59,8.2899999999999991,7.46,7.6,"Powerhouse w/(2) 9 MW units at existing dam.",{"$f":"VLOOKUP($B24,[2]!Table_intranet_power_vewProjectLatLongUrl[#Data],2,FALSE)","v":"43.595556"},{"$f":"VLOOKUP($B24,[2]!Table_intranet_power_vewProjectLatLongUrl[#Data],3,FALSE)","v":"-115.922222"},{"$f":"VLOOKUP($B24,[2]!Table_intranet_power_vewProjectLatLongUrl[#Data],4,FALSE)","v":"http://en.wikipedia.org/wiki/Arrowrock_Dam"},"2017-10-16T15:02:02",18,16,0.51111111111111107,9.1999999999999993,null,"Y","Not accounted for in HydInd file",null,"PNW East","HY_East","n/a",1,null,1,null,1,null,null,null,"Arrowrock 1 - 2","PNW East","Thr","Hyd",16,"April-2010","Jan-2051","n/a","Water",0,24,false,"Cf HY East","Zero","Expense","Default",50,"Flat",0,0,false,true,false,false,0,0,0,"",null,null,"Arrowrock 1 - 2",null,"Arrowrock 1 - 2",5.2283243829135202,6.8644431299059043,6.1041506243905284,7.7542744791382878,8.9217646800186401,6.8857437513506081,8.0135101033380636,8.6572265384515514,11.3702325226804,10.567811624245264,10.586350700222688,9.5648883091315682,5.2283243829135202,6.8644431299059043,6.1041506243905284,7.7542744791382878,8.9217646800186401,6.8857437513506081,8.0135101033380636,8.6572265384515514,11.3702325226804,10.567811624245264,10.586350700222688,9.5648883091315682]
["Ashton 1 - 3",1013,"825","1,2,3","2381B","ROR","WAT",null,"Hydro",7.85,6.7,null,7.5,7.2,7.2,7.1,7.1,4.75,null,null,"Operating","Aug",1917,null,"Henrys Fk.","Fremont","ID","Y","Columbia","WECC","PacifiCorp","IOU","PacifiCorp",null,null,null,null,null,null,null,1,null,null,null,null,7.85,4.75,null,null,null,null,"PACE",3.5,3.3,1.2,1.26358447488584,1.43059360730594,1.1000000000000001,1.08,3.85,2.6,2.06,0.2,3.94,3.75,3.42,3.3,"Original License granted January 1938; expired December 1987. New license gtd. 08/01/87 Exp. 12/31/27.  Unit 1 rated 2.85MW, Unit 2 and 3 are both rated 2.5 MW.  Reconstruction to repair and improve completed in 2012.",{"$f":"VLOOKUP($B25,[2]!Table_intranet_power_vewProjectLatLongUrl[#Data],2,FALSE)","v":"44.2234"},{"$f":"VLOOKUP($B25,[2]!Table_intranet_power_vewProjectLatLongUrl[#Data],3,FALSE)","v":"-111.4755"},{"$f":"VLOOKUP($B25,[2]!Table_intranet_power_vewProjectLatLongUrl[#Data],4,FALSE)","v":0},"2017-10-16T15:03:08",7.85,7.2,0.60509554140127386,4.75,null,"Y","Not accounted for in HydInd file",null,"PNW East","HY_East","n/a",1,null,1,null,1,null,null,null,"Ashton 1 - 3","PNW East","Thr","Hyd",7.2,"Aug-1917","Jan-2051","n/a","Water",0,24,false,"Cf HY East","Zero","Expense","Default",50,"Flat",0,0,false,true,false,false,0,0,0,"",null,null,"Ashton 1 - 3",null,"Ashton 1 - 3",2.3527459723110842,3.0889994084576569,2.7468677809757378,3.4894235156122297,4.014794106008388,3.0985846881077737,3.6060795465021287,3.8957519423031983,5.1166046352061798,4.755515230910369,4.7638578151002102,4.3041997391092055,2.3527459723110842,3.0889994084576569,2.7468677809757378,3.4894235156122297,4.014794106008388,3.0985846881077737,3.6060795465021287,3.8957519423031983,5.1166046352061798,4.755515230910369,4.7638578151002102,4.3041997391092055]
["Atlanta Power Station (Kirby)",1014,"6700",null,11541,"ROR R w/Div","WAT",null,"Hydro",0.15,null,null,null,0.2,0.2,null,null,0.15,null,null,"Operating",null,1910,null,"Boise R, M Fk","Elmore","ID","Y","Columbia","WECC","Atlanta Power Co. Inc.","Independent","Atlanta Power Co.",null,null,null,null,null,null,null,null,null,null,null,null,0,0,null,null,null,null,null,null,null,null,null,null,null,null,null,null,null,null,null,null,null,null,"License granted May 2002; expires April 2032.",{"$f":"VLOOKUP($B26,[2]!Table_intranet_power_vewProjectLatLongUrl[#Data],2,FALSE)","v":0},{"$f":"VLOOKUP($B26,[2]!Table_intranet_power_vewProjectLatLongUrl[#Data],3,FALSE)","v":0},{"$f":"VLOOKUP($B26,[2]!Table_intranet_power_vewProjectLatLongUrl[#Data],4,FALSE)","v":0},"2015-03-27T16:07:45",0.15,0.2,1,0.15,null,"N","<0.5 MW",null,null,null,null,null,null,null,null,null,null,null,null,"","","","","","","","","","","","","","","","","","","","","","","","","","","","",null,null,"",null,"","","","","","","","","","","","","","","","","","","","","","","","",""]
["Baker River (Lower) Unit 3",1332,"3855","3","2150A","Storage w/Div","WAT",null,"Hydro",79,80.8,null,63.6,86.7,86.7,80.8,80.8,43,null,36,"Operating",null,1925,null,"Baker R.","Skagit","WA","Y","Puget Sound & Coastal","WECC","Puget Sound Energy","IOU","Puget Sound Energy",null,null,null,null,null,null,null,1,null,null,null,null,79,43,null,null,null,null,"PSE",45.8,44.5,40.5,31.070091324200899,38.144406392694101,49.3,36.19,39.369999999999997,41.8,37.99,39.9,40.25,49.04,35.229999999999997,41,"Original license granted May 1956. New 50-yr licence granted Oct 2008. Critical energy from PNUCC 2005 NRF",{"$f":"VLOOKUP($B27,[2]!Table_intranet_power_vewProjectLatLongUrl[#Data],2,FALSE)","v":"48.544"},{"$f":"VLOOKUP($B27,[2]!Table_intranet_power_vewProjectLatLongUrl[#Data],3,FALSE)","v":"-121.741"},{"$f":"VLOOKUP($B27,[2]!Table_intranet_power_vewProjectLatLongUrl[#Data],4,FALSE)","v":"http://www.pse.com/energyEnvironment/energysupply/Pages/EnergySupply_ElectricityHydro.aspx"},"2017-10-24T09:10:51",79,86.7,0.54430379746835444,43,"Regulated","N","Reg hydro",null,null,null,null,null,null,null,null,null,null,null,null,"","","","","","","","","","","","","","","","","","","","","","","","","","","","",null,null,"",null,"","","","","","","","","","","","","","","","","","","","","","","","",""]
["Baker River (Lower) Unit 4",1989,"3855","4",null,"Storage w/Div","WAT",null,"Hydro",32.4,30.4,null,null,null,null,30.4,30.4,null,null,null,"Operating","Dec",2014,null,"Baker R.","Skagit","WA","Y","Puget Sound & Coastal","WECC","Puget Sound Energy","IOU","Puget Sound Energy",null,null,null,null,null,null,null,1,null,null,null,null,32.4,13.4078,null,null,null,null,"PSE",null,null,null,null,null,null,null,null,null,null,null,null,null,null,null,"Construction of new powerhouse begain December 2010.",{"$f":"VLOOKUP($B28,[2]!Table_intranet_power_vewProjectLatLongUrl[#Data],2,FALSE)","v":"48.544"},{"$f":"VLOOKUP($B28,[2]!Table_intranet_power_vewProjectLatLongUrl[#Data],3,FALSE)","v":"-121.741"},{"$f":"VLOOKUP($B28,[2]!Table_intranet_power_vewProjectLatLongUrl[#Data],4,FALSE)","v":"http://www.pse.com/energyEnvironment/energysupply/Pages/EnergySupply_ElectricityHydro.aspx"},"2017-10-24T09:11:03",{"$f":"IF(OR(I28=\"Wind\",I28=\"Solar\",I28=\"Hydro\"),J28,IF(ISNUMBER(L28),L28,IF(ISNUMBER(O28), O28, IF(ISNUMBER(Q28),Q28,J28))))","v":32.4},{"$f":"IF(OR(J28=\"Wind\",J28=\"Solar\",J28=\"Hydro\"),J28,IF(ISNUMBER(N28),N28,IF(ISNUMBER(P28), P28, IF(ISNUMBER(L28),L28,J28))))","v":30.4},{"$f":"IF(OR(ISBLANK(J28),ISBLANK(R28),J28=0),VLOOKUP(IF(G28=\"WAT\",\"HY\",IF(G28=\"LFG\",\"LFG\",F28)),Acapability,4,FALSE),R28/J28)","v":0.42699999999999999},{"$f":"IF(ISNUMBER(R28),R28,AVERAGE(BU28,BV28)*BW28)","v":13.4078},"Regulated","N","Reg hydro"]
["Baker River (Upper) 1 & 2",1599,"3861","1,2","2150B","Storage","WAT",null,"Hydro",91,104.8,null,83,111.4,111.4,105,105,42,null,35,"Operating","Jan",1959,null,"Baker R.","Whatcom","WA","Y","Puget Sound & Coastal","WECC","Puget Sound Energy","IOU","Puget Sound Energy",null,null,null,null,null,null,null,1,null,null,null,null,91,42,null,null,null,null,"PSE",40.299999999999997,37.9,40.799999999999997,33.701369863013703,38.647602739725997,45.3,35.75,38.51,41.2,34.4,39.9,40.700000000000003,38.82,31.82,42.1,"Original license granted May 1956. New 50-yr licence granted Oct 2008. Critical energy from PNUCC 2005 NRF",{"$f":"VLOOKUP($B29,[2]!Table_intranet_power_vewProjectLatLongUrl[#Data],2,FALSE)","v":"48.65"},{"$f":"VLOOKUP($B29,[2]!Table_intranet_power_vewProjectLatLongUrl[#Data],3,FALSE)","v":"-121.69"},{"$f":"VLOOKUP($B29,[2]!Table_intranet_power_vewProjectLatLongUrl[#Data],4,FALSE)","v":"http://www.pse.com/energyEnvironment/energysupply/Pages/EnergySupply_ElectricityHydro.aspx"},"2017-10-25T11:48:30",91,111.4,0.46153846153846156,42,"Regulated","N","Reg hydro",null,null,null,null,null,null,null,null,null,null,null,null,"","","","","","","","","","","","","","","","","","","","","","","","","","","","",null,null,"",null,"",{"$f":"IF($BZ29=\"N\",\"\",IF(OR($I29<>\"Wind\",$I29<>\"Solar\",$I29<>\"Hydro\"),($CF29*$CH29*IF(ISBLANK($L29),IF(ISBLANK($O29),$J29,$O29),$L29))*VLOOKUP($CZ29,ASeasDist,DU$7,FALSE)*VLOOKUP($DE29,ASeasDist,DU$7),$J29*$CF29*$CH29))","v":""},"","","","","","","","","","","",{"$f":"IF($BZ29=\"N\",\"\",IF(OR($I29<>\"Wind\",$I29<>\"Solar\",$I29<>\"Hydro\"),$CJ29*IF(ISBLANK($L29),IF(ISBLANK($O29),$J29,$O29),$L29),$J29)*(1-$CW29)*VLOOKUP($CZ29,ASeasDist,EG$7,FALSE)*VLOOKUP($DE29,ASeasDist,EG$7))","v":""},"","","","","","","","","","",""]
["Baldock Solar Highway Project",2087,"57882","BSH1",null,"PV","SOL",null,"Solar",1.5,1.7,null,null,1.7,1.7,1.7,1.7,0.2,null,null,"Operating","Jan",2012,null,"Wilsonville (NB off I-5)","Clackamas","OR","Y","Columbia","WECC","Bank of America financed and owns project; PGE operates and maintains","Independent","Portland General Electric",null,null,null,null,null,null,"n/a",1,0,0,0,0,{"$f":"AO30*J30","v":1.5},{"$f":"IF(ISNUMBER(R30),R30,BX30)*AO30","v":0.2},null,null,null,null,"PGE",null,null,null,null,null,null,null,null,null,null,0.2,0.22,0.24,0.22600000000000001,0.2,"6,994 panel array on ~7 acres; solar highway project",{"$f":"VLOOKUP($B30,[2]!Table_intranet_power_vewProjectLatLongUrl[#Data],2,FALSE)","v":45.268999999999998},{"$f":"VLOOKUP($B30,[2]!Table_intranet_power_vewProjectLatLongUrl[#Data],3,FALSE)","v":-122.771},{"$f":"VLOOKUP($B30,[2]!Table_intranet_power_vewProjectLatLongUrl[#Data],4,FALSE)","v":"http://live.deckmonitoring.com/?id=baldock_solar_highway"},"2017-10-16T15:03:47",{"$f":"IF(OR(I30=\"Wind\",I30=\"Solar\",I30=\"Hydro\"),J30,IF(ISNUMBER(L30),L30,IF(ISNUMBER(O30), O30, IF(ISNUMBER(Q30),Q30,J30))))","v":1.5},{"$f":"IF(OR(J30=\"Wind\",J30=\"Solar\",J30=\"Hydro\"),J30,IF(ISNUMBER(N30),N30,IF(ISNUMBER(P30), P30, IF(ISNUMBER(L30),L30,J30))))","v":1.7},{"$f":"IF(OR(ISBLANK(J30),ISBLANK(R30),J30=0),VLOOKUP(IF(G30=\"WAT\",\"HY\",IF(G30=\"LFG\",\"LFG\",F30)),Acapability,4,FALSE),R30/J30)","v":0.13333333333333333},{"$f":"IF(ISNUMBER(R30),R30,AVERAGE(BU30,BV30)*BW30)","v":0.2},null,"Y",null,null,"PNW West","PV",null,1,null,0.75,null,1,null,"Y",null,"Baldock Solar Highway Project",{"$f":"IF($BZ30=\"Y\",CC30,\"\")","v":"PNW West"},{"$f":"IF(BZ30=\"N\",\"\",VLOOKUP($CD30,ATechDat,2,FALSE))","v":"Thr"},{"$f":"IF(BZ30=\"N\",\"\",VLOOKUP($CD30,ATechDat,3,FALSE))","v":"PV"},1.2749999999999999,{"$f":"IF(BZ30=\"N\",\"\",IF(ISBLANK(V30),\"Dec\",V30)&\"-\"&IF(ISBLANK(W30),1980,W30))","v":"Jan-2012"},"Jan-2051",0,{"$f":"IF(BZ30=\"N\",\"\",VLOOKUP($CD30,ATechDat,4,FALSE))","v":"Solar"},{"$f":"IF(BZ30=\"N\",\"\",VLOOKUP($CD30,ATechDat,5,FALSE))","v":0},{"$f":"IF(BZ30=\"N\",\"\",VLOOKUP($CD30,ATechDat,6,FALSE))","v":0},{"$f":"IF(BZ30=\"N\",\"\",VLOOKUP($CD30,ATechDat,7,FALSE))","v":false},{"$f":"IF(BZ30=\"N\",\"\",VLOOKUP($CD30,ATechDat,8,FALSE))","v":"Cf PV"},{"$f":"IF(BZ30=\"N\",\"\",VLOOKUP($CD30,ATechDat,9,FALSE))","v":"SolarPV"},{"$f":"IF(BZ30=\"N\",\"\",VLOOKUP($CD30,ATechDat,10,FALSE))","v":"Default"},{"$f":"IF(BZ30=\"N\",\"\",VLOOKUP($CD30,ATechDat,11,FALSE))","v":"Default"},{"$f":"IF(BZ30=\"N\",\"\",VLOOKUP($CD30,ATechDat,12,FALSE))","v":30},{"$f":"IF(BZ30=\"N\",\"\",VLOOKUP($CD30,ATechDat,13,FALSE))","v":"Flat"},{"$f":"IF(BZ30=\"N\",\"\",VLOOKUP($CD30,ATechDat,14,FALSE))","v":0},{"$f":"IF(BZ30=\"N\",\"\",VLOOKUP($CD30,ATechDat,15,FALSE))","v":1},{"$f":"IF(BZ30=\"N\",\"\",VLOOKUP($CD30,ATechDat,16,FALSE))","v":false},{"$f":"IF(BZ30=\"N\",\"\",VLOOKUP($CD30,ATechDat,17,FALSE))","v":true},{"$f":"IF(BZ30=\"N\",\"\",VLOOKUP($CD30,ATechDat,18,FALSE))","v":false},{"$f":"IF(BZ30=\"N\",\"\",VLOOKUP($CD30,ATechDat,19,FALSE))","v":false},{"$f":"IF(BZ30=\"N\",\"\",VLOOKUP($CD30,ATechDat,20,FALSE))","v":0},{"$f":"IF(BZ30=\"N\",\"\",VLOOKUP($CD30,ATechDat,21,FALSE))","v":0},{"$f":"IF(BZ30=\"N\",\"\",VLOOKUP($CD30,ATechDat,22,FALSE))","v":0},{"$f":"IF(ISBLANK(CB30),\"\",CB30)","v":""},null,null,{"$f":"IF(BZ30=\"N\",\"\",CN30)","v":"Baldock Solar Highway Project"},null,"Baldock Solar Highway Project",0.37701140832168462,0.24487473350966715,0.11324449159250068,9.3615451641042055E-2,0.10752847486922258,0.18167765150551882,0.29057159682871281,0.34450207126405247,0.44945663274954178,0.4933635386564823,0.50908166745735728,0.45585729452880158,0.50268187776224615,0.32649964467955622,0.15099265545666757,0.12482060218805609,0.14337129982563013,0.24223686867402508,0.3874287957716171,0.45933609501873662,0.59927551033272242,0.65781805154197637,0.6787755566098097,0.60780972603840222]
["Bannock County Landfill",2092,"59529","GEN1",null,"IC","LFG",null,"Biomass",1.6,1.6,null,null,null,null,1.4,1.4,null,null,null,"Operating","Apr",2014,null,"Fort Hall Mine Landfill","Bannock","ID","Y",null,"WECC","Bannock County","Independent","Idaho Power (Apr 2014 - Apr 2034)",null,null,null,null,null,null,2034,1,null,null,null,null,{"$f":"AO31*J31","v":1.6},{"$f":"IF(ISNUMBER(R31),R31,BX31)*AO31","v":1.0499999999999998},null,null,null,null,"IPC",null,null,null,null,null,null,null,null,null,null,null,null,0.55000000000000004,0.98,1.2,"(1) 1.6 MW Caterpillar V-20; second unit expected to be constructed within five years.  $4.5MM project. ",{"$f":"VLOOKUP($B31,[2]!Table_intranet_power_vewProjectLatLongUrl[#Data],2,FALSE)","v":42.781999999999996},{"$f":"VLOOKUP($B31,[2]!Table_intranet_power_vewProjectLatLongUrl[#Data],3,FALSE)","v":-112.375},{"$f":"VLOOKUP($B31,[2]!Table_intranet_power_vewProjectLatLongUrl[#Data],4,FALSE)","v":"http://www.bannockcountylandfill.us/gas-to-energy.html"},"2017-10-16T15:05:04",{"$f":"IF(OR(I31=\"Wind\",I31=\"Solar\",I31=\"Hydro\"),J31,IF(ISNUMBER(L31),L31,IF(ISNUMBER(O31), O31, IF(ISNUMBER(Q31),Q31,J31))))","v":1.4},{"$f":"IF(OR(J31=\"Wind\",J31=\"Solar\",J31=\"Hydro\"),J31,IF(ISNUMBER(N31),N31,IF(ISNUMBER(P31), P31, IF(ISNUMBER(L31),L31,J31))))","v":1.4},{"$f":"IF(OR(ISBLANK(J31),ISBLANK(R31),J31=0),VLOOKUP(IF(G31=\"WAT\",\"HY\",IF(G31=\"LFG\",\"LFG\",F31)),Acapability,4,FALSE),R31/J31)","v":0.75},{"$f":"IF(ISNUMBER(R31),R31,AVERAGE(BU31,BV31)*BW31)","v":1.0499999999999998},null,"Y",null,null,"PNW East","BGIC",11700,1,null,1,null,1,null,"Y",null,"Bannock County Landfill",{"$f":"IF($BZ31=\"Y\",CC31,\"\")","v":"PNW East"},{"$f":"IF(BZ31=\"N\",\"\",VLOOKUP($CD31,ATechDat,2,FALSE))","v":"Thr"},{"$f":"IF(BZ31=\"N\",\"\",VLOOKUP($CD31,ATechDat,3,FALSE))","v":"IC"},1.6,{"$f":"IF(BZ31=\"N\",\"\",IF(ISBLANK(V31),\"Dec\",V31)&\"-\"&IF(ISBLANK(W31),1980,W31))","v":"Apr-2014"},"Jan-2051",11700,{"$f":"IF(BZ31=\"N\",\"\",VLOOKUP($CD31,ATechDat,4,FALSE))","v":"Zero-cost Biofuel"},{"$f":"IF(BZ31=\"N\",\"\",VLOOKUP($CD31,ATechDat,5,FALSE))","v":4.7E-2},{"$f":"IF(BZ31=\"N\",\"\",VLOOKUP($CD31,ATechDat,6,FALSE))","v":56},{"$f":"IF(BZ31=\"N\",\"\",VLOOKUP($CD31,ATechDat,7,FALSE))","v":false},{"$f":"IF(BZ31=\"N\",\"\",VLOOKUP($CD31,ATechDat,8,FALSE))","v":"MR 7d Flat"},{"$f":"IF(BZ31=\"N\",\"\",VLOOKUP($CD31,ATechDat,9,FALSE))","v":"Landfill"},{"$f":"IF(BZ31=\"N\",\"\",VLOOKUP($CD31,ATechDat,10,FALSE))","v":"Default"},{"$f":"IF(BZ31=\"N\",\"\",VLOOKUP($CD31,ATechDat,11,FALSE))","v":"Default"},{"$f":"IF(BZ31=\"N\",\"\",VLOOKUP($CD31,ATechDat,12,FALSE))","v":20},{"$f":"IF(BZ31=\"N\",\"\",VLOOKUP($CD31,ATechDat,13,FALSE))","v":"Flat"},{"$f":"IF(BZ31=\"N\",\"\",VLOOKUP($CD31,ATechDat,14,FALSE))","v":0},{"$f":"IF(BZ31=\"N\",\"\",VLOOKUP($CD31,ATechDat,15,FALSE))","v":1},{"$f":"IF(BZ31=\"N\",\"\",VLOOKUP($CD31,ATechDat,16,FALSE))","v":false},{"$f":"IF(BZ31=\"N\",\"\",VLOOKUP($CD31,ATechDat,17,FALSE))","v":true},{"$f":"IF(BZ31=\"N\",\"\",VLOOKUP($CD31,ATechDat,18,FALSE))","v":false},{"$f":"IF(BZ31=\"N\",\"\",VLOOKUP($CD31,ATechDat,19,FALSE))","v":false},{"$f":"IF(BZ31=\"N\",\"\",VLOOKUP($CD31,ATechDat,20,FALSE))","v":0},{"$f":"IF(BZ31=\"N\",\"\",VLOOKUP($CD31,ATechDat,21,FALSE))","v":0},{"$f":"IF(BZ31=\"N\",\"\",VLOOKUP($CD31,ATechDat,22,FALSE))","v":0},{"$f":"IF(ISBLANK(CB31),\"\",CB31)","v":""},null,null,{"$f":"IF(BZ31=\"N\",\"\",CN31)","v":"Bannock County Landfill"},null,"Bannock County Landfill",1.5386301369863009,1.5386301369863009,1.5386301369863009,1.5386301369863009,1.5386301369863009,1.5386301369863009,1.5386301369863009,1.5386301369863009,1.5386301369863009,1.5386301369863009,1.5386301369863009,1.5386301369863009,1.4663145205479446,1.4663145205479446,1.4663145205479446,1.4663145205479446,1.4663145205479446,1.4663145205479446,1.4663145205479446,1.4663145205479446,1.4663145205479446,1.4663145205479446,1.4663145205479446,1.4663145205479446]
["Barber Dam",1017,"10735","GEN1",4881,"ROR","WAT",null,"Hydro",4.0999999999999996,4.0999999999999996,2.7,null,4,4,4,4,2,null,2,"Operating","Aug",1990,null,"Boise R.","Ada","ID","Y","Columbia","WECC","Ada Co. & Fulcrum Inc.","Independent","Idaho Power Co. (QF thru Apr 2024)",null,null,null,null,null,null,2024,1,null,null,null,null,4.0999999999999996,2,null,null,null,null,"IPC",null,null,null,null,null,null,1.27,1.33,1.3,1.61,1.7,1.02,1.18,1.075,1.4,"License granted December 1983; expires November 2023. Critical energy from PNUCC 2005 NRF",{"$f":"VLOOKUP($B32,[2]!Table_intranet_power_vewProjectLatLongUrl[#Data],2,FALSE)","v":43.561000999999997},{"$f":"VLOOKUP($B32,[2]!Table_intranet_power_vewProjectLatLongUrl[#Data],3,FALSE)","v":-116.121269},{"$f":"VLOOKUP($B32,[2]!Table_intranet_power_vewProjectLatLongUrl[#Data],4,FALSE)","v":0},"2017-10-16T15:05:46",4.0999999999999996,4,0.48780487804878053,2,null,"Y","Not accounted for in HydInd file",null,"PNW East","HY_East","n/a",1,null,1,null,1,null,"Y",null,"Barber Dam","PNW East","Thr","Hyd",2.7,"Aug-1990","Jan-2051","n/a","Water",0,24,false,"Cf HY East","Zero","Expense","Default",50,"Flat",0,0,false,true,false,false,0,0,0,"",null,null,"Barber Dam",null,"Barber Dam",0.88227973961665662,1.1583747781716214,1.0300754178659017,1.3085338183545863,1.5055477897531455,1.1619692580404153,1.3522798299382983,1.4609069783636994,1.9187267382023176,1.7833182115913884,1.7864466806625787,1.6140749021659522,0.88227973961665662,1.1583747781716214,1.0300754178659017,1.3085338183545863,1.5055477897531455,1.1619692580404153,1.3522798299382983,1.4609069783636994,1.9187267382023176,1.7833182115913884,1.7864466806625787,1.6140749021659522]
["Barney Creek",1018,null,null,7754,"Diversion","WAT",null,"Hydro",7.0000000000000007E-2,null,0,null,0.1,0.1,null,null,0.04,null,null,"Operating",null,1986,null,"Barney Cr.","Park","MT","N","Missouri","WECC","T.K. & J.L. Budde","Independent","NorthWestern (QF thru Nov 2019)",null,null,null,null,null,null,2019,0.31,null,null,null,null,2.1700000000000001E-2,1.24E-2,null,null,null,null,null,null,null,null,null,null,null,null,null,null,null,null,null,null,null,null,"Exemption granted April 1984.",{"$f":"VLOOKUP($B33,[2]!Table_intranet_power_vewProjectLatLongUrl[#Data],2,FALSE)","v":0},{"$f":"VLOOKUP($B33,[2]!Table_intranet_power_vewProjectLatLongUrl[#Data],3,FALSE)","v":0},{"$f":"VLOOKUP($B33,[2]!Table_intranet_power_vewProjectLatLongUrl[#Data],4,FALSE)","v":0},"2014-01-29T18:56:39",7.0000000000000007E-2,0.1,0.5714285714285714,0.04,null,"N","<0.5 MW",null,null,null,null,null,null,null,null,null,null,null,null,"","","","","","","","","","","","","","","","","","","","","","","","","","","","",null,null,"",null,"","","","","","","","","","","","","","","","","","","","","","","","",""]
["Basin Creek 1 - 9",1019,"55866","1,2,3,4,5,6,7,8,9",null,"IC","NG",null,"Natural gas",54.9,54.9,50,null,51.75,51.75,54,54,null,null,null,"Operating","Jun",2006,null,"Butte","Silver Bow","MT","Y","Unknown","WECC","Basin Creek Power","Independent","NorthWestern (PPA to July 2026)",10.236000000000001,13.82,9575,null,null,null,2026,0.31,null,null,null,null,17.018999999999998,14.667262500000001,null,null,"Northwestern Energy LLC",null,"NorthWestern",null,null,null,null,null,null,5.61,7.55,2.1,1.18,2.7,3.87,4.7,7.1680000000000001,10.5,"(9) 6 MW Caterpillar reciprocating engines.",{"$f":"VLOOKUP($B34,[2]!Table_intranet_power_vewProjectLatLongUrl[#Data],2,FALSE)","v":"45.93"},{"$f":"VLOOKUP($B34,[2]!Table_intranet_power_vewProjectLatLongUrl[#Data],3,FALSE)","v":"-112.524"},{"$f":"VLOOKUP($B34,[2]!Table_intranet_power_vewProjectLatLongUrl[#Data],4,FALSE)","v":0},"2017-10-16T15:08:37",50,51.75,0.93,47.313750000000006,null,"Y",null,null,"PNW East","NGIC_PNWE",9210,0.31,"NorthWestern",1,null,0.31,"NorthWestern",null,null,"Basin Creek 1 - 9","PNW East","Thr","IC",15.5,"Jun-2006","Jan-2051",9210,"PNW E. gas",4.7E-2,56,false,"MR 7d Winter Pk_Hydro","NG Recip Peaking E","Default","Default",30,"Flat",0,0,false,true,false,false,0,0,0,"",null,null,"Basin Creek 1 - 9",null,"Basin Creek 1 - 9",15.5,15.5,15.5,15.5,15.5,15.5,14.480821917808223,13.461643835616432,13.461643835616432,13.461643835616432,15.5,15.5,14.7715,14.7715,14.7715,14.7715,14.7715,14.7715,13.800223287671237,12.828946575342458,12.828946575342458,12.828946575342458,14.7715,14.7715]
["Beaver 1 - 7",1020,"8073","1,2,3,4,5,6,7",null,"CC","NG","FO","Natural gas",{"$f":"6*68.3+176.4","v":586.19999999999993},586.20000000000005,521,null,473.03,504.2,461,499,null,null,null,"Operating","Aug",1974,null,"Clatskanie","Columbia","OR","Y","Columbia","WECC","Portland General Electric","IOU","Portland General Electric",9.7100000000000009,53.74,11555,null,null,null,null,1,null,null,null,null,586.19999999999993,442.34334999999999,null,null,"Williams Northwest",null,"PGE",62.2,35,43,19.059931506849299,40.6044520547945,41.6,16.57,51.39,17.899999999999999,5.36,2.9,31.7,23.53,35.75,52.2,"(6) 68.9 MW (baseload)/75.9 (peak) GE 7B GT units + one 176.4 MW STG.",{"$f":"VLOOKUP($B35,[2]!Table_intranet_power_vewProjectLatLongUrl[#Data],2,FALSE)","v":"46.174"},{"$f":"VLOOKUP($B35,[2]!Table_intranet_power_vewProjectLatLongUrl[#Data],3,FALSE)","v":"-123.178"},{"$f":"VLOOKUP($B35,[2]!Table_intranet_power_vewProjectLatLongUrl[#Data],4,FALSE)","v":0},"2017-10-16T15:11:23",521,473.03,0.89,442.34334999999999,null,"Y",null,null,"PNW West","NGCC_PNWW",9260,1,null,1,null,1,null,null,null,"Beaver 1 - 7","PNW West","Thr","CCCT",521,"Aug-1974","Jan-2051",9260,"PNW W. gas",5.8999999999999997E-2,32,true,"MR 21d Winter Pk_Hydro","CCCT - PNW W.","Default","Default",30,"CMS GT PNWW",0,0,false,true,false,false,0,0,0,"",null,null,"Beaver 1 - 7",null,"Beaver 1 - 7",490.3285739626246,502.38777851456848,513.63614695335446,520.37420947283238,521,516.34261888767082,444.01860181253863,372.61168527823429,366.33130195530299,360.84792159213481,483.97886685478386,483.16658882796861,461.39918809882977,472.74689958220893,483.33161428310655,489.67213111393528,490.26100000000002,485.87840437329828,417.82150430559886,350.62759584681851,344.71775513994015,339.5578942181989,455.42411371035166,454.65976008711846]
["Beaver 8",1021,"8073","8",null,"GT","NG",null,"Natural gas",24.5,24.5,24,null,24,24,24,24,null,null,null,"Operating","Sep",1999,null,"Clatskanie","Columbia","OR","Y","Columbia","WECC","Portland General Electric","IOU","Portland General Electric",1.8,51.12,15686.8,null,null,null,null,1,null,null,null,null,24.5,21.84,null,null,"Williams Northwest",null,"PGE",null,null,null,null,null,null,null,null,null,null,null,null,null,null,null,"(1) Alstom GT10B.",{"$f":"VLOOKUP($B36,[2]!Table_intranet_power_vewProjectLatLongUrl[#Data],2,FALSE)","v":"46.174"},{"$f":"VLOOKUP($B36,[2]!Table_intranet_power_vewProjectLatLongUrl[#Data],3,FALSE)","v":"-123.178"},{"$f":"VLOOKUP($B36,[2]!Table_intranet_power_vewProjectLatLongUrl[#Data],4,FALSE)","v":0},"2014-01-21T12:46:03",24,24,0.91,21.84,null,"Y",null,null,"PNW West","NGGT_PNWW",11500,1,null,1,null,1,null,null,null,"Beaver 8","PNW West","Thr","GT",24,"Sep-1999","Jan-2051",11500,"PNW W. gas",5.0999999999999997E-2,88,false,"MR 14d Winter Pk_Hydro","SCCT - PNW W.","Default","Default",30,"CMS GT PNWW",0,0,false,true,false,false,0,0,0,"",null,null,"Beaver 8",null,"Beaver 8",22.587112812097871,23.142623194529065,23.660782201306155,23.971172797213008,24,23.785456532253551,21.228109495279089,18.695854917812774,18.380735612453101,18.105606066656851,22.294611908857608,22.257194111077247,21.435170058680878,21.962349411608084,22.454082309039539,22.748642984555143,22.776,22.57239824910862,20.145475911019854,17.742366317004326,17.443318096217997,17.182220157257355,21.157586701505867,21.122077211412307]
["Bell Mountain",1978,null,null,null,"Conduit","WAT",null,"Hydro",0.28999999999999998,null,0.1,null,0.3,0.3,null,null,0.12585958904109601,null,null,"Operating","Dec",2009,null,"Bell Mt Cr. & Mahogany Cr.","Butte/Lemhi","ID","Y","Columbia","WECC","Bell Mountain Power","Independent","PacifiCorp (QF)",null,null,null,null,null,null,null,1,null,null,null,null,0.28999999999999998,0.12585958904109601,null,null,null,null,"PACE",null,null,null,null,null,null,null,null,null,null,null,null,null,null,null,"Canal, penstock and Pelton wheel.",{"$f":"VLOOKUP($B37,[2]!Table_intranet_power_vewProjectLatLongUrl[#Data],2,FALSE)","v":0},{"$f":"VLOOKUP($B37,[2]!Table_intranet_power_vewProjectLatLongUrl[#Data],3,FALSE)","v":0},{"$f":"VLOOKUP($B37,[2]!Table_intranet_power_vewProjectLatLongUrl[#Data],4,FALSE)","v":0},"2014-01-29T18:57:12",0.28999999999999998,0.3,0.43399858290033111,0.12585958904109601,null,"N","< 0.5 MW",null,null,null,null,null,null,null,null,null,null,null,null,"","","","","","","","","","","","","","","","","","","","","","","","","","","","",null,null,"",null,"","","","","","","","","","","","","","","","","","","","","","","","",""]
["Bellevue Solar",2009,"57372","INV-1",null,"PV","SOL",null,"Solar",1.4,1.6,null,0,1.6,1.6,1.6,1.6,null,null,null,"Operating","Oct",2011,null,"Yamhill, OR","Yamhill","OR","Y","Columbia","WECC","enXco","Independent","Portland General Electric (25yr PPA, signed in 2010)",null,null,null,null,null,null,2031,1,0,0,0,0,{"$f":"AO38*J38","v":1.4},{"$f":"IF(ISNUMBER(R38),R38,BX38)*AO38","v":0.38100000000000001},null,null,null,null,"PGE",null,null,null,null,null,null,null,null,null,0.01,0.2,0.21,0.19,0.215,0.2,"8,316 Nanosolar, Ground-mount thin-film PV",{"$f":"VLOOKUP($B38,[2]!Table_intranet_power_vewProjectLatLongUrl[#Data],2,FALSE)","v":"45.112421"},{"$f":"VLOOKUP($B38,[2]!Table_intranet_power_vewProjectLatLongUrl[#Data],3,FALSE)","v":"-123.234399"},{"$f":"VLOOKUP($B38,[2]!Table_intranet_power_vewProjectLatLongUrl[#Data],4,FALSE)","v":"http://www.edf-re.com/projects/detail/bellevue_solar_project/"},"2017-10-16T15:14:57",1.4,1.6,0.254,0.38100000000000001,null,"Y",null,null,"PNW West","PV",null,1,null,0.75,null,1,null,"Y",null,"Bellevue Solar","PNW West","Thr","PV",1.2000000000000002,"Oct-2011","Jan-2051",0,"Solar",0,0,false,"Cf PV","SolarPV","Default","Default",30,"Flat",0,1,false,true,false,false,0,0,0,"",null,null,"Bellevue Solar",null,"Bellevue Solar",0.35483426665570322,0.23047033742086326,0.10658305091058889,8.8108660368039604E-2,0.10120327046515069,0.17099073082872362,0.27347914995643563,0.32423724354263767,0.42301800729368649,0.46434215402963047,0.4791356870186893,0.42904215955651925,0.47311235554093756,0.30729378322781764,0.14211073454745185,0.1174782138240528,0.13493769395353425,0.22798764110496481,0.3646388666085808,0.43231632472351689,0.56402400972491529,0.61912287203950722,0.6388475826915857,0.57205621274202556]
["Bend Power 1 - 3",1022,"6484","1,2,3","None","ROR","WAT",null,"Hydro",1.1100000000000001,1.1000000000000001,null,0.32,1,1,1,1,null,null,null,"Operating",null,1913,null,"Deschutes R.","Deschutes","OR","Y","Columbia","WECC","PacifiCorp","IOU","PacifiCorp",null,null,null,null,null,null,null,1,null,null,null,null,{"$f":"AO39*J39","v":1.1100000000000001},{"$f":"IF(ISNUMBER(R39),R39,BX39)*AO39","v":0.45048500000000008},null,null,null,null,"PACW",0.4,0.3,0.1,7.38584474885845E-2,7.6598173515981693E-2,0.1,0.09,0.36,0.3,0.24,0.4,0.22,0.28999999999999998,0.27300000000000002,0.2,"PAC minor",{"$f":"VLOOKUP($B39,[2]!Table_intranet_power_vewProjectLatLongUrl[#Data],2,FALSE)","v":44.062325999999999},{"$f":"VLOOKUP($B39,[2]!Table_intranet_power_vewProjectLatLongUrl[#Data],3,FALSE)","v":-121.31333100000001},{"$f":"VLOOKUP($B39,[2]!Table_intranet_power_vewProjectLatLongUrl[#Data],4,FALSE)","v":0},"2017-10-16T15:16:02",1.1100000000000001,1,0.42699999999999999,0.45048500000000008,null,"Y","Not accounted for in HydInd file",null,"PNW East","HY_East","n/a",1,null,1,null,1,null,null,null,"Bend Power 1 - 3","PNW East","Thr","Hyd",1,"Dec-1913","Jan-2051","n/a","Water",0,24,false,"Cf HY East","Zero","Expense","Default",50,"Flat",0,0,false,true,false,false,0,0,0,"",null,null,"Bend Power 1 - 3",null,"Bend Power 1 - 3",{"$f":"IF($BZ39=\"N\",\"\",IF(OR($I39<>\"Wind\",$I39<>\"Solar\",$I39<>\"Hydro\"),($CF39*$CH39*IF(ISBLANK($L39),IF(ISBLANK($O39),$J39,$O39),$L39))*VLOOKUP($CZ39,ASeasDist,DU$7,FALSE)*VLOOKUP($DE39,ASeasDist,DU$7),$J39*$CF39*$CH39))","v":0.32677027393209501},0.42902769561911902,0.38150941402440802,0.48464215494614299,0.55761029250116501,0.43035898445941301,0.50084438145862897,0.54107665865322196,0.710639532667525,0.66048822651532901,0.66164691876391801,0.59780551932072301,{"$f":"IF($BZ39=\"N\",\"\",IF(OR($I39<>\"Wind\",$I39<>\"Solar\",$I39<>\"Hydro\"),$CJ39*IF(ISBLANK($L39),IF(ISBLANK($O39),$J39,$O39),$L39),$J39)*(1-$CW39)*VLOOKUP($CZ39,ASeasDist,EG$7,FALSE)*VLOOKUP($DE39,ASeasDist,EG$7))","v":0.32677027393209501},0.42902769561911902,0.38150941402440802,0.48464215494614299,0.55761029250116501,0.43035898445941301,0.50084438145862897,0.54107665865322196,0.710639532667525,0.66048822651532901,0.66164691876391801,0.59780551932072301]
["Bennett Creek",1692,"56637","1",null,"WT","WND",null,"Wind",21,21,null,0,null,null,21,21,null,null,null,"Operating","Dec",2008,null,"Mountain Home","Elmore","ID","Y","Columbia","WECC","Exelon (John Deere Renewables)","Independent","Idaho Power Co. (QF Dec 2008 - Dec 2028)",null,null,null,null,null,null,2028,1,null,null,null,null,{"$f":"AO40*J40","v":21},{"$f":"IF(ISNUMBER(R40),R40,BX40)*AO40","v":6.72},null,null,null,"MtnHome Junction/Upper Salmon 138 kV","IPC",null,null,null,null,null,null,0.59,4.7,3.4,5.16,5.5,4.84,5.0999999999999996,3.95,5.0999999999999996,"(10) Suzlon S88-2.1 MW WTG",{"$f":"VLOOKUP($B40,[2]!Table_intranet_power_vewProjectLatLongUrl[#Data],2,FALSE)","v":"43.046640"},{"$f":"VLOOKUP($B40,[2]!Table_intranet_power_vewProjectLatLongUrl[#Data],3,FALSE)","v":"-115.48548"},{"$f":"VLOOKUP($B40,[2]!Table_intranet_power_vewProjectLatLongUrl[#Data],4,FALSE)","v":"https://www.pacificpower.net/env/bsre/bses/bcwf.html"},"2017-10-17T10:05:39",21,21,0.32,6.72,null,"Y",null,"100% PNW PPA","PNW East","WN_SID","n/a",1,null,0.05,null,1,null,"Y",null,"Bennett Creek","PNW East","Thr","Wind",21,"Dec-2008","Jan-2051","n/a","Wind",0,0,false,"Cf WN IDS","WindB1","Default","Default",20,"Flat",0,1,false,true,false,false,0,0,0,"100% PNW PPA",null,null,"Bennett Creek",null,"Bennett Creek",0.21168000000000001,0.21756,0.46745999999999999,0.42042000000000002,0.34986,0.40866000000000002,0.31457999999999997,0.30869999999999997,0.27635999999999999,0.20874000000000001,0.16464000000000001,0.17934000000000003,4.2336,4.3511999999999995,9.3491999999999997,8.4084000000000003,6.9972000000000003,8.1731999999999996,6.2915999999999999,6.1739999999999995,5.5271999999999997,4.1748000000000003,3.2927999999999997,3.5868000000000002]
["Bennett Mountain",1023,"55733","1",null,"GT","NG",null,"Natural gas",172.8,172.8,180,null,161,178,164,196.9,null,null,null,"Operating","Apr",2005,null,"Mountain Home","Elmore","ID","Y","Columbia","WECC","Idaho Power Co.","IOU","Idaho Power Co.",3.82,6.33,10915.8,null,null,null,null,1,null,null,null,null,{"$f":"AO41*J41","v":172.8},{"$f":"IF(ISNUMBER(R41),R41,BX41)*AO41","v":155.155},null,null,"Williams Northwest",null,"IPC",null,null,null,null,null,null,5.61,11.27,4.8,5.53,6.1,9.15,8.0500000000000007,18.02,11.8,"(1) 162 MW Siemens-Westinghouse 501FD3 GT unit.  Primarily for peaking - for use in meeting short-duration demands for electricity during summer peak.",{"$f":"VLOOKUP($B41,[2]!Table_intranet_power_vewProjectLatLongUrl[#Data],2,FALSE)","v":"43.118"},{"$f":"VLOOKUP($B41,[2]!Table_intranet_power_vewProjectLatLongUrl[#Data],3,FALSE)","v":"-115.686"},{"$f":"VLOOKUP($B41,[2]!Table_intranet_power_vewProjectLatLongUrl[#Data],4,FALSE)","v":"http://www.idahopower.com/energycenter/electricitybasics/generation/thermal.htm#bennetMt"},"2017-10-17T10:06:30",180,161,0.91,155.155,null,"Y",null,null,"PNW East","NGGT_PNWE",10600,1,null,1,null,1,null,null,null,"Bennett Mountain","PNW East","Thr","GT",180,"Apr-2005","Jan-2051",10600,"PNW W. gas",5.0999999999999997E-2,88,false,"MR 14d Winter Pk_Hydro","SCCT - PNW W.","Default","Default",30,"CMS GT PNWE",0,0,false,true,false,false,0,0,0,"",null,null,"Bennett Mountain",null,"Bennett Mountain",166.01272561924344,171.56510981469413,176.48550334422575,179.78377112932426,180,177.52507151807987,157.08469197131222,137.60728822591099,134.47767326457236,131.86300334620495,161.3697794294508,161.87409521336593,157.54607661266201,162.81528921414474,167.48474267367024,170.61479880172874,170.82,168.47129287065778,149.07337268077529,130.5893165263895,127.61931192807916,125.13799017554848,153.1399206785488,153.61851635748425]
["Benson Creek Wind (Huntington Wind)",2080,"59491","BCW",null,"WT","WND",null,"Wind",10,10,null,null,null,null,10,10,null,null,null,"Operating","Mar",2017,null,"Huntington","Baker","OR","Y","Columbia","WECC","Oregon International Holdings (99%), D.E. Shaw Renewable (1%)","Independent","Idaho Power (20yr PPA - 2036)",null,null,null,null,null,null,2036,1,null,null,null,null,{"$f":"AO42*J42","v":10},null,null,null,null,null,"IPC",null,null,null,null,null,null,null,null,null,null,null,null,null,null,null,"Per PPA, all RECs go to owner of wind farm.",{"$f":"VLOOKUP($B42,[2]!Table_intranet_power_vewProjectLatLongUrl[#Data],2,FALSE)","v":44.366943999999997},{"$f":"VLOOKUP($B42,[2]!Table_intranet_power_vewProjectLatLongUrl[#Data],3,FALSE)","v":-117.343889},null,"2017-11-07T11:43:27",{"$f":"IF(OR(I42=\"Wind\",I42=\"Solar\",I42=\"Hydro\"),J42,IF(ISNUMBER(L42),L42,IF(ISNUMBER(O42), O42, IF(ISNUMBER(Q42),Q42,J42))))","v":10},{"$f":"IF(OR(J42=\"Wind\",J42=\"Solar\",J42=\"Hydro\"),J42,IF(ISNUMBER(N42),N42,IF(ISNUMBER(P42), P42, IF(ISNUMBER(L42),L42,J42))))","v":10},{"$f":"IF(OR(ISBLANK(J42),ISBLANK(R42),J42=0),VLOOKUP(IF(G42=\"WAT\",\"HY\",IF(G42=\"LFG\",\"LFG\",F42)),Acapability,4,FALSE),R42/J42)","v":0.32},{"$f":"IF(ISNUMBER(R42),R42,AVERAGE(BU42,BV42)*BW42)","v":3.2},null,"Y",null,"100% PNW PPA","PNW East","WN_SID",null,1,null,0.05,null,1,null,"Y",null,"Benson Creek Wind (Huntington Wind)","PNW East",{"$f":"IF(BZ42=\"N\",\"\",VLOOKUP($CD42,ATechDat,2,FALSE))","v":"Thr"},{"$f":"IF(BZ42=\"N\",\"\",VLOOKUP($CD42,ATechDat,3,FALSE))","v":"Wind"},10,"Mar-2017","Jan-2051",0,{"$f":"IF(BZ42=\"N\",\"\",VLOOKUP($CD42,ATechDat,4,FALSE))","v":"Wind"},{"$f":"IF(BZ42=\"N\",\"\",VLOOKUP($CD42,ATechDat,5,FALSE))","v":0},{"$f":"IF(BZ42=\"N\",\"\",VLOOKUP($CD42,ATechDat,6,FALSE))","v":0},{"$f":"IF(BZ42=\"N\",\"\",VLOOKUP($CD42,ATechDat,7,FALSE))","v":false},{"$f":"IF(BZ42=\"N\",\"\",VLOOKUP($CD42,ATechDat,8,FALSE))","v":"Cf WN IDS"},{"$f":"IF(BZ42=\"N\",\"\",VLOOKUP($CD42,ATechDat,9,FALSE))","v":"WindB1"},{"$f":"IF(BZ42=\"N\",\"\",VLOOKUP($CD42,ATechDat,10,FALSE))","v":"Default"},{"$f":"IF(BZ42=\"N\",\"\",VLOOKUP($CD42,ATechDat,11,FALSE))","v":"Default"},{"$f":"IF(BZ42=\"N\",\"\",VLOOKUP($CD42,ATechDat,12,FALSE))","v":20},{"$f":"IF(BZ42=\"N\",\"\",VLOOKUP($CD42,ATechDat,13,FALSE))","v":"Flat"},{"$f":"IF(BZ42=\"N\",\"\",VLOOKUP($CD42,ATechDat,14,FALSE))","v":0},{"$f":"IF(BZ42=\"N\",\"\",VLOOKUP($CD42,ATechDat,15,FALSE))","v":1},{"$f":"IF(BZ42=\"N\",\"\",VLOOKUP($CD42,ATechDat,16,FALSE))","v":false},{"$f":"IF(BZ42=\"N\",\"\",VLOOKUP($CD42,ATechDat,17,FALSE))","v":true},{"$f":"IF(BZ42=\"N\",\"\",VLOOKUP($CD42,ATechDat,18,FALSE))","v":false},{"$f":"IF(BZ42=\"N\",\"\",VLOOKUP($CD42,ATechDat,19,FALSE))","v":false},{"$f":"IF(BZ42=\"N\",\"\",VLOOKUP($CD42,ATechDat,20,FALSE))","v":0},{"$f":"IF(BZ42=\"N\",\"\",VLOOKUP($CD42,ATechDat,21,FALSE))","v":0},{"$f":"IF(BZ42=\"N\",\"\",VLOOKUP($CD42,ATechDat,22,FALSE))","v":0},"100% PNW PPA",null,null,"Benson Creek Wind (Huntington Wind)",null,"Benson Creek Wind (Huntington Wind)",0.1008,0.1036,0.22259999999999999,0.20019999999999999,0.1666,0.1946,0.14979999999999999,0.14699999999999999,0.13159999999999999,9.9400000000000002E-2,7.8399999999999997E-2,8.5400000000000004E-2,2.016,2.0720000000000001,4.452,4.0039999999999996,3.3319999999999999,3.8919999999999999,2.9959999999999996,2.94,2.6319999999999997,1.988,1.5680000000000001,1.7080000000000002]
["Bethel 1",1024,null,null,null,"GT","FO",null,"Petroleum",56.7,null,null,null,null,null,null,null,null,null,null,"Retired",null,1973,1998,"Salem","Marion","OR","Y","Columbia","WECC","Portland General Electric","IOU","Retired",null,null,null,null,null,null,null,0,null,null,null,null,0,0,null,null,null,null,null,null,null,null,"n/a","n/a",null,null,null,null,null,null,null,null,null,null,null,{"$f":"VLOOKUP($B43,[2]!Table_intranet_power_vewProjectLatLongUrl[#Data],2,FALSE)","v":0},{"$f":"VLOOKUP($B43,[2]!Table_intranet_power_vewProjectLatLongUrl[#Data],3,FALSE)","v":0},{"$f":"VLOOKUP($B43,[2]!Table_intranet_power_vewProjectLatLongUrl[#Data],4,FALSE)","v":0},"2001-01-19",56.7,56.7,0.91,51.597000000000001,null,"N","Retired",null,null,null,null,null,null,null,null,null,null,null,null,"","","","","","","","","","","","","","","","","","","","","","","","","","","","",null,null,"",null,"","","","","","","","","","","","","","","","","","","","","","","","",""]
["Bethel 2",1025,null,null,null,"GT","FO",null,"Petroleum",56.7,null,null,null,null,null,null,null,null,null,null,"Retired",null,1973,1998,"Salem","Marion","OR","Y","Columbia","WECC","Portland General Electric","IOU","Retired",null,null,null,null,null,null,null,0,null,null,null,null,0,0,null,null,null,null,null,null,null,null,"n/a","n/a",null,null,null,null,null,null,null,null,null,null,null,{"$f":"VLOOKUP($B44,[2]!Table_intranet_power_vewProjectLatLongUrl[#Data],2,FALSE)","v":0},{"$f":"VLOOKUP($B44,[2]!Table_intranet_power_vewProjectLatLongUrl[#Data],3,FALSE)","v":0},{"$f":"VLOOKUP($B44,[2]!Table_intranet_power_vewProjectLatLongUrl[#Data],4,FALSE)","v":0},"2001-01-19",56.7,56.7,0.91,51.597000000000001,null,"N","Retired",null,null,null,null,null,null,null,null,null,null,null,null,"","","","","","","","","","","","","","","","","","","","","","","","","","","","",null,null,"",null,"","","","","","","","","","","","","","","","","","","","","","","","",""]
["Bettencourt B6 Dairy (Cargill)",1937,"57343","1,2",null,"BGICCG","AW",null,"Biomass",2.25,2.2000000000000002,null,1.25,2.2000000000000002,2.2000000000000002,2.2000000000000002,2.2000000000000002,null,null,null,"Operating","Jun",2009,null,"Jerome","Gooding","ID","Y","Columbia","WECC","Cargill Environmental Finance","Independent","Idaho Power (QF Dec 2009 - Dec 2019)",null,null,null,null,null,null,2019,1,null,null,null,null,2.25,1.6500000000000001,"Internal thermal load","Waste digester",null,null,"IPC",null,null,null,null,null,null,null,null,0.2,0.22,1.1000000000000001,1.04,1.08,0.93,1,null,{"$f":"VLOOKUP($B45,[2]!Table_intranet_power_vewProjectLatLongUrl[#Data],2,FALSE)","v":"42.717204"},{"$f":"VLOOKUP($B45,[2]!Table_intranet_power_vewProjectLatLongUrl[#Data],3,FALSE)","v":"-114.616717"},{"$f":"VLOOKUP($B45,[2]!Table_intranet_power_vewProjectLatLongUrl[#Data],4,FALSE)","v":"http://www.epa.gov/agstar/projects/profiles/bettencourtdairyb6farm.html"},"2017-10-17T14:36:14",2.2000000000000002,2.2000000000000002,0.75,1.6500000000000001,null,"Y",null,null,"PNW East","BGIC",10250,1,null,1,null,1,null,"Y",null,"Bettencourt B6 Dairy (Cargill)","PNW East","Thr","IC",2.2000000000000002,"Jun-2009","Jan-2051",10250,"Zero-cost Biofuel",4.7E-2,56,false,"MR 7d Flat","Landfill","Default","Default",20,"Flat",0,1,false,true,false,false,0,0,0,"",null,null,"Bettencourt B6 Dairy (Cargill)",null,"Bettencourt B6 Dairy (Cargill)",2.1156164383561635,2.1156164383561635,2.1156164383561635,2.1156164383561635,2.1156164383561635,2.1156164383561635,2.1156164383561635,2.1156164383561635,2.1156164383561635,2.1156164383561635,2.1156164383561635,2.1156164383561635,2.016182465753424,2.016182465753424,2.016182465753424,2.016182465753424,2.016182465753424,2.016182465753424,2.016182465753424,2.016182465753424,2.016182465753424,2.016182465753424,2.016182465753424,2.016182465753424]
["Bettencourt Dry Creek Biofactory (Cargill)",1678,"57344","GS1,GS2,GS3",null,"BGICCG","AW",null,"Biomass",2.25,2.4,2.2999999999999998,null,2.4,2.4,2.4,2.4,null,null,null,"Operating","Sep",2008,null,"Twin Falls","Wendell","ID","Y","Columbia","WECC","Cargill Environmental Finance","Independent","Idaho Power (QF Jan 2010 - Jan 2020)",null,null,null,null,null,null,2020,1,null,null,null,null,2.25,1.7624999999999997,"Internal thermal load","Waste digester",null,null,"IPC",null,null,null,null,null,null,null,null,1.4,1.1000000000000001,0.6,1.35,1.54,1.21,1.2,"Anaerobic digestor and (3) Guascor SFGLD 560 750 kW nameplate reciprocating engines. QF contract converted to firm Apr 2010.",{"$f":"VLOOKUP($B46,[2]!Table_intranet_power_vewProjectLatLongUrl[#Data],2,FALSE)","v":"42.788344"},{"$f":"VLOOKUP($B46,[2]!Table_intranet_power_vewProjectLatLongUrl[#Data],3,FALSE)","v":"-114.635735"},{"$f":"VLOOKUP($B46,[2]!Table_intranet_power_vewProjectLatLongUrl[#Data],4,FALSE)","v":"http://bettencourtdairy.com/dry_creek_dairy_video"},"2017-10-17T14:36:38",2.2999999999999998,2.4,0.75,1.7624999999999997,null,"Y",null,null,"PNW East","BGIC",10250,1,null,1,null,1,null,"Y",null,"Bettencourt Dry Creek Biofactory (Cargill)","PNW East","Thr","IC",2.2999999999999998,"Sep-2008","Jan-2051",10250,"Zero-cost Biofuel",4.7E-2,56,false,"MR 7d Flat","Landfill","Default","Default",20,"Flat",0,1,false,true,false,false,0,0,0,"",null,null,"Bettencourt Dry Creek Biofactory (Cargill)",null,"Bettencourt Dry Creek Biofactory (Cargill)",2.2117808219178072,2.2117808219178072,2.2117808219178072,2.2117808219178072,2.2117808219178072,2.2117808219178072,2.2117808219178072,2.2117808219178072,2.2117808219178072,2.2117808219178072,2.2117808219178072,2.2117808219178072,2.1078271232876697,2.1078271232876697,2.1078271232876697,2.1078271232876697,2.1078271232876697,2.1078271232876697,2.1078271232876697,2.1078271232876697,2.1078271232876697,2.1078271232876697,2.1078271232876697,2.1078271232876697]
["Big Cliff",1026,"3074","1","FCRPS","Storage w/Div","WAT",null,"Hydro",21,18,null,3.2,21,21,21,21,11,null,11,"Operating",null,1954,null,"N. Fk. Santiam R.","Linn","OR","Y","Columbia","WECC","USCE","Federal","BPA",null,null,null,null,null,null,null,1,null,null,null,null,21,11,null,null,null,null,"BPA",10.8,11.3,9.9,2.9569634703196299,5.1920091324200897,9.3000000000000007,5.89,-0.02,4.0999999999999996,8.9,8.1999999999999993,7.31,8.2200000000000006,6.27,7.9,"Critical energy from PNUCC 2005 NRF",{"$f":"VLOOKUP($B47,[2]!Table_intranet_power_vewProjectLatLongUrl[#Data],2,FALSE)","v":"44.7506775"},{"$f":"VLOOKUP($B47,[2]!Table_intranet_power_vewProjectLatLongUrl[#Data],3,FALSE)","v":"-122.28313"},{"$f":"VLOOKUP($B47,[2]!Table_intranet_power_vewProjectLatLongUrl[#Data],4,FALSE)","v":"http://www.bpa.gov/corporate/bpanews/library/images/dams/descriptions/BigCliff.cfm"},"2017-10-17T10:07:33",21,21,0.52380952380952384,11,"Independent","N","Accounted for in HydInd file",null,null,null,null,null,null,null,null,null,null,null,null,"","",{"$f":"IF(BZ47=\"N\",\"\",VLOOKUP($CD47,ATechDat,2,FALSE))","v":""},{"$f":"IF(BZ47=\"N\",\"\",VLOOKUP($CD47,ATechDat,3,FALSE))","v":""},{"$f":"IF($BZ47=\"N\",\"\",IF($I47<>\"Wind\",($CF47*$CH47*IF(ISBLANK($L47),IF(ISBLANK($O47),$J47,$O47),$L47)),$J47*IF(AND($I47=\"Wind\",SWFullWind=\"Y\"),1,$CF47*$CH47)))","v":""},"","","",{"$f":"IF(BZ47=\"N\",\"\",VLOOKUP($CD47,ATechDat,4,FALSE))","v":""},{"$f":"IF(BZ47=\"N\",\"\",VLOOKUP($CD47,ATechDat,5,FALSE))","v":""},{"$f":"IF(BZ47=\"N\",\"\",VLOOKUP($CD47,ATechDat,6,FALSE))","v":""},{"$f":"IF(BZ47=\"N\",\"\",VLOOKUP($CD47,ATechDat,7,FALSE))","v":""},{"$f":"IF(BZ47=\"N\",\"\",VLOOKUP($CD47,ATechDat,8,FALSE))","v":""},{"$f":"IF(BZ47=\"N\",\"\",VLOOKUP($CD47,ATechDat,9,FALSE))","v":""},{"$f":"IF(BZ47=\"N\",\"\",VLOOKUP($CD47,ATechDat,10,FALSE))","v":""},{"$f":"IF(BZ47=\"N\",\"\",VLOOKUP($CD47,ATechDat,11,FALSE))","v":""},{"$f":"IF(BZ47=\"N\",\"\",VLOOKUP($CD47,ATechDat,12,FALSE))","v":""},{"$f":"IF(BZ47=\"N\",\"\",VLOOKUP($CD47,ATechDat,13,FALSE))","v":""},{"$f":"IF(BZ47=\"N\",\"\",VLOOKUP($CD47,ATechDat,14,FALSE))","v":""},{"$f":"IF(BZ47=\"N\",\"\",VLOOKUP($CD47,ATechDat,15,FALSE))","v":""},{"$f":"IF(BZ47=\"N\",\"\",VLOOKUP($CD47,ATechDat,16,FALSE))","v":""},{"$f":"IF(BZ47=\"N\",\"\",VLOOKUP($CD47,ATechDat,17,FALSE))","v":""},{"$f":"IF(BZ47=\"N\",\"\",VLOOKUP($CD47,ATechDat,18,FALSE))","v":""},{"$f":"IF(BZ47=\"N\",\"\",VLOOKUP($CD47,ATechDat,19,FALSE))","v":""},{"$f":"IF(BZ47=\"N\",\"\",VLOOKUP($CD47,ATechDat,20,FALSE))","v":""},{"$f":"IF(BZ47=\"N\",\"\",VLOOKUP($CD47,ATechDat,21,FALSE))","v":""},{"$f":"IF(BZ47=\"N\",\"\",VLOOKUP($CD47,ATechDat,22,FALSE))","v":""},"",null,null,"",null,"","","","","","","","","","","","","","","","","","","","","","","","",""]
["Big Fork 1 - 3",1027,"6459","1,2,3",2652,"Diversion","WAT",null,"Hydro",4.0999999999999996,4.0999999999999996,null,2.4,4.1500000000000004,4.1500000000000004,4.5999999999999996,4.5999999999999996,16,null,null,"Operating",null,1910,null,"Swan R.","Flathead","MT","Y","Columbia","WECC","PacifiCorp","IOU","PacifiCorp",null,null,null,null,null,null,null,1,null,null,null,null,4.0999999999999996,16,null,null,null,null,"PACE",2.2000000000000002,3,1.2,1.2311643835616399,1.1871004566209999,0.9,0.93,3.31,3.7,3.96,3.8,3.44,3.57,3.02,3.4,"Units 1 & 2 1.7 MW, Unit 3 0.7 MW. PAC minor. Original license granted September 1976; expired August 2002.",{"$f":"VLOOKUP($B48,[2]!Table_intranet_power_vewProjectLatLongUrl[#Data],2,FALSE)","v":48.059199999999997},{"$f":"VLOOKUP($B48,[2]!Table_intranet_power_vewProjectLatLongUrl[#Data],3,FALSE)","v":-114.07080000000001},{"$f":"VLOOKUP($B48,[2]!Table_intranet_power_vewProjectLatLongUrl[#Data],4,FALSE)","v":0},"2017-10-17T12:52:19",4.0999999999999996,4.1500000000000004,3.9024390243902443,16,null,"Y","Not accounted for in HydInd file",null,null,null,null,null,null,null,null,null,null,null,null,"Big Fork 1 - 3",0,{"$error":"#N/A"},{"$error":"#N/A"},0,"Dec-1910","Jan-2051",0,{"$error":"#N/A"},{"$error":"#N/A"},{"$error":"#N/A"},{"$error":"#N/A"},{"$error":"#N/A"},{"$error":"#N/A"},{"$error":"#N/A"},{"$error":"#N/A"},{"$error":"#N/A"},{"$error":"#N/A"},{"$error":"#N/A"},{"$error":"#N/A"},{"$error":"#N/A"},{"$error":"#N/A"},{"$error":"#N/A"},{"$error":"#N/A"},{"$error":"#N/A"},{"$error":"#N/A"},{"$error":"#N/A"},"",null,null,"Big Fork 1 - 3",null,"Big Fork 1 - 3",{"$error":"#N/A"},{"$error":"#N/A"},{"$error":"#N/A"},{"$error":"#N/A"},{"$error":"#N/A"},{"$error":"#N/A"},{"$error":"#N/A"},{"$error":"#N/A"},{"$error":"#N/A"},{"$error":"#N/A"},{"$error":"#N/A"},{"$error":"#N/A"},{"$error":"#N/A"},{"$error":"#N/A"},{"$error":"#N/A"},{"$error":"#N/A"},{"$error":"#N/A"},{"$error":"#N/A"},{"$error":"#N/A"},{"$error":"#N/A"},{"$error":"#N/A"},{"$error":"#N/A"},{"$error":"#N/A"},{"$error":"#N/A"}]
["Big Hanaford (Transalta Centralia 30-70)",1028,"3845","30,40,50,60,70",null,"CC","NG",null,"Natural gas",322,322,248,null,244,256,256,268,null,null,null,"Retired","Aug",2002,2014,"Big Hanaford Valley","Lewis","WA","Y","Puget Sound & Coastal","WECC","TransAlta","Independent","Unannounced as of June 2010.",null,null,null,null,null,null,null,0,null,null,null,null,0,0,null,null,"Williams Northwest",null,"BPA",25.9,44.7,22.8,29.2,67,40.4,35.64,43.23,31.1,0,0,null,null,null,null,"(4) GE LM6000 units in 4x1 CC configuration. aka TransAlta Centralia 30, 40, 50, 60, 70.  TransAlta confirmed w/ BPA that plant is no longer in service; and no longer interconnected to the transmission grid.",{"$f":"VLOOKUP($B49,[2]!Table_intranet_power_vewProjectLatLongUrl[#Data],2,FALSE)","v":"46.75"},{"$f":"VLOOKUP($B49,[2]!Table_intranet_power_vewProjectLatLongUrl[#Data],3,FALSE)","v":"-122.863"},{"$f":"VLOOKUP($B49,[2]!Table_intranet_power_vewProjectLatLongUrl[#Data],4,FALSE)","v":"http://www.transalta.com/transalta/webcms.nsf/AllDoc/8E2BA08371EE79B187257157004FC335?OpenDocument"},"2015-02-02T14:03:48",248,244,0.89,218.94,null,"N","Retired?","100% Uncommitted IPP","PNW West","NGCC_PNWW",7200,1,null,1,1,1,null,null,null,"","","","","","","","","","","","","","","","","","","","","","","","","","","","100% Uncommitted IPP",null,null,"",null,"",{"$f":"IF($BZ49=\"N\",\"\",IF(OR($I49<>\"Wind\",$I49<>\"Solar\",$I49<>\"Hydro\"),($CF49*$CH49*IF(ISBLANK($L49),IF(ISBLANK($O49),$J49,$O49),$L49))*VLOOKUP($CZ49,ASeasDist,DU$7,FALSE)*VLOOKUP($DE49,ASeasDist,DU$7),$J49*$CF49*$CH49))","v":""},"","","","","","","","","","","",{"$f":"IF($BZ49=\"N\",\"\",IF(OR($I49<>\"Wind\",$I49<>\"Solar\",$I49<>\"Hydro\"),$CJ49*IF(ISBLANK($L49),IF(ISBLANK($O49),$J49,$O49),$L49),$J49)*(1-$CW49)*VLOOKUP($CZ49,ASeasDist,EG$7,FALSE)*VLOOKUP($DE49,ASeasDist,EG$7))","v":""},"","","","","","","","","","",""]
["Big Horn I",1029,"56361","1",null,"WT","WND",null,"Wind",199.5,199,null,0,67,67,199,199,null,null,null,"Operating","Oct",2006,null,"Bickleton","Klickitat","WA","Y","Columbia","WECC","Iberdrola Renewables","Independent","M-S-R Public Power Agency (Modesto, Santa Clara, Redding) (Oct 2006 - Oct 2031)",null,null,null,null,null,null,2031,0,null,1,null,null,0,0,null,null,null,null,"BPA",null,null,null,"n/a",8.9111872146118696,62.8,65.83,58.5,55.32,64.650000000000006,59.3,57.47,59.05,49.3,57.4,"(133) GE 1.5 MW WTG.",{"$f":"VLOOKUP($B50,[2]!Table_intranet_power_vewProjectLatLongUrl[#Data],2,FALSE)","v":"45.89842"},{"$f":"VLOOKUP($B50,[2]!Table_intranet_power_vewProjectLatLongUrl[#Data],3,FALSE)","v":"-120.288483"},{"$f":"VLOOKUP($B50,[2]!Table_intranet_power_vewProjectLatLongUrl[#Data],4,FALSE)","v":"http://www.facebook.com/pages/Big-Horn-Wind-Farm/136744476362272"},"2017-10-17T12:54:55",199.5,67,0.32,42.64,null,"Y",null,"100% OOR PPA","PNW East","WN_PNWE","n/a",0,null,0.05,null,0,"OOR PPA","Y",null,"Big Horn I","PNW East","Thr","Wind",199.5,"Oct-2006","Jan-2051","n/a","Wind",0,0,false,"Cf WN PNWE","WindB1","Default","Default",20,"Flat",0,1,false,true,false,false,0,0,0,"100% OOR PPA",null,null,"Big Horn I",null,"Big Horn I",0,0,0,0,0,0,0,0,0,0,0,0,0,0,0,0,0,0,0,0,0,0,0,0]
["Big Horn II",1901,"57319","1",null,"WT","WND",null,"Wind",50,50,null,0,null,null,50,50,null,null,null,"Operating","Oct",2010,null,"Bickleton","Klickitat","WA","Y","Columbia","WECC","Iberdrola Renewables","Independent","M-S-R Public Power Agency (Modesto, Santa Clara, Redding) (25 yr PPA - Jan 2011 - Jan 2036)",null,null,null,null,null,null,2036,0,null,1,null,null,0,0,null,null,null,"BPA Rock Creek substation","BPA",null,null,null,null,null,null,null,null,2.9,13.54,13.8,13.12,14.42,11.85,14,"RECs to PG&E through EOY 2010",{"$f":"VLOOKUP($B51,[2]!Table_intranet_power_vewProjectLatLongUrl[#Data],2,FALSE)","v":"45.840524"},{"$f":"VLOOKUP($B51,[2]!Table_intranet_power_vewProjectLatLongUrl[#Data],3,FALSE)","v":"-120.326519"},{"$f":"VLOOKUP($B51,[2]!Table_intranet_power_vewProjectLatLongUrl[#Data],4,FALSE)","v":"http://www.facebook.com/pages/Big-Horn-Wind-Farm/136744476362272"},"2017-10-17T12:54:42",50,null,0.32,16,null,"Y","Operating","100% OOR PPA","PNW East","WN_PNWE","n/a",0,null,0.05,null,0,"OOR PPA","Y",null,"Big Horn II","PNW East","Thr","Wind",50,"Oct-2010","Jan-2051","n/a","Wind",0,0,false,"Cf WN PNWE","WindB1","Default","Default",20,"Flat",0,1,false,true,false,false,0,0,0,"100% OOR PPA",null,null,"Big Horn II",null,"Big Horn II",0,0,0,0,0,0,0,0,0,0,0,0,0,0,0,0,0,0,0,0,0,0,0,0]
["Big Sheep Creek",1030,"50091","TB1,TB2",5118,"Diversion","WAT",null,"Hydro",1.6,1.6,1.6,null,1.6,2,1.6,1,0.51,null,null,"Operating","Jun",1986,null,"Big Sheep Cr.","Stevens","WA","Y","Columbia","WECC","G.M. Phillips","Independent","Avista Utilities (QF thru Jun 2021)",null,null,null,null,null,null,2021,1,null,null,null,null,1.6,0.51,null,null,null,null,"BPA",null,null,null,null,null,null,0.36,0.65,0.9,0.85,0.9,0.99,0.89,0.94,1.2,"Exemption granted August 1983.",{"$f":"VLOOKUP($B52,[2]!Table_intranet_power_vewProjectLatLongUrl[#Data],2,FALSE)","v":48.947741000000001},{"$f":"VLOOKUP($B52,[2]!Table_intranet_power_vewProjectLatLongUrl[#Data],3,FALSE)","v":-117.795376},{"$f":"VLOOKUP($B52,[2]!Table_intranet_power_vewProjectLatLongUrl[#Data],4,FALSE)","v":0},"2017-10-24T16:35:08",1.6,{"$f":"IF(OR(J52=\"Wind\",J52=\"Solar\",J52=\"Hydro\"),J52,IF(ISNUMBER(N52),N52,IF(ISNUMBER(P52), P52, IF(ISNUMBER(L52),L52,J52))))","v":1.6},0.31874999999999998,0.51,null,"Y","Not accounted for in HydInd file",null,"PNW East","HY_East","n/a",1,null,1,null,1,null,"Y",null,"Big Sheep Creek","PNW East","Thr","Hyd",1.6,"Jun-1986","Jan-2051","n/a","Water",0,24,false,"Cf HY East","Zero","Expense","Default",50,"Flat",0,0,false,true,false,false,0,0,0,"",null,null,"Big Sheep Creek",null,"Big Sheep Creek",0.52283243829135206,0.6864443129905905,0.61041506243905286,0.77542744791382878,0.89217646800186401,0.68857437513506081,0.8013510103338064,0.86572265384515523,1.1370232522680401,1.0567811624245265,1.0586350700222689,0.95648883091315684,0.52283243829135206,0.6864443129905905,0.61041506243905286,0.77542744791382878,0.89217646800186401,0.68857437513506081,0.8013510103338064,0.86572265384515523,1.1370232522680401,1.0567811624245265,1.0586350700222689,0.95648883091315684]
["Big Sky West Dairy Digester",1693,"57393","GEN1,GEN2",null,"BGICCG","AW",null,"Biomass",1.5,1.6,1.4,1.01,1.4,1.4,1.4,1.4,1.1000000000000001,null,null,"Operating",null,2009,null,"Gooding","Gooding","ID","Y","Columbia","WECC","Dean Foods Co./AgPower Partners","Independent","Idaho Power (QF Jan 2009 - Jan 2029)",null,null,null,null,null,null,2029,1,0,null,null,null,1.5,1.1000000000000001,"Internal thermal load","Waste digester",null,null,"IPC",null,null,null,null,null,null,null,null,1.1000000000000001,1.03,1,0.92,1,1,1,"Gasification of cattle waste. Anaerobic digestor and (2) Guascor SFGLD 560 750 kW nameplate reciprocating engines.",{"$f":"VLOOKUP($B53,[2]!Table_intranet_power_vewProjectLatLongUrl[#Data],2,FALSE)","v":"42.846975"},{"$f":"VLOOKUP($B53,[2]!Table_intranet_power_vewProjectLatLongUrl[#Data],3,FALSE)","v":"-114.800487"},{"$f":"VLOOKUP($B53,[2]!Table_intranet_power_vewProjectLatLongUrl[#Data],4,FALSE)","v":"http://www.andgar.com/specialty-general-contracting-digester-projects-in-progress-big-sky-dairy.php"},"2017-10-17T12:55:40",1.4,1.4,0.73333333333333339,1.1000000000000001,null,"Y",null,null,"PNW West","BGIC",10250,1,null,1,null,1,null,"Y",null,"Big Sky West Dairy Digester","PNW West","Thr","IC",1.4,"Dec-2009","Jan-2051",10250,"Zero-cost Biofuel",4.7E-2,56,false,"MR 7d Flat","Landfill","Default","Default",20,"Flat",0,1,false,true,false,false,0,0,0,"",null,null,"Big Sky West Dairy Digester",null,"Big Sky West Dairy Digester",1.3463013698630131,1.3463013698630131,1.3463013698630131,1.3463013698630131,1.3463013698630131,1.3463013698630131,1.3463013698630131,1.3463013698630131,1.3463013698630131,1.3463013698630131,1.3463013698630131,1.3463013698630131,1.2830252054794513,1.2830252054794513,1.2830252054794513,1.2830252054794513,1.2830252054794513,1.2830252054794513,1.2830252054794513,1.2830252054794513,1.2830252054794513,1.2830252054794513,1.2830252054794513,1.2830252054794513]
["Big Top (Echo Wind Farm)",1980,"56968","1",null,"WT","WND",null,"Wind",1.65,1.7,null,null,1.7,1.7,1.7,1.7,null,null,null,"Operating","Jul",2009,null,"Echo vicinity","Morrow/Umatilla","OR","Y","Columbia","WECC","Exelon (John Deere Renwables)","Independent","PacifiCorp",null,null,null,null,null,null,null,1,0,null,null,null,1.65,null,null,null,null,"PacifiCorp Irrigon Substation","PACW",null,null,null,null,null,null,null,0.09,0.3,0.44,0.4,0.43,0.44,0.39400000000000002,0.4,"Big Top Wind Farm is a part of Echo Wind Farm (1-9).  Echo Wind Farm (1-9) is powered by (10) RePower MM92 turbines and (27) Vestas V82 turbines.  Echo Wind Farm has a capacity of 64.5 MW.",{"$f":"VLOOKUP($B54,[2]!Table_intranet_power_vewProjectLatLongUrl[#Data],2,FALSE)","v":"45.724"},{"$f":"VLOOKUP($B54,[2]!Table_intranet_power_vewProjectLatLongUrl[#Data],3,FALSE)","v":"-119.436"},{"$f":"VLOOKUP($B54,[2]!Table_intranet_power_vewProjectLatLongUrl[#Data],4,FALSE)","v":0},"2017-10-17T12:57:20",1.65,1.7,0.32,0.53599999999999992,null,"Y",null,"100% PNW PPA","PNW East","WN_PNWE","n/a",1,null,0.05,null,1,null,"Y",null,"Big Top (Echo Wind Farm)","PNW East","Thr","Wind",1.65,"Jul-2009","Jan-2051","n/a","Wind",0,0,false,"Cf WN PNWE","WindB1","Default","Default",20,"Flat",0,1,false,true,false,false,0,0,0,"100% PNW PPA",null,null,"Big Top (Echo Wind Farm)",null,"Big Top (Echo Wind Farm)",2.3969999999999998E-2,1.8615000000000003E-2,2.1675000000000003E-2,2.4479999999999998E-2,2.6265E-2,2.2950000000000002E-2,2.7285000000000004E-2,2.7285000000000004E-2,3.0855E-2,2.7285000000000004E-2,2.8305000000000004E-2,2.7285000000000004E-2,0.47939999999999994,0.37229999999999996,0.4335,0.48959999999999992,0.52529999999999999,0.45900000000000002,0.54569999999999996,0.54569999999999996,0.61709999999999998,0.54569999999999996,0.56610000000000005,0.54569999999999996]
["Biglow Canyon I",1031,"56485","1",null,"WT","WND",null,"Wind",125.4,125.4,null,0,null,null,125.4,125.4,41.8,null,null,"Operating","Dec",2007,null,"Wasco","Sherman","OR","Y","Columbia","WECC","Portland General Electric","IOU","Portland General Electric",null,null,null,null,null,null,"n/a",1,0,0,0,0,{"$f":"AO55*J55","v":125.4},{"$f":"IF(ISNUMBER(R55),R55,BX55)*AO55","v":41.8},null,null,null,"BPA John Day","BPA",null,null,null,null,null,3.2,43.87,39.25,35.61,55.51,126.5,135.94,130.41999999999999,119.32,120.8,"(76) Vestas V82 1.65 MW WTG.",{"$f":"VLOOKUP($B55,[2]!Table_intranet_power_vewProjectLatLongUrl[#Data],2,FALSE)","v":"45.694343"},{"$f":"VLOOKUP($B55,[2]!Table_intranet_power_vewProjectLatLongUrl[#Data],3,FALSE)","v":"-120.626478"},{"$f":"VLOOKUP($B55,[2]!Table_intranet_power_vewProjectLatLongUrl[#Data],4,FALSE)","v":"http://en.wikipedia.org/wiki/Biglow_Canyon_Wind_Farm"},"2017-10-17T13:00:30",125.4,125.4,0.33333333333333331,41.8,null,"Y",null,"100% PNW Utility Owner","PNW East","WN_PNWE","n/a",1,null,0.05,null,1,null,"Y",null,"Biglow Canyon I","PNW East","Thr","Wind",125.4,"Dec-2007","Jan-2051","n/a","Wind",0,0,false,"Cf WN PNWE","WindB1","Default","Default",20,"Flat",0,1,false,true,false,false,0,0,0,"100% PNW Utility Owner",null,null,"Biglow Canyon I",null,"Biglow Canyon I",1.76814,1.3731300000000002,1.5988500000000001,1.80576,1.9374300000000002,1.6929000000000003,2.0126700000000004,2.0126700000000004,2.2760100000000003,2.0126700000000004,2.0879100000000004,2.0126700000000004,35.3628,27.462600000000002,31.977,36.115200000000002,38.748600000000003,33.858000000000004,40.253400000000006,40.253400000000006,45.520200000000003,40.253400000000006,41.758200000000002,40.253400000000006]
["Biglow Canyon II",1679,"56485","2",null,"WT","WND",null,"Wind",149.5,163.30000000000001,null,0,null,null,163.30000000000001,163.30000000000001,49.8333333333333,null,null,"Operating","Aug",2009,null,"Wasco","Sherman","OR","Y","Columbia","WECC","Portland General Electric","IOU","Portland General Electric",null,null,null,null,null,null,"n/a",1,0,0,0,0,{"$f":"AO56*J56","v":149.5},{"$f":"IF(ISNUMBER(R56),R56,BX56)*AO56","v":49.8333333333333},null,null,null,"BPA John Day","BPA",null,null,null,null,null,null,null,null,null,null,null,null,null,null,null,"(65) Siemens SWT-2.3-93 WTG.",{"$f":"VLOOKUP($B56,[2]!Table_intranet_power_vewProjectLatLongUrl[#Data],2,FALSE)","v":"45.694343"},{"$f":"VLOOKUP($B56,[2]!Table_intranet_power_vewProjectLatLongUrl[#Data],3,FALSE)","v":"-120.626478"},{"$f":"VLOOKUP($B56,[2]!Table_intranet_power_vewProjectLatLongUrl[#Data],4,FALSE)","v":"http://en.wikipedia.org/wiki/Biglow_Canyon_Wind_Farm"},"2017-10-17T13:00:33",149.5,163.30000000000001,0.33333333333333309,49.8333333333333,null,"Y",null,"100% PNW Utility Owner","PNW East","WN_PNWE","n/a",1,null,0.05,null,1,null,"Y",null,"Biglow Canyon II","PNW East","Thr","Wind",149.5,"Aug-2009","Jan-2051","n/a","Wind",0,0,false,"Cf WN PNWE","WindB1","Default","Default",20,"Flat",0,1,false,true,false,false,0,0,0,"100% PNW Utility Owner",null,null,"Biglow Canyon II",null,"Biglow Canyon II",2.1079499999999998,1.6370250000000002,1.9061250000000001,2.1528,2.3097750000000001,2.0182500000000001,2.3994750000000002,2.3994750000000002,2.713425,2.3994750000000002,2.4891750000000004,2.3994750000000002,42.158999999999999,32.740499999999997,38.122500000000002,43.055999999999997,46.195500000000003,40.365000000000002,47.9895,47.9895,54.268499999999996,47.9895,49.783500000000004,47.9895]
["Biglow Canyon III",1695,"56485","3",null,"WT","WND",null,"Wind",174.8,161,null,0,null,null,161,161,60.9,null,null,"Operating","Aug",2010,null,"Wasco","Sherman","OR","Y","Columbia","WECC","Portland General Electric","IOU","Portland General Electric",null,null,null,null,null,null,"n/a",1,0,0,0,0,{"$f":"AO57*J57","v":174.8},{"$f":"IF(ISNUMBER(R57),R57,BX57)*AO57","v":60.9},null,null,null,"BPA John Day","BPA",null,null,null,null,null,null,null,null,null,null,null,null,null,null,null,"(76) Siemens SWT-2.3-93 WTG.",{"$f":"VLOOKUP($B57,[2]!Table_intranet_power_vewProjectLatLongUrl[#Data],2,FALSE)","v":"45.694343"},{"$f":"VLOOKUP($B57,[2]!Table_intranet_power_vewProjectLatLongUrl[#Data],3,FALSE)","v":"-120.626478"},{"$f":"VLOOKUP($B57,[2]!Table_intranet_power_vewProjectLatLongUrl[#Data],4,FALSE)","v":"http://en.wikipedia.org/wiki/Biglow_Canyon_Wind_Farm"},"2017-10-17T13:00:36",174.8,161,0.3483981693363844,60.9,null,"Y",null,"100% PNW Utility Owner","PNW East","WN_PNWE","n/a",1,null,0.05,null,1,null,"Y",null,"Biglow Canyon III","PNW East","Thr","Wind",174.8,"Aug-2010","Jan-2051","n/a","Wind",0,0,false,"Cf WN PNWE","WindB1","Default","Default",20,"Flat",0,1,false,true,false,false,0,0,0,"100% PNW Utility Owner",null,null,"Biglow Canyon III",null,"Biglow Canyon III",2.46468,1.9140600000000001,2.2286999999999999,2.5171199999999998,2.7006600000000001,2.3598000000000003,2.8055400000000001,2.8055400000000001,3.1726199999999998,2.8055400000000001,2.9104200000000002,2.8055400000000001,49.293599999999998,38.281200000000005,44.574000000000005,50.342399999999998,54.013200000000005,47.196000000000005,56.110800000000005,56.110800000000005,63.452400000000004,56.110800000000005,58.208400000000005,56.110800000000005]
["Billingsley Creek",1032,null,null,6208,"Diversion","WAT",null,"Hydro",0.28000000000000003,null,0.2,null,null,null,null,null,0.13,null,null,"Operating",null,1986,null,"Billlingsley Cr.","Gooding","ID","Y","Columbia","WECC","Trout-Co. Inc.","Independent","Idaho Power Co. (QF thru Nov 2021)",null,null,null,null,null,null,2021,1,null,null,null,null,{"$f":"AO58*J58","v":0.28000000000000003},{"$f":"IF(ISNUMBER(R58),R58,BX58)*AO58","v":0.13},null,null,null,null,null,null,null,null,null,null,null,null,null,null,null,null,null,null,null,null,"Exemption granted September 1982.",{"$f":"VLOOKUP($B58,[2]!Table_intranet_power_vewProjectLatLongUrl[#Data],2,FALSE)","v":0},{"$f":"VLOOKUP($B58,[2]!Table_intranet_power_vewProjectLatLongUrl[#Data],3,FALSE)","v":0},{"$f":"VLOOKUP($B58,[2]!Table_intranet_power_vewProjectLatLongUrl[#Data],4,FALSE)","v":0},"2010-06-22",0.28000000000000003,0.2,0.46428571428571425,0.13,null,"N","<0.5 MW",null,null,null,null,null,null,null,null,null,null,null,null,"","","","","","","","","","","","","","","","","","","","","","","","","","","","",null,null,"",null,"","","","","","","","","","","","","","","","","","","","","","","","",""]
["Biofuels Washington Renewable Energy Facility",2084,"58688","A,B,C",null,"IC","LFG",null,"Biomass",4.5,4.5,null,null,null,null,4.5,4.5,null,null,null,"Operating","Dec",2013,null,"Graham Landfill","Pierce","WA","Y","Columbia","WECC","BioFuels Washington, LLC","Municipal","Puget Sound Energy (RECs to be split between PSE and Benton Co. PUD)",null,null,null,null,null,null,null,1,null,null,null,null,4.5,3.375,null,null,null,null,"PSE",null,null,null,null,null,null,null,null,null,null,null,0.18,4.1900000000000004,3.89,4.2,"(3) 1.5 MW 3520 Caterpillar generators.  DG so REC's count double.  RECs split between PSE and Benton Cty PUD.",{"$f":"VLOOKUP($B59,[2]!Table_intranet_power_vewProjectLatLongUrl[#Data],2,FALSE)","v":46.975555999999997},{"$f":"VLOOKUP($B59,[2]!Table_intranet_power_vewProjectLatLongUrl[#Data],3,FALSE)","v":-122.290556},{"$f":"VLOOKUP($B59,[2]!Table_intranet_power_vewProjectLatLongUrl[#Data],4,FALSE)","v":"http://www.tpchd.org/environment/waste-management/lri-landfill/biofuels/"},"2017-10-24T09:48:24",4.5,4.5,{"$f":"IF(OR(ISBLANK(J59),ISBLANK(R59),J59=0),VLOOKUP(IF(G59=\"WAT\",\"HY\",IF(G59=\"LFG\",\"LFG\",F59)),Acapability,4,FALSE),R59/J59)","v":0.75},3.375,null,"Y",null,"100% PNW PPA","PNW West","BGIC",11075,1,null,1,null,1,null,"Y",null,"Biofuels Washington Renewable Energy Facility","PNW West","Thr","IC",4.5,"Dec-2013","Jan-2051",11075,"Zero-cost Biofuel",4.7E-2,56,false,"MR 7d Flat","Landfill","Default","Default",20,"Flat",0,1,false,true,false,false,0,0,0,"100% PNW PPA",null,null,"Biofuels Washington Renewable Energy Facility",null,"Biofuels Washington Renewable Energy Facility",{"$f":"IF($BZ59=\"N\",\"\",IF(OR($I59<>\"Wind\",$I59<>\"Solar\",$I59<>\"Hydro\"),($CF59*$CH59*IF(ISBLANK($L59),IF(ISBLANK($O59),$J59,$O59),$L59))*VLOOKUP($CZ59,ASeasDist,DU$7,FALSE)*VLOOKUP($DE59,ASeasDist,DU$7),$J59*$CF59*$CH59))","v":4.3273972602739708},4.3273972602739708,4.3273972602739708,4.3273972602739708,4.3273972602739708,4.3273972602739708,4.3273972602739708,4.3273972602739708,4.3273972602739708,4.3273972602739708,4.3273972602739708,4.3273972602739708,{"$f":"IF($BZ59=\"N\",\"\",IF(OR($I59<>\"Wind\",$I59<>\"Solar\",$I59<>\"Hydro\"),$CJ59*IF(ISBLANK($L59),IF(ISBLANK($O59),$J59,$O59),$L59),$J59)*(1-$CW59)*VLOOKUP($CZ59,ASeasDist,EG$7,FALSE)*VLOOKUP($DE59,ASeasDist,EG$7))","v":4.1240095890410942},4.1240095890410942,4.1240095890410942,4.1240095890410942,4.1240095890410942,4.1240095890410942,4.1240095890410942,4.1240095890410942,4.1240095890410942,4.1240095890410942,4.1240095890410942,4.1240095890410942]
["Biomass One 1 & 2",1033,"10869","BBC,GE,GE-2",null,"STCG","WW",null,"Biomass",30,40,25,null,29,29,36.5,36.5,null,null,null,"Operating","Dec",1985,null,"White City","Jackson","OR","Y","Puget Sound & Coastal","WECC","Biomass 1, L.P.","Independent","PacifiCorp (QF Dec 1985 - Dec 2011)",null,null,null,null,null,null,2011,1,null,null,null,null,30,21.6,null,"Lumber & wood products",null,null,"PACW",null,null,null,null,5.4138127853881297,4.4000000000000004,4.3099999999999996,14.5,17.3,13.41,14.6,19.64,22.28,17.420000000000002,17.7,"Unit 1 (10 MW) operating; Unit 2 (15 MW) idle, DOE/EIA-0095(99)/2",{"$f":"VLOOKUP($B60,[2]!Table_intranet_power_vewProjectLatLongUrl[#Data],2,FALSE)","v":"42.436"},{"$f":"VLOOKUP($B60,[2]!Table_intranet_power_vewProjectLatLongUrl[#Data],3,FALSE)","v":"-122.85"},{"$f":"VLOOKUP($B60,[2]!Table_intranet_power_vewProjectLatLongUrl[#Data],4,FALSE)","v":"http://www.biomassone.com/"},"2017-10-17T13:01:48",25,29,0.8,21.6,null,"Y",null,null,"PNW West","WWSTCG",8000,1,null,1,null,1,null,"Y",null,"Biomass One 1 & 2","PNW West","Thr","STCG",25,"Dec-1985","Jan-2051",8000,"Mill Residue",7.0000000000000007E-2,56,false,"MR 28d Flat","Bio1","Default","Default",30,"Flat",0,1,false,true,false,false,0,0,0,"",null,null,"Biomass One 1 & 2",null,"Biomass One 1 & 2",22.602739726027398,22.602739726027398,22.602739726027398,22.602739726027398,22.602739726027398,22.602739726027398,22.602739726027398,22.602739726027398,22.602739726027398,22.602739726027398,22.602739726027398,22.602739726027398,21.020547945205482,21.020547945205482,21.020547945205482,21.020547945205482,21.020547945205482,21.020547945205482,21.020547945205482,21.020547945205482,21.020547945205482,21.020547945205482,21.020547945205482,21.020547945205482]
["Biotech/Life Sciences Building Generator 836",1993,"56932","BLS1",null,"IC","FO2",null,"Petroleum",1,1,null,null,1,1,1,1,null,null,null,"Operating","May",2009,null,"Pullman","Whitman","WA","Y","Columbia","WECC","State of Washington","Independent","Load-side emrg.",null,null,null,null,null,null,null,1,null,null,null,null,1,0.93,null,null,null,null,"Avista",null,null,null,null,null,null,null,null,0,0,0,0,0,0,0,"(1) 1MW FO IC unit",{"$f":"VLOOKUP($B61,[2]!Table_intranet_power_vewProjectLatLongUrl[#Data],2,FALSE)","v":46.7331},{"$f":"VLOOKUP($B61,[2]!Table_intranet_power_vewProjectLatLongUrl[#Data],3,FALSE)","v":-117.1583},{"$f":"VLOOKUP($B61,[2]!Table_intranet_power_vewProjectLatLongUrl[#Data],4,FALSE)","v":0},"2017-10-17T13:03:01",1,1,0.93,0.93,null,"Y",null,null,"PNW East","NGIC_PNWE",10100,1,null,1,null,0,null,null,null,"Biotech/Life Sciences Building Generator 836","PNW East","Thr","IC",1,"May-2009","Jan-2051",10100,"PNW E. gas",4.7E-2,56,false,"MR 7d Winter Pk_Hydro","NG Recip Peaking E","Default","Default",30,"Flat",0,0,false,true,false,false,0,0,0,"",null,null,"Biotech/Life Sciences Building Generator 836",null,{"$f":"CN61","v":"Biotech/Life Sciences Building Generator 836"},1,1,1,1,1,1,0.93424657534246602,0.86849315068493105,0.86849315068493105,0.86849315068493105,1,1,0,0,0,0,0,0,0,0,0,0,0,0]
["Birch Creek",1034,"10140","GEN1",7194,"Canal","WAT",null,"Hydro",2.6,2.6,0,null,2.6,2.6,2.6,2.6,null,null,0,"Operating","Apr",1986,null,"Birch Cr.","Clark","ID","Y","Columbia","WECC","Birch Power Co. & T.S. Sorenson","Independent","Idaho Power Co. (QF thru Oct 2019)",null,null,null,null,null,null,2019,1,null,null,null,null,2.6,1.1102000000000001,null,null,null,null,"PACE",null,null,null,null,0.55308219178082196,0.4,0.46,1.29,1.2,1.49,1.8,1.4,1.51,1.4,1.3,"License granted May 1986; expires April 2036. Critical energy from PNUCC 2005 NRF",{"$f":"VLOOKUP($B62,[2]!Table_intranet_power_vewProjectLatLongUrl[#Data],2,FALSE)","v":44.027444000000003},{"$f":"VLOOKUP($B62,[2]!Table_intranet_power_vewProjectLatLongUrl[#Data],3,FALSE)","v":-112.71943899999999},{"$f":"VLOOKUP($B62,[2]!Table_intranet_power_vewProjectLatLongUrl[#Data],4,FALSE)","v":0},"2017-10-17T13:04:36",2.6,2.6,0.42699999999999999,1.1102000000000001,null,"Y","Not accounted for in HydInd file",null,"PNW East","HY_Irr","n/a",1,null,1,null,1,null,"Y",null,"Birch Creek","PNW East","Thr","Hyd",0,"Apr-1986","Jan-2051","n/a","Water",0,24,false,"Cf HY Irr","Zero","Expense","Default",50,"Flat",0,0,false,true,false,false,0,0,0,"",null,null,"Birch Creek",null,"Birch Creek",0,0,0,0,0,0,0,0,0,0,0,0,0,0,0,0,0,0,0,0,0,0,0,0]
["Birch Creek B",1035,null,null,"6458B","Conduit","WAT",null,"Hydro",0.05,null,0.3,null,0.05,0.05,null,null,null,null,1,"Operating",null,1984,null,"Birch Cr.","Gooding","ID","Y","Columbia","WECC","E. Jensen","Independent","PacifiCorp (QF thru Mar 2021)",null,null,null,null,null,null,2021,1,null,null,null,null,0.05,2.1350000000000001E-2,null,null,null,null,null,null,null,null,null,null,null,null,null,null,null,null,null,null,null,null,"Exemption granted December 1982. Critical energy from PNUCC 2005 NRF",{"$f":"VLOOKUP($B63,[2]!Table_intranet_power_vewProjectLatLongUrl[#Data],2,FALSE)","v":0},{"$f":"VLOOKUP($B63,[2]!Table_intranet_power_vewProjectLatLongUrl[#Data],3,FALSE)","v":0},{"$f":"VLOOKUP($B63,[2]!Table_intranet_power_vewProjectLatLongUrl[#Data],4,FALSE)","v":0},"2014-01-29T19:01:37",0.05,0.05,0.42699999999999999,2.1350000000000001E-2,null,"N","<0.5 MW",null,null,null,null,null,null,null,null,null,null,null,null,"","","","","","","","","","","","","","","","","","","","","","","","","","","","",null,null,"",null,"","","","","","","","","","","","","","","","","","","","","","","","",""]
["Black Canyon 1 - 2",1036,"6396","1,2","FCRPS","Storage","WAT",null,"Hydro",10.199999999999999,10.199999999999999,null,3.27,12,6,10.199999999999999,10.199999999999999,8,null,null,"Operating",null,1986,null,"Payette R.","Gem","ID","Y","Columbia","WECC","USBR","Federal","BPA",null,null,null,null,null,null,null,1,null,null,null,null,10.199999999999999,8,null,null,null,null,"IPC",6.6,7.6,5,1.5162100456620999,2.5718036529680401,5.0999999999999996,1.51,7.08,6.5,7.66,7,6.35,7.27,7.01,7.1,null,{"$f":"VLOOKUP($B64,[2]!Table_intranet_power_vewProjectLatLongUrl[#Data],2,FALSE)","v":"43.9304438"},{"$f":"VLOOKUP($B64,[2]!Table_intranet_power_vewProjectLatLongUrl[#Data],3,FALSE)","v":"-116.4365228"},{"$f":"VLOOKUP($B64,[2]!Table_intranet_power_vewProjectLatLongUrl[#Data],4,FALSE)","v":"http://www.usbr.gov/projects/Facility.jsp?fac_Name=Black+Canyon+Diversion+Dam"},"2017-10-17T13:05:53",10.199999999999999,12,0.78431372549019618,8,"Independent","N","Accounted for in HydInd file",null,null,null,null,null,null,null,null,null,null,null,null,"","","","","","","","","","","","","","","","","","","","","","","","","","","","",null,null,"",null,"","","","","","","","","","","","","","","","","","","","","","","","",""]
["Black Canyon No. 3",1037,null,null,6137,"Canal","WAT",null,"Hydro",0.1,null,null,null,0,0,null,null,null,null,0,"Operating",null,1983,null,"N. Gooding Main Cnl.","Gem","ID","Y","Columbia","WECC","W. & S. Brown","Independent","Idaho Power Co. (QF thru Apr 2019)",null,null,null,null,null,null,2019,1,null,null,null,null,0.1,2.1350000000000001E-2,null,null,null,null,null,null,null,null,null,null,null,null,null,null,null,null,null,null,null,null,"Exemption granted July 1982. Critical energy from PNUCC 2005 NRF",{"$f":"VLOOKUP($B65,[2]!Table_intranet_power_vewProjectLatLongUrl[#Data],2,FALSE)","v":0},{"$f":"VLOOKUP($B65,[2]!Table_intranet_power_vewProjectLatLongUrl[#Data],3,FALSE)","v":0},{"$f":"VLOOKUP($B65,[2]!Table_intranet_power_vewProjectLatLongUrl[#Data],4,FALSE)","v":0},"2014-01-30T08:43:01",0.1,0,0.42699999999999999,2.1350000000000001E-2,null,"N","<0.5 MW",null,null,null,null,null,null,null,null,null,null,null,null,"","","","","","","","","","","","","","","","","","","","","","","","","","","","",null,null,"",null,"","","","","","","","","","","","","","","","","","","","","","","","",""]
["Black Cap Solar Project",2012,"58150","1",null,"PV","SOL",null,"Solar",2,2,null,0,null,null,2,2,null,null,null,"Operating","Oct",2012,null,"Near Lakeview, OR","Lake","OR","Y","Columbia","WECC","Obsidian Finance Group/ Black Cap Solar LLC; PacifiCorp owns the project's rights and land","Independent","PacifiCorp",null,null,null,null,null,null,null,1,null,null,null,null,2,0.50800000000000001,null,null,null,null,"PACW",null,null,null,null,null,null,null,null,null,null,0.1,0.54,0.49,0.51,0.5,"(8,976) PV modules mounted on single-axis trackers.",{"$f":"VLOOKUP($B66,[2]!Table_intranet_power_vewProjectLatLongUrl[#Data],2,FALSE)","v":"42.171"},{"$f":"VLOOKUP($B66,[2]!Table_intranet_power_vewProjectLatLongUrl[#Data],3,FALSE)","v":"-120.361"},{"$f":"VLOOKUP($B66,[2]!Table_intranet_power_vewProjectLatLongUrl[#Data],4,FALSE)","v":"http://www.pacificorp.com/blackcap"},"2017-10-17T13:07:29",2,2,0.254,0.50800000000000001,null,"Y",null,null,"PNW East","PV","n/a",1,null,0.75,null,1,null,"Y",null,"Black Cap Solar Project","PNW East","Thr","PV",1.5,"Oct-2012","Jan-2051","n/a","Solar",0,0,false,"Cf PV","SolarPV","Default","Default",30,"Flat",0,1,false,true,false,false,0,0,0,"",null,null,"Black Cap Solar Project",null,{"$f":"CN66","v":"Black Cap Solar Project"},0.44354283331962896,0.288087921776079,0.1332288136382361,0.11013582546004949,0.12650408808143834,0.2137384135359045,0.34184893744554445,0.40529655442829704,0.52877250911710805,0.58042769253703796,0.59891960877336148,0.53630269944564901,0.59139044442617195,0.38411722903477202,0.17763841818431481,0.14684776728006599,0.16867211744191779,0.28498455138120599,0.45579858326072598,0.54039540590439605,0.70503001215614403,0.77390359004938403,0.79855947836448204,0.71507026592753198]
["Black Cap Solar II (PSEG Lake County Solar Energy Center)",2162,"60616","BCSLR",null,"PV","SOL",null,"Solar",8,8,null,null,null,null,8,8,null,null,null,"Operating","Dec",2016,null,"Lakeview","Lake","OR","Y","Columbia","WECC","PSEG (purchased from Obsidian Nov 2016)","Independent","PacifiCorp (QF thru 2036)",null,null,null,null,null,null,2036,1,null,null,null,null,8,2.032,null,null,null,null,"PACW",null,null,null,null,null,null,null,null,null,null,null,null,null,null,null,"Ground mounted; https://www.pseg.com/info/media/newsreleases/2016/2016-11-02.jsp#.WG2QIVUrK3w",{"$f":"VLOOKUP($B67,[2]!Table_intranet_power_vewProjectLatLongUrl[#Data],2,FALSE)","v":42.174999999999997},{"$f":"VLOOKUP($B67,[2]!Table_intranet_power_vewProjectLatLongUrl[#Data],3,FALSE)","v":-120.35980000000001},null,"2017-11-15T10:52:54",8,8,{"$f":"IF(OR(ISBLANK(J67),ISBLANK(R67),J67=0),VLOOKUP(IF(G67=\"WAT\",\"HY\",IF(G67=\"LFG\",\"LFG\",F67)),Acapability,4,FALSE),R67/J67)","v":0.254},2.032,null,"y",null,null,"PNW East","PV","n/a",1,null,0.75,null,1,null,"Y",null,"Black Cap Solar II (PSEG Lake County Solar Energy Center)","PNW East",{"$f":"IF(BZ67=\"N\",\"\",VLOOKUP($CD67,ATechDat,2,FALSE))","v":"Thr"},{"$f":"IF(BZ67=\"N\",\"\",VLOOKUP($CD67,ATechDat,3,FALSE))","v":"PV"},6,"Dec-2016","Jan-2051","n/a",{"$f":"IF(BZ67=\"N\",\"\",VLOOKUP($CD67,ATechDat,4,FALSE))","v":"Solar"},{"$f":"IF(BZ67=\"N\",\"\",VLOOKUP($CD67,ATechDat,5,FALSE))","v":0},{"$f":"IF(BZ67=\"N\",\"\",VLOOKUP($CD67,ATechDat,6,FALSE))","v":0},{"$f":"IF(BZ67=\"N\",\"\",VLOOKUP($CD67,ATechDat,7,FALSE))","v":false},{"$f":"IF(BZ67=\"N\",\"\",VLOOKUP($CD67,ATechDat,8,FALSE))","v":"Cf PV"},{"$f":"IF(BZ67=\"N\",\"\",VLOOKUP($CD67,ATechDat,9,FALSE))","v":"SolarPV"},{"$f":"IF(BZ67=\"N\",\"\",VLOOKUP($CD67,ATechDat,10,FALSE))","v":"Default"},{"$f":"IF(BZ67=\"N\",\"\",VLOOKUP($CD67,ATechDat,11,FALSE))","v":"Default"},{"$f":"IF(BZ67=\"N\",\"\",VLOOKUP($CD67,ATechDat,12,FALSE))","v":30},{"$f":"IF(BZ67=\"N\",\"\",VLOOKUP($CD67,ATechDat,13,FALSE))","v":"Flat"},{"$f":"IF(BZ67=\"N\",\"\",VLOOKUP($CD67,ATechDat,14,FALSE))","v":0},{"$f":"IF(BZ67=\"N\",\"\",VLOOKUP($CD67,ATechDat,15,FALSE))","v":1},{"$f":"IF(BZ67=\"N\",\"\",VLOOKUP($CD67,ATechDat,16,FALSE))","v":false},{"$f":"IF(BZ67=\"N\",\"\",VLOOKUP($CD67,ATechDat,17,FALSE))","v":true},{"$f":"IF(BZ67=\"N\",\"\",VLOOKUP($CD67,ATechDat,18,FALSE))","v":false},{"$f":"IF(BZ67=\"N\",\"\",VLOOKUP($CD67,ATechDat,19,FALSE))","v":false},{"$f":"IF(BZ67=\"N\",\"\",VLOOKUP($CD67,ATechDat,20,FALSE))","v":0},{"$f":"IF(BZ67=\"N\",\"\",VLOOKUP($CD67,ATechDat,21,FALSE))","v":0},{"$f":"IF(BZ67=\"N\",\"\",VLOOKUP($CD67,ATechDat,22,FALSE))","v":0},"",null,null,"Black Cap Solar II (PSEG Lake County Solar Energy Center)",null,{"$f":"CN67","v":"Black Cap Solar II (PSEG Lake County Solar Energy Center)"},1.7741713332785158,1.152351687104316,0.53291525455294442,0.44054330184019797,0.50601635232575337,0.85495365414361801,1.3673957497821778,1.6211862177131882,2.1150900364684322,2.3217107701481519,2.3956784350934459,2.145210797782596,2.3655617777046878,1.5364689161390881,0.71055367273725922,0.58739106912026395,0.67468846976767116,1.1399382055248239,1.8231943330429039,2.1615816236175842,2.8201200486245761,3.0956143601975361,3.1942379134579282,2.8602810637101279]
["Black Creek",1038,"54860","GEN1",6221,"Diversion","WAT",null,"Hydro",3.7,3.7,3.7,null,2,0,3.7,3.7,2,null,2,"Operating","Feb",1994,null,"Black Cr.","King","WA","Y","Puget Sound & Coastal","WECC","Black Creek Hydro, Inc.","Independent","Listed NUG per 2009 White Book",null,null,null,null,null,null,null,1,null,null,null,null,3.7,2,null,null,null,null,"PSE",null,null,null,null,null,null,0.04,0.71,1.3,1.49,1.3,1.47,1.61,0.73,1.4,"License granted July 1988; expires June 2038. Critical energy from PNUCC 2005 NRF. Certified Low-impact.",{"$f":"VLOOKUP($B68,[2]!Table_intranet_power_vewProjectLatLongUrl[#Data],2,FALSE)","v":47.534464999999997},{"$f":"VLOOKUP($B68,[2]!Table_intranet_power_vewProjectLatLongUrl[#Data],3,FALSE)","v":-121.702596},{"$f":"VLOOKUP($B68,[2]!Table_intranet_power_vewProjectLatLongUrl[#Data],4,FALSE)","v":0},"2017-10-17T13:08:01",3.7,2,0.54054054054054046,2,null,"Y","Not accounted for in HydInd file",null,"PNW West","HY_West","n/a",1,null,1,null,1,null,"Y",null,"Black Creek","PNW West",{"$f":"IF(BZ68=\"N\",\"\",VLOOKUP($CD68,ATechDat,2,FALSE))","v":"Thr"},{"$f":"IF(BZ68=\"N\",\"\",VLOOKUP($CD68,ATechDat,3,FALSE))","v":"Hyd"},{"$f":"IF($BZ68=\"N\",\"\",IF($I68<>\"Wind\",($CF68*$CH68*IF(ISBLANK($L68),IF(ISBLANK($O68),$J68,$O68),$L68)),$J68*IF(AND($I68=\"Wind\",SWFullWind=\"Y\"),1,$CF68*$CH68)))","v":3.7},"Feb-1994","Jan-2051","n/a",{"$f":"IF(BZ68=\"N\",\"\",VLOOKUP($CD68,ATechDat,4,FALSE))","v":"Water"},{"$f":"IF(BZ68=\"N\",\"\",VLOOKUP($CD68,ATechDat,5,FALSE))","v":0},{"$f":"IF(BZ68=\"N\",\"\",VLOOKUP($CD68,ATechDat,6,FALSE))","v":24},{"$f":"IF(BZ68=\"N\",\"\",VLOOKUP($CD68,ATechDat,7,FALSE))","v":false},{"$f":"IF(BZ68=\"N\",\"\",VLOOKUP($CD68,ATechDat,8,FALSE))","v":"Cf HY West"},{"$f":"IF(BZ68=\"N\",\"\",VLOOKUP($CD68,ATechDat,9,FALSE))","v":"Zero"},{"$f":"IF(BZ68=\"N\",\"\",VLOOKUP($CD68,ATechDat,10,FALSE))","v":"Expense"},{"$f":"IF(BZ68=\"N\",\"\",VLOOKUP($CD68,ATechDat,11,FALSE))","v":"Default"},{"$f":"IF(BZ68=\"N\",\"\",VLOOKUP($CD68,ATechDat,12,FALSE))","v":50},{"$f":"IF(BZ68=\"N\",\"\",VLOOKUP($CD68,ATechDat,13,FALSE))","v":"Flat"},{"$f":"IF(BZ68=\"N\",\"\",VLOOKUP($CD68,ATechDat,14,FALSE))","v":0},{"$f":"IF(BZ68=\"N\",\"\",VLOOKUP($CD68,ATechDat,15,FALSE))","v":0},{"$f":"IF(BZ68=\"N\",\"\",VLOOKUP($CD68,ATechDat,16,FALSE))","v":false},{"$f":"IF(BZ68=\"N\",\"\",VLOOKUP($CD68,ATechDat,17,FALSE))","v":true},{"$f":"IF(BZ68=\"N\",\"\",VLOOKUP($CD68,ATechDat,18,FALSE))","v":false},{"$f":"IF(BZ68=\"N\",\"\",VLOOKUP($CD68,ATechDat,19,FALSE))","v":false},{"$f":"IF(BZ68=\"N\",\"\",VLOOKUP($CD68,ATechDat,20,FALSE))","v":0},{"$f":"IF(BZ68=\"N\",\"\",VLOOKUP($CD68,ATechDat,21,FALSE))","v":0},{"$f":"IF(BZ68=\"N\",\"\",VLOOKUP($CD68,ATechDat,22,FALSE))","v":0},"",null,null,"Black Creek",null,"Black Creek",1.2149941021525315,1.3473812126553799,1.8370203879991869,2.0050136818297051,1.9396928469413957,1.45199868235248,1.5276700291227305,1.5628980966087618,1.7317118764585531,1.7392651706038935,1.6471586725173915,1.7024511452643092,1.2149941021525315,1.3473812126553799,1.8370203879991869,2.0050136818297051,1.9396928469413957,1.45199868235248,1.5276700291227305,1.5628980966087618,1.7317118764585531,1.7392651706038935,1.6471586725173915,1.7024511452643092]
["Black Eagle 1 - 3",1039,"2181","BLA1,BLA2,BLA3","2188E","ROR","WAT",null,"Hydro",21,24,null,null,21,21,21,21,15.45,null,null,"Operating","Sep",1927,null,"Missouri R.","Cascade","MT","N","Missouri","WECC","Northwestern Energy purchased from PPL Montana, finalized Nov. 2014.","IOU","Northwestern Energy",null,null,null,null,null,null,null,0.31,null,null,null,null,6.51,4.7894999999999994,null,null,null,null,"NorthWestern",null,null,null,null,null,null,14.41,16.28,16.2,16.79,13.8,12.56,13.81,14.53,13.5,"Original License granted April 1956; expired November 1994.",{"$f":"VLOOKUP($B69,[2]!Table_intranet_power_vewProjectLatLongUrl[#Data],2,FALSE)","v":"47.52027"},{"$f":"VLOOKUP($B69,[2]!Table_intranet_power_vewProjectLatLongUrl[#Data],3,FALSE)","v":"-111.26248"},{"$f":"VLOOKUP($B69,[2]!Table_intranet_power_vewProjectLatLongUrl[#Data],4,FALSE)","v":"http://www.northwesternenergy.com/our-company/hydroelectric-facilities"},"2017-10-17T13:09:45",21,21,0.73571428571428565,15.45,null,"Y","Not accounted for in HydInd file","100% PNW Utility Owner","PNW East","HY_Missouri","n/a",0.31,"NorthWestern",1,null,0.31,"NorthWestern",null,null,"Black Eagle 1 - 3","PNW East","Thr","Hyd",6.51,"Sep-1927","Jan-2051","n/a","Water",0,24,false,"Cf HY Missouri","Zero","Expense","Default",50,"Flat",0,0,false,true,false,false,0,0,0,"100% PNW Utility Owner",null,null,"Black Eagle 1 - 3",null,"Black Eagle 1 - 3",3.3796868230705943,3.6021302012127445,3.8761034919418633,4.0998403386343973,4.1096812548302291,4.0031567640917549,4.0465274140006677,4.3878652565807279,5.1031906721597782,7.0160090896955127,5.1060706074126463,3.6295919534818326,3.3796868230705943,3.6021302012127445,3.8761034919418633,4.0998403386343973,4.1096812548302291,4.0031567640917549,4.0465274140006677,4.3878652565807279,5.1031906721597782,7.0160090896955127,5.1060706074126463,3.6295919534818326]
["Black Eagle Solar",2226,"61336","BESMT",null,"PV","SOL",null,"Solar",3,3,null,null,null,null,3,3,{"$f":"6520/8760","v":0.74429223744292239},null,null,"Operating","Sep",2017,null,"Black Eagle, MT","Cascade","MT","N","Missouri","WECC","Developed by Cypress Creek Renewables, owned by Enerparc. ","Independent","NorthWestern Energy (25yr PPA)",null,null,null,null,null,null,2042,0.31,null,null,null,null,0.92999999999999994,0.23073059360730594,null,null,null,null,"NorthWestern",null,null,null,null,null,null,null,null,null,null,null,null,null,null,null,"~35 acres, 10,000-12,000 panels",{"$f":"VLOOKUP($B70,[2]!Table_intranet_power_vewProjectLatLongUrl[#Data],2,FALSE)","v":47.547466},{"$f":"VLOOKUP($B70,[2]!Table_intranet_power_vewProjectLatLongUrl[#Data],3,FALSE)","v":-111.253974},{"$f":"VLOOKUP($B70,[2]!Table_intranet_power_vewProjectLatLongUrl[#Data],4,FALSE)","v":0},"2018-01-06T11:14:22",3,3,{"$f":"IF(OR(ISBLANK(J70),ISBLANK(R70),J70=0),VLOOKUP(IF(G70=\"WAT\",\"HY\",IF(G70=\"LFG\",\"LFG\",F70)),Acapability,4,FALSE),R70/J70)","v":0.24809741248097414},0.74429223744292239,null,"Y","Northwestern PPA","100% PNW PPA","PNW East","PV",null,0.31,"NorthWestern",0.75,null,0.31,"NorthWestern","Y",null,"Black Eagle Solar","PNW East","Thr","PV",0.69750000000000001,"Sep-2017","Jan-2051",0,"Solar",0,0,false,"Cf PV","SolarPV","Default","Default",30,"Flat",0,1,false,true,false,false,0,0,0,"100% PNW PPA",null,null,"Black Eagle Solar",null,"Black Eagle Solar",0.20624741749362746,0.13396088362587674,6.195139834177979E-2,5.1213158838923016E-2,5.8824400957868832E-2,9.9388362294195592E-2,0.15895975591217817,0.18846289780915812,0.24587921673945523,0.26989887702972271,0.2784976180796131,0.24938075524222678,0.27499655665816991,0.17861451150116897,8.2601864455706372E-2,6.8284211785230683E-2,7.8432534610491766E-2,0.13251781639226076,0.21194634121623757,0.25128386374554412,0.32783895565260696,0.35986516937296353,0.37133015743948411,0.33250767365630235]
["Blind Canyon",1040,"54514","1",8375,"Diversion","WAT",null,"Hydro",1.3,1.3,0,null,0.62,0,1.3,1.3,null,null,0,"Operating","Apr",1992,null,"Blind Canyon Spr.","Gooding","ID","Y","Columbia","WECC","Blind Canyon Aquaranch, Inc.","Independent","Idaho Power Co. (QF thru Apr 2014; Dec 2014 - Dec 2034)",null,null,null,null,null,null,2034,1,0,null,null,null,1.3,0.40991999999999995,null,null,null,null,"IPC",null,null,null,null,null,null,0.44,0.5,0.5,0.63,0.5,0.32,0.38,0.45,0.4,"Exemption granted October 1985 Critical energy from PNUCC 2005 NRF",{"$f":"VLOOKUP($B71,[2]!Table_intranet_power_vewProjectLatLongUrl[#Data],2,FALSE)","v":42.699840000000002},{"$f":"VLOOKUP($B71,[2]!Table_intranet_power_vewProjectLatLongUrl[#Data],3,FALSE)","v":-114.822603},{"$f":"VLOOKUP($B71,[2]!Table_intranet_power_vewProjectLatLongUrl[#Data],4,FALSE)","v":0},"2017-10-17T13:13:54",1.3,0.62,0.42699999999999999,0.40991999999999995,null,"Y","Not accounted for in HydInd file",null,"PNW East","HY_Irr","n/a",1,null,1,null,1,null,"Y",null,"Blind Canyon","PNW East","Thr","Hyd",0,"Apr-1992","Jan-2051","n/a","Water",0,24,false,"Cf HY Irr","Zero","Expense","Default",50,"Flat",0,0,false,true,false,false,0,0,0,"",null,null,"Blind Canyon",null,"Blind Canyon",0,0,0,0,0,0,0,0,0,0,0,0,0,0,0,0,0,0,0,0,0,0,0,0]
["Bliss 1 - 3",1041,"810","1,2,3",1975,"ROR","WAT",null,"Hydro",75,75,null,75,75,75,81.400000000000006,77.900000000000006,42,null,42,"Operating","Nov",1949,null,"Snake R.","Gooding","ID","Y","Columbia","WECC","Idaho Power Co.","IOU","Idaho Power Co.",null,null,null,null,null,null,null,1,null,null,null,null,75,42,null,null,null,null,"IPC",null,null,null,null,null,null,36,44.32,38.4,58.63,42,33.31,34.42,35.6,32.799999999999997,"Original license granted March 1948; expired February 1998. Relicense granted Aug 2004. Critical energy from PNUCC 2005 NRF",{"$f":"VLOOKUP($B72,[2]!Table_intranet_power_vewProjectLatLongUrl[#Data],2,FALSE)","v":"42.913"},{"$f":"VLOOKUP($B72,[2]!Table_intranet_power_vewProjectLatLongUrl[#Data],3,FALSE)","v":"-115.07"},{"$f":"VLOOKUP($B72,[2]!Table_intranet_power_vewProjectLatLongUrl[#Data],4,FALSE)","v":0},"2017-10-17T13:15:28",75,75,0.56000000000000005,42,"Independent","N","Accounted for in HydInd file",null,null,null,null,null,null,null,null,null,null,null,null,"","","","","","","","","","","","","","","","","","","","","","","","","","","","",null,null,"",null,"","","","","","","","","","","","","","","","","","","","","","","","",""]
["Blue Heron Paper",1042,null,null,null,"STCG","NG","FO","Natural gas",15,null,null,null,null,null,null,null,null,null,null,"Retired",null,null,2011,"Oregon City","Clackamas","OR","Y","Columbia","WECC","Blue Heron Paper Co.","Independent","Self-generation",null,null,null,null,null,null,null,1,null,null,null,null,15,12,"Blue Heron Paper","Groundwood, deinking, newsprint mills","Williams Northwest",null,null,null,null,null,null,null,null,null,null,null,null,null,null,null,null,null,"Was Smurfit Stone Container Corp.",{"$f":"VLOOKUP($B73,[2]!Table_intranet_power_vewProjectLatLongUrl[#Data],2,FALSE)","v":"45.355"},{"$f":"VLOOKUP($B73,[2]!Table_intranet_power_vewProjectLatLongUrl[#Data],3,FALSE)","v":"-122.6128"},{"$f":"VLOOKUP($B73,[2]!Table_intranet_power_vewProjectLatLongUrl[#Data],4,FALSE)","v":0},"2012-06-05T15:17:08",15,15,0.8,{"$f":"IF(ISNUMBER(R73),R73,AVERAGE(BU73,BV73)*BW73)","v":12},null,"N","100% Self-gen",null,null,null,null,null,null,null,null,null,null,null,null,{"$f":"IF($BZ73=\"Y\",A73,\"\")","v":""},{"$f":"IF($BZ73=\"Y\",CC73,\"\")","v":""},"","","",{"$f":"IF(BZ73=\"N\",\"\",IF(ISBLANK(V73),\"Dec\",V73)&\"-\"&IF(ISBLANK(W73),1980,W73))","v":""},{"$f":"IF(BZ73=\"N\",\"\",IF(U73=\"Retired\",X73,\"Jan-2051\"))","v":""},{"$f":"IF(BZ73=\"N\",\"\",CE73)","v":""},"","","","","","","","","","","","","","","","","","","",{"$f":"IF(ISBLANK(CB73),\"\",CB73)","v":""},null,null,{"$f":"IF(BZ73=\"N\",\"\",CN73)","v":""},null,"","","","","","","","","","","","","","","","","","","","","","","","",""]
["Blue Mountain Lumber Products",1043,null,null,null,"STCG","WW",null,"Biomass",3.5,null,null,null,null,null,null,null,null,null,null,"Retired",null,1986,1996,"Long Creek","Grant","OR","Y","Columbia","WECC","Blue Mtn Forest Products","Independent","Retired",null,null,null,null,null,null,null,0,null,null,null,null,0,0,"Blue Mountain Forest Products","Lumber & wood products",null,null,null,null,null,null,"n/a","n/a",null,null,null,null,null,null,null,null,null,null,"Sold and to be dismantled.",{"$f":"VLOOKUP($B74,[2]!Table_intranet_power_vewProjectLatLongUrl[#Data],2,FALSE)","v":0},{"$f":"VLOOKUP($B74,[2]!Table_intranet_power_vewProjectLatLongUrl[#Data],3,FALSE)","v":0},{"$f":"VLOOKUP($B74,[2]!Table_intranet_power_vewProjectLatLongUrl[#Data],4,FALSE)","v":0},"2005-02-10",3.5,3.5,0.8,2.8000000000000003,null,"N","Retired",null,null,null,null,null,null,null,null,null,null,null,null,"","","","","","","","","","","","","","","","","","","","","","","","","","","","",null,null,"",null,"","","","","","","","","","","","","","","","","","","","","","","","",""]
["Blundell II",2029,"299","2",null,"GB","GST",null,"Geothermal",12,12,null,null,null,null,11,9,null,null,null,"Operating","Dec",2007,null,"Roosevelt Hot Springs, Milford, UT","Beaver","UT","N",null,"WECC","PacifiCorp","IOU","PacifiCorp",null,null,null,null,null,null,null,0,null,null,null,null,0,0,null,null,null,null,"PACE",null,null,null,null,null,null,null,null,null,null,null,null,null,null,null,"Blundell II - employs \"bottoming\" cycle of binary heat-recovery process to extract more energy from hot geothermal brine left over from steam seperation cycle.  26.1 MW Blundell I uses \"flash\" technology, operating in 1984.",{"$f":"VLOOKUP($B75,[2]!Table_intranet_power_vewProjectLatLongUrl[#Data],2,FALSE)","v":"38.486"},{"$f":"VLOOKUP($B75,[2]!Table_intranet_power_vewProjectLatLongUrl[#Data],3,FALSE)","v":"-112.852"},{"$f":"VLOOKUP($B75,[2]!Table_intranet_power_vewProjectLatLongUrl[#Data],4,FALSE)","v":"http://www.pacificorp.com/es/re/blundell.html"},"2014-01-22T16:21:44",9,11,0.9,9,null,"N","PACE; Utah",null,null,null,20000,null,null,null,null,null,null,null,null,"","",null,null,null,null,null,null,null,null,null,null,null,null,null,null,null,null,null,null,null,null,null,null,null,null,null,null,null,null,"",null,""]
["Boardman",1044,"6106","1",null,"ST","COL",null,"Coal",601,642.20000000000005,580,null,606,610,585,585,null,null,null,"Operating","Aug",1980,2020,"Boardman","Morrow","OR","Y","Columbia","WECC","PGE (80%); IPC (10%); PRC (10%) - PRC in talks to pay PGE to take its share, giving PGE 90%.  Agreement should be executed by Dec 2014.","Coop/IOU/Independent","PGE (80%); IPC (10%); Turlock (10% PPA 1994-2018)",41.88,2.5,9913,null,null,null,2018,0.9,0,0.1,0,0,{"$f":"AO76*J76","v":540.9},{"$f":"IF(ISNUMBER(R76),R76,BX76)*AO76","v":458.98200000000003},null,null,null,null,"BPA (PRC share), IPC (share), PGE (share)",430.8,490.9,403.8,396.30376712328803,272.66358447488602,497.2,462.08,365.32,471.43,381.29,301.39999999999998,429.11,365.56,272.01,217.2,"One 560.5 MW STG.",{"$f":"VLOOKUP($B76,[2]!Table_intranet_power_vewProjectLatLongUrl[#Data],2,FALSE)","v":"45.6964"},{"$f":"VLOOKUP($B76,[2]!Table_intranet_power_vewProjectLatLongUrl[#Data],3,FALSE)","v":"-119.808"},{"$f":"VLOOKUP($B76,[2]!Table_intranet_power_vewProjectLatLongUrl[#Data],4,FALSE)","v":"http://en.wikipedia.org/wiki/Boardman_Coal_Plant"},"2017-10-17T13:17:18",580,606,0.86,509.98,null,"Y",null,"25% OOR PPA","PNW East","CLST_PNWE",10840,0.9,"OOR PPA",1,null,0.9,"OOR PPA",null,null,"Boardman","PNW East",{"$f":"IF(BZ76=\"N\",\"\",VLOOKUP($CD76,ATechDat,2,FALSE))","v":"Thr"},{"$f":"IF(BZ76=\"N\",\"\",VLOOKUP($CD76,ATechDat,3,FALSE))","v":"Coal"},{"$f":"IF($BZ76=\"N\",\"\",IF($I76<>\"Wind\",($CF76*$CH76*IF(ISBLANK($L76),IF(ISBLANK($O76),$J76,$O76),$L76)),$J76*IF(AND($I76=\"Wind\",SWFullWind=\"Y\"),1,$CF76*$CH76)))","v":522},{"$f":"IF(BZ76=\"N\",\"\",IF(ISBLANK(V76),\"Dec\",V76)&\"-\"&IF(ISBLANK(W76),1980,W76))","v":"Aug-1980"},{"$f":"IF(BZ76=\"N\",\"\",IF(U76=\"Retired\",X76,\"Jan-2051\"))","v":"Jan-2051"},{"$f":"IF(BZ76=\"N\",\"\",CE76)","v":10840},{"$f":"IF(BZ76=\"N\",\"\",VLOOKUP($CD76,ATechDat,4,FALSE))","v":"PNW E. coal"},{"$f":"IF(BZ76=\"N\",\"\",VLOOKUP($CD76,ATechDat,5,FALSE))","v":6.7000000000000004E-2},{"$f":"IF(BZ76=\"N\",\"\",VLOOKUP($CD76,ATechDat,6,FALSE))","v":40},{"$f":"IF(BZ76=\"N\",\"\",VLOOKUP($CD76,ATechDat,7,FALSE))","v":true},{"$f":"IF(BZ76=\"N\",\"\",VLOOKUP($CD76,ATechDat,8,FALSE))","v":"MR 35d Winter Pk_Hydro"},{"$f":"IF(BZ76=\"N\",\"\",VLOOKUP($CD76,ATechDat,9,FALSE))","v":"Bdmn"},{"$f":"IF(BZ76=\"N\",\"\",VLOOKUP($CD76,ATechDat,10,FALSE))","v":"Default"},{"$f":"IF(BZ76=\"N\",\"\",VLOOKUP($CD76,ATechDat,11,FALSE))","v":"Default"},{"$f":"IF(BZ76=\"N\",\"\",VLOOKUP($CD76,ATechDat,12,FALSE))","v":30},{"$f":"IF(BZ76=\"N\",\"\",VLOOKUP($CD76,ATechDat,13,FALSE))","v":"Flat"},{"$f":"IF(BZ76=\"N\",\"\",VLOOKUP($CD76,ATechDat,14,FALSE))","v":0},{"$f":"IF(BZ76=\"N\",\"\",VLOOKUP($CD76,ATechDat,15,FALSE))","v":0},{"$f":"IF(BZ76=\"N\",\"\",VLOOKUP($CD76,ATechDat,16,FALSE))","v":false},{"$f":"IF(BZ76=\"N\",\"\",VLOOKUP($CD76,ATechDat,17,FALSE))","v":true},{"$f":"IF(BZ76=\"N\",\"\",VLOOKUP($CD76,ATechDat,18,FALSE))","v":false},{"$f":"IF(BZ76=\"N\",\"\",VLOOKUP($CD76,ATechDat,19,FALSE))","v":false},{"$f":"IF(BZ76=\"N\",\"\",VLOOKUP($CD76,ATechDat,20,FALSE))","v":0},{"$f":"IF(BZ76=\"N\",\"\",VLOOKUP($CD76,ATechDat,21,FALSE))","v":0},{"$f":"IF(BZ76=\"N\",\"\",VLOOKUP($CD76,ATechDat,22,FALSE))","v":0},{"$f":"IF(ISBLANK(CB76),\"\",CB76)","v":"25% OOR PPA"},null,null,"Boardman",null,"Boardman",{"$f":"IF($BZ76=\"N\",\"\",IF(OR($I76<>\"Wind\",$I76<>\"Solar\",$I76<>\"Hydro\"),($CF76*$CH76*IF(ISBLANK($L76),IF(ISBLANK($O76),$J76,$O76),$L76))*VLOOKUP($CZ76,ASeasDist,DU$7,FALSE)*VLOOKUP($DE76,ASeasDist,DU$7),$J76*$CF76*$CH76))","v":522},500.15790784557902,500.15790784557902,522,522,522,511.07895392278976,500.15790784557902,500.15790784557902,500.15790784557902,522,522,{"$f":"IF($BZ76=\"N\",\"\",IF(OR($I76<>\"Wind\",$I76<>\"Solar\",$I76<>\"Hydro\"),$CJ76*IF(ISBLANK($L76),IF(ISBLANK($O76),$J76,$O76),$L76),$J76)*(1-$CW76)*VLOOKUP($CZ76,ASeasDist,EG$7,FALSE)*VLOOKUP($DE76,ASeasDist,EG$7))","v":487.02600000000001},466.64732801992523,466.64732801992523,487.02600000000001,487.02600000000001,487.02600000000001,476.83666400996287,466.64732801992523,466.64732801992523,466.64732801992523,487.02600000000001,487.02600000000001]
["Boise (Elgin)",1045,null,null,null,"STCG","WW",null,"Biomass",7.5,null,null,null,null,null,null,null,7.5,null,null,"Retired",null,null,2000,"Elgin","Union","OR","Y","Columbia","WECC","Boise Cascade","Independent","Retired",null,null,null,null,null,null,null,0,null,null,null,null,{"$f":"AO77*J77","v":0},{"$f":"IF(ISNUMBER(R77),R77,BX77)*AO77","v":0},"Boise Cascade Elgin","Lumber & wood products",null,null,null,null,null,null,"n/a","n/a",null,null,null,null,null,null,null,null,null,null,null,{"$f":"VLOOKUP($B77,[2]!Table_intranet_power_vewProjectLatLongUrl[#Data],2,FALSE)","v":0},{"$f":"VLOOKUP($B77,[2]!Table_intranet_power_vewProjectLatLongUrl[#Data],3,FALSE)","v":0},{"$f":"VLOOKUP($B77,[2]!Table_intranet_power_vewProjectLatLongUrl[#Data],4,FALSE)","v":0},"2005-07-20",7.5,7.5,1,7.5,null,"N","Retired",null,null,null,null,null,null,null,null,null,null,null,null,"","","","","","","","","","","","","","","","","","","","","","","","","","","","",null,null,"",null,"","","","","","","","","","","","","","","","","","","","","","","","",""]
["Boise 1 & 2 (Medford)",1046,"56193","1,2",null,"STCG","WW",null,"Biomass",8.5,8.5,0,null,7.5,7.5,7.5,7.5,null,null,null,"Suspended","Jun",1956,null,"Medford","Jackson","OR","Y","Puget Sound & Coastal","WECC","Boise Cascade","Independent","Listed NUG per 2009 White Book",null,null,null,null,null,null,null,1,null,null,null,null,8.5,3,"Boise Cascade - Medford Operations","Sawmill",null,null,"PACW",null,null,null,null,null,null,0.01,0.26,null,null,null,0,0,null,null,"Per SNL, plant is mothballed. No EIA generation data for 2015.",{"$f":"VLOOKUP($B78,[2]!Table_intranet_power_vewProjectLatLongUrl[#Data],2,FALSE)","v":"42.355075"},{"$f":"VLOOKUP($B78,[2]!Table_intranet_power_vewProjectLatLongUrl[#Data],3,FALSE)","v":"-122.900775"},{"$f":"VLOOKUP($B78,[2]!Table_intranet_power_vewProjectLatLongUrl[#Data],4,FALSE)","v":0},"2017-10-24T11:01:53",0,7.5,0.8,3,null,"N","Mothballed.","Assume non-firm (WB = 0)","PNWW","WWST",5000,1,null,1,null,1,null,null,null,"","","","","","","","","","","","","","","","","","","","","","","","","","","","Assume non-firm (WB = 0)",null,null,"",null,"","","","","","","","","","","","","","","","","","","","","","","","",""]
["Boise City Solar (ID Solar 1)",1932,"60445","INV1",null,"PV","SOL",null,"Solar",40,40,null,40,null,null,40,40,10.48,null,null,"Operating","Jun",2016,null,"Kuna","Ada","ID","Y","Columbia","WECC","Entropy Solar Integrators","Independent","Idaho Power Co (20 yr ESA)",null,null,null,null,null,null,2036,1,null,null,null,null,40,10.48,null,null,null,null,"IPC",null,null,null,null,null,null,null,null,null,null,null,null,null,null,3,"Single axis tracking system. 563 acreage lot. (174,800) Poly c-Si Jinko modules. EPC contractor Depcom. 40MWac/54.37MWdc.",{"$f":"VLOOKUP($B79,[2]!Table_intranet_power_vewProjectLatLongUrl[#Data],2,FALSE)","v":43.386693999999999},{"$f":"VLOOKUP($B79,[2]!Table_intranet_power_vewProjectLatLongUrl[#Data],3,FALSE)","v":-116.33409399999999},null,"2017-10-18T10:44:43",40,40,{"$f":"IF(OR(ISBLANK(J79),ISBLANK(R79),J79=0),VLOOKUP(IF(G79=\"WAT\",\"HY\",IF(G79=\"LFG\",\"LFG\",F79)),Acapability,4,FALSE),R79/J79)","v":0.26200000000000001},10.48,null,"Y",null,null,"PNW East","PV",null,1,null,0.75,null,1,null,"Y",null,{"$f":"IF($BZ79=\"Y\",A79,\"\")","v":"Boise City Solar (ID Solar 1)"},{"$f":"IF($BZ79=\"Y\",CC79,\"\")","v":"PNW East"},{"$f":"IF(BZ79=\"N\",\"\",VLOOKUP($CD79,ATechDat,2,FALSE))","v":"Thr"},{"$f":"IF(BZ79=\"N\",\"\",VLOOKUP($CD79,ATechDat,3,FALSE))","v":"PV"},{"$f":"IF($BZ79=\"N\",\"\",IF($I79<>\"Wind\",($CF79*$CH79*IF(ISBLANK($L79),IF(ISBLANK($O79),$J79,$O79),$L79)),$J79*IF(AND($I79=\"Wind\",SWFullWind=\"Y\"),1,$CF79*$CH79)))","v":30},"Jun-2016","Jan-2051",0,{"$f":"IF(BZ79=\"N\",\"\",VLOOKUP($CD79,ATechDat,4,FALSE))","v":"Solar"},{"$f":"IF(BZ79=\"N\",\"\",VLOOKUP($CD79,ATechDat,5,FALSE))","v":0},{"$f":"IF(BZ79=\"N\",\"\",VLOOKUP($CD79,ATechDat,6,FALSE))","v":0},{"$f":"IF(BZ79=\"N\",\"\",VLOOKUP($CD79,ATechDat,7,FALSE))","v":false},{"$f":"IF(BZ79=\"N\",\"\",VLOOKUP($CD79,ATechDat,8,FALSE))","v":"Cf PV"},{"$f":"IF(BZ79=\"N\",\"\",VLOOKUP($CD79,ATechDat,9,FALSE))","v":"SolarPV"},{"$f":"IF(BZ79=\"N\",\"\",VLOOKUP($CD79,ATechDat,10,FALSE))","v":"Default"},{"$f":"IF(BZ79=\"N\",\"\",VLOOKUP($CD79,ATechDat,11,FALSE))","v":"Default"},{"$f":"IF(BZ79=\"N\",\"\",VLOOKUP($CD79,ATechDat,12,FALSE))","v":30},{"$f":"IF(BZ79=\"N\",\"\",VLOOKUP($CD79,ATechDat,13,FALSE))","v":"Flat"},{"$f":"IF(BZ79=\"N\",\"\",VLOOKUP($CD79,ATechDat,14,FALSE))","v":0},{"$f":"IF(BZ79=\"N\",\"\",VLOOKUP($CD79,ATechDat,15,FALSE))","v":1},{"$f":"IF(BZ79=\"N\",\"\",VLOOKUP($CD79,ATechDat,16,FALSE))","v":false},{"$f":"IF(BZ79=\"N\",\"\",VLOOKUP($CD79,ATechDat,17,FALSE))","v":true},{"$f":"IF(BZ79=\"N\",\"\",VLOOKUP($CD79,ATechDat,18,FALSE))","v":false},{"$f":"IF(BZ79=\"N\",\"\",VLOOKUP($CD79,ATechDat,19,FALSE))","v":false},{"$f":"IF(BZ79=\"N\",\"\",VLOOKUP($CD79,ATechDat,20,FALSE))","v":0},{"$f":"IF(BZ79=\"N\",\"\",VLOOKUP($CD79,ATechDat,21,FALSE))","v":0},{"$f":"IF(BZ79=\"N\",\"\",VLOOKUP($CD79,ATechDat,22,FALSE))","v":0},"",null,null,"Boise City Solar (ID Solar 1)",null,"Boise City Solar (ID Solar 1)",8.8708566663925801,5.7617584355215801,2.6645762727647222,2.2027165092009899,2.5300817616287667,4.2747682707180896,6.83697874891089,8.1059310885659404,10.575450182342161,11.60855385074076,11.978392175467231,10.72605398891298,11.827808888523439,7.6823445806954407,3.5527683636862961,2.9369553456013198,3.3734423488383558,5.6996910276241195,9.11597166521452,10.807908118087921,14.10060024312288,15.478071800987681,15.971189567289642,14.301405318550639]
["Boise River Diversion 1- 3",1047,"6397","1A,2A,3A","FCRPS","ROR","WAT",null,"Hydro",3.3,3.3,null,0,3.3,3.3,3.3,3.3,2,null,null,"Operating","May",1912,null,"Boise R.","Ada","ID","Y","Columbia","WECC","USBR","Federal","BPA",null,null,null,null,null,null,null,1,null,null,null,null,3.3,2,null,null,null,null,"IPC",null,null,0.9,0.57499999999999996,0.99589041095890396,1.1000000000000001,0.41,0.85,1,1.05,1.3,0.91,0.8,0.94,1,"(3) turbine-generators. Idled 1982. Rehabilitation underway Nov 2002; returned to service Aug 2004.",{"$f":"VLOOKUP($B80,[2]!Table_intranet_power_vewProjectLatLongUrl[#Data],2,FALSE)","v":"43.5375"},{"$f":"VLOOKUP($B80,[2]!Table_intranet_power_vewProjectLatLongUrl[#Data],3,FALSE)","v":"-116.09333"},{"$f":"VLOOKUP($B80,[2]!Table_intranet_power_vewProjectLatLongUrl[#Data],4,FALSE)","v":"http://www.usbr.gov/projects/Powerplant.jsp?fac_Name=Boise+River+Diversion+Powerplant"},"2017-10-17T13:17:58",3.3,3.3,0.60606060606060608,2,"Independent","N","Accounted for in HydInd file",null,null,null,null,null,null,null,null,null,null,null,null,"","","","","","","","","","","","","","","","","","","","","","","","","","","","",null,null,"",null,"","","","","","","","","","","","","","","","","","","","","","","","",""]
["Bonners Ferry 1",1048,null,null,null,"IC","FO",null,"Petroleum",0.2,null,null,null,null,0.2,null,null,null,null,null,"Retired",null,1930,"Unknown","Bonners Ferry","Boundary","ID","Y","Columbia","WECC","City of Bonners Ferry","Municipal","Retired",null,null,null,null,null,null,null,0,null,null,null,null,0,0,null,null,null,null,null,null,null,null,null,null,null,null,null,null,null,null,null,null,null,null,null,{"$f":"VLOOKUP($B81,[2]!Table_intranet_power_vewProjectLatLongUrl[#Data],2,FALSE)","v":0},{"$f":"VLOOKUP($B81,[2]!Table_intranet_power_vewProjectLatLongUrl[#Data],3,FALSE)","v":0},{"$f":"VLOOKUP($B81,[2]!Table_intranet_power_vewProjectLatLongUrl[#Data],4,FALSE)","v":0},"2008-04-14",0.2,0.2,0.93,0.18600000000000003,null,"N","Retired",null,null,null,null,null,null,null,null,null,null,null,null,"","","","","","","","","","","","","","","","","","","","","","","","","","","","",null,null,"",null,"","","","","","","","","","","","","","","","","","","","","","","","",""]
["Bonners Ferry 2",1049,null,null,null,"IC","FO",null,"Petroleum",1.1000000000000001,null,null,null,null,1.1000000000000001,null,null,null,null,null,"Retired",null,1930,"Unknown","Bonners Ferry","Boundary","ID","Y","Columbia","WECC","City of Bonners Ferry","Municipal","Retired",null,null,null,null,null,null,null,0,null,null,null,null,0,0,null,null,null,null,null,null,null,null,null,null,null,null,null,null,null,null,null,null,null,null,null,{"$f":"VLOOKUP($B82,[2]!Table_intranet_power_vewProjectLatLongUrl[#Data],2,FALSE)","v":0},{"$f":"VLOOKUP($B82,[2]!Table_intranet_power_vewProjectLatLongUrl[#Data],3,FALSE)","v":0},{"$f":"VLOOKUP($B82,[2]!Table_intranet_power_vewProjectLatLongUrl[#Data],4,FALSE)","v":0},"2008-04-14",1.1000000000000001,1.1000000000000001,0.93,1.0230000000000001,null,"N","Retired",null,null,null,null,null,null,null,null,null,null,null,null,"","","","","","","","","","","","","","","","","","","","","","","","","","","","",null,null,"",null,"","","","","","","","","","","","","","","","","","","","","","","","",""]
["Bonners Ferry 3",1050,null,null,null,"IC","FO",null,"Petroleum",1.1000000000000001,null,null,null,null,1.1000000000000001,null,null,null,null,null,"Retired",null,1973,"Unknown","Bonners Ferry","Boundary","ID","Y","Columbia","WECC","City of Bonners Ferry","Municipal","Retired",null,null,null,null,null,null,null,0,null,null,null,null,0,0,null,null,null,null,null,null,null,null,null,null,null,null,null,null,null,null,null,null,null,null,null,{"$f":"VLOOKUP($B83,[2]!Table_intranet_power_vewProjectLatLongUrl[#Data],2,FALSE)","v":0},{"$f":"VLOOKUP($B83,[2]!Table_intranet_power_vewProjectLatLongUrl[#Data],3,FALSE)","v":0},{"$f":"VLOOKUP($B83,[2]!Table_intranet_power_vewProjectLatLongUrl[#Data],4,FALSE)","v":0},"2008-04-14",{"$f":"IF(OR(I83=\"Wind\",I83=\"Solar\",I83=\"Hydro\"),J83,IF(ISNUMBER(L83),L83,IF(ISNUMBER(O83), O83, IF(ISNUMBER(Q83),Q83,J83))))","v":1.1000000000000001},1.1000000000000001,{"$f":"IF(OR(ISBLANK(J83),ISBLANK(R83),J83=0),VLOOKUP(IF(G83=\"WAT\",\"HY\",IF(G83=\"LFG\",\"LFG\",F83)),Acapability,4,FALSE),R83/J83)","v":0.93},1.0230000000000001,null,"N","Retired",null,null,null,null,null,null,null,null,null,null,null,null,"","","","","","","","","","","","","","","","","","","","","","","","","","","","",null,null,"",null,"","","","","","","","","","","","","","","","","","","","","","","","",""]
["Bonneville 1 - 18",1051,"3075","1,2,3,4,5,6,7,8,9,10,11,12,13,14,15,16,17,18","FCRPS","ROR","WAT",null,"Hydro",1050,1135.8,null,921,1086.7,1086.7,1127.7,1127.7,578,null,402,"Operating","Jul",1938,null,"Columbia R.","Multnomah/Skamania","OR/WA","Y","Columbia","WECC","USCE","Federal","BPA",null,null,null,null,null,null,null,1,null,null,null,null,1050,578,null,null,null,null,"BPA",534.5,512.79999999999995,534.29999999999995,492.16689497716902,580.29098173516002,520.4,515.49,509.8,460.61,629.14,633.5,533.28,556.73,471.13,528,"Nameplate, Summer & Winter from FERC 714. Critical energy from PNUCC 2005 NRF",{"$f":"VLOOKUP($B84,[2]!Table_intranet_power_vewProjectLatLongUrl[#Data],2,FALSE)","v":"45.638"},{"$f":"VLOOKUP($B84,[2]!Table_intranet_power_vewProjectLatLongUrl[#Data],3,FALSE)","v":"-121.942"},{"$f":"VLOOKUP($B84,[2]!Table_intranet_power_vewProjectLatLongUrl[#Data],4,FALSE)","v":"http://www.nwcouncil.org/energy/powersupply/dams/dam.asp?id=1"},"2017-10-17T13:20:56",1050,1086.7,0.55047619047619045,578,"Regulated","N","Reg hydro",null,null,null,null,null,null,null,null,null,null,null,null,"","","","","","","","","","","","","","","","","","","","","","","","","","","","",null,null,"",null,"","","","","","","","","","","","","","","","","","","","","","","","",""]
["Bonneville Fishway F1 & F2",1052,"3075","F1,F2","FCRPS","ROR","WAT",null,"Hydro",26.2,26.2,null,null,26.2,26.2,26.2,26.2,21,null,21,"Operating","Nov",1981,null,"Columbia R.","Multnomah/Skamania","OR/WA","Y","Columbia","WECC","USCE","Federal","BPA",null,null,null,null,null,null,null,1,null,null,null,null,26.2,21,null,null,null,null,"BPA",null,null,null,null,null,null,null,null,null,null,null,null,null,null,null,"Nameplate, Summer & Winter from FERC 714. Critical energy from PNUCC 2005 NRF",{"$f":"VLOOKUP($B85,[2]!Table_intranet_power_vewProjectLatLongUrl[#Data],2,FALSE)","v":"45.638"},{"$f":"VLOOKUP($B85,[2]!Table_intranet_power_vewProjectLatLongUrl[#Data],3,FALSE)","v":"-121.942"},{"$f":"VLOOKUP($B85,[2]!Table_intranet_power_vewProjectLatLongUrl[#Data],4,FALSE)","v":0},"2017-10-17T13:24:27",26.2,26.2,0.80152671755725191,21,"Independent","N","Accounted for in HydInd file",null,null,null,null,null,null,null,null,null,null,null,null,"","","","","","","","","","","","","","","","","","","","","","","","","","","","",null,null,"",null,"","","","","","","","","","","","","","","","","","","","","","","","",""]
["Boulder Creek",1053,null,null,7086,"Diversion","WAT",null,"Hydro",0.35,null,0.2,null,0.35,0.35,null,null,0.21,null,null,"Operating",null,1984,null,"Boulder Cr.","Lake","MT","Y","Columbia","WECC","Salish & Kookenai Tribes","Independent","Listed NUG per 2009 White Book",null,null,null,null,null,null,null,1,null,null,null,null,0.35,0.21,null,null,null,null,null,null,null,null,null,null,null,null,null,null,null,null,null,null,null,null,"Exemption granted September 1983.",{"$f":"VLOOKUP($B86,[2]!Table_intranet_power_vewProjectLatLongUrl[#Data],2,FALSE)","v":0},{"$f":"VLOOKUP($B86,[2]!Table_intranet_power_vewProjectLatLongUrl[#Data],3,FALSE)","v":0},{"$f":"VLOOKUP($B86,[2]!Table_intranet_power_vewProjectLatLongUrl[#Data],4,FALSE)","v":0},"2014-01-30T08:47:07",0.35,0.35,0.6,0.21,null,"N","<0.5 MW",null,null,null,null,null,null,null,null,null,null,null,null,"","","","","","","","","","","","","","","","","","","","","","","","","","","","",null,null,"",null,"",{"$f":"IF($BZ86=\"N\",\"\",IF(OR($I86<>\"Wind\",$I86<>\"Solar\",$I86<>\"Hydro\"),($CF86*$CH86*IF(ISBLANK($L86),IF(ISBLANK($O86),$J86,$O86),$L86))*VLOOKUP($CZ86,ASeasDist,DU$7,FALSE)*VLOOKUP($DE86,ASeasDist,DU$7),$J86*$CF86*$CH86))","v":""},"","","","","","","","","","","",{"$f":"IF($BZ86=\"N\",\"\",IF(OR($I86<>\"Wind\",$I86<>\"Solar\",$I86<>\"Hydro\"),$CJ86*IF(ISBLANK($L86),IF(ISBLANK($O86),$J86,$O86),$L86),$J86)*(1-$CW86)*VLOOKUP($CZ86,ASeasDist,EG$7,FALSE)*VLOOKUP($DE86,ASeasDist,EG$7))","v":""},"","","","","","","","","","",""]
["Boulder Park 1-6",1054,"8022","1,2,3,4,5,6",null,"IC","NG",null,"Natural gas",24.6,24.6,25,null,24.6,24.6,24.6,24.6,null,null,null,"Operating","May",2002,null,"Spokane","Spokane","WA","Y","Columbia","WECC","Avista","IOU","Avista Utilities",11.24,11.85,9545,null,null,null,null,1,null,null,null,null,24.6,23.064000000000004,null,null,"TransCanada GTN/Williams Northwest",null,"Avista",1,1.8,0.9,0.77545662100456603,0.89132420091324205,1.6,1.35,3.17,1.2,1.04,0.6,2.96,1.69,2.56,2.1,"(6) 4.1 MW Wartsila units.",{"$f":"VLOOKUP($B87,[2]!Table_intranet_power_vewProjectLatLongUrl[#Data],2,FALSE)","v":"47.696410"},{"$f":"VLOOKUP($B87,[2]!Table_intranet_power_vewProjectLatLongUrl[#Data],3,FALSE)","v":"-117.147488"},{"$f":"VLOOKUP($B87,[2]!Table_intranet_power_vewProjectLatLongUrl[#Data],4,FALSE)","v":0},"2017-10-17T13:25:07",25,24.6,0.93,23.064000000000004,null,"Y",null,null,"PNW East","NGIC_PNWE",9400,1,null,1,null,1,null,null,null,"Boulder Park 1-6","PNW East","Thr","IC",25,"May-2002","Jan-2051",9400,"PNW E. gas",4.7E-2,56,false,"MR 7d Winter Pk_Hydro","NG Recip Peaking E","Default","Default",30,"Flat",0,0,false,true,false,false,0,0,0,"",null,null,"Boulder Park 1-6",null,"Boulder Park 1-6",25,25,25,25,25,25,23.356164383561651,21.712328767123275,21.712328767123275,21.712328767123275,25,25,23.824999999999999,23.824999999999999,23.824999999999999,23.824999999999999,23.824999999999999,23.824999999999999,22.258424657534253,20.691849315068481,20.691849315068481,20.691849315068481,23.824999999999999,23.824999999999999]
["Boundary 1 - 6",1055,"6433","51,52,53,54,55,56",2144,"Storage","WAT",null,"Hydro",1039.8,1118.5999999999999,null,717,1039.8,1039.8,1103.8,1103.8,454,null,303,"Operating","Aug",1967,null,"Pend Oreille R.","Pend Oreille","WA","Y","Columbia","WECC","City of Seattle","Municipal","City of Seattle",null,null,null,null,null,null,null,1,null,null,null,null,1039.8,454,null,null,null,null,"SCE",451.5,407.5,398.1,394.29942922374403,492.28675799086801,413.8,441.21,409.5,358.27,512.70000000000005,433.3,394.89,484.41,395.66,443.4,"License granted April 1982; expires October 2011. Critical energy from PNUCC 2005 NRF.  FERC approved 42-yr license (Mar 2013).",{"$f":"VLOOKUP($B88,[2]!Table_intranet_power_vewProjectLatLongUrl[#Data],2,FALSE)","v":"48.992"},{"$f":"VLOOKUP($B88,[2]!Table_intranet_power_vewProjectLatLongUrl[#Data],3,FALSE)","v":"-117.348"},{"$f":"VLOOKUP($B88,[2]!Table_intranet_power_vewProjectLatLongUrl[#Data],4,FALSE)","v":"http://www.nwcouncil.org/energy/powersupply/dams/dam.asp?id=21"},"2017-10-17T13:29:15",1039.8,1039.8,0.43662242738988266,454,"Regulated","N","Reg hydro",null,null,null,null,null,null,null,null,null,null,null,null,"","","","","","","","","","","","","","","","","","","","","","","","","","","","",null,null,"",null,{"$f":"CN88","v":""},"","","","","","","","","","","","","","","","","","","","","","","",""]
["Boundary GT",1056,null,null,null,"GT","FO",null,"Petroleum",0.75,null,1,null,null,null,null,null,null,null,null,"Operating",null,null,null,"Boundary Dam","Pend Oreille","WA","Y","Columbia","WECC","City of Seattle","Municipal","City of Seattle",null,null,null,null,null,null,null,1,null,null,null,null,0.75,0.91,null,null,null,null,null,null,null,null,null,null,null,null,null,null,null,null,null,null,null,null,null,{"$f":"VLOOKUP($B89,[2]!Table_intranet_power_vewProjectLatLongUrl[#Data],2,FALSE)","v":0},{"$f":"VLOOKUP($B89,[2]!Table_intranet_power_vewProjectLatLongUrl[#Data],3,FALSE)","v":0},{"$f":"VLOOKUP($B89,[2]!Table_intranet_power_vewProjectLatLongUrl[#Data],4,FALSE)","v":0},"2010-05-14",1,1,0.91,0.91,null,"Y",null,null,"PNW East","FOIC",13000,1,null,1,null,0,"Emergency service",null,null,"Boundary GT","PNW East","Thr","IC",1,"Dec-1980","Jan-2051",13000,"No. 2 FO",4.7E-2,56,false,"MR 7d Flat","FO Peaking","Default","Default",20,"Flat",0,0,false,true,false,false,0,0,0,"",null,null,"Boundary GT",null,"Boundary GT",0.96164383561643796,0.96164383561643796,0.96164383561643796,0.96164383561643796,0.96164383561643796,0.96164383561643796,0.96164383561643796,0.96164383561643796,0.96164383561643796,0.96164383561643796,0.96164383561643796,0.96164383561643796,0,0,0,0,0,0,0,0,0,0,0,0]
["Box Canyon",1057,null,null,6543,"ROR R w/Div (spring)","WAT",null,"Hydro",0.56000000000000005,null,0.3,null,null,null,null,null,0.52,null,null,"Operating",null,1983,null,"Box Canyon Spr.","Twin Falls","ID","Y","Columbia","WECC","Clear Springs Trout Co.","Independent","Idaho Power Co. (QF thru Feb 2019)",null,null,null,null,null,null,null,1,null,null,null,null,0.56000000000000005,0.52,null,null,null,null,null,null,null,null,null,null,null,null,null,null,null,null,null,null,null,null,"Exemption granted November 1982.",{"$f":"VLOOKUP($B90,[2]!Table_intranet_power_vewProjectLatLongUrl[#Data],2,FALSE)","v":0},{"$f":"VLOOKUP($B90,[2]!Table_intranet_power_vewProjectLatLongUrl[#Data],3,FALSE)","v":0},{"$f":"VLOOKUP($B90,[2]!Table_intranet_power_vewProjectLatLongUrl[#Data],4,FALSE)","v":0},"2015-03-27T16:09:07",0.56000000000000005,0.3,0.92857142857142849,0.52,null,"Y","Not accounted for in HydInd file",null,"PNW East","HY_East","n/a",1,null,1,null,1,null,"Y",null,"Box Canyon","PNW East","Thr","Hyd",0.3,"Dec-1983","Jan-2051","n/a","Water",0,24,false,"Cf HY East","Zero","Expense","Default",50,"Flat",0,0,false,true,false,false,0,0,0,"",null,null,"Box Canyon",null,"Box Canyon",9.8031082179628498E-2,0.12870830868573571,0.1144528242073224,0.1453926464838429,0.1672830877503495,0.1291076953378239,0.15025331443758869,0.16232299759596658,0.21319185980025748,0.1981464679545987,0.1984940756291754,0.17934165579621689,9.8031082179628498E-2,0.12870830868573571,0.1144528242073224,0.1453926464838429,0.1672830877503495,0.1291076953378239,0.15025331443758869,0.16232299759596658,0.21319185980025748,0.1981464679545987,0.1984940756291754,0.17934165579621689]
["Box Canyon 1 - 4",1058,"3891","1,2,3,4",2042,"ROR","WAT",null,"Hydro",90,90,null,64.599999999999994,76.8,76.8,90,90,52,null,43,"Operating","Jun",1955,null,"Pend Oreille R.","Pend Oreille","WA","Y","Columbia","WECC","Pend Oreille Co. PUD","PUD","Pend Oreille Co. PUD",null,null,null,null,null,null,null,1,null,null,null,null,90,52,null,null,null,null,"Avista",45.6,49.7,53.6,53.686529680365297,55.484703196346999,51.9,48.22,50.1,44.8,46.09,42.9,47.39,49.66,57.9,55.6,"Box Canyon Dam & reservoir and Calispell Ck diversion pumphouse, diversion, forebay channel and powerhouse w/4 Kaplan turbines.  Original license Feb 1952 - Jan 2002. 50- yr relicensed granted July 2005.  Critical energy from PNUCC 2005 NRF.  Licensed upgrade to 90 MW + 2.4 additional aMW energy completed in Feb 2015.",{"$f":"VLOOKUP($B91,[2]!Table_intranet_power_vewProjectLatLongUrl[#Data],2,FALSE)","v":"48.781215"},{"$f":"VLOOKUP($B91,[2]!Table_intranet_power_vewProjectLatLongUrl[#Data],3,FALSE)","v":"-117.412244"},{"$f":"VLOOKUP($B91,[2]!Table_intranet_power_vewProjectLatLongUrl[#Data],4,FALSE)","v":"http://www.popud.com/Box%20Canyon%20Hydro.htm"},"2017-10-17T13:30:02",90,76.8,0.57777777777777772,52,"Regulated","N","Reg hydro",null,null,null,null,null,null,null,null,null,null,null,null,"","","","","","","","","","","","","","","","","","","","","","","","","","","","",null,null,"",null,"","","","","","","","","","","","","","","","","","","","","","","","",""]
["Box Canyon 1 & 2",1059,"50179","GEN1,GEN2",null,null,"WAT",null,"Hydro",5,5,null,null,0.26,0.34,5,5,null,null,null,"Operating","Jun",1986,null,"Mt. Shasta","Siskiyou","CA","N","Unknown","WECC","Synergics, Inc.","Independent","PacifiCorp (PPA thru 2020)",null,null,null,null,null,null,2020,1,null,null,null,null,5,1.1230099999999998,null,null,null,null,"PACW",null,null,null,null,null,null,null,null,null,null,null,null,null,null,2.73,null,{"$f":"VLOOKUP($B92,[2]!Table_intranet_power_vewProjectLatLongUrl[#Data],2,FALSE)","v":41.279200000000003},{"$f":"VLOOKUP($B92,[2]!Table_intranet_power_vewProjectLatLongUrl[#Data],3,FALSE)","v":-122.3292},{"$f":"VLOOKUP($B92,[2]!Table_intranet_power_vewProjectLatLongUrl[#Data],4,FALSE)","v":0},"2017-12-04T15:08:27",5,0.26,0.42699999999999999,1.1230099999999998,null,"Y","Not accounted for in HydInd file",null,"Capt Jack","HY_East","n/a",1,null,1,null,1,null,null,null,"Box Canyon 1 & 2","Capt Jack","Thr","Hyd",0.34,"Jun-1986","Jan-2051","n/a","Water",0,24,false,"Cf HY East","Zero","Expense","Default",50,"Flat",0,0,false,true,false,false,0,0,0,"",null,null,"Box Canyon 1 & 2",null,"Box Canyon 1 & 2",0.11110189313691231,0.14586941651050048,0.12971320076829873,0.16477833268168862,0.1895874994503961,0.14632205471620044,0.17028708969593387,0.18396606394209547,0.24161744110695851,0.22456599701521188,0.22495995237973215,0.20325387656904584,0.11110189313691231,0.14586941651050048,0.12971320076829873,0.16477833268168862,0.1895874994503961,0.14632205471620044,0.17028708969593387,0.18396606394209547,0.24161744110695851,0.22456599701521188,0.22495995237973215,0.20325387656904584]
["BP Cherry Point GTs",1060,null,null,null,"GT","NG",null,"Natural gas",72.8,null,null,null,null,null,null,null,null,null,null,"Retired",null,2001,2001,"Blaine (Cherry Point Refinery)","Whatcom","WA","Y","Puget Sound & Coastal","WECC","BP Cherry Point Refinery, Blaine, WA","Independent","Retired",null,null,null,null,null,null,null,0,null,null,null,null,0,0,null,null,null,null,null,null,null,null,"n/a","n/a",null,null,null,null,null,null,null,null,null,null,"(14) leased 5.2 MW Solar Taurus units.",{"$f":"VLOOKUP($B93,[2]!Table_intranet_power_vewProjectLatLongUrl[#Data],2,FALSE)","v":0},{"$f":"VLOOKUP($B93,[2]!Table_intranet_power_vewProjectLatLongUrl[#Data],3,FALSE)","v":0},{"$f":"VLOOKUP($B93,[2]!Table_intranet_power_vewProjectLatLongUrl[#Data],4,FALSE)","v":0},"2005-03-30",72.8,72.8,0.91,66.248000000000005,null,"N","Retired",null,null,null,null,null,null,null,null,null,null,null,null,"","","","","","","","","","","","","","","","","","","","","","","","","","","","",null,null,"",null,"","","","","","","","","","","","","","","","","","","","","","","","",""]
["Bremerton WWTP",1061,null,null,null,"ICCG","WG",null,"Biomass",0.152,null,null,null,0.152,0.152,null,null,7.0000000000000007E-2,null,null,"Operating",null,null,null,"Bremerton","Kitsap","WA","Y","Puget Sound & Coastal","WECC","City of Bremerton","Independent","Self-generation",null,null,null,null,null,null,null,1,null,null,null,null,0.152,7.0000000000000007E-2,"Bremerton WWTP","Wastewater treatment",null,null,null,null,null,null,null,null,null,null,null,null,null,null,null,null,null,null,null,{"$f":"VLOOKUP($B94,[2]!Table_intranet_power_vewProjectLatLongUrl[#Data],2,FALSE)","v":"47.550221"},{"$f":"VLOOKUP($B94,[2]!Table_intranet_power_vewProjectLatLongUrl[#Data],3,FALSE)","v":"-122.671981"},{"$f":"VLOOKUP($B94,[2]!Table_intranet_power_vewProjectLatLongUrl[#Data],4,FALSE)","v":"http://www.cityofbremerton.com/content/wastewater.html"},"2014-01-30T08:48:43",0.152,0.152,0.46052631578947373,7.0000000000000007E-2,null,"N","<0.5 MW",null,null,null,null,null,null,null,null,null,null,null,null,"","","","","","","","","","","","","","","","","","","","","","","","","","","","",null,null,"",null,"","","","","","","","","","","","","","","","","","","","","","","","",""]
["Briggs",1062,null,null,8083,"Diversion","WAT",null,"Hydro",0.3,null,null,null,null,null,null,null,0.2,null,null,"Retired",null,1986,1999,"Teton Cnl.","Fremont","ID","Y","Columbia","WECC","Briggs Hydroelectric","Independent","Retired",null,null,null,null,null,null,null,null,null,null,null,null,0,0,null,null,null,null,null,null,null,null,"n/a","n/a",null,null,null,null,null,null,null,null,null,null,"Exemption surrendered June 1999.",{"$f":"VLOOKUP($B95,[2]!Table_intranet_power_vewProjectLatLongUrl[#Data],2,FALSE)","v":0},{"$f":"VLOOKUP($B95,[2]!Table_intranet_power_vewProjectLatLongUrl[#Data],3,FALSE)","v":0},{"$f":"VLOOKUP($B95,[2]!Table_intranet_power_vewProjectLatLongUrl[#Data],4,FALSE)","v":0},"2003-09-19",0.3,0.3,0.66666666666666674,0.2,null,"N","Retired",null,null,null,null,null,null,null,null,null,null,null,null,"","","","","","","","","","","","","","","","","","","","","","","","","","","","",null,null,"",null,"","","","","","","","","","","","","","","","","","","","","","","","",""]
["Briggs Creek",1063,null,null,4360,"Diversion","WAT",null,"Hydro",0.75,null,0.6,null,0.41,0.41,null,null,null,null,0,"Operating",null,1985,null,"Briggs Cr.","Gooding","ID","Y","Columbia","WECC","R. Kaster","Independent","Idaho Power Co. (QF thru Oct 2020)",null,null,null,null,null,null,null,1,null,null,null,null,0.75,0.24765999999999999,null,null,null,null,null,null,null,null,null,null,null,null,null,null,null,null,null,null,null,null,"Exemption granted February 1984. Critical energy from PNUCC 2005 NRF",{"$f":"VLOOKUP($B96,[2]!Table_intranet_power_vewProjectLatLongUrl[#Data],2,FALSE)","v":0},{"$f":"VLOOKUP($B96,[2]!Table_intranet_power_vewProjectLatLongUrl[#Data],3,FALSE)","v":0},{"$f":"VLOOKUP($B96,[2]!Table_intranet_power_vewProjectLatLongUrl[#Data],4,FALSE)","v":0},"2014-01-30T08:49:19",0.75,0.41,0.42699999999999999,0.24765999999999999,null,"Y","Not accounted for in HydInd file",null,"PNW East","HY_East","n/a",1,null,1,null,1,null,"Y",null,"Briggs Creek","PNW East","Thr","Hyd",0.6,"Dec-1985","Jan-2051","n/a","Water",0,24,false,"Cf HY East","Zero","Expense","Default",50,"Flat",0,0,false,true,false,false,0,0,0,"",null,null,"Briggs Creek",null,"Briggs Creek",{"$f":"IF($BZ96=\"N\",\"\",IF(OR($I96<>\"Wind\",$I96<>\"Solar\",$I96<>\"Hydro\"),($CF96*$CH96*IF(ISBLANK($L96),IF(ISBLANK($O96),$J96,$O96),$L96))*VLOOKUP($CZ96,ASeasDist,DU$7,FALSE)*VLOOKUP($DE96,ASeasDist,DU$7),$J96*$CF96*$CH96))","v":0.196062164359257},0.25741661737147142,0.22890564841464481,0.29078529296768579,0.334566175500699,0.2582153906756478,0.30050662887517737,0.32464599519193316,0.42638371960051497,0.3962929359091974,0.3969881512583508,0.35868331159243377,{"$f":"IF($BZ96=\"N\",\"\",IF(OR($I96<>\"Wind\",$I96<>\"Solar\",$I96<>\"Hydro\"),$CJ96*IF(ISBLANK($L96),IF(ISBLANK($O96),$J96,$O96),$L96),$J96)*(1-$CW96)*VLOOKUP($CZ96,ASeasDist,EG$7,FALSE)*VLOOKUP($DE96,ASeasDist,EG$7))","v":0.196062164359257},0.25741661737147142,0.22890564841464481,0.29078529296768579,0.334566175500699,0.2582153906756478,0.30050662887517737,0.32464599519193316,0.42638371960051497,0.3962929359091974,0.3969881512583508,0.35868331159243377]
["Broadwater Toston Dam",1064,"54006","GEN1",2853,"ROR","WAT",null,"Hydro",9.6999999999999993,9.6999999999999993,3.1,null,7.9,6.7,9.6999999999999993,9.6999999999999993,null,null,6,"Operating","Jun",1989,null,"Missouri R.","Broadwater","MT","N","Missouri","WECC","State of Montana (owner); Dry Creek, LLC (lessee)","Independent","NorthWestern (QF thru Jun 2024)",null,null,null,null,null,null,null,0.31,null,null,null,null,3.0069999999999997,1.1648560000000001,null,null,null,null,"NorthWestern",null,null,null,null,null,null,5.26,6.04,6,6.11,6.1,5.15,5.95,5.4,5.5,"License granted April 1984; expires June 2024. Critical energy from PNUCC 2005 NRF",{"$f":"VLOOKUP($B97,[2]!Table_intranet_power_vewProjectLatLongUrl[#Data],2,FALSE)","v":"46.119722"},{"$f":"VLOOKUP($B97,[2]!Table_intranet_power_vewProjectLatLongUrl[#Data],3,FALSE)","v":"-111.408333"},{"$f":"VLOOKUP($B97,[2]!Table_intranet_power_vewProjectLatLongUrl[#Data],4,FALSE)","v":"http://en.wikipedia.org/wiki/Toston_Dam"},"2017-10-17T13:53:46",9.6999999999999993,7.9,0.42699999999999999,3.7576000000000001,null,"Y","Not accounted for in HydInd file",null,"PNW East","HY_Irr","n/a",0.31,"NorthWestern",1,null,0.31,"NorthWestern","Y",null,"Broadwater Toston Dam","PNW East","Thr","Hyd",0.96099999999999997,"Jun-1989","Jan-2051","n/a","Water",0,24,false,"Cf HY Irr","Zero","Expense","Default",50,"Flat",0,0,false,true,false,false,0,0,0,"",null,null,"Broadwater Toston Dam",null,"Broadwater Toston Dam",0.96099999999999997,0,0,0,0,0,0,0.96099999999999997,0.96099999999999997,0.96099999999999997,0.96099999999999997,0.96099999999999997,0.96099999999999997,0,0,0,0,0,0,0.96099999999999997,0.96099999999999997,0.96099999999999997,0.96099999999999997,0.96099999999999997]
["Brownlee 1- 5",1065,"811","1,2,3,4,5","1971C","ROR R. w/Div.","WAT",null,"Hydro",585.4,585.4,null,675,675.02,491.99,744,726.9,340,null,231,"Operating","Aug",1958,null,"Snake R.","Washington","ID/OR","Y","Columbia","WECC","Idaho Power Co.","IOU","Idaho Power Co.",null,null,null,null,null,null,null,1,null,null,null,null,585.4,340,null,null,null,null,"IPC",209.9,221.9,214.2,223.374771689498,333.99155251141599,208.6,239.99,274.75,256.27999999999997,333.78,262.5,191.26,218.89,196.22,229.8,"License granted August 1955; expires July 2005. Critical energy from PNUCC 2005 NRF",{"$f":"VLOOKUP($B98,[2]!Table_intranet_power_vewProjectLatLongUrl[#Data],2,FALSE)","v":"44.841"},{"$f":"VLOOKUP($B98,[2]!Table_intranet_power_vewProjectLatLongUrl[#Data],3,FALSE)","v":"-116.896"},{"$f":"VLOOKUP($B98,[2]!Table_intranet_power_vewProjectLatLongUrl[#Data],4,FALSE)","v":"http://www.nwcouncil.org/energy/powersupply/dams/dam.asp?id=20"},"2017-10-17T14:09:35",585.4,675.02,0.58079945336522043,340,"Regulated","N","Reg hydro",null,null,null,null,null,null,null,null,null,null,null,null,"","","","","","","","","","","","","","","","","","","","","","","","","","","","",null,null,"",null,"","","","","","","","","","","","","","","","","","","","","","","","",""]
["Brunswick Creek",1066,null,null,6564,"Storage w/Div","WAT",null,"Hydro",3.7499999999999999E-2,null,null,null,3.7499999999999999E-2,3.7499999999999999E-2,null,null,2.5000000000000001E-2,null,null,"Operating",null,1982,null,"Brunswick Canyon Cr.","Washington","OR","Y","Columbia","WECC","R.L. Horning","Independent","Portland General Electric",null,null,null,null,null,null,null,1,null,null,null,null,3.7499999999999999E-2,2.5000000000000001E-2,null,null,null,null,null,null,null,null,null,null,null,null,null,null,null,null,null,null,null,null,"(1) 37.5 kW unit. Exemption granted September 1982; surrendered April 2004.",{"$f":"VLOOKUP($B99,[2]!Table_intranet_power_vewProjectLatLongUrl[#Data],2,FALSE)","v":0},{"$f":"VLOOKUP($B99,[2]!Table_intranet_power_vewProjectLatLongUrl[#Data],3,FALSE)","v":0},{"$f":"VLOOKUP($B99,[2]!Table_intranet_power_vewProjectLatLongUrl[#Data],4,FALSE)","v":0},"2014-01-30T08:50:30",3.7499999999999999E-2,3.7499999999999999E-2,0.66666666666666674,2.5000000000000001E-2,null,"N","<0.5 MW",null,null,null,null,null,null,null,null,null,null,null,null,"","","","","","","","","","","","","","","","","","","","","","","","","","","","",null,null,"",null,"","","","","","","","","","","","","","","","","","","","","","","","",""]
["Buffalo River (Pond's Lodge)",1067,"7718",null,1413,"Diversion","WAT",null,"Hydro",0.25,null,0.3,null,0.25,0.25,null,null,0.217,null,null,"Operating",null,1936,null,"Buffalo R. (Henrys Fk. Snake)","Fremont","ID","Y","Columbia","WECC","Fall River REA","Coop","BPA",null,null,null,null,null,null,null,1,null,null,null,null,0.25,0.217,null,null,null,null,null,null,null,null,null,null,null,null,null,null,null,null,null,null,null,null,"(1) 250 kW Bouvier Kaplan turbine. Original license granted October 1939; expired June 1951. Relicensed Nov 2004. Low-impact certified to 2011.",{"$f":"VLOOKUP($B100,[2]!Table_intranet_power_vewProjectLatLongUrl[#Data],2,FALSE)","v":0},{"$f":"VLOOKUP($B100,[2]!Table_intranet_power_vewProjectLatLongUrl[#Data],3,FALSE)","v":0},{"$f":"VLOOKUP($B100,[2]!Table_intranet_power_vewProjectLatLongUrl[#Data],4,FALSE)","v":0},"2014-01-30T08:50:45",0.25,0.25,0.86799999999999999,0.217,null,"N","<0.5 MW",null,null,null,null,null,null,null,null,null,null,null,null,"","","","","","","","","","","","","","","","","","","","","","","","","","","","",null,null,"",null,"","","","","","","","","","","","","","","","","","","","","","","","",""]
["Bull Run 1 - 4",1068,"3044","1,2,3,4",477,"ROR R. w/Div.","WAT",null,"Hydro",20.8,null,null,null,null,24,22,22,null,null,10,"Retired","Oct",1912,2007,"Sandy R.","Clackamas","OR","Y","Columbia","WECC","Portland General Electric","IOU","Retired",null,null,null,null,null,null,null,null,null,null,null,null,0,0,null,null,null,null,"PGE",10.6,11,13.4,8.8816210045662096,11.4095890410959,9.1999999999999993,2.6,null,null,null,null,null,null,null,null,"Original license granted November 1924; expired November 1974. App. to surrender license for project removal by 2009 approved May 2004. Decomissioning commenced 2007. Critical energy from PNUCC 2005 NRF",{"$f":"VLOOKUP($B101,[2]!Table_intranet_power_vewProjectLatLongUrl[#Data],2,FALSE)","v":"45.42901"},{"$f":"VLOOKUP($B101,[2]!Table_intranet_power_vewProjectLatLongUrl[#Data],3,FALSE)","v":"-122.23395"},{"$f":"VLOOKUP($B101,[2]!Table_intranet_power_vewProjectLatLongUrl[#Data],4,FALSE)","v":"http://en.wikipedia.org/wiki/Bull_Run_Hydroelectric_Project"},"2014-01-30T08:56:24",20.8,22,0.42699999999999999,9.1377999999999986,null,"N","Retired",null,null,null,null,null,null,null,null,null,null,null,null,"","","","","","","","","","","","","","","","","","","","","","","","","","","","",null,null,"",null,"","","","","","","","","","","","","","","","","","","","","","","","",""]
["Bull Run No. 1 (Portland Hydro)",1069,"4213","1","2821A","Storage w/Div","WAT",null,"Hydro",23.7,23.7,18,null,24,24,24,24,6.86,null,null,"Operating","Feb",1982,null,"Bull Run R.","Multnomah/Clackamas","OR","Y","Columbia","WECC","City of Portland","Independent","PGE (Sep 2017 thru June 2032); replaces old contract which expired Aug 2017",null,null,null,null,null,null,2032,1,0,0,0,0,{"$f":"AO102*J102","v":23.7},{"$f":"IF(ISNUMBER(R102),R102,BX102)*AO102","v":6.86},null,null,null,null,"PGE",8.1999999999999993,9.9,1.9,7.3742009132420101,6.0831050228310497,null,7.0000000000000007E-2,5.67,6.3,6.12,7.4,6,6.45,4.38,6.1,"License granted March 1979; expires February 2029. New PSA w/ PGE signed in Sep 2017, thru Jun 2032. Energy NorthWest to be new O&M operator.",{"$f":"VLOOKUP($B102,[2]!Table_intranet_power_vewProjectLatLongUrl[#Data],2,FALSE)","v":"45.42901"},{"$f":"VLOOKUP($B102,[2]!Table_intranet_power_vewProjectLatLongUrl[#Data],3,FALSE)","v":"-122.23395"},{"$f":"VLOOKUP($B102,[2]!Table_intranet_power_vewProjectLatLongUrl[#Data],4,FALSE)","v":"http://en.wikipedia.org/wiki/Bull_Run_Hydroelectric_Project"},"2017-12-05T15:11:31",23.7,24,0.28945147679324895,6.86,null,"Y","Not accounted for in HydInd file",null,"PNW West","HY_West","n/a",1,null,1,null,1,null,"Y",null,"Bull Run No. 1 (Portland Hydro)","PNW West","Thr","Hyd",18,"Feb-1982","Jan-2051","n/a","Water",0,24,false,"Cf HY West","Zero","Expense","Default",50,"Flat",0,0,false,true,false,false,0,0,0,"",null,null,"Bull Run No. 1 (Portland Hydro)",null,"Bull Run No. 1 (Portland Hydro)",5.9107821185798821,6.5548275210261719,8.9368559416176652,9.7541206143066717,9.4363435797148973,7.0637773736066585,7.4319082497862556,7.6032880375561378,8.4245442638524199,8.4612900191540756,8.0132043527873105,8.2821947607452877,5.9107821185798821,6.5548275210261719,8.9368559416176652,9.7541206143066717,9.4363435797148973,7.0637773736066585,7.4319082497862556,7.6032880375561378,8.4245442638524199,8.4612900191540756,8.0132043527873105,8.2821947607452877]
["Bull Run No. 2 (Portland Hydro)",1070,"4214","2","2821B","ROR R w/Div","WAT",null,"Hydro",11.8,11.8,0,null,13.5,13.5,13.5,13.5,4.58,null,null,"Operating","Feb",1982,null,"Bull Run R.","Multnomah/Clackamas","OR","Y","Columbia","WECC","City of Portland","Independent","Portland General Electric (PSA through Aug 2017)",null,null,null,null,null,null,2032,1,0,0,0,0,{"$f":"AO103*J103","v":11.8},{"$f":"IF(ISNUMBER(R103),R103,BX103)*AO103","v":4.58},null,null,null,null,"PGE",8.6999999999999993,9.9,9.3000000000000007,7.6682648401826503,3.6154109589041101,8.5,5.28,4.08,5,4.5199999999999996,3.9,0.65,4.0999999999999996,3.1,4.2,"License granted March 1979; expires February 2029. New PSA w/ PGE signed in Sep 2017, thru Jun 2032. Energy NorthWest to be new O&M operator.",{"$f":"VLOOKUP($B103,[2]!Table_intranet_power_vewProjectLatLongUrl[#Data],2,FALSE)","v":"45.42901"},{"$f":"VLOOKUP($B103,[2]!Table_intranet_power_vewProjectLatLongUrl[#Data],3,FALSE)","v":"-122.23395"},{"$f":"VLOOKUP($B103,[2]!Table_intranet_power_vewProjectLatLongUrl[#Data],4,FALSE)","v":"http://en.wikipedia.org/wiki/Bull_Run_Hydroelectric_Project"},"2017-12-05T15:11:35",11.8,13.5,0.38813559322033897,4.58,null,"Y","Not accounted for in HydInd file",null,"PNW West","HY_West","n/a",1,null,1,null,1,null,"Y",null,"Bull Run No. 2 (Portland Hydro)","PNW West","Thr","Hyd",0,"Feb-1982","Jan-2051","n/a","Water",0,24,false,"Cf HY West","Zero","Expense","Default",50,"Flat",0,0,false,true,false,false,0,0,0,"",null,null,"Bull Run No. 2 (Portland Hydro)",null,"Bull Run No. 2 (Portland Hydro)",0,0,0,0,0,0,0,0,0,0,0,0,0,0,0,0,0,0,0,0,0,0,0,0]
["Burley Butte (Idaho Wind)",1994,"56434","BBWP",null,"WT","WND",null,"Wind",19.5,21.3,null,0,null,null,21.3,21.3,5.9,null,null,"Operating","Feb",2011,null,"Burley","Cassia","ID","Y","Columbia","WECC","Idaho Wind Partners","Independent","QF PPA w/IPC (Feb 2011-Dec 2030)",null,null,null,null,null,null,2030,1,null,null,null,null,{"$f":"AO104*J104","v":19.5},{"$f":"IF(ISNUMBER(R104),R104,BX104)*AO104","v":5.9},null,null,null,null,"IPC",null,null,null,null,null,null,null,null,null,5.21,6.8,6.61,6.99,5.85,6.4,"(13) GE 1.5 MW WTG.  FERC ruling May 2011 allows for RECs to be unbundled via 3rd party and sold to CA - power gets sold back to ID.",{"$f":"VLOOKUP($B104,[2]!Table_intranet_power_vewProjectLatLongUrl[#Data],2,FALSE)","v":"42.4644"},{"$f":"VLOOKUP($B104,[2]!Table_intranet_power_vewProjectLatLongUrl[#Data],3,FALSE)","v":"-113.895"},{"$f":"VLOOKUP($B104,[2]!Table_intranet_power_vewProjectLatLongUrl[#Data],4,FALSE)","v":"http://www.exergydevelopment.com/projects/sites/burley-butte"},"2017-10-17T14:15:38",19.5,21.3,0.3025641025641026,5.9,null,"Y",null,"100% PNW PPA","PNW East","WN_PNWE","n/a",1,null,0.05,null,1,null,"Y",null,"Burley Butte (Idaho Wind)","PNW East","Thr","Wind",19.5,"Feb-2011","Jan-2051","n/a","Wind",0,0,false,"Cf WN PNWE","WindB1","Default","Default",20,"Flat",0,1,false,true,false,false,0,0,0,"100% PNW PPA",null,null,"Burley Butte (Idaho Wind)",null,{"$f":"CN104","v":"Burley Butte (Idaho Wind)"},0.27494999999999997,0.21352500000000002,0.24862500000000004,0.28079999999999999,0.30127500000000002,0.26325000000000004,0.31297500000000006,0.31297500000000006,0.35392500000000005,0.31297500000000006,0.32467500000000005,0.31297500000000006,5.4989999999999997,4.2705000000000002,4.9725000000000001,5.6159999999999997,6.0255000000000001,5.2650000000000006,6.2595000000000001,6.2595000000000001,7.0785,6.2595000000000001,6.4935,6.2595000000000001]
["Burnham Creek",1071,null,null,9654,null,"WAT",null,"Hydro",0,null,null,null,null,null,null,null,0,null,null,"Retired",null,null,"Unknown","Burnham Cr.",null,"WA","Y","Unknown","WECC",null,null,"Retired",null,null,null,null,null,null,null,null,null,null,null,null,null,null,null,null,null,null,null,null,null,null,null,null,null,null,null,null,null,null,null,null,null,null,null,{"$f":"VLOOKUP($B105,[2]!Table_intranet_power_vewProjectLatLongUrl[#Data],2,FALSE)","v":0},{"$f":"VLOOKUP($B105,[2]!Table_intranet_power_vewProjectLatLongUrl[#Data],3,FALSE)","v":0},{"$f":"VLOOKUP($B105,[2]!Table_intranet_power_vewProjectLatLongUrl[#Data],4,FALSE)","v":0},null,0,0,0.42699999999999999,0,null,"N","Retired",null,null,null,null,null,null,null,null,null,null,null,null,"","","","","","","","","","","","","","","","","","","","","","","","","","","","",null,null,"",null,"","","","","","","","","","","","","","","","","","","","","","","","",""]
["Burrill Lumber",1072,null,null,null,"STCG","NG","WW","Natural gas",1.5,1.5,null,null,null,null,1.4,1.4,null,null,null,"Retired",null,1990,1998,"White City","Jackson","OR","Y","Puget Sound & Coastal","WECC","Eugene F. Burrill Lumber","Independent","Retired",null,null,null,null,null,null,null,0,null,null,null,null,{"$f":"AO106*J106","v":0},{"$f":"IF(ISNUMBER(R106),R106,BX106)*AO106","v":0},"Eugene F. Burrill Lumber","Lumber & wood products",null,null,null,null,null,null,0,0,null,null,null,null,null,null,null,null,null,null,"Burrill closed down in 1998.",{"$f":"VLOOKUP($B106,[2]!Table_intranet_power_vewProjectLatLongUrl[#Data],2,FALSE)","v":0},{"$f":"VLOOKUP($B106,[2]!Table_intranet_power_vewProjectLatLongUrl[#Data],3,FALSE)","v":0},{"$f":"VLOOKUP($B106,[2]!Table_intranet_power_vewProjectLatLongUrl[#Data],4,FALSE)","v":0},"2014-01-23T17:03:42",1.4,1.4,0.8,1.1199999999999999,null,"N","Retired",null,null,null,null,null,null,null,null,null,null,null,null,"","","","","","","","","","","","","","","","","","","","","","","","","","","","",null,null,"",null,"",{"$f":"IF($BZ106=\"N\",\"\",IF(OR($I106<>\"Wind\",$I106<>\"Solar\",$I106<>\"Hydro\"),($CF106*$CH106*IF(ISBLANK($L106),IF(ISBLANK($O106),$J106,$O106),$L106))*VLOOKUP($CZ106,ASeasDist,DU$7,FALSE)*VLOOKUP($DE106,ASeasDist,DU$7),$J106*$CF106*$CH106))","v":""},"","","","","","","","","","","",{"$f":"IF($BZ106=\"N\",\"\",IF(OR($I106<>\"Wind\",$I106<>\"Solar\",$I106<>\"Hydro\"),$CJ106*IF(ISBLANK($L106),IF(ISBLANK($O106),$J106,$O106),$L106),$J106)*(1-$CW106)*VLOOKUP($CZ106,ASeasDist,EG$7,FALSE)*VLOOKUP($DE106,ASeasDist,EG$7))","v":""},"","","","","","","","","","",""]
["Burton Creek",1073,null,null,7577,"Diversion","WAT",null,"Hydro",0.8,null,null,null,0.48,0.48,null,null,0.41,null,null,"Operating",null,1996,null,"Burton Cr.","Lewis","WA","Y","Columbia","WECC","G. Peters","Independent",null,null,null,null,null,null,null,null,1,null,null,null,null,{"$f":"AO107*J107","v":0.8},{"$f":"IF(ISNUMBER(R107),R107,BX107)*AO107","v":0.41},null,null,null,null,null,0.2,0.2,0.2,0.158675799086758,0.18858447488584501,0.2,0.17,null,null,null,null,null,null,null,null,"Exemption granted September 1985.",{"$f":"VLOOKUP($B107,[2]!Table_intranet_power_vewProjectLatLongUrl[#Data],2,FALSE)","v":0},{"$f":"VLOOKUP($B107,[2]!Table_intranet_power_vewProjectLatLongUrl[#Data],3,FALSE)","v":0},{"$f":"VLOOKUP($B107,[2]!Table_intranet_power_vewProjectLatLongUrl[#Data],4,FALSE)","v":0},"2014-01-30T08:58:55",0.8,0.48,0.51249999999999996,0.41,null,"Y","Not accounted for in HydInd file","IPP Unknown load","PNW West","HY_West","n/a",0,"Assume non-firm",null,null,0,"Assume non-firm",null,null,"Burton Creek","PNW West","Thr","Hyd",0,"Dec-1996","Jan-2051","n/a","Water",0,24,false,"Cf HY West","Zero","Expense","Default",50,"Flat",0,0,false,true,false,false,0,0,0,"IPP Unknown load",null,null,"Burton Creek",null,"Burton Creek",0,0,0,0,0,0,0,0,0,0,0,0,0,0,0,0,0,0,0,0,0,0,0,0]
["Butter Creek (Echo Wind Farm)",1981,"56967","1",null,"WT","WND",null,"Wind",4.95,5,null,null,null,null,5,5,null,null,null,"Operating","Jul",2009,null,"Echo vicinity","Morrow/Umatilla","OR","Y","Columbia","WECC","Exelon (John Deere Renwables)","Independent","PacifiCorp",null,null,null,null,null,null,null,1,null,null,null,null,{"$f":"AO108*J108","v":4.95},{"$f":"IF(ISNUMBER(R108),R108,BX108)*AO108","v":1.5919999999999999},null,null,null,"PacifiCorp Irrigon Substation","PACW",null,null,null,null,null,null,null,0.56999999999999995,1.3,1.57,1.5,1.54,1.51,1.32,1.3,"Butter Creek is a part of Echo Wind Farm (1-9).  Echo Wind Farm (1-9) is powered by (10) RePower MM92 turbines and (27) Vestas V82 turbines.  Echo Wind Farm has a capacity of 64.5 MW.",{"$f":"VLOOKUP($B108,[2]!Table_intranet_power_vewProjectLatLongUrl[#Data],2,FALSE)","v":"45.724"},{"$f":"VLOOKUP($B108,[2]!Table_intranet_power_vewProjectLatLongUrl[#Data],3,FALSE)","v":"-119.436"},{"$f":"VLOOKUP($B108,[2]!Table_intranet_power_vewProjectLatLongUrl[#Data],4,FALSE)","v":0},"2017-10-17T14:17:04",4.95,5,0.32,1.5919999999999999,null,"Y",null,"100% PNW PPA","PNW East","WN_PNWE","n/a",1,null,0.05,null,1,null,"Y",null,"Butter Creek (Echo Wind Farm)","PNW East","Thr","Wind",4.95,"Jul-2009","Jan-2051","n/a","Wind",0,0,false,"Cf WN PNWE","WindB1","Default","Default",20,"Flat",0,1,false,true,false,false,0,0,0,"100% PNW PPA",null,null,"Butter Creek (Echo Wind Farm)",null,"Butter Creek (Echo Wind Farm)",6.9794999999999996E-2,5.4202500000000008E-2,6.3112500000000002E-2,7.1279999999999996E-2,7.6477500000000004E-2,6.6825000000000009E-2,7.9447500000000004E-2,7.9447500000000004E-2,8.9842500000000006E-2,7.9447500000000004E-2,8.2417500000000019E-2,7.9447500000000004E-2,1.3958999999999999,1.08405,1.2622500000000001,1.4256,1.52955,1.3365000000000002,1.5889500000000001,1.5889500000000001,1.7968500000000001,1.5889500000000001,1.6483500000000002,1.5889500000000001]
["Bypass",1074,"50895","GEN1,GEN2,GEN3",9070,"Canal","WAT",null,"Hydro",9.9,9.9,0,null,7.5,0,9.9,9.9,null,null,3,"Operating","Mar",1987,null,"N. Side Main Cnl.","Jerome","ID","Y","Columbia","WECC","Enel SpA","Independent","Idaho Power Co. (QF thru Jun 2023)",null,null,null,null,null,null,null,1,null,null,null,null,{"$f":"AO109*J109","v":9.9},{"$f":"IF(ISNUMBER(R109),R109,BX109)*AO109","v":3.7148999999999996},null,null,null,null,"IPC",null,null,null,null,null,null,3,3.03,3.1,3.18,3.3,3.05,3.09,3.13,3,"Exemption granted September 1985. Sold to ENEL Spa July 2004. Critical energy from PNUCC 2005 NRF",{"$f":"VLOOKUP($B109,[2]!Table_intranet_power_vewProjectLatLongUrl[#Data],2,FALSE)","v":"42.5596337"},{"$f":"VLOOKUP($B109,[2]!Table_intranet_power_vewProjectLatLongUrl[#Data],3,FALSE)","v":"-114.055861"},{"$f":"VLOOKUP($B109,[2]!Table_intranet_power_vewProjectLatLongUrl[#Data],4,FALSE)","v":"http://www.enelgreenpower.com/en-GB/ena/power_plants/wm/bypass/index.aspx"},"2017-10-17T14:23:35",9.9,7.5,0.42699999999999999,3.7148999999999996,null,"Y","Not accounted for in HydInd file",null,"PNW East","HY_Irr","n/a",1,null,1,null,1,null,"Y",null,"Bypass","PNW East","Thr","Hyd",0,"Mar-1987","Jan-2051","n/a","Water",0,24,false,"Cf HY Irr","Zero","Expense","Default",50,"Flat",0,0,false,true,false,false,0,0,0,"",null,null,"Bypass",null,"Bypass",0,0,0,0,0,0,0,0,0,0,0,0,0,0,0,0,0,0,0,0,0,0,0,0]
["C-Drop Hydro",2100,"58470","GEN1",null,"Canal","WAT",null,"Hydro",1.1000000000000001,1.1000000000000001,null,null,null,null,1.1000000000000001,null,null,null,null,"Operating","May",2012,null,null,"Klamath","OR","Y","Klamath","WECC","C-Drop Hydro, LLC/Klamath Irrigation District","Municipal",null,null,null,null,null,null,null,null,1,null,null,null,null,1.1000000000000001,0.46970000000000001,null,null,null,null,"PACW",null,null,null,null,null,null,null,null,null,null,null,0.22,0.25,0.26,0.3,"Granted LOPP by Bur Rec instead of FERC license in Nov 2011.",{"$f":"VLOOKUP($B110,[2]!Table_intranet_power_vewProjectLatLongUrl[#Data],2,FALSE)","v":42.165832999999999},{"$f":"VLOOKUP($B110,[2]!Table_intranet_power_vewProjectLatLongUrl[#Data],3,FALSE)","v":-121.685},null,"2017-10-17T14:44:23",{"$f":"IF(OR(I110=\"Wind\",I110=\"Solar\",I110=\"Hydro\"),J110,IF(ISNUMBER(L110),L110,IF(ISNUMBER(O110), O110, IF(ISNUMBER(Q110),Q110,J110))))","v":1.1000000000000001},{"$f":"IF(OR(J110=\"Wind\",J110=\"Solar\",J110=\"Hydro\"),J110,IF(ISNUMBER(N110),N110,IF(ISNUMBER(P110), P110, IF(ISNUMBER(L110),L110,J110))))","v":1.1000000000000001},{"$f":"IF(OR(ISBLANK(J110),ISBLANK(R110),J110=0),VLOOKUP(IF(G110=\"WAT\",\"HY\",IF(G110=\"LFG\",\"LFG\",F110)),Acapability,4,FALSE),R110/J110)","v":0.42699999999999999},{"$f":"IF(ISNUMBER(R110),R110,AVERAGE(BU110,BV110)*BW110)","v":0.46970000000000001},null,"Y","Not accounted for in HydInd file",null,"PNW West","HY_West","n/a",1,null,1,null,1,null,null,null,"C-Drop Hydro","PNW West",{"$f":"IF(BZ110=\"N\",\"\",VLOOKUP($CD110,ATechDat,2,FALSE))","v":"Thr"},{"$f":"IF(BZ110=\"N\",\"\",VLOOKUP($CD110,ATechDat,3,FALSE))","v":"Hyd"},1.1000000000000001,{"$f":"IF(BZ110=\"N\",\"\",IF(ISBLANK(V110),\"Dec\",V110)&\"-\"&IF(ISBLANK(W110),1980,W110))","v":"May-2012"},{"$f":"IF(BZ110=\"N\",\"\",IF(U110=\"Retired\",X110,\"Jan-2051\"))","v":"Jan-2051"},{"$f":"IF(BZ110=\"N\",\"\",CE110)","v":"n/a"},{"$f":"IF(BZ110=\"N\",\"\",VLOOKUP($CD110,ATechDat,4,FALSE))","v":"Water"},{"$f":"IF(BZ110=\"N\",\"\",VLOOKUP($CD110,ATechDat,5,FALSE))","v":0},{"$f":"IF(BZ110=\"N\",\"\",VLOOKUP($CD110,ATechDat,6,FALSE))","v":24},{"$f":"IF(BZ110=\"N\",\"\",VLOOKUP($CD110,ATechDat,7,FALSE))","v":false},{"$f":"IF(BZ110=\"N\",\"\",VLOOKUP($CD110,ATechDat,8,FALSE))","v":"Cf HY West"},{"$f":"IF(BZ110=\"N\",\"\",VLOOKUP($CD110,ATechDat,9,FALSE))","v":"Zero"},{"$f":"IF(BZ110=\"N\",\"\",VLOOKUP($CD110,ATechDat,10,FALSE))","v":"Expense"},{"$f":"IF(BZ110=\"N\",\"\",VLOOKUP($CD110,ATechDat,11,FALSE))","v":"Default"},{"$f":"IF(BZ110=\"N\",\"\",VLOOKUP($CD110,ATechDat,12,FALSE))","v":50},{"$f":"IF(BZ110=\"N\",\"\",VLOOKUP($CD110,ATechDat,13,FALSE))","v":"Flat"},{"$f":"IF(BZ110=\"N\",\"\",VLOOKUP($CD110,ATechDat,14,FALSE))","v":0},{"$f":"IF(BZ110=\"N\",\"\",VLOOKUP($CD110,ATechDat,15,FALSE))","v":0},{"$f":"IF(BZ110=\"N\",\"\",VLOOKUP($CD110,ATechDat,16,FALSE))","v":false},{"$f":"IF(BZ110=\"N\",\"\",VLOOKUP($CD110,ATechDat,17,FALSE))","v":true},{"$f":"IF(BZ110=\"N\",\"\",VLOOKUP($CD110,ATechDat,18,FALSE))","v":false},{"$f":"IF(BZ110=\"N\",\"\",VLOOKUP($CD110,ATechDat,19,FALSE))","v":false},{"$f":"IF(BZ110=\"N\",\"\",VLOOKUP($CD110,ATechDat,20,FALSE))","v":0},{"$f":"IF(BZ110=\"N\",\"\",VLOOKUP($CD110,ATechDat,21,FALSE))","v":0},{"$f":"IF(BZ110=\"N\",\"\",VLOOKUP($CD110,ATechDat,22,FALSE))","v":0},{"$f":"IF(ISBLANK(CB110),\"\",CB110)","v":""},null,null,{"$f":"IF(BZ110=\"N\",\"\",CN110)","v":"C-Drop Hydro"},null,"C-Drop Hydro",0.36121446280210395,0.40057279295159942,0.54614119643219072,0.5960851486520744,0.5766654409825771,0.43167528394262916,0.45417217082027123,0.46464538007287515,0.514833260568759,0.51707883450386027,0.48969582155922453,0.5061341242677676,0.36121446280210395,0.40057279295159942,0.54614119643219072,0.5960851486520744,0.5766654409825771,0.43167528394262916,0.45417217082027123,0.46464538007287515,0.514833260568759,0.51707883450386027,0.48969582155922453,0.5061341242677676]
["C.J. Strike 1- 3",1075,"812","1,2,3",2055,"ROR","WAT",null,"Hydro",82.8,82.8,null,82.8,82.8,82.8,94.2,92,null,null,null,"Operating","May",1952,null,"Snake R.","Owyhee","ID","Y","Columbia","WECC","Idaho Power Co.","IOU","Idaho Power Co.",null,null,null,null,null,null,null,1,null,null,null,null,82.8,35.355599999999995,null,null,null,null,"IPC",41.5,40.1,40.5,43.727054794520498,55.119292237442899,44.5,44.11,54.78,48.4,75.069999999999993,53,40.94,41.81,42.93,43,"Original License granted February 1951; expired November 2000. Relicense granted Aug 2004.",{"$f":"VLOOKUP($B111,[2]!Table_intranet_power_vewProjectLatLongUrl[#Data],2,FALSE)","v":"42.946"},{"$f":"VLOOKUP($B111,[2]!Table_intranet_power_vewProjectLatLongUrl[#Data],3,FALSE)","v":"-115.975"},{"$f":"VLOOKUP($B111,[2]!Table_intranet_power_vewProjectLatLongUrl[#Data],4,FALSE)","v":"http://www.idahopower.com/riversrec/parksrec/swanfalls.htm"},"2017-10-17T14:32:26",82.8,82.8,0.42699999999999999,35.355599999999995,"Independent","N","Accounted for in HydInd file",null,null,null,null,null,null,null,null,null,null,null,null,"","","","","","","","","","","","","","","","","","","","","","","","","","","","",null,null,"",null,"","","","","","","","","","","","","","","","","","","","","","","","",""]
["Cabinet Gorge 1 - 4",1076,"833","1,2,3,4",2058,"ROR R. w/Div.","WAT",null,"Hydro",265.2,265.2,null,262,287.3,287.3,254.6,294.8,123.6,null,84,"Operating","Sep",1952,null,"Clark Fork R.","Bonner","ID","Y","Columbia","WECC","Avista","IOU","Avista Utilities",null,null,null,null,null,null,null,1,null,null,null,null,265.2,123.6,null,null,null,null,"Avista",123.8,111.2,120.9,114.59200913242,130.799315068493,124.2,125.16,121.05,107.48,147.53,136.9,119,136.36000000000001,113.57,122.8,"License granted January 1951; expires February 2001. Critical energy from PNUCC 2005 NRF",{"$f":"VLOOKUP($B112,[2]!Table_intranet_power_vewProjectLatLongUrl[#Data],2,FALSE)","v":"48.087"},{"$f":"VLOOKUP($B112,[2]!Table_intranet_power_vewProjectLatLongUrl[#Data],3,FALSE)","v":"-116.057"},{"$f":"VLOOKUP($B112,[2]!Table_intranet_power_vewProjectLatLongUrl[#Data],4,FALSE)","v":"http://www.avistautilities.com/resources/hydro/clarkfork/project/proj_cg.asp"},"2017-10-17T14:33:06",265.2,287.3,0.4660633484162896,123.6,"Regulated","N","Reg hydro",null,null,null,null,null,null,null,null,null,null,null,null,"","","","","","","","","","","","","","","","","","","","","","","","","","","","",null,null,"",null,"","","","","","","","","","","","","","","","","","","","","","","","",""]
["Camp Reed (Idaho Wind)",1885,"57125","CRWP",null,"WT","WND",null,"Wind",22.5,22.5,null,0,null,null,22.5,22.5,6.8,null,null,"Operating","Dec",2010,null,"Hagerman","Elmore","ID","Y","Columbia","WECC","Idaho Wind Partners","Independent","QF PPA w/IPC (Feb 2011 - Dec 2030).  SCL to purchase environmental attributes (RECs) 2018-2030, for compliance ytars 2019-2031.",null,null,null,null,null,null,2030,1,null,null,null,null,{"$f":"AO113*J113","v":22.5},{"$f":"IF(ISNUMBER(R113),R113,BX113)*AO113","v":6.8},null,null,null,"IPC King-Bliss 138kV line","IPC",null,null,null,null,null,null,null,null,0,6.93,4,7.21,7.63,6.03,7.9,"(15) GE 1.5 MW WTG.  FERC ruling May 2011 allows for RECs to be unbundled via 3rd party and sold to CA - power gets sold back to ID.",{"$f":"VLOOKUP($B113,[2]!Table_intranet_power_vewProjectLatLongUrl[#Data],2,FALSE)","v":"42.816"},{"$f":"VLOOKUP($B113,[2]!Table_intranet_power_vewProjectLatLongUrl[#Data],3,FALSE)","v":"-115.058"},{"$f":"VLOOKUP($B113,[2]!Table_intranet_power_vewProjectLatLongUrl[#Data],4,FALSE)","v":"https://www.pacificpower.net/env/bsre/bses/crwp.html"},"2017-10-17T14:34:26",22.5,22.5,0.30222222222222223,6.8,null,"Y",null,"100% PNW PPA","PNW East","WN_PNWE","n/a",1,null,0.05,null,1,null,"Y",null,"Camp Reed (Idaho Wind)","PNW East","Thr","Wind",22.5,"Dec-2010","Jan-2051","n/a","Wind",0,0,false,"Cf WN PNWE","WindB1","Default","Default",20,"Flat",0,1,false,true,false,false,0,0,0,"100% PNW PPA",null,null,"Camp Reed (Idaho Wind)",null,{"$f":"CN113","v":"Camp Reed (Idaho Wind)"},0.31724999999999998,0.24637500000000001,0.28687499999999999,0.32399999999999995,0.34762500000000002,0.30375000000000002,0.36112500000000003,0.36112500000000003,0.40837499999999999,0.36112500000000003,0.37462500000000004,0.36112500000000003,6.3449999999999998,4.9275000000000002,5.7374999999999998,6.4799999999999995,6.9524999999999997,6.0750000000000002,7.2225000000000001,7.2225000000000001,8.1675000000000004,7.2225000000000001,7.4925000000000006,7.2225000000000001]
["Campbell Hill",2017,"57090","CHWF",null,"WT","WND",null,"Wind",99,99,null,null,null,null,99,99,29.7,null,null,"Operating","Dec",2009,null,"Casper","Converse","WY","N","Missouri","WECC","Duke Energy DEGS Campbell Hill","Independent","PPA w/ PacifiCorp for 20 years (Dec 2009 - Dec 2029)",null,null,null,null,null,null,2029,1,null,null,null,null,{"$f":"AO114*J114","v":99},{"$f":"IF(ISNUMBER(R114),R114,BX114)*AO114","v":29.7},null,null,null,null,"PACE",null,null,null,null,null,null,null,null,null,null,null,38.54,37.83,33.51,37.9,"(66) 1.5 MW GE WTG.  Assume 25.81% SG factor to Oregon, per PacifiCorp's 2011 OR RPS Compliance Report.",{"$f":"VLOOKUP($B114,[2]!Table_intranet_power_vewProjectLatLongUrl[#Data],2,FALSE)","v":"42.9989"},{"$f":"VLOOKUP($B114,[2]!Table_intranet_power_vewProjectLatLongUrl[#Data],3,FALSE)","v":"-106.02136"},{"$f":"VLOOKUP($B114,[2]!Table_intranet_power_vewProjectLatLongUrl[#Data],4,FALSE)","v":"http://en.openei.org/wiki/Campbell_Hill_Wind_Farm"},"2017-11-06T15:10:23",99,99,0.3,29.7,null,"N","PACE",null,null,null,null,null,null,null,null,null,null,null,null,"",null,null,null,null,"","",null,null,null,null,null,null,null,null,null,null,null,null,null,null,null,null,null,null,null,null,null,null,null,"",null,{"$f":"CN114","v":""}]
["Canal Creek",1077,null,null,5572,"Canal","WAT",null,"Hydro",1.1000000000000001,null,null,null,null,null,null,null,0.47,null,null,"Retired",null,1984,1997,"Wallowa Valley Imp. Dist. Cnl.","Wallowa","OR","Y","Columbia","WECC","Joseph Hydro Assoc., Ltd.","Independent","Retired",null,null,null,null,null,null,null,null,null,null,null,null,null,null,null,null,null,null,null,null,null,null,"n/a","n/a",null,null,null,null,null,null,null,null,null,null,"Dam remains in service. Exemption surrendered March 1982.",{"$f":"VLOOKUP($B115,[2]!Table_intranet_power_vewProjectLatLongUrl[#Data],2,FALSE)","v":0},{"$f":"VLOOKUP($B115,[2]!Table_intranet_power_vewProjectLatLongUrl[#Data],3,FALSE)","v":0},{"$f":"VLOOKUP($B115,[2]!Table_intranet_power_vewProjectLatLongUrl[#Data],4,FALSE)","v":0},"2003-09-19",1.1000000000000001,1.1000000000000001,0.42727272727272719,0.47,null,"N","Retired",null,null,null,null,null,null,null,null,null,null,null,null,"",{"$f":"IF($BZ115=\"Y\",CC115,\"\")","v":""},{"$f":"IF(BZ115=\"N\",\"\",VLOOKUP($CD115,ATechDat,2,FALSE))","v":""},{"$f":"IF(BZ115=\"N\",\"\",VLOOKUP($CD115,ATechDat,3,FALSE))","v":""},{"$f":"IF($BZ115=\"N\",\"\",IF($I115<>\"Wind\",($CF115*$CH115*IF(ISBLANK($L115),IF(ISBLANK($O115),$J115,$O115),$L115)),$J115*IF(AND($I115=\"Wind\",SWFullWind=\"Y\"),1,$CF115*$CH115)))","v":""},"","",{"$f":"IF(BZ115=\"N\",\"\",CE115)","v":""},{"$f":"IF(BZ115=\"N\",\"\",VLOOKUP($CD115,ATechDat,4,FALSE))","v":""},{"$f":"IF(BZ115=\"N\",\"\",VLOOKUP($CD115,ATechDat,5,FALSE))","v":""},{"$f":"IF(BZ115=\"N\",\"\",VLOOKUP($CD115,ATechDat,6,FALSE))","v":""},{"$f":"IF(BZ115=\"N\",\"\",VLOOKUP($CD115,ATechDat,7,FALSE))","v":""},{"$f":"IF(BZ115=\"N\",\"\",VLOOKUP($CD115,ATechDat,8,FALSE))","v":""},{"$f":"IF(BZ115=\"N\",\"\",VLOOKUP($CD115,ATechDat,9,FALSE))","v":""},{"$f":"IF(BZ115=\"N\",\"\",VLOOKUP($CD115,ATechDat,10,FALSE))","v":""},{"$f":"IF(BZ115=\"N\",\"\",VLOOKUP($CD115,ATechDat,11,FALSE))","v":""},{"$f":"IF(BZ115=\"N\",\"\",VLOOKUP($CD115,ATechDat,12,FALSE))","v":""},{"$f":"IF(BZ115=\"N\",\"\",VLOOKUP($CD115,ATechDat,13,FALSE))","v":""},{"$f":"IF(BZ115=\"N\",\"\",VLOOKUP($CD115,ATechDat,14,FALSE))","v":""},{"$f":"IF(BZ115=\"N\",\"\",VLOOKUP($CD115,ATechDat,15,FALSE))","v":""},{"$f":"IF(BZ115=\"N\",\"\",VLOOKUP($CD115,ATechDat,16,FALSE))","v":""},{"$f":"IF(BZ115=\"N\",\"\",VLOOKUP($CD115,ATechDat,17,FALSE))","v":""},{"$f":"IF(BZ115=\"N\",\"\",VLOOKUP($CD115,ATechDat,18,FALSE))","v":""},{"$f":"IF(BZ115=\"N\",\"\",VLOOKUP($CD115,ATechDat,19,FALSE))","v":""},{"$f":"IF(BZ115=\"N\",\"\",VLOOKUP($CD115,ATechDat,20,FALSE))","v":""},{"$f":"IF(BZ115=\"N\",\"\",VLOOKUP($CD115,ATechDat,21,FALSE))","v":""},{"$f":"IF(BZ115=\"N\",\"\",VLOOKUP($CD115,ATechDat,22,FALSE))","v":""},{"$f":"IF(ISBLANK(CB115),\"\",CB115)","v":""},null,null,"",null,"",{"$f":"IF($BZ115=\"N\",\"\",IF(OR($I115<>\"Wind\",$I115<>\"Solar\",$I115<>\"Hydro\"),($CF115*$CH115*IF(ISBLANK($L115),IF(ISBLANK($O115),$J115,$O115),$L115))*VLOOKUP($CZ115,ASeasDist,DU$7,FALSE)*VLOOKUP($DE115,ASeasDist,DU$7),$J115*$CF115*$CH115))","v":""},"","","","","","","","","","","",{"$f":"IF($BZ115=\"N\",\"\",IF(OR($I115<>\"Wind\",$I115<>\"Solar\",$I115<>\"Hydro\"),$CJ115*IF(ISBLANK($L115),IF(ISBLANK($O115),$J115,$O115),$L115),$J115)*(1-$CW115)*VLOOKUP($CZ115,ASeasDist,EG$7,FALSE)*VLOOKUP($DE115,ASeasDist,EG$7))","v":""},"","","","","","","","","","",""]
["Canyon Creek",1078,"PLNT_19",null,6414,"Diversion","WAT",null,"Hydro",0.08,null,null,null,0.08,0.08,null,null,0.06,null,null,"Operating",null,1985,null,"Canyon Cr.","Clackamas","OR","Y","Columbia","WECC","Douglas Water Power Company","Independent",null,null,null,null,null,null,null,null,1,null,null,null,null,{"$f":"AO116*J116","v":0.08},{"$f":"IF(ISNUMBER(R116),R116,BX116)*AO116","v":0.06},null,null,null,null,null,null,null,null,null,null,null,0.05,null,null,null,null,null,null,null,null,"Exemption granted September 1982.",{"$f":"VLOOKUP($B116,[2]!Table_intranet_power_vewProjectLatLongUrl[#Data],2,FALSE)","v":0},{"$f":"VLOOKUP($B116,[2]!Table_intranet_power_vewProjectLatLongUrl[#Data],3,FALSE)","v":0},{"$f":"VLOOKUP($B116,[2]!Table_intranet_power_vewProjectLatLongUrl[#Data],4,FALSE)","v":0},"2014-01-30T09:21:19",0.08,{"$f":"IF(OR(J116=\"Wind\",J116=\"Solar\",J116=\"Hydro\"),J116,IF(ISNUMBER(N116),N116,IF(ISNUMBER(P116), P116, IF(ISNUMBER(L116),L116,J116))))","v":0.08},0.75,0.06,null,"N","<0.5 MW",null,null,null,null,null,null,null,null,null,null,null,null,"","",{"$f":"IF(BZ116=\"N\",\"\",VLOOKUP($CD116,ATechDat,2,FALSE))","v":""},{"$f":"IF(BZ116=\"N\",\"\",VLOOKUP($CD116,ATechDat,3,FALSE))","v":""},{"$f":"IF($BZ116=\"N\",\"\",IF($I116<>\"Wind\",($CF116*$CH116*IF(ISBLANK($L116),IF(ISBLANK($O116),$J116,$O116),$L116)),$J116*IF(AND($I116=\"Wind\",SWFullWind=\"Y\"),1,$CF116*$CH116)))","v":""},"","","",{"$f":"IF(BZ116=\"N\",\"\",VLOOKUP($CD116,ATechDat,4,FALSE))","v":""},{"$f":"IF(BZ116=\"N\",\"\",VLOOKUP($CD116,ATechDat,5,FALSE))","v":""},{"$f":"IF(BZ116=\"N\",\"\",VLOOKUP($CD116,ATechDat,6,FALSE))","v":""},{"$f":"IF(BZ116=\"N\",\"\",VLOOKUP($CD116,ATechDat,7,FALSE))","v":""},{"$f":"IF(BZ116=\"N\",\"\",VLOOKUP($CD116,ATechDat,8,FALSE))","v":""},{"$f":"IF(BZ116=\"N\",\"\",VLOOKUP($CD116,ATechDat,9,FALSE))","v":""},{"$f":"IF(BZ116=\"N\",\"\",VLOOKUP($CD116,ATechDat,10,FALSE))","v":""},{"$f":"IF(BZ116=\"N\",\"\",VLOOKUP($CD116,ATechDat,11,FALSE))","v":""},{"$f":"IF(BZ116=\"N\",\"\",VLOOKUP($CD116,ATechDat,12,FALSE))","v":""},{"$f":"IF(BZ116=\"N\",\"\",VLOOKUP($CD116,ATechDat,13,FALSE))","v":""},{"$f":"IF(BZ116=\"N\",\"\",VLOOKUP($CD116,ATechDat,14,FALSE))","v":""},{"$f":"IF(BZ116=\"N\",\"\",VLOOKUP($CD116,ATechDat,15,FALSE))","v":""},{"$f":"IF(BZ116=\"N\",\"\",VLOOKUP($CD116,ATechDat,16,FALSE))","v":""},{"$f":"IF(BZ116=\"N\",\"\",VLOOKUP($CD116,ATechDat,17,FALSE))","v":""},{"$f":"IF(BZ116=\"N\",\"\",VLOOKUP($CD116,ATechDat,18,FALSE))","v":""},{"$f":"IF(BZ116=\"N\",\"\",VLOOKUP($CD116,ATechDat,19,FALSE))","v":""},{"$f":"IF(BZ116=\"N\",\"\",VLOOKUP($CD116,ATechDat,20,FALSE))","v":""},{"$f":"IF(BZ116=\"N\",\"\",VLOOKUP($CD116,ATechDat,21,FALSE))","v":""},{"$f":"IF(BZ116=\"N\",\"\",VLOOKUP($CD116,ATechDat,22,FALSE))","v":""},{"$f":"IF(ISBLANK(CB116),\"\",CB116)","v":""},null,null,"",null,"","","","","","","","","","","","","","","","","","","","","","","","",""]
["Canyon Ferry 1- 3",1079,"6400","1,2,3","Federal","Storage","WAT",null,"Hydro",49.8,49.8,null,null,57.6,57.6,57.6,57.6,46.8,null,"not reported","Operating","Dec",1953,null,"Missouri R.","Lewis & Clark","MT","N","Missouri","WECC","USBR","Federal","WAPA",null,null,null,null,null,null,null,null,null,null,null,null,null,null,null,null,null,null,"NorthWestern",null,null,null,34.065296803652998,37.638127853881301,32.6,37.950000000000003,44.31,42.11,47.8,37,30.24,41.44,34.630000000000003,35.4,null,{"$f":"VLOOKUP($B117,[2]!Table_intranet_power_vewProjectLatLongUrl[#Data],2,FALSE)","v":"46.649"},{"$f":"VLOOKUP($B117,[2]!Table_intranet_power_vewProjectLatLongUrl[#Data],3,FALSE)","v":"-111.728"},{"$f":"VLOOKUP($B117,[2]!Table_intranet_power_vewProjectLatLongUrl[#Data],4,FALSE)","v":"http://goldwest.visitmt.com/listings/97.htm"},"2017-10-17T14:34:58",49.8,57.6,0.93975903614457834,46.8,null,"N","WAPA load",null,null,null,null,null,null,null,null,null,null,null,null,"","",{"$f":"IF(BZ117=\"N\",\"\",VLOOKUP($CD117,ATechDat,2,FALSE))","v":""},{"$f":"IF(BZ117=\"N\",\"\",VLOOKUP($CD117,ATechDat,3,FALSE))","v":""},{"$f":"IF($BZ117=\"N\",\"\",IF($I117<>\"Wind\",($CF117*$CH117*IF(ISBLANK($L117),IF(ISBLANK($O117),$J117,$O117),$L117)),$J117*IF(AND($I117=\"Wind\",SWFullWind=\"Y\"),1,$CF117*$CH117)))","v":""},"","","",{"$f":"IF(BZ117=\"N\",\"\",VLOOKUP($CD117,ATechDat,4,FALSE))","v":""},{"$f":"IF(BZ117=\"N\",\"\",VLOOKUP($CD117,ATechDat,5,FALSE))","v":""},{"$f":"IF(BZ117=\"N\",\"\",VLOOKUP($CD117,ATechDat,6,FALSE))","v":""},{"$f":"IF(BZ117=\"N\",\"\",VLOOKUP($CD117,ATechDat,7,FALSE))","v":""},{"$f":"IF(BZ117=\"N\",\"\",VLOOKUP($CD117,ATechDat,8,FALSE))","v":""},{"$f":"IF(BZ117=\"N\",\"\",VLOOKUP($CD117,ATechDat,9,FALSE))","v":""},{"$f":"IF(BZ117=\"N\",\"\",VLOOKUP($CD117,ATechDat,10,FALSE))","v":""},{"$f":"IF(BZ117=\"N\",\"\",VLOOKUP($CD117,ATechDat,11,FALSE))","v":""},{"$f":"IF(BZ117=\"N\",\"\",VLOOKUP($CD117,ATechDat,12,FALSE))","v":""},{"$f":"IF(BZ117=\"N\",\"\",VLOOKUP($CD117,ATechDat,13,FALSE))","v":""},{"$f":"IF(BZ117=\"N\",\"\",VLOOKUP($CD117,ATechDat,14,FALSE))","v":""},{"$f":"IF(BZ117=\"N\",\"\",VLOOKUP($CD117,ATechDat,15,FALSE))","v":""},{"$f":"IF(BZ117=\"N\",\"\",VLOOKUP($CD117,ATechDat,16,FALSE))","v":""},{"$f":"IF(BZ117=\"N\",\"\",VLOOKUP($CD117,ATechDat,17,FALSE))","v":""},{"$f":"IF(BZ117=\"N\",\"\",VLOOKUP($CD117,ATechDat,18,FALSE))","v":""},{"$f":"IF(BZ117=\"N\",\"\",VLOOKUP($CD117,ATechDat,19,FALSE))","v":""},{"$f":"IF(BZ117=\"N\",\"\",VLOOKUP($CD117,ATechDat,20,FALSE))","v":""},{"$f":"IF(BZ117=\"N\",\"\",VLOOKUP($CD117,ATechDat,21,FALSE))","v":""},{"$f":"IF(BZ117=\"N\",\"\",VLOOKUP($CD117,ATechDat,22,FALSE))","v":""},{"$f":"IF(ISBLANK(CB117),\"\",CB117)","v":""},null,null,"",null,"","","","","","","","","","","","","","","","","","","","","","","","",""]
["Cargill Kettle Butte Bio Factory",2070,"57345","1,2",null,"BGICCG","AW",null,"Biomass",1.8,1.8,null,null,1.8,1.8,1.8,1.8,null,null,null,"Operating","May",2011,null,"Roberts, ID","Jefferson","ID","Y","Columbia","WECC","Cargill Environmental Finance","Independent","PacifiCorp (Rocky Mountain Power) - PPA June 2011 - Feb 2021",null,null,null,null,null,null,2021,1,null,null,null,null,{"$f":"AO118*J118","v":1.8},{"$f":"IF(ISNUMBER(R118),R118,BX118)*AO118","v":1.35},null,"Waste digestor",null,null,"PACE",null,null,null,null,null,null,null,null,null,0.37,1,0.82,0.88,0.61,0.7,"Anaerobic digestor on Kettle Butte Dairy and (2) biogas-fired IC engines.",{"$f":"VLOOKUP($B118,[2]!Table_intranet_power_vewProjectLatLongUrl[#Data],2,FALSE)","v":"43.630127"},{"$f":"VLOOKUP($B118,[2]!Table_intranet_power_vewProjectLatLongUrl[#Data],3,FALSE)","v":"-112.28169"},{"$f":"VLOOKUP($B118,[2]!Table_intranet_power_vewProjectLatLongUrl[#Data],4,FALSE)","v":0},"2017-10-17T14:37:14",1.8,1.8,0.75,1.35,null,"Y",null,null,"PNW East","BGIC",null,null,null,null,null,null,null,null,null,"Cargill Kettle Butte Bio Factory","PNW East",{"$f":"IF(BZ118=\"N\",\"\",VLOOKUP($CD118,ATechDat,2,FALSE))","v":"Thr"},{"$f":"IF(BZ118=\"N\",\"\",VLOOKUP($CD118,ATechDat,3,FALSE))","v":"IC"},{"$f":"IF($BZ118=\"N\",\"\",IF($I118<>\"Wind\",($CF118*$CH118*IF(ISBLANK($L118),IF(ISBLANK($O118),$J118,$O118),$L118)),$J118*IF(AND($I118=\"Wind\",SWFullWind=\"Y\"),1,$CF118*$CH118)))","v":0},"May-2011","Jan-2051",0,null,{"$f":"IF(BZ118=\"N\",\"\",VLOOKUP($CD118,ATechDat,5,FALSE))","v":4.7E-2},{"$f":"IF(BZ118=\"N\",\"\",VLOOKUP($CD118,ATechDat,6,FALSE))","v":56},{"$f":"IF(BZ118=\"N\",\"\",VLOOKUP($CD118,ATechDat,7,FALSE))","v":false},{"$f":"IF(BZ118=\"N\",\"\",VLOOKUP($CD118,ATechDat,8,FALSE))","v":"MR 7d Flat"},{"$f":"IF(BZ118=\"N\",\"\",VLOOKUP($CD118,ATechDat,9,FALSE))","v":"Landfill"},{"$f":"IF(BZ118=\"N\",\"\",VLOOKUP($CD118,ATechDat,10,FALSE))","v":"Default"},{"$f":"IF(BZ118=\"N\",\"\",VLOOKUP($CD118,ATechDat,11,FALSE))","v":"Default"},{"$f":"IF(BZ118=\"N\",\"\",VLOOKUP($CD118,ATechDat,12,FALSE))","v":20},{"$f":"IF(BZ118=\"N\",\"\",VLOOKUP($CD118,ATechDat,13,FALSE))","v":"Flat"},{"$f":"IF(BZ118=\"N\",\"\",VLOOKUP($CD118,ATechDat,14,FALSE))","v":0},{"$f":"IF(BZ118=\"N\",\"\",VLOOKUP($CD118,ATechDat,15,FALSE))","v":1},{"$f":"IF(BZ118=\"N\",\"\",VLOOKUP($CD118,ATechDat,16,FALSE))","v":false},{"$f":"IF(BZ118=\"N\",\"\",VLOOKUP($CD118,ATechDat,17,FALSE))","v":true},{"$f":"IF(BZ118=\"N\",\"\",VLOOKUP($CD118,ATechDat,18,FALSE))","v":false},{"$f":"IF(BZ118=\"N\",\"\",VLOOKUP($CD118,ATechDat,19,FALSE))","v":false},{"$f":"IF(BZ118=\"N\",\"\",VLOOKUP($CD118,ATechDat,20,FALSE))","v":0},{"$f":"IF(BZ118=\"N\",\"\",VLOOKUP($CD118,ATechDat,21,FALSE))","v":0},{"$f":"IF(BZ118=\"N\",\"\",VLOOKUP($CD118,ATechDat,22,FALSE))","v":0},{"$f":"IF(ISBLANK(CB118),\"\",CB118)","v":""},null,null,{"$f":"IF(BZ118=\"N\",\"\",CN118)","v":"Cargill Kettle Butte Bio Factory"},null,"Cargill Kettle Butte Bio Factory",0,0,0,0,0,0,0,0,0,0,0,0,0,0,0,0,0,0,0,0,0,0,0,0]
["Carmen-Smith 1-3",1080,"3067","1,2,3","2242B","Storage w/Div","WAT",null,"Hydro",114.3,114.3,null,108,111.8,114.5,103.8,106.5,22,null,16,"Operating","Aug",1963,null,"McKenzie R.","Linn","OR","Y","Columbia","WECC","City of Eugene (EWEB)","Municipal","EWEB",null,null,null,null,null,null,null,1,null,null,null,null,{"$f":"AO119*J119","v":114.3},{"$f":"IF(ISNUMBER(R119),R119,BX119)*AO119","v":22},null,null,null,null,"BPA",26.3,26.2,28.6,21.812100456621,26.190068493150701,24.1,17.78,24.54,25.2,31.73,33.6,28.7,32.01,22.74,29.8,"(2) 52.2 MW units, (1) 9.9 MW unit. License granted January 1959; expired November 2008. EWEB negotiating new license - wants to revise 2008 application due to rising costs and lower project economics (Oct 2015). Critical energy from PNUCC 2005 NRF.",{"$f":"VLOOKUP($B119,[2]!Table_intranet_power_vewProjectLatLongUrl[#Data],2,FALSE)","v":"44.279"},{"$f":"VLOOKUP($B119,[2]!Table_intranet_power_vewProjectLatLongUrl[#Data],3,FALSE)","v":"-122.049"},{"$f":"VLOOKUP($B119,[2]!Table_intranet_power_vewProjectLatLongUrl[#Data],4,FALSE)","v":"http://www.eweb.org/content.aspx/1f46b0f5-8c35-4fbc-9a22-1eadb1553e92"},"2017-10-17T14:37:45",114.3,111.8,0.19247594050743658,22,"Independent","N","Accounted for in HydInd file",null,null,null,null,null,null,null,null,null,null,null,null,"","",{"$f":"IF(BZ119=\"N\",\"\",VLOOKUP($CD119,ATechDat,2,FALSE))","v":""},{"$f":"IF(BZ119=\"N\",\"\",VLOOKUP($CD119,ATechDat,3,FALSE))","v":""},"","","","",{"$f":"IF(BZ119=\"N\",\"\",VLOOKUP($CD119,ATechDat,4,FALSE))","v":""},{"$f":"IF(BZ119=\"N\",\"\",VLOOKUP($CD119,ATechDat,5,FALSE))","v":""},{"$f":"IF(BZ119=\"N\",\"\",VLOOKUP($CD119,ATechDat,6,FALSE))","v":""},{"$f":"IF(BZ119=\"N\",\"\",VLOOKUP($CD119,ATechDat,7,FALSE))","v":""},{"$f":"IF(BZ119=\"N\",\"\",VLOOKUP($CD119,ATechDat,8,FALSE))","v":""},{"$f":"IF(BZ119=\"N\",\"\",VLOOKUP($CD119,ATechDat,9,FALSE))","v":""},{"$f":"IF(BZ119=\"N\",\"\",VLOOKUP($CD119,ATechDat,10,FALSE))","v":""},{"$f":"IF(BZ119=\"N\",\"\",VLOOKUP($CD119,ATechDat,11,FALSE))","v":""},{"$f":"IF(BZ119=\"N\",\"\",VLOOKUP($CD119,ATechDat,12,FALSE))","v":""},{"$f":"IF(BZ119=\"N\",\"\",VLOOKUP($CD119,ATechDat,13,FALSE))","v":""},{"$f":"IF(BZ119=\"N\",\"\",VLOOKUP($CD119,ATechDat,14,FALSE))","v":""},{"$f":"IF(BZ119=\"N\",\"\",VLOOKUP($CD119,ATechDat,15,FALSE))","v":""},{"$f":"IF(BZ119=\"N\",\"\",VLOOKUP($CD119,ATechDat,16,FALSE))","v":""},{"$f":"IF(BZ119=\"N\",\"\",VLOOKUP($CD119,ATechDat,17,FALSE))","v":""},{"$f":"IF(BZ119=\"N\",\"\",VLOOKUP($CD119,ATechDat,18,FALSE))","v":""},{"$f":"IF(BZ119=\"N\",\"\",VLOOKUP($CD119,ATechDat,19,FALSE))","v":""},{"$f":"IF(BZ119=\"N\",\"\",VLOOKUP($CD119,ATechDat,20,FALSE))","v":""},{"$f":"IF(BZ119=\"N\",\"\",VLOOKUP($CD119,ATechDat,21,FALSE))","v":""},{"$f":"IF(BZ119=\"N\",\"\",VLOOKUP($CD119,ATechDat,22,FALSE))","v":""},{"$f":"IF(ISBLANK(CB119),\"\",CB119)","v":""},null,null,"",null,"","","","","","","","","","","","","","","","","","","","","","","","",""]
["Carty Generating Station",1892,"58503","GEN1,GEN2",null,"CC","NG",null,"Natural gas",440,500,null,null,null,null,413,467,null,null,null,"Operating","Jul",2016,null,"Boardman","Morrow","OR","Y","Columbia","WECC","Portland General Electric","IOU","Portland General Electric",null,null,null,null,null,null,null,1,null,null,null,null,{"$f":"AO120*J120","v":440},{"$f":"IF(ISNUMBER(R120),R120,BX120)*AO120","v":391.6},null,null,null,null,"PGE",null,null,null,null,null,null,null,null,null,null,null,null,null,null,155.6,"(1) CC w/duct firing, wet mech draft cooling.  Mitsbishi G-class turbine.",{"$f":"VLOOKUP($B120,[2]!Table_intranet_power_vewProjectLatLongUrl[#Data],2,FALSE)","v":"45.6964"},{"$f":"VLOOKUP($B120,[2]!Table_intranet_power_vewProjectLatLongUrl[#Data],3,FALSE)","v":"-119.808"},{"$f":"VLOOKUP($B120,[2]!Table_intranet_power_vewProjectLatLongUrl[#Data],4,FALSE)","v":"http://www.portlandgeneral.com/our_company/energy_strategy/proposed/carty_station.aspx"},"2017-10-17T14:39:45",{"$f":"IF(OR(I120=\"Wind\",I120=\"Solar\",I120=\"Hydro\"),J120,IF(ISNUMBER(L120),L120,IF(ISNUMBER(O120), O120, IF(ISNUMBER(Q120),Q120,J120))))","v":467},{"$f":"IF(OR(J120=\"Wind\",J120=\"Solar\",J120=\"Hydro\"),J120,IF(ISNUMBER(N120),N120,IF(ISNUMBER(P120), P120, IF(ISNUMBER(L120),L120,J120))))","v":413},{"$f":"IF(OR(ISBLANK(J120),ISBLANK(R120),J120=0),VLOOKUP(IF(G120=\"WAT\",\"HY\",IF(G120=\"LFG\",\"LFG\",F120)),Acapability,4,FALSE),R120/J120)","v":0.89},{"$f":"IF(ISNUMBER(R120),R120,AVERAGE(BU120,BV120)*BW120)","v":391.6},null,"Y",null,null,"PNW East","NGCC_PNWE",6700,1,null,1,null,1,null,null,null,"Carty Generating Station","PNW East","Thr","CCCT",440,"Jul-2016","Jan-2051",6700,"PNW E. gas",5.8999999999999997E-2,32,true,"MR 21d Winter Pk_Hydro","CCCT - PNW E.","Default","Default",30,"CMS GT PNWE",0,0,false,true,false,false,0,0,0,"",null,null,"Carty Generating Station",null,"Carty Generating Station",405.80888484703951,419.38137954703012,431.40900817477404,439.47144053834825,440,433.95017482197301,369.97927788177321,308.82060361052004,301.79706878260885,295.92918232948091,394.45946082754642,395.69223274378339,381.8661606410642,394.63787815375537,405.95587669246243,413.54262554658567,414.04,408.34711450747665,348.15050048674857,290.6001879974994,283.99104172443492,278.46936057204152,371.18635263872119,372.34639101190021]
["Cascade 1 & 2",1081,"813","1,2",2848,"Storage w/Div","WAT",null,"Hydro",12.42,12.4,null,8.6300000000000008,12.4,1.8,14.4,9.1999999999999993,12,null,null,"Operating",null,1926,null,"Payette R. N. Fk.","Valley","ID","Y","Columbia","WECC","Idaho Power Co.","IOU","Idaho Power Co.",null,null,null,null,null,null,null,1,null,null,null,null,{"$f":"AO121*J121","v":12.42},{"$f":"IF(ISNUMBER(R121),R121,BX121)*AO121","v":12},null,null,null,null,"IPC",null,null,null,null,null,null,5.4,5.12,4.0999999999999996,5.81,6,4.5599999999999996,4.92,3.6,4.8,"License granted February 1981; expires January 2031.",{"$f":"VLOOKUP($B121,[2]!Table_intranet_power_vewProjectLatLongUrl[#Data],2,FALSE)","v":"44.7578"},{"$f":"VLOOKUP($B121,[2]!Table_intranet_power_vewProjectLatLongUrl[#Data],3,FALSE)","v":"-115.561"},{"$f":"VLOOKUP($B121,[2]!Table_intranet_power_vewProjectLatLongUrl[#Data],4,FALSE)","v":0},"2017-10-17T14:40:13",12.42,12.4,0.96618357487922701,12,"Independent","N","Accounted for in HydInd file",null,null,null,null,null,null,null,null,null,null,null,null,"","","","","","","","","","","","","","","","","","","","","","","","","","","","",null,null,"",null,"","","","","","","","","","","","","","","","","","","","","","","","",""]
["Cascade Creek",1082,null,null,6629,"Diversion","WAT",null,"Hydro",0.08,null,0,null,0.08,0.08,null,null,{"$f":"67/8760","v":7.6484018264840184E-3},null,null,"Operating",null,1983,null,"Cascade Cr.","Park","MT","N","Missouri","WECC","M Ranch","Independent","NorthWestern (QF thru Oct 2019)",null,null,null,null,null,null,null,0.31,null,null,null,null,null,null,null,null,null,null,null,null,null,null,null,null,null,null,null,null,null,null,null,null,null,null,"Exemption granted January 1983. Critical energy from PNUCC 2005 NRF",{"$f":"VLOOKUP($B122,[2]!Table_intranet_power_vewProjectLatLongUrl[#Data],2,FALSE)","v":0},{"$f":"VLOOKUP($B122,[2]!Table_intranet_power_vewProjectLatLongUrl[#Data],3,FALSE)","v":0},{"$f":"VLOOKUP($B122,[2]!Table_intranet_power_vewProjectLatLongUrl[#Data],4,FALSE)","v":0},"2014-01-30T09:24:30",0.08,0.08,9.5605022831050226E-2,7.6484018264840184E-3,null,"N","<0.5 MW",null,null,null,null,null,null,null,null,null,null,null,null,"","","","","","","","","","","","","","","","","","","","","","","","","","","","",null,null,"",null,"","","","","","","","","","","","","","","","","","","","","","","","",""]
["Cassia",1902,"56934","1",null,"WT","WND",null,"Wind",10.5,10.5,null,0,null,null,10.5,10.5,null,null,null,"Operating","Feb",2009,null,"Hagerman","Twin Falls","ID","Y","Columbia","WECC","Exelon (John Deere Renewables)","Independent","Idaho Power Co. (QF Mar 2009 - Mar 2029)",null,null,null,null,null,null,2029,1,null,null,null,null,{"$f":"AO123*J123","v":10.5},{"$f":"IF(ISNUMBER(R123),R123,BX123)*AO123","v":3.36},null,null,null,"IPC Lower Malad/ Mtn Home Jct 138kV","IPC",null,null,null,null,null,null,null,2.0099999999999998,3,2.75,2.7,2.83,3.04,2.35,2.8,"(5) Suzlon S88-2.1 MW WTG",{"$f":"VLOOKUP($B123,[2]!Table_intranet_power_vewProjectLatLongUrl[#Data],2,FALSE)","v":"42.86232"},{"$f":"VLOOKUP($B123,[2]!Table_intranet_power_vewProjectLatLongUrl[#Data],3,FALSE)","v":"-115.026510"},{"$f":"VLOOKUP($B123,[2]!Table_intranet_power_vewProjectLatLongUrl[#Data],4,FALSE)","v":"http://www.exeloncorp.com/PowerPlants/exelonwind-idaho/Pages/profile.aspx"},"2017-10-17T14:41:54",10.5,10.5,0.32,3.36,null,"Y",null,"100% PNW PPA","PNW East","WN_SID","n/a",1,null,0.05,null,1,null,"Y",null,"Cassia","PNW East","Thr","Wind",10.5,"Feb-2009","Jan-2051","n/a","Wind",0,0,false,"Cf WN IDS","WindB1","Default","Default",20,"Flat",0,1,false,true,false,false,0,0,0,"100% PNW PPA",null,null,"Cassia",null,"Cassia",0.10584,0.10878,0.23372999999999999,0.21021000000000001,0.17493,0.20433000000000001,0.15728999999999999,0.15434999999999999,0.13818,0.10437,8.2320000000000004E-2,8.9670000000000014E-2,2.1168,2.1755999999999998,4.6745999999999999,4.2042000000000002,3.4986000000000002,4.0865999999999998,3.1457999999999999,3.0869999999999997,2.7635999999999998,2.0874000000000001,1.6463999999999999,1.7934000000000001]
["Cassia Gulch",1888,"56935","1",null,"WT","WND",null,"Wind",18.899999999999999,18.899999999999999,null,0,null,null,18.899999999999999,18.899999999999999,null,null,null,"Operating","Feb",2009,null,"Hagerman","Twin Falls","ID","Y","Columbia","WECC","Exelon (John Deere Renewables)","Independent","Idaho Power Co. (QF May 2010 - May 2030)",null,null,null,null,null,null,2030,1,null,null,null,null,{"$f":"AO124*J124","v":18.899999999999999},{"$f":"IF(ISNUMBER(R124),R124,BX124)*AO124","v":6.048},null,null,null,"IPC Lower Malad/ Mtn Home Jct 138kV","IPC",null,null,null,null,null,null,null,3.57,5.2,5.0999999999999996,5.0999999999999996,4.95,5.15,4.05,4.9000000000000004,"(9) Suzlon S88-2.1 MW WTG.",{"$f":"VLOOKUP($B124,[2]!Table_intranet_power_vewProjectLatLongUrl[#Data],2,FALSE)","v":"42.162371"},{"$f":"VLOOKUP($B124,[2]!Table_intranet_power_vewProjectLatLongUrl[#Data],3,FALSE)","v":"-112.380623"},{"$f":"VLOOKUP($B124,[2]!Table_intranet_power_vewProjectLatLongUrl[#Data],4,FALSE)","v":0},"2017-10-17T14:41:36",18.899999999999999,18.899999999999999,0.32,6.048,null,"Y",null,"100% PNW PPA","PNW East","WN_SID","n/a",1,null,0.05,null,1,null,"Y",null,"Cassia Gulch","PNW East","Thr","Wind",18.899999999999999,"Feb-2009","Jan-2051","n/a","Wind",0,0,false,"Cf WN IDS","WindB1","Default","Default",20,"Flat",0,1,false,true,false,false,0,0,0,"100% PNW PPA",null,null,"Cassia Gulch",null,"Cassia Gulch",0.19051199999999999,0.19580399999999998,0.42071399999999998,0.37837799999999994,0.31487399999999999,0.36779399999999995,0.28312199999999998,0.27782999999999997,0.24872399999999997,0.18786600000000001,0.14817599999999997,0.16140599999999999,3.8102399999999998,3.9160799999999996,8.4142799999999998,7.5675599999999994,6.2974799999999993,7.3558799999999991,5.6624399999999993,5.5565999999999995,4.9744799999999998,3.75732,2.9635199999999995,3.2281200000000001]
["Cedar Draw Creek (Crystal Springs)",1083,"10806","GEN1",8278,"Diversion","WAT",null,"Hydro",2.2999999999999998,2.2999999999999998,0.8,null,1.08,0.46,2,2,null,null,0,"Operating","Jan",1988,null,"Cedar Draw Cr.","Twin Falls","ID","Y","Columbia","WECC","Crystal Springs Hydroelectric, LP","Independent","Idaho Power Co. (QF thru May 2019)",null,null,null,null,null,null,null,1,null,null,null,null,{"$f":"AO125*J125","v":2.2999999999999998},{"$f":"IF(ISNUMBER(R125),R125,BX125)*AO125","v":0.72162999999999999},null,null,null,null,"IPC",null,null,null,null,null,null,null,null,1.2,1.3,1.3,1.1200000000000001,1.2,1.1100000000000001,1.3,"License granted May 1985; expires April 2035. Critical energy from PNUCC 2005 NRF",{"$f":"VLOOKUP($B125,[2]!Table_intranet_power_vewProjectLatLongUrl[#Data],2,FALSE)","v":42.622512999999998},{"$f":"VLOOKUP($B125,[2]!Table_intranet_power_vewProjectLatLongUrl[#Data],3,FALSE)","v":-114.50093},{"$f":"VLOOKUP($B125,[2]!Table_intranet_power_vewProjectLatLongUrl[#Data],4,FALSE)","v":0},"2017-10-17T15:20:39",2.2999999999999998,1.08,0.42699999999999999,0.72162999999999999,null,"Y","Not accounted for in HydInd file",null,"PNW East","HY_East","n/a",1,null,1,null,1,null,"Y",null,"Cedar Draw Creek (Crystal Springs)","PNW East","Thr","Hyd",0.8,"Jan-1988","Jan-2051","n/a","Water",0,24,false,"Cf HY East","Zero","Expense","Default",50,"Flat",0,0,false,true,false,false,0,0,0,"",null,null,"Cedar Draw Creek (Crystal Springs)",null,"Cedar Draw Creek (Crystal Springs)",0.26141621914567603,0.34322215649529525,0.30520753121952643,0.38771372395691439,0.446088234000932,0.34428718756753041,0.4006755051669032,0.43286132692257762,0.56851162613402006,0.52839058121226323,0.52931753501113443,0.47824441545657842,0.26141621914567603,0.34322215649529525,0.30520753121952643,0.38771372395691439,0.446088234000932,0.34428718756753041,0.4006755051669032,0.43286132692257762,0.56851162613402006,0.52839058121226323,0.52931753501113443,0.47824441545657842]
["Cedar Falls (Masonry Dam) 1 & 2",1084,"6430","5,6",10647,"Storage w/Div","WAT",null,"Hydro",20,30,null,9.25,30,30,30,30,9,null,12,"Operating",null,1905,null,"Cedar R.","King","WA","Y","Puget Sound & Coastal","WECC","City of Seattle","Municipal","City of Seattle",null,null,null,null,null,null,null,1,null,null,null,null,20,9,null,null,null,null,"SCE",9,7.2,6.9,3.4528538812785401,6.0486301369862998,5.6,7.45,8.69,7.4,12.52,13.9,8.8699999999999992,7.44,5.37,7.8,"Critical energy from PNUCC 2005 NRF",{"$f":"VLOOKUP($B126,[2]!Table_intranet_power_vewProjectLatLongUrl[#Data],2,FALSE)","v":"47.419"},{"$f":"VLOOKUP($B126,[2]!Table_intranet_power_vewProjectLatLongUrl[#Data],3,FALSE)","v":"-121.781"},{"$f":"VLOOKUP($B126,[2]!Table_intranet_power_vewProjectLatLongUrl[#Data],4,FALSE)","v":"http://www.ci.seattle.wa.us/light/environment/fish/ev5ff_cf.htm"},"2017-10-17T14:45:12",20,30,0.45,9,"Independent","N","Accounted for in HydInd file",null,null,null,null,null,null,null,null,null,null,null,null,"","","","","","","","","","","","","","","","","","","","","","","","","","","","",null,null,"",null,"","","","","","","","","","","","","","","","","","","","","","","","",""]
["Central Energy Cogen Plant (Brigham Young Univ)",2183,"59496","ST601",null,"STCG","NG",null,"Natural gas",5,5.6,null,null,null,null,4.5999999999999996,5.2,null,null,null,"Operating","Jun",2016,null,"BYU-Idaho in Rexburg","Madison","ID","Y","Columbia","WECC","Brigham Young University-Idaho","Independent","Self-gen, PPA w/ PAC for excess",null,null,null,null,null,null,null,1,null,null,null,null,5,3.9200000000000004,null,null,null,null,"PACE",null,null,null,null,null,null,null,null,null,null,null,null,null,null,4.5,"Construction begain in 2013 to replace coal-fired boilers w/ NG fired boilers. New plant utilizes cogen thru a HRSG.",{"$f":"VLOOKUP($B127,[2]!Table_intranet_power_vewProjectLatLongUrl[#Data],2,FALSE)","v":43.818100000000001},{"$f":"VLOOKUP($B127,[2]!Table_intranet_power_vewProjectLatLongUrl[#Data],3,FALSE)","v":-111.78279999999999},{"$f":"VLOOKUP($B127,[2]!Table_intranet_power_vewProjectLatLongUrl[#Data],4,FALSE)","v":"http://big-d.com/projects/byu-idaho-central-energy-facility/"},"2017-10-17T14:26:37",5.2,4.5999999999999996,{"$f":"IF(OR(ISBLANK(J127),ISBLANK(R127),J127=0),VLOOKUP(IF(G127=\"WAT\",\"HY\",IF(G127=\"LFG\",\"LFG\",F127)),Acapability,4,FALSE),R127/J127)","v":0.8},3.9200000000000004,null,"N","Self gen",null,null,null,null,null,null,null,null,null,null,null,null,"","",null,null,null,null,"","",null,null,null,null,null,null,null,null,null,null,null,null,null,null,null,null,null,null,null,null,null,null,"",null,""]
["Central Oregon Siphon",1085,"50980","GEN1,GEN2",3571,"Diversion","WAT",null,"Hydro",5.4,5.4,0,null,5.4,5.4,5.4,5.4,null,null,null,"Operating","Aug",1989,null,"Deschutes R.","Deschutes","OR","Y","Columbia","WECC","Central Oregon Irrigation District","Independent","PacifiCorp (QF thru Dec 2020)",null,null,null,null,null,null,null,1,null,null,null,null,5.4,2.3058000000000001,null,null,null,null,"PACW",null,null,null,null,0.818264840182648,0.9,0.69,3.25,2.5,3.27,4.4000000000000004,2.97,2.92,2.9,2.5,"License granted September 1987; expires August 2037.",{"$f":"VLOOKUP($B128,[2]!Table_intranet_power_vewProjectLatLongUrl[#Data],2,FALSE)","v":"44.065925"},{"$f":"VLOOKUP($B128,[2]!Table_intranet_power_vewProjectLatLongUrl[#Data],3,FALSE)","v":"-121.311962"},{"$f":"VLOOKUP($B128,[2]!Table_intranet_power_vewProjectLatLongUrl[#Data],4,FALSE)","v":"http://www.coid.org/powerplant.htm"},"2017-10-25T09:00:54",5.4,5.4,0.42699999999999999,2.3058000000000001,null,"Y","Not accounted for in HydInd file",null,"PNW East","HY_Irr","n/a",1,null,1,null,1,null,"Y",null,"Central Oregon Siphon","PNW East","Thr","Hyd",0,"Aug-1989","Jan-2051","n/a","Water",0,24,false,"Cf HY Irr","Zero","Expense","Default",50,"Flat",0,0,false,true,false,false,0,0,0,"",null,null,"Central Oregon Siphon",null,"Central Oregon Siphon",{"$f":"IF($BZ128=\"N\",\"\",IF(OR($I128<>\"Wind\",$I128<>\"Solar\",$I128<>\"Hydro\"),($CF128*$CH128*IF(ISBLANK($L128),IF(ISBLANK($O128),$J128,$O128),$L128))*VLOOKUP($CZ128,ASeasDist,DU$7,FALSE)*VLOOKUP($DE128,ASeasDist,DU$7),$J128*$CF128*$CH128))","v":0},0,0,0,0,0,0,0,0,0,0,0,{"$f":"IF($BZ128=\"N\",\"\",IF(OR($I128<>\"Wind\",$I128<>\"Solar\",$I128<>\"Hydro\"),$CJ128*IF(ISBLANK($L128),IF(ISBLANK($O128),$J128,$O128),$L128),$J128)*(1-$CW128)*VLOOKUP($CZ128,ASeasDist,EG$7,FALSE)*VLOOKUP($DE128,ASeasDist,EG$7))","v":0},0,0,0,0,0,0,0,0,0,0,0]
["Centralia 1",1086,"3845","1",null,"ST","COL",null,"Coal",729.99,729.9,670,null,688,688,670,670,null,null,null,"Operating","Dec",1972,2020,"Centralia","Lewis","WA","Y","Puget Sound & Coastal","WECC","TransAlta","Independent","100 MW contract w/PGE through 2015 (Centralia 1 & 2) . 11 yr Transition agreement w/ PSE - 180MW in 2014, 300MW in 2015, 380MW 2016-2024, 300MW in 2025.  ",26.87,3.016,10890,null,null,null,null,0.43,0.56999999999999995,null,null,null,{"$f":"AO129*J129","v":313.89569999999998},{"$f":"IF(ISNUMBER(R129),R129,BX129)*AO129","v":251.09419999999997},null,null,null,null,"BPA",1058.7,1151.5,1188.8,1196.7,642.4,973.4,997.38,850.5,968.8,594.65,425.6,766.14,762.97,573.4,522.5,"One 729.999 MW STG",{"$f":"VLOOKUP($B129,[2]!Table_intranet_power_vewProjectLatLongUrl[#Data],2,FALSE)","v":"46.756"},{"$f":"VLOOKUP($B129,[2]!Table_intranet_power_vewProjectLatLongUrl[#Data],3,FALSE)","v":"-122.857"},{"$f":"VLOOKUP($B129,[2]!Table_intranet_power_vewProjectLatLongUrl[#Data],4,FALSE)","v":"http://www.transalta.com/transalta/webcms.nsf/AllDoc/D7E5E521CBB488BF87257226006EEC84?OpenDocument"},"2017-10-25T10:43:35",670,688,0.86,583.93999999999994,null,"Y",null,"85% uncommitted IPP through 2015","PNW West","CLST_PNWW",10240,1,null,1,0.85,1,null,null,null,"Centralia 1","PNW West","Thr","Coal",670,"Dec-1972","Jan-2051",10240,"PNW W. coal",6.7000000000000004E-2,40,true,"MR 35d Winter Pk_Hydro","Bdmn","Default","Default",30,"Flat",0,0,false,true,false,false,0,0,0,"85% uncommitted IPP through 2015",null,null,"Centralia 1",null,"Centralia 1",670,641.96513075965129,641.96513075965129,670,670,670,655.98256537982593,641.96513075965129,641.96513075965129,641.96513075965129,670,670,625.11,598.95346699875461,598.95346699875461,625.11,625.11,625.11,612.03173349937765,598.95346699875461,598.95346699875461,598.95346699875461,625.11,625.11]
["Centralia 2",1087,"3845","2",null,"ST","COL",null,"Coal",729.99,729.9,670,null,688,688,670,670,null,null,null,"Operating","Jul",1973,2025,"Centralia","Lewis","WA","Y","Puget Sound & Coastal","WECC","TransAlta","Independent","See Centralia 1.",26.87,3.016,10718,null,null,null,null,0,1,null,null,null,{"$f":"AO130*J130","v":0},{"$f":"IF(ISNUMBER(R130),R130,BX130)*AO130","v":0},null,null,null,null,"BPA",null,null,null,null,null,null,null,null,null,null,null,null,null,null,null,"One 729.999 MW STG",{"$f":"VLOOKUP($B130,[2]!Table_intranet_power_vewProjectLatLongUrl[#Data],2,FALSE)","v":"46.756"},{"$f":"VLOOKUP($B130,[2]!Table_intranet_power_vewProjectLatLongUrl[#Data],3,FALSE)","v":"-122.857"},{"$f":"VLOOKUP($B130,[2]!Table_intranet_power_vewProjectLatLongUrl[#Data],4,FALSE)","v":"http://www.transalta.com/transalta/webcms.nsf/AllDoc/D7E5E521CBB488BF87257226006EEC84?OpenDocument"},"2017-10-25T10:43:49",670,688,0.86,583.93999999999994,null,"Y",null,"100% Uncommitted IPP","PNW West","CLST_PNWW",10240,1,null,1,1,1,null,null,null,"Centralia 2","PNW West","Thr","Coal",670,"Jul-1973","Jan-2051",10240,"PNW W. coal",6.7000000000000004E-2,40,true,"MR 35d Winter Pk_Hydro","Bdmn","Default","Default",30,"Flat",0,0,false,true,false,false,0,0,0,"100% Uncommitted IPP",null,null,"Centralia 2",null,"Centralia 2",670,641.96513075965129,641.96513075965129,670,670,670,655.98256537982593,641.96513075965129,641.96513075965129,641.96513075965129,670,670,625.11,598.95346699875461,598.95346699875461,625.11,625.11,625.11,612.03173349937765,598.95346699875461,598.95346699875461,598.95346699875461,625.11,625.11]
["Chandler 1 - 2",1088,"6406","1,2","FCRPS","ROR R. w/Div.","WAT",null,"Hydro",12,12,null,4.5,12,12,12,12,5,null,9,"Operating","Feb",1956,null,"Yakima R. (Off-stream)","Benton","WA","Y","Columbia","WECC","USBR","Federal","BPA",null,null,null,null,null,null,null,1,null,null,null,null,{"$f":"AO131*J131","v":12},{"$f":"IF(ISNUMBER(R131),R131,BX131)*AO131","v":5},null,null,null,null,"BPA",6.6,5.3,4.9000000000000004,1.41906392694064,3.4433789954337901,3,2.4700000000000002,5.42,6.9,5.81,7.5,4.7,5.0599999999999996,3.32,6.1,"(2) 6.0 MW units. Critical energy from PNUCC 2005 NRF",{"$f":"VLOOKUP($B131,[2]!Table_intranet_power_vewProjectLatLongUrl[#Data],2,FALSE)","v":"46.212742"},{"$f":"VLOOKUP($B131,[2]!Table_intranet_power_vewProjectLatLongUrl[#Data],3,FALSE)","v":"-119.77222"},{"$f":"VLOOKUP($B131,[2]!Table_intranet_power_vewProjectLatLongUrl[#Data],4,FALSE)","v":"http://www.bpa.gov/corporate/bpanews/library/images/dams/descriptions/Chandler.cfm"},"2017-10-17T14:52:46",12,12,0.41666666666666669,5,"Independent","N","Accounted for in HydInd file",null,null,null,null,null,null,null,null,null,null,null,null,"","","","","","","","","","","","","","","","","","","","","","","","","","","","",null,null,"",null,"","","","","","","","","","","","","","","","","","","","","","","","",""]
["Chehalis Generating Facility",1089,"55662","CA,CT1,CT2",null,"CC","NG","FO","Natural gas",593.29999999999995,698,514,null,427,453,477,507,null,null,null,"Operating","Aug",2003,null,"Chehalis","Lewis","WA","Y","Puget Sound & Coastal","WECC","PacifiCorp - purchased from SUEZ in 2008.  Originally operated by TNA Merchant Projects, a subsidiary of SUEZ.","IOU","PacifiCorp",5.22,2.41,7572,null,null,null,null,1,null,null,null,null,{"$f":"AO132*J132","v":593.29999999999995},{"$f":"IF(ISNUMBER(R132),R132,BX132)*AO132","v":418.745},null,null,"Williams Northwest","BPA Napavine","BPA",null,null,306.10000000000002,255.80650684931501,150.22716894977199,215.5,243,199.46,147.06,75.91,97,191.12,290.39,124.77,162.1,"(2) 175MW GE 7FA GT x (1) 170 MW ST. Dry cooling. Purchased by PacifiCorp from SUEZ closed Sep 2008.",{"$f":"VLOOKUP($B132,[2]!Table_intranet_power_vewProjectLatLongUrl[#Data],2,FALSE)","v":"46.622"},{"$f":"VLOOKUP($B132,[2]!Table_intranet_power_vewProjectLatLongUrl[#Data],3,FALSE)","v":"-122.917"},{"$f":"VLOOKUP($B132,[2]!Table_intranet_power_vewProjectLatLongUrl[#Data],4,FALSE)","v":0},"2017-10-17T14:53:22",514,427,0.89,418.745,null,"Y",null,null,"PNW West","NGCC_PNWW",7000,1,null,1,null,1,null,null,null,"Chehalis Generating Facility","PNW West","Thr","CCCT",514,"Aug-2003","Jan-2051",7000,"PNW W. gas",5.8999999999999997E-2,32,true,"MR 21d Winter Pk_Hydro","CCCT - PNW W.","Default","Default",30,"CMS GT PNWW",0,0,false,true,false,false,0,0,0,"",null,null,"Chehalis Generating Facility",null,"Chehalis Generating Facility",483.74066605909604,495.6378467494975,506.73508547797343,513.38261740697851,514,509.40519406576357,438.05290082849302,367.60538624378586,361.40938427068278,355.99967696421749,477.47627171470043,476.67490721223771,455.19996676160946,466.39521379127717,476.83771543477303,483.09304297996687,483.67400000000004,479.35028761588353,412.20777967961192,345.91666845540249,340.08623059871252,334.99569602332866,449.3051716835331,448.55108768671573]
["Chelan A1 & A2",1090,"6424","A-1,A-2",637,"Storage w/Div","WAT",null,"Hydro",48,59.2,null,55.5,62,62,62.1,62.1,44,null,38,"Operating","Sep",1927,null,"Chelan R.","Chelan","WA","Y","Columbia","WECC","Chelan Co. PUD","PUD","Chelan",null,null,null,null,null,null,null,1,null,null,null,null,{"$f":"AO133*J133","v":48},{"$f":"IF(ISNUMBER(R133),R133,BX133)*AO133","v":44},null,null,null,null,"Chelan Co. PUD",47.9,42.1,6.3,5.73527397260274,7.44166666666667,5.9,16.649999999999999,35.229999999999997,44.2,51.76,45.4,47.46,45.45,47.085999999999999,50.5,"Original license granted May 1926; expired May 1976. Critical energy from PNUCC 2005 NRF",{"$f":"VLOOKUP($B133,[2]!Table_intranet_power_vewProjectLatLongUrl[#Data],2,FALSE)","v":"47.808"},{"$f":"VLOOKUP($B133,[2]!Table_intranet_power_vewProjectLatLongUrl[#Data],3,FALSE)","v":"-119.985"},{"$f":"VLOOKUP($B133,[2]!Table_intranet_power_vewProjectLatLongUrl[#Data],4,FALSE)","v":"http://www.chelanpud.org/relicense/process/facts.htm"},"2017-10-17T14:53:59",48,62,0.91666666666666663,44,"Regulated","N","Reg hydro",null,null,null,null,null,null,null,null,null,null,null,null,"","","","","","","","","","","","","","","","","","","","","","","","","","","","",null,null,"",null,"","","","","","","","","","","","","","","","","","","","","","","","",""]
["Chester Diversion 1-3",1706,"56893","1,2,3",11879,"ROR","WAT",null,"Hydro",3.3,3.6,null,null,3.6,3.6,3.6,3.6,1.3859999999999999,null,null,"Operating","Mar",2014,null,"Henrys Fk.","Fremont","ID","Y","Columbia","WECC","Fall River REC","Coop","BPA",null,null,null,null,null,null,null,1,null,null,null,null,3.3,1.3859999999999999,null,null,null,null,"BPA",null,null,null,null,null,null,null,null,null,null,null,null,0.47,0.42299999999999999,0.8,"(3) turbine-generators. Existing run-of-river dam w/diversion (Chester Dam). Lice gtd Jul 2008.",{"$f":"VLOOKUP($B134,[2]!Table_intranet_power_vewProjectLatLongUrl[#Data],2,FALSE)","v":44.018332999999998},{"$f":"VLOOKUP($B134,[2]!Table_intranet_power_vewProjectLatLongUrl[#Data],3,FALSE)","v":-111.583611},{"$f":"VLOOKUP($B134,[2]!Table_intranet_power_vewProjectLatLongUrl[#Data],4,FALSE)","v":0},"2017-10-17T14:54:46",3.3,3.6,0.42,1.3859999999999999,null,"Y","Not accounted for in HydInd file",null,"PNW East","HY_East","n/a",1,null,1,null,1,null,"Y",null,"Chester Diversion 1-3","PNW East","Thr","Hyd",3.6,"Mar-2014","Jan-2051","n/a","Water",0,24,false,"Cf HY East","Zero","Expense","Default",50,"Flat",0,0,false,true,false,false,0,0,0,"",null,null,"Chester Diversion 1-3",null,"Chester Diversion 1-3",1.1763729861555421,1.5444997042288284,1.3734338904878689,1.7447117578061149,2.007397053004194,1.5492923440538868,1.8030397732510643,1.9478759711515992,2.5583023176030899,2.3777576154551845,2.3819289075501051,2.1520998695546028,1.1763729861555421,1.5444997042288284,1.3734338904878689,1.7447117578061149,2.007397053004194,1.5492923440538868,1.8030397732510643,1.9478759711515992,2.5583023176030899,2.3777576154551845,2.3819289075501051,2.1520998695546028]
["Chevron Casper Wind Farm",2018,"57093","CWGT",null,"WT","WND",null,"Wind",16.5,17,null,null,null,null,17,17,null,null,null,"Operating","Dec",2009,null,"Casper","Natrona","WY","N","Missouri","WECC","Chevron Global Power Company","Independent","Short-term PPA w/ PacifiCorp for 100% of facility's output.",null,null,null,null,null,null,null,1,null,null,null,null,{"$f":"AO135*J135","v":16.5},{"$f":"IF(ISNUMBER(R135),R135,BX135)*AO135","v":5.36},null,null,null,null,"PACE",null,null,null,null,null,null,null,null,null,null,null,5.0199999999999996,4.84,4.22,4.8,"(11) 1.5 MW GE WTG. Assume 25.81% SG factor to Oregon, per PacifiCorp's 2011 OR RPS Compliance Report.",{"$f":"VLOOKUP($B135,[2]!Table_intranet_power_vewProjectLatLongUrl[#Data],2,FALSE)","v":"43.01578"},{"$f":"VLOOKUP($B135,[2]!Table_intranet_power_vewProjectLatLongUrl[#Data],3,FALSE)","v":"-105.993723"},{"$f":"VLOOKUP($B135,[2]!Table_intranet_power_vewProjectLatLongUrl[#Data],4,FALSE)","v":"http://www.chevron.com/news/currentissues/casperwind/"},"2017-11-06T15:15:24",16.5,17,0.32,5.36,null,"N","PACE",null,null,null,null,null,null,null,null,null,null,null,null,"",null,null,null,null,"","",null,null,null,null,null,null,null,null,null,null,null,null,null,null,null,null,null,null,null,null,null,null,null,"",null,"","","","","","","","","","","","","","","","","","","","","","","","",""]
["Chief Joseph 1 - 27",1091,"3921","1,2,3,4,5,6,7,8,9,10,11,12,13,14,15,16,17,18,19,20,21,22,23,24,25,26,27","FCRPS","ROR","WAT",null,"Hydro",2456.1999999999998,2456.1999999999998,null,2374,2456.1999999999998,2456.1999999999998,2456.1999999999998,2456.1999999999998,1321,null,996,"Operating","Sep",1955,null,"Columbia R.","Douglas","WA","Y","Columbia","WECC","USCE","Federal","BPA",null,null,null,null,null,null,null,1,null,null,null,null,{"$f":"AO136*J136","v":2456.1999999999998},{"$f":"IF(ISNUMBER(R136),R136,BX136)*AO136","v":1321},null,null,null,null,"BPA",1321.2,1157.2,1172.5,1240.7301369863001,1318.6731735159799,1319.8,1213.74,1116.44,1040.5899999999999,1427.29,1424.7,1391.29,1329.17,1308.48,1328.6,"Critical energy from PNUCC 2005 NRF",{"$f":"VLOOKUP($B136,[2]!Table_intranet_power_vewProjectLatLongUrl[#Data],2,FALSE)","v":"47.999"},{"$f":"VLOOKUP($B136,[2]!Table_intranet_power_vewProjectLatLongUrl[#Data],3,FALSE)","v":"-119.634"},{"$f":"VLOOKUP($B136,[2]!Table_intranet_power_vewProjectLatLongUrl[#Data],4,FALSE)","v":"http://www.nwcouncil.org/energy/powersupply/dams/dam.asp?id=10"},"2017-10-17T14:56:27",2456.1999999999998,2456.1999999999998,0.53782265287843012,1321,"Regulated","N","Reg hydro",null,null,null,null,null,null,null,null,null,null,null,null,"",{"$f":"IF($BZ136=\"Y\",CC136,\"\")","v":""},{"$f":"IF(BZ136=\"N\",\"\",VLOOKUP($CD136,ATechDat,2,FALSE))","v":""},{"$f":"IF(BZ136=\"N\",\"\",VLOOKUP($CD136,ATechDat,3,FALSE))","v":""},{"$f":"IF($BZ136=\"N\",\"\",IF($I136<>\"Wind\",($CF136*$CH136*IF(ISBLANK($L136),IF(ISBLANK($O136),$J136,$O136),$L136)),$J136*IF(AND($I136=\"Wind\",SWFullWind=\"Y\"),1,$CF136*$CH136)))","v":""},"","",{"$f":"IF(BZ136=\"N\",\"\",CE136)","v":""},{"$f":"IF(BZ136=\"N\",\"\",VLOOKUP($CD136,ATechDat,4,FALSE))","v":""},{"$f":"IF(BZ136=\"N\",\"\",VLOOKUP($CD136,ATechDat,5,FALSE))","v":""},{"$f":"IF(BZ136=\"N\",\"\",VLOOKUP($CD136,ATechDat,6,FALSE))","v":""},{"$f":"IF(BZ136=\"N\",\"\",VLOOKUP($CD136,ATechDat,7,FALSE))","v":""},{"$f":"IF(BZ136=\"N\",\"\",VLOOKUP($CD136,ATechDat,8,FALSE))","v":""},{"$f":"IF(BZ136=\"N\",\"\",VLOOKUP($CD136,ATechDat,9,FALSE))","v":""},{"$f":"IF(BZ136=\"N\",\"\",VLOOKUP($CD136,ATechDat,10,FALSE))","v":""},{"$f":"IF(BZ136=\"N\",\"\",VLOOKUP($CD136,ATechDat,11,FALSE))","v":""},{"$f":"IF(BZ136=\"N\",\"\",VLOOKUP($CD136,ATechDat,12,FALSE))","v":""},{"$f":"IF(BZ136=\"N\",\"\",VLOOKUP($CD136,ATechDat,13,FALSE))","v":""},{"$f":"IF(BZ136=\"N\",\"\",VLOOKUP($CD136,ATechDat,14,FALSE))","v":""},{"$f":"IF(BZ136=\"N\",\"\",VLOOKUP($CD136,ATechDat,15,FALSE))","v":""},{"$f":"IF(BZ136=\"N\",\"\",VLOOKUP($CD136,ATechDat,16,FALSE))","v":""},{"$f":"IF(BZ136=\"N\",\"\",VLOOKUP($CD136,ATechDat,17,FALSE))","v":""},{"$f":"IF(BZ136=\"N\",\"\",VLOOKUP($CD136,ATechDat,18,FALSE))","v":""},{"$f":"IF(BZ136=\"N\",\"\",VLOOKUP($CD136,ATechDat,19,FALSE))","v":""},{"$f":"IF(BZ136=\"N\",\"\",VLOOKUP($CD136,ATechDat,20,FALSE))","v":""},{"$f":"IF(BZ136=\"N\",\"\",VLOOKUP($CD136,ATechDat,21,FALSE))","v":""},{"$f":"IF(BZ136=\"N\",\"\",VLOOKUP($CD136,ATechDat,22,FALSE))","v":""},{"$f":"IF(ISBLANK(CB136),\"\",CB136)","v":""},null,null,"",null,"","","","","","","","","","","","","","","","","","","","","","","","",""]
["Chopin Wind Project",1992,"59076","WT1",null,"WT","WND",null,"Wind",10,10,null,null,null,null,10,10,null,null,null,"Operating","Sep",2016,null,"Umapine and Athena, OR","Umatilla","OR","Y","Columbia","WECC","BayWa r.e.","Independent","PacifiCorp (PPA)",null,null,null,null,null,null,null,1,null,null,null,null,10,3.2,null,null,null,null,"PACW",null,null,null,null,null,null,null,null,null,null,null,null,null,null,1.1000000000000001,"(6) GE 1.7MW-103 WTG, 80m hub height, 103m rotor diameter. According to PPA, PAC waives claim to ownership of RECs.",{"$f":"VLOOKUP($B137,[2]!Table_intranet_power_vewProjectLatLongUrl[#Data],2,FALSE)","v":45.891813999999997},{"$f":"VLOOKUP($B137,[2]!Table_intranet_power_vewProjectLatLongUrl[#Data],3,FALSE)","v":-118.4719197},{"$f":"VLOOKUP($B137,[2]!Table_intranet_power_vewProjectLatLongUrl[#Data],4,FALSE)","v":"http://us.baywa-re.com/en/references/wind-projects/"},"2017-10-17T14:58:07",10,10,{"$f":"IF(OR(ISBLANK(J137),ISBLANK(R137),J137=0),VLOOKUP(IF(G137=\"WAT\",\"HY\",IF(G137=\"LFG\",\"LFG\",F137)),Acapability,4,FALSE),R137/J137)","v":0.32},{"$f":"IF(ISNUMBER(R137),R137,AVERAGE(BU137,BV137)*BW137)","v":3.2},null,"Y",null,null,"PNW East","WN_PNWE",null,1,null,0.05,null,1,null,"Y",null,{"$f":"IF($BZ137=\"Y\",A137,\"\")","v":"Chopin Wind Project"},"PNW East",{"$f":"IF(BZ137=\"N\",\"\",VLOOKUP($CD137,ATechDat,2,FALSE))","v":"Thr"},{"$f":"IF(BZ137=\"N\",\"\",VLOOKUP($CD137,ATechDat,3,FALSE))","v":"Wind"},10,"Sep-2016","Jan-2051",0,{"$f":"IF(BZ137=\"N\",\"\",VLOOKUP($CD137,ATechDat,4,FALSE))","v":"Wind"},{"$f":"IF(BZ137=\"N\",\"\",VLOOKUP($CD137,ATechDat,5,FALSE))","v":0},{"$f":"IF(BZ137=\"N\",\"\",VLOOKUP($CD137,ATechDat,6,FALSE))","v":0},{"$f":"IF(BZ137=\"N\",\"\",VLOOKUP($CD137,ATechDat,7,FALSE))","v":false},{"$f":"IF(BZ137=\"N\",\"\",VLOOKUP($CD137,ATechDat,8,FALSE))","v":"Cf WN PNWE"},{"$f":"IF(BZ137=\"N\",\"\",VLOOKUP($CD137,ATechDat,9,FALSE))","v":"WindB1"},{"$f":"IF(BZ137=\"N\",\"\",VLOOKUP($CD137,ATechDat,10,FALSE))","v":"Default"},{"$f":"IF(BZ137=\"N\",\"\",VLOOKUP($CD137,ATechDat,11,FALSE))","v":"Default"},{"$f":"IF(BZ137=\"N\",\"\",VLOOKUP($CD137,ATechDat,12,FALSE))","v":20},{"$f":"IF(BZ137=\"N\",\"\",VLOOKUP($CD137,ATechDat,13,FALSE))","v":"Flat"},{"$f":"IF(BZ137=\"N\",\"\",VLOOKUP($CD137,ATechDat,14,FALSE))","v":0},{"$f":"IF(BZ137=\"N\",\"\",VLOOKUP($CD137,ATechDat,15,FALSE))","v":1},{"$f":"IF(BZ137=\"N\",\"\",VLOOKUP($CD137,ATechDat,16,FALSE))","v":false},{"$f":"IF(BZ137=\"N\",\"\",VLOOKUP($CD137,ATechDat,17,FALSE))","v":true},{"$f":"IF(BZ137=\"N\",\"\",VLOOKUP($CD137,ATechDat,18,FALSE))","v":false},{"$f":"IF(BZ137=\"N\",\"\",VLOOKUP($CD137,ATechDat,19,FALSE))","v":false},{"$f":"IF(BZ137=\"N\",\"\",VLOOKUP($CD137,ATechDat,20,FALSE))","v":0},{"$f":"IF(BZ137=\"N\",\"\",VLOOKUP($CD137,ATechDat,21,FALSE))","v":0},{"$f":"IF(BZ137=\"N\",\"\",VLOOKUP($CD137,ATechDat,22,FALSE))","v":0},"",null,null,{"$f":"IF(BZ137=\"N\",\"\",CN137)","v":"Chopin Wind Project"},null,"Chopin Wind Project",0.14099999999999999,0.1095,0.1275,0.14399999999999999,0.1545,0.13500000000000001,0.1605,0.1605,0.18149999999999999,0.1605,0.16650000000000001,0.1605,2.82,2.19,2.5499999999999998,2.88,3.09,2.7,3.21,3.21,3.63,3.21,3.33,3.21]
["City of Albany (Vine Street WTP)",1092,null,null,11509,"Canal","WAT",null,"Hydro",0.5,null,0.8,null,null,null,null,null,0.31963470319634701,null,null,"Operating","Feb",2009,null,"Santiam - Albany Canal","Linn","OR","Y","Columbia","WECC","City of Albany","Municipal","PacifiCorp (PPA)",null,null,null,null,null,null,null,1,null,null,null,null,0.5,0.31963470319634701,null,null,null,null,null,null,null,null,0,0,null,null,null,null,null,null,null,null,null,null,"(1) 500kW turbine-generator. Original 1888 project retired in 1991. License to refurbish granted October 1998, expires September 2048. Renovation partly funded to the Oregon Energy Trust.",{"$f":"VLOOKUP($B138,[2]!Table_intranet_power_vewProjectLatLongUrl[#Data],2,FALSE)","v":0},{"$f":"VLOOKUP($B138,[2]!Table_intranet_power_vewProjectLatLongUrl[#Data],3,FALSE)","v":0},{"$f":"VLOOKUP($B138,[2]!Table_intranet_power_vewProjectLatLongUrl[#Data],4,FALSE)","v":0},"2010-06-22",0.5,0.8,0.63926940639269403,0.31963470319634701,null,"Y","Not accounted for in HydInd file",null,"PNW West","HY_West","n/a",1,null,1,null,1,null,"Y",null,"City of Albany (Vine Street WTP)","PNW West","Thr","Hyd",0.8,"Feb-2009","Jan-2051","n/a","Water",0,24,false,"Cf HY West","Zero","Expense","Default",50,"Flat",0,0,false,true,false,false,0,0,0,"",null,null,"City of Albany (Vine Street WTP)",null,"City of Albany (Vine Street WTP)",{"$f":"IF($BZ138=\"N\",\"\",IF(OR($I138<>\"Wind\",$I138<>\"Solar\",$I138<>\"Hydro\"),($CF138*$CH138*IF(ISBLANK($L138),IF(ISBLANK($O138),$J138,$O138),$L138))*VLOOKUP($CZ138,ASeasDist,DU$7,FALSE)*VLOOKUP($DE138,ASeasDist,DU$7),$J138*$CF138*$CH138))","v":0.26270142749243924},0.29132566760116324,0.39719359740522964,0.43351647174696323,0.41939304798732879,0.31394566104918487,0.3303070333238336,0.33792391278027284,0.37442418950455203,0.37605733418462561,0.356142415679436,0.3680975449220128,{"$f":"IF($BZ138=\"N\",\"\",IF(OR($I138<>\"Wind\",$I138<>\"Solar\",$I138<>\"Hydro\"),$CJ138*IF(ISBLANK($L138),IF(ISBLANK($O138),$J138,$O138),$L138),$J138)*(1-$CW138)*VLOOKUP($CZ138,ASeasDist,EG$7,FALSE)*VLOOKUP($DE138,ASeasDist,EG$7))","v":0.26270142749243924},0.29132566760116324,0.39719359740522964,0.43351647174696323,0.41939304798732879,0.31394566104918487,0.3303070333238336,0.33792391278027284,0.37442418950455203,0.37605733418462561,0.356142415679436,0.3680975449220128]
["City of Anacortes",1093,null,null,null,"IC","FO2",null,"Petroleum",1.75,null,null,null,1.75,1.75,null,null,null,null,null,"Operating",null,null,null,"Anacortes","Skagit","WA","Y","Puget Sound & Coastal","WECC","City of Anacortes","Municipal","Self-generation",null,null,null,null,null,null,null,1,null,null,null,null,1.75,1.6275000000000002,null,null,null,null,null,null,null,null,null,null,null,null,null,null,null,null,null,null,null,null,"1.75 MW IC unit at waste water treatment plant.",{"$f":"VLOOKUP($B139,[2]!Table_intranet_power_vewProjectLatLongUrl[#Data],2,FALSE)","v":0},{"$f":"VLOOKUP($B139,[2]!Table_intranet_power_vewProjectLatLongUrl[#Data],3,FALSE)","v":0},{"$f":"VLOOKUP($B139,[2]!Table_intranet_power_vewProjectLatLongUrl[#Data],4,FALSE)","v":0},"2014-01-30T10:46:13",1.75,1.75,0.93,1.6275000000000002,null,"N","100% Self-gen",null,null,null,null,null,null,null,null,null,null,null,null,"","","","","","","","","","","","","","","","","","","","","","","","","","","","",null,null,"",null,"","","","","","","","","","","","","","","","","","","","","","","","",""]
["City of Great Falls WWTP",1094,null,null,null,"ICCG","WG",null,"Biomass",0.5,null,null,null,0.5,0.5,null,null,null,null,null,"Operating",null,2005,null,"Great Falls","Cascade","MT","N","Missouri","WECC","City of Great Falls","Independent",null,null,null,null,null,null,null,null,1,null,null,null,null,0.5,0.4,"City of Great Falls WWTP","Wastewater treatment",null,null,null,null,null,null,null,null,null,null,null,null,null,null,null,null,null,null,"http://www.eea-inc.com/chpdata/States/MT.html.",{"$f":"VLOOKUP($B140,[2]!Table_intranet_power_vewProjectLatLongUrl[#Data],2,FALSE)","v":"47.490047"},{"$f":"VLOOKUP($B140,[2]!Table_intranet_power_vewProjectLatLongUrl[#Data],3,FALSE)","v":"-111.3138"},{"$f":"VLOOKUP($B140,[2]!Table_intranet_power_vewProjectLatLongUrl[#Data],4,FALSE)","v":0},"2014-01-30T10:46:22",0.5,0.5,0.8,0.4,null,"N","WWTP w/o contract",null,null,null,null,null,null,null,null,null,null,null,null,"","","","","",{"$f":"IF(BZ140=\"N\",\"\",IF(ISBLANK(V140),\"Dec\",V140)&\"-\"&IF(ISBLANK(W140),1980,W140))","v":""},{"$f":"IF(BZ140=\"N\",\"\",IF(U140=\"Retired\",X140,\"Jan-2051\"))","v":""},"","","","","","","","","","","","","","","","","","","","","",null,null,"",null,"","","","","","","","","","","","","","","","","","","","","","","","",""]
["City of Gresham WWTP",1095,null,null,null,"ICCG","WG",null,"Biomass",0.39500000000000002,null,null,null,0.39500000000000002,0.39500000000000002,null,null,null,null,null,"Operating",null,2000,null,"Gresham","Multnomah","OR","Y","Columbia","WECC","City of Gresham","Independent",null,null,null,null,null,null,null,null,1,null,null,null,null,0.39500000000000002,0.31600000000000006,"City of Gresham WWTP","Wastewater treatment",null,null,null,null,null,null,null,null,null,null,null,null,null,null,null,null,null,null,"395 kW GE reciprocating engine",{"$f":"VLOOKUP($B141,[2]!Table_intranet_power_vewProjectLatLongUrl[#Data],2,FALSE)","v":"45.546652"},{"$f":"VLOOKUP($B141,[2]!Table_intranet_power_vewProjectLatLongUrl[#Data],3,FALSE)","v":"-122.45893"},{"$f":"VLOOKUP($B141,[2]!Table_intranet_power_vewProjectLatLongUrl[#Data],4,FALSE)","v":"http://greshamoregon.gov/city/city-departments/environmental-services/wastewater-division/template.aspx?id=4330"},"2014-01-30T10:46:31",0.39500000000000002,0.39500000000000002,0.8,0.31600000000000006,null,"N","<0.5 MW",null,null,null,null,null,null,null,null,null,null,null,null,"","","","","","","","","","","","","","","","","","","","","","","","","","","","",null,null,"",null,"","","","","","","","","","","","","","","","","","","","","","","","",""]
["City of Helena WWTP",1096,null,null,null,"ICCG","WG",null,"Biomass",4.2999999999999997E-2,null,null,null,0,0,null,null,null,null,null,"Operating",null,1984,null,"Helena","Lewis & Clark","MT","Y","Missouri","WECC","City of Helena","Independent","NorthWestern",null,null,null,null,null,null,null,0.31,null,null,null,null,1.3329999999999998E-2,0,"City of Helena WWTP","Wastewater treatment",null,null,"NorthWestern",null,null,null,null,null,null,null,null,null,null,null,null,null,null,null,"Repowered 2009 with 43 kW Stirling reciprocating unit.",{"$f":"VLOOKUP($B142,[2]!Table_intranet_power_vewProjectLatLongUrl[#Data],2,FALSE)","v":"46.620298"},{"$f":"VLOOKUP($B142,[2]!Table_intranet_power_vewProjectLatLongUrl[#Data],3,FALSE)","v":"-112.002433"},{"$f":"VLOOKUP($B142,[2]!Table_intranet_power_vewProjectLatLongUrl[#Data],4,FALSE)","v":"http://www.ci.helena.mt.us/index.php?id=397"},"2009-08-27",0,0,0.8,0,null,"N","<0.5 MW",null,null,null,null,null,null,null,null,null,null,null,null,"","","","","","","","","","","","","","","","","","","","","","","","","","","","",null,null,"",null,"","","","","","","","","","","","","","","","","","","","","","","","",""]
["City of Medford WWTP",1097,null,null,null,"ICCG","WG",null,"Biomass",0.73,null,null,null,null,null,null,null,null,null,null,"Operating",null,1999,null,"Medford","Jackson","OR","Y","Puget Sound & Coastal","WECC","City of Medford","Independent",null,null,null,null,null,null,null,null,1,null,null,null,null,0.73,0.58399999999999996,"City of Medford WWTP","Wastewater treatment",null,null,null,null,null,null,null,null,null,null,null,null,null,null,null,null,null,null,null,{"$f":"VLOOKUP($B143,[2]!Table_intranet_power_vewProjectLatLongUrl[#Data],2,FALSE)","v":"42.435993"},{"$f":"VLOOKUP($B143,[2]!Table_intranet_power_vewProjectLatLongUrl[#Data],3,FALSE)","v":"-122.904072"},{"$f":"VLOOKUP($B143,[2]!Table_intranet_power_vewProjectLatLongUrl[#Data],4,FALSE)","v":"http://www.ci.medford.or.us/SectionIndex.asp?SectionID=32"},"2006-08-16",0.73,0.73,0.8,0.58399999999999996,null,"N","WWTP w/o contract",null,null,null,null,null,null,null,null,null,null,null,null,"","","","","","","","","","","","","","","","","","","","","","","","","","","","",null,null,"",null,"","","","","","","","","","","","","","","","","","","","","","","","",""]
["Clear Lake",1098,"814","1","None","Diversion","WAT",null,"Hydro",2.5,2.5,null,1.71,2.8,2.8,2.1,2.2000000000000002,null,null,null,"Operating","Dec",1937,null,"Snake R. (Off-stream)","Gooding","ID","Y","Columbia","WECC","Idaho Power Co.","IOU","Idaho Power Co.",null,null,null,null,null,null,null,1,null,null,null,null,2.5,1.1315499999999998,null,null,null,null,"IPC",null,null,null,null,null,null,1.85,1.86,1.8,1.88,1.9,1.41,1.94,1.79,1.9,"IPC Springs",{"$f":"VLOOKUP($B144,[2]!Table_intranet_power_vewProjectLatLongUrl[#Data],2,FALSE)","v":42.667009999999998},{"$f":"VLOOKUP($B144,[2]!Table_intranet_power_vewProjectLatLongUrl[#Data],3,FALSE)","v":-114.78012},{"$f":"VLOOKUP($B144,[2]!Table_intranet_power_vewProjectLatLongUrl[#Data],4,FALSE)","v":0},"2017-10-17T14:59:49",2.5,2.8,0.42699999999999999,1.1315499999999998,"Independent","N","Accounted for in HydInd file",null,null,null,null,null,null,null,null,null,null,null,null,"","","","","","","","","","","","","","","","","","","","","","","","","","","","",null,null,"",null,"","","","","","","","","","","","","","","","","","","","","","","","",""]
["Clearwater 1",1099,"3020","1","1927F","Storage w/Div","WAT",null,"Hydro",15,15,null,null,17.899999999999999,17.899999999999999,17.899999999999999,17.899999999999999,6.95,null,null,"Operating","Jun",1953,null,"Clearwater R.","Douglas","OR","Y","Puget Sound & Coastal","WECC","PacifiCorp","IOU","PacifiCorp",null,null,null,null,null,null,null,1,null,null,null,null,15,6.95,null,null,null,null,"PACW",5.5,5.6,2.1,1.72260273972603,1.5401826484018299,1.3,1.43,4.08,3.6,4.97,5.8,4.3099999999999996,4.71,3.6,4.5999999999999996,"(1) 15 MW vertical Francis turbine-generator. PacifiCorp North Umpqua project. Original license gtd Jan 1947; exp Jan 1997. Relicensed Nov 2003.",{"$f":"VLOOKUP($B145,[2]!Table_intranet_power_vewProjectLatLongUrl[#Data],2,FALSE)","v":"43.335612"},{"$f":"VLOOKUP($B145,[2]!Table_intranet_power_vewProjectLatLongUrl[#Data],3,FALSE)","v":"-122.783589"},{"$f":"VLOOKUP($B145,[2]!Table_intranet_power_vewProjectLatLongUrl[#Data],4,FALSE)","v":0},"2017-10-17T15:01:11",15,17.899999999999999,0.46333333333333332,6.95,"Independent","N","Accounted for in HydInd file",null,null,null,null,null,null,null,null,null,null,null,null,"","","","","","","","","","","","","","","","","","","","","","","","","","","","",null,null,"",null,"","","","","","","","","","","","","","","","","","","","","","","","",""]
["Clearwater 2",1100,"3021","1","1927E","Storage w/Div","WAT",null,"Hydro",26,26,null,null,31,31,31,31,7.54,null,null,"Operating","Nov",1953,null,"Clearwater R.","Douglas","OR","Y","Puget Sound & Coastal","WECC","PacifiCorp","IOU","PacifiCorp",null,null,null,null,null,null,null,1,null,null,null,null,26,7.54,null,null,null,null,"PACW",5.3,5.7,35.1,1.7535388127853899,1.56461187214612,1.6,1.46,4.79,3.4,6.43,6.2,4.5,5.12,3.67,5.2,"(1) 26 MW vertical Francis turbine-generator. PacifiCorp North Umpqua project. Original license gtd Jan 1947; exp Jan 1997. Relicensed Nov 2003.",{"$f":"VLOOKUP($B146,[2]!Table_intranet_power_vewProjectLatLongUrl[#Data],2,FALSE)","v":"43.267"},{"$f":"VLOOKUP($B146,[2]!Table_intranet_power_vewProjectLatLongUrl[#Data],3,FALSE)","v":"-122.409"},{"$f":"VLOOKUP($B146,[2]!Table_intranet_power_vewProjectLatLongUrl[#Data],4,FALSE)","v":0},"2017-10-17T15:01:33",26,31,0.28999999999999998,7.54,"Independent","N","Accounted for in HydInd file",null,null,null,null,null,null,null,null,null,null,null,null,"","","","","","","","","","","","","","","","","","","","","","","","","","","","",null,null,"",null,"","","","","","","","","","","","","","","","","","","","","","","","",""]
["Clearwater Hatchery (Dworshak)",1101,null,null,10819,"HY","WAT",null,"Hydro",2.9,null,3,null,3,3,null,null,1.81,null,null,"Operating",null,2000,null,"N.Fk. Clearwater R.","Clearwater","ID","Y","Columbia","WECC","ID Dept of Water Resources","Independent","BPA",null,null,null,null,null,null,null,1,null,null,null,null,2.9,1.81,null,null,null,null,"BPA",2,null,2,0.204223744292237,null,null,null,null,null,null,null,null,null,null,null,"2.5 MW turbine & a 0.4 MW turbine. License granted August 1998; expires July 2048.",{"$f":"VLOOKUP($B147,[2]!Table_intranet_power_vewProjectLatLongUrl[#Data],2,FALSE)","v":0},{"$f":"VLOOKUP($B147,[2]!Table_intranet_power_vewProjectLatLongUrl[#Data],3,FALSE)","v":0},{"$f":"VLOOKUP($B147,[2]!Table_intranet_power_vewProjectLatLongUrl[#Data],4,FALSE)","v":0},"2014-01-30T11:32:06",2.9,3,0.62413793103448278,1.81,null,"Y","Not accounted for in HydInd file",null,"PNW East","HY_East","n/a",1,null,1,null,1,null,null,null,"Clearwater Hatchery (Dworshak)","PNW East","Thr","Hyd",3,"Dec-2000","Jan-2051","n/a","Water",0,24,false,"Cf HY East","Zero","Expense","Default",50,"Flat",0,0,false,true,false,false,0,0,0,"",null,null,"Clearwater Hatchery (Dworshak)",null,"Clearwater Hatchery (Dworshak)",0.98031082179628504,1.2870830868573571,1.1445282420732241,1.4539264648384289,1.672830877503495,1.2910769533782389,1.5025331443758869,1.6232299759596658,2.1319185980025752,1.9814646795459869,1.984940756291754,1.793416557962169,0.98031082179628504,1.2870830868573571,1.1445282420732241,1.4539264648384289,1.672830877503495,1.2910769533782389,1.5025331443758869,1.6232299759596658,2.1319185980025752,1.9814646795459869,1.984940756291754,1.793416557962169]
["Clearwater Paper 1 - 4 (Potlatch Lewiston)",1449,"50637","GEN1,GEN2,GEN3,GEN4",null,"RB/STCG","BL","WW/NG","Biomass",113,113.8,75,null,55,55,54.5,68.099999999999994,null,null,null,"Operating","Jan",1950,null,"Lewiston","Nez Pierce","ID","Y","Columbia","WECC","Clearwater Paper","Independent","Avista Utilities (QF Jan 2013 - June 2018)",null,null,null,null,null,null,2018,1,null,null,null,null,{"$f":"AO148*J148","v":113},{"$f":"IF(ISNUMBER(R148),R148,BX148)*AO148","v":52},"Idaho Pulp & Paperboard Div.","Kraft pulp and paper mill",null,null,"Avista",36.200000000000003,49.7,58.5,57.162328767123299,54.6351598173516,51,47.91,51.34,49.76,50.67,48.1,47.88,43.36,46.22,47.6,"Unit 1 (1950) - 10 MW, Unit 2 (1977) - 9.2 MW, Unit 3 (1981) - 28.8 MW, Unit 4 (1991) - 65 MW. Formerly Potlatch Lewiston.  Unit 1 and 2 out-of-service, per WECC.",{"$f":"VLOOKUP($B148,[2]!Table_intranet_power_vewProjectLatLongUrl[#Data],2,FALSE)","v":"46.426"},{"$f":"VLOOKUP($B148,[2]!Table_intranet_power_vewProjectLatLongUrl[#Data],3,FALSE)","v":"-116.958"},{"$f":"VLOOKUP($B148,[2]!Table_intranet_power_vewProjectLatLongUrl[#Data],4,FALSE)","v":0},"2017-10-17T15:02:12",75,55,0.8,52,null,"Y",null,null,"PNW East","WWSTCG",8000,1,null,1,null,1,null,"Y",null,"Clearwater Paper 1 - 4 (Potlatch Lewiston)","PNW East","Thr","STCG",75,"Jan-1950","Jan-2051",8000,"Mill Residue",7.0000000000000007E-2,56,false,"MR 28d Flat","Bio1","Default","Default",30,"Flat",0,1,false,true,false,false,0,0,0,"",null,null,"Clearwater Paper 1 - 4 (Potlatch Lewiston)",null,"Clearwater Paper 1 - 4 (Potlatch Lewiston)",{"$f":"IF($BZ148=\"N\",\"\",IF(OR($I148<>\"Wind\",$I148<>\"Solar\",$I148<>\"Hydro\"),($CF148*$CH148*IF(ISBLANK($L148),IF(ISBLANK($O148),$J148,$O148),$L148))*VLOOKUP($CZ148,ASeasDist,DU$7,FALSE)*VLOOKUP($DE148,ASeasDist,DU$7),$J148*$CF148*$CH148))","v":67.808219178082197},67.808219178082197,67.808219178082197,67.808219178082197,67.808219178082197,67.808219178082197,67.808219178082197,67.808219178082197,67.808219178082197,67.808219178082197,67.808219178082197,67.808219178082197,{"$f":"IF($BZ148=\"N\",\"\",IF(OR($I148<>\"Wind\",$I148<>\"Solar\",$I148<>\"Hydro\"),$CJ148*IF(ISBLANK($L148),IF(ISBLANK($O148),$J148,$O148),$L148),$J148)*(1-$CW148)*VLOOKUP($CZ148,ASeasDist,EG$7,FALSE)*VLOOKUP($DE148,ASeasDist,EG$7))","v":63.061643835616444},63.061643835616444,63.061643835616444,63.061643835616444,63.061643835616444,63.061643835616444,63.061643835616444,63.061643835616444,63.061643835616444,63.061643835616444,63.061643835616444,63.061643835616444]
["Cline Falls",1102,"6482","1","None","Diversion","WAT",null,"Hydro",1,1,null,null,1,1,1.1000000000000001,1.1000000000000001,null,null,null,"Retired","May",1943,2013,"Deschutes R.","Deschutes","OR","Y","Columbia","WECC","PacifiCorp","IOU","PacifiCorp",null,null,null,null,null,null,null,null,null,null,null,null,{"$f":"AO149*J149","v":0},{"$f":"IF(ISNUMBER(R149),R149,BX149)*AO149","v":0},null,null,null,null,"PACW",0.2,0.2,0.1,4.5890410958904101E-2,4.81735159817352E-2,null,0,0,0,0,0,0,0,null,null,"PAC minor",{"$f":"VLOOKUP($B149,[2]!Table_intranet_power_vewProjectLatLongUrl[#Data],2,FALSE)","v":44.277799999999999},{"$f":"VLOOKUP($B149,[2]!Table_intranet_power_vewProjectLatLongUrl[#Data],3,FALSE)","v":-121.2564},{"$f":"VLOOKUP($B149,[2]!Table_intranet_power_vewProjectLatLongUrl[#Data],4,FALSE)","v":0},"2017-10-17T15:03:06",1,1,0.42699999999999999,0.42699999999999999,null,"N","Retired as of 2013",null,null,null,null,null,null,null,null,null,null,null,null,"","","","","","","","","","","","","","","","","","","","","","","","","","","","",null,null,"",null,"","","","","","","","","","","","","","","","","","","","","","","","",""]
["Coastal Energy",1917,"57756","1",null,"WT","WND",null,"Wind",6,6,null,null,null,null,6,6,1.3859999999999999,null,null,"Operating","Jun",2010,null,"Grayland","Grays Harbor","WA","Y","Puget Sound & Coastal","WECC","Coastal Community Action Program","Independent","Grays Harbor PUD (June 2010 - June 2030)",null,null,null,null,null,null,2030,1,null,null,null,null,{"$f":"AO150*J150","v":6},{"$f":"IF(ISNUMBER(R150),R150,BX150)*AO150","v":1.3859999999999999},null,null,null,null,"BPA",null,null,null,null,null,null,null,null,null,1.38,1.7,1.36,1.86,1.47,1.6,"(4) GE 1.5 MW WTG.",{"$f":"VLOOKUP($B150,[2]!Table_intranet_power_vewProjectLatLongUrl[#Data],2,FALSE)","v":"46.793272"},{"$f":"VLOOKUP($B150,[2]!Table_intranet_power_vewProjectLatLongUrl[#Data],3,FALSE)","v":"-124.065341"},{"$f":"VLOOKUP($B150,[2]!Table_intranet_power_vewProjectLatLongUrl[#Data],4,FALSE)","v":"http://en.openei.org/wiki/Coastal_Energy_(CCAP)"},"2017-10-17T15:03:24",6,6,0.23099999999999998,1.3859999999999999,null,"Y",null,"100% PNW PPA","PNW West","WN_PNWW","n/a",1,null,0.05,null,1,null,"Y",null,"Coastal Energy","PNW West","Thr","Wind",6,"Jun-2010","Jan-2051","n/a","Wind",0,0,false,"Cf WN PNWE","WindB1","Default","Default",20,"Flat",0,1,false,true,false,false,0,0,0,"100% PNW PPA",null,null,"Coastal Energy",null,"Coastal Energy",8.4600000000000009E-2,6.5700000000000008E-2,7.6500000000000012E-2,8.6400000000000005E-2,9.2700000000000018E-2,8.1000000000000016E-2,9.6300000000000011E-2,9.6300000000000011E-2,0.10890000000000001,9.6300000000000011E-2,9.9900000000000017E-2,9.6300000000000011E-2,1.6919999999999997,1.3140000000000001,1.53,1.7279999999999998,1.8540000000000001,1.62,1.9260000000000002,1.9260000000000002,2.1779999999999999,1.9260000000000002,1.9980000000000002,1.9260000000000002]
["Cochrane 1 & 2",1103,"2182","COC1,COC2","2188C","ROR","WAT",null,"Hydro",69,60.4,null,null,64,64,64,64,33.878999999999998,null,null,"Operating","Jul",1958,null,"Missouri R.","Cascade","MT","N","Missouri","WECC","Northwestern Energy purchased from PPL Montana, finalized Nov. 2014.","IOU","Northwestern Energy",null,null,null,null,null,null,null,0.31,null,null,null,null,{"$f":"AO151*J151","v":21.39},{"$f":"IF(ISNUMBER(R151),R151,BX151)*AO151","v":10.50249},null,null,null,null,"NorthWestern",null,null,null,null,null,null,30.9,34.06,33.9,32.53,26,26.17,27.91,29.75,26.7,"Original License granted April 1956; expired November 1994.",{"$f":"VLOOKUP($B151,[2]!Table_intranet_power_vewProjectLatLongUrl[#Data],2,FALSE)","v":"47.554"},{"$f":"VLOOKUP($B151,[2]!Table_intranet_power_vewProjectLatLongUrl[#Data],3,FALSE)","v":"-111.148"},{"$f":"VLOOKUP($B151,[2]!Table_intranet_power_vewProjectLatLongUrl[#Data],4,FALSE)","v":"http://www.northwesternenergy.com/our-company/hydroelectric-facilities"},"2017-10-17T15:03:53",{"$f":"IF(OR(I151=\"Wind\",I151=\"Solar\",I151=\"Hydro\"),J151,IF(ISNUMBER(L151),L151,IF(ISNUMBER(O151), O151, IF(ISNUMBER(Q151),Q151,J151))))","v":69},64,{"$f":"IF(OR(ISBLANK(J151),ISBLANK(R151),J151=0),VLOOKUP(IF(G151=\"WAT\",\"HY\",IF(G151=\"LFG\",\"LFG\",F151)),Acapability,4,FALSE),R151/J151)","v":0.49099999999999999},33.878999999999998,null,"Y","Not accounted for in HydInd file","100% PNW Utility Owner","PNW East","HY_Missouri","n/a",0.31,"NorthWestern",1,null,0.31,"NorthWestern",null,null,"Cochrane 1 & 2","PNW East","Thr","Hyd",19.84,"Jul-1958","Jan-2051","n/a","Water",0,24,false,"Cf HY Missouri","Zero","Expense","Default",50,"Flat",0,0,false,true,false,false,0,0,0,"100% PNW Utility Owner",null,null,"Cochrane 1 & 2",null,"Cochrane 1 & 2",10.299997936977048,10.977920613219792,11.812886832584727,12.494751508219116,12.524742871863554,12.200096804851064,12.332274023621082,13.372541734341267,15.552581096105992,21.38212294002442,15.561358041638542,11.061613572516062,10.299997936977048,10.977920613219792,11.812886832584727,12.494751508219116,12.524742871863554,12.200096804851064,12.332274023621082,13.372541734341267,15.552581096105992,21.38212294002442,15.561358041638542,11.061613572516062]
["Coffin Butte 1 - 5",1104,"7725","1,2,3,4,5",null,"IC","LFG",null,"Biomass",5.2,5.6,5.3,5.58,5.4,5.4,5.4,5.4,null,null,null,"Operating","May",1995,null,"Coffin Butte Landfill","Benton","OR","Y","Columbia","WECC","Power Resources Cooperative","Coop","Portland General Electric (15 yr PURPA agreement beg October 2012)",null,null,null,null,null,null,2027,1,0,0,0,0,5.2,4.0124999999999993,null,null,null,null,"BPA",null,null,null,null,null,2.2999999999999998,5.1100000000000003,4.9000000000000004,4.8,5.15,5,4.84,4.83,5,5.0999999999999996,"Units 1 - 3 Caterpillar 3516 engines. Units 4 & 5 1.6 MW Caterpillar 3520 engines (Oct 2007 service).",{"$f":"VLOOKUP($B152,[2]!Table_intranet_power_vewProjectLatLongUrl[#Data],2,FALSE)","v":"44.697279"},{"$f":"VLOOKUP($B152,[2]!Table_intranet_power_vewProjectLatLongUrl[#Data],3,FALSE)","v":"-123.223496"},{"$f":"VLOOKUP($B152,[2]!Table_intranet_power_vewProjectLatLongUrl[#Data],4,FALSE)","v":"http://www.pngc.com/future/coffin_butte.aspx"},"2017-10-17T15:04:41",5.3,5.4,0.75,4.0124999999999993,null,"Y",null,null,"PNW West","BGIC",11900,1,null,1,null,1,null,"Y",null,"Coffin Butte 1 - 5","PNW West","Thr","IC",5.3,"May-1995","Jan-2051",11900,"Zero-cost Biofuel",4.7E-2,56,false,"MR 7d Flat","Landfill","Default","Default",20,"Flat",0,1,false,true,false,false,0,0,0,"",null,null,"Coffin Butte 1 - 5",null,"Coffin Butte 1 - 5",5.0967123287671212,5.0967123287671212,5.0967123287671212,5.0967123287671212,5.0967123287671212,5.0967123287671212,5.0967123287671212,5.0967123287671212,5.0967123287671212,5.0967123287671212,5.0967123287671212,5.0967123287671212,4.8571668493150657,4.8571668493150657,4.8571668493150657,4.8571668493150657,4.8571668493150657,4.8571668493150657,4.8571668493150657,4.8571668493150657,4.8571668493150657,4.8571668493150657,4.8571668493150657,4.8571668493150657]
["Cogen II (D.R. Johnson) 1 & 2",1105,"50993","GEN1",null,"STCG","NG","WW","Natural gas",7.5,7.5,7.5,null,7.5,7.5,7.8,7.3,null,null,null,"Operating","Oct",1987,null,"Riddle","Douglas","OR","Y","Puget Sound & Coastal","WECC","Cogen II, LLC","Independent","PacifiCorp (QF)",null,null,null,null,null,null,null,1,null,null,null,null,7.5,6,"D. R. Johnson Lumber Co. - Riddle","Lumber & wood products","Williams Northwest",null,"PACW",null,null,null,null,2.4109589041095898,2.2999999999999998,7.52,6.48,0,0,0,0,0,0,0,null,{"$f":"VLOOKUP($B153,[2]!Table_intranet_power_vewProjectLatLongUrl[#Data],2,FALSE)","v":42.961126},{"$f":"VLOOKUP($B153,[2]!Table_intranet_power_vewProjectLatLongUrl[#Data],3,FALSE)","v":-123.359138},{"$f":"VLOOKUP($B153,[2]!Table_intranet_power_vewProjectLatLongUrl[#Data],4,FALSE)","v":0},"2017-10-17T15:05:26",7.5,7.5,0.8,6,null,"Y",null,null,"PNW West","NGSTCG_PNWW",8000,1,null,1,null,1,null,"Y",null,"Cogen II (D.R. Johnson) 1 & 2","PNW West","Thr","STCG",7.5,"Oct-1987","Jan-2051",8000,"PNW W. gas",7.0000000000000007E-2,56,false,"MR 28d Flat","Cogen1","Default","Default",30,"Flat",0,1,false,true,false,false,0,0,0,"",null,null,"Cogen II (D.R. Johnson) 1 & 2",null,"Cogen II (D.R. Johnson) 1 & 2",6.7808219178082201,6.7808219178082201,6.7808219178082201,6.7808219178082201,6.7808219178082201,6.7808219178082201,6.7808219178082201,6.7808219178082201,6.7808219178082201,6.7808219178082201,6.7808219178082201,6.7808219178082201,6.3061643835616437,6.3061643835616437,6.3061643835616437,6.3061643835616437,6.3061643835616437,6.3061643835616437,6.3061643835616437,6.3061643835616437,6.3061643835616437,6.3061643835616437,6.3061643835616437,6.3061643835616437]
["Cold Springs (Mountain Air Wind Park)",2044,"57431","1",null,"WT","WND",null,"Wind",23,23,null,0,null,null,23,23,null,null,null,"Operating","Dec",2012,null,"Mountain Home","Elmore","ID","Y","Columbia","WECC","Terna Energy","Independent","QF PPA to IPC (Dec 2012 - Dec 2032)",null,null,null,null,null,null,2032,1,null,null,null,null,23,7.36,null,null,null,null,"IPC",null,null,null,null,null,null,null,null,null,null,1.4,5.59,6.14,5.0599999999999996,6.1,"(10) Siemens SWT 2.3-101 MW.  Mtn Air Wind Park (six projects for total 138 MW) started testing operation in September 2012.",{"$f":"VLOOKUP($B154,[2]!Table_intranet_power_vewProjectLatLongUrl[#Data],2,FALSE)","v":"43.026"},{"$f":"VLOOKUP($B154,[2]!Table_intranet_power_vewProjectLatLongUrl[#Data],3,FALSE)","v":"-115.395"},{"$f":"VLOOKUP($B154,[2]!Table_intranet_power_vewProjectLatLongUrl[#Data],4,FALSE)","v":"http://www.rnp.org/node/mtn-air-cold-springs-windfarm"},"2017-10-17T15:06:54",23,23,0.32,7.36,null,"Y",null,"100% PNW PPA","PNW East","WN_PNWE","n/a",1,null,0.05,null,1,null,"Y",null,"Cold Springs (Mountain Air Wind Park)","PNW East","Thr","Wind",23,"Dec-2012","Jan-2051","n/a","Wind",0,0,false,"Cf WN PNWE","WindB1","Default","Default",20,"Flat",0,1,false,true,false,false,0,0,0,"100% PNW PPA",null,null,"Cold Springs (Mountain Air Wind Park)",null,{"$f":"CN154","v":"Cold Springs (Mountain Air Wind Park)"},0.32430000000000003,0.25185000000000002,0.29325000000000007,0.33119999999999999,0.35535000000000005,0.31050000000000005,0.36915000000000003,0.36915000000000003,0.41745000000000004,0.36915000000000003,0.38295000000000007,0.36915000000000003,6.4859999999999998,5.0369999999999999,5.8650000000000002,6.6239999999999997,7.1070000000000002,6.2100000000000009,7.383,7.383,8.3490000000000002,7.383,7.6590000000000007,7.383]
["Collier Solar",2177,"60976","PV1",null,"PV","SOL",null,"Solar",9.9,9.9,null,null,null,null,9.9,9.9,null,null,null,"Operating","Dec",2016,null,"Bend","Deschutes","OR","Y","Columbia","WECC","Pine Gate Renewables","Independent","PPA w/ PacifiCorp for 20 years ",null,null,null,null,null,null,2036,1,null,null,null,null,9.9,null,null,null,null,null,"PACE",null,null,null,null,null,null,null,null,null,null,null,null,null,null,null,"http://edocs.puc.state.or.us/efdocs/RPA/re142rpa114740.pdf",null,null,null,"2017-12-20T12:51:54",9.9,9.9,{"$f":"IF(OR(ISBLANK(J155),ISBLANK(R155),J155=0),VLOOKUP(IF(G155=\"WAT\",\"HY\",IF(G155=\"LFG\",\"LFG\",F155)),Acapability,4,FALSE),R155/J155)","v":0.254},2.5146000000000002,null,"Y",null,"100% PNW PPA","PNW East","PV",null,1,null,0.75,null,1,null,"Y",null,"Collier Solar","PNW East",{"$f":"IF(BZ155=\"N\",\"\",VLOOKUP($CD155,ATechDat,2,FALSE))","v":"Thr"},{"$f":"IF(BZ155=\"N\",\"\",VLOOKUP($CD155,ATechDat,3,FALSE))","v":"PV"},7.4250000000000007,"Dec-2016","Jan-2051",0,{"$f":"IF(BZ155=\"N\",\"\",VLOOKUP($CD155,ATechDat,4,FALSE))","v":"Solar"},{"$f":"IF(BZ155=\"N\",\"\",VLOOKUP($CD155,ATechDat,5,FALSE))","v":0},{"$f":"IF(BZ155=\"N\",\"\",VLOOKUP($CD155,ATechDat,6,FALSE))","v":0},{"$f":"IF(BZ155=\"N\",\"\",VLOOKUP($CD155,ATechDat,7,FALSE))","v":false},{"$f":"IF(BZ155=\"N\",\"\",VLOOKUP($CD155,ATechDat,8,FALSE))","v":"Cf PV"},{"$f":"IF(BZ155=\"N\",\"\",VLOOKUP($CD155,ATechDat,9,FALSE))","v":"SolarPV"},{"$f":"IF(BZ155=\"N\",\"\",VLOOKUP($CD155,ATechDat,10,FALSE))","v":"Default"},{"$f":"IF(BZ155=\"N\",\"\",VLOOKUP($CD155,ATechDat,11,FALSE))","v":"Default"},{"$f":"IF(BZ155=\"N\",\"\",VLOOKUP($CD155,ATechDat,12,FALSE))","v":30},{"$f":"IF(BZ155=\"N\",\"\",VLOOKUP($CD155,ATechDat,13,FALSE))","v":"Flat"},{"$f":"IF(BZ155=\"N\",\"\",VLOOKUP($CD155,ATechDat,14,FALSE))","v":0},{"$f":"IF(BZ155=\"N\",\"\",VLOOKUP($CD155,ATechDat,15,FALSE))","v":1},{"$f":"IF(BZ155=\"N\",\"\",VLOOKUP($CD155,ATechDat,16,FALSE))","v":false},{"$f":"IF(BZ155=\"N\",\"\",VLOOKUP($CD155,ATechDat,17,FALSE))","v":true},{"$f":"IF(BZ155=\"N\",\"\",VLOOKUP($CD155,ATechDat,18,FALSE))","v":false},{"$f":"IF(BZ155=\"N\",\"\",VLOOKUP($CD155,ATechDat,19,FALSE))","v":false},{"$f":"IF(BZ155=\"N\",\"\",VLOOKUP($CD155,ATechDat,20,FALSE))","v":0},{"$f":"IF(BZ155=\"N\",\"\",VLOOKUP($CD155,ATechDat,21,FALSE))","v":0},{"$f":"IF(BZ155=\"N\",\"\",VLOOKUP($CD155,ATechDat,22,FALSE))","v":0},"100% PNW PPA",null,null,"Collier Solar",null,{"$f":"CN155","v":"Collier Solar"},2.1955370249321637,1.4260352127915912,0.65948262750926878,0.54517233602724502,0.62619523600311988,1.0580051470027274,1.6921522403554454,2.0062179444200705,2.6174239201296849,2.8731170780583386,2.9646520634281397,2.6546983622559628,2.9273826999095514,1.9013802837221216,0.87931017001235834,0.72689644803632669,0.8349269813374931,1.4106735293369697,2.2562029871405938,2.6749572592267605,3.4898985601729131,3.8308227707444509,3.9528694179041861,3.5395978163412836]
["Collins Wood Products",1106,null,null,null,"STCG","WW",null,"Biomass",7.5,null,null,null,null,null,null,null,null,null,null,"Idle",null,null,null,"Klamath Falls","Klamath","OR","Y","Puget Sound & Coastal","WECC","Collins Wood Products","Independent","Idle",null,null,null,null,null,null,null,0,null,null,null,null,0,0,"Collins Wood Products","Defibrated wood and board mills",null,null,null,null,null,null,0,0,null,null,null,null,null,null,null,null,null,null,"Steam load by Klamath Cogen 6/2001",{"$f":"VLOOKUP($B156,[2]!Table_intranet_power_vewProjectLatLongUrl[#Data],2,FALSE)","v":0},{"$f":"VLOOKUP($B156,[2]!Table_intranet_power_vewProjectLatLongUrl[#Data],3,FALSE)","v":0},{"$f":"VLOOKUP($B156,[2]!Table_intranet_power_vewProjectLatLongUrl[#Data],4,FALSE)","v":0},null,7.5,7.5,0.8,6,null,"N","Idle",null,null,null,null,null,null,null,null,null,null,null,null,"","","","","","","","","","","","","","","","","","","","","","","","","","","","",null,null,"",null,"","","","","","","","","","","","","","","","","","","","","","","","",""]
["Colstrip 1",1107,"6076","1",null,"ST","COL",null,"Coal",358.4,358,308,null,307,307,307,307,null,null,null,"Operating","Nov",1975,2022,"Colstrip","Rosebud","MT","N","Missouri","WECC","Talen Energy Corp (formerly PPL Montana) (50%); PSE (50%)","IOU/Independent","Puget Sound Energy (50%), Talen Energy system sales (50%)",28.95,2.9,10855,229,1.96,1.72,"n/a",0.5,0.5,0,0,0,179.2,132.22499999999999,null,null,null,null,"NorthWestern (Talen Energy share), PSE (share)",1585.3,1707.3,1772.7,1853.97066210046,1685.4736301369901,1808.2,1836.39,1501.7,1850.67,1486.9,1398.5,1454.09,1567.34,1694.55,1525,"One 358.4 MW STG. Ownership per P. Cartwright 4/6/01.",{"$f":"VLOOKUP($B157,[2]!Table_intranet_power_vewProjectLatLongUrl[#Data],2,FALSE)","v":"45.884204"},{"$f":"VLOOKUP($B157,[2]!Table_intranet_power_vewProjectLatLongUrl[#Data],3,FALSE)","v":"-106.612002"},{"$f":"VLOOKUP($B157,[2]!Table_intranet_power_vewProjectLatLongUrl[#Data],4,FALSE)","v":"http://www.pplmontana.com/producing+power/power+plants/Colstrip.htm"},"2017-10-17T15:07:57",308,307,0.86,264.45,null,"Y",null,"50% PPL MT system sales","PNW East","CLST_EMT",11170,0.5,"PPLMT Sys sales",1,null,0.5,"PPLMT Sys sales",null,null,"Colstrip 1","PNW East","Thr","Coal",154,"Nov-1975","Jan-2051",11170,"MT coal",6.7000000000000004E-2,40,true,"MR 35d Winter Pk_Hydro","Col1","Default","Default",30,"Flat",0,0,false,true,false,false,0,0,0,"50% PPL MT system sales",null,null,"Colstrip 1",null,"Colstrip 1",154,147.55616438356162,147.55616438356162,154,154,154,150.7780821917809,147.55616438356162,147.55616438356162,147.55616438356162,154,154,143.68200000000002,137.66990136986303,137.66990136986303,143.68200000000002,143.68200000000002,143.68200000000002,140.67595068493159,137.66990136986303,137.66990136986303,137.66990136986303,143.68200000000002,143.68200000000002]
["Colstrip 2",1108,"6076","2",null,"ST","COL",null,"Coal",358.4,358,308,null,307,307,307,307,null,null,null,"Operating","Aug",1976,2022,"Colstrip","Rosebud","MT","N","Missouri","WECC","Talen Energy Corp (formerly PPL Montana) (50%); PSE (50%)","IOU/Independent","Puget Sound Energy (50%), Talen Energy system sales (50%)",28.95,2.9,11020,229,1.96,1.72,"n/a",0.5,0.5,0,0,0,179.2,132.22499999999999,null,null,null,null,"NorthWestern (Talen Energy share), PSE (share)",null,null,null,null,null,null,null,null,null,null,null,null,null,null,null,"One 358.4 MW STG. Ownership per P. Cartwright 4/6/01.",{"$f":"VLOOKUP($B158,[2]!Table_intranet_power_vewProjectLatLongUrl[#Data],2,FALSE)","v":"45.884204"},{"$f":"VLOOKUP($B158,[2]!Table_intranet_power_vewProjectLatLongUrl[#Data],3,FALSE)","v":"-106.612002"},{"$f":"VLOOKUP($B158,[2]!Table_intranet_power_vewProjectLatLongUrl[#Data],4,FALSE)","v":"http://www.pplmontana.com/producing+power/power+plants/Colstrip.htm"},"2017-10-17T15:08:00",308,307,0.86,264.45,null,"Y",null,"50% PPL MT system sales","PNW East","CLST_EMT",11170,0.5,"PPLMT Sys sales",1,null,0.5,"PPLMT Sys sales",null,null,"Colstrip 2","PNW East","Thr","Coal",154,"Aug-1976","Jan-2051",11170,"MT coal",6.7000000000000004E-2,40,true,"MR 35d Winter Pk_Hydro","Col1","Default","Default",30,"Flat",0,0,false,true,false,false,0,0,0,"50% PPL MT system sales",null,null,"Colstrip 2",null,"Colstrip 2",{"$f":"IF($BZ158=\"N\",\"\",IF(OR($I158<>\"Wind\",$I158<>\"Solar\",$I158<>\"Hydro\"),($CF158*$CH158*IF(ISBLANK($L158),IF(ISBLANK($O158),$J158,$O158),$L158))*VLOOKUP($CZ158,ASeasDist,DU$7,FALSE)*VLOOKUP($DE158,ASeasDist,DU$7),$J158*$CF158*$CH158))","v":154},147.55616438356162,147.55616438356162,154,154,154,150.7780821917809,147.55616438356162,147.55616438356162,147.55616438356162,154,154,{"$f":"IF($BZ158=\"N\",\"\",IF(OR($I158<>\"Wind\",$I158<>\"Solar\",$I158<>\"Hydro\"),$CJ158*IF(ISBLANK($L158),IF(ISBLANK($O158),$J158,$O158),$L158),$J158)*(1-$CW158)*VLOOKUP($CZ158,ASeasDist,EG$7,FALSE)*VLOOKUP($DE158,ASeasDist,EG$7))","v":143.68200000000002},137.66990136986303,137.66990136986303,143.68200000000002,143.68200000000002,143.68200000000002,140.67595068493159,137.66990136986303,137.66990136986303,137.66990136986303,143.68200000000002,143.68200000000002]
["Colstrip 3",1109,"6076","3",null,"ST","COL",null,"Coal",778,778,740,null,740,740,740,740,null,null,null,"Operating","Jan",1984,null,"Colstrip","Rosebud","MT","N","Missouri","WECC","Talen Energy Corp (formerly PPL Montana) (30%); PSE (25%); PGE (20%), Avista (15%); PacifiCorp (10%)","IOU/Independent","Puget Sound Energy (25%), Portland General Electric (20%), Avista (15%), PacifiCorp (10%), Talen Energy system sales (30%)",28.95,2.9,10566,89,1.96,0.23,"n/a",0.7,0,0,0,0,544.59999999999991,445.47999999999996,null,null,null,null,"Avista, NorthWestern (Talen Energy share), PACW (share), PGE (share), PSE (share)",null,null,null,null,null,null,null,null,null,null,null,null,null,null,null,"One 778.0 MW STG. Ownership per P. Cartwright 4/6/01.",{"$f":"VLOOKUP($B159,[2]!Table_intranet_power_vewProjectLatLongUrl[#Data],2,FALSE)","v":"45.884204"},{"$f":"VLOOKUP($B159,[2]!Table_intranet_power_vewProjectLatLongUrl[#Data],3,FALSE)","v":"-106.612002"},{"$f":"VLOOKUP($B159,[2]!Table_intranet_power_vewProjectLatLongUrl[#Data],4,FALSE)","v":"http://www.pplmontana.com/producing+power/power+plants/Colstrip.htm"},"2017-10-17T15:08:03",740,740,0.86,636.4,null,"Y",null,"30% PPL MT system sales","PNW East","CLST_EMT",10870,0.7,"PPLMT Sys sales",1,null,0.7,"PPLMT Sys sales",null,null,"Colstrip 3","PNW East","Thr","Coal",518,"Jan-1984","Jan-2051",10870,"MT coal",6.7000000000000004E-2,40,true,"MR 35d Winter Pk_Hydro","Col1","Default","Default",30,"Flat",0,0,false,true,false,false,0,0,0,"30% PPL MT system sales",null,null,"Colstrip 3",null,"Colstrip 3",518,496.32528019925275,496.32528019925275,518,518,518,507.16264009962663,496.32528019925275,496.32528019925275,496.32528019925275,518,518,483.29400000000004,463.07148642590283,463.07148642590283,483.29400000000004,483.29400000000004,483.29400000000004,473.18274321295166,463.07148642590283,463.07148642590283,463.07148642590283,483.29400000000004,483.29400000000004]
["Colstrip 4",1110,"6076","4",null,"ST","COL",null,"Coal",778,778,740,null,740,740,740,740,null,null,null,"Operating","Apr",1986,null,"Colstrip","Rosebud","MT","N","Missouri","WECC","NorthWestern (30%); PSE (25%); PGE (20%), Avista (15%); PacifiCorp (10%)","IOU/Independent","Puget Sound Energy (25%), Portland General Electric (20%), Avista (15%), PacifiCorp (10%), NorthWestern (90 MW through 2018; 21 MW through July 2014) NWE balance to 3rd parties. All NW Corp 30% to NWE ratebase Jan 2011.",28.95,2.9,10692,89,1.96,0.23,null,0.92,null,null,null,null,715.76,585.48800000000006,null,null,null,null,"Avista, NorthWestern, PACW, PGE, PSE",null,null,null,null,null,null,null,null,null,null,null,null,null,null,null,"One 778.0 MW STG.",{"$f":"VLOOKUP($B160,[2]!Table_intranet_power_vewProjectLatLongUrl[#Data],2,FALSE)","v":"45.884204"},{"$f":"VLOOKUP($B160,[2]!Table_intranet_power_vewProjectLatLongUrl[#Data],3,FALSE)","v":"-106.612002"},{"$f":"VLOOKUP($B160,[2]!Table_intranet_power_vewProjectLatLongUrl[#Data],4,FALSE)","v":"http://www.pplweb.com/ppl+generation/coal+plants/colstrip.htm"},"2017-10-17T15:08:05",740,740,0.86,636.4,null,"Y",null,null,"PNW East","CLST_EMT",10870,0.92,"NorthWestern",1,null,0.92,"NorthWestern",null,null,"Colstrip 4","PNW East","Thr","Coal",680.80000000000007,"Apr-1986","Jan-2051",10870,"MT coal",6.7000000000000004E-2,40,true,"MR 35d Winter Pk_Hydro","Col1","Default","Default",30,"Flat",0,0,false,true,false,false,0,0,0,"",null,null,"Colstrip 4",null,"Colstrip 4",680.80000000000007,652.31322540473229,652.31322540473229,680.80000000000007,680.80000000000007,680.80000000000007,666.55661270236646,652.31322540473229,652.31322540473229,652.31322540473229,680.80000000000007,680.80000000000007,635.18640000000005,608.60823930261517,608.60823930261517,635.18640000000005,635.18640000000005,635.18640000000005,621.89731965130795,608.60823930261517,608.60823930261517,608.60823930261517,635.18640000000005,635.18640000000005]
["Columbia Blvd Wastewater Treatment Plant",1111,null,null,null,"ICCG","WG",null,"Biomass",1.7,null,1.7,null,1.7,1.7,null,null,null,null,null,"Operating","Jun",2008,null,"Portland","Multnomah","OR","Y","Columbia","WECC","City of Portland","Independent","Listed NUG per 2009 White Book",null,null,null,null,null,null,null,1,null,null,null,null,1.7,1.36,"Columbia Blvd WWTP","WWTP digestors",null,null,null,null,null,null,null,null,null,null,null,null,null,null,null,null,null,null,"(2) 850 kW reciprocating engines. Also, (4) 30kW microturbines installed in 2001.",{"$f":"VLOOKUP($B161,[2]!Table_intranet_power_vewProjectLatLongUrl[#Data],2,FALSE)","v":"45.596391"},{"$f":"VLOOKUP($B161,[2]!Table_intranet_power_vewProjectLatLongUrl[#Data],3,FALSE)","v":"-122.720041"},{"$f":"VLOOKUP($B161,[2]!Table_intranet_power_vewProjectLatLongUrl[#Data],4,FALSE)","v":"http://brownfield.org/bes/index.cfm?a=40645&c=31031"},"2014-01-30T11:35:11",1.7,1.7,0.8,1.36,null,"Y",null,null,"PNWW","BGIC",9700,1,null,1,null,1,null,null,null,"Columbia Blvd Wastewater Treatment Plant","PNWW","Thr","IC",1.7,"Jun-2008","Jan-2051",9700,"Zero-cost Biofuel",4.7E-2,56,false,"MR 7d Flat","Landfill","Default","Default",20,"Flat",0,1,false,true,false,false,0,0,0,"",null,null,"Columbia Blvd Wastewater Treatment Plant",null,"Columbia Blvd Wastewater Treatment Plant",1.6347945205479444,1.6347945205479444,1.6347945205479444,1.6347945205479444,1.6347945205479444,1.6347945205479444,1.6347945205479444,1.6347945205479444,1.6347945205479444,1.6347945205479444,1.6347945205479444,1.6347945205479444,1.5579591780821911,1.5579591780821911,1.5579591780821911,1.5579591780821911,1.5579591780821911,1.5579591780821911,1.5579591780821911,1.5579591780821911,1.5579591780821911,1.5579591780821911,1.5579591780821911,1.5579591780821911]
["Columbia Generating Station",1112,"371","2",null,"NB","UR",null,"Uranium",1200,1200,1150,null,1130,1145,1160,1169,null,null,null,"Operating","Dec",1984,null,"Hanford","Benton","WA","Y","Columbia","WECC","Energy Northwest","JOA","BPA",327.19,0.88,10400,46,"n/a","n/a",null,1,null,null,null,null,1200,1026,null,null,null,null,"BPA",1032.9000000000001,869.3,1022.5,940.89874429223698,1064.8718036529699,925.6,1056.2,757.31,1054.92,548.66,1065.5,965.86,1084.17,931.61,1098.8,"One 1200 MW STG.",{"$f":"VLOOKUP($B162,[2]!Table_intranet_power_vewProjectLatLongUrl[#Data],2,FALSE)","v":"46.469"},{"$f":"VLOOKUP($B162,[2]!Table_intranet_power_vewProjectLatLongUrl[#Data],3,FALSE)","v":"-119.32"},{"$f":"VLOOKUP($B162,[2]!Table_intranet_power_vewProjectLatLongUrl[#Data],4,FALSE)","v":"http://www.energy-northwest.com/generation/cgs/index.php"},"2017-10-17T15:09:23",1150,1130,0.9,1026,null,"Y",null,null,"PNW East","CGS",10060,1,null,1,null,1,null,null,null,"Columbia Generating Station","PNW East","Thr","Nuclear",1150,"Dec-1984","Jan-2051",10060,"WNP-2 nuclear fuel",9.6000000000000002E-2,112,true,"MR 28d Winter Pk_Hydro","Wnp2","Default","Default",30,"Flat",0,0,false,true,false,false,0,0,0,"",null,null,"Columbia Generating Station",null,"Columbia Generating Station",1150,1150,1150,1150,1150,1150,960.9589041095885,771.91780821917837,771.91780821917837,771.91780821917837,1150,1150,1039.6000000000001,1039.6000000000001,1039.6000000000001,1039.6000000000001,1039.6000000000001,1039.6000000000001,868.70684931506821,697.81369863013731,697.81369863013731,697.81369863013731,1039.6000000000001,1039.6000000000001]
["Columbia Ridge Landfill",1716,"57015","GEN1,GEN2,GEN3,GEN4,GEN5,GEN6,GEN7,GEN8",null,"IC","LFG",null,"Biomass",6.4,6.4,null,12.8,6.4,6.4,6.4,6.4,5.8,null,null,"Operating","Dec",2009,null,"Arlington","Gilliam","OR","Y","Columbia","WECC","Waste Management, Inc.","Independent","Seattle City Light (Dec 2009 - Dec 2029)",null,null,null,null,null,null,2029,1,null,null,null,null,6.4,5.8,null,null,null,null,"BPA",null,null,null,null,null,null,null,0.18,5.9,5.76,5.7,5.95,7.97,null,11.4,"(8) 0.8 MW reciprocating engines.",{"$f":"VLOOKUP($B163,[2]!Table_intranet_power_vewProjectLatLongUrl[#Data],2,FALSE)","v":"45.616193"},{"$f":"VLOOKUP($B163,[2]!Table_intranet_power_vewProjectLatLongUrl[#Data],3,FALSE)","v":"-120.243065"},{"$f":"VLOOKUP($B163,[2]!Table_intranet_power_vewProjectLatLongUrl[#Data],4,FALSE)","v":"http://www.wmnorthwest.com/landfill/landfillcities/columbia.html"},"2017-10-25T12:06:38",6.4,6.4,0.90624999999999989,5.8,null,"Y",null,null,"PNW East","BGIC",11700,1,null,1,null,1,null,"Y",null,"Columbia Ridge Landfill","PNW East","Thr","IC",6.4,"Dec-2009","Jan-2051",11700,"Zero-cost Biofuel",4.7E-2,56,false,"MR 7d Flat","Landfill","Default","Default",20,"Flat",0,1,false,true,false,false,0,0,0,"",null,null,"Columbia Ridge Landfill",null,"Columbia Ridge Landfill",6.1545205479452036,6.1545205479452036,6.1545205479452036,6.1545205479452036,6.1545205479452036,6.1545205479452036,6.1545205479452036,6.1545205479452036,6.1545205479452036,6.1545205479452036,6.1545205479452036,6.1545205479452036,5.8652580821917786,5.8652580821917786,5.8652580821917786,5.8652580821917786,5.8652580821917786,5.8652580821917786,5.8652580821917786,5.8652580821917786,5.8652580821917786,5.8652580821917786,5.8652580821917786,5.8652580821917786]
["Columbia Ridge Landfill Expansion",2039,"57015","GEN9,GEN10,GEN11,GEN12",null,"IC","LFG",null,"Biomass",6.4,6.4,null,null,null,null,6.4,6.4,5.8,null,null,"Operating","Aug",2014,null,null,"Gilliam","OR","Y",null,"WECC","Waste Management, Inc.","Independent","Seattle City Light",null,null,null,null,null,null,2034,1,null,null,null,null,6.4,5.8,null,null,null,null,"BPA",null,null,null,null,null,null,null,null,null,null,null,null,null,null,null,"(4) 1.6 MW reciprocating engines.",{"$f":"VLOOKUP($B164,[2]!Table_intranet_power_vewProjectLatLongUrl[#Data],2,FALSE)","v":"45.616193"},{"$f":"VLOOKUP($B164,[2]!Table_intranet_power_vewProjectLatLongUrl[#Data],3,FALSE)","v":"-120.243065"},{"$f":"VLOOKUP($B164,[2]!Table_intranet_power_vewProjectLatLongUrl[#Data],4,FALSE)","v":"http://www.wmnorthwest.com/landfill/landfillcities/columbia.html"},"2017-10-25T12:07:28",{"$f":"IF(OR(I164=\"Wind\",I164=\"Solar\",I164=\"Hydro\"),J164,IF(ISNUMBER(L164),L164,IF(ISNUMBER(O164), O164, IF(ISNUMBER(Q164),Q164,J164))))","v":6.4},{"$f":"IF(OR(J164=\"Wind\",J164=\"Solar\",J164=\"Hydro\"),J164,IF(ISNUMBER(N164),N164,IF(ISNUMBER(P164), P164, IF(ISNUMBER(L164),L164,J164))))","v":6.4},{"$f":"IF(OR(ISBLANK(J164),ISBLANK(R164),J164=0),VLOOKUP(IF(G164=\"WAT\",\"HY\",IF(G164=\"LFG\",\"LFG\",F164)),Acapability,4,FALSE),R164/J164)","v":0.90624999999999989},{"$f":"IF(ISNUMBER(R164),R164,AVERAGE(BU164,BV164)*BW164)","v":5.8},null,"Y",null,null,"PNW East","BGIC",11700,1,null,1,null,1,null,"Y",null,{"$f":"IF($BZ164=\"Y\",A164,\"\")","v":"Columbia Ridge Landfill Expansion"},{"$f":"IF($BZ164=\"Y\",CC164,\"\")","v":"PNW East"},{"$f":"IF(BZ164=\"N\",\"\",VLOOKUP($CD164,ATechDat,2,FALSE))","v":"Thr"},{"$f":"IF(BZ164=\"N\",\"\",VLOOKUP($CD164,ATechDat,3,FALSE))","v":"IC"},6.4,{"$f":"IF(BZ164=\"N\",\"\",IF(ISBLANK(V164),\"Dec\",V164)&\"-\"&IF(ISBLANK(W164),1980,W164))","v":"Aug-2014"},{"$f":"IF(BZ164=\"N\",\"\",IF(U164=\"Retired\",X164,\"Jan-2051\"))","v":"Jan-2051"},{"$f":"IF(BZ164=\"N\",\"\",CE164)","v":11700},{"$f":"IF(BZ164=\"N\",\"\",VLOOKUP($CD164,ATechDat,4,FALSE))","v":"Zero-cost Biofuel"},{"$f":"IF(BZ164=\"N\",\"\",VLOOKUP($CD164,ATechDat,5,FALSE))","v":4.7E-2},{"$f":"IF(BZ164=\"N\",\"\",VLOOKUP($CD164,ATechDat,6,FALSE))","v":56},{"$f":"IF(BZ164=\"N\",\"\",VLOOKUP($CD164,ATechDat,7,FALSE))","v":false},{"$f":"IF(BZ164=\"N\",\"\",VLOOKUP($CD164,ATechDat,8,FALSE))","v":"MR 7d Flat"},{"$f":"IF(BZ164=\"N\",\"\",VLOOKUP($CD164,ATechDat,9,FALSE))","v":"Landfill"},{"$f":"IF(BZ164=\"N\",\"\",VLOOKUP($CD164,ATechDat,10,FALSE))","v":"Default"},{"$f":"IF(BZ164=\"N\",\"\",VLOOKUP($CD164,ATechDat,11,FALSE))","v":"Default"},{"$f":"IF(BZ164=\"N\",\"\",VLOOKUP($CD164,ATechDat,12,FALSE))","v":20},{"$f":"IF(BZ164=\"N\",\"\",VLOOKUP($CD164,ATechDat,13,FALSE))","v":"Flat"},{"$f":"IF(BZ164=\"N\",\"\",VLOOKUP($CD164,ATechDat,14,FALSE))","v":0},{"$f":"IF(BZ164=\"N\",\"\",VLOOKUP($CD164,ATechDat,15,FALSE))","v":1},{"$f":"IF(BZ164=\"N\",\"\",VLOOKUP($CD164,ATechDat,16,FALSE))","v":false},{"$f":"IF(BZ164=\"N\",\"\",VLOOKUP($CD164,ATechDat,17,FALSE))","v":true},{"$f":"IF(BZ164=\"N\",\"\",VLOOKUP($CD164,ATechDat,18,FALSE))","v":false},{"$f":"IF(BZ164=\"N\",\"\",VLOOKUP($CD164,ATechDat,19,FALSE))","v":false},{"$f":"IF(BZ164=\"N\",\"\",VLOOKUP($CD164,ATechDat,20,FALSE))","v":0},{"$f":"IF(BZ164=\"N\",\"\",VLOOKUP($CD164,ATechDat,21,FALSE))","v":0},{"$f":"IF(BZ164=\"N\",\"\",VLOOKUP($CD164,ATechDat,22,FALSE))","v":0},{"$f":"IF(ISBLANK(CB164),\"\",CB164)","v":""},null,null,{"$f":"IF(BZ164=\"N\",\"\",CN164)","v":"Columbia Ridge Landfill Expansion"},null,{"$f":"CN164","v":"Columbia Ridge Landfill Expansion"},6.1545205479452036,6.1545205479452036,6.1545205479452036,6.1545205479452036,6.1545205479452036,6.1545205479452036,6.1545205479452036,6.1545205479452036,6.1545205479452036,6.1545205479452036,6.1545205479452036,6.1545205479452036,5.8652580821917786,5.8652580821917786,5.8652580821917786,5.8652580821917786,5.8652580821917786,5.8652580821917786,5.8652580821917786,5.8652580821917786,5.8652580821917786,5.8652580821917786,5.8652580821917786,5.8652580821917786]
["Colville Indian Power & Veneer 1 & 2",1113,"56191","GEN1,GEN2",null,"STCG","WW",null,"Biomass",12.5,15.7,0.9,null,12.5,14,12.5,14,null,null,null,"Operating","Nov",2002,null,"Omak","Okanogan","WA","Y","Columbia","WECC","Colville Tribal Enterprise Corporation","Tribal","Self-gen (5.5 MW), surplus sold",null,null,null,null,null,null,null,1,null,null,null,null,12.5,5.36,"Colville Indian Precision Pine","Timber products",null,null,null,null,null,null,null,null,null,null,null,null,null,0,0,null,null,null,"(2) boilers, Unit 1 STG 5 MW, Unit 2 STG 7.5 MW.",{"$f":"VLOOKUP($B165,[2]!Table_intranet_power_vewProjectLatLongUrl[#Data],2,FALSE)","v":"48.400525"},{"$f":"VLOOKUP($B165,[2]!Table_intranet_power_vewProjectLatLongUrl[#Data],3,FALSE)","v":"-119.517086"},{"$f":"VLOOKUP($B165,[2]!Table_intranet_power_vewProjectLatLongUrl[#Data],4,FALSE)","v":0},"2014-01-30T11:35:33",0.9,12.5,0.8,5.36,null,"Y","Assume WB is firm net of self-gen",null,"PNW East","WWSTCG",5000,1,null,1,null,1,null,"Y",null,"Colville Indian Power & Veneer 1 & 2","PNW East","Thr","STCG",0.9,"Nov-2002","Jan-2051",5000,"Mill Residue",7.0000000000000007E-2,56,false,"MR 28d Flat","Bio1","Default","Default",30,"Flat",0,1,false,true,false,false,0,0,0,"",null,null,"Colville Indian Power & Veneer 1 & 2",null,{"$f":"CN165","v":"Colville Indian Power & Veneer 1 & 2"},0.8136986301369864,0.8136986301369864,0.8136986301369864,0.8136986301369864,0.8136986301369864,0.8136986301369864,0.8136986301369864,0.8136986301369864,0.8136986301369864,0.8136986301369864,0.8136986301369864,0.8136986301369864,0.75673972602739725,0.75673972602739725,0.75673972602739725,0.75673972602739725,0.75673972602739725,0.75673972602739725,0.75673972602739725,0.75673972602739725,0.75673972602739725,0.75673972602739725,0.75673972602739725,0.75673972602739725]
["Combine Hills I",1115,"56195","001",null,"WT","WND",null,"Wind",41,41,null,0,8,8,41,41,14,null,null,"Operating","Dec",2003,null,"Helix area","Umatilla","OR","Y","Columbia","WECC","Eurus Energy America, Inc.","Independent","PacifiCorp (Dec 2003 - Dec 2027)",null,null,null,null,null,null,2027,1,null,null,null,null,41,14,null,null,null,null,"PACW",null,null,null,8.0523972602739704,17.899999999999999,14.9,16.84,11.94,11.9,13.56,12.5,11.71,12.28,10.39,13.3,"(41) Mitsubishi MWT 1000-A WTG.",{"$f":"VLOOKUP($B166,[2]!Table_intranet_power_vewProjectLatLongUrl[#Data],2,FALSE)","v":"45.942"},{"$f":"VLOOKUP($B166,[2]!Table_intranet_power_vewProjectLatLongUrl[#Data],3,FALSE)","v":"-118.498"},{"$f":"VLOOKUP($B166,[2]!Table_intranet_power_vewProjectLatLongUrl[#Data],4,FALSE)","v":"http://www.transmission.bpa.gov/PlanProj/Wind/default.cfm?page=combine"},"2017-10-17T15:10:09",41,8,0.34146341463414637,14,null,"Y",null,"100% PNW PPA","PNW East","WN_PNWE","n/a",1,null,0.05,null,1,null,"Y",null,"Combine Hills I","PNW East","Thr","Wind",41,"Dec-2003","Jan-2051","n/a","Wind",0,0,false,"Cf WN PNWE","WindB1","Default","Default",20,"Flat",0,1,false,true,false,false,0,0,0,"100% PNW PPA",null,null,"Combine Hills I",null,"Combine Hills I",0.1128,8.7600000000000011E-2,0.10200000000000001,0.1152,0.1236,0.10800000000000001,0.12840000000000001,0.12840000000000001,0.1452,0.12840000000000001,0.13320000000000001,0.12840000000000001,2.2559999999999998,1.752,2.04,2.3039999999999998,2.472,2.16,2.5680000000000001,2.5680000000000001,2.9039999999999999,2.5680000000000001,2.6640000000000001,2.5680000000000001]
["Combine Hills II",1719,"57137","1",null,"WT","WND",null,"Wind",63,63,null,0,null,null,63,63,18,null,null,"Operating","Jan",2010,null,"Helix area","Umatilla","OR","Y","Columbia","WECC","Eurus Energy America, Inc.","Independent","Clark PUD (Jan 2010 - Jan 2030)",null,null,null,null,null,null,2030,1,null,null,null,null,63,18,null,null,null,"BPA 69kV Walla Walla - Pendleton line via tap","BPA",null,null,null,null,null,null,null,null,18.100000000000001,20.38,17.5,17.14,18.48,15.91,19.8,"(63) Mitsubishi MWT 1000-A turbines",{"$f":"VLOOKUP($B167,[2]!Table_intranet_power_vewProjectLatLongUrl[#Data],2,FALSE)","v":"45.942"},{"$f":"VLOOKUP($B167,[2]!Table_intranet_power_vewProjectLatLongUrl[#Data],3,FALSE)","v":"-118.498"},{"$f":"VLOOKUP($B167,[2]!Table_intranet_power_vewProjectLatLongUrl[#Data],4,FALSE)","v":"http://www.transmission.bpa.gov/PlanProj/Wind/default.cfm?page=combine"},"2017-10-17T16:17:56",63,63,0.2857142857142857,18,null,"Y",null,"100% PNW PPA","PNW East","WN_PNWE","n/a",1,null,0.05,null,1,null,"Y",null,"Combine Hills II","PNW East","Thr","Wind",63,"Jan-2010","Jan-2051","n/a","Wind",0,0,false,"Cf WN PNWE","WindB1","Default","Default",20,"Flat",0,1,false,true,false,false,0,0,0,"100% PNW PPA",null,null,"Combine Hills II",null,"Combine Hills II",0.88829999999999998,0.68985000000000007,0.80325000000000013,0.90720000000000001,0.97335000000000005,0.85050000000000014,1.0111500000000002,1.0111500000000002,1.1434500000000001,1.0111500000000002,1.0489500000000003,1.0111500000000002,17.765999999999998,13.797000000000001,16.065000000000001,18.143999999999998,19.466999999999999,17.010000000000002,20.222999999999999,20.222999999999999,22.869,20.222999999999999,20.979000000000003,20.222999999999999]
["Company Creek (Stehekin)",1116,null,null,2624,"HY","WAT",null,"Hydro",0.2,null,null,null,0.2,0.2,null,null,null,null,null,"Operating",null,null,null,"Company Cr.","Chelan","WA","Y","Columbia","WECC","Chelan Co. PUD","PUD","Chelan Co. PUD (Off-grid)",null,null,null,null,null,null,null,1,null,null,null,null,null,null,null,null,null,null,null,null,null,null,1.8949771689497699E-2,1.8607305936073099E-2,null,null,null,null,null,null,null,null,null,null,null,{"$f":"VLOOKUP($B168,[2]!Table_intranet_power_vewProjectLatLongUrl[#Data],2,FALSE)","v":0},{"$f":"VLOOKUP($B168,[2]!Table_intranet_power_vewProjectLatLongUrl[#Data],3,FALSE)","v":0},{"$f":"VLOOKUP($B168,[2]!Table_intranet_power_vewProjectLatLongUrl[#Data],4,FALSE)","v":0},"2014-01-30T11:35:55",0.2,0.2,0.42699999999999999,8.5400000000000004E-2,null,"N","<0.5 MW",null,null,null,null,null,null,null,null,null,null,null,null,"","","","","","","","","","","","","","","","","","","","","","","","","","","","",null,null,"",null,"",{"$f":"IF($BZ168=\"N\",\"\",IF(OR($I168<>\"Wind\",$I168<>\"Solar\",$I168<>\"Hydro\"),($CF168*$CH168*IF(ISBLANK($L168),IF(ISBLANK($O168),$J168,$O168),$L168))*VLOOKUP($CZ168,ASeasDist,DU$7,FALSE)*VLOOKUP($DE168,ASeasDist,DU$7),$J168*$CF168*$CH168))","v":""},"","","","","","","","","","","",{"$f":"IF($BZ168=\"N\",\"\",IF(OR($I168<>\"Wind\",$I168<>\"Solar\",$I168<>\"Hydro\"),$CJ168*IF(ISBLANK($L168),IF(ISBLANK($O168),$J168,$O168),$L168),$J168)*(1-$CW168)*VLOOKUP($CZ168,ASeasDist,EG$7,FALSE)*VLOOKUP($DE168,ASeasDist,EG$7))","v":""},"","","","","","","","","","",""]
["Conda Phosphate Plant",1117,null,null,null,"GTCG","UN",null,"Unknown",2.8,null,null,null,2.8,2.8,null,null,null,null,null,"Operating",null,1992,null,"Conda","Caribou","ID","Y","Bear","WECC","Agrium (Nu-West Industries)","Independent","Self-generation",null,null,null,null,null,null,null,1,null,null,null,null,{"$f":"AO169*J169","v":2.8},{"$f":"IF(ISNUMBER(R169),R169,BX169)*AO169","v":2.2399999999999998},"Conda Phosphate Plant","Chemicals",null,null,null,null,null,null,null,null,null,null,null,null,null,null,null,null,null,null,null,{"$f":"VLOOKUP($B169,[2]!Table_intranet_power_vewProjectLatLongUrl[#Data],2,FALSE)","v":0},{"$f":"VLOOKUP($B169,[2]!Table_intranet_power_vewProjectLatLongUrl[#Data],3,FALSE)","v":0},{"$f":"VLOOKUP($B169,[2]!Table_intranet_power_vewProjectLatLongUrl[#Data],4,FALSE)","v":0},"2014-01-30T11:36:06",2.8,2.8,0.8,2.2399999999999998,null,"N","100% Self-gen",null,null,null,null,null,null,null,null,null,null,null,null,"","","","","","","","","","","","","","","","","","","","","","","","","","","","",null,null,"",null,"","","","","","","","","","","","","","","","","","","","","","","","",""]
["Condit 1 & 2",1118,"3846","1,2",2342,"Storage w/Div","WAT",null,"Hydro",14.7,null,null,null,14,14,13.7,15,null,null,null,"Retired","Apr",1913,2012,"White Salmon R.","Klickitat","WA","Y","Columbia","WECC","PacifiCorp","IOU","PacifiCorp",null,null,null,null,null,null,null,1,null,null,null,null,{"$f":"AO170*J170","v":14.7},{"$f":"IF(ISNUMBER(R170),R170,BX170)*AO170","v":6.1274499999999996},null,null,null,"69 kV","PACW",9.9,9.1999999999999993,3,2.3029680365296801,3.6017123287671202,2.9,2.94,9.34,10.9,10.08,null,null,null,null,null,"Dam & reservoir, pipeline, surge tank & penstocks, powerhouse w/(2) horizontal Francis turbine-generators, tailrace.  Original license granted May 1965; expired December 1993.  1999 Settlement Agreement provided for termination of power production and dam removal to commence in 2006; subsequently delayed.  Application to surrender license and remove project works granted Dec 2010, providing for commencement of facility removal after Oct 2011 and completed by Aug 2012.  Demolition to begin Spring 2012, completed 10/11.",{"$f":"VLOOKUP($B170,[2]!Table_intranet_power_vewProjectLatLongUrl[#Data],2,FALSE)","v":"45.7673415"},{"$f":"VLOOKUP($B170,[2]!Table_intranet_power_vewProjectLatLongUrl[#Data],3,FALSE)","v":"-121.5378"},{"$f":"VLOOKUP($B170,[2]!Table_intranet_power_vewProjectLatLongUrl[#Data],4,FALSE)","v":"http://en.wikipedia.org/wiki/Condit_Hydroelectric_Project#Decommissioning"},"2011-10-31",14.7,14,0.42699999999999999,6.1274499999999996,null,"N","Retired",null,null,null,null,null,null,null,null,null,null,null,null,"","","","","","","","","","","","","","","","","","","","","","","","","","","","",null,null,"",null,"","","","","","","","","","","","","","","","","","","","","","","","",""]
["Condon",1119,"55739","GEN1,GEN2",null,"WT","WND",null,"Wind",49.8,49.8,null,0,16,16,49.8,49.8,12,null,null,"Operating","Dec",2001,null,"Condon","Gilliam","OR","Y","Columbia","WECC","Goldman Sachs (75%), AES SeaWest (25%)","Independent","BPA",null,null,null,null,null,null,null,1,null,null,null,null,{"$f":"AO171*J171","v":49.8},{"$f":"IF(ISNUMBER(R171),R171,BX171)*AO171","v":12},null,null,null,null,"BPA",5.9,10.1,10.5,6.8840182648401802,11.626255707762599,9.8000000000000007,11.89,10.95,9.58,11.29,11.7,10.18,11.37,9.61,11.1,"Ph 1 ((41) Mitsubishi MHI 600 WTG) complete Dec 2001; Phase II (42) Mitsubishi MHI 600 WTG complete Jun 2002.",{"$f":"VLOOKUP($B171,[2]!Table_intranet_power_vewProjectLatLongUrl[#Data],2,FALSE)","v":"45.276"},{"$f":"VLOOKUP($B171,[2]!Table_intranet_power_vewProjectLatLongUrl[#Data],3,FALSE)","v":"-120.287"},{"$f":"VLOOKUP($B171,[2]!Table_intranet_power_vewProjectLatLongUrl[#Data],4,FALSE)","v":"http://www.transmission.bpa.gov/PlanProj/Wind/completed.cfm?page=condon"},"2017-10-17T15:10:55",49.8,16,0.24096385542168677,12,null,"Y",null,"100% PNW PPA","PNW East","WN_PNWE","n/a",1,null,0.05,null,1,null,"Y",null,"Condon","PNW East",{"$f":"IF(BZ171=\"N\",\"\",VLOOKUP($CD171,ATechDat,2,FALSE))","v":"Thr"},{"$f":"IF(BZ171=\"N\",\"\",VLOOKUP($CD171,ATechDat,3,FALSE))","v":"Wind"},{"$f":"IF($BZ171=\"N\",\"\",IF($I171<>\"Wind\",($CF171*$CH171*IF(ISBLANK($L171),IF(ISBLANK($O171),$J171,$O171),$L171)),$J171*IF(AND($I171=\"Wind\",SWFullWind=\"Y\"),1,$CF171*$CH171)))","v":49.8},"Dec-2001","Jan-2051","n/a",{"$f":"IF(BZ171=\"N\",\"\",VLOOKUP($CD171,ATechDat,4,FALSE))","v":"Wind"},{"$f":"IF(BZ171=\"N\",\"\",VLOOKUP($CD171,ATechDat,5,FALSE))","v":0},{"$f":"IF(BZ171=\"N\",\"\",VLOOKUP($CD171,ATechDat,6,FALSE))","v":0},{"$f":"IF(BZ171=\"N\",\"\",VLOOKUP($CD171,ATechDat,7,FALSE))","v":false},{"$f":"IF(BZ171=\"N\",\"\",VLOOKUP($CD171,ATechDat,8,FALSE))","v":"Cf WN PNWE"},{"$f":"IF(BZ171=\"N\",\"\",VLOOKUP($CD171,ATechDat,9,FALSE))","v":"WindB1"},{"$f":"IF(BZ171=\"N\",\"\",VLOOKUP($CD171,ATechDat,10,FALSE))","v":"Default"},{"$f":"IF(BZ171=\"N\",\"\",VLOOKUP($CD171,ATechDat,11,FALSE))","v":"Default"},{"$f":"IF(BZ171=\"N\",\"\",VLOOKUP($CD171,ATechDat,12,FALSE))","v":20},{"$f":"IF(BZ171=\"N\",\"\",VLOOKUP($CD171,ATechDat,13,FALSE))","v":"Flat"},{"$f":"IF(BZ171=\"N\",\"\",VLOOKUP($CD171,ATechDat,14,FALSE))","v":0},{"$f":"IF(BZ171=\"N\",\"\",VLOOKUP($CD171,ATechDat,15,FALSE))","v":1},{"$f":"IF(BZ171=\"N\",\"\",VLOOKUP($CD171,ATechDat,16,FALSE))","v":false},{"$f":"IF(BZ171=\"N\",\"\",VLOOKUP($CD171,ATechDat,17,FALSE))","v":true},{"$f":"IF(BZ171=\"N\",\"\",VLOOKUP($CD171,ATechDat,18,FALSE))","v":false},{"$f":"IF(BZ171=\"N\",\"\",VLOOKUP($CD171,ATechDat,19,FALSE))","v":false},{"$f":"IF(BZ171=\"N\",\"\",VLOOKUP($CD171,ATechDat,20,FALSE))","v":0},{"$f":"IF(BZ171=\"N\",\"\",VLOOKUP($CD171,ATechDat,21,FALSE))","v":0},{"$f":"IF(BZ171=\"N\",\"\",VLOOKUP($CD171,ATechDat,22,FALSE))","v":0},"100% PNW PPA",null,null,"Condon",null,"Condon",0.22559999999999999,0.17520000000000002,0.20400000000000001,0.23039999999999999,0.2472,0.21600000000000003,0.25680000000000003,0.25680000000000003,0.29039999999999999,0.25680000000000003,0.26640000000000003,0.25680000000000003,4.5119999999999996,3.504,4.08,4.6079999999999997,4.944,4.32,5.1360000000000001,5.1360000000000001,5.8079999999999998,5.1360000000000001,5.3280000000000003,5.1360000000000001]
["ConocoPhillips (Billings)",1918,"56496","3701",null,"STCG","WO",null,"Petroleum",1.5,1.6,null,null,1.5,1.5,1.5,1.5,null,null,null,"Operating",null,null,null,"Billings","Yellowstone","MT","N","Missouri","WECC","ConocoPhillips","Independent","Self-generation",null,null,null,null,null,null,null,1,null,null,null,null,{"$f":"AO172*J172","v":1.5},{"$f":"IF(ISNUMBER(R172),R172,BX172)*AO172","v":1.2000000000000002},"ConocoPhillips","Refinery",null,null,"NorthWestern",null,null,null,null,null,null,null,null,0.2,0,0,0,0,0,0,"1.5 MW backpressure turbine substituted for pressure reduction valve. ",{"$f":"VLOOKUP($B172,[2]!Table_intranet_power_vewProjectLatLongUrl[#Data],2,FALSE)","v":45.776899999999998},{"$f":"VLOOKUP($B172,[2]!Table_intranet_power_vewProjectLatLongUrl[#Data],3,FALSE)","v":-108.4911},{"$f":"VLOOKUP($B172,[2]!Table_intranet_power_vewProjectLatLongUrl[#Data],4,FALSE)","v":0},"2017-10-24T15:00:46",1.5,1.5,0.8,1.2000000000000002,null,"N","100% Self-gen",null,null,null,null,null,null,null,null,null,null,null,null,"","","","","","","","","","","","","","","","","","","","","","","","","","","","",null,null,"",null,"","","","","","","","","","","","","","","","","","","","","","","","",""]
["COPCO 1 (1 & 2)",1121,"294","1,2",2082,"ROR","WAT",null,"Hydro",20,20,null,null,24,24,28,28,null,null,null,"Operating","Jan",1918,2020,"Klamath R.","Siskiyou","CA","N","Klamath","WECC","PacifiCorp","IOU","PacifiCorp",null,null,null,null,null,null,null,1,null,null,null,null,{"$f":"AO173*J173","v":20},{"$f":"IF(ISNUMBER(R173),R173,BX173)*AO173","v":9.3940000000000001},null,null,null,null,"PACW",8.8000000000000007,10.5,8.1999999999999993,9.2507990867579899,15.2883561643836,3.3,3.29,null,null,null,null,null,null,null,9.24,"PAC Klamath Project. Dam, diversion and powerhouse w/(2) 10 MW horizontal Francis turbine-generators. 4/6/16 agreement to remove four Klamath dams by 2020 (COPCO1&2, Iron Gate, JC Boyle). ",{"$f":"VLOOKUP($B173,[2]!Table_intranet_power_vewProjectLatLongUrl[#Data],2,FALSE)","v":"41.9798639"},{"$f":"VLOOKUP($B173,[2]!Table_intranet_power_vewProjectLatLongUrl[#Data],3,FALSE)","v":"-122.3344629"},{"$f":"VLOOKUP($B173,[2]!Table_intranet_power_vewProjectLatLongUrl[#Data],4,FALSE)","v":0},"2017-11-06T15:16:26",20,24,0.42699999999999999,9.3940000000000001,null,"Y","Not accounted for in HydInd file",null,"Capt Jack","HY_East","n/a",1,null,1,null,1,null,"Y",null,"COPCO 1 (1 & 2)","Capt Jack","Thr","Hyd",24,"Jan-1918","Jan-2051","n/a","Water",0,24,false,"Cf HY East","Zero","Expense","Default",50,"Flat",0,0,false,true,false,false,0,0,0,"",null,null,"COPCO 1 (1 & 2)",null,"COPCO 1 (1 & 2)",7.8424865743702803,10.296664694858856,9.156225936585793,11.631411718707431,13.38264702002796,10.328615627025911,12.020265155007095,12.985839807677326,17.055348784020602,15.851717436367895,15.879526050334032,14.347332463697352,7.8424865743702803,10.296664694858856,9.156225936585793,11.631411718707431,13.38264702002796,10.328615627025911,12.020265155007095,12.985839807677326,17.055348784020602,15.851717436367895,15.879526050334032,14.347332463697352]
["COPCO 2 (1 & 2)",1122,"295","1,2",2082,"Storage (Rereg)","WAT",null,"Hydro",27,27,null,null,32,32,34,34,null,null,null,"Operating","Jul",1925,2020,"Klamath R.","Siskiyou","CA","N","Klamath","WECC","PacifiCorp","IOU","PacifiCorp",null,null,null,null,null,null,null,1,null,null,null,null,27,12.596499999999999,null,null,null,null,"PACW",11.2,13.1,10.3,11.4754566210046,19.708789954337899,4.2,4.07,null,null,null,null,null,null,null,11.96,"PAC Klamath Project. Dam, diversion and powerhouse w/(2) 13.5 MW vertical Francis turbine-generators. 4/6/16 agreement to remove four Klamath dams by 2020 (COPCO1&2, Iron Gate, JC Boyle).",{"$f":"VLOOKUP($B174,[2]!Table_intranet_power_vewProjectLatLongUrl[#Data],2,FALSE)","v":"41.981"},{"$f":"VLOOKUP($B174,[2]!Table_intranet_power_vewProjectLatLongUrl[#Data],3,FALSE)","v":"-122.336"},{"$f":"VLOOKUP($B174,[2]!Table_intranet_power_vewProjectLatLongUrl[#Data],4,FALSE)","v":0},"2017-11-06T15:16:45",27,32,0.42699999999999999,12.596499999999999,null,"Y","Not accounted for in HydInd file",null,"Capt Jack","HY_East","n/a",1,null,1,null,1,null,"Y",null,"COPCO 2 (1 & 2)","Capt Jack","Thr","Hyd",32,"Jul-1925","Jan-2051","n/a","Water",0,24,false,"Cf HY East","Zero","Expense","Default",50,"Flat",0,0,false,true,false,false,0,0,0,"",null,null,"COPCO 2 (1 & 2)",null,"COPCO 2 (1 & 2)",10.45664876582704,13.728886259811809,12.208301248781057,15.508548958276576,17.84352936003728,13.771487502701216,16.027020206676127,17.314453076903103,22.7404650453608,21.135623248490528,21.172701400445376,19.129776618263136,10.45664876582704,13.728886259811809,12.208301248781057,15.508548958276576,17.84352936003728,13.771487502701216,16.027020206676127,17.314453076903103,22.7404650453608,21.135623248490528,21.172701400445376,19.129776618263136]
["Cornwell",1123,null,null,2987,"HY","WAT",null,"Hydro",0.01,null,null,null,null,null,null,null,null,null,null,"Operating",null,1980,null,"Merril Cr.","Siskiyou","CA","N","Klamath","WECC","Cornwell W & Verna J","Independent","Self-generation",null,null,null,null,null,null,null,1,null,null,null,null,null,null,null,null,null,null,null,null,null,null,null,null,null,null,null,null,null,null,null,null,null,null,null,{"$f":"VLOOKUP($B175,[2]!Table_intranet_power_vewProjectLatLongUrl[#Data],2,FALSE)","v":0},{"$f":"VLOOKUP($B175,[2]!Table_intranet_power_vewProjectLatLongUrl[#Data],3,FALSE)","v":0},{"$f":"VLOOKUP($B175,[2]!Table_intranet_power_vewProjectLatLongUrl[#Data],4,FALSE)","v":0},"2006-11-15",0.01,0.01,0.42699999999999999,4.2700000000000004E-3,null,"N","<0.5 MW",null,null,null,null,null,null,null,null,null,null,null,null,"","","","","","","","","","","","","","","","","","","","","","","","","","","","",null,null,"",null,{"$f":"CN175","v":""},"","","","","","","","","","","","","","","","","","","","","","","",""]
["Corrette (J.E. Corette)",1124,"2187","1",null,"ST","COL",null,"Coal",172.8,172.8,null,null,153,153,153,153,null,null,null,"Retired","Jun",1968,2015,"Billings","Yellowstone","MT","N","Missouri","WECC","PPL Montana","Independent","PPL Montana system sales",25.54,4.21,10954,null,null,null,null,0,null,null,null,null,{"$f":"AO176*J176","v":0},{"$f":"IF(ISNUMBER(R176),R176,BX176)*AO176","v":0},null,null,null,null,"NorthWestern",null,null,null,null,113.491666666667,135.4,116.96,122.75,109.7,94.87,82.1,103.64,66.27,17.446999999999999,null,"One 191 MW STG.",{"$f":"VLOOKUP($B176,[2]!Table_intranet_power_vewProjectLatLongUrl[#Data],2,FALSE)","v":"45.768"},{"$f":"VLOOKUP($B176,[2]!Table_intranet_power_vewProjectLatLongUrl[#Data],3,FALSE)","v":"-108.5"},{"$f":"VLOOKUP($B176,[2]!Table_intranet_power_vewProjectLatLongUrl[#Data],4,FALSE)","v":"http://www.pplmontana.com/producing+power/power+plants/J.E.+Corette.htm"},"2016-09-06T11:18:23",153,153,0.86,131.57999999999998,null,"N",null,"100% PPL MT system sales","PNW East","CLST_EMT",11010,0,"PPLMT Sys sales",1,null,0,"PPLMT Sys sales",null,null,"","","","","","","","","","","","","","","","","","","","","","","","","","","","100% PPL MT system sales",null,null,"",null,{"$f":"CN176","v":""},"","","","","","","","","","","","","","","","","","","","","","","",""]
["Cosmo Specialty Fibers TG 1 (Weyerhaeuser Cosmopolis) ",1626,"50185","TG1",null,"STCG","BL","WW","Biomass",7.5,7.5,null,null,null,null,8.5,9,null,null,null,"Operating","Jan",1957,null,"Cosmopolis","Grays Harbor","WA","Y","Puget Sound & Coastal","WECC","Cosmo Specialty Fibers (purchased from Weyerhaeuser Sept 2010)","Independent",null,null,null,null,null,null,null,null,1,null,null,null,null,{"$f":"AO177*J177","v":7.5},{"$f":"IF(ISNUMBER(R177),R177,BX177)*AO177","v":7},"Cosmo Specialty Fibers Co.","Sulphite pulp mill",null,null,"BPA",5.8,13.4,32.700000000000003,null,null,null,null,null,null,7.78,12.7,12.78,12.43,12.98,13.7,"Fuel & op status per DOE/EIA-0095(99)/2. Two RBs at site per L-P. Grays Harbor PUD pursuing option to purchase CG plant (June 2010).  Cosmo Specialty Fibers purchased and resumed service in 2011 - performed extensive renovations on facility ($5.7M), incl generator rewinds.",{"$f":"VLOOKUP($B177,[2]!Table_intranet_power_vewProjectLatLongUrl[#Data],2,FALSE)","v":46.954070999999999},{"$f":"VLOOKUP($B177,[2]!Table_intranet_power_vewProjectLatLongUrl[#Data],3,FALSE)","v":-123.76108600000001},{"$f":"VLOOKUP($B177,[2]!Table_intranet_power_vewProjectLatLongUrl[#Data],4,FALSE)","v":0},"2017-10-17T15:13:24",9,8.5,0.8,7,null,"N","assume self generation",null,null,null,null,null,null,null,null,null,null,null,null,"","","","","","","","","","","","","","","","","","","","","","","","","","","","",null,null,"",null,"","","","","","","","","","","","","","","","","","","","","","","","",""]
["Cosmo Specialty Fibers TG 2 (Weyerhaeuser Cosmopolis) ",1627,"50185","TG2",null,"STCG","BL","WW","Biomass",7.5,7.5,null,null,null,null,8.5,9,null,null,null,"Operating","Jan",1957,null,"Cosmopolis","Grays Harbor","WA","Y","Puget Sound & Coastal","WECC","Cosmo Specialty Fibers (purchased from Weyerhaeuser Sept 2010)","Independent",null,null,null,null,null,null,null,null,1,null,null,null,null,{"$f":"AO178*J178","v":7.5},{"$f":"IF(ISNUMBER(R178),R178,BX178)*AO178","v":7},"Cosmo Specialty Fibers Co.","Sulphite pulp mill",null,null,"BPA",null,null,null,null,null,null,null,null,null,null,null,null,null,null,null,"Fuel & op status per DOE/EIA-0095(99)/2. Two RBs at site per L-P. Grays Harbor PUD pursuing option to purchase CG plant (June 2010).  Cosmo Specialty Fibers purchased and resumed service in 2011 - performed extensive renovations on facility ($5.7M), incl generator rewinds.",{"$f":"VLOOKUP($B178,[2]!Table_intranet_power_vewProjectLatLongUrl[#Data],2,FALSE)","v":46.954070999999999},{"$f":"VLOOKUP($B178,[2]!Table_intranet_power_vewProjectLatLongUrl[#Data],3,FALSE)","v":-123.76108600000001},{"$f":"VLOOKUP($B178,[2]!Table_intranet_power_vewProjectLatLongUrl[#Data],4,FALSE)","v":0},"2017-10-17T15:13:33",9,8.5,0.8,7,null,"N","assume self generation",null,null,null,null,null,null,null,null,null,null,null,null,"","","","","","","","","","","","","","","","","","","","","","","","","","","","",null,null,"",null,"",{"$f":"IF($BZ178=\"N\",\"\",IF(OR($I178<>\"Wind\",$I178<>\"Solar\",$I178<>\"Hydro\"),($CF178*$CH178*IF(ISBLANK($L178),IF(ISBLANK($O178),$J178,$O178),$L178))*VLOOKUP($CZ178,ASeasDist,DU$7,FALSE)*VLOOKUP($DE178,ASeasDist,DU$7),$J178*$CF178*$CH178))","v":""},"","","","","","","","","","","",{"$f":"IF($BZ178=\"N\",\"\",IF(OR($I178<>\"Wind\",$I178<>\"Solar\",$I178<>\"Hydro\"),$CJ178*IF(ISBLANK($L178),IF(ISBLANK($O178),$J178,$O178),$L178),$J178)*(1-$CW178)*VLOOKUP($CZ178,ASeasDist,EG$7,FALSE)*VLOOKUP($DE178,ASeasDist,EG$7))","v":""},"","","","","","","","","","",""]
["Cougar 1 & 2",1125,"3076","1,2","FCRPS","Storage w/Div","WAT",null,"Hydro",26,26,null,5.94,26,26,26,26,26,null,16,"Operating","Mar",1964,null,"McKenzie R.","Lane","OR","Y","Columbia","WECC","USCE","Federal","BPA",null,null,null,null,null,null,null,1,null,null,null,null,{"$f":"AO179*J179","v":26},{"$f":"IF(ISNUMBER(R179),R179,BX179)*AO179","v":26},null,null,null,null,"BPA",null,null,null,4.5979452054794496,6.8365296803652997,13.9,10.38,11.3,13.8,15.57,15.6,14.46,17.91,7.09,4,"Critical energy from PNUCC 2005 NRF",{"$f":"VLOOKUP($B179,[2]!Table_intranet_power_vewProjectLatLongUrl[#Data],2,FALSE)","v":"44.128"},{"$f":"VLOOKUP($B179,[2]!Table_intranet_power_vewProjectLatLongUrl[#Data],3,FALSE)","v":"-122.24"},{"$f":"VLOOKUP($B179,[2]!Table_intranet_power_vewProjectLatLongUrl[#Data],4,FALSE)","v":"http://www.nwp.usace.army.mil/op/v/proj_cougar.asp"},"2017-10-17T15:15:01",26,26,1,26,"Independent","N","Accounted for in HydInd file",null,null,null,null,null,null,null,null,null,null,null,null,"","","","","","","","","","","","","","","","","","","","","","","","","","","","",null,null,"",null,"","","","","","","","","","","","","","","","","","","","","","","","",""]
["Covanta Marion",1126,"50630","GEN1",null,"ST","REF",null,"Biomass",13.1,13.1,13,null,10,10,11.5,11.5,null,null,null,"Operating","Aug",1986,null,"Brooks","Marion","OR","Y","Columbia","WECC","Ogden-Martin","Independent","Portland General Electric (QF)",null,null,null,null,null,null,2014,1,0,0,0,0,{"$f":"AO180*J180","v":13.1},{"$f":"IF(ISNUMBER(R180),R180,BX180)*AO180","v":9.89},null,null,null,null,"PGE",10,10.5,9.6,9.6420091324200907,9.6420091324200907,10,9.86,9.94,10,9.9,9.8000000000000007,8.09,10.02,9.85,9.6,null,{"$f":"VLOOKUP($B180,[2]!Table_intranet_power_vewProjectLatLongUrl[#Data],2,FALSE)","v":"45.048"},{"$f":"VLOOKUP($B180,[2]!Table_intranet_power_vewProjectLatLongUrl[#Data],3,FALSE)","v":"-122.963"},{"$f":"VLOOKUP($B180,[2]!Table_intranet_power_vewProjectLatLongUrl[#Data],4,FALSE)","v":"http://www.covantaholding.com/site/marion/covanta-marion.html"},"2017-10-17T15:15:31",13,{"$f":"IF(OR(J180=\"Wind\",J180=\"Solar\",J180=\"Hydro\"),J180,IF(ISNUMBER(N180),N180,IF(ISNUMBER(P180), P180, IF(ISNUMBER(L180),L180,J180))))","v":10},0.86,9.89,null,"Y",null,null,"PNW West","MSW",20000,1,null,1,null,1,null,"Y",null,"Covanta Marion","PNW West","Thr","MSW",13,"Aug-1986","Jan-2051",20000,"Zero-cost Biofuel",7.0000000000000007E-2,56,false,"MR 28d Flat","Cogen1","Default","Default",30,"Flat",0,1,false,true,false,false,0,0,0,"",null,null,"Covanta Marion",null,"Covanta Marion",11.753424657534246,11.753424657534246,11.753424657534246,11.753424657534246,11.753424657534246,11.753424657534246,11.753424657534246,11.753424657534246,11.753424657534246,11.753424657534246,11.753424657534246,11.753424657534246,10.93068493150685,10.93068493150685,10.93068493150685,10.93068493150685,10.93068493150685,10.93068493150685,10.93068493150685,10.93068493150685,10.93068493150685,10.93068493150685,10.93068493150685,10.93068493150685]
["Cove",1127,"826","1","00020C","ROR R. w/Div.","WAT",null,"Hydro",7.5,null,null,null,0,0,7,7,4.22,null,null,"Retired",null,1917,2003,"Bear R.","Caribou","ID","Y","Bear","WECC","PacifiCorp","IOU","Retired",null,null,null,null,null,null,null,null,null,null,null,null,null,null,null,null,null,null,"PACE",1.7,0.1,0,0,0,null,null,null,null,null,null,null,null,null,null,"(1) 7.5 MW unit. Original license 2401B granted Oct 1976; expired Oct 2001 (as Cove). Relicense granted 12/22/03 as Bear River (20C). Idle since 2003;License cancelled Jul 2009..",{"$f":"VLOOKUP($B181,[2]!Table_intranet_power_vewProjectLatLongUrl[#Data],2,FALSE)","v":"42.531586"},{"$f":"VLOOKUP($B181,[2]!Table_intranet_power_vewProjectLatLongUrl[#Data],3,FALSE)","v":"-111.79578"},{"$f":"VLOOKUP($B181,[2]!Table_intranet_power_vewProjectLatLongUrl[#Data],4,FALSE)","v":0},"2010-07-09",7.5,0,0.56266666666666665,4.22,null,"N","Retired",null,null,null,null,null,null,null,null,null,null,null,null,"","","","","","","","","","","","","","","","","","","","","","","","","","","","",null,null,"",null,"","","","","","","","","","","","","","","","","","","","","","","","",""]
["Cowiche Hydroelectric Project",1128,"50423","983",7337,"Conduit","WAT",null,"Hydro",1.7,1.7,0,null,0.6,2,1.6,1.6,0.57999999999999996,null,null,"Operating","Mar",1987,null,"Tieton R.","Yakima","WA","Y","Columbia","WECC","Yakima-Tieton Irr. Dist.","Independent","PacifiCorp (QF)",null,null,null,null,null,null,null,1,null,null,null,null,{"$f":"AO182*J182","v":1.7},{"$f":"IF(ISNUMBER(R182),R182,BX182)*AO182","v":0.57999999999999996},null,null,null,null,"PACW",null,null,null,null,null,null,0.38,0.43,0.4,0.35,0.4,0.4,0.52,0.51,0.4,"License granted July 1984; expires June 2034.",{"$f":"VLOOKUP($B182,[2]!Table_intranet_power_vewProjectLatLongUrl[#Data],2,FALSE)","v":46.692627999999999},{"$f":"VLOOKUP($B182,[2]!Table_intranet_power_vewProjectLatLongUrl[#Data],3,FALSE)","v":-120.737194},{"$f":"VLOOKUP($B182,[2]!Table_intranet_power_vewProjectLatLongUrl[#Data],4,FALSE)","v":0},"2017-10-17T15:16:27",1.7,0.6,0.3411764705882353,0.57999999999999996,null,"Y","Not accounted for in HydInd file",null,"PNW East","HY_Irr","n/a",1,null,1,null,1,null,"Y",null,"Cowiche Hydroelectric Project","PNW East","Thr","Hyd",0,"Mar-1987","Jan-2051","n/a","Water",0,24,false,"Cf HY Irr","Zero","Expense","Default",50,"Flat",0,0,false,true,false,false,0,0,0,"",null,null,"Cowiche Hydroelectric Project",null,"Cowiche Hydroelectric Project",0,0,0,0,0,0,0,0,0,0,0,0,0,0,0,0,0,0,0,0,0,0,0,0]
["Cowlitz Falls 1 & 2",1129,"7427","U#1,U#2",2833,"ROR","WAT",null,"Hydro",70,70,null,10,70,70,70,70,41,null,26,"Operating","Jun",1994,null,"Cowlitz R.","Lewis","WA","Y","Columbia","WECC","Lewis County PUD","PUD","Lewis County PUD",null,null,null,null,null,null,null,1,null,null,null,null,70,41,null,null,null,null,"BPA",245.5,17,0.1,9.1110730593607308,17.150114155251099,25.3,12.35,26.69,27.7,24.59,34.799999999999997,28.85,33.130000000000003,21.54,28.6,"License granted June 1986; expires May 2036. Critical energy from PNUCC 2005 NRF",{"$f":"VLOOKUP($B183,[2]!Table_intranet_power_vewProjectLatLongUrl[#Data],2,FALSE)","v":"46.466"},{"$f":"VLOOKUP($B183,[2]!Table_intranet_power_vewProjectLatLongUrl[#Data],3,FALSE)","v":"-122.109"},{"$f":"VLOOKUP($B183,[2]!Table_intranet_power_vewProjectLatLongUrl[#Data],4,FALSE)","v":"http://www.lcpud.org/cowlitz_falls_project.htm"},"2017-10-17T15:17:42",70,70,0.58571428571428574,41,"Independent","N","Accounted for in HydInd file",null,null,null,null,null,null,null,null,null,null,null,null,"","","","","","","","","","","","","","","","","","","","","","","","","","","","",null,null,"",null,"","","","","","","","","","","","","","","","","","","","","","","","",""]
["Coyote Springs 1",1130,"7350","1,2",null,"CCCG","NG","FO","Natural gas",{"$f":"185.796+80.604","v":266.39999999999998},266.3,242,null,246,264,235,257,232,null,null,"Operating","Nov",1995,null,"Boardman","Morrow","OR","Y","Columbia","WECC","Portland General Electric","IOU","Portland General Electric",34.47,1.38,7419,null,null,null,null,1,null,null,null,null,{"$f":"AO184*J184","v":266.39999999999998},{"$f":"IF(ISNUMBER(R184),R184,BX184)*AO184","v":232},"Logan International","Potato processing","TransCanada GTN",null,"PGE",145.69999999999999,111.7,180.4,163.89075342465799,138.882762557078,164.2,172.11,158.82,177.74,79.22,128.69999999999999,81.73,145.4,190.82,166.1,"One 185.796 MW GE7F GT + one 80.604 MW STG. 5MW duct firing.",{"$f":"VLOOKUP($B184,[2]!Table_intranet_power_vewProjectLatLongUrl[#Data],2,FALSE)","v":"45.8496"},{"$f":"VLOOKUP($B184,[2]!Table_intranet_power_vewProjectLatLongUrl[#Data],3,FALSE)","v":"-119.674"},{"$f":"VLOOKUP($B184,[2]!Table_intranet_power_vewProjectLatLongUrl[#Data],4,FALSE)","v":"http://www.oregon.gov/ENERGY/SITING/COY.shtml"},"2017-10-17T15:18:28",242,246,0.87087087087087089,232,null,"Y",null,null,"PNW East","NGCC_PNWE",7100,1,null,1,null,1,null,null,null,"Coyote Springs 1","PNW East","Thr","CCCT",242,"Nov-1995","Jan-2051",7100,"PNW E. gas",5.8999999999999997E-2,32,true,"MR 21d Winter Pk_Hydro","CCCT - PNW E.","Default","Default",30,"CMS GT PNWE",0,0,false,true,false,false,0,0,0,"",null,null,"Coyote Springs 1",null,"Coyote Springs 1",223.19488666587173,230.65975875086656,237.27495449612573,241.70929229609152,242,238.67259615208516,203.48860283497527,169.85133198578603,165.98838783043485,162.76105028121449,216.95270345515053,217.63072800908085,210.02638835258531,217.05083298456543,223.27573218085433,227.44844405062213,227.72200000000001,224.59091297911215,191.4827752677117,159.83010339862466,156.19507294843922,153.15814831462285,204.15249395129666,204.7905150565451]
["Coyote Springs 2",1131,"7931","1,2",null,"CC","NG",null,"Natural gas",287.3,287,291,null,242.7,305,290,324,null,null,null,"Operating","Jul",2003,null,"Boardman","Morrow","OR","Y","Columbia","WECC","Avista.  Mirant sold its 50% interest share to Avista in 2005.","IOU","Avista Utilities",14.95,1.1200000000000001,6993.8,null,null,null,null,1,null,null,null,null,{"$f":"AO185*J185","v":287.3},{"$f":"IF(ISNUMBER(R185),R185,BX185)*AO185","v":237.49650000000003},null,null,"TransCanada GTN",null,"Avista",null,81.599999999999994,75.2,180.75239726027399,166.59098173516,185.2,193.64,178.01,189.63,80.489999999999995,130.4,205.05,170.54,215.98,201.5,"1x1 CC; 260.5 MW baseload w/20.5 MW duct firing. Upgrade in 2016 to Advanced Hot Gas Path increased capacity and efficiency (per 2017 Avista IRP).",{"$f":"VLOOKUP($B185,[2]!Table_intranet_power_vewProjectLatLongUrl[#Data],2,FALSE)","v":"45.8496"},{"$f":"VLOOKUP($B185,[2]!Table_intranet_power_vewProjectLatLongUrl[#Data],3,FALSE)","v":"-119.674"},{"$f":"VLOOKUP($B185,[2]!Table_intranet_power_vewProjectLatLongUrl[#Data],4,FALSE)","v":"http://www.oregon.gov/ENERGY/SITING/COY.shtml"},"2017-12-06T14:57:29",291,242.7,0.89,237.49650000000003,null,"Y",null,null,"PNW East","NGCC_PNWE",6950,1,null,1,null,1,null,null,null,"Coyote Springs 2","PNW East","Thr","CCCT",291,"Jul-2003","Jan-2051",6950,"PNW E. gas",5.8999999999999997E-2,32,true,"MR 21d Winter Pk_Hydro","CCCT - PNW E.","Default","Default",30,"CMS GT PNWE",0,0,false,true,false,false,0,0,0,"",null,null,"Coyote Springs 2",null,"Coyote Springs 2",268.3872397511102,277.3635942004222,285.31823040649829,290.65042999240757,291,286.9988656208958,244.69084059908184,204.24271738786669,199.59760685395267,195.71680013154307,260.88114341094547,261.69645392827493,252.55239260579475,260.99914214259729,268.48445481251491,273.50205462285555,273.83100000000002,270.06593254926298,230.25408100373599,192.19239706198255,187.82134804956945,184.16950892378202,245.48915594969969,246.25636314650671]
["Crystal Mountain",1132,"3853","1",null,"IC","FO",null,"Petroleum",2.7,2.7,2.5,null,2.75,2.75,2.5,2.5,null,null,null,"Standby","Dec",1969,null,"Crystal Mountain Ski Area","Pierce","WA","Y","Puget Sound & Coastal","WECC","Puget Sound Energy","IOU","Puget Sound Energy",null,null,null,null,null,null,null,1,null,null,null,null,{"$f":"AO186*J186","v":2.7},{"$f":"IF(ISNUMBER(R186),R186,BX186)*AO186","v":2.4412500000000001},null,null,null,null,"PSE",0,0,0,6.7351598173515997E-3,0.121004566210046,0,0.04,0.05,0,0.03,1.3,0.01,0.04,0.03,0,null,{"$f":"VLOOKUP($B186,[2]!Table_intranet_power_vewProjectLatLongUrl[#Data],2,FALSE)","v":46.953468000000001},{"$f":"VLOOKUP($B186,[2]!Table_intranet_power_vewProjectLatLongUrl[#Data],3,FALSE)","v":-121.47519800000001},{"$f":"VLOOKUP($B186,[2]!Table_intranet_power_vewProjectLatLongUrl[#Data],4,FALSE)","v":0},"2017-10-17T15:19:18",2.5,2.75,0.93,2.4412500000000001,null,"N","Standby",null,"PNW West","FOIC",12400,1,null,1,null,0,"Emergency service",null,null,"","","","","","","","","","","","","","","","","","","","","","","","","","","","",null,null,"",null,"","","","","","","","","","","","","","","","","","","","","","","","",""]
["Culbertson Generating Station",1897,"56606","01",null,"GTaero","NG",null,"Natural gas",91,91,null,null,91,91,90.8,95.5,null,null,null,"Operating","Aug",2010,null,"Culbertson","Roosevelt","MT","N","Missouri","MRO","Basin Electric Power Cooperative","Coop","Basin Electric Power Cooperative",3.44,2.6549999999999998,9942.75,null,null,null,null,1,null,null,null,null,{"$f":"AO187*J187","v":91},{"$f":"IF(ISNUMBER(R187),R187,BX187)*AO187","v":82.81},null,null,"Williston Basin Interstate",null,"SWPP",null,null,null,null,null,null,null,null,null,7.19,7.4,14.58,7.31,11.89,11,"(1) GE LMS100 GTG",{"$f":"VLOOKUP($B187,[2]!Table_intranet_power_vewProjectLatLongUrl[#Data],2,FALSE)","v":"48.214332"},{"$f":"VLOOKUP($B187,[2]!Table_intranet_power_vewProjectLatLongUrl[#Data],3,FALSE)","v":"-104.398117"},{"$f":"VLOOKUP($B187,[2]!Table_intranet_power_vewProjectLatLongUrl[#Data],4,FALSE)","v":"http://www.basinelectric.com/Electricity/Generation/Culbertson_Generation_Station/index.html"},"2017-10-17T15:22:10",91,91,0.91,82.81,null,"N","MRO",null,null,null,null,null,null,null,null,null,null,null,null,"","","","","","","","","","","","","","","","","","","","","","","","","","","","",null,null,"",null,"","","","","","","","","","","","","","","","","","","","","","","","",""]
["Cushman 1 (1 & 2)",1134,"3914","21,22","460B","Storage w/Div","WAT",null,"Hydro",43.2,43.2,null,17,43.2,38,53.4,38,13,null,14,"Operating","Jun",1926,null,"Skokomish R. N. Fk.","Mason","WA","Y","Puget Sound & Coastal","WECC","City of Tacoma","Municipal","City of Tacoma",null,null,null,null,null,null,null,1,null,null,null,null,{"$f":"AO188*J188","v":43.2},{"$f":"IF(ISNUMBER(R188),R188,BX188)*AO188","v":13},null,null,null,null,"Tacoma",16.8,13.9,4.4000000000000004,16.718150684931501,17.031164383561599,15.1,4.24,2.2999999999999998,17.8,17.86,12.4,11.07,15.04,12.23,21.1,"(2) 21.6 MW generators.  License granted July 1998; expires May 2038. Critical energy from PNUCC 2005 NRF",{"$f":"VLOOKUP($B188,[2]!Table_intranet_power_vewProjectLatLongUrl[#Data],2,FALSE)","v":"47.423"},{"$f":"VLOOKUP($B188,[2]!Table_intranet_power_vewProjectLatLongUrl[#Data],3,FALSE)","v":"-123.221"},{"$f":"VLOOKUP($B188,[2]!Table_intranet_power_vewProjectLatLongUrl[#Data],4,FALSE)","v":"http://www.ci.tacoma.wa.us/power/parksandpower/hydro_power/cushman_hydro_project.htm"},"2017-10-17T15:22:46",43.2,43.2,0.30092592592592593,13,"Regulated","N","Reg hydro",null,null,null,null,null,null,null,null,null,null,null,null,"","","","","","","","","","","","","","","","","","","","","","","","","","","","",null,null,"",null,"","","","","","","","","","","","","","","","","","","","","","","","",""]
["Cushman 2 (1 - 3)",1135,"3915","31,32,33","460A","ROR R. w/Div.","WAT",null,"Hydro",81,81,null,88,90,90,90,90,25,null,29,"Operating","Dec",1930,null,"Skokomish R. N. Fk.","Mason","WA","Y","Puget Sound & Coastal","WECC","City of Tacoma","Municipal","City of Tacoma",null,null,null,null,null,null,null,1,null,null,null,null,81,25,null,null,null,null,"Tacoma",30.9,30.2,13.7,17.156050228310502,30.960616438356201,27.6,5.7,3.78,27,28.91,17.5,16.12,25.71,18.7,36.6,"(3) 27MW generators.  License granted July 1998; expires May 2038. Critical energy from PNUCC 2005 NRF",{"$f":"VLOOKUP($B189,[2]!Table_intranet_power_vewProjectLatLongUrl[#Data],2,FALSE)","v":"47.37"},{"$f":"VLOOKUP($B189,[2]!Table_intranet_power_vewProjectLatLongUrl[#Data],3,FALSE)","v":"-123.159"},{"$f":"VLOOKUP($B189,[2]!Table_intranet_power_vewProjectLatLongUrl[#Data],4,FALSE)","v":"http://www.ci.tacoma.wa.us/power/parksandpower/hydro_power/cushman_hydro_project.htm"},"2017-10-17T15:23:16",81,90,0.30864197530864196,25,"Regulated","N","Reg hydro",null,null,null,null,null,null,null,null,null,null,null,null,"","","","","","","","","","","","","","","","","","","","","","","","","","","","",null,null,"",null,"","","","","","","","","","","","","","","","","","","","","","","","",""]
["Cushman 2 (4-5)",2004,"3915","34,35",null,"ROR R. w/Div.",null,null,"Hydro",3.6,3.6,null,null,1.8,1.8,3.6,3.6,2.7,null,null,"Operating","Aug",2013,null,"Skokomish R. N. Fk.","Mason","WA","Y","Puget Sound & Coastal","WECC","City of Tacoma","Municipal","City of Tacoma",null,null,null,null,null,null,null,1,null,null,null,null,3.6,2.7,null,null,null,null,"Tacoma",null,null,null,null,null,null,null,null,null,null,null,null,null,null,null,"(2) 1.8 MW Francis turbines to capture instream flows.  New powerhouse.  ",{"$f":"VLOOKUP($B190,[2]!Table_intranet_power_vewProjectLatLongUrl[#Data],2,FALSE)","v":"47.37"},{"$f":"VLOOKUP($B190,[2]!Table_intranet_power_vewProjectLatLongUrl[#Data],3,FALSE)","v":"-123.159"},{"$f":"VLOOKUP($B190,[2]!Table_intranet_power_vewProjectLatLongUrl[#Data],4,FALSE)","v":"http://www.ci.tacoma.wa.us/power/parksandpower/hydro_power/cushman_hydro_project.htm"},"2017-10-17T15:23:46",{"$f":"IF(OR(I190=\"Wind\",I190=\"Solar\",I190=\"Hydro\"),J190,IF(ISNUMBER(L190),L190,IF(ISNUMBER(O190), O190, IF(ISNUMBER(Q190),Q190,J190))))","v":3.6},{"$f":"IF(OR(J190=\"Wind\",J190=\"Solar\",J190=\"Hydro\"),J190,IF(ISNUMBER(N190),N190,IF(ISNUMBER(P190), P190, IF(ISNUMBER(L190),L190,J190))))","v":1.8},{"$f":"IF(OR(ISBLANK(J190),ISBLANK(R190),J190=0),VLOOKUP(IF(G190=\"WAT\",\"HY\",IF(G190=\"LFG\",\"LFG\",F190)),Acapability,4,FALSE),R190/J190)","v":0.75},{"$f":"IF(ISNUMBER(R190),R190,AVERAGE(BU190,BV190)*BW190)","v":2.7},"Regulated","N","Reg hydro",null,null,null,null,null,null,null,null,null,null,null,null,"","",null,null,null,"","","",null,null,null,null,null,null,null,null,null,null,null,null,null,null,null,null,null,null,null,null,null,null,"",null,""]
["Cutler 1-2",2028,"3646","1,2",2420,"ROR R. w/Div.","WAT",null,"Hydro",30,30,null,null,null,null,29,29,null,null,null,"Operating","Jul",1927,null,"Bear R.","Box Elder","UT","N","Bear","WECC","PacifiCorp","IOU","PacifiCorp",null,null,null,null,null,null,null,null,null,null,null,null,null,null,null,null,null,null,"PACE",null,null,null,null,null,null,null,null,null,null,null,null,null,null,null,"(2) units.  Overhauled in 2007-08 w. new turbine runners and generator rewind.",{"$f":"VLOOKUP($B191,[2]!Table_intranet_power_vewProjectLatLongUrl[#Data],2,FALSE)","v":"41.836667"},{"$f":"VLOOKUP($B191,[2]!Table_intranet_power_vewProjectLatLongUrl[#Data],3,FALSE)","v":"-112.0475"},{"$f":"VLOOKUP($B191,[2]!Table_intranet_power_vewProjectLatLongUrl[#Data],4,FALSE)","v":0},"2014-01-30T13:25:18",30,{"$f":"IF(OR(J191=\"Wind\",J191=\"Solar\",J191=\"Hydro\"),J191,IF(ISNUMBER(N191),N191,IF(ISNUMBER(P191), P191, IF(ISNUMBER(L191),L191,J191))))","v":29},0.42699999999999999,12.596499999999999,null,"N","PACE"]
["Danskin (Evander Andrews) CT1",1136,"7953","1",null,"GT","NG",null,"Natural gas",170,179.1,180,null,166,183,171,205,null,null,null,"Operating","Jun",2008,null,"Mountain Home","Elmore","ID","Y","Columbia","WECC","Idaho Power Co.","IOU","Idaho Power Co.",3.9620000000000002,3.798,10598,null,null,null,null,1,null,null,null,null,{"$f":"AO192*J192","v":170},{"$f":"IF(ISNUMBER(R192),R192,BX192)*AO192","v":157.43},null,null,"Williams Northwest",null,"IPC",null,null,null,null,null,null,null,null,13.4,10.199999999999999,8.3000000000000007,22.87,6.3,29.11,22.6,"(1) 170 MW Siemens-Westinghouse SGT6-5000F GT.",{"$f":"VLOOKUP($B192,[2]!Table_intranet_power_vewProjectLatLongUrl[#Data],2,FALSE)","v":"43.179"},{"$f":"VLOOKUP($B192,[2]!Table_intranet_power_vewProjectLatLongUrl[#Data],3,FALSE)","v":"-115.734"},{"$f":"VLOOKUP($B192,[2]!Table_intranet_power_vewProjectLatLongUrl[#Data],4,FALSE)","v":"http://www.idahopower.com/energycenter/electricitybasics/generation/thermal.htm#evanderAndrews"},"2017-10-17T16:18:35",180,166,0.91,157.43,null,"Y",null,null,"PNW East","NGGT_PNWE",10400,1,null,1,null,1,null,null,null,{"$f":"IF($BZ192=\"Y\",A192,\"\")","v":"Danskin (Evander Andrews) CT1"},{"$f":"IF($BZ192=\"Y\",CC192,\"\")","v":"PNW East"},{"$f":"IF(BZ192=\"N\",\"\",VLOOKUP($CD192,ATechDat,2,FALSE))","v":"Thr"},{"$f":"IF(BZ192=\"N\",\"\",VLOOKUP($CD192,ATechDat,3,FALSE))","v":"GT"},{"$f":"IF($BZ192=\"N\",\"\",IF($I192<>\"Wind\",($CF192*$CH192*IF(ISBLANK($L192),IF(ISBLANK($O192),$J192,$O192),$L192)),$J192*IF(AND($I192=\"Wind\",SWFullWind=\"Y\"),1,$CF192*$CH192)))","v":180},{"$f":"IF(BZ192=\"N\",\"\",IF(ISBLANK(V192),\"Dec\",V192)&\"-\"&IF(ISBLANK(W192),1980,W192))","v":"Jun-2008"},{"$f":"IF(BZ192=\"N\",\"\",IF(U192=\"Retired\",X192,\"Jan-2051\"))","v":"Jan-2051"},{"$f":"IF(BZ192=\"N\",\"\",CE192)","v":10400},{"$f":"IF(BZ192=\"N\",\"\",VLOOKUP($CD192,ATechDat,4,FALSE))","v":"PNW W. gas"},{"$f":"IF(BZ192=\"N\",\"\",VLOOKUP($CD192,ATechDat,5,FALSE))","v":5.0999999999999997E-2},{"$f":"IF(BZ192=\"N\",\"\",VLOOKUP($CD192,ATechDat,6,FALSE))","v":88},{"$f":"IF(BZ192=\"N\",\"\",VLOOKUP($CD192,ATechDat,7,FALSE))","v":false},{"$f":"IF(BZ192=\"N\",\"\",VLOOKUP($CD192,ATechDat,8,FALSE))","v":"MR 14d Winter Pk_Hydro"},{"$f":"IF(BZ192=\"N\",\"\",VLOOKUP($CD192,ATechDat,9,FALSE))","v":"SCCT - PNW W."},{"$f":"IF(BZ192=\"N\",\"\",VLOOKUP($CD192,ATechDat,10,FALSE))","v":"Default"},{"$f":"IF(BZ192=\"N\",\"\",VLOOKUP($CD192,ATechDat,11,FALSE))","v":"Default"},{"$f":"IF(BZ192=\"N\",\"\",VLOOKUP($CD192,ATechDat,12,FALSE))","v":30},{"$f":"IF(BZ192=\"N\",\"\",VLOOKUP($CD192,ATechDat,13,FALSE))","v":"CMS GT PNWE"},{"$f":"IF(BZ192=\"N\",\"\",VLOOKUP($CD192,ATechDat,14,FALSE))","v":0},{"$f":"IF(BZ192=\"N\",\"\",VLOOKUP($CD192,ATechDat,15,FALSE))","v":0},{"$f":"IF(BZ192=\"N\",\"\",VLOOKUP($CD192,ATechDat,16,FALSE))","v":false},{"$f":"IF(BZ192=\"N\",\"\",VLOOKUP($CD192,ATechDat,17,FALSE))","v":true},{"$f":"IF(BZ192=\"N\",\"\",VLOOKUP($CD192,ATechDat,18,FALSE))","v":false},{"$f":"IF(BZ192=\"N\",\"\",VLOOKUP($CD192,ATechDat,19,FALSE))","v":false},{"$f":"IF(BZ192=\"N\",\"\",VLOOKUP($CD192,ATechDat,20,FALSE))","v":0},{"$f":"IF(BZ192=\"N\",\"\",VLOOKUP($CD192,ATechDat,21,FALSE))","v":0},{"$f":"IF(BZ192=\"N\",\"\",VLOOKUP($CD192,ATechDat,22,FALSE))","v":0},{"$f":"IF(ISBLANK(CB192),\"\",CB192)","v":""},null,null,{"$f":"IF(BZ192=\"N\",\"\",CN192)","v":"Danskin (Evander Andrews) CT1"},null,"Danskin (Evander Andrews) CT1",{"$f":"IF($BZ192=\"N\",\"\",IF(OR($I192<>\"Wind\",$I192<>\"Solar\",$I192<>\"Hydro\"),($CF192*$CH192*IF(ISBLANK($L192),IF(ISBLANK($O192),$J192,$O192),$L192))*VLOOKUP($CZ192,ASeasDist,DU$7,FALSE)*VLOOKUP($DE192,ASeasDist,DU$7),$J192*$CF192*$CH192))","v":166.01272561924344},171.56510981469413,176.48550334422575,179.78377112932426,180,177.52507151807987,157.08469197131222,137.60728822591099,134.47767326457236,131.86300334620495,161.3697794294508,161.87409521336593,{"$f":"IF($BZ192=\"N\",\"\",IF(OR($I192<>\"Wind\",$I192<>\"Solar\",$I192<>\"Hydro\"),$CJ192*IF(ISBLANK($L192),IF(ISBLANK($O192),$J192,$O192),$L192),$J192)*(1-$CW192)*VLOOKUP($CZ192,ASeasDist,EG$7,FALSE)*VLOOKUP($DE192,ASeasDist,EG$7))","v":157.54607661266201},162.81528921414474,167.48474267367024,170.61479880172874,170.82,168.47129287065778,149.07337268077529,130.5893165263895,127.61931192807916,125.13799017554848,153.1399206785488,153.61851635748425]
["Danskin (Evander Andrews) CT2 (ex. Danskin 1)",1137,"7953","2",null,"GT","NG",null,"Natural gas",50,45.9,46.5,null,41,46,45.4,51.8,null,null,null,"Operating","Sep",2001,null,"Mountain Home","Elmore","ID","Y","Columbia","WECC","Idaho Power Co.","IOU","Idaho Power Co.",3.9620000000000002,3.798,10598,null,null,null,null,1,null,null,null,null,{"$f":"AO193*J193","v":50},{"$f":"IF(ISNUMBER(R193),R193,BX193)*AO193","v":39.8125},null,null,"Williams Northwest",null,"IPC",null,null,null,null,null,null,null,null,null,null,null,null,null,null,null,"(1) 45 MW Siemens-Westinghouse W251B12A GT unit.",{"$f":"VLOOKUP($B193,[2]!Table_intranet_power_vewProjectLatLongUrl[#Data],2,FALSE)","v":"43.179"},{"$f":"VLOOKUP($B193,[2]!Table_intranet_power_vewProjectLatLongUrl[#Data],3,FALSE)","v":"-115.734"},{"$f":"VLOOKUP($B193,[2]!Table_intranet_power_vewProjectLatLongUrl[#Data],4,FALSE)","v":"http://www.idahopower.com/energycenter/electricitybasics/generation/thermal.htm#evanderAndrews"},"2017-10-17T16:18:51",46.5,41,0.91,39.8125,null,"Y",null,null,"PNW East","NGGT_PNWE",12100,1,null,1,null,1,null,null,null,"Danskin (Evander Andrews) CT2 (ex. Danskin 1)","PNW East","Thr","GT",46.5,"Sep-2001","Jan-2051",12100,"PNW W. gas",5.0999999999999997E-2,88,false,"MR 14d Winter Pk_Hydro","SCCT - PNW W.","Default","Default",30,"CMS GT PNWE",0,0,false,true,false,false,0,0,0,"",null,null,"Danskin (Evander Andrews) CT2 (ex. Danskin 1)",null,"Danskin (Evander Andrews) CT2 (ex. Danskin 1)",42.886620784971221,44.320986702129318,45.592088363924987,46.444140875075441,46.5,45.86064347550397,40.580212092588994,35.548549458360334,34.740065593347865,34.064609197769613,41.687193019274794,41.817474596786198,40.699403124937689,42.060616380320717,43.266891857364804,44.075489690446588,44.128499999999995,43.521750658253261,38.510621275866953,33.735573435983952,32.968322248087112,32.327314128683355,39.561146175291775,39.684783392350099]
["Danskin (Evander Andrews) CT3 (ex. Danskin 2)",1138,"7953","3",null,"GT","NG",null,"Natural gas",50,45.9,46.5,null,41,46,45.1,51.8,null,null,null,"Operating","Sep",2001,null,"Mountain Home","Elmore","ID","Y","Columbia","WECC","Idaho Power Co.","IOU","Idaho Power Co.",3.9620000000000002,3.798,10598,null,null,null,null,1,null,null,null,null,{"$f":"AO194*J194","v":50},{"$f":"IF(ISNUMBER(R194),R194,BX194)*AO194","v":39.8125},null,null,"Williams Northwest",null,"IPC",null,null,null,null,null,null,null,null,null,null,null,null,null,null,null,"(1) 45 MW Siemens-Westinghouse W251B12A GT unit.",{"$f":"VLOOKUP($B194,[2]!Table_intranet_power_vewProjectLatLongUrl[#Data],2,FALSE)","v":"43.179"},{"$f":"VLOOKUP($B194,[2]!Table_intranet_power_vewProjectLatLongUrl[#Data],3,FALSE)","v":"-115.734"},{"$f":"VLOOKUP($B194,[2]!Table_intranet_power_vewProjectLatLongUrl[#Data],4,FALSE)","v":"http://www.idahopower.com/energycenter/electricitybasics/generation/thermal.htm#evanderAndrews"},"2017-10-17T16:19:14",46.5,41,0.91,39.8125,null,"Y",null,null,"PNW East","NGGT_PNWE",12100,1,null,1,null,1,null,null,null,"Danskin (Evander Andrews) CT3 (ex. Danskin 2)","PNW East","Thr","GT",46.5,"Sep-2001","Jan-2051",12100,"PNW W. gas",5.0999999999999997E-2,88,false,"MR 14d Winter Pk_Hydro","SCCT - PNW W.","Default","Default",30,"CMS GT PNWE",0,0,false,true,false,false,0,0,0,"",null,null,"Danskin (Evander Andrews) CT3 (ex. Danskin 2)",null,"Danskin (Evander Andrews) CT3 (ex. Danskin 2)",42.886620784971221,44.320986702129318,45.592088363924987,46.444140875075441,46.5,45.86064347550397,40.580212092588994,35.548549458360334,34.740065593347865,34.064609197769613,41.687193019274794,41.817474596786198,40.699403124937689,42.060616380320717,43.266891857364804,44.075489690446588,44.128499999999995,43.521750658253261,38.510621275866953,33.735573435983952,32.968322248087112,32.327314128683355,39.561146175291775,39.684783392350099]
["DAW Forest Products",1139,null,null,null,"STCG","WW",null,"Biomass",10,null,null,null,null,null,null,null,0.9,null,null,"Retired",null,1960,"Unknown","Bend","Deschutes","OR","Y","Columbia","WECC","DAW Forest Products","Independent","Retired",null,null,null,null,null,null,null,0,null,null,null,null,{"$f":"AO195*J195","v":0},{"$f":"IF(ISNUMBER(R195),R195,BX195)*AO195","v":0},"DAW Forest Products","Lumber and wood products",null,null,null,null,null,null,null,null,null,null,null,null,null,null,null,null,null,null,null,{"$f":"VLOOKUP($B195,[2]!Table_intranet_power_vewProjectLatLongUrl[#Data],2,FALSE)","v":0},{"$f":"VLOOKUP($B195,[2]!Table_intranet_power_vewProjectLatLongUrl[#Data],3,FALSE)","v":0},{"$f":"VLOOKUP($B195,[2]!Table_intranet_power_vewProjectLatLongUrl[#Data],4,FALSE)","v":0},"2008-04-14",10,10,0.09,0.9,null,"N","Retired",null,null,null,null,null,null,null,null,null,null,null,null,"","","","","","","","","","","","","","","","","","","","","","","","","","","","",null,null,"",null,"","","","","","","","","","","","","","","","","","","","","","","","",""]
["Deep Creek",1140,null,null,5991,"Diversion","WAT",null,"Hydro",0.41,null,0,null,0,0,null,null,0.23,null,0,"Operating",null,1983,null,"Deep Cr.","Stevens","WA","Y","Columbia","WECC","G. Foster","Independent","Avista Utilities (QF thru Dec 2017)",null,null,null,null,null,null,2017,1,null,null,null,null,{"$f":"AO196*J196","v":0.41},{"$f":"IF(ISNUMBER(R196),R196,BX196)*AO196","v":0.23},null,null,null,null,null,null,null,null,null,null,null,null,null,null,null,null,null,null,null,null,"Exemption granted October 1982. Critical energy from PNUCC 2005 NRF",{"$f":"VLOOKUP($B196,[2]!Table_intranet_power_vewProjectLatLongUrl[#Data],2,FALSE)","v":0},{"$f":"VLOOKUP($B196,[2]!Table_intranet_power_vewProjectLatLongUrl[#Data],3,FALSE)","v":0},{"$f":"VLOOKUP($B196,[2]!Table_intranet_power_vewProjectLatLongUrl[#Data],4,FALSE)","v":0},"2017-09-19T11:29:52",0.41,0,0.56097560975609762,0.23,null,"Y","Not accounted for in HydInd file","WB capacity = 0 all mo)","PNW East","HY_East","n/a",1,"Assume non-firm",0,null,1,null,"Y",null,"Deep Creek","PNW East","Thr","Hyd",0,"Dec-1983","Jan-2051","n/a","Water",0,24,false,"Cf HY East","Zero","Expense","Default",50,"Flat",0,0,false,true,false,false,0,0,0,"WB capacity = 0 all mo)",null,null,"Deep Creek",null,"Deep Creek",0,0,0,0,0,0,0,0,0,0,0,0,0,0,0,0,0,0,0,0,0,0,0,0]
["Denny Creek",1141,null,null,7350,"Diversion","WAT",null,"Hydro",0.08,null,0,null,0.08,0.08,null,null,0.04,null,null,"Operating",null,1985,null,"Denny Cr.","Klamath","OR","Y","Klamath","WECC","C.A. & D.E. Curtiss","Independent","Listed NUG per 2009 White Book",null,null,null,null,null,null,null,1,null,null,null,null,null,null,null,null,null,null,null,null,null,null,null,null,null,null,null,null,null,null,null,null,null,null,"Exemption granted June 1985.",{"$f":"VLOOKUP($B197,[2]!Table_intranet_power_vewProjectLatLongUrl[#Data],2,FALSE)","v":0},{"$f":"VLOOKUP($B197,[2]!Table_intranet_power_vewProjectLatLongUrl[#Data],3,FALSE)","v":0},{"$f":"VLOOKUP($B197,[2]!Table_intranet_power_vewProjectLatLongUrl[#Data],4,FALSE)","v":0},"2014-01-30T13:29:17",0.08,0.08,0.5,0.04,null,"N","<0.5 MW",null,null,null,null,null,null,null,null,null,null,null,null,"","","","","","","","","","","","","","","","","","","","","","","","","","","","",null,null,"",null,"","","","","","","","","","","","","","","","","","","","","","","","",""]
["Derr Creek",1142,null,null,3922,"Diversion","WAT",null,"Hydro",0.25,null,0.1,null,0,0,null,null,0.12,null,null,"Operating",null,1981,null,"Derr Cr.","Bonner","ID","Y","Columbia","WECC","James .E. White","Independent","Listed NUG per 2009 White Book",null,null,null,null,null,null,null,1,null,null,null,null,null,null,null,null,null,null,null,null,null,null,null,null,null,null,null,null,null,null,null,null,null,null,"Exemption granted May 1981.",{"$f":"VLOOKUP($B198,[2]!Table_intranet_power_vewProjectLatLongUrl[#Data],2,FALSE)","v":0},{"$f":"VLOOKUP($B198,[2]!Table_intranet_power_vewProjectLatLongUrl[#Data],3,FALSE)","v":0},{"$f":"VLOOKUP($B198,[2]!Table_intranet_power_vewProjectLatLongUrl[#Data],4,FALSE)","v":0},"2010-06-22",0.25,0,0.48,0.12,null,"N","<0.5 MW",null,null,null,null,null,null,null,null,null,null,null,null,"","","","","","","","","","","","","","","","","","","","","","","","","","","","",null,null,"",null,"","","","","","","","","","","","","","","","","","","","","","","","",""]
["DeRuyter Dairy",1143,null,null,null,"BGICCG","AW",null,"Biomass",1.2,null,1.2,1.2,1.2,1.2,null,null,null,null,null,"Operating","Dec",2006,null,"Outlook","Yakima","WA","Y","Columbia","WECC","DeRuyter Dairy","Independent","PacifiCorp (QF)",null,null,null,null,null,null,null,1,null,null,null,null,{"$f":"AO199*J199","v":1.2},{"$f":"IF(ISNUMBER(R199),R199,BX199)*AO199","v":0.89999999999999991},"Internal thermal load","Waste digester",null,null,"PACW",null,null,null,null,null,null,null,null,null,null,null,null,null,null,null,"Gasification of cattle waste. (2) 600kW reciprocating engines.",{"$f":"VLOOKUP($B199,[2]!Table_intranet_power_vewProjectLatLongUrl[#Data],2,FALSE)","v":"46.407021"},{"$f":"VLOOKUP($B199,[2]!Table_intranet_power_vewProjectLatLongUrl[#Data],3,FALSE)","v":"-120.122464"},{"$f":"VLOOKUP($B199,[2]!Table_intranet_power_vewProjectLatLongUrl[#Data],4,FALSE)","v":"http://www.terrapass.com/projects/details/george-deruyter-and-sons-dairy.html"},"2014-01-30T13:36:00",1.2,1.2,0.75,0.89999999999999991,null,"Y",null,null,"PNW East","BGIC",10250,1,null,1,null,1,null,"Y",null,"DeRuyter Dairy","PNW East","Thr","IC",1.2,"Dec-2006","Jan-2051",10250,"Zero-cost Biofuel",4.7E-2,56,false,"MR 7d Flat","Landfill","Default","Default",20,"Flat",0,1,false,true,false,false,0,0,0,"",null,null,"DeRuyter Dairy",null,"DeRuyter Dairy",1.1539726027397255,1.1539726027397255,1.1539726027397255,1.1539726027397255,1.1539726027397255,1.1539726027397255,1.1539726027397255,1.1539726027397255,1.1539726027397255,1.1539726027397255,1.1539726027397255,1.1539726027397255,1.0997358904109584,1.0997358904109584,1.0997358904109584,1.0997358904109584,1.0997358904109584,1.0997358904109584,1.0997358904109584,1.0997358904109584,1.0997358904109584,1.0997358904109584,1.0997358904109584,1.0997358904109584]
["Desert Meadow (Mountain Air Wind Park)",2045,"57430","1",null,"WT","WND",null,"Wind",23,23,null,0,null,null,23,23,null,null,null,"Operating","Dec",2012,null,"Mountain Home","Elmore","ID","Y","Columbia","WECC","Terna Energy","Independent","QF PPA to IPC (Dec 2012 - Dec 2032)",null,null,null,null,null,null,2032,1,null,null,null,null,{"$f":"AO200*J200","v":23},{"$f":"IF(ISNUMBER(R200),R200,BX200)*AO200","v":7.36},null,null,null,null,"IPC",null,null,null,null,null,null,null,null,null,null,1.9,6.36,7.16,5.86,7.1,"(10) Siemens SWT 2.3-101 MW.  Mtn Air Wind Park (six projects for total 138 MW) started testing operation in September 2012.",{"$f":"VLOOKUP($B200,[2]!Table_intranet_power_vewProjectLatLongUrl[#Data],2,FALSE)","v":"43.062"},{"$f":"VLOOKUP($B200,[2]!Table_intranet_power_vewProjectLatLongUrl[#Data],3,FALSE)","v":"-115.451"},{"$f":"VLOOKUP($B200,[2]!Table_intranet_power_vewProjectLatLongUrl[#Data],4,FALSE)","v":"http://www.rnp.org/node/mtn-air-desert-meadow-windfarm"},"2017-10-17T15:27:14",23,23,0.32,7.36,null,"Y",null,"100% PNW PPA","PNW East","WN_PNWE","n/a",1,null,0.05,null,1,null,"Y",null,"Desert Meadow (Mountain Air Wind Park)","PNW East","Thr","Wind",23,"Dec-2012","Jan-2051","n/a","Wind",0,0,false,"Cf WN PNWE","WindB1","Default","Default",20,"Flat",0,1,false,true,false,false,0,0,0,"100% PNW PPA",null,null,"Desert Meadow (Mountain Air Wind Park)",null,"Desert Meadow (Mountain Air Wind Park)",0.32430000000000003,0.25185000000000002,0.29325000000000007,0.33119999999999999,0.35535000000000005,0.31050000000000005,0.36915000000000003,0.36915000000000003,0.41745000000000004,0.36915000000000003,0.38295000000000007,0.36915000000000003,6.4859999999999998,5.0369999999999999,5.8650000000000002,6.6239999999999997,7.1070000000000002,6.2100000000000009,7.383,7.383,8.3490000000000002,7.383,7.6590000000000007,7.383]
["Detroit 1 & 2",1144,"3077","1,2","FCRPS","Storage","WAT",null,"Hydro",100,100,null,103,100,100,100,100,9,null,41,"Operating","Jul",1953,null,"N. Fk. Santiam R.","Linn","OR","Y","Columbia","WECC","USCE","Federal","BPA",null,null,null,null,null,null,null,1,null,null,null,null,{"$f":"AO201*J201","v":100},{"$f":"IF(ISNUMBER(R201),R201,BX201)*AO201","v":9},null,null,null,null,"BPA",42.1,46.3,41.6,30.092808219178099,36.530365296803701,15.4,12.83,33.6,32.9,35.770000000000003,36.299999999999997,31.61,42.47,25.4,32.200000000000003,"Critical energy from PNUCC 2005 NRF",{"$f":"VLOOKUP($B201,[2]!Table_intranet_power_vewProjectLatLongUrl[#Data],2,FALSE)","v":"44.722"},{"$f":"VLOOKUP($B201,[2]!Table_intranet_power_vewProjectLatLongUrl[#Data],3,FALSE)","v":"-122.251"},{"$f":"VLOOKUP($B201,[2]!Table_intranet_power_vewProjectLatLongUrl[#Data],4,FALSE)","v":"http://www.nwp.usace.army.mil/op/v/proj_detbc.asp"},"2017-10-17T15:27:37",100,100,0.09,{"$f":"IF(ISNUMBER(R201),R201,AVERAGE(BU201,BV201)*BW201)","v":9},"Independent","N","Accounted for in HydInd file",null,null,null,null,null,null,null,null,null,null,null,null,"","","","","","","","","","","","","","","","","","","","","","","","","","","","",null,null,"",null,"","","","","","","","","","","","","","","","","","","","","","","","",""]
["Dexter",1145,"3078","1","FCRPS","Storage (Rereg)","WAT",null,"Hydro",15,15,null,2.92,17,17,17,17,1,null,9,"Operating","Jun",1955,null,"M. Fk. Willamette R.","Lane","OR","Y","Columbia","WECC","USCE","Federal","BPA",null,null,null,null,null,null,null,1,null,null,null,null,15,1,null,null,null,null,"BPA",7.5,8.1,9.1,2.3356164383561602,3.7559360730593601,8.8000000000000007,4.9800000000000004,8.7899999999999991,8.3000000000000007,9.14,9.4,8.56,4.8499999999999996,3.22,8.4,"Critical energy from PNUCC 2005 NRF",{"$f":"VLOOKUP($B202,[2]!Table_intranet_power_vewProjectLatLongUrl[#Data],2,FALSE)","v":"43.92151"},{"$f":"VLOOKUP($B202,[2]!Table_intranet_power_vewProjectLatLongUrl[#Data],3,FALSE)","v":"-122.814517"},{"$f":"VLOOKUP($B202,[2]!Table_intranet_power_vewProjectLatLongUrl[#Data],4,FALSE)","v":"http://www.bpa.gov/corporate/bpanews/library/images/dams/descriptions/dexter.cfm"},"2017-10-17T15:27:57",15,17,6.6666666666666666E-2,1,"Independent","N","Accounted for in HydInd file",null,null,null,null,null,null,null,null,null,null,null,null,"","","","","","","","","","","","","","","","","","","","","","","","","","","","",null,null,"",null,"","","","","","","","","","","","","","","","","","","","","","","","",""]
["Diablo 1 - 4",1146,"6432","31,32,35,36","553B","Storage w/Div","WAT",null,"Hydro",152.80000000000001,182.4,null,172,168.4,168.4,168.4,168.4,99,null,83,"Operating","Oct",1936,null,"Skagit R.","Whatcom","WA","Y","Puget Sound & Coastal","WECC","City of Seattle","Municipal","City of Seattle",null,null,null,null,null,null,null,1,null,null,null,null,152.80000000000001,99,null,null,null,null,"SCE",102.6,84.8,88.4,74.617351598173499,84.956506849315105,95.2,65.790000000000006,78.7,82,104.9,106.8,94.32,97.73,88.32,99.2,"License granted May 1995 Expires April 2025. Critical energy from PNUCC 2005 NRF. Certified Low-impact.",{"$f":"VLOOKUP($B203,[2]!Table_intranet_power_vewProjectLatLongUrl[#Data],2,FALSE)","v":"48.716"},{"$f":"VLOOKUP($B203,[2]!Table_intranet_power_vewProjectLatLongUrl[#Data],3,FALSE)","v":"-121.14"},{"$f":"VLOOKUP($B203,[2]!Table_intranet_power_vewProjectLatLongUrl[#Data],4,FALSE)","v":"http://en.wikipedia.org/wiki/Ross_Dam"},"2017-10-17T15:28:38",152.80000000000001,168.4,0.64790575916230364,99,"Regulated","N","Reg hydro",null,null,null,null,null,null,null,null,null,null,null,null,"","","","","","","","","","","","","","","","","","","","","","","","","","","","",null,null,"",null,"","","","","","","","","","","","","","","","","","","","","","","","",""]
["Diamond Willow",1147,"56782","DIAW",null,"WT","WND",null,"Wind",19.5,30,null,null,19.5,19.5,30,30,null,null,null,"Operating","Feb",2008,null,"Baker","Fallon","MT","N","Missouri","MRO","MDU Utilities","IOU","MDU Utilities",null,null,null,null,null,null,null,0,null,null,null,null,{"$f":"AO204*J204","v":0},{"$f":"IF(ISNUMBER(R204),R204,BX204)*AO204","v":0},null,null,null,null,"MDU",null,null,null,null,null,null,7.42,7.73,null,11.29,10.4,10.64,11.02,10.18,11.4,"(13) GE 1.5 WTG.",{"$f":"VLOOKUP($B204,[2]!Table_intranet_power_vewProjectLatLongUrl[#Data],2,FALSE)","v":"46.262505"},{"$f":"VLOOKUP($B204,[2]!Table_intranet_power_vewProjectLatLongUrl[#Data],3,FALSE)","v":"-104.254582"},{"$f":"VLOOKUP($B204,[2]!Table_intranet_power_vewProjectLatLongUrl[#Data],4,FALSE)","v":"http://en.openei.org/wiki/Diamond_Willow_Wind_(07)_Wind_Farm"},"2017-10-17T15:55:02",19.5,19.5,0.32,6.24,null,"N","MRO",null,null,null,null,null,null,null,null,null,null,null,null,"","","","","","","","","","","","","","","","","","","","","","","","","","","","",null,null,"",null,"","","","","","","","","","","","","","","","","","","","","","","","",""]
["Diamond Willow Expansion",1731,"56782","DIAW",null,"WT","WND",null,"Wind",10.5,null,null,null,10.5,10.5,null,null,null,null,null,"Operating","Jun",2010,null,"Baker","Fallon","MT","N","Missouri","MRO","MDU Utilities","IOU","MDU Utilities",null,null,null,null,null,null,null,0,null,null,null,null,{"$f":"AO205*J205","v":0},{"$f":"IF(ISNUMBER(R205),R205,BX205)*AO205","v":0},null,null,null,null,"MDU",null,null,null,null,null,null,null,null,null,null,null,null,null,null,null,"(7) GE 1.5 MW WTG.",{"$f":"VLOOKUP($B205,[2]!Table_intranet_power_vewProjectLatLongUrl[#Data],2,FALSE)","v":"46.262505"},{"$f":"VLOOKUP($B205,[2]!Table_intranet_power_vewProjectLatLongUrl[#Data],3,FALSE)","v":"-104.254582"},{"$f":"VLOOKUP($B205,[2]!Table_intranet_power_vewProjectLatLongUrl[#Data],4,FALSE)","v":"http://en.openei.org/wiki/Diamond_Willow_Wind_(07)_Wind_Farm"},"2014-01-30T13:38:38",10.5,10.5,0.32,3.36,null,"N","MRO",null,null,null,null,null,null,null,null,null,null,null,null,"","",null,null,null,"","","",null,null,null,null,null,null,null,null,null,null,null,null,null,null,null,null,null,null,null,null,null,null,"",null,""]
["Dietrich Drop",1148,"10807","GEN1",8909,"Canal","WAT",null,"Hydro",4.7699999999999996,4.8,0,null,4.4400000000000004,0,4.8,4.8,null,null,2,"Operating","Aug",1990,null,"Milner-Gooding Cnl.","Lincoln","ID","Y","Columbia","WECC","Enel SpA (dba) BP Hydro Associates","Independent","Idaho Power Co. (QF thru Aug 2023)",null,null,null,null,null,null,null,1,null,null,null,null,{"$f":"AO206*J206","v":4.7699999999999996},{"$f":"IF(ISNUMBER(R206),R206,BX206)*AO206","v":1.9663350000000002},null,null,null,null,"IPC",null,null,null,null,null,null,1.45,1.92,1.7,1.77,1.8,1.36,1.73,1.66,1.6,"License granted May 1987; expires April 2037. Critical energy from PNUCC 2005 NRF",{"$f":"VLOOKUP($B206,[2]!Table_intranet_power_vewProjectLatLongUrl[#Data],2,FALSE)","v":42.836046000000003},{"$f":"VLOOKUP($B206,[2]!Table_intranet_power_vewProjectLatLongUrl[#Data],3,FALSE)","v":-114.26795199999999},{"$f":"VLOOKUP($B206,[2]!Table_intranet_power_vewProjectLatLongUrl[#Data],4,FALSE)","v":0},"2017-10-17T15:56:49",4.7699999999999996,4.4400000000000004,0.42699999999999999,1.9663350000000002,null,"Y","Not accounted for in HydInd file",null,"PNW East","HY_Irr","n/a",1,null,1,null,1,null,"Y",null,"Dietrich Drop","PNW East",{"$f":"IF(BZ206=\"N\",\"\",VLOOKUP($CD206,ATechDat,2,FALSE))","v":"Thr"},{"$f":"IF(BZ206=\"N\",\"\",VLOOKUP($CD206,ATechDat,3,FALSE))","v":"Hyd"},{"$f":"IF($BZ206=\"N\",\"\",IF($I206<>\"Wind\",($CF206*$CH206*IF(ISBLANK($L206),IF(ISBLANK($O206),$J206,$O206),$L206)),$J206*IF(AND($I206=\"Wind\",SWFullWind=\"Y\"),1,$CF206*$CH206)))","v":0},"Aug-1990","Jan-2051","n/a",{"$f":"IF(BZ206=\"N\",\"\",VLOOKUP($CD206,ATechDat,4,FALSE))","v":"Water"},{"$f":"IF(BZ206=\"N\",\"\",VLOOKUP($CD206,ATechDat,5,FALSE))","v":0},{"$f":"IF(BZ206=\"N\",\"\",VLOOKUP($CD206,ATechDat,6,FALSE))","v":24},{"$f":"IF(BZ206=\"N\",\"\",VLOOKUP($CD206,ATechDat,7,FALSE))","v":false},{"$f":"IF(BZ206=\"N\",\"\",VLOOKUP($CD206,ATechDat,8,FALSE))","v":"Cf HY Irr"},{"$f":"IF(BZ206=\"N\",\"\",VLOOKUP($CD206,ATechDat,9,FALSE))","v":"Zero"},{"$f":"IF(BZ206=\"N\",\"\",VLOOKUP($CD206,ATechDat,10,FALSE))","v":"Expense"},{"$f":"IF(BZ206=\"N\",\"\",VLOOKUP($CD206,ATechDat,11,FALSE))","v":"Default"},{"$f":"IF(BZ206=\"N\",\"\",VLOOKUP($CD206,ATechDat,12,FALSE))","v":50},{"$f":"IF(BZ206=\"N\",\"\",VLOOKUP($CD206,ATechDat,13,FALSE))","v":"Flat"},{"$f":"IF(BZ206=\"N\",\"\",VLOOKUP($CD206,ATechDat,14,FALSE))","v":0},{"$f":"IF(BZ206=\"N\",\"\",VLOOKUP($CD206,ATechDat,15,FALSE))","v":0},{"$f":"IF(BZ206=\"N\",\"\",VLOOKUP($CD206,ATechDat,16,FALSE))","v":false},{"$f":"IF(BZ206=\"N\",\"\",VLOOKUP($CD206,ATechDat,17,FALSE))","v":true},{"$f":"IF(BZ206=\"N\",\"\",VLOOKUP($CD206,ATechDat,18,FALSE))","v":false},{"$f":"IF(BZ206=\"N\",\"\",VLOOKUP($CD206,ATechDat,19,FALSE))","v":false},{"$f":"IF(BZ206=\"N\",\"\",VLOOKUP($CD206,ATechDat,20,FALSE))","v":0},{"$f":"IF(BZ206=\"N\",\"\",VLOOKUP($CD206,ATechDat,21,FALSE))","v":0},{"$f":"IF(BZ206=\"N\",\"\",VLOOKUP($CD206,ATechDat,22,FALSE))","v":0},{"$f":"IF(ISBLANK(CB206),\"\",CB206)","v":""},null,null,"Dietrich Drop",null,"Dietrich Drop",{"$f":"IF($BZ206=\"N\",\"\",IF(OR($I206<>\"Wind\",$I206<>\"Solar\",$I206<>\"Hydro\"),($CF206*$CH206*IF(ISBLANK($L206),IF(ISBLANK($O206),$J206,$O206),$L206))*VLOOKUP($CZ206,ASeasDist,DU$7,FALSE)*VLOOKUP($DE206,ASeasDist,DU$7),$J206*$CF206*$CH206))","v":0},0,0,0,0,0,0,0,0,0,0,0,{"$f":"IF($BZ206=\"N\",\"\",IF(OR($I206<>\"Wind\",$I206<>\"Solar\",$I206<>\"Hydro\"),$CJ206*IF(ISBLANK($L206),IF(ISBLANK($O206),$J206,$O206),$L206),$J206)*(1-$CW206)*VLOOKUP($CZ206,ASeasDist,EG$7,FALSE)*VLOOKUP($DE206,ASeasDist,EG$7))","v":0},0,0,0,0,0,0,0,0,0,0,0]
["Don Plant (Simplot Pocatello)",1149,"50274","GEN1",null,"STCG","NG",null,"Natural gas",15.9,15.9,9,null,0,8.1999999999999993,14.8,15,null,null,null,"Operating","Feb",1986,null,"Pocatello","Power","ID","Y","Columbia","WECC","Simplot Leasing Corp","Independent","Idaho Power Co. (QF thru Aug 2016)",118.51,19.858000000000001,9818,null,null,null,2016,1,null,null,null,null,{"$f":"AO207*J207","v":15.9},{"$f":"IF(ISNUMBER(R207),R207,BX207)*AO207","v":3.6},"Don Phosphate Plant","Chemicals","Williams Northwest",null,"IPC",null,null,null,null,null,null,0,8.26,9,8.86,7.9,8.8000000000000007,8.5500000000000007,9.2200000000000006,7.4,"Energy is 1998 EIA 860B.",{"$f":"VLOOKUP($B207,[2]!Table_intranet_power_vewProjectLatLongUrl[#Data],2,FALSE)","v":"42.911839"},{"$f":"VLOOKUP($B207,[2]!Table_intranet_power_vewProjectLatLongUrl[#Data],3,FALSE)","v":"-112.5315"},{"$f":"VLOOKUP($B207,[2]!Table_intranet_power_vewProjectLatLongUrl[#Data],4,FALSE)","v":"http://www.simplot.com/agricultural/simphos_feed/dist_pocatello.cfm"},"2017-10-25T09:00:20",9,0,0.8,3.6,null,"Y",null,null,"PNW East","NGSTCG_SID",5000,1,null,1,null,1,null,"Y",null,"Don Plant (Simplot Pocatello)","PNW East","Thr","STCG",9,"Feb-1986","Jan-2051",5000,"ID gas",7.0000000000000007E-2,56,false,"MR 28d Flat","Cogen1","Default","Default",30,"Flat",0,1,false,true,false,false,0,0,0,"",null,null,"Don Plant (Simplot Pocatello)",null,"Don Plant (Simplot Pocatello)",8.1369863013698627,8.1369863013698627,8.1369863013698627,8.1369863013698627,8.1369863013698627,8.1369863013698627,8.1369863013698627,8.1369863013698627,8.1369863013698627,8.1369863013698627,8.1369863013698627,8.1369863013698627,7.5673972602739727,7.5673972602739727,7.5673972602739727,7.5673972602739727,7.5673972602739727,7.5673972602739727,7.5673972602739727,7.5673972602739727,7.5673972602739727,7.5673972602739727,7.5673972602739727,7.5673972602739727]
["Dorena Lake Dam",1732,"59357","FRNCS,KAPLN","P-11945","ROR","WAT",null,"Hydro",7.5,7.5,null,null,null,null,7.5,7.5,null,null,null,"Operating","Jun",2014,null,"Row R.","Lane","OR","Y","Columbia","WECC","Dorena Hydro, LLC","Independent",null,null,null,null,null,null,null,null,1,null,null,null,null,{"$f":"AO208*J208","v":7.5},{"$f":"IF(ISNUMBER(R208),R208,BX208)*AO208","v":3.2025000000000001},null,null,null,"PAC substation","PACW",null,null,null,null,null,null,null,null,null,null,null,null,null,0.91,1.3,"(1) 6.1 MW vertical Kaplan unit & (1) 1.4 MW vertical Francis unit at existing USACE dam with storage.  Run-of-river.",{"$f":"VLOOKUP($B208,[2]!Table_intranet_power_vewProjectLatLongUrl[#Data],2,FALSE)","v":43.771093999999998},{"$f":"VLOOKUP($B208,[2]!Table_intranet_power_vewProjectLatLongUrl[#Data],3,FALSE)","v":-122.92963},null,"2017-10-17T15:59:28",7.5,7.5,{"$f":"IF(OR(ISBLANK(J208),ISBLANK(R208),J208=0),VLOOKUP(IF(G208=\"WAT\",\"HY\",IF(G208=\"LFG\",\"LFG\",F208)),Acapability,4,FALSE),R208/J208)","v":0.42699999999999999},3.2025000000000001,null,"Y",null,null,"PNW West","HY_West","n/a",1,null,1,1,1,null,"Y",null,"Dorena Lake Dam","PNW West",{"$f":"IF(BZ208=\"N\",\"\",VLOOKUP($CD208,ATechDat,2,FALSE))","v":"Thr"},{"$f":"IF(BZ208=\"N\",\"\",VLOOKUP($CD208,ATechDat,3,FALSE))","v":"Hyd"},7.5,"Jun-2014","Jan-2051","n/a",{"$f":"IF(BZ208=\"N\",\"\",VLOOKUP($CD208,ATechDat,4,FALSE))","v":"Water"},{"$f":"IF(BZ208=\"N\",\"\",VLOOKUP($CD208,ATechDat,5,FALSE))","v":0},{"$f":"IF(BZ208=\"N\",\"\",VLOOKUP($CD208,ATechDat,6,FALSE))","v":24},{"$f":"IF(BZ208=\"N\",\"\",VLOOKUP($CD208,ATechDat,7,FALSE))","v":false},{"$f":"IF(BZ208=\"N\",\"\",VLOOKUP($CD208,ATechDat,8,FALSE))","v":"Cf HY West"},{"$f":"IF(BZ208=\"N\",\"\",VLOOKUP($CD208,ATechDat,9,FALSE))","v":"Zero"},{"$f":"IF(BZ208=\"N\",\"\",VLOOKUP($CD208,ATechDat,10,FALSE))","v":"Expense"},{"$f":"IF(BZ208=\"N\",\"\",VLOOKUP($CD208,ATechDat,11,FALSE))","v":"Default"},{"$f":"IF(BZ208=\"N\",\"\",VLOOKUP($CD208,ATechDat,12,FALSE))","v":50},{"$f":"IF(BZ208=\"N\",\"\",VLOOKUP($CD208,ATechDat,13,FALSE))","v":"Flat"},{"$f":"IF(BZ208=\"N\",\"\",VLOOKUP($CD208,ATechDat,14,FALSE))","v":0},{"$f":"IF(BZ208=\"N\",\"\",VLOOKUP($CD208,ATechDat,15,FALSE))","v":0},{"$f":"IF(BZ208=\"N\",\"\",VLOOKUP($CD208,ATechDat,16,FALSE))","v":false},{"$f":"IF(BZ208=\"N\",\"\",VLOOKUP($CD208,ATechDat,17,FALSE))","v":true},{"$f":"IF(BZ208=\"N\",\"\",VLOOKUP($CD208,ATechDat,18,FALSE))","v":false},{"$f":"IF(BZ208=\"N\",\"\",VLOOKUP($CD208,ATechDat,19,FALSE))","v":false},{"$f":"IF(BZ208=\"N\",\"\",VLOOKUP($CD208,ATechDat,20,FALSE))","v":0},{"$f":"IF(BZ208=\"N\",\"\",VLOOKUP($CD208,ATechDat,21,FALSE))","v":0},{"$f":"IF(BZ208=\"N\",\"\",VLOOKUP($CD208,ATechDat,22,FALSE))","v":0},"",null,null,"Dorena Lake Dam",null,"Dorena Lake Dam",2.4628258827416176,2.7311781337609049,3.7236899756740276,4.0642169226277796,3.9318098248812072,2.9432405723361077,3.0966284374109398,3.1680366823150576,3.5102267766051751,3.5255375079808653,3.3388351469947124,3.4509144836438699,2.4628258827416176,2.7311781337609049,3.7236899756740276,4.0642169226277796,3.9318098248812072,2.9432405723361077,3.0966284374109398,3.1680366823150576,3.5102267766051751,3.5255375079808653,3.3388351469947124,3.4509144836438699]
["Double A Dairy",1874,"57425","1,2,3",null,"BGICCG","AW",null,"Biomass",4.5,4.5,null,1,4.5,4.5,4.5,4.5,null,null,null,"Operating","Jan",2012,null,"Jerome","Jerome","ID","Y","Columbia","WECC","AgPower Jerome, LLC","Independent","Idaho Power (QF Jan 2012 - Jan 2032)",null,null,null,null,null,null,2032,1,null,null,null,null,{"$f":"AO209*J209","v":4.5},{"$f":"IF(ISNUMBER(R209),R209,BX209)*AO209","v":3.375},"Internal thermal load","Waste digester",null,null,"IPC",null,null,null,null,null,null,null,null,null,0.02,2.6,3.1,3.12,2.92,2.9,"Anaerobic digestor and (6) 750 kW reciprocating engines.",{"$f":"VLOOKUP($B209,[2]!Table_intranet_power_vewProjectLatLongUrl[#Data],2,FALSE)","v":"42.688182"},{"$f":"VLOOKUP($B209,[2]!Table_intranet_power_vewProjectLatLongUrl[#Data],3,FALSE)","v":"-114.616723"},{"$f":"VLOOKUP($B209,[2]!Table_intranet_power_vewProjectLatLongUrl[#Data],4,FALSE)","v":"http://www.andgar.com/specialty-general-contracting-digester-projects-in-progress-double-a-dairy.php"},"2017-10-17T16:02:19",4.5,4.5,0.75,3.375,null,"Y",null,null,"PNW East","BGIC",10250,1,null,1,null,1,null,"Y",null,"Double A Dairy","PNW East","Thr","IC",4.5,"Jan-2012","Jan-2051",10250,"Zero-cost Biofuel",4.7E-2,56,false,"MR 7d Flat","Landfill","Default","Default",20,"Flat",0,1,false,true,false,false,0,0,0,"",null,null,"Double A Dairy",null,"Double A Dairy",4.3273972602739708,4.3273972602739708,4.3273972602739708,4.3273972602739708,4.3273972602739708,4.3273972602739708,4.3273972602739708,4.3273972602739708,4.3273972602739708,4.3273972602739708,4.3273972602739708,4.3273972602739708,4.1240095890410942,4.1240095890410942,4.1240095890410942,4.1240095890410942,4.1240095890410942,4.1240095890410942,4.1240095890410942,4.1240095890410942,4.1240095890410942,4.1240095890410942,4.1240095890410942,4.1240095890410942]
["Double B Dairy",1935,null,null,null,"BGICCG","AW",null,"Biomass",2,null,null,null,2,2,null,null,0.88767123287671201,null,null,"Suspended",null,2013,null,"Murtaugh","Cassia","ID","Y","Columbia","WECC","New Energy One","Independent","PPA w/ Idaho Power terminated",null,null,null,null,null,null,null,0,null,null,null,null,{"$f":"AO210*J210","v":0},{"$f":"IF(ISNUMBER(R210),R210,BX210)*AO210","v":0},"Double B Dairy","Waste digesters",null,"IPC Buckhorn sub","IPC",null,null,null,null,null,null,null,null,null,null,null,null,null,null,null,"Gasification of cattle waste. Anaerobic digestor w/engine-generators.  Project deemed suspended as PPA was terminated over interconnection issues.  Developer has appealed to the Idaho Supreme Court for reinstatement on the grounds of \"force majeure.\"",{"$f":"VLOOKUP($B210,[2]!Table_intranet_power_vewProjectLatLongUrl[#Data],2,FALSE)","v":0},{"$f":"VLOOKUP($B210,[2]!Table_intranet_power_vewProjectLatLongUrl[#Data],3,FALSE)","v":0},{"$f":"VLOOKUP($B210,[2]!Table_intranet_power_vewProjectLatLongUrl[#Data],4,FALSE)","v":0},"2014-01-30T13:42:21",2,2,0.44383561643835601,0.88767123287671201,null,"N","Terminated",null,null,null,10250,null,null,null,null,null,null,null,null,"","","","","","","","","","","","","","","","","","","","","","","","","","","","",null,null,"",null,"","","","","","","","","","","","","","","","","","","","","","","","",""]
["Doug Hull",1150,null,null,6676,"Canal","WAT",null,"Hydro",0.25,null,null,null,0.25,0.25,null,null,0.13,null,null,"Operating",null,1983,null,"Twin Falls Cnl Lateral 28","Twin Falls","ID","Y","Columbia","WECC","D. Hull","Independent",null,null,null,null,null,null,null,null,1,null,null,null,null,null,null,null,null,null,null,null,null,null,null,null,null,null,null,null,null,null,null,null,null,null,null,"Exemption granted January 1983.",{"$f":"VLOOKUP($B211,[2]!Table_intranet_power_vewProjectLatLongUrl[#Data],2,FALSE)","v":0},{"$f":"VLOOKUP($B211,[2]!Table_intranet_power_vewProjectLatLongUrl[#Data],3,FALSE)","v":0},{"$f":"VLOOKUP($B211,[2]!Table_intranet_power_vewProjectLatLongUrl[#Data],4,FALSE)","v":0},"2014-01-30T13:42:32",0.25,0.25,0.52,0.13,null,"N","<0.5 MW",null,null,null,null,null,null,null,null,null,null,null,null,"","","","","","","","","","","","","","","","","","","","","","","","","","","","",null,null,"",null,"","","","","","","","","","","","","","","","","","","","","","","","",""]
["Douglas County Forest Products",1151,null,null,null,"STCG","WW",null,"Biomass",3.2,null,null,null,3.2,3.2,null,null,2.6,null,null,"Operating",null,2006,null,"Winchester","Douglas","OR","Y","Puget Sound & Coastal","WECC","Douglas County Forest Products","Independent","PacifiCorp (QF thru Jul 2008)",null,null,null,null,null,null,2008,1,null,null,null,null,{"$f":"AO212*J212","v":3.2},{"$f":"IF(ISNUMBER(R212),R212,BX212)*AO212","v":2.6},"Douglas County Forest Products","Lumber & wood products",null,null,null,null,null,null,null,null,null,null,null,null,null,null,null,null,null,null,"Supercritical boiler w/3 MW backpressure TG, steam to dry kilns. Partial funding by OR Energy Trust.",{"$f":"VLOOKUP($B212,[2]!Table_intranet_power_vewProjectLatLongUrl[#Data],2,FALSE)","v":"43.289910"},{"$f":"VLOOKUP($B212,[2]!Table_intranet_power_vewProjectLatLongUrl[#Data],3,FALSE)","v":"-123.361267"},{"$f":"VLOOKUP($B212,[2]!Table_intranet_power_vewProjectLatLongUrl[#Data],4,FALSE)","v":"http://www.dcfp.com/index.php"},"2014-01-30T13:42:44",3.2,3.2,0.8125,2.6,null,"Y",null,null,"PNW West","WWSTCG",4600,1,null,1,null,1,null,"Y",null,"Douglas County Forest Products","PNW West","Thr","STCG",3.2,"Dec-2006","Jan-2051",4600,"Mill Residue",7.0000000000000007E-2,56,false,"MR 28d Flat","Bio1","Default","Default",30,"Flat",0,1,false,true,false,false,0,0,0,"",null,null,"Douglas County Forest Products",null,"Douglas County Forest Products",2.8931506849315074,2.8931506849315074,2.8931506849315074,2.8931506849315074,2.8931506849315074,2.8931506849315074,2.8931506849315074,2.8931506849315074,2.8931506849315074,2.8931506849315074,2.8931506849315074,2.8931506849315074,2.6906301369863015,2.6906301369863015,2.6906301369863015,2.6906301369863015,2.6906301369863015,2.6906301369863015,2.6906301369863015,2.6906301369863015,2.6906301369863015,2.6906301369863015,2.6906301369863015,2.6906301369863015]
["Dry Creek",1152,"54394","GEN1",9134,"Conduit","WAT",null,"Hydro",3.6,3.6,0.3,null,2.5,1.5,2.2000000000000002,1.5,2.02,null,null,"Operating","Dec",1987,null,"Dry Cr.","Butte","ID","Y","Columbia","WECC","D&D Stauffer, Inc.","Independent","PacifiCorp (QF thru Apr 2022)",null,null,null,null,null,null,null,1,null,null,null,null,{"$f":"AO213*J213","v":3.6},{"$f":"IF(ISNUMBER(R213),R213,BX213)*AO213","v":2.02},null,null,null,null,"PACE",null,null,null,null,0.39623287671232899,0.3,0.33,1.35,1.1000000000000001,1.35,1.2,0.59,0.88,0.97,1.3,"Exemption granted February 1986.",{"$f":"VLOOKUP($B213,[2]!Table_intranet_power_vewProjectLatLongUrl[#Data],2,FALSE)","v":44.027444000000003},{"$f":"VLOOKUP($B213,[2]!Table_intranet_power_vewProjectLatLongUrl[#Data],3,FALSE)","v":-112.71943899999999},{"$f":"VLOOKUP($B213,[2]!Table_intranet_power_vewProjectLatLongUrl[#Data],4,FALSE)","v":0},"2017-10-17T16:08:36",3.6,2.5,0.56111111111111112,2.02,null,"Y","Not accounted for in HydInd file",null,"PNW East","HY_Irr","n/a",1,null,1,null,1,null,"Y",null,"Dry Creek","PNW East","Thr","Hyd",0.3,"Dec-1987","Jan-2051","n/a","Water",0,24,false,"Cf HY Irr","Zero","Expense","Default",50,"Flat",0,0,false,true,false,false,0,0,0,"",null,null,"Dry Creek",null,"Dry Creek",0.3,0,0,0,0,0,0,0.3,0.3,0.3,0.3,0.3,0.3,0,0,0,0,0,0,0.3,0.3,0.3,0.3,0.3]
["Dry Creek Landfill",1153,"56461","DC1,DC2",null,"IC","LFG",null,"Biomass",3.2,3.2,2.2999999999999998,2.25,3.2,3.2,3,3,null,null,null,"Operating","Sep",2007,null,"Dry Creek Landfill (Eagle Point)","Jackson","OR","Y","Puget Sound & Coastal","WECC","Oregon Environmental Industries","Independent","PacifiCorp (QF thru Jul 2022)",null,null,null,null,null,null,2022,1,null,null,null,null,{"$f":"AO214*J214","v":3.2},{"$f":"IF(ISNUMBER(R214),R214,BX214)*AO214","v":2.0625},null,null,null,null,"PACW",null,null,null,null,null,0.4,2.4900000000000002,2.1,2.4,2.7,2.5,2.4700000000000002,2.3199999999999998,2.2400000000000002,2.5,"(2) Caterpillar 3520 reciprocating engines.",{"$f":"VLOOKUP($B214,[2]!Table_intranet_power_vewProjectLatLongUrl[#Data],2,FALSE)","v":"42.432265"},{"$f":"VLOOKUP($B214,[2]!Table_intranet_power_vewProjectLatLongUrl[#Data],3,FALSE)","v":"-122.889452"},{"$f":"VLOOKUP($B214,[2]!Table_intranet_power_vewProjectLatLongUrl[#Data],4,FALSE)","v":"http://roguedisposal.com/about-the-landfill/"},"2017-10-17T16:07:38",2.2999999999999998,3.2,0.75,2.0625,null,"Y",null,null,"PNW West","BGIC",11900,1,null,1,null,1,null,"Y",null,"Dry Creek Landfill","PNW West","Thr","IC",2.2999999999999998,"Sep-2007","Jan-2051",11900,"Zero-cost Biofuel",4.7E-2,56,false,"MR 7d Flat","Landfill","Default","Default",20,"Flat",0,1,false,true,false,false,0,0,0,"",null,null,"Dry Creek Landfill",null,"Dry Creek Landfill",2.2117808219178072,2.2117808219178072,2.2117808219178072,2.2117808219178072,2.2117808219178072,2.2117808219178072,2.2117808219178072,2.2117808219178072,2.2117808219178072,2.2117808219178072,2.2117808219178072,2.2117808219178072,2.1078271232876697,2.1078271232876697,2.1078271232876697,2.1078271232876697,2.1078271232876697,2.1078271232876697,2.1078271232876697,2.1078271232876697,2.1078271232876697,2.1078271232876697,2.1078271232876697,2.1078271232876697]
["Dunlap I",2019,"57299","1",null,"WT","WND",null,"Wind",111,111,null,null,null,null,111,111,null,null,null,"Operating","Oct",2010,null,"near Medicine Bow","Carbon","WY","N","Missouri","WECC","PacifiCorp. EDF Renewable Services provides O&M.","IOU","PacifiCorp",null,null,null,null,null,null,null,1,null,null,null,null,{"$f":"AO215*J215","v":111},{"$f":"IF(ISNUMBER(R215),R215,BX215)*AO215","v":35.520000000000003},null,null,null,null,"PACE",null,null,null,null,null,null,null,null,null,48.07,44.3,46.76,43.72,38.78,44.3,"(74) 1.5 MW GE WTG.  Assume 25.81% SG factor to Oregon, per PacifiCorp's 2011 OR RPS Compliance Report.",{"$f":"VLOOKUP($B215,[2]!Table_intranet_power_vewProjectLatLongUrl[#Data],2,FALSE)","v":"42.013591"},{"$f":"VLOOKUP($B215,[2]!Table_intranet_power_vewProjectLatLongUrl[#Data],3,FALSE)","v":"-106.21419"},{"$f":"VLOOKUP($B215,[2]!Table_intranet_power_vewProjectLatLongUrl[#Data],4,FALSE)","v":"http://en.openei.org/wiki/Dunlap_Wind_Energy_Project"},"2017-11-06T15:17:53",111,111,0.32,35.520000000000003,null,"N","PACE"]
["Durbin Creek (Huntington Wind)",2081,"59492","DCW",null,"WT","WND",null,"Wind",10,10,null,null,10,10,10,10,null,null,null,"Operating","Mar",2017,null,"Huntington","Baker","OR","Y","Columbia","WECC","D.E. Shaw Renewable (100%)","Independent","Idaho Power (20yr PPA - 2036)",null,null,null,null,null,null,2036,1,null,null,null,null,{"$f":"AO216*J216","v":10},null,null,null,null,null,"IPC",null,null,null,null,null,null,null,null,null,null,null,null,null,null,null,"Per PPA, all RECs go to owner of wind farm.",{"$f":"VLOOKUP($B216,[2]!Table_intranet_power_vewProjectLatLongUrl[#Data],2,FALSE)","v":44.353056000000002},{"$f":"VLOOKUP($B216,[2]!Table_intranet_power_vewProjectLatLongUrl[#Data],3,FALSE)","v":-117.32305599999999},null,"2017-11-07T11:57:48",10,10,{"$f":"IF(OR(ISBLANK(J216),ISBLANK(R216),J216=0),VLOOKUP(IF(G216=\"WAT\",\"HY\",IF(G216=\"LFG\",\"LFG\",F216)),Acapability,4,FALSE),R216/J216)","v":0.32},3.2,null,"Y",null,"100% PNW PPA","PNW East","WN_SID",null,1,null,0.05,null,1,null,"Y",null,{"$f":"IF($BZ216=\"Y\",A216,\"\")","v":"Durbin Creek (Huntington Wind)"},{"$f":"IF($BZ216=\"Y\",CC216,\"\")","v":"PNW East"},{"$f":"IF(BZ216=\"N\",\"\",VLOOKUP($CD216,ATechDat,2,FALSE))","v":"Thr"},{"$f":"IF(BZ216=\"N\",\"\",VLOOKUP($CD216,ATechDat,3,FALSE))","v":"Wind"},{"$f":"IF($BZ216=\"N\",\"\",IF($I216<>\"Wind\",($CF216*$CH216*IF(ISBLANK($L216),IF(ISBLANK($O216),$J216,$O216),$L216)),$J216*IF(AND($I216=\"Wind\",SWFullWind=\"Y\"),1,$CF216*$CH216)))","v":10},{"$f":"IF(BZ216=\"N\",\"\",IF(ISBLANK(V216),\"Dec\",V216)&\"-\"&IF(ISBLANK(W216),1980,W216))","v":"Mar-2017"},{"$f":"IF(BZ216=\"N\",\"\",IF(U216=\"Retired\",X216,\"Jan-2051\"))","v":"Jan-2051"},{"$f":"IF(BZ216=\"N\",\"\",CE216)","v":0},{"$f":"IF(BZ216=\"N\",\"\",VLOOKUP($CD216,ATechDat,4,FALSE))","v":"Wind"},{"$f":"IF(BZ216=\"N\",\"\",VLOOKUP($CD216,ATechDat,5,FALSE))","v":0},{"$f":"IF(BZ216=\"N\",\"\",VLOOKUP($CD216,ATechDat,6,FALSE))","v":0},{"$f":"IF(BZ216=\"N\",\"\",VLOOKUP($CD216,ATechDat,7,FALSE))","v":false},{"$f":"IF(BZ216=\"N\",\"\",VLOOKUP($CD216,ATechDat,8,FALSE))","v":"Cf WN IDS"},{"$f":"IF(BZ216=\"N\",\"\",VLOOKUP($CD216,ATechDat,9,FALSE))","v":"WindB1"},{"$f":"IF(BZ216=\"N\",\"\",VLOOKUP($CD216,ATechDat,10,FALSE))","v":"Default"},{"$f":"IF(BZ216=\"N\",\"\",VLOOKUP($CD216,ATechDat,11,FALSE))","v":"Default"},{"$f":"IF(BZ216=\"N\",\"\",VLOOKUP($CD216,ATechDat,12,FALSE))","v":20},{"$f":"IF(BZ216=\"N\",\"\",VLOOKUP($CD216,ATechDat,13,FALSE))","v":"Flat"},{"$f":"IF(BZ216=\"N\",\"\",VLOOKUP($CD216,ATechDat,14,FALSE))","v":0},{"$f":"IF(BZ216=\"N\",\"\",VLOOKUP($CD216,ATechDat,15,FALSE))","v":1},{"$f":"IF(BZ216=\"N\",\"\",VLOOKUP($CD216,ATechDat,16,FALSE))","v":false},{"$f":"IF(BZ216=\"N\",\"\",VLOOKUP($CD216,ATechDat,17,FALSE))","v":true},{"$f":"IF(BZ216=\"N\",\"\",VLOOKUP($CD216,ATechDat,18,FALSE))","v":false},{"$f":"IF(BZ216=\"N\",\"\",VLOOKUP($CD216,ATechDat,19,FALSE))","v":false},{"$f":"IF(BZ216=\"N\",\"\",VLOOKUP($CD216,ATechDat,20,FALSE))","v":0},{"$f":"IF(BZ216=\"N\",\"\",VLOOKUP($CD216,ATechDat,21,FALSE))","v":0},{"$f":"IF(BZ216=\"N\",\"\",VLOOKUP($CD216,ATechDat,22,FALSE))","v":0},{"$f":"IF(ISBLANK(CB216),\"\",CB216)","v":"100% PNW PPA"},null,null,{"$f":"IF(BZ216=\"N\",\"\",CN216)","v":"Durbin Creek (Huntington Wind)"},null,{"$f":"CN216","v":"Durbin Creek (Huntington Wind)"},{"$f":"IF($BZ216=\"N\",\"\",IF(OR($I216<>\"Wind\",$I216<>\"Solar\",$I216<>\"Hydro\"),($CF216*$CH216*IF(ISBLANK($L216),IF(ISBLANK($O216),$J216,$O216),$L216))*VLOOKUP($CZ216,ASeasDist,DU$7,FALSE)*VLOOKUP($DE216,ASeasDist,DU$7),$J216*$CF216*$CH216))","v":0.1008},0.1036,0.22259999999999999,0.20019999999999999,0.1666,0.1946,0.14979999999999999,0.14699999999999999,0.13159999999999999,9.9400000000000002E-2,7.8399999999999997E-2,8.5400000000000004E-2,{"$f":"IF($BZ216=\"N\",\"\",IF(OR($I216<>\"Wind\",$I216<>\"Solar\",$I216<>\"Hydro\"),$CJ216*IF(ISBLANK($L216),IF(ISBLANK($O216),$J216,$O216),$L216),$J216)*(1-$CW216)*VLOOKUP($CZ216,ASeasDist,EG$7,FALSE)*VLOOKUP($DE216,ASeasDist,EG$7))","v":2.016},2.0720000000000001,4.452,4.0039999999999996,3.3319999999999999,3.8919999999999999,2.9959999999999996,2.94,2.6319999999999997,1.988,1.5680000000000001,1.7080000000000002]
["Durham Advanced Wastewater Treatment Plant",2212,"60263","GEN1,GEN2",null,"ICCG","WG",null,"Biomass",1.7,1.6,null,null,null,null,1.5,1.5,null,null,null,"Operating","Apr",2015,null,"Durham WW treatment facility","Washington","OR","Y","Columbia","WECC","Clean Water Services","Independent","Self-gen",null,null,null,null,null,null,null,1,null,null,null,null,{"$f":"AO217*J217","v":1.7},{"$f":"IF(ISNUMBER(R217),R217,BX217)*AO217","v":1.2000000000000002},null,null,null,null,"PGE",null,null,null,null,null,null,null,null,null,null,null,null,null,0.69,1.2,"(2) 848kW cogen recip engines fueled by biogas. $16.8M cost; Rec'd ETO incentive of $3M, and ODOE tax credit for CHP of $2.8M. Replaces old 500kW cogen system, in addition to onsite 400kW solar system. ",{"$f":"VLOOKUP($B217,[2]!Table_intranet_power_vewProjectLatLongUrl[#Data],2,FALSE)","v":"45.403787"},{"$f":"VLOOKUP($B217,[2]!Table_intranet_power_vewProjectLatLongUrl[#Data],3,FALSE)","v":"-122.764526"},{"$f":"VLOOKUP($B217,[2]!Table_intranet_power_vewProjectLatLongUrl[#Data],4,FALSE)","v":"https://www.cleanwaterservices.org/media/1225/durham-at-a-glance.pdf"},"2017-10-17T16:10:06",1.5,1.5,{"$f":"IF(OR(ISBLANK(J217),ISBLANK(R217),J217=0),VLOOKUP(IF(G217=\"WAT\",\"HY\",IF(G217=\"LFG\",\"LFG\",F217)),Acapability,4,FALSE),R217/J217)","v":0.8},1.2000000000000002,null,"N","100% self-gen"]
["Durham WWTP",1154,null,null,null,"ICCG","WG",null,"Biomass",0.3,null,null,null,0.3,0.3,null,null,null,null,null,"Retired",null,1999,2015,"Durham","Washington","OR","Y","Columbia","WECC","Unified Sewerge Agency","Independent",null,null,null,null,null,null,null,null,0,null,null,null,null,{"$f":"AO218*J218","v":0},{"$f":"IF(ISNUMBER(R218),R218,BX218)*AO218","v":0},"Durham WWTP","Wastewater treatment",null,null,"PGE",null,null,null,null,null,null,null,null,null,null,null,null,null,null,null,null,{"$f":"VLOOKUP($B218,[2]!Table_intranet_power_vewProjectLatLongUrl[#Data],2,FALSE)","v":"45.403787"},{"$f":"VLOOKUP($B218,[2]!Table_intranet_power_vewProjectLatLongUrl[#Data],3,FALSE)","v":"-122.764526"},{"$f":"VLOOKUP($B218,[2]!Table_intranet_power_vewProjectLatLongUrl[#Data],4,FALSE)","v":"http://www.cleanwaterservices.org/AboutUs/WastewaterAndStormwater/TreatmentFacilities/DurhamFacility.aspx"},"2016-11-09T11:36:38",0.3,0.3,0.8,0.24,null,"N","retired",null,null,null,null,null,null,null,null,null,null,null,null,{"$f":"IF($BZ218=\"Y\",A218,\"\")","v":""},{"$f":"IF($BZ218=\"Y\",CC218,\"\")","v":""},{"$f":"IF(BZ218=\"N\",\"\",VLOOKUP($CD218,ATechDat,2,FALSE))","v":""},{"$f":"IF(BZ218=\"N\",\"\",VLOOKUP($CD218,ATechDat,3,FALSE))","v":""},{"$f":"IF($BZ218=\"N\",\"\",IF($I218<>\"Wind\",($CF218*$CH218*IF(ISBLANK($L218),IF(ISBLANK($O218),$J218,$O218),$L218)),$J218*IF(AND($I218=\"Wind\",SWFullWind=\"Y\"),1,$CF218*$CH218)))","v":""},{"$f":"IF(BZ218=\"N\",\"\",IF(ISBLANK(V218),\"Dec\",V218)&\"-\"&IF(ISBLANK(W218),1980,W218))","v":""},{"$f":"IF(BZ218=\"N\",\"\",IF(U218=\"Retired\",X218,\"Jan-2051\"))","v":""},{"$f":"IF(BZ218=\"N\",\"\",CE218)","v":""},{"$f":"IF(BZ218=\"N\",\"\",VLOOKUP($CD218,ATechDat,4,FALSE))","v":""},{"$f":"IF(BZ218=\"N\",\"\",VLOOKUP($CD218,ATechDat,5,FALSE))","v":""},{"$f":"IF(BZ218=\"N\",\"\",VLOOKUP($CD218,ATechDat,6,FALSE))","v":""},{"$f":"IF(BZ218=\"N\",\"\",VLOOKUP($CD218,ATechDat,7,FALSE))","v":""},{"$f":"IF(BZ218=\"N\",\"\",VLOOKUP($CD218,ATechDat,8,FALSE))","v":""},{"$f":"IF(BZ218=\"N\",\"\",VLOOKUP($CD218,ATechDat,9,FALSE))","v":""},{"$f":"IF(BZ218=\"N\",\"\",VLOOKUP($CD218,ATechDat,10,FALSE))","v":""},{"$f":"IF(BZ218=\"N\",\"\",VLOOKUP($CD218,ATechDat,11,FALSE))","v":""},{"$f":"IF(BZ218=\"N\",\"\",VLOOKUP($CD218,ATechDat,12,FALSE))","v":""},{"$f":"IF(BZ218=\"N\",\"\",VLOOKUP($CD218,ATechDat,13,FALSE))","v":""},{"$f":"IF(BZ218=\"N\",\"\",VLOOKUP($CD218,ATechDat,14,FALSE))","v":""},{"$f":"IF(BZ218=\"N\",\"\",VLOOKUP($CD218,ATechDat,15,FALSE))","v":""},{"$f":"IF(BZ218=\"N\",\"\",VLOOKUP($CD218,ATechDat,16,FALSE))","v":""},{"$f":"IF(BZ218=\"N\",\"\",VLOOKUP($CD218,ATechDat,17,FALSE))","v":""},{"$f":"IF(BZ218=\"N\",\"\",VLOOKUP($CD218,ATechDat,18,FALSE))","v":""},{"$f":"IF(BZ218=\"N\",\"\",VLOOKUP($CD218,ATechDat,19,FALSE))","v":""},{"$f":"IF(BZ218=\"N\",\"\",VLOOKUP($CD218,ATechDat,20,FALSE))","v":""},{"$f":"IF(BZ218=\"N\",\"\",VLOOKUP($CD218,ATechDat,21,FALSE))","v":""},{"$f":"IF(BZ218=\"N\",\"\",VLOOKUP($CD218,ATechDat,22,FALSE))","v":""},{"$f":"IF(ISBLANK(CB218),\"\",CB218)","v":""},null,null,{"$f":"IF(BZ218=\"N\",\"\",CN218)","v":""},null,"",{"$f":"IF($BZ218=\"N\",\"\",IF(OR($I218<>\"Wind\",$I218<>\"Solar\",$I218<>\"Hydro\"),($CF218*$CH218*IF(ISBLANK($L218),IF(ISBLANK($O218),$J218,$O218),$L218))*VLOOKUP($CZ218,ASeasDist,DU$7,FALSE)*VLOOKUP($DE218,ASeasDist,DU$7),$J218*$CF218*$CH218))","v":""},"","","","","","","","","","","",{"$f":"IF($BZ218=\"N\",\"\",IF(OR($I218<>\"Wind\",$I218<>\"Solar\",$I218<>\"Hydro\"),$CJ218*IF(ISBLANK($L218),IF(ISBLANK($O218),$J218,$O218),$L218),$J218)*(1-$CW218)*VLOOKUP($CZ218,ASeasDist,EG$7,FALSE)*VLOOKUP($DE218,ASeasDist,EG$7))","v":""},"","","","","","","","","","",""]
["Dworshak 1 - 3",1155,"840","1,2,3","FCRPS","Storage","WAT",null,"Hydro",400,400,null,434,400,400,400,400,209,null,133,"Operating","Jun",1973,null,"Clearwater R.","Clearwater","ID","Y","Columbia","WECC","USCE","Federal","BPA",null,null,null,null,null,null,null,1,null,null,null,null,{"$f":"AO219*J219","v":400},{"$f":"IF(ISNUMBER(R219),R219,BX219)*AO219","v":209},null,null,null,null,"BPA",232.5,193.9,188.3,183.073515981735,222.77477168949801,208.7,238.58,210.65,147.16999999999999,265.89,227.4,209.34,199.16,184.35,193.3,"Critical energy from PNUCC 2005 NRF",{"$f":"VLOOKUP($B219,[2]!Table_intranet_power_vewProjectLatLongUrl[#Data],2,FALSE)","v":"46.52"},{"$f":"VLOOKUP($B219,[2]!Table_intranet_power_vewProjectLatLongUrl[#Data],3,FALSE)","v":"-116.299"},{"$f":"VLOOKUP($B219,[2]!Table_intranet_power_vewProjectLatLongUrl[#Data],4,FALSE)","v":"http://www.nwcouncil.org/energy/powersupply/dams/dam.asp?id=22"},"2017-10-17T16:10:45",400,400,0.52249999999999996,209,"Regulated","N","Reg hydro",null,null,null,null,null,null,null,null,null,null,null,null,"","","","","","","","","","","","","","","","","","","","","","","","","","","","",null,null,"",null,"","","","","","","","","","","","","","","","","","","","","","","","",""]
["Eagle Point",1156,"3024","1","None","Canal","WAT",null,"Hydro",2.8,2.8,null,0.68,2.8,2.8,2.8,2.8,null,null,null,"Operating","Nov",1957,null,"Little Butte Cr.","Jackson","OR","Y","Puget Sound & Coastal","WECC","PacifiCorp","IOU","PacifiCorp",null,null,null,null,null,null,null,1,null,null,null,null,2.8,1.1956,null,null,null,null,"PACW",1.9,1.7,0.7,0.65182648401826504,0.123630136986301,0.6,0.59,1.98,2,2.11,2,1.86,1.85,1.92,2.1,"PAC minor",{"$f":"VLOOKUP($B220,[2]!Table_intranet_power_vewProjectLatLongUrl[#Data],2,FALSE)","v":42.514575000000001},{"$f":"VLOOKUP($B220,[2]!Table_intranet_power_vewProjectLatLongUrl[#Data],3,FALSE)","v":-122.757062},{"$f":"VLOOKUP($B220,[2]!Table_intranet_power_vewProjectLatLongUrl[#Data],4,FALSE)","v":0},"2017-10-17T16:11:26",2.8,2.8,0.42699999999999999,1.1956,null,"Y","Not accounted for in HydInd file",null,null,null,null,null,null,null,null,null,null,null,null,"Eagle Point",0,{"$error":"#N/A"},{"$error":"#N/A"},0,"Nov-1957","Jan-2051",0,{"$error":"#N/A"},{"$error":"#N/A"},{"$error":"#N/A"},{"$error":"#N/A"},{"$error":"#N/A"},{"$error":"#N/A"},{"$error":"#N/A"},{"$error":"#N/A"},{"$error":"#N/A"},{"$error":"#N/A"},{"$error":"#N/A"},{"$error":"#N/A"},{"$error":"#N/A"},{"$error":"#N/A"},{"$error":"#N/A"},{"$error":"#N/A"},{"$error":"#N/A"},{"$error":"#N/A"},{"$error":"#N/A"},"",null,null,"Eagle Point",null,"Eagle Point",{"$error":"#N/A"},{"$error":"#N/A"},{"$error":"#N/A"},{"$error":"#N/A"},{"$error":"#N/A"},{"$error":"#N/A"},{"$error":"#N/A"},{"$error":"#N/A"},{"$error":"#N/A"},{"$error":"#N/A"},{"$error":"#N/A"},{"$error":"#N/A"},{"$error":"#N/A"},{"$error":"#N/A"},{"$error":"#N/A"},{"$error":"#N/A"},{"$error":"#N/A"},{"$error":"#N/A"},{"$error":"#N/A"},{"$error":"#N/A"},{"$error":"#N/A"},{"$error":"#N/A"},{"$error":"#N/A"},{"$error":"#N/A"}]
["Eagle Stud",1157,null,null,null,"STCG","WW",null,"Biomass",0.75,null,null,null,0.75,0.75,null,null,null,null,null,"Operating",null,2004,null,"Hall","Granite","MT","Y","Columbia","WECC","Eagle Stud Mill, Inc.","Independent","Self-generation",null,null,null,null,null,null,null,1,null,null,null,null,{"$f":"AO221*J221","v":0.75},{"$f":"IF(ISNUMBER(R221),R221,BX221)*AO221","v":0.60000000000000009},"Eagle Stud sawmill","Lumber & wood products",null,null,null,null,null,null,null,null,null,null,null,null,null,null,null,null,null,null,"(3) 250kW reciprocating steam engine-generators.",{"$f":"VLOOKUP($B221,[2]!Table_intranet_power_vewProjectLatLongUrl[#Data],2,FALSE)","v":"46.584768"},{"$f":"VLOOKUP($B221,[2]!Table_intranet_power_vewProjectLatLongUrl[#Data],3,FALSE)","v":"-113.18576"},{"$f":"VLOOKUP($B221,[2]!Table_intranet_power_vewProjectLatLongUrl[#Data],4,FALSE)","v":"http://www.prenticelumber.com/eagle_posts_and_poles.html"},"2014-01-30T13:44:39",{"$f":"IF(OR(I221=\"Wind\",I221=\"Solar\",I221=\"Hydro\"),J221,IF(ISNUMBER(L221),L221,IF(ISNUMBER(O221), O221, IF(ISNUMBER(Q221),Q221,J221))))","v":0.75},0.75,{"$f":"IF(OR(ISBLANK(J221),ISBLANK(R221),J221=0),VLOOKUP(IF(G221=\"WAT\",\"HY\",IF(G221=\"LFG\",\"LFG\",F221)),Acapability,4,FALSE),R221/J221)","v":0.8},0.60000000000000009,null,"N","100% Self-gen",null,null,null,null,null,null,null,null,null,null,null,null,"","","","","","","","","","","","","","","","","","","","","","","","","","","","",null,null,"",null,"","","","","","","","","","","","","","","","","","","","","","","","",""]
["East Fork Ditch",1158,null,null,8133,"Diversion","WAT",null,"Hydro",2.5,null,null,null,null,null,null,null,null,null,null,"Retired",null,1994,1995,"E. Fk. Weiser R.","Adams","ID","Y","Columbia","WECC","BS, Inc.","Independent","Retired",null,null,null,null,null,null,null,null,null,null,null,null,null,null,null,null,null,null,null,null,null,null,"n/a","n/a",null,null,null,null,null,null,null,null,null,null,"Original license granted September 1988; surrendered.",{"$f":"VLOOKUP($B222,[2]!Table_intranet_power_vewProjectLatLongUrl[#Data],2,FALSE)","v":0},{"$f":"VLOOKUP($B222,[2]!Table_intranet_power_vewProjectLatLongUrl[#Data],3,FALSE)","v":0},{"$f":"VLOOKUP($B222,[2]!Table_intranet_power_vewProjectLatLongUrl[#Data],4,FALSE)","v":0},"2003-09-19",2.5,2.5,0.42699999999999999,1.0674999999999999,null,"N","Retired",null,null,null,null,null,null,null,null,null,null,null,null,"","","","","","","","","","","","","","","","","","","","","","","","","","","","",null,null,"",null,"","","","","","","","","","","","","","","","","","","","","","","","",""]
["East Side",1159,"3025","1","2082H","ROR R. w/Div.","WAT",null,"Hydro",3.2,3.2,null,null,3,3,3,3,null,null,null,"Operating","Aug",1924,null,"Klamath R.","Klamath","OR","Y","Klamath","WECC","PacifiCorp","IOU","PacifiCorp",null,null,null,null,null,null,null,1,null,null,null,null,{"$f":"AO223*J223","v":3.2},{"$f":"IF(ISNUMBER(R223),R223,BX223)*AO223","v":1.3237000000000001},null,null,null,null,"PACW",1.3,1.3,44.3,0.43013698630136998,0.57340182648401805,0.4,0.18,0.87,0.5,0,0,0,0,0,0,"Link R. Dam. PacifiCorp Klamath Project.",{"$f":"VLOOKUP($B223,[2]!Table_intranet_power_vewProjectLatLongUrl[#Data],2,FALSE)","v":42.224846999999997},{"$f":"VLOOKUP($B223,[2]!Table_intranet_power_vewProjectLatLongUrl[#Data],3,FALSE)","v":-121.795496},{"$f":"VLOOKUP($B223,[2]!Table_intranet_power_vewProjectLatLongUrl[#Data],4,FALSE)","v":0},"2017-10-17T16:12:11",3.2,3,0.42699999999999999,1.3237000000000001,null,"Y","Not accounted for in HydInd file",null,null,null,null,null,null,null,null,null,null,null,null,"East Side",0,{"$error":"#N/A"},{"$error":"#N/A"},0,"Aug-1924","Jan-2051",0,{"$error":"#N/A"},{"$error":"#N/A"},{"$error":"#N/A"},{"$error":"#N/A"},{"$error":"#N/A"},{"$error":"#N/A"},{"$error":"#N/A"},{"$error":"#N/A"},{"$error":"#N/A"},{"$error":"#N/A"},{"$error":"#N/A"},{"$error":"#N/A"},{"$error":"#N/A"},{"$error":"#N/A"},{"$error":"#N/A"},{"$error":"#N/A"},{"$error":"#N/A"},{"$error":"#N/A"},{"$error":"#N/A"},"",null,null,"East Side",null,"East Side",{"$error":"#N/A"},{"$error":"#N/A"},{"$error":"#N/A"},{"$error":"#N/A"},{"$error":"#N/A"},{"$error":"#N/A"},{"$error":"#N/A"},{"$error":"#N/A"},{"$error":"#N/A"},{"$error":"#N/A"},{"$error":"#N/A"},{"$error":"#N/A"},{"$error":"#N/A"},{"$error":"#N/A"},{"$error":"#N/A"},{"$error":"#N/A"},{"$error":"#N/A"},{"$error":"#N/A"},{"$error":"#N/A"},{"$error":"#N/A"},{"$error":"#N/A"},{"$error":"#N/A"},{"$error":"#N/A"},{"$error":"#N/A"}]
["Eastsound 4 & 5",1160,"3930","4,5",null,"IC","FO",null,"Petroleum",1.3,null,null,null,0,0,0.8,0.8,null,null,null,"Retired",null,1948,2003,"Eastsound","San Juan","WA","Y","Puget Sound & Coastal","WECC","Orcas Power & Light Co.","Municipal","Retired",null,null,null,null,null,null,null,0,null,null,null,null,{"$f":"AO224*J224","v":0},{"$f":"IF(ISNUMBER(R224),R224,BX224)*AO224","v":0},null,null,null,null,null,null,null,null,null,null,null,null,null,null,null,null,null,null,null,null,null,{"$f":"VLOOKUP($B224,[2]!Table_intranet_power_vewProjectLatLongUrl[#Data],2,FALSE)","v":0},{"$f":"VLOOKUP($B224,[2]!Table_intranet_power_vewProjectLatLongUrl[#Data],3,FALSE)","v":0},{"$f":"VLOOKUP($B224,[2]!Table_intranet_power_vewProjectLatLongUrl[#Data],4,FALSE)","v":0},"2008-10-06",0,0,0.93,0,null,"N","Retired",null,null,null,null,null,null,null,null,null,null,null,null,"","","","","","","","","","","","","","","","","","","","","","","","","","","","",null,null,"",null,"","","","","","","","","","","","","","","","","","","","","","","","",""]
["Ebey Hill",1161,null,null,10428,"HY","WAT",null,"Hydro",0.1,null,0,null,0.1,0.1,null,null,null,null,null,"Operating",null,1992,null,"Trib to N. Fk Stillaguamish","Snohomish","WA","Y","Puget Sound & Coastal","WECC","K & P Duncan","Independent","Listed NUG per 2009 White Book",null,null,null,null,null,null,null,1,null,null,null,null,null,null,null,null,null,null,null,null,null,null,null,null,null,null,null,null,null,null,null,null,null,null,"Exemption granted November 1987.",{"$f":"VLOOKUP($B225,[2]!Table_intranet_power_vewProjectLatLongUrl[#Data],2,FALSE)","v":0},{"$f":"VLOOKUP($B225,[2]!Table_intranet_power_vewProjectLatLongUrl[#Data],3,FALSE)","v":0},{"$f":"VLOOKUP($B225,[2]!Table_intranet_power_vewProjectLatLongUrl[#Data],4,FALSE)","v":0},"2014-01-30T13:45:05",0.1,0.1,0.42699999999999999,4.2700000000000002E-2,null,"N","<0.5 MW",null,null,null,null,null,null,null,null,null,null,null,null,"","","","","","","","","","","","","","","","","","","","","","","","","","","","",null,null,"",null,"","","","","","","","","","","","","","","","","","","","","","","","",""]
["Electron 1 - 4",1162,"3854","1,2,3,4",2495,"Storage w/Div","WAT",null,"Hydro",22.8,22.8,null,6.66,25.8,25.8,25.8,25.8,null,null,null,"Operating",null,1904,null,"Puyallup R.","Pierce","WA","Y","Puget Sound & Coastal","WECC","Electron Hydro LLC (subsidiary of JAVA Holdings of Alberta).  Sold by PSE Aug 2013.","IOU","Puget Sound Energy (PPA - 2013-2026)",null,null,null,null,null,null,2026,1,null,null,null,null,{"$f":"AO226*J226","v":22.8},{"$f":"IF(ISNUMBER(R226),R226,BX226)*AO226","v":10.376099999999999},null,null,null,null,"PSE",13.4,15.1,12.9,10.1414383561644,7.6792237442922398,10,10.84,10.38,10,5.75,5.7,5.67,4.84,7.17,19,"License dismissed.",{"$f":"VLOOKUP($B226,[2]!Table_intranet_power_vewProjectLatLongUrl[#Data],2,FALSE)","v":"46.993"},{"$f":"VLOOKUP($B226,[2]!Table_intranet_power_vewProjectLatLongUrl[#Data],3,FALSE)","v":"-122.173"},{"$f":"VLOOKUP($B226,[2]!Table_intranet_power_vewProjectLatLongUrl[#Data],4,FALSE)","v":0},"2017-10-17T16:14:08",22.8,25.8,0.42699999999999999,10.376099999999999,"Independent","N","Accounted for in HydInd file",null,null,null,null,null,null,null,null,null,null,null,null,"","","","","","","","","","","","","","","","","","","","","","","","","","","","",null,null,"",null,"","","","","","","","","","","","","","","","","","","","","","","","",""]
["Elk Creek (El Dorado Hydro Elk Creek)",1163,"50891","GEN1",3503,"Diversion","WAT",null,"Hydro",2.6,2.6,0.2,null,0.77,0,2.2999999999999998,2.2999999999999998,null,null,0,"Operating","Apr",1986,null,"Elk Cr.","Idaho","ID","Y","Columbia","WECC","Enel SpA","Independent","Idaho Power Co. (QF thru Aug 2021)",null,null,null,null,null,null,null,1,null,null,null,null,2.6,0.719495,null,null,null,null,"IPC",null,null,null,null,null,null,0.39,0.4,0.4,0.46,0.5,0.45,0.48,0.49,0.2,"Exemption granted July 1981.  Sold to ENEL Spa July 2004. Critical energy from PNUCC 2005 NRF",{"$f":"VLOOKUP($B227,[2]!Table_intranet_power_vewProjectLatLongUrl[#Data],2,FALSE)","v":45.217784000000002},{"$f":"VLOOKUP($B227,[2]!Table_intranet_power_vewProjectLatLongUrl[#Data],3,FALSE)","v":-116.31577},{"$f":"VLOOKUP($B227,[2]!Table_intranet_power_vewProjectLatLongUrl[#Data],4,FALSE)","v":0},"2017-10-17T16:13:09",2.6,0.77,0.42699999999999999,0.719495,null,"Y","Not accounted for in HydInd file",null,"PNW East","HY_East","n/a",1,null,1,null,1,null,"Y",null,"Elk Creek (El Dorado Hydro Elk Creek)","PNW East","Thr","Hyd",0.2,"Apr-1986","Jan-2051","n/a","Water",0,24,false,"Cf HY East","Zero","Expense","Default",50,"Flat",0,0,false,true,false,false,0,0,0,"",null,null,"Elk Creek (El Dorado Hydro Elk Creek)",null,"Elk Creek (El Dorado Hydro Elk Creek)",6.5354054786419008E-2,8.5805539123823812E-2,7.6301882804881607E-2,9.6928430989228598E-2,0.111522058500233,8.6071796891882602E-2,0.1001688762917258,0.1082153317306444,0.14212790653350502,0.13209764530306581,0.13232938375278361,0.11956110386414461,6.5354054786419008E-2,8.5805539123823812E-2,7.6301882804881607E-2,9.6928430989228598E-2,0.111522058500233,8.6071796891882602E-2,0.1001688762917258,0.1082153317306444,0.14212790653350502,0.13209764530306581,0.13232938375278361,0.11956110386414461]
["Elkhorn Valley",1164,"56623","EH1",null,"WT","WND",null,"Wind",100,100.7,null,null,null,null,100.7,100.7,null,null,null,"Operating","Dec",2007,null,"Telocaset","Union","OR","Y","Columbia","WECC","Horizon Wind Energy","Independent","Idaho Power Co. (QF Dec 2007 - Dec 2027)",null,null,null,null,null,null,2027,1,null,null,null,null,{"$f":"AO228*J228","v":100},{"$f":"IF(ISNUMBER(R228),R228,BX228)*AO228","v":32.112000000000002},null,null,null,"IPC LaGrande-Quartz 230kV","IPC",null,null,null,"n/a","n/a",null,30.56,33.799999999999997,35.700000000000003,35.44,35.799999999999997,34.28,33.479999999999997,33.4,37.799999999999997,"(61) Vestas 1.65 MW V82 WTG.",{"$f":"VLOOKUP($B228,[2]!Table_intranet_power_vewProjectLatLongUrl[#Data],2,FALSE)","v":"45.101449"},{"$f":"VLOOKUP($B228,[2]!Table_intranet_power_vewProjectLatLongUrl[#Data],3,FALSE)","v":"-117.829110"},{"$f":"VLOOKUP($B228,[2]!Table_intranet_power_vewProjectLatLongUrl[#Data],4,FALSE)","v":"http://www.horizonwind.com/projects/whatwevedone/elkhorn.aspx"},"2017-10-17T16:14:37",100,100.7,0.32,32.112000000000002,null,"Y",null,"100% PNW PPA","PNW East","WN_PNWE","n/a",1,null,0.05,null,1,null,"Y",null,"Elkhorn Valley","PNW East","Thr","Wind",100,"Dec-2007","Jan-2051","n/a","Wind",0,0,false,"Cf WN PNWE","WindB1","Default","Default",20,"Flat",0,1,false,true,false,false,0,0,0,"100% PNW PPA",null,null,"Elkhorn Valley",null,"Elkhorn Valley",{"$f":"IF($BZ228=\"N\",\"\",IF(OR($I228<>\"Wind\",$I228<>\"Solar\",$I228<>\"Hydro\"),($CF228*$CH228*IF(ISBLANK($L228),IF(ISBLANK($O228),$J228,$O228),$L228))*VLOOKUP($CZ228,ASeasDist,DU$7,FALSE)*VLOOKUP($DE228,ASeasDist,DU$7),$J228*$CF228*$CH228))","v":1.41},1.095,1.2749999999999999,1.44,1.5449999999999999,1.35,1.605,1.605,1.8149999999999999,1.605,1.665,1.605,{"$f":"IF($BZ228=\"N\",\"\",IF(OR($I228<>\"Wind\",$I228<>\"Solar\",$I228<>\"Hydro\"),$CJ228*IF(ISBLANK($L228),IF(ISBLANK($O228),$J228,$O228),$L228),$J228)*(1-$CW228)*VLOOKUP($CZ228,ASeasDist,EG$7,FALSE)*VLOOKUP($DE228,ASeasDist,EG$7))","v":28.199999999999996},21.9,25.5,28.799999999999997,30.9,27,32.1,32.1,36.299999999999997,32.1,33.300000000000004,32.1]
["Ellingson Lumber",1165,null,null,null,"STCG","WW",null,"Biomass",2.8,null,null,null,null,null,null,null,null,null,null,"Retired",null,null,1995,"Baker City","Baker","OR","Y","Columbia","WECC","Ellingson Lumber","Independent","Retired",null,null,null,null,null,null,null,0,null,null,null,null,{"$f":"AO229*J229","v":0},{"$f":"IF(ISNUMBER(R229),R229,BX229)*AO229","v":0},"Ellingson Lumber","Lumber & wood products",null,null,null,null,null,null,"n/a","n/a",null,null,null,null,null,null,null,null,null,null,"Retired and dismantled.",{"$f":"VLOOKUP($B229,[2]!Table_intranet_power_vewProjectLatLongUrl[#Data],2,FALSE)","v":0},{"$f":"VLOOKUP($B229,[2]!Table_intranet_power_vewProjectLatLongUrl[#Data],3,FALSE)","v":0},{"$f":"VLOOKUP($B229,[2]!Table_intranet_power_vewProjectLatLongUrl[#Data],4,FALSE)","v":0},"2005-07-20",2.8,2.8,0.8,2.2399999999999998,null,"N","Retired",null,null,null,null,null,null,null,null,null,null,null,null,"","","","","","","","","","","","","","","","","","","","","","","","","","","","",null,null,"",null,"","","","","","","","","","","","","","","","","","","","","","","","",""]
["Eltopia Branch Canal 4.6",1166,"56696","1",3842,"Canal","WAT",null,"Hydro",2.2000000000000002,2.2000000000000002,0,null,2.2000000000000002,0,2.2000000000000002,null,0.98,null,null,"Operating",null,1983,null,"Eltopia Branch Cnl.","Franklin","WA","Y","Columbia","WECC","Columbia Basin Irr. Dists.","Independent","Seattle City Light",null,null,null,null,null,null,null,1,null,null,null,null,{"$f":"AO230*J230","v":2.2000000000000002},{"$f":"IF(ISNUMBER(R230),R230,BX230)*AO230","v":0.98},null,null,null,null,"BPA",null,null,null,null,null,null,0.95,0.92,0.8,0.86,0.9,0.77,0.69,0.65,0.6,"License granted January 1982; expires December 2031.",{"$f":"VLOOKUP($B230,[2]!Table_intranet_power_vewProjectLatLongUrl[#Data],2,FALSE)","v":46.378380999999997},{"$f":"VLOOKUP($B230,[2]!Table_intranet_power_vewProjectLatLongUrl[#Data],3,FALSE)","v":-119.25452199999999},{"$f":"VLOOKUP($B230,[2]!Table_intranet_power_vewProjectLatLongUrl[#Data],4,FALSE)","v":0},"2017-10-17T16:15:45",2.2000000000000002,2.2000000000000002,0.44545454545454544,0.98,null,"Y","Not accounted for in HydInd file",null,"PNW East","HY_Irr","n/a",1,null,1,null,1,null,"Y",null,"Eltopia Branch Canal 4.6","PNW East","Thr","Hyd",0,"Dec-1983","Jan-2051","n/a","Water",0,24,false,"Cf HY Irr","Zero","Expense","Default",50,"Flat",0,0,false,true,false,false,0,0,0,"",null,null,"Eltopia Branch Canal 4.6",null,"Eltopia Branch Canal 4.6",0,0,0,0,0,0,0,0,0,0,0,0,0,0,0,0,0,0,0,0,0,0,0,0]
["Elwha Dam",1167,"54051","GEN1,GEN2,GEN3,GEN4",2683,"Storage","WAT",null,"Hydro",12.6,null,null,null,null,null,12.5,12.5,7.76,null,null,"Retired",null,1913,2011,"Elwha R.","Clallam","WA","Y","Puget Sound & Coastal","WECC","U.S. Dept of the Interior","Federal","Nippon Paper Industries Port Angeles Mill",null,null,null,null,null,null,null,null,null,null,null,null,null,null,null,null,null,null,"BPA",null,null,null,null,null,null,5,5.23,7.2,3.34,null,null,null,null,null,"Was FERC 2683 before USDI acquisition.  Reservoir drawdown and dismantling of facilities planned 2011.",{"$f":"VLOOKUP($B231,[2]!Table_intranet_power_vewProjectLatLongUrl[#Data],2,FALSE)","v":"48.095"},{"$f":"VLOOKUP($B231,[2]!Table_intranet_power_vewProjectLatLongUrl[#Data],3,FALSE)","v":"-123.555"},{"$f":"VLOOKUP($B231,[2]!Table_intranet_power_vewProjectLatLongUrl[#Data],4,FALSE)","v":"http://en.wikipedia.org/wiki/Elwha_Dam"},"2010-07-26",12.6,12.5,0.61587301587301591,7.76,null,"N","100% Self-gen",null,null,null,null,null,null,null,null,null,null,null,null,"","","","","","","","","","","","","","","","","","","","","","","","","","","","",null,null,"",null,"","","","","","","","","","","","","","","","","","","","","","","","",""]
["Emmett",1168,"10489","GEN1",null,"STCG","WW",null,"Biomass",11.3,null,0,null,7,7,null,null,null,null,null,"Retired",null,1985,2001,"Emmett","Gem","ID","Y","Columbia","WECC","Renewable Energy of Idaho","Independent","Listed NUG per 2009 White Book; Retired",null,null,null,null,null,null,null,0,null,null,null,null,{"$f":"AO232*J232","v":0},{"$f":"IF(ISNUMBER(R232),R232,BX232)*AO232","v":0},"Boise Emmett sawmill","Lumber & wood products",null,null,null,null,null,null,"n/a","n/a",null,null,null,null,null,null,null,null,null,null,"Idled Jul 2001.  Rehab of 1985 facility; has not been constructed, no revised service date from Idaho Power.",{"$f":"VLOOKUP($B232,[2]!Table_intranet_power_vewProjectLatLongUrl[#Data],2,FALSE)","v":0},{"$f":"VLOOKUP($B232,[2]!Table_intranet_power_vewProjectLatLongUrl[#Data],3,FALSE)","v":0},{"$f":"VLOOKUP($B232,[2]!Table_intranet_power_vewProjectLatLongUrl[#Data],4,FALSE)","v":0},"2010-06-22",0,7,0.8,2.8000000000000003,null,"N","Retired",null,null,null,null,null,null,null,null,null,null,null,null,"","","","","","","","","","","","","","","","","","","","","","","","","","","","",null,null,"",null,"","","","","","","","","","","","","","","","","","","","","","","","",""]
["Encogen 1-4",1169,"7870","CTG1,CTG2,CTG3,STG",null,"CCICG","NG","FO","Natural gas",176.4,176.4,179,null,165.1,189.4,159.4,182.5,null,null,null,"Operating","Mar",1993,null,"Bellingham","Whatcom","WA","Y","Puget Sound & Coastal","WECC","Puget Sound Energy.  PSE acquired from Encogen NW LP in 1999.","IOU","Puget Sound Energy",15.35,12.548,9884.7999999999993,null,null,null,null,1,null,null,null,null,{"$f":"AO233*J233","v":176.4},{"$f":"IF(ISNUMBER(R233),R233,BX233)*AO233","v":153.12450000000001},"Georgia Pacific","Pulp & paper","Williams Northwest",null,"PSE",107.4,85.7,51.9,48.136301369862998,29.6761415525114,20.7,11.15,43.39,16.7,10.47,12.8,32.369999999999997,25.07,34.299999999999997,24.3,"(3) 39.44 MW GE Frame 6 GT units + one 40 MW STG.  Plant purchased by PSE 11/99.",{"$f":"VLOOKUP($B233,[2]!Table_intranet_power_vewProjectLatLongUrl[#Data],2,FALSE)","v":"48.748"},{"$f":"VLOOKUP($B233,[2]!Table_intranet_power_vewProjectLatLongUrl[#Data],3,FALSE)","v":"-122.487"},{"$f":"VLOOKUP($B233,[2]!Table_intranet_power_vewProjectLatLongUrl[#Data],4,FALSE)","v":0},"2017-10-17T16:17:11",179,165.1,0.89,153.12450000000001,null,"Y",null,null,"PNW West","NGCCCG_PNWW",7000,1,null,1,null,1,null,null,null,"Encogen 1-4","PNW West","Thr","CCCT",179,"Mar-1993","Jan-2051",7000,"PNW W. gas",5.8999999999999997E-2,32,true,"MR 21d Winter Pk_Hydro","CCCT - PNW W.","Default","Default",30,"CMS GT PNWW",0,1,false,true,false,false,0,0,0,"",null,null,"Encogen 1-4",null,"Encogen 1-4",168.46221639022997,172.60539799252928,176.47000058474174,178.78499711254702,179,177.39986330305774,152.55149659202385,128.01821816661024,125.86046650671639,123.97654119960103,166.280647153563,166.00157274511781,158.5229456232064,162.42167951097008,166.05827055024199,168.23668228290677,168.43900000000002,166.93327136817734,143.55095829309442,120.46514329478026,118.43469898282014,116.66192526882458,156.47008897150278,156.20747995315588]
["Esquatzel Power",1736,null,null,12638,"Canal","WAT",null,"Hydro",1.1000000000000001,null,null,null,1.1000000000000001,1.1000000000000001,null,null,{"$f":"6000/8760","v":0.68493150684931503},null,{"$f":"R234","v":0.68493150684931503},"Operating","Nov",2011,null,"Esquatzel Canal outfall","Franklin","WA","Y","Columbia","WECC","Green Energy Today","Independent","Franklin",null,null,null,null,null,null,null,1,null,null,null,null,{"$f":"AO234*J234","v":1.1000000000000001},{"$f":"IF(ISNUMBER(R234),R234,BX234)*AO234","v":0.68493150684931503},null,null,null,"13.8 kV Glade Substation","BPA",null,null,null,null,null,null,null,null,null,null,null,null,null,null,null,"Irrigation Canal outfall, I937 REC compliant",{"$f":"VLOOKUP($B234,[2]!Table_intranet_power_vewProjectLatLongUrl[#Data],2,FALSE)","v":0},{"$f":"VLOOKUP($B234,[2]!Table_intranet_power_vewProjectLatLongUrl[#Data],3,FALSE)","v":0},{"$f":"VLOOKUP($B234,[2]!Table_intranet_power_vewProjectLatLongUrl[#Data],4,FALSE)","v":0},"2014-01-30T13:47:12",1.1000000000000001,1.1000000000000001,0.62266500622665,0.68493150684931503,null,"Y","Not accounted for in HydInd file",null,"PNW East","HY_Irr","n/a",1,null,1,null,1,null,"Y",null,"Esquatzel Power","PNW East","Thr","Hyd",1.1000000000000001,"Nov-2011","Jan-2051","n/a","Water",0,24,false,"Cf HY Irr","Zero","Expense","Default",50,"Flat",0,0,false,true,false,false,0,0,0,"",null,null,"Esquatzel Power",null,{"$f":"CN234","v":"Esquatzel Power"},1.1000000000000001,0,0,0,0,0,0,1.1000000000000001,1.1000000000000001,1.1000000000000001,1.1000000000000001,1.1000000000000001,1.1000000000000001,0,0,0,0,0,0,1.1000000000000001,1.1000000000000001,1.1000000000000001,1.1000000000000001,1.1000000000000001]
["Eugene/Springfield Regional Water Pollution Control Facility",1170,null,null,null,"ICCG","WG",null,"Biomass",0.84,null,null,null,0.84,0.84,null,null,null,null,null,"Operating",null,2000,null,"Springfield","Lane","OR","Y","Columbia","WECC","Eugene/Springfield Metro","Independent",null,null,null,null,null,null,null,null,1,null,null,null,null,{"$f":"AO235*J235","v":0.84},{"$f":"IF(ISNUMBER(R235),R235,BX235)*AO235","v":0.67200000000000004},"Eugene/Springfield Metro WWTP","Wastewater treatment",null,null,null,null,null,null,null,null,null,null,null,null,null,null,null,null,null,null,null,{"$f":"VLOOKUP($B235,[2]!Table_intranet_power_vewProjectLatLongUrl[#Data],2,FALSE)","v":"44.095088"},{"$f":"VLOOKUP($B235,[2]!Table_intranet_power_vewProjectLatLongUrl[#Data],3,FALSE)","v":"-123.117062"},{"$f":"VLOOKUP($B235,[2]!Table_intranet_power_vewProjectLatLongUrl[#Data],4,FALSE)","v":"http://www.mwmcpartners.org/treatmentplant.html"},"2014-01-30T13:47:56",0.84,0.84,0.8,0.67200000000000004,null,"N","WWTP w/o contract",null,null,null,null,null,null,null,null,null,null,null,null,"","","","","","","","","","","","","","","","","","","","","","","","","","","","",null,null,"",null,"","","","","","","","","","","","","","","","","","","","","","","","",""]
["Everett Cogeneration Project",1171,"7627","1",null,"RB/STCG","BL","WW/NG","Biomass",42,null,52,null,36,26,36,26,null,null,null,"Idle","Jan",1996,2011,"Everett","Snohomish","WA","Y","Puget Sound & Coastal","WECC","Snohomish Co. PUD terminated operating agreement in 2011 to help ease sale of paper mill.","PUD","Retired",null,null,null,null,null,null,null,0,null,null,null,null,{"$f":"AO236*J236","v":0},{"$f":"IF(ISNUMBER(R236),R236,BX236)*AO236","v":0},"Kimberly-Clark - Everett","Sulphite pulp and tissue mills.",null,null,"BPA",null,null,null,1.1301369863013701E-2,30.067465753424699,26.4,25.85,24.27,24.11,18.7,null,null,null,null,null,null,{"$f":"VLOOKUP($B236,[2]!Table_intranet_power_vewProjectLatLongUrl[#Data],2,FALSE)","v":"47.986"},{"$f":"VLOOKUP($B236,[2]!Table_intranet_power_vewProjectLatLongUrl[#Data],3,FALSE)","v":"-122.216"},{"$f":"VLOOKUP($B236,[2]!Table_intranet_power_vewProjectLatLongUrl[#Data],4,FALSE)","v":"http://www.snopud.com/energy/pwrsource/green.ashx?p=1927"},"2015-03-05T14:23:50",52,36,0.8,35.200000000000003,null,"N","Idle",null,"PNW West","WWSTCG",5000,1,null,1,null,1,null,"Y",null,"","","","","","","","","","","","","","","","","","","","","","","","","","","","",null,null,"",null,"","","","","","","","","","","","","","","","","","","","","","","","",""]
["Evergreen Forest Products (Tamarack)",1172,"50099","GEN1",null,"STCG","WW",null,"Biomass",6.2,6.2,4,null,4.4000000000000004,4,5.8,6.2,null,null,null,"Operating","Jun",1983,null,"New Meadows","Adams","ID","Y","Columbia","WECC","Tamarack Energy Corp","Independent","Idaho Power Co. (CSPP thru May 2018)",null,null,null,null,null,null,2018,1,null,null,null,null,{"$f":"AO237*J237","v":6.2},{"$f":"IF(ISNUMBER(R237),R237,BX237)*AO237","v":3.3600000000000003},"Evergreen Forest Products","Lumber & wood products",null,null,"IPC",null,null,5.4,5.9317351598173502,4.6260273972602697,4.4000000000000004,3.66,4.41,3.84,3.77,4.0999999999999996,3.73,3.29,3.4,3,null,{"$f":"VLOOKUP($B237,[2]!Table_intranet_power_vewProjectLatLongUrl[#Data],2,FALSE)","v":"44.957171"},{"$f":"VLOOKUP($B237,[2]!Table_intranet_power_vewProjectLatLongUrl[#Data],3,FALSE)","v":"-116.386590"},{"$f":"VLOOKUP($B237,[2]!Table_intranet_power_vewProjectLatLongUrl[#Data],4,FALSE)","v":0},"2017-10-25T10:17:08",4,4.4000000000000004,0.8,3.3600000000000003,null,"Y",null,null,"PNW East","WWSTCG",8000,1,null,1,null,1,null,"Y",null,"Evergreen Forest Products (Tamarack)","PNW East","Thr","STCG",4,"Jun-1983","Jan-2051",8000,"Mill Residue",7.0000000000000007E-2,56,false,"MR 28d Flat","Bio1","Default","Default",30,"Flat",0,1,false,true,false,false,0,0,0,"",null,null,"Evergreen Forest Products (Tamarack)",null,"Evergreen Forest Products (Tamarack)",3.6164383561643838,3.6164383561643838,3.6164383561643838,3.6164383561643838,3.6164383561643838,3.6164383561643838,3.6164383561643838,3.6164383561643838,3.6164383561643838,3.6164383561643838,3.6164383561643838,3.6164383561643838,3.3632876712328765,3.3632876712328765,3.3632876712328765,3.3632876712328765,3.3632876712328765,3.3632876712328765,3.3632876712328765,3.3632876712328765,3.3632876712328765,3.3632876712328765,3.3632876712328765,3.3632876712328765]
["Ewauna Solar Farm I",2140,null,null,null,"PV","SOL",null,"Solar",0.9,null,null,null,null,null,null,null,0.21,null,null,"Operating","Feb",2016,null,"Klamath Falls","Klamath","OR","Y","Klamath","WECC","OneEnergy Renewables","Independent","PacifiCorp PPA (PURPA QF)",null,null,null,null,null,null,null,1,null,null,null,null,{"$f":"AO238*J238","v":0.9},{"$f":"IF(ISNUMBER(R238),R238,BX238)*AO238","v":0.21},null,null,null,null,"PACW",null,null,null,null,null,null,null,null,null,null,null,null,null,null,null,"Part one of two phases; total plant ~4MW AC. Sited on ~27 acres previously-distrubed industrial zoned land.",null,null,null,"2016-07-19T14:21:43"]
["Fairfield Wind Farm",2131,"58966","T1-6",null,"WT","WND",null,"Wind",10,10,null,null,null,null,10,10,null,null,null,"Operating","May",2014,null,"Fairfield, MT","Teton","MT","N","Missouri","WECC","Greenbacker Renewable Energy","Independent","NorthWestern (20yr PPA thru 2034)",null,null,null,null,null,null,2034,0.31,null,null,null,null,{"$f":"AO239*J239","v":3.1},{"$f":"IF(ISNUMBER(R239),R239,BX239)*AO239","v":0.99199999999999999},null,null,null,null,"NorthWestern",null,null,null,null,null,null,null,null,null,null,null,null,null,3.61,3.8,"(2) 1.6 MW WT, (4) 1.7MW WT. PURPA.",{"$f":"VLOOKUP($B239,[2]!Table_intranet_power_vewProjectLatLongUrl[#Data],2,FALSE)","v":47.714455999999998},{"$f":"VLOOKUP($B239,[2]!Table_intranet_power_vewProjectLatLongUrl[#Data],3,FALSE)","v":-111.956574},null,"2017-10-17T16:22:39",{"$f":"IF(OR(I239=\"Wind\",I239=\"Solar\",I239=\"Hydro\"),J239,IF(ISNUMBER(L239),L239,IF(ISNUMBER(O239), O239, IF(ISNUMBER(Q239),Q239,J239))))","v":10},{"$f":"IF(OR(J239=\"Wind\",J239=\"Solar\",J239=\"Hydro\"),J239,IF(ISNUMBER(N239),N239,IF(ISNUMBER(P239), P239, IF(ISNUMBER(L239),L239,J239))))","v":10},{"$f":"IF(OR(ISBLANK(J239),ISBLANK(R239),J239=0),VLOOKUP(IF(G239=\"WAT\",\"HY\",IF(G239=\"LFG\",\"LFG\",F239)),Acapability,4,FALSE),R239/J239)","v":0.32},{"$f":"IF(ISNUMBER(R239),R239,AVERAGE(BU239,BV239)*BW239)","v":3.2},null,"Y","Not located in region, but PPA to NorthWestern",null,"PNW West","WN_PNWE","n/a",0.31,"NorthWestern",0.05,null,0.31,"NorthWestern","Y",null,"Fairfield Wind Farm","PNW West",{"$f":"IF(BZ239=\"N\",\"\",VLOOKUP($CD239,ATechDat,2,FALSE))","v":"Thr"},{"$f":"IF(BZ239=\"N\",\"\",VLOOKUP($CD239,ATechDat,3,FALSE))","v":"Wind"},10,{"$f":"IF(BZ239=\"N\",\"\",IF(ISBLANK(V239),\"Dec\",V239)&\"-\"&IF(ISBLANK(W239),1980,W239))","v":"May-2014"},{"$f":"IF(BZ239=\"N\",\"\",IF(U239=\"Retired\",X239,\"Jan-2051\"))","v":"Jan-2051"},{"$f":"IF(BZ239=\"N\",\"\",CE239)","v":"n/a"},{"$f":"IF(BZ239=\"N\",\"\",VLOOKUP($CD239,ATechDat,4,FALSE))","v":"Wind"},{"$f":"IF(BZ239=\"N\",\"\",VLOOKUP($CD239,ATechDat,5,FALSE))","v":0},{"$f":"IF(BZ239=\"N\",\"\",VLOOKUP($CD239,ATechDat,6,FALSE))","v":0},{"$f":"IF(BZ239=\"N\",\"\",VLOOKUP($CD239,ATechDat,7,FALSE))","v":false},{"$f":"IF(BZ239=\"N\",\"\",VLOOKUP($CD239,ATechDat,8,FALSE))","v":"Cf WN PNWE"},{"$f":"IF(BZ239=\"N\",\"\",VLOOKUP($CD239,ATechDat,9,FALSE))","v":"WindB1"},{"$f":"IF(BZ239=\"N\",\"\",VLOOKUP($CD239,ATechDat,10,FALSE))","v":"Default"},{"$f":"IF(BZ239=\"N\",\"\",VLOOKUP($CD239,ATechDat,11,FALSE))","v":"Default"},{"$f":"IF(BZ239=\"N\",\"\",VLOOKUP($CD239,ATechDat,12,FALSE))","v":20},{"$f":"IF(BZ239=\"N\",\"\",VLOOKUP($CD239,ATechDat,13,FALSE))","v":"Flat"},{"$f":"IF(BZ239=\"N\",\"\",VLOOKUP($CD239,ATechDat,14,FALSE))","v":0},{"$f":"IF(BZ239=\"N\",\"\",VLOOKUP($CD239,ATechDat,15,FALSE))","v":1},{"$f":"IF(BZ239=\"N\",\"\",VLOOKUP($CD239,ATechDat,16,FALSE))","v":false},{"$f":"IF(BZ239=\"N\",\"\",VLOOKUP($CD239,ATechDat,17,FALSE))","v":true},{"$f":"IF(BZ239=\"N\",\"\",VLOOKUP($CD239,ATechDat,18,FALSE))","v":false},{"$f":"IF(BZ239=\"N\",\"\",VLOOKUP($CD239,ATechDat,19,FALSE))","v":false},{"$f":"IF(BZ239=\"N\",\"\",VLOOKUP($CD239,ATechDat,20,FALSE))","v":0},{"$f":"IF(BZ239=\"N\",\"\",VLOOKUP($CD239,ATechDat,21,FALSE))","v":0},{"$f":"IF(BZ239=\"N\",\"\",VLOOKUP($CD239,ATechDat,22,FALSE))","v":0},{"$f":"IF(ISBLANK(CB239),\"\",CB239)","v":""},null,null,{"$f":"IF(BZ239=\"N\",\"\",CN239)","v":"Fairfield Wind Farm"},null,{"$f":"CN239","v":"Fairfield Wind Farm"},{"$f":"IF($BZ239=\"N\",\"\",IF(OR($I239<>\"Wind\",$I239<>\"Solar\",$I239<>\"Hydro\"),($CF239*$CH239*IF(ISBLANK($L239),IF(ISBLANK($O239),$J239,$O239),$L239))*VLOOKUP($CZ239,ASeasDist,DU$7,FALSE)*VLOOKUP($DE239,ASeasDist,DU$7),$J239*$CF239*$CH239))","v":4.3709999999999999E-2},3.3945000000000003E-2,3.9524999999999998E-2,4.4639999999999999E-2,4.7895E-2,4.1850000000000005E-2,4.9755000000000001E-2,4.9755000000000001E-2,5.6264999999999996E-2,4.9755000000000001E-2,5.1615000000000001E-2,4.9755000000000001E-2,{"$f":"IF($BZ239=\"N\",\"\",IF(OR($I239<>\"Wind\",$I239<>\"Solar\",$I239<>\"Hydro\"),$CJ239*IF(ISBLANK($L239),IF(ISBLANK($O239),$J239,$O239),$L239),$J239)*(1-$CW239)*VLOOKUP($CZ239,ASeasDist,EG$7,FALSE)*VLOOKUP($DE239,ASeasDist,EG$7))","v":0.87419999999999998},0.67890000000000006,0.79050000000000009,0.89279999999999993,0.95789999999999997,0.83700000000000008,0.9951000000000001,0.9951000000000001,1.1253,0.9951000000000001,1.0323,0.9951000000000001]
["Fall Creek 1 - 3",1173,"296","1,2,3",2082,"Diversion","WAT",null,"Hydro",2.1,2.1,null,null,2,2,1.9,1.9,null,null,null,"Operating","Sep",1903,null,"Fall Cr.","Siskiyou","CA","N","Klamath","WECC","PacifiCorp","IOU","PacifiCorp",null,null,null,null,null,null,null,1,null,null,null,null,{"$f":"AO240*J240","v":2.1},{"$f":"IF(ISNUMBER(R240),R240,BX240)*AO240","v":0.87534999999999985},null,null,null,"69kV to COPCO No. 1 switchyard","PACW",null,1.4,1.5,1.6,1.7,0.5,0.46,null,null,null,null,null,null,null,1.1499999999999999,"PacifiCorp Klamath project. Watershed diversion (Spring Cr.), dam, penstock and powerhouse w/(3) 10 MW horizontal Pelton turbine-generators.",{"$f":"VLOOKUP($B240,[2]!Table_intranet_power_vewProjectLatLongUrl[#Data],2,FALSE)","v":41.985605},{"$f":"VLOOKUP($B240,[2]!Table_intranet_power_vewProjectLatLongUrl[#Data],3,FALSE)","v":-122.360455},{"$f":"VLOOKUP($B240,[2]!Table_intranet_power_vewProjectLatLongUrl[#Data],4,FALSE)","v":0},"2017-11-06T15:18:45",2.1,2,0.42699999999999999,0.87534999999999985,null,"Y","Not accounted for in HydInd file",null,"Capt Jack","HY_East","n/a",1,null,1,null,1,null,null,null,"Fall Creek 1 - 3","Capt Jack","Thr","Hyd",2,"Sep-1903","Jan-2051","n/a","Water",0,24,false,"Cf HY East","Zero","Expense","Default",50,"Flat",0,0,false,true,false,false,0,0,0,"",null,null,"Fall Creek 1 - 3",null,"Fall Creek 1 - 3",0.65354054786419002,0.85805539123823804,0.76301882804881604,0.96928430989228598,1.11522058500233,0.86071796891882602,1.0016887629172579,1.0821533173064439,1.42127906533505,1.320976453030658,1.323293837527836,1.195611038641446,0.65354054786419002,0.85805539123823804,0.76301882804881604,0.96928430989228598,1.11522058500233,0.86071796891882602,1.0016887629172579,1.0821533173064439,1.42127906533505,1.320976453030658,1.323293837527836,1.195611038641446]
["Falls Creek",1175,"52187","GE-1",6661,"Diversion","WAT",null,"Hydro",4.0999999999999996,4.0999999999999996,0.9,null,3.9,4.8,3.9,4.8,1.7,null,null,"Operating","Dec",1984,null,"Falls Cr.","Linn","OR","Y","Columbia","WECC","Frontier Technology Inc.","Independent","PacifiCorp (QF thru Dec 2019)",null,null,null,null,null,null,null,1,null,null,null,null,4.0999999999999996,1.7,null,null,null,null,"PACW",1.3,1.4,1.5,1.60353881278539,0.62865296803653004,0.5,0.54,1.82,1.8,1.91,2.2000000000000002,1.8,1.92,1.1299999999999999,2,"Exemption granted March 1983. Low-impact certified.",{"$f":"VLOOKUP($B241,[2]!Table_intranet_power_vewProjectLatLongUrl[#Data],2,FALSE)","v":44.396814999999997},{"$f":"VLOOKUP($B241,[2]!Table_intranet_power_vewProjectLatLongUrl[#Data],3,FALSE)","v":-122.350246},{"$f":"VLOOKUP($B241,[2]!Table_intranet_power_vewProjectLatLongUrl[#Data],4,FALSE)","v":0},"2017-10-17T16:23:49",4.0999999999999996,3.9,0.41463414634146345,1.7,null,"Y","Not accounted for in HydInd file",null,"PNW West","HY_West","n/a",1,null,1,null,1,null,"Y",null,"Falls Creek","PNW West","Thr","Hyd",0.9,"Dec-1984","Jan-2051","n/a","Water",0,24,false,"Cf HY West","Zero","Expense","Default",50,"Flat",0,0,false,true,false,false,0,0,0,"",null,null,"Falls Creek",null,{"$f":"CN241","v":"Falls Creek"},0.29553910592899413,0.3277413760513086,0.44684279708088331,0.48770603071533358,0.47181717898574488,0.35318886868033295,0.37159541248931283,0.38016440187780692,0.42122721319262102,0.42306450095770382,0.40066021763936549,0.41410973803726442,0.29553910592899413,0.3277413760513086,0.44684279708088331,0.48770603071533358,0.47181717898574488,0.35318886868033295,0.37159541248931283,0.38016440187780692,0.42122721319262102,0.42306450095770382,0.40066021763936549,0.41410973803726442]
["Falls Creek",1176,null,null,5497,"Diversion","WAT",null,"Hydro",0.04,null,0,null,0.04,0.04,null,null,0.03,null,null,"Operating","Jan",1995,null,"Falls Cr.","Clallam","WA","Y","Puget Sound & Coastal","WECC","A. H. Haley","Independent","Listed NUG per 2009 White Book",null,null,null,null,null,null,null,1,null,null,null,null,null,null,null,null,null,null,null,null,null,null,null,null,null,null,null,null,null,null,null,null,null,null,"Exemption granted Feb 1983",{"$f":"VLOOKUP($B242,[2]!Table_intranet_power_vewProjectLatLongUrl[#Data],2,FALSE)","v":0},{"$f":"VLOOKUP($B242,[2]!Table_intranet_power_vewProjectLatLongUrl[#Data],3,FALSE)","v":0},{"$f":"VLOOKUP($B242,[2]!Table_intranet_power_vewProjectLatLongUrl[#Data],4,FALSE)","v":0},"2014-01-30T13:49:37",0.04,0.04,0.75,0.03,null,"N","<0.5 MW",null,null,null,null,null,null,null,null,null,null,null,null,"","","","","","","","","","","","","","","","","","","","","","","","","","","","",null,null,"",null,"","","","","","","","","","","","","","","","","","","","","","","","",""]
["Falls River",1174,"54668","1,2",9885,"Diversion","WAT",null,"Hydro",9.1,9,4.2,null,7.26,3.84,9,9,null,null,6,"Operating","Aug",1993,null,"Fall R.","Fremont","ID","Y","Columbia","WECC","Marysville Hydro Partners","Independent","Idaho Power Co. (QF thru Aug 2028)",null,null,null,null,null,null,null,1,null,null,null,null,{"$f":"AO243*J243","v":9.1},{"$f":"IF(ISNUMBER(R243),R243,BX243)*AO243","v":3.4928599999999999},null,null,null,null,"BPA",null,null,null,null,null,null,5.62,6.19,4.7,6.52,6.5,5.1100000000000003,6.18,4.6100000000000003,4.3,"License granted May 1989; expires April 2029.Critical energy from PNUCC 2005 NRF",{"$f":"VLOOKUP($B243,[2]!Table_intranet_power_vewProjectLatLongUrl[#Data],2,FALSE)","v":"44.016987"},{"$f":"VLOOKUP($B243,[2]!Table_intranet_power_vewProjectLatLongUrl[#Data],3,FALSE)","v":"-111.582490"},{"$f":"VLOOKUP($B243,[2]!Table_intranet_power_vewProjectLatLongUrl[#Data],4,FALSE)","v":"http://02e5106.netsolhost.com/fallsriver.htm"},"2017-10-17T16:24:45",9.1,7.26,0.42699999999999999,3.4928599999999999,null,"Y","Not accounted for in HydInd file",null,"PNW East","HY_East","n/a",1,null,1,null,1,null,"Y",null,"Falls River","PNW East","Thr","Hyd",4.2,"Aug-1993","Jan-2051","n/a","Water",0,24,false,"Cf HY East","Zero","Expense","Default",50,"Flat",0,0,false,true,false,false,0,0,0,"",null,null,"Falls River",null,"Falls River",1.3724351505147991,1.8019163216003,1.6023395389025137,2.0354970507738006,2.341963228504893,1.8075077347295347,2.1035464021262418,2.2725219663435325,2.984686037203605,2.7740505513643821,2.7789170588084557,2.5107831811470369,1.3724351505147991,1.8019163216003,1.6023395389025137,2.0354970507738006,2.341963228504893,1.8075077347295347,2.1035464021262418,2.2725219663435325,2.984686037203605,2.7740505513643821,2.7789170588084557,2.5107831811470369]
["Faraday 1 - 6",1177,"3045","1,2,3,4,5,6","2195B","Storage w/Div","WAT",null,"Hydro",36.6,36.6,null,37.1,15,44.01,45.8,45.8,26,null,25,"Operating","Feb",1907,null,"Clackamas R.","Clackamas","OR","Y","Columbia","WECC","Portland General Electric","IOU","Portland General Electric",null,null,null,null,null,null,null,1,null,null,null,null,36.6,26,null,null,null,null,"PGE",17.3,17.5,17.600000000000001,13.5382420091324,20.844748858447499,17.5,20.03,19.54,20.8,19.649999999999999,19,16.350000000000001,18.37,12.09,18.100000000000001,"License granted January 1957; expires August 2006. Critical energy from PNUCC 2005 NRF",{"$f":"VLOOKUP($B244,[2]!Table_intranet_power_vewProjectLatLongUrl[#Data],2,FALSE)","v":"45.268"},{"$f":"VLOOKUP($B244,[2]!Table_intranet_power_vewProjectLatLongUrl[#Data],3,FALSE)","v":"-122.318"},{"$f":"VLOOKUP($B244,[2]!Table_intranet_power_vewProjectLatLongUrl[#Data],4,FALSE)","v":"http://www.portlandgeneral.com/community_and_env/hydropower_and_fish/phototour/clackamas/faraday_dam.aspx"},"2017-10-17T16:25:17",36.6,15,0.7103825136612022,26,"Regulated","N","Reg hydro",null,null,null,null,null,null,null,null,null,null,null,null,"","","","","","","","","","","","","","","","","","","","","","","","","","","","",null,null,"",null,"","","","","","","","","","","","","","","","","","","","","","","","",""]
["Fargo Drop",1999,"58384","GEN1",null,"Canal","WAT",null,"Hydro",1.27,1.1000000000000001,null,null,1.27,1.27,1.1000000000000001,null,null,null,null,"Operating","Apr",2013,null,"Near Homedale on Deer Flat Canal, ID: GPS 43.624959,-116.899728","Canyon","ID","Y","Columbia","WECC","Riverside, Inc.","Independent","Idaho Power Company",null,null,null,null,null,null,null,1,null,null,null,null,1.27,0.54229000000000005,null,null,null,null,"IPC",null,null,null,null,null,null,null,null,null,null,null,0.4,0.4,0.39,0.6,"Signed 20 year QF contract with Idaho Power 11/11.  $1.7 million project recv'd $580,000 from USBR 2/12. RECs split 50/50 w/ IPC and owner Riverside.",{"$f":"VLOOKUP($B245,[2]!Table_intranet_power_vewProjectLatLongUrl[#Data],2,FALSE)","v":43.624499999999998},{"$f":"VLOOKUP($B245,[2]!Table_intranet_power_vewProjectLatLongUrl[#Data],3,FALSE)","v":-116.89},{"$f":"VLOOKUP($B245,[2]!Table_intranet_power_vewProjectLatLongUrl[#Data],4,FALSE)","v":0},"2017-10-17T16:25:36",1.27,1.27,0.42699999999999999,0.54229000000000005,null,"Y","Not accounted for in HydInd file",null,"PNW East","HY_Irr","n/a",1,null,1,null,1,null,"Y",null,"Fargo Drop","PNW East","Thr","Hyd",1.27,"Apr-2013","Jan-2051","n/a","Water",0,24,false,"Cf HY Irr","Zero","Expense","Default",50,"Flat",0,0,false,true,false,false,0,0,0,"",null,null,"Fargo Drop",null,"Fargo Drop",1.27,0,0,0,0,0,0,1.27,1.27,1.27,1.27,1.27,1.27,0,0,0,0,0,0,1.27,1.27,1.27,1.27,1.27]
["Farm Power Lynden",1936,null,null,null,"BGICCG","AW",null,"Biomass",0.75,null,null,null,0.75,0.75,null,null,0.7,null,null,"Operating","Nov",2010,null,"Lyndon","Whatcom","WA","Y","Puget Sound & Coastal","WECC","Farm Power Northwest","Independent","Puget Sound Energy (Nov 2010 - Dec 2019)",null,null,null,null,null,null,2019,1,null,null,null,null,{"$f":"AO246*J246","v":0.75},{"$f":"IF(ISNUMBER(R246),R246,BX246)*AO246","v":0.7},"Internal thermal load, Van Wingerden greenhouse","Waste digester; greenhouse",null,null,"PSE",null,null,null,null,null,null,null,null,null,null,null,null,null,null,null,"Anaerobic digestor and reciprocating engines.",{"$f":"VLOOKUP($B246,[2]!Table_intranet_power_vewProjectLatLongUrl[#Data],2,FALSE)","v":0},{"$f":"VLOOKUP($B246,[2]!Table_intranet_power_vewProjectLatLongUrl[#Data],3,FALSE)","v":0},{"$f":"VLOOKUP($B246,[2]!Table_intranet_power_vewProjectLatLongUrl[#Data],4,FALSE)","v":"http://www.andgar.com/specialty-general-contracting-digester-projects-farm-power-lynden.php"},"2014-01-30T13:51:59",0.75,0.75,0.93333333333333324,0.7,null,"Y",null,null,"PNW West","BGIC",10250,1,null,1,null,1,null,"Y",null,"Farm Power Lynden","PNW West","Thr","IC",0.75,"Nov-2010","Jan-2051",10250,"Zero-cost Biofuel",4.7E-2,56,false,"MR 7d Flat","Landfill","Default","Default",20,"Flat",0,1,false,true,false,false,0,0,0,"",null,null,"Farm Power Lynden",null,"Farm Power Lynden",0.7212328767123285,0.7212328767123285,0.7212328767123285,0.7212328767123285,0.7212328767123285,0.7212328767123285,0.7212328767123285,0.7212328767123285,0.7212328767123285,0.7212328767123285,0.7212328767123285,0.7212328767123285,0.68733493150684899,0.68733493150684899,0.68733493150684899,0.68733493150684899,0.68733493150684899,0.68733493150684899,0.68733493150684899,0.68733493150684899,0.68733493150684899,0.68733493150684899,0.68733493150684899,0.68733493150684899]
["Farm Power Misty Meadow",2038,null,null,null,"BGICCG",null,null,"Biomass",0.75,null,null,null,0.75,0.8,null,null,null,null,null,"Operating","Jan",2013,null,"Tillamook","Tillamook","OR","Y","Columbia","WECC","Farm Power Northwest","Independent","PacifiCorp (15yr PPA, no green tags)",null,null,null,null,null,null,null,1,null,null,null,null,{"$f":"AO247*J247","v":0.75},{"$f":"IF(ISNUMBER(R247),R247,BX247)*AO247","v":0.58125000000000004},"Internal thermal load","Waste digester",null,"BPA Tillamook Substation","BPA",null,null,null,null,null,null,null,null,null,null,null,null,null,null,null,"Anaerobic digestor and reciprocating engines.  NW Natural contracted for green tags?",{"$f":"VLOOKUP($B247,[2]!Table_intranet_power_vewProjectLatLongUrl[#Data],2,FALSE)","v":0},{"$f":"VLOOKUP($B247,[2]!Table_intranet_power_vewProjectLatLongUrl[#Data],3,FALSE)","v":0},{"$f":"VLOOKUP($B247,[2]!Table_intranet_power_vewProjectLatLongUrl[#Data],4,FALSE)","v":"http://www.andgar.com/specialty-general-contracting-digester-projects-farm-power-misty-meadow.php"},"2014-01-30T14:56:13",{"$f":"IF(OR(I247=\"Wind\",I247=\"Solar\",I247=\"Hydro\"),J247,IF(ISNUMBER(L247),L247,IF(ISNUMBER(O247), O247, IF(ISNUMBER(Q247),Q247,J247))))","v":0.8},{"$f":"IF(OR(J247=\"Wind\",J247=\"Solar\",J247=\"Hydro\"),J247,IF(ISNUMBER(N247),N247,IF(ISNUMBER(P247), P247, IF(ISNUMBER(L247),L247,J247))))","v":0.75},{"$f":"IF(OR(ISBLANK(J247),ISBLANK(R247),J247=0),VLOOKUP(IF(G247=\"WAT\",\"HY\",IF(G247=\"LFG\",\"LFG\",F247)),Acapability,4,FALSE),R247/J247)","v":0.75},{"$f":"IF(ISNUMBER(R247),R247,AVERAGE(BU247,BV247)*BW247)","v":0.58125000000000004},null,"Y",null,null,"PNW West","BGIC",10250,1,null,1,null,1,null,"Y",null,{"$f":"IF($BZ247=\"Y\",A247,\"\")","v":"Farm Power Misty Meadow"},{"$f":"IF($BZ247=\"Y\",CC247,\"\")","v":"PNW West"},{"$f":"IF(BZ247=\"N\",\"\",VLOOKUP($CD247,ATechDat,2,FALSE))","v":"Thr"},{"$f":"IF(BZ247=\"N\",\"\",VLOOKUP($CD247,ATechDat,3,FALSE))","v":"IC"},0.8,{"$f":"IF(BZ247=\"N\",\"\",IF(ISBLANK(V247),\"Dec\",V247)&\"-\"&IF(ISBLANK(W247),1980,W247))","v":"Jan-2013"},{"$f":"IF(BZ247=\"N\",\"\",IF(U247=\"Retired\",X247,\"Jan-2051\"))","v":"Jan-2051"},{"$f":"IF(BZ247=\"N\",\"\",CE247)","v":10250},{"$f":"IF(BZ247=\"N\",\"\",VLOOKUP($CD247,ATechDat,4,FALSE))","v":"Zero-cost Biofuel"},{"$f":"IF(BZ247=\"N\",\"\",VLOOKUP($CD247,ATechDat,5,FALSE))","v":4.7E-2},{"$f":"IF(BZ247=\"N\",\"\",VLOOKUP($CD247,ATechDat,6,FALSE))","v":56},{"$f":"IF(BZ247=\"N\",\"\",VLOOKUP($CD247,ATechDat,7,FALSE))","v":false},{"$f":"IF(BZ247=\"N\",\"\",VLOOKUP($CD247,ATechDat,8,FALSE))","v":"MR 7d Flat"},{"$f":"IF(BZ247=\"N\",\"\",VLOOKUP($CD247,ATechDat,9,FALSE))","v":"Landfill"},{"$f":"IF(BZ247=\"N\",\"\",VLOOKUP($CD247,ATechDat,10,FALSE))","v":"Default"},{"$f":"IF(BZ247=\"N\",\"\",VLOOKUP($CD247,ATechDat,11,FALSE))","v":"Default"},{"$f":"IF(BZ247=\"N\",\"\",VLOOKUP($CD247,ATechDat,12,FALSE))","v":20},{"$f":"IF(BZ247=\"N\",\"\",VLOOKUP($CD247,ATechDat,13,FALSE))","v":"Flat"},{"$f":"IF(BZ247=\"N\",\"\",VLOOKUP($CD247,ATechDat,14,FALSE))","v":0},{"$f":"IF(BZ247=\"N\",\"\",VLOOKUP($CD247,ATechDat,15,FALSE))","v":1},{"$f":"IF(BZ247=\"N\",\"\",VLOOKUP($CD247,ATechDat,16,FALSE))","v":false},{"$f":"IF(BZ247=\"N\",\"\",VLOOKUP($CD247,ATechDat,17,FALSE))","v":true},{"$f":"IF(BZ247=\"N\",\"\",VLOOKUP($CD247,ATechDat,18,FALSE))","v":false},{"$f":"IF(BZ247=\"N\",\"\",VLOOKUP($CD247,ATechDat,19,FALSE))","v":false},{"$f":"IF(BZ247=\"N\",\"\",VLOOKUP($CD247,ATechDat,20,FALSE))","v":0},{"$f":"IF(BZ247=\"N\",\"\",VLOOKUP($CD247,ATechDat,21,FALSE))","v":0},{"$f":"IF(BZ247=\"N\",\"\",VLOOKUP($CD247,ATechDat,22,FALSE))","v":0},{"$f":"IF(ISBLANK(CB247),\"\",CB247)","v":""},null,null,{"$f":"IF(BZ247=\"N\",\"\",CN247)","v":"Farm Power Misty Meadow"},null,{"$f":"CN247","v":"Farm Power Misty Meadow"},0.76931506849315046,0.76931506849315046,0.76931506849315046,0.76931506849315046,0.76931506849315046,0.76931506849315046,0.76931506849315046,0.76931506849315046,0.76931506849315046,0.76931506849315046,0.76931506849315046,0.76931506849315046,0.73315726027397232,0.73315726027397232,0.73315726027397232,0.73315726027397232,0.73315726027397232,0.73315726027397232,0.73315726027397232,0.73315726027397232,0.73315726027397232,0.73315726027397232,0.73315726027397232,0.73315726027397232]
["Farm Power Rexville",1676,null,null,null,"BGICCG","AW",null,"Biomass",0.75,null,null,null,0.75,0.75,null,null,0.7,null,null,"Operating","Sep",2009,null,"Rexville","Skagit","WA","Y","Puget Sound & Coastal","WECC","Farm Power Northwest","Independent","Puget Sound Energy (PPA thru Dec 2019)",null,null,null,null,null,null,2019,1,null,null,null,null,{"$f":"AO248*J248","v":0.75},{"$f":"IF(ISNUMBER(R248),R248,BX248)*AO248","v":0.7},"Internal thermal load","Waste digester",null,null,"PSE",null,null,null,null,null,null,null,null,null,null,null,null,null,null,null,"Anaerobic digestor and reciprocating engines.",{"$f":"VLOOKUP($B248,[2]!Table_intranet_power_vewProjectLatLongUrl[#Data],2,FALSE)","v":0},{"$f":"VLOOKUP($B248,[2]!Table_intranet_power_vewProjectLatLongUrl[#Data],3,FALSE)","v":0},{"$f":"VLOOKUP($B248,[2]!Table_intranet_power_vewProjectLatLongUrl[#Data],4,FALSE)","v":"http://www.andgar.com/specialty-general-contracting-digester-projects-farm-power-nw.php"},"2014-01-30T14:55:02",0.75,0.75,0.93333333333333324,0.7,null,"Y",null,null,"PNW West","BGIC",10250,1,null,1,null,1,null,"Y",null,"Farm Power Rexville","PNW West","Thr","IC",0.75,"Sep-2009","Jan-2051",10250,"Zero-cost Biofuel",4.7E-2,56,false,"MR 7d Flat","Landfill","Default","Default",20,"Flat",0,1,false,true,false,false,0,0,0,"",null,null,"Farm Power Rexville",null,"Farm Power Rexville",0.7212328767123285,0.7212328767123285,0.7212328767123285,0.7212328767123285,0.7212328767123285,0.7212328767123285,0.7212328767123285,0.7212328767123285,0.7212328767123285,0.7212328767123285,0.7212328767123285,0.7212328767123285,0.68733493150684899,0.68733493150684899,0.68733493150684899,0.68733493150684899,0.68733493150684899,0.68733493150684899,0.68733493150684899,0.68733493150684899,0.68733493150684899,0.68733493150684899,0.68733493150684899,0.68733493150684899]
["Farm Power Tillamook (POTB Digester)",1945,"58591","GEN1",null,"BGICCG","AW",null,"Biomass",1,1,null,null,1,1,1,1,null,null,null,"Operating","May",2012,null,"Tillamook","Tillamook","OR","Y","Columbia","WECC","Farm Power Northwest","Independent","Tillamook PUD",null,null,null,null,null,null,null,1,null,null,null,null,{"$f":"AO249*J249","v":1},{"$f":"IF(ISNUMBER(R249),R249,BX249)*AO249","v":0.75},"Internal thermal load","Waste digester",null,null,"BPA",null,null,null,null,null,null,null,null,null,null,null,0.28999999999999998,0.65,0.84,null,"Anaerobic mixed plug digestor and reciprocating engines.",{"$f":"VLOOKUP($B249,[2]!Table_intranet_power_vewProjectLatLongUrl[#Data],2,FALSE)","v":"45.434020"},{"$f":"VLOOKUP($B249,[2]!Table_intranet_power_vewProjectLatLongUrl[#Data],3,FALSE)","v":"-123.803327"},{"$f":"VLOOKUP($B249,[2]!Table_intranet_power_vewProjectLatLongUrl[#Data],4,FALSE)","v":"http://www.farmpower.com/"},"2017-10-24T15:08:25",1,1,0.75,0.75,null,"Y",null,null,"PNW West","BGIC",10250,1,null,1,null,1,null,"Y",null,"Farm Power Tillamook (POTB Digester)","PNW West","Thr","IC",1,"May-2012","Jan-2051",10250,"Zero-cost Biofuel",4.7E-2,56,false,"MR 7d Flat","Landfill","Default","Default",20,"Flat",0,1,false,true,false,false,0,0,0,"",null,null,"Farm Power Tillamook (POTB Digester)",null,{"$f":"CN249","v":"Farm Power Tillamook (POTB Digester)"},{"$f":"IF($BZ249=\"N\",\"\",IF(OR($I249<>\"Wind\",$I249<>\"Solar\",$I249<>\"Hydro\"),($CF249*$CH249*IF(ISBLANK($L249),IF(ISBLANK($O249),$J249,$O249),$L249))*VLOOKUP($CZ249,ASeasDist,DU$7,FALSE)*VLOOKUP($DE249,ASeasDist,DU$7),$J249*$CF249*$CH249))","v":0.96164383561643796},0.96164383561643796,0.96164383561643796,0.96164383561643796,0.96164383561643796,0.96164383561643796,0.96164383561643796,0.96164383561643796,0.96164383561643796,0.96164383561643796,0.96164383561643796,0.96164383561643796,{"$f":"IF($BZ249=\"N\",\"\",IF(OR($I249<>\"Wind\",$I249<>\"Solar\",$I249<>\"Hydro\"),$CJ249*IF(ISBLANK($L249),IF(ISBLANK($O249),$J249,$O249),$L249),$J249)*(1-$CW249)*VLOOKUP($CZ249,ASeasDist,EG$7,FALSE)*VLOOKUP($DE249,ASeasDist,EG$7))","v":0.91644657534246532},0.91644657534246532,0.91644657534246532,0.91644657534246532,0.91644657534246532,0.91644657534246532,0.91644657534246532,0.91644657534246532,0.91644657534246532,0.91644657534246532,0.91644657534246532,0.91644657534246532]
["Farmers Irr. Dist. No. 2 (Copper Dam)",1178,"10323","TURGO",7532,"Diversion","WAT",null,"Hydro",2.6,2.6,4.5999999999999996,null,3,3,1,2.6,2,null,2,"Operating","Jan",1986,null,"Farmers Ditch","Hood River","OR","Y","Columbia","WECC","Farmers Irr. Dist.","Independent","PacifiCorp (QF)",null,null,null,null,null,null,null,1,null,null,null,null,{"$f":"AO250*J250","v":2.6},{"$f":"IF(ISNUMBER(R250),R250,BX250)*AO250","v":2},null,null,null,null,"PACW",null,null,null,null,0.78333333333333299,0.7,0.77,1.74,2,1.96,1.7,1.63,1.64,1.41,1.8,"(1) 3.0 MW Turgo unit installed to replace two Francis units (2.0 MW & 1.0 MW) - same capacity, increased efficiency (Oct 2015) - $4.96M project; exemption granted April 1984 Critical energy from PNUCC 2005 NRF",{"$f":"VLOOKUP($B250,[2]!Table_intranet_power_vewProjectLatLongUrl[#Data],2,FALSE)","v":45.664999999999999},{"$f":"VLOOKUP($B250,[2]!Table_intranet_power_vewProjectLatLongUrl[#Data],3,FALSE)","v":-121.5},{"$f":"VLOOKUP($B250,[2]!Table_intranet_power_vewProjectLatLongUrl[#Data],4,FALSE)","v":0},"2017-11-08T19:39:51",2.6,3,0.76923076923076916,2,null,"Y","Not accounted for in HydInd file",null,"PNW East","HY_East","n/a",1,null,1,null,1,null,"Y",null,"Farmers Irr. Dist. No. 2 (Copper Dam)","PNW East",{"$f":"IF(BZ250=\"N\",\"\",VLOOKUP($CD250,ATechDat,2,FALSE))","v":"Thr"},{"$f":"IF(BZ250=\"N\",\"\",VLOOKUP($CD250,ATechDat,3,FALSE))","v":"Hyd"},4.5999999999999996,"Jan-1986","Jan-2051","n/a",{"$f":"IF(BZ250=\"N\",\"\",VLOOKUP($CD250,ATechDat,4,FALSE))","v":"Water"},{"$f":"IF(BZ250=\"N\",\"\",VLOOKUP($CD250,ATechDat,5,FALSE))","v":0},{"$f":"IF(BZ250=\"N\",\"\",VLOOKUP($CD250,ATechDat,6,FALSE))","v":24},{"$f":"IF(BZ250=\"N\",\"\",VLOOKUP($CD250,ATechDat,7,FALSE))","v":false},{"$f":"IF(BZ250=\"N\",\"\",VLOOKUP($CD250,ATechDat,8,FALSE))","v":"Cf HY East"},{"$f":"IF(BZ250=\"N\",\"\",VLOOKUP($CD250,ATechDat,9,FALSE))","v":"Zero"},{"$f":"IF(BZ250=\"N\",\"\",VLOOKUP($CD250,ATechDat,10,FALSE))","v":"Expense"},{"$f":"IF(BZ250=\"N\",\"\",VLOOKUP($CD250,ATechDat,11,FALSE))","v":"Default"},{"$f":"IF(BZ250=\"N\",\"\",VLOOKUP($CD250,ATechDat,12,FALSE))","v":50},{"$f":"IF(BZ250=\"N\",\"\",VLOOKUP($CD250,ATechDat,13,FALSE))","v":"Flat"},{"$f":"IF(BZ250=\"N\",\"\",VLOOKUP($CD250,ATechDat,14,FALSE))","v":0},{"$f":"IF(BZ250=\"N\",\"\",VLOOKUP($CD250,ATechDat,15,FALSE))","v":0},{"$f":"IF(BZ250=\"N\",\"\",VLOOKUP($CD250,ATechDat,16,FALSE))","v":false},{"$f":"IF(BZ250=\"N\",\"\",VLOOKUP($CD250,ATechDat,17,FALSE))","v":true},{"$f":"IF(BZ250=\"N\",\"\",VLOOKUP($CD250,ATechDat,18,FALSE))","v":false},{"$f":"IF(BZ250=\"N\",\"\",VLOOKUP($CD250,ATechDat,19,FALSE))","v":false},{"$f":"IF(BZ250=\"N\",\"\",VLOOKUP($CD250,ATechDat,20,FALSE))","v":0},{"$f":"IF(BZ250=\"N\",\"\",VLOOKUP($CD250,ATechDat,21,FALSE))","v":0},{"$f":"IF(BZ250=\"N\",\"\",VLOOKUP($CD250,ATechDat,22,FALSE))","v":0},"",null,null,"Farmers Irr. Dist. No. 2 (Copper Dam)",null,{"$f":"CN250","v":"Farmers Irr. Dist. No. 2 (Copper Dam)"},1.5031432600876369,1.9735273998479474,1.7549433045122769,2.2293539127522575,2.565007345505359,1.9796513285132997,2.3038841547096931,2.488952629804821,3.2689418502706147,3.0382458419705132,3.0435758263140227,2.7499053888753258,1.5031432600876369,1.9735273998479474,1.7549433045122769,2.2293539127522575,2.565007345505359,1.9796513285132997,2.3038841547096931,2.488952629804821,3.2689418502706147,3.0382458419705132,3.0435758263140227,2.7499053888753258]
["Faulkner",1180,null,null,7592,"Canal","WAT",null,"Hydro",0.87,null,0.3,null,0.7,0,null,null,null,null,0,"Operating",null,1987,null,"N. Side Main \"Y\" Cnl.","Gooding","ID","Y","Columbia","WECC","Faulkner Land & Livestock Co.","Independent","Idaho Power Co. (QF thru Aug 2022)",null,null,null,null,null,null,null,1,null,null,null,null,0.87,0.33519499999999997,null,null,null,null,null,null,null,null,null,null,null,null,null,null,null,null,null,null,null,null,"Exemption granted June 1984. Critical energy from PNUCC 2005 NRF",{"$f":"VLOOKUP($B252,[2]!Table_intranet_power_vewProjectLatLongUrl[#Data],2,FALSE)","v":0},{"$f":"VLOOKUP($B252,[2]!Table_intranet_power_vewProjectLatLongUrl[#Data],3,FALSE)","v":0},{"$f":"VLOOKUP($B252,[2]!Table_intranet_power_vewProjectLatLongUrl[#Data],4,FALSE)","v":0},"2014-01-30T14:56:44",0.87,0.7,0.42699999999999999,0.33519499999999997,null,"Y","Not accounted for in HydInd file",null,"PNW East","HY_Irr","n/a",1,null,1,null,1,null,"Y",null,"Faulkner","PNW East","Thr","Hyd",0.3,"Dec-1987","Jan-2051","n/a","Water",0,24,false,"Cf HY Irr","Zero","Expense","Default",50,"Flat",0,0,false,true,false,false,0,0,0,"",null,null,"Faulkner",null,"Faulkner",0.3,0,0,0,0,0,0,0.3,0.3,0.3,0.3,0.3,0.3,0,0,0,0,0,0,0.3,0.3,0.3,0.3,0.3]
["Felt",1390,"6359","1,2,4,5","5089A&B","ROR R. w/Div.","WAT",null,"Hydro",6.9,6.9,null,null,6.9,6.8,6.9,6.8,null,null,1,"Operating",null,1986,null,"Teton R.","Teton","ID","Y","Columbia","WECC","Fall River REA","Coop","Fall River REA",null,null,null,null,null,null,null,1,null,null,null,null,6.9,2.9462999999999999,null,null,null,null,"PACE",null,null,null,null,null,null,null,null,2.9,3.23,3.3,2.93,3.69,3.0339999999999998,2.9,"License granted September 1973; expires August 2013. Critical energy from PNUCC 2005 NRF",{"$f":"VLOOKUP($B253,[2]!Table_intranet_power_vewProjectLatLongUrl[#Data],2,FALSE)","v":43.913476000000003},{"$f":"VLOOKUP($B253,[2]!Table_intranet_power_vewProjectLatLongUrl[#Data],3,FALSE)","v":-111.28331900000001},{"$f":"VLOOKUP($B253,[2]!Table_intranet_power_vewProjectLatLongUrl[#Data],4,FALSE)","v":0},"2017-10-17T16:26:51",6.9,6.9,0.42699999999999999,2.9462999999999999,null,"Y","Not accounted for in HydInd file",null,null,null,null,null,null,null,null,null,null,null,null,"Felt",0,{"$error":"#N/A"},{"$error":"#N/A"},0,"Dec-1986","Jan-2051",0,{"$error":"#N/A"},{"$error":"#N/A"},{"$error":"#N/A"},{"$error":"#N/A"},{"$error":"#N/A"},{"$error":"#N/A"},{"$error":"#N/A"},{"$error":"#N/A"},{"$error":"#N/A"},{"$error":"#N/A"},{"$error":"#N/A"},{"$error":"#N/A"},{"$error":"#N/A"},{"$error":"#N/A"},{"$error":"#N/A"},{"$error":"#N/A"},{"$error":"#N/A"},{"$error":"#N/A"},{"$error":"#N/A"},"",null,null,"Felt",null,"Felt",{"$error":"#N/A"},{"$error":"#N/A"},{"$error":"#N/A"},{"$error":"#N/A"},{"$error":"#N/A"},{"$error":"#N/A"},{"$error":"#N/A"},{"$error":"#N/A"},{"$error":"#N/A"},{"$error":"#N/A"},{"$error":"#N/A"},{"$error":"#N/A"},{"$error":"#N/A"},{"$error":"#N/A"},{"$error":"#N/A"},{"$error":"#N/A"},{"$error":"#N/A"},{"$error":"#N/A"},{"$error":"#N/A"},{"$error":"#N/A"},{"$error":"#N/A"},{"$error":"#N/A"},{"$error":"#N/A"},{"$error":"#N/A"}]
["Fighting Creek",1922,"57902","G-123,G-162",null,"IC","LFG",null,"Biomass",3.2,3.2,null,null,0,0,3.2,3.2,null,null,null,"Operating","Mar",2012,null,"Fighting Creek Landfill","Kootenai","ID","Y","Columbia","WECC","Kootenai Electric Cooperative","Coop","15-yr PPA with Idaho Power, signed in March 2014.  Previously, Avista had short-term PPA through 2012.  ",null,null,null,null,null,null,2027,1,null,null,null,null,{"$f":"AO256*J256","v":3.2},{"$f":"IF(ISNUMBER(R256),R256,BX256)*AO256","v":0},null,null,null,null,"Avista",null,null,null,null,null,null,null,null,null,null,1.1000000000000001,1.26,0.99,1.43,1.3,"(2) 1.6 MW Caterpillar 3520 engines. Cost $7M.",{"$f":"VLOOKUP($B256,[2]!Table_intranet_power_vewProjectLatLongUrl[#Data],2,FALSE)","v":"47.706563"},{"$f":"VLOOKUP($B256,[2]!Table_intranet_power_vewProjectLatLongUrl[#Data],3,FALSE)","v":"-116.807166"},{"$f":"VLOOKUP($B256,[2]!Table_intranet_power_vewProjectLatLongUrl[#Data],4,FALSE)","v":"http://www.kcgov.us/departments/solidwaste/fc.asp"},"2017-10-17T16:30:00",0,0,0.75,0,null,"Y",null,null,"PNW East","BGIC",11900,1,null,1,null,1,null,"Y",null,"Fighting Creek","PNW East","Thr","IC",0,"Mar-2012","Jan-2051",11900,"Zero-cost Biofuel",4.7E-2,56,false,"MR 7d Flat","Landfill","Default","Default",20,"Flat",0,1,false,true,false,false,0,0,0,"",null,null,"Fighting Creek",null,"Fighting Creek",0,0,0,0,0,0,0,0,0,0,0,0,0,0,0,0,0,0,0,0,0,0,0,0]
["Finley Combustion Turbine Plant",1182,"7945","0001",null,"GTaero","NG",null,"Natural gas",32,null,null,null,0,0,27,31,null,null,null,"Retired","Oct",2001,2007,"Finley","Benton","WA","Y","Columbia","WECC","Benton Co. PUD","PUD","Retired",null,null,null,null,null,null,null,0,null,null,null,null,{"$f":"AO258*J258","v":0},{"$f":"IF(ISNUMBER(R258),R258,BX258)*AO258","v":0},null,null,null,null,"BPA",null,0.3,0.1,0.168036529680365,0.66518264840182695,0.1,null,null,null,null,null,null,null,null,null,"(1) LM2500. Equipment sold and removed 2007.",{"$f":"VLOOKUP($B258,[2]!Table_intranet_power_vewProjectLatLongUrl[#Data],2,FALSE)","v":"46.174"},{"$f":"VLOOKUP($B258,[2]!Table_intranet_power_vewProjectLatLongUrl[#Data],3,FALSE)","v":"-119.023"},{"$f":"VLOOKUP($B258,[2]!Table_intranet_power_vewProjectLatLongUrl[#Data],4,FALSE)","v":0},"2014-01-21T15:07:42",0,0,0.91,0,null,"N","Retired",null,null,null,null,null,null,null,null,null,null,null,null,"","","","","","","","","","","","","","","","","","","","","","","","","","","","",null,null,"",null,"","","","","","","","","","","","","","","","","","","","","","","","",""]
["Flint Creek Hydro",1947,"58392",null,"P-12107","ROR R. w/Div.","WAT",null,"Hydro",2,2,null,null,null,null,2,2,null,null,null,"Operating","Jan",2013,null,"Flint Cr. @ Georgetown Lk Dam","Granite","MT","Y","Columbia","WECC","Granite County","Independent","NorthWestern",null,null,null,null,null,null,null,0.31,null,null,null,null,0.62,{"$f":"IF(ISNUMBER(R262),R262,BX262)*AO262","v":0.26473999999999998},null,null,null,null,"NorthWestern",null,null,null,null,null,null,null,null,null,null,null,null,1.37,1.02,1.1000000000000001,"Existing reservoir & dam; formerly with power (FERC P-1473).  New pipeline, surge tank, penstock, powerhouse w/2MW Pelton hydroturbine, tailrace and appurtenant facilities.",{"$f":"VLOOKUP($B262,[2]!Table_intranet_power_vewProjectLatLongUrl[#Data],2,FALSE)","v":46.213299999999997},{"$f":"VLOOKUP($B262,[2]!Table_intranet_power_vewProjectLatLongUrl[#Data],3,FALSE)","v":-113.28100000000001},{"$f":"VLOOKUP($B262,[2]!Table_intranet_power_vewProjectLatLongUrl[#Data],4,FALSE)","v":0},"2017-10-17T16:35:19",{"$f":"IF(OR(I262=\"Wind\",I262=\"Solar\",I262=\"Hydro\"),J262,IF(ISNUMBER(L262),L262,IF(ISNUMBER(O262), O262, IF(ISNUMBER(Q262),Q262,J262))))","v":2},{"$f":"IF(OR(J262=\"Wind\",J262=\"Solar\",J262=\"Hydro\"),J262,IF(ISNUMBER(N262),N262,IF(ISNUMBER(P262), P262, IF(ISNUMBER(L262),L262,J262))))","v":2},{"$f":"IF(OR(ISBLANK(J262),ISBLANK(R262),J262=0),VLOOKUP(IF(G262=\"WAT\",\"HY\",IF(G262=\"LFG\",\"LFG\",F262)),Acapability,4,FALSE),R262/J262)","v":0.42699999999999999},{"$f":"IF(ISNUMBER(R262),R262,AVERAGE(BU262,BV262)*BW262)","v":0.85399999999999998},null,"Y","Not accounted for in HydInd file"]
["Foote Creek I",1185,"55607","GEN1",null,"WT","WND",null,"Wind",41.4,41.4,null,null,8,8,41.4,41.4,17,null,null,"Operating","Apr",1999,null,"Arlington","Carbon","WY","N","Missouri","WECC","PacifiCorp (79%); EWEB (21%)","IOU/Municipal","PacifiCorp (79%); EWEB (21%)",null,null,null,null,null,null,null,1,null,null,null,null,41.4,{"$f":"IF(ISNUMBER(R263),R263,BX263)*AO263","v":17},null,null,null,null,"PACE",5.6,14.6,15,14.149771689497699,14.7635844748858,13.8,5.3,null,null,null,null,13.01,12.63,11.91,15.8,"(69) Mitsubishi MHI 600 turbines.",{"$f":"VLOOKUP($B263,[2]!Table_intranet_power_vewProjectLatLongUrl[#Data],2,FALSE)","v":"41.719667"},{"$f":"VLOOKUP($B263,[2]!Table_intranet_power_vewProjectLatLongUrl[#Data],3,FALSE)","v":"-106.102330"},{"$f":"VLOOKUP($B263,[2]!Table_intranet_power_vewProjectLatLongUrl[#Data],4,FALSE)","v":"http://www.rnp.org/projects/foote.html"},"2017-11-06T15:58:48",41.4,8,0.41062801932367149,17,null,"Y",null,"100% PNW PPA","PNW East","WN_HP","n/a",1,null,0.05,null,1,null,"Y",null,"Foote Creek I","PNW East","Thr","Wind",41.4,"Apr-1999","Jan-2051","n/a","Wind",0,0,false,"Cf WN HP","WindB1","Default","Default",20,"Flat",0,1,false,true,false,false,0,0,0,"100% PNW PPA",null,null,"Foote Creek I",null,"Foote Creek I",{"$f":"IF($BZ263=\"N\",\"\",IF(OR($I263<>\"Wind\",$I263<>\"Solar\",$I263<>\"Hydro\"),($CF263*$CH263*IF(ISBLANK($L263),IF(ISBLANK($O263),$J263,$O263),$L263))*VLOOKUP($CZ263,ASeasDist,DU$7,FALSE)*VLOOKUP($DE263,ASeasDist,DU$7),$J263*$CF263*$CH263))","v":7.4880000000000002E-2},0.14399999999999999,0.18720000000000003,0.27072000000000002,0.23184000000000002,0.22608000000000003,0.14688000000000001,0.12096000000000001,0.11088000000000001,0.10511999999999999,5.04E-2,6.0480000000000006E-2,{"$f":"IF($BZ263=\"N\",\"\",IF(OR($I263<>\"Wind\",$I263<>\"Solar\",$I263<>\"Hydro\"),$CJ263*IF(ISBLANK($L263),IF(ISBLANK($O263),$J263,$O263),$L263),$J263)*(1-$CW263)*VLOOKUP($CZ263,ASeasDist,EG$7,FALSE)*VLOOKUP($DE263,ASeasDist,EG$7))","v":1.4976},2.88,3.7440000000000002,5.4143999999999997,4.6368,4.5216000000000003,2.9376000000000002,2.4192,2.2176,2.1023999999999998,1.008,1.2096]
["Foote Creek III",1187,"55609","GEN1",null,"WT","WND",null,"Wind",24.8,24.8,null,null,25,25,24.8,24.8,7.36,null,null,"Operating","Jun",1999,null,"Arlington","Carbon","WY","N","Missouri","WECC","Caithness Energy","Independent","PS Colorado (PSA thru 2014)",null,null,null,null,null,null,2014,0,null,null,null,null,0,{"$f":"IF(ISNUMBER(R265),R265,BX265)*AO265","v":0},null,null,null,null,"PACE",2.4,2.8,null,null,5.9160958904109604,null,null,null,null,null,null,9.3000000000000007,9.19,6.86,8.5,"(33) Mitsubishi MHI 600 turbines.",{"$f":"VLOOKUP($B265,[2]!Table_intranet_power_vewProjectLatLongUrl[#Data],2,FALSE)","v":"41.640287"},{"$f":"VLOOKUP($B265,[2]!Table_intranet_power_vewProjectLatLongUrl[#Data],3,FALSE)","v":"-106.200736"},{"$f":"VLOOKUP($B265,[2]!Table_intranet_power_vewProjectLatLongUrl[#Data],4,FALSE)","v":"http://www.rnp.org/projects/foote.html"},"2017-11-06T15:59:40",24.8,25,0.29677419354838708,{"$f":"IF(ISNUMBER(R265),R265,AVERAGE(BU265,BV265)*BW265)","v":7.36},null,"N","Non-region site & load","100% OOR PPA",null,null,null,null,null,0.05,null,0,"OOR PPA","Y",null,"","","","","","","","","","","","","","","","","","","","","","","","","","","","100% OOR PPA",null,null,"",null,"","","","","","","","","","","","","","","","","","","","","","","","",""]
["Forest Fuels",1189,null,null,null,"STCG","WW",null,"Biomass",0.311,null,null,null,0.311,0.311,null,null,null,null,null,"Operating",null,1994,null,"Samuels","Bonner","ID","Y","Columbia","WECC","Forest Fuels Inc.","Independent",null,null,null,null,null,null,null,null,1,null,null,null,null,{"$f":"AO268*J268","v":0.311},{"$f":"IF(ISNUMBER(R268),R268,BX268)*AO268","v":0.24880000000000002},"Forest Fuels","Lumber & wood products",null,null,null,null,null,null,null,null,null,null,null,null,null,null,null,null,null,null,null,{"$f":"VLOOKUP($B268,[2]!Table_intranet_power_vewProjectLatLongUrl[#Data],2,FALSE)","v":0},{"$f":"VLOOKUP($B268,[2]!Table_intranet_power_vewProjectLatLongUrl[#Data],3,FALSE)","v":0},{"$f":"VLOOKUP($B268,[2]!Table_intranet_power_vewProjectLatLongUrl[#Data],4,FALSE)","v":0},"2014-01-30T15:30:44",0.311,0.311,0.8,0.24880000000000002,null,"N","<0.5 MW",null,null,null,null,null,null,null,null,null,null,null,null,"","","","","","","","","","","","","","","","","","","","","","","","","","","","",null,null,"",null,"","","","","","","","","","","","","","","","","","","","","","","","",""]
["Fort Peck 3",1192,"6623","3","Federal","HY","WAT",null,"Hydro",43.5,43.5,null,null,44,42,50,50,31.1,null,null,"Operating","Dec",1951,null,"Missouri R.","McCone","MT","N","Missouri","MRO","USCE","Federal","WAPA",null,null,null,null,null,null,null,null,null,null,null,null,null,null,null,null,null,null,"WAPA",null,null,null,null,null,null,null,null,null,null,null,null,null,null,null,"Can serve MAPP or WECC NERC regions. Capability counted in MAPP.",{"$f":"VLOOKUP($B271,[2]!Table_intranet_power_vewProjectLatLongUrl[#Data],2,FALSE)","v":"48.013"},{"$f":"VLOOKUP($B271,[2]!Table_intranet_power_vewProjectLatLongUrl[#Data],3,FALSE)","v":"-106.411"},{"$f":"VLOOKUP($B271,[2]!Table_intranet_power_vewProjectLatLongUrl[#Data],4,FALSE)","v":"http://www.fortpeckdam.com/"},"2017-10-17T16:41:08",43.5,44,0.71494252873563224,31.1,null,"N","MRO",null,null,null,null,null,null,null,null,null,null,null,null,"","","","","","","","","","","","","","","","","","","","","","","","","","","","",null,null,"",null,"","","","","","","","","","","","","","","","","","","","","","","","",""]
["Fortix",1194,null,null,null,"IC","FO",null,"Petroleum",1.2,null,null,null,1.2,1.2,null,null,null,null,null,"Operating",null,2000,null,"Beaverton","Washington","OR","Y","Columbia","WECC","Fortix Data Center","Independent","Load-side emrg. service & DR",null,null,null,null,null,null,null,1,null,null,null,null,{"$f":"AO273*J273","v":1.2},{"$f":"IF(ISNUMBER(R273),R273,BX273)*AO273","v":1.1160000000000001},null,null,null,null,null,null,null,null,null,null,null,null,null,null,null,null,null,null,null,null,"(1) 1.2 MW IC unit.",{"$f":"VLOOKUP($B273,[2]!Table_intranet_power_vewProjectLatLongUrl[#Data],2,FALSE)","v":0},{"$f":"VLOOKUP($B273,[2]!Table_intranet_power_vewProjectLatLongUrl[#Data],3,FALSE)","v":0},{"$f":"VLOOKUP($B273,[2]!Table_intranet_power_vewProjectLatLongUrl[#Data],4,FALSE)","v":0},"2014-01-30T15:32:16",1.2,1.2,0.93,1.1160000000000001,null,"Y",null,"Load-side DR","PNW West","FOIC",10000,1,null,1,null,0,"Load-side DR",null,null,"Fortix","PNW West","Thr","IC",1.2,"Dec-2000","Jan-2051",10000,"No. 2 FO",4.7E-2,56,false,"MR 7d Flat","FO Peaking","Default","Default",20,"Flat",0,0,false,true,false,false,0,0,0,"Load-side DR",null,null,"Fortix",null,"Fortix",{"$f":"IF($BZ273=\"N\",\"\",IF(OR($I273<>\"Wind\",$I273<>\"Solar\",$I273<>\"Hydro\"),($CF273*$CH273*IF(ISBLANK($L273),IF(ISBLANK($O273),$J273,$O273),$L273))*VLOOKUP($CZ273,ASeasDist,DU$7,FALSE)*VLOOKUP($DE273,ASeasDist,DU$7),$J273*$CF273*$CH273))","v":1.1539726027397255},1.1539726027397255,1.1539726027397255,1.1539726027397255,1.1539726027397255,1.1539726027397255,1.1539726027397255,1.1539726027397255,1.1539726027397255,1.1539726027397255,1.1539726027397255,1.1539726027397255,{"$f":"IF($BZ273=\"N\",\"\",IF(OR($I273<>\"Wind\",$I273<>\"Solar\",$I273<>\"Hydro\"),$CJ273*IF(ISBLANK($L273),IF(ISBLANK($O273),$J273,$O273),$L273),$J273)*(1-$CW273)*VLOOKUP($CZ273,ASeasDist,EG$7,FALSE)*VLOOKUP($DE273,ASeasDist,EG$7))","v":0},0,0,0,0,0,0,0,0,0,0,0]
["Four Corners (Echo Wind Farm)",1982,"56969","1",null,"WT","WND",null,"Wind",10,10,null,null,10,10,10,10,null,null,null,"Operating","Jul",2009,null,"Echo vicinity","Morrow/Umatilla","OR","Y","Columbia","WECC","Exelon (John Deere Renwables)","Independent","PacifiCorp",null,null,null,null,null,null,null,1,null,null,null,null,10,3.2,null,null,null,"PacifiCorp Irrigon Substation","PACW",null,null,null,null,null,null,null,0.61,2.6,3.45,3.3,3.35,3.32,2.93,3.2,"Four Corners is a part of Echo Wind Farm (1-9).  Echo Wind Farm (1-9) is powered by (10) RePower MM92 turbines and (27) Vestas V82 turbines.  Echo Wind Farm has a capacity of 64.5 MW.",{"$f":"VLOOKUP($B276,[2]!Table_intranet_power_vewProjectLatLongUrl[#Data],2,FALSE)","v":"45.724"},{"$f":"VLOOKUP($B276,[2]!Table_intranet_power_vewProjectLatLongUrl[#Data],3,FALSE)","v":"-119.436"},{"$f":"VLOOKUP($B276,[2]!Table_intranet_power_vewProjectLatLongUrl[#Data],4,FALSE)","v":"http://www.rnp.org/node/echo-windfarms-1-9"},"2017-10-17T16:42:50",10,10,0.32,3.2,null,"Y",null,"100% PNW PPA","PNW East","WN_PNWE","n/a",1,null,0.05,null,1,null,"Y",null,"Four Corners (Echo Wind Farm)","PNW East","Thr","Wind",10,"Jul-2009","Jan-2051","n/a","Wind",0,0,false,"Cf WN PNWE","WindB1","Default","Default",20,"Flat",0,1,false,true,false,false,0,0,0,"100% PNW PPA",null,null,"Four Corners (Echo Wind Farm)",null,"Four Corners (Echo Wind Farm)",0.14099999999999999,0.1095,0.1275,0.14399999999999999,0.1545,0.13500000000000001,0.1605,0.1605,0.18149999999999999,0.1605,0.16650000000000001,0.1605,2.82,2.19,2.5499999999999998,2.88,3.09,2.7,3.21,3.21,3.63,3.21,3.33,3.21]
["Frank Bird",1197,null,null,null,"ST","NG",null,"Natural gas",69,null,null,null,null,null,null,null,null,null,null,"Retired",null,1951,1996,"Billings","Yellowstone","MT","N","Missouri","WECC","Montana Power Co.","IOU","Retired",null,null,null,null,null,null,null,0,null,null,null,null,0,0,null,null,null,null,null,null,null,null,"n/a","n/a",null,null,null,null,null,null,null,null,null,null,"Sold August 1996 and subsequently dismantled.",{"$f":"VLOOKUP($B278,[2]!Table_intranet_power_vewProjectLatLongUrl[#Data],2,FALSE)","v":0},{"$f":"VLOOKUP($B278,[2]!Table_intranet_power_vewProjectLatLongUrl[#Data],3,FALSE)","v":0},{"$f":"VLOOKUP($B278,[2]!Table_intranet_power_vewProjectLatLongUrl[#Data],4,FALSE)","v":0},"2001-11-26",69,69,0.86,59.339999999999996,null,"N","Retired",null,null,null,null,null,null,null,null,null,null,null,null,"","","","","","","","","","","","","","","","","","","","","","","","","","","","",null,null,"",null,"","","","","","","","","","","","","","","","","","","","","","","","",""]
["Fredonia 1",1201,"607","1",null,"GT","NG","FO","Natural gas",129.1,129.1,111,null,101.5,123,93,114,null,null,null,"Operating","May",1984,null,"Mount Vernon","Skagit","WA","Y","Puget Sound & Coastal","WECC","Puget Sound Energy","IOU","Puget Sound Energy",5.78,8.3420000000000005,12741.8,null,null,null,null,1,null,null,null,null,129.1,96.6875,null,null,"Williams Northwest",null,"PSE",6.5,2.2999999999999998,1.8,1.4235159817351599,4.8942922374429196,3.1,1.96,17.07,8.44,8.7100000000000009,5.0999999999999996,11.65,7.71,18.43,28.1,"Westinghouse W501D GT.",{"$f":"VLOOKUP($B282,[2]!Table_intranet_power_vewProjectLatLongUrl[#Data],2,FALSE)","v":"48.446"},{"$f":"VLOOKUP($B282,[2]!Table_intranet_power_vewProjectLatLongUrl[#Data],3,FALSE)","v":"-122.444"},{"$f":"VLOOKUP($B282,[2]!Table_intranet_power_vewProjectLatLongUrl[#Data],4,FALSE)","v":0},"2017-10-18T08:53:56",111,101.5,0.91,96.6875,null,"Y",null,null,"PNW West","NGGT_PNWW",10710,1,null,1,null,1,null,null,null,{"$f":"IF($BZ282=\"Y\",A282,\"\")","v":"Fredonia 1"},{"$f":"IF($BZ282=\"Y\",CC282,\"\")","v":"PNW West"},"Thr","GT",111,{"$f":"IF(BZ282=\"N\",\"\",IF(ISBLANK(V282),\"Dec\",V282)&\"-\"&IF(ISBLANK(W282),1980,W282))","v":"May-1984"},{"$f":"IF(BZ282=\"N\",\"\",IF(U282=\"Retired\",X282,\"Jan-2051\"))","v":"Jan-2051"},{"$f":"IF(BZ282=\"N\",\"\",CE282)","v":10710},"PNW W. gas",5.0999999999999997E-2,88,false,"MR 14d Winter Pk_Hydro","SCCT - PNW W.","Default","Default",30,"CMS GT PNWW",0,0,false,true,false,false,0,0,0,{"$f":"IF(ISBLANK(CB282),\"\",CB282)","v":""},null,null,{"$f":"IF(BZ282=\"N\",\"\",CN282)","v":"Fredonia 1"},null,"Fredonia 1",104.46539675595265,107.03463227469693,109.43111768104096,110.86667418711016,111,110.00773646167268,98.180006415665787,86.468328994884089,85.010902207595592,83.738428058287937,103.11258007846644,102.93952276373227,99.137661521399068,101.57586602868739,103.85013067930787,105.21247380356753,105.339,104.39734190212737,93.172826088466834,82.058444216145006,80.675346195008231,79.467768227315261,97.85383849446464,97.68960710278192]
["Fredonia 2",1202,"607","2",null,"GT","NG","FO","Natural gas",129.1,129.1,111,null,101.5,123,93,114,null,null,null,"Operating","May",1984,null,"Mount Vernon","Skagit","WA","Y","Puget Sound & Coastal","WECC","Puget Sound Energy","IOU","Puget Sound Energy",5.78,8.3420000000000005,12741.8,null,null,null,null,1,null,null,null,null,129.1,96.6875,null,null,"Williams Northwest",null,"PSE",null,null,null,null,null,null,null,null,null,null,null,null,null,null,null,"Westinghouse W501D GT.",{"$f":"VLOOKUP($B283,[2]!Table_intranet_power_vewProjectLatLongUrl[#Data],2,FALSE)","v":"48.446"},{"$f":"VLOOKUP($B283,[2]!Table_intranet_power_vewProjectLatLongUrl[#Data],3,FALSE)","v":"-122.444"},{"$f":"VLOOKUP($B283,[2]!Table_intranet_power_vewProjectLatLongUrl[#Data],4,FALSE)","v":0},"2017-10-18T08:53:59",111,101.5,0.91,96.6875,null,"Y",null,null,"PNW West","NGGT_PNWW",10710,1,null,1,null,1,null,null,null,"Fredonia 2","PNW West","Thr","GT",111,"May-1984","Jan-2051",10710,"PNW W. gas",5.0999999999999997E-2,88,false,"MR 14d Winter Pk_Hydro","SCCT - PNW W.","Default","Default",30,"CMS GT PNWW",0,0,false,true,false,false,0,0,0,"",null,null,"Fredonia 2",null,"Fredonia 2",{"$f":"IF($BZ283=\"N\",\"\",IF(OR($I283<>\"Wind\",$I283<>\"Solar\",$I283<>\"Hydro\"),($CF283*$CH283*IF(ISBLANK($L283),IF(ISBLANK($O283),$J283,$O283),$L283))*VLOOKUP($CZ283,ASeasDist,DU$7,FALSE)*VLOOKUP($DE283,ASeasDist,DU$7),$J283*$CF283*$CH283))","v":104.46539675595265},107.03463227469693,109.43111768104096,110.86667418711016,111,110.00773646167268,98.180006415665787,86.468328994884089,85.010902207595592,83.738428058287937,103.11258007846644,102.93952276373227,{"$f":"IF($BZ283=\"N\",\"\",IF(OR($I283<>\"Wind\",$I283<>\"Solar\",$I283<>\"Hydro\"),$CJ283*IF(ISBLANK($L283),IF(ISBLANK($O283),$J283,$O283),$L283),$J283)*(1-$CW283)*VLOOKUP($CZ283,ASeasDist,EG$7,FALSE)*VLOOKUP($DE283,ASeasDist,EG$7))","v":99.137661521399068},101.57586602868739,103.85013067930787,105.21247380356753,105.339,104.39734190212737,93.172826088466834,82.058444216145006,80.675346195008231,79.467768227315261,97.85383849446464,97.68960710278192]
["Fredonia 4",1204,"607","4",null,"GTaero","NG","FO","Natural gas",58.9,58.9,58.5,null,54,60,47,60,null,null,null,"Operating","Jul",2001,null,"Mount Vernon","Skagit","WA","Y","Puget Sound & Coastal","WECC","Puget Sound Energy","IOU","Puget Sound Energy",5.78,8.3420000000000005,12741.8,null,null,null,null,1,null,null,null,null,58.9,51.1875,null,null,"Williams Northwest",null,"PSE",null,null,null,null,null,null,null,null,null,null,null,null,null,null,null,"P&W FT8 Twin-pac.",{"$f":"VLOOKUP($B285,[2]!Table_intranet_power_vewProjectLatLongUrl[#Data],2,FALSE)","v":"48.446"},{"$f":"VLOOKUP($B285,[2]!Table_intranet_power_vewProjectLatLongUrl[#Data],3,FALSE)","v":"-122.444"},{"$f":"VLOOKUP($B285,[2]!Table_intranet_power_vewProjectLatLongUrl[#Data],4,FALSE)","v":0},"2017-10-18T08:54:05",58.5,54,0.91,51.1875,null,"Y",null,null,"PNW West","NGGTa_PNWW",10300,1,null,1,null,1,null,null,null,"Fredonia 4","PNW West","Thr","GTAero",{"$f":"IF($BZ285=\"N\",\"\",IF($I285<>\"Wind\",($CF285*$CH285*IF(ISBLANK($L285),IF(ISBLANK($O285),$J285,$O285),$L285)),$J285*IF(AND($I285=\"Wind\",SWFullWind=\"Y\"),1,$CF285*$CH285)))","v":58.5},"Jul-2001","Jan-2051",10300,"PNW W. gas",5.0999999999999997E-2,88,false,"MR 14d Winter Pk_Hydro","SCCT - PNW W.","Default","Default",30,"CMS GT PNWW",0,0,false,true,false,false,0,0,0,"",null,null,"Fredonia 4",null,"Fredonia 4",55.056087479488561,56.410144036664597,57.673156615683752,58.429733693206707,58.5,57.977050297368031,51.743516894742783,45.571146362168641,44.803043055354436,44.13241478747608,54.343116527840415,54.25191064575079,52.248227018034648,53.533226690794706,54.731825628283879,55.44981727485316,55.516500000000001,55.020220732202262,49.104597533110898,43.247017897698043,42.518087859531363,41.881661633314799,51.571617584920553,51.4850632028175]
["Galesville",1206,"50938","GV1,GV2",7161,"Storage","WAT",null,"Hydro",1.6,1.6,0,null,1.8,2,1.6,2,null,null,0,"Operating","Feb",1987,null,"Cow Cr.","Douglas","OR","Y","Puget Sound & Coastal","WECC","Douglas Co.","Independent","PacifiCorp (QF thru Dec 2021)",null,null,null,null,null,null,null,1,null,null,null,null,{"$f":"AO288*J288","v":1.6},{"$f":"IF(ISNUMBER(R288),R288,BX288)*AO288","v":0.7259000000000001},null,null,null,null,"PACW",null,null,null,null,0.20273972602739701,0.2,0.18,0.39,0.5,0.89,0.8,0.66,0.31,0.46,0.8,"License granted June 1984; expires May 2035. Critical energy from PNUCC 2005 NRF",{"$f":"VLOOKUP($B288,[2]!Table_intranet_power_vewProjectLatLongUrl[#Data],2,FALSE)","v":42.8489},{"$f":"VLOOKUP($B288,[2]!Table_intranet_power_vewProjectLatLongUrl[#Data],3,FALSE)","v":-123.1778},{"$f":"VLOOKUP($B288,[2]!Table_intranet_power_vewProjectLatLongUrl[#Data],4,FALSE)","v":0},"2017-10-18T08:55:32",1.6,1.8,0.42699999999999999,0.7259000000000001,null,"Y","Not accounted for in HydInd file",null,"PNW West","HY_Irr","n/a",1,null,1,null,1,null,"Y",null,"Galesville","PNW West","Thr","Hyd",0,"Feb-1987","Jan-2051","n/a","Water",0,24,false,"Cf HY Irr","Zero","Expense","Default",50,"Flat",0,0,false,true,false,false,0,0,0,"",null,null,"Galesville",null,"Galesville",0,0,0,0,0,0,0,0,0,0,0,0,0,0,0,0,0,0,0,0,0,0,0,0]
["Georgetown",1209,"9906",null,6445,"Conduit","WAT",null,"Hydro",0.45,null,0.3,null,0.45,0.45,null,null,null,null,0,"Operating",null,1985,null,"Georgetown Cr.","Bear Lake","ID","Y","Bear","WECC","Georgetown Irr. Co.","Independent","PacifiCorp (QF thru Jul 2019)",null,null,null,null,null,null,null,1,null,null,null,null,null,null,null,null,null,null,null,null,null,null,null,null,null,null,null,null,null,null,null,null,null,null,"Exemption granted October 1982. Critical energy from PNUCC 2005 NRF",{"$f":"VLOOKUP($B291,[2]!Table_intranet_power_vewProjectLatLongUrl[#Data],2,FALSE)","v":0},{"$f":"VLOOKUP($B291,[2]!Table_intranet_power_vewProjectLatLongUrl[#Data],3,FALSE)","v":0},{"$f":"VLOOKUP($B291,[2]!Table_intranet_power_vewProjectLatLongUrl[#Data],4,FALSE)","v":0},"2014-01-30T15:34:53",0.45,0.45,0.42699999999999999,0.19214999999999999,null,"N","<0.5 MW",null,null,null,null,null,null,null,null,null,null,null,null,"","","","","","","","","","","","","","","","","","","","","","","","","","","","",null,null,"",null,"","","","","","","","","","","","","","","","","","","","","","","","",""]
["Georgia-Pacific (Toledo)",1895,"58109","TG1,TG2",null,"RB/STCG","BL","WW/NG","Biomass",30,37.299999999999997,24,null,28.4,28.4,31.8,31.8,null,null,null,"Operating",null,1954,null,"Toledo","Lincoln","OR","Y","Puget Sound & Coastal","WECC","Georgia-Pacific Corp.","Independent","Self-generation",null,null,null,null,null,null,null,1,null,null,null,null,30,20.96,"Georgia-Pacific (Toledo)","Resident mill",null,"Central Lincoln PUD","BPA",null,null,null,null,null,null,null,null,null,null,8.4,5.25,3.07,4.87,5.4,"(2) recovery boilers, (3) power boilers and one hog fuel boiler. (2) 15 MW STGs.",{"$f":"VLOOKUP($B293,[2]!Table_intranet_power_vewProjectLatLongUrl[#Data],2,FALSE)","v":"44.605949"},{"$f":"VLOOKUP($B293,[2]!Table_intranet_power_vewProjectLatLongUrl[#Data],3,FALSE)","v":"-123.93797"},{"$f":"VLOOKUP($B293,[2]!Table_intranet_power_vewProjectLatLongUrl[#Data],4,FALSE)","v":0},"2017-10-18T08:58:27",24,28.4,0.8,20.96,null,"N","100% Self-gen",null,null,null,null,null,null,null,null,null,null,null,null,"","","","","","","","","","","","","","","","","","","","","","","","","","","","",null,null,"",null,"","","","","","","","","","","","","","","","","","","","","","","","",""]
["Glacier Battery Storage",2247,"60444","GLA",null,"Battery","Li-Ion-Batt",null,"Energy Storage",2,2,null,null,null,null,2,2,null,4.4000000000000004,null,"Operating","Sep",2016,null,"Glacier Substation","Whatcom","WA","Y","Puget Sound & Coastal","WECC","Puget Sound Energy","Independent","Puget Sound Energy",null,null,null,null,null,null,null,1,null,null,null,null,null,null,null,null,null,null,"PSE",null,null,null,null,null,null,null,null,null,null,null,null,null,null,null,"(4) lithium-ion battery modules, each in a shipping container; 20 yr lifespan",{"$f":"VLOOKUP($B296,[2]!Table_intranet_power_vewProjectLatLongUrl[#Data],2,FALSE)","v":48.888039999999997},{"$f":"VLOOKUP($B296,[2]!Table_intranet_power_vewProjectLatLongUrl[#Data],3,FALSE)","v":-121.9462},{"$f":"VLOOKUP($B296,[2]!Table_intranet_power_vewProjectLatLongUrl[#Data],4,FALSE)","v":"https://pse.com/inyourcommunity/pse-projects/system-improvements/Pages/Glacier-battery-storage-project.aspx"},"2017-12-20"]
["Glacier Wind Energy II",1748,"57050","NGW2",null,"WT","WND",null,"Wind",103.5,103.5,null,null,null,null,101.4,101.4,37.1,null,null,"Operating","Oct",2009,null,"Cut Bank","Toole/Glacier","MT","Y","Missouri","WECC","NaturEner","Independent","SDGE (Oct 2009 - Oct 2024)",null,null,null,null,null,null,2024,0,null,1,null,null,0,0,null,null,null,"NWA 115kV btwn Cutbank & Conrad subs","NaturEner",null,null,null,null,null,null,null,4.93,24.61,36.74,32.799999999999997,31.53,29.59,29.45,33.1,"(69) Acconia AW 77/1500 WTG.",{"$f":"VLOOKUP($B298,[2]!Table_intranet_power_vewProjectLatLongUrl[#Data],2,FALSE)","v":"48.52328"},{"$f":"VLOOKUP($B298,[2]!Table_intranet_power_vewProjectLatLongUrl[#Data],3,FALSE)","v":"-112.11155"},{"$f":"VLOOKUP($B298,[2]!Table_intranet_power_vewProjectLatLongUrl[#Data],4,FALSE)","v":"http://www.naturener.net/glacierwind2"},"2017-10-24T12:38:56",103.5,101.4,0.35845410628019325,37.1,null,"Y",null,"100% OOR PPA","PNW East","WN_HP","n/a",0,null,0.05,null,0,"OOR PPA","Y",null,"Glacier Wind Energy II","PNW East","Thr","Wind",103.5,"Oct-2009","Jan-2051","n/a","Wind",0,0,false,"Cf WN HP","WindB1","Default","Default",20,"Flat",0,1,false,true,false,false,0,0,0,"100% OOR PPA",null,null,"Glacier Wind Energy II",null,"Glacier Wind Energy II",0,0,0,0,0,0,0,0,0,0,0,0,0,0,0,0,0,0,0,0,0,0,0,0]
["Glenns Ferry Cogeneration",1217,"54578","1001",null,"GTCG","NG",null,"Natural gas",10.4,10.4,10,null,0,0,10.4,10.4,null,null,null,"Operating","Nov",1996,null,"Glenns Ferry","Elmore","ID","Y","Columbia","WECC","Glenns Ferry Cogeneration Partners (50%); Black Hills Energy (50%)","Independent","Idaho Power Co. (QF thru Nov 2016)",13.41,1.196,7387,null,null,null,2016,1,null,null,null,null,10.4,4,"Idaho Fresh-Pak","Potato processing","Williams Northwest",null,"IPC",null,null,null,null,null,null,0,4.8,0,0,0,null,null,null,null,"(1) Solar Mars 100S GT.",{"$f":"VLOOKUP($B302,[2]!Table_intranet_power_vewProjectLatLongUrl[#Data],2,FALSE)","v":"42.954339"},{"$f":"VLOOKUP($B302,[2]!Table_intranet_power_vewProjectLatLongUrl[#Data],3,FALSE)","v":"-115.29106"},{"$f":"VLOOKUP($B302,[2]!Table_intranet_power_vewProjectLatLongUrl[#Data],4,FALSE)","v":0},"2017-10-18T09:02:05",10,0,0.8,4,null,"Y",null,null,"PNW East","NGCCCG_PNWE",6400,1,null,1,null,1,null,"Y",null,"Glenns Ferry Cogeneration","PNW East","Thr","CCCT",10,"Nov-1996","Jan-2051",6400,"PNW E. gas",5.8999999999999997E-2,32,true,"MR 21d Winter Pk_Hydro","CCCT - PNW E.","Default","Default",30,"CMS GT PNWE",0,1,false,true,false,false,0,0,0,"",null,null,"Glenns Ferry Cogeneration",null,"Glenns Ferry Cogeneration",9.2229292010690802,9.5313949897052304,9.8047501857903203,9.9879872849624594,10,9.8625039732266586,8.4086199518584817,7.0186500820572748,6.8590242905138377,6.7256632347609298,8.9649877460806007,8.9930052896314407,8.6787763782060043,8.9690426853126208,9.2262699248286903,9.3986960351496744,9.41,9.2806162388062869,7.9125113746988314,6.6045497272158951,6.454341857373521,6.3288491039100352,8.4360534690618447,8.4624179775431863]
["Glenrock I",2020,"56841","1",null,"WT","WND",null,"Wind",99,99,null,null,null,null,99,99,null,null,null,"Operating","Dec",2008,null,"Dave Johnston coal mine in Glenrock","Converse","WY","N","Missouri","WECC","PacifiCorp. EDF Renewable Services provides O&M.","IOU","PacifiCorp",null,null,null,null,null,null,null,1,null,null,null,null,99,31.68,null,null,null,null,"PACE",null,null,null,null,null,null,null,null,null,null,null,50.72,47.01,45.46,49.1,"(66) 1.5 MW GE WTG.  Assume 25.81% SG factor to Oregon, per PacifiCorp's 2011 OR RPS Compliance Report.",{"$f":"VLOOKUP($B303,[2]!Table_intranet_power_vewProjectLatLongUrl[#Data],2,FALSE)","v":"42.86"},{"$f":"VLOOKUP($B303,[2]!Table_intranet_power_vewProjectLatLongUrl[#Data],3,FALSE)","v":"105.86"},{"$f":"VLOOKUP($B303,[2]!Table_intranet_power_vewProjectLatLongUrl[#Data],4,FALSE)","v":"http://www.thewindpower.net/windfarm_en_4008_glenrock-i.php"},"2017-11-06T16:02:40",99,99,0.32,31.68,null,"N","PACE",null,null,null,null,null,null,null,null,null,null,null,null,"","","","","","","","","","","","","","","","","","","","","","","","","","","","",null,null,"",null,"","","","","","","","","","","","","","","","","","","","","","","","",""]
["Glines Canyon",1218,"54050","GEN1",588,"ROR R w/Div","WAT",null,"Hydro",16.3,null,null,null,6,16.3,6,16.3,13.44,null,null,"Retired","Jan",1927,2011,"Elwha R.","Clallam","WA","Y","Puget Sound & Coastal","WECC","U.S. Dept of the Interior","Federal","Nippon Paper Industries Port Angeles Mill",null,null,null,null,null,null,null,null,null,null,null,null,null,null,null,null,null,null,"BPA",null,null,null,null,null,null,10.61,9.82,7.5,5.83,null,null,null,null,null,"Original license (2683) granted June 1926; expired June 1976. Reservoir drawdown and dismantling of facilities planned to begin in 2011.",{"$f":"VLOOKUP($B305,[2]!Table_intranet_power_vewProjectLatLongUrl[#Data],2,FALSE)","v":"48.002"},{"$f":"VLOOKUP($B305,[2]!Table_intranet_power_vewProjectLatLongUrl[#Data],3,FALSE)","v":"-123.56"},{"$f":"VLOOKUP($B305,[2]!Table_intranet_power_vewProjectLatLongUrl[#Data],4,FALSE)","v":0},"2014-01-30T15:36:40",16.3,6,0.8245398773006134,13.44,null,"N","100% Self-gen",null,null,null,null,null,null,null,null,null,null,null,null,"","","","","","","","","","","","","","","","","","","","","","","","","","","","",null,null,"",null,"","","","","","","","","","","","","","","","","","","","","","","","",""]
["Goldendale CC 1A & 1B",1219,"55482","G1,G2",null,"CC","NG",null,"Natural gas",280.3,284.3,289,null,256.7,281.7,263.7,304.60000000000002,null,null,null,"Operating","Sep",2004,null,"Goldendale","Klickitat","WA","Y","Columbia","WECC","Puget Sound Energy.  PSE purchased from Calpine in Feb 2007.","IOU","Puget Sound Energy",11.988,3.5979999999999999,6986.6,null,null,null,null,1,null,null,null,null,{"$f":"AO308*J308","v":280.3},{"$f":"IF(ISNUMBER(R308),R308,BX308)*AO308","v":242.83650000000003},null,null,"Williams Northwest",null,"BPA",null,null,null,null,117.882305936073,79.3,154.27000000000001,153.03,173.95,69.150000000000006,102.4,163.72,114.74,167.36,114.6,"(1) GE 7FA CC. 250 MW baseload, 27 MW duct firing. Acquired by PSE from Calpine Feb 2007.",{"$f":"VLOOKUP($B308,[2]!Table_intranet_power_vewProjectLatLongUrl[#Data],2,FALSE)","v":"45.812"},{"$f":"VLOOKUP($B308,[2]!Table_intranet_power_vewProjectLatLongUrl[#Data],3,FALSE)","v":"-120.833"},{"$f":"VLOOKUP($B308,[2]!Table_intranet_power_vewProjectLatLongUrl[#Data],4,FALSE)","v":"http://phx.corporate-ir.net/phoenix.zhtml?c=103361&p=irol-newsArticle&ID=641606&highlight="},"2017-10-18T09:11:29",289,256.7,0.89,242.83650000000003,null,"Y",null,null,"PNW East","NGCC_PNWE",7000,1,null,1,null,1,null,null,null,"Goldendale CC 1A & 1B","PNW East","Thr","CCCT",289,"Sep-2004","Jan-2051",7000,"PNW E. gas",5.8999999999999997E-2,32,true,"MR 21d Winter Pk_Hydro","CCCT - PNW E.","Default","Default",30,"CMS GT PNWE",0,0,false,true,false,false,0,0,0,"",null,null,"Goldendale CC 1A & 1B",null,"Goldendale CC 1A & 1B",266.54265391089643,275.45731520248114,283.35728036934023,288.65283253541509,289,285.02636482625047,243.00911660871014,202.8389873714552,198.22580199584988,194.37166748459086,259.08814586172934,259.89785287034863,250.81663733015353,259.20533360553475,266.63920082754919,271.6223154158256,271.94900000000001,268.20980930150171,228.67157872879622,190.87148711653936,186.53047967809474,182.90373910299999,243.80194525588732,244.56387955099808]
["Goodrich",1222,null,null,"None","Diversion","WAT",null,"Hydro",0.08,null,null,null,0.08,0.08,null,null,7.0000000000000007E-2,null,null,"Operating",null,null,null,"Goodrich Cr.","Baker","OR","Y","Columbia","WECC",null,"Independent",null,null,null,null,null,null,null,null,1,null,null,null,null,null,null,null,null,null,null,null,null,null,null,null,null,null,null,null,null,null,null,null,null,null,null,null,{"$f":"VLOOKUP($B311,[2]!Table_intranet_power_vewProjectLatLongUrl[#Data],2,FALSE)","v":0},{"$f":"VLOOKUP($B311,[2]!Table_intranet_power_vewProjectLatLongUrl[#Data],3,FALSE)","v":0},{"$f":"VLOOKUP($B311,[2]!Table_intranet_power_vewProjectLatLongUrl[#Data],4,FALSE)","v":0},"2014-01-30T15:37:29",0.08,0.08,0.87500000000000011,7.0000000000000007E-2,null,"N","<0.5 MW",null,null,null,null,null,null,null,null,null,null,null,null,"","","","","","","","","","","","","","","","","","","","","","","","","","","","",null,null,"",null,"","","","","","","","","","","","","","","","","","","","","","","","",""]
["Gorge 1 - 4",1223,"6431","21,22,23,24","553A","Storage w/Div","WAT",null,"Hydro",207.3,207.3,null,183,176,176,176,176,110,null,91,"Operating","Sep",1924,null,"Skagit R.","Whatcom","WA","Y","Puget Sound & Coastal","WECC","City of Seattle","Municipal","City of Seattle",null,null,null,null,null,null,null,1,null,null,null,null,{"$f":"AO313*J313","v":207.3},{"$f":"IF(ISNUMBER(R313),R313,BX313)*AO313","v":110},null,null,null,null,"SCE",116.9,106.1,105,88.551369863013704,99.375684931506896,122.7,101.18,95.76,99.36,124.79,123.3,108.92,120.63,108.74,118.2,"License granted May 1995 Expires April 2025. Critical energy from PNUCC 2005 NRF. Certified Low-impact.",{"$f":"VLOOKUP($B313,[2]!Table_intranet_power_vewProjectLatLongUrl[#Data],2,FALSE)","v":"48.698"},{"$f":"VLOOKUP($B313,[2]!Table_intranet_power_vewProjectLatLongUrl[#Data],3,FALSE)","v":"-121.207"},{"$f":"VLOOKUP($B313,[2]!Table_intranet_power_vewProjectLatLongUrl[#Data],4,FALSE)","v":"http://en.wikipedia.org/wiki/Ross_Dam"},"2017-10-18T09:14:34",207.3,176,0.53063193439459722,110,"Regulated","N","Reg hydro",null,null,null,null,null,null,null,null,null,null,null,null,"","","","","","","","","","","","","","","","","","","","","","","","","","","","",null,null,"",null,"","","","","","","","","","","","","","","","","","","","","","","","",""]
["Grand Coulee 1 - 24, SS 1 - 3",1225,"6163","1,2,3,4,5,6,7,8,9,10,11,12,13,14,15,16,17,18,19,20,21,22,23,24,LS1,LS2,LS3","FCRPS","Storage","WAT",null,"Hydro",6495,6495,null,5121,6385.7,6058.7,6765,6765,2372,null,1836,"Operating","Mar",1941,null,"Columbia R.","Grant","WA","Y","Columbia","WECC","USBR","Federal","BPA",null,null,null,null,null,null,null,1,null,null,null,null,6495,2372,null,null,null,null,"BPA",2426,2171.6,2153.6,2336.9135844748898,2451.8639269406399,2469.5,2596.39,2395.8000000000002,2094.9499999999998,2804.44,3020.7,2405.61,2312.96,2155.0940000000001,2170.3000000000002,"Critical energy from PNUCC 2005 NRF",{"$f":"VLOOKUP($B316,[2]!Table_intranet_power_vewProjectLatLongUrl[#Data],2,FALSE)","v":"47.967"},{"$f":"VLOOKUP($B316,[2]!Table_intranet_power_vewProjectLatLongUrl[#Data],3,FALSE)","v":"-118.977"},{"$f":"VLOOKUP($B316,[2]!Table_intranet_power_vewProjectLatLongUrl[#Data],4,FALSE)","v":"http://www.nwcouncil.org/energy/powersupply/dams/dam.asp?id=11"},"2017-10-18T11:09:50",6495,6385.7,0.36520400307929174,2372,"Regulated","N","Reg hydro",null,null,null,null,null,null,null,null,null,null,null,null,"","","","","","","","","","","","","","","","","","","","","","","","","","","","",null,null,"",null,"","","","","","","","","","","","","","","","","","","","","","","","",""]
["Grant Village 1 & 2",1227,null,null,null,"IC","FO",null,"Petroleum",3,null,null,null,3.2,3.2,null,null,null,null,null,"Standby","Jul",1994,null,"Yellowstone National Park","Teton","WY","N","Missouri","WECC","NorthWestern Energy","IOU","NorthWestern",null,null,null,null,null,null,null,0.31,null,null,null,null,0.92999999999999994,0.92256000000000016,null,null,null,null,"NorthWestern",null,null,null,null,null,null,null,null,null,null,null,null,null,null,null,null,{"$f":"VLOOKUP($B318,[2]!Table_intranet_power_vewProjectLatLongUrl[#Data],2,FALSE)","v":0},{"$f":"VLOOKUP($B318,[2]!Table_intranet_power_vewProjectLatLongUrl[#Data],3,FALSE)","v":0},{"$f":"VLOOKUP($B318,[2]!Table_intranet_power_vewProjectLatLongUrl[#Data],4,FALSE)","v":0},"2014-01-30T15:41:30",3.2,3.2,0.93,2.9760000000000004,null,"N","Standby",null,"PNW East","FOIC",11900,0.31,"NorthWestern",1,null,0,"Emergency service",null,null,"","",{"$f":"IF(BZ318=\"N\",\"\",VLOOKUP($CD318,ATechDat,2,FALSE))","v":""},{"$f":"IF(BZ318=\"N\",\"\",VLOOKUP($CD318,ATechDat,3,FALSE))","v":""},"","","","",{"$f":"IF(BZ318=\"N\",\"\",VLOOKUP($CD318,ATechDat,4,FALSE))","v":""},{"$f":"IF(BZ318=\"N\",\"\",VLOOKUP($CD318,ATechDat,5,FALSE))","v":""},{"$f":"IF(BZ318=\"N\",\"\",VLOOKUP($CD318,ATechDat,6,FALSE))","v":""},{"$f":"IF(BZ318=\"N\",\"\",VLOOKUP($CD318,ATechDat,7,FALSE))","v":""},{"$f":"IF(BZ318=\"N\",\"\",VLOOKUP($CD318,ATechDat,8,FALSE))","v":""},{"$f":"IF(BZ318=\"N\",\"\",VLOOKUP($CD318,ATechDat,9,FALSE))","v":""},{"$f":"IF(BZ318=\"N\",\"\",VLOOKUP($CD318,ATechDat,10,FALSE))","v":""},{"$f":"IF(BZ318=\"N\",\"\",VLOOKUP($CD318,ATechDat,11,FALSE))","v":""},{"$f":"IF(BZ318=\"N\",\"\",VLOOKUP($CD318,ATechDat,12,FALSE))","v":""},{"$f":"IF(BZ318=\"N\",\"\",VLOOKUP($CD318,ATechDat,13,FALSE))","v":""},{"$f":"IF(BZ318=\"N\",\"\",VLOOKUP($CD318,ATechDat,14,FALSE))","v":""},{"$f":"IF(BZ318=\"N\",\"\",VLOOKUP($CD318,ATechDat,15,FALSE))","v":""},{"$f":"IF(BZ318=\"N\",\"\",VLOOKUP($CD318,ATechDat,16,FALSE))","v":""},{"$f":"IF(BZ318=\"N\",\"\",VLOOKUP($CD318,ATechDat,17,FALSE))","v":""},{"$f":"IF(BZ318=\"N\",\"\",VLOOKUP($CD318,ATechDat,18,FALSE))","v":""},{"$f":"IF(BZ318=\"N\",\"\",VLOOKUP($CD318,ATechDat,19,FALSE))","v":""},{"$f":"IF(BZ318=\"N\",\"\",VLOOKUP($CD318,ATechDat,20,FALSE))","v":""},{"$f":"IF(BZ318=\"N\",\"\",VLOOKUP($CD318,ATechDat,21,FALSE))","v":""},{"$f":"IF(BZ318=\"N\",\"\",VLOOKUP($CD318,ATechDat,22,FALSE))","v":""},"",null,null,"",null,"","","","","","","","","","","","","","","","","","","","","","","","",""]
["Great Western Malting",1230,null,null,null,"STCG","NG",null,"Natural gas",20,null,null,null,null,null,null,null,17.899999999999999,null,null,"Retired",null,1983,"Unknown","Vancouver","Clark",null,"Y","Columbia","WECC","Great Western Malting","Independent","Retired",null,null,null,null,null,null,null,0,null,null,null,null,0,0,"Great Western Malting","Food processing",null,null,null,null,null,null,null,null,null,null,null,null,null,null,null,null,null,null,null,{"$f":"VLOOKUP($B322,[2]!Table_intranet_power_vewProjectLatLongUrl[#Data],2,FALSE)","v":0},{"$f":"VLOOKUP($B322,[2]!Table_intranet_power_vewProjectLatLongUrl[#Data],3,FALSE)","v":0},{"$f":"VLOOKUP($B322,[2]!Table_intranet_power_vewProjectLatLongUrl[#Data],4,FALSE)","v":0},"2008-04-14",20,20,0.89499999999999991,17.899999999999999,null,"N","Retired",null,null,null,null,null,null,null,null,null,null,null,null,"","","","","","","","","","","","","","","","","","","","","","","","","","","","",null,null,"",null,"","","","","","","","","","","","","","","","","","","","","","","","",""]
["Greenfield Wind Farm",2113,"60486","1",null,"WT","WND",null,"Wind",25,25,null,null,null,null,25,25,null,null,null,"Operating","Sep",2016,null,"Fairfield, MT","Teton","MT","N","Missouri","WECC","Foundation Windpower 50%; WINData Inc. 50%","Independent","NorthWestern Energy (25yr PPA)",null,null,null,null,null,null,2041,0.31,null,null,null,null,7.75,2.48,null,null,null,null,"NorthWestern",null,null,null,null,null,null,null,null,null,null,null,null,null,null,1.8,"(13) GE WT. PURPA project. Owner applied for property tax abatements - received 50% tax cut over first 5 yrs, with taxes increasing to 100% at 10 yrs. ",{"$f":"VLOOKUP($B323,[2]!Table_intranet_power_vewProjectLatLongUrl[#Data],2,FALSE)","v":47.711844999999997},{"$f":"VLOOKUP($B323,[2]!Table_intranet_power_vewProjectLatLongUrl[#Data],3,FALSE)","v":-111.90029800000001},{"$f":"VLOOKUP($B323,[2]!Table_intranet_power_vewProjectLatLongUrl[#Data],4,FALSE)","v":"http://windata-inc.com/category/wind-projects/greenfield-wind/"},"2017-10-18T09:21:42",25,25,0.32,8,null,"Y","Not physically in region; PPA to NEW","100% PNW PPA","PNW East","WN_PNWE","n/a",0.31,"NorthWestern",0.05,null,0.31,"NorthWestern","Y",null,"Greenfield Wind Farm","PNW East",{"$f":"IF(BZ323=\"N\",\"\",VLOOKUP($CD323,ATechDat,2,FALSE))","v":"Thr"},{"$f":"IF(BZ323=\"N\",\"\",VLOOKUP($CD323,ATechDat,3,FALSE))","v":"Wind"},25,"Sep-2016","Jan-2051","n/a",{"$f":"IF(BZ323=\"N\",\"\",VLOOKUP($CD323,ATechDat,4,FALSE))","v":"Wind"},{"$f":"IF(BZ323=\"N\",\"\",VLOOKUP($CD323,ATechDat,5,FALSE))","v":0},{"$f":"IF(BZ323=\"N\",\"\",VLOOKUP($CD323,ATechDat,6,FALSE))","v":0},{"$f":"IF(BZ323=\"N\",\"\",VLOOKUP($CD323,ATechDat,7,FALSE))","v":false},{"$f":"IF(BZ323=\"N\",\"\",VLOOKUP($CD323,ATechDat,8,FALSE))","v":"Cf WN PNWE"},{"$f":"IF(BZ323=\"N\",\"\",VLOOKUP($CD323,ATechDat,9,FALSE))","v":"WindB1"},{"$f":"IF(BZ323=\"N\",\"\",VLOOKUP($CD323,ATechDat,10,FALSE))","v":"Default"},{"$f":"IF(BZ323=\"N\",\"\",VLOOKUP($CD323,ATechDat,11,FALSE))","v":"Default"},{"$f":"IF(BZ323=\"N\",\"\",VLOOKUP($CD323,ATechDat,12,FALSE))","v":20},{"$f":"IF(BZ323=\"N\",\"\",VLOOKUP($CD323,ATechDat,13,FALSE))","v":"Flat"},{"$f":"IF(BZ323=\"N\",\"\",VLOOKUP($CD323,ATechDat,14,FALSE))","v":0},{"$f":"IF(BZ323=\"N\",\"\",VLOOKUP($CD323,ATechDat,15,FALSE))","v":1},{"$f":"IF(BZ323=\"N\",\"\",VLOOKUP($CD323,ATechDat,16,FALSE))","v":false},{"$f":"IF(BZ323=\"N\",\"\",VLOOKUP($CD323,ATechDat,17,FALSE))","v":true},{"$f":"IF(BZ323=\"N\",\"\",VLOOKUP($CD323,ATechDat,18,FALSE))","v":false},{"$f":"IF(BZ323=\"N\",\"\",VLOOKUP($CD323,ATechDat,19,FALSE))","v":false},{"$f":"IF(BZ323=\"N\",\"\",VLOOKUP($CD323,ATechDat,20,FALSE))","v":0},{"$f":"IF(BZ323=\"N\",\"\",VLOOKUP($CD323,ATechDat,21,FALSE))","v":0},{"$f":"IF(BZ323=\"N\",\"\",VLOOKUP($CD323,ATechDat,22,FALSE))","v":0},"100% PNW PPA",null,null,"Greenfield Wind Farm",null,"Greenfield Wind Farm",0.109275,8.4862500000000007E-2,9.8812500000000011E-2,0.11159999999999999,0.1197375,0.10462500000000001,0.12438750000000001,0.12438750000000001,0.1406625,0.12438750000000001,0.1290375,0.12438750000000001,2.1854999999999998,1.6972499999999999,1.9762500000000001,2.2319999999999998,2.3947500000000002,2.0925000000000002,2.4877500000000001,2.4877500000000001,2.81325,2.4877500000000001,2.5807500000000001,2.4877500000000001]
["Green Peter 1 & 2",1231,"3080","1,2","FCRPS","Storage","WAT",null,"Hydro",80,80,null,8,80,80,80,80,18,null,28,"Operating","Jul",1967,null,"M. Fk. Santiam R.","Linn","OR","Y","Columbia","WECC","USCE","Federal","BPA",null,null,null,null,null,null,null,1,null,null,null,null,80,18,null,null,null,null,"BPA",31,26.1,27.5,20.7061643835616,26.912214611872098,26.2,15.66,23.82,19,26.32,35.799999999999997,26.9,34.19,17.22,24.6,"Critical energy from PNUCC 2005 NRF",{"$f":"VLOOKUP($B325,[2]!Table_intranet_power_vewProjectLatLongUrl[#Data],2,FALSE)","v":"44.45"},{"$f":"VLOOKUP($B325,[2]!Table_intranet_power_vewProjectLatLongUrl[#Data],3,FALSE)","v":"-122.548"},{"$f":"VLOOKUP($B325,[2]!Table_intranet_power_vewProjectLatLongUrl[#Data],4,FALSE)","v":"http://www.nwp.usace.army.mil/op/v/proj_gpfoster.asp"},"2017-10-18T09:20:08",80,80,0.22500000000000001,18,"Independent","N","Accounted for in HydInd file",null,null,null,null,null,null,null,null,null,null,null,null,"","","","","","","","","","","","","","","","","","","","","","","","","","","","",null,null,"",null,"","","","","","","","","","","","","","","","","","","","","","","","",""]
["Grove Solar Center",2114,"60330","GSC1",null,"PV","SOL",null,"Solar",6,6,null,null,null,null,6,6,2.62,null,null,"Operating","Sep",2016,null,"Malheur","Malheur","OR","Y","Columbia","WECC","HelioSage","Independent","Idaho Power Co (20 yr ESA)",null,null,null,null,null,null,2036,1,null,null,null,null,{"$f":"AO328*J328","v":6},{"$f":"IF(ISNUMBER(R328),R328,BX328)*AO328","v":2.62},null,null,null,null,"IPC",null,null,null,null,null,null,null,null,null,null,null,null,null,null,0.1,"~(47,000) PV modules on a racking structure, 25 separate concrete pads.  IPC waives any claim to ownership of environmental attributes - per the ESA.",{"$f":"VLOOKUP($B328,[2]!Table_intranet_power_vewProjectLatLongUrl[#Data],2,FALSE)","v":43.935000000000002},{"$f":"VLOOKUP($B328,[2]!Table_intranet_power_vewProjectLatLongUrl[#Data],3,FALSE)","v":-117.383889},null,"2017-10-18T09:24:49",6,6,{"$f":"IF(OR(ISBLANK(J328),ISBLANK(R328),J328=0),VLOOKUP(IF(G328=\"WAT\",\"HY\",IF(G328=\"LFG\",\"LFG\",F328)),Acapability,4,FALSE),R328/J328)","v":0.4366666666666667},2.62,null,"Y",null,"100% PNW PPA","PNW East","PV","n/a",1,null,0.75,null,1,null,"Y",null,"Grove Solar Center","PNW East",{"$f":"IF(BZ328=\"N\",\"\",VLOOKUP($CD328,ATechDat,2,FALSE))","v":"Thr"},{"$f":"IF(BZ328=\"N\",\"\",VLOOKUP($CD328,ATechDat,3,FALSE))","v":"PV"},4.5,"Sep-2016","Jan-2051","n/a",{"$f":"IF(BZ328=\"N\",\"\",VLOOKUP($CD328,ATechDat,4,FALSE))","v":"Solar"},{"$f":"IF(BZ328=\"N\",\"\",VLOOKUP($CD328,ATechDat,5,FALSE))","v":0},{"$f":"IF(BZ328=\"N\",\"\",VLOOKUP($CD328,ATechDat,6,FALSE))","v":0},{"$f":"IF(BZ328=\"N\",\"\",VLOOKUP($CD328,ATechDat,7,FALSE))","v":false},{"$f":"IF(BZ328=\"N\",\"\",VLOOKUP($CD328,ATechDat,8,FALSE))","v":"Cf PV"},{"$f":"IF(BZ328=\"N\",\"\",VLOOKUP($CD328,ATechDat,9,FALSE))","v":"SolarPV"},{"$f":"IF(BZ328=\"N\",\"\",VLOOKUP($CD328,ATechDat,10,FALSE))","v":"Default"},{"$f":"IF(BZ328=\"N\",\"\",VLOOKUP($CD328,ATechDat,11,FALSE))","v":"Default"},{"$f":"IF(BZ328=\"N\",\"\",VLOOKUP($CD328,ATechDat,12,FALSE))","v":30},{"$f":"IF(BZ328=\"N\",\"\",VLOOKUP($CD328,ATechDat,13,FALSE))","v":"Flat"},{"$f":"IF(BZ328=\"N\",\"\",VLOOKUP($CD328,ATechDat,14,FALSE))","v":0},{"$f":"IF(BZ328=\"N\",\"\",VLOOKUP($CD328,ATechDat,15,FALSE))","v":1},{"$f":"IF(BZ328=\"N\",\"\",VLOOKUP($CD328,ATechDat,16,FALSE))","v":false},{"$f":"IF(BZ328=\"N\",\"\",VLOOKUP($CD328,ATechDat,17,FALSE))","v":true},{"$f":"IF(BZ328=\"N\",\"\",VLOOKUP($CD328,ATechDat,18,FALSE))","v":false},{"$f":"IF(BZ328=\"N\",\"\",VLOOKUP($CD328,ATechDat,19,FALSE))","v":false},{"$f":"IF(BZ328=\"N\",\"\",VLOOKUP($CD328,ATechDat,20,FALSE))","v":0},{"$f":"IF(BZ328=\"N\",\"\",VLOOKUP($CD328,ATechDat,21,FALSE))","v":0},{"$f":"IF(BZ328=\"N\",\"\",VLOOKUP($CD328,ATechDat,22,FALSE))","v":0},"100% PNW PPA",null,null,"Grove Solar Center",null,"Grove Solar Center",{"$f":"IF($BZ328=\"N\",\"\",IF(OR($I328<>\"Wind\",$I328<>\"Solar\",$I328<>\"Hydro\"),($CF328*$CH328*IF(ISBLANK($L328),IF(ISBLANK($O328),$J328,$O328),$L328))*VLOOKUP($CZ328,ASeasDist,DU$7,FALSE)*VLOOKUP($DE328,ASeasDist,DU$7),$J328*$CF328*$CH328))","v":1.3306284999588869},0.86426376532823701,0.39968644091470829,0.33040747638014845,0.37951226424431506,0.64121524060771351,1.0255468123366334,1.2158896632848912,1.5863175273513241,1.7412830776111141,1.7967588263200847,1.608908098336947,{"$f":"IF($BZ328=\"N\",\"\",IF(OR($I328<>\"Wind\",$I328<>\"Solar\",$I328<>\"Hydro\"),$CJ328*IF(ISBLANK($L328),IF(ISBLANK($O328),$J328,$O328),$L328),$J328)*(1-$CW328)*VLOOKUP($CZ328,ASeasDist,EG$7,FALSE)*VLOOKUP($DE328,ASeasDist,EG$7))","v":1.7741713332785158},1.152351687104316,0.53291525455294442,0.44054330184019797,0.50601635232575337,0.85495365414361801,1.3673957497821778,1.6211862177131882,2.1150900364684322,2.3217107701481519,2.3956784350934459,2.145210797782596]
["Hailey",1235,null,null,7016,"Conduit","WAT",null,"Hydro",7.0000000000000007E-2,null,0.1,null,0.01,0.01,null,null,null,null,0,"Operating",null,1985,null,"Indian Cr.","Blaine","ID","Y","Columbia","WECC","City of Hailey","Independent","Idaho Power Co. (CSPP thru Aug 2020)",null,null,null,null,null,null,null,1,null,null,null,null,null,null,null,null,null,null,null,null,null,null,null,null,null,null,null,null,null,null,null,null,null,null,"Exemption granted May 1983. Critical energy from PNUCC 2005 NRF",{"$f":"VLOOKUP($B331,[2]!Table_intranet_power_vewProjectLatLongUrl[#Data],2,FALSE)","v":0},{"$f":"VLOOKUP($B331,[2]!Table_intranet_power_vewProjectLatLongUrl[#Data],3,FALSE)","v":0},{"$f":"VLOOKUP($B331,[2]!Table_intranet_power_vewProjectLatLongUrl[#Data],4,FALSE)","v":0},"2014-01-30T15:55:12",7.0000000000000007E-2,0.01,0.42699999999999999,1.7080000000000001E-2,null,"N","<0.5 MW",null,null,null,null,null,null,null,null,null,null,null,null,"","","","","","","","","","","","","","","","","","","","","","","","","","","","",null,null,"",null,"","","","","","","","","","","","","","","","","","","","","","","","",""]
["Hampton Lumber (Darrington)",1236,"57969","GEN1",null,"STCG","WW",null,"Biomass",7.2,4.5,3.5,null,4.5,4.5,4.5,4.5,3.5,null,null,"Operating",null,2007,null,"Darrington","Snohomish","WA","Y","Puget Sound & Coastal","WECC","Hampton Lumber Co.","Independent","Snohomish (3.5 MW) (Nov 2006 - Oct 2016)",null,null,null,null,null,null,2016,1,null,null,null,null,{"$f":"AO333*J333","v":7.2},{"$f":"IF(ISNUMBER(R333),R333,BX333)*AO333","v":3.5},"Hampton Lumber Mills Darrington sawmill","Dry kilns",null,null,"BPA",null,null,null,null,null,1.2,1.02,null,null,1.55,1.6,2.15,2.17,2.0299999999999998,2.2000000000000002,"245 MM Btu/hr wood-fired boiler & 6 MW steam turbine generator. 140,000 lb/hr steam to dry kilns. Energy is contract to Snohomish.",{"$f":"VLOOKUP($B333,[2]!Table_intranet_power_vewProjectLatLongUrl[#Data],2,FALSE)","v":"48.261819"},{"$f":"VLOOKUP($B333,[2]!Table_intranet_power_vewProjectLatLongUrl[#Data],3,FALSE)","v":"-121.598179"},{"$f":"VLOOKUP($B333,[2]!Table_intranet_power_vewProjectLatLongUrl[#Data],4,FALSE)","v":0},"2017-10-17T15:25:45",3.5,4.5,0.4861111111111111,3.5,null,"Y",null,null,"PNW West","WWSTCG",4600,1,null,1,null,1,null,"Y",null,"Hampton Lumber (Darrington)","PNW West","Thr","STCG",3.5,"Dec-2007","Jan-2051",4600,"Mill Residue",7.0000000000000007E-2,56,false,"MR 28d Flat","Bio1","Default","Default",30,"Flat",0,1,false,true,false,false,0,0,0,"",null,null,"Hampton Lumber (Darrington)",null,"Hampton Lumber (Darrington)",3.1643835616438358,3.1643835616438358,3.1643835616438358,3.1643835616438358,3.1643835616438358,3.1643835616438358,3.1643835616438358,3.1643835616438358,3.1643835616438358,3.1643835616438358,3.1643835616438358,3.1643835616438358,2.9428767123287671,2.9428767123287671,2.9428767123287671,2.9428767123287671,2.9428767123287671,2.9428767123287671,2.9428767123287671,2.9428767123287671,2.9428767123287671,2.9428767123287671,2.9428767123287671,2.9428767123287671]
["Harvest Wind",1763,"57152","HWP1",null,"WT","WND",null,"Wind",98.9,98.9,null,null,null,null,98.9,98.9,30,null,null,"Operating","Dec",2009,null,"Roosevelt","Klickitat","WA","Y","Columbia","WECC","Cowlitz PUD (30%), Lakeview L&P (30%), Peninsula Light (20%) & EWEB (20%).","Municipal","Cowlitz PUD, Lakeview L&P, Peninsula Light (20%) & EWEB (20%).",null,null,null,null,null,null,null,1,null,null,null,null,{"$f":"AO336*J336","v":98.9},{"$f":"IF(ISNUMBER(R336),R336,BX336)*AO336","v":30},null,null,null,null,"BPA",null,null,null,null,null,null,null,0.44,28.92,31.53,28.8,30.62,28.48,26.94,29.8,"(43) Siemens 2.3 MW WTG.",{"$f":"VLOOKUP($B336,[2]!Table_intranet_power_vewProjectLatLongUrl[#Data],2,FALSE)","v":"45.778"},{"$f":"VLOOKUP($B336,[2]!Table_intranet_power_vewProjectLatLongUrl[#Data],3,FALSE)","v":"-120.235"},{"$f":"VLOOKUP($B336,[2]!Table_intranet_power_vewProjectLatLongUrl[#Data],4,FALSE)","v":"http://www.res-americas.com/en/portfolio/wind/constructed/harvest-wind.aspx"},"2017-10-18T09:27:32",98.9,98.9,0.30333670374115268,{"$f":"IF(ISNUMBER(R336),R336,AVERAGE(BU336,BV336)*BW336)","v":30},null,"Y",null,"100% PNW Utility Owner","PNW East","WN_PNWE","n/a",1,null,0.05,null,1,null,"Y",null,"Harvest Wind","PNW East","Thr","Wind",98.9,"Dec-2009","Jan-2051","n/a","Wind",0,0,false,"Cf WN PNWE","WindB1","Default","Default",20,"Flat",0,1,false,true,false,false,0,0,0,"100% PNW Utility Owner",null,null,"Harvest Wind",null,"Harvest Wind",1.39449,1.0829550000000001,1.2609750000000002,1.4241599999999999,1.5280050000000001,1.3351500000000001,1.5873450000000002,1.5873450000000002,1.7950350000000002,1.5873450000000002,1.6466850000000002,1.5873450000000002,27.889799999999997,21.659100000000002,25.219500000000004,28.4832,30.560100000000002,26.703000000000003,31.746900000000004,31.746900000000004,35.900700000000001,31.746900000000004,32.933700000000002,31.746900000000004]
["Hay Canyon",1675,"56790","1",null,"WT","WND",null,"Wind",100.8,100.8,null,null,null,null,100.8,100.8,29,null,null,"Operating","Dec",2008,null,"Wasco","Sherman","OR","Y","Columbia","WECC","Iberdrola Renewables","Independent","Snohomish (Mar 2009 - 2024)",null,null,null,null,null,null,2024,1,null,null,null,null,{"$f":"AO338*J338","v":100.8},{"$f":"IF(ISNUMBER(R338),R338,BX338)*AO338","v":29},null,null,null,"BPA John Day sub (230 kV)","BPA",null,null,null,null,null,null,null,22.66,24.71,25,24.1,25.87,26.09,22.47,23.5,"(48) Suzlon S88-2.1 MW WTG",{"$f":"VLOOKUP($B338,[2]!Table_intranet_power_vewProjectLatLongUrl[#Data],2,FALSE)","v":"45.507272"},{"$f":"VLOOKUP($B338,[2]!Table_intranet_power_vewProjectLatLongUrl[#Data],3,FALSE)","v":"-120.560455"},{"$f":"VLOOKUP($B338,[2]!Table_intranet_power_vewProjectLatLongUrl[#Data],4,FALSE)","v":0},"2017-10-18T09:28:39",100.8,100.8,0.28769841269841273,29,null,"Y",null,"100% PNW PPA","PNW East","WN_PNWE","n/a",1,null,0.05,null,1,null,"Y",null,"Hay Canyon","PNW East","Thr","Wind",100.8,"Dec-2008","Jan-2051","n/a","Wind",0,0,false,"Cf WN PNWE","WindB1","Default","Default",20,"Flat",0,1,false,true,false,false,0,0,0,"100% PNW PPA",null,null,"Hay Canyon",null,"Hay Canyon",1.4212799999999999,1.1037600000000001,1.2852000000000001,1.4515199999999999,1.5573600000000001,1.3608,1.6178399999999999,1.6178399999999999,1.82952,1.6178399999999999,1.67832,1.6178399999999999,28.425599999999996,22.075199999999999,25.704000000000001,29.030399999999997,31.147199999999998,27.216000000000001,32.3568,32.3568,36.590399999999995,32.3568,33.566400000000002,32.3568]
["Hell Roaring (Big Cr.) 1 & 2",1242,null,null,"Federal","ROR R w/Div","WAT",null,"Hydro",0.4,null,null,0.15,0.4,0.4,null,null,null,null,null,"Operating",null,1916,null,"Hell Roaring Cr. (Big Cr.)","Lake","MT","Y","Columbia","WECC","USBI","Federal","Mission Valley",null,null,null,null,null,null,null,1,null,null,null,null,0.4,0.17080000000000001,null,null,null,null,null,null,null,null,null,null,null,null,null,null,null,null,null,null,null,null,null,{"$f":"VLOOKUP($B342,[2]!Table_intranet_power_vewProjectLatLongUrl[#Data],2,FALSE)","v":0},{"$f":"VLOOKUP($B342,[2]!Table_intranet_power_vewProjectLatLongUrl[#Data],3,FALSE)","v":0},{"$f":"VLOOKUP($B342,[2]!Table_intranet_power_vewProjectLatLongUrl[#Data],4,FALSE)","v":0},"2014-01-30T15:56:54",0.4,0.4,0.42699999999999999,0.17080000000000001,null,"Y","Not accounted for in HydInd file",null,null,null,null,null,null,null,null,null,null,null,null,"Hell Roaring (Big Cr.) 1 & 2",0,{"$error":"#N/A"},{"$error":"#N/A"},0,"Dec-1916","Jan-2051",0,{"$error":"#N/A"},{"$error":"#N/A"},{"$error":"#N/A"},{"$error":"#N/A"},{"$error":"#N/A"},{"$error":"#N/A"},{"$error":"#N/A"},{"$error":"#N/A"},{"$error":"#N/A"},{"$error":"#N/A"},{"$error":"#N/A"},{"$error":"#N/A"},{"$error":"#N/A"},{"$error":"#N/A"},{"$error":"#N/A"},{"$error":"#N/A"},{"$error":"#N/A"},{"$error":"#N/A"},{"$error":"#N/A"},"",null,null,"Hell Roaring (Big Cr.) 1 & 2",null,"Hell Roaring (Big Cr.) 1 & 2",{"$f":"IF($BZ342=\"N\",\"\",IF(OR($I342<>\"Wind\",$I342<>\"Solar\",$I342<>\"Hydro\"),($CF342*$CH342*IF(ISBLANK($L342),IF(ISBLANK($O342),$J342,$O342),$L342))*VLOOKUP($CZ342,ASeasDist,DU$7,FALSE)*VLOOKUP($DE342,ASeasDist,DU$7),$J342*$CF342*$CH342))","v":{"$error":"#N/A"}},{"$error":"#N/A"},{"$error":"#N/A"},{"$error":"#N/A"},{"$error":"#N/A"},{"$error":"#N/A"},{"$error":"#N/A"},{"$error":"#N/A"},{"$error":"#N/A"},{"$error":"#N/A"},{"$error":"#N/A"},{"$error":"#N/A"},{"$f":"IF($BZ342=\"N\",\"\",IF(OR($I342<>\"Wind\",$I342<>\"Solar\",$I342<>\"Hydro\"),$CJ342*IF(ISBLANK($L342),IF(ISBLANK($O342),$J342,$O342),$L342),$J342)*(1-$CW342)*VLOOKUP($CZ342,ASeasDist,EG$7,FALSE)*VLOOKUP($DE342,ASeasDist,EG$7))","v":{"$error":"#N/A"}},{"$error":"#N/A"},{"$error":"#N/A"},{"$error":"#N/A"},{"$error":"#N/A"},{"$error":"#N/A"},{"$error":"#N/A"},{"$error":"#N/A"},{"$error":"#N/A"},{"$error":"#N/A"},{"$error":"#N/A"},{"$error":"#N/A"}]
["Hell's Canyon 1 - 3",1243,"3013","1,2,3","1971A","ROR R w/Div","WAT",null,"Hydro",391.5,391.5,null,305,450,450,445,444.7,275,null,191,"Operating","Oct",1967,null,"Snake R.","Wallowa","ID/OR","Y","Columbia","WECC","Idaho Power Co.","IOU","Idaho Power Co.",null,null,null,null,null,null,null,1,null,null,null,null,391.5,275,null,null,null,null,"IPC",185,186,184.9,181.45228310502301,290.87648401826499,178.1,213.33,234.17,215.92,319.45,237.9,162.36000000000001,185.28,166.83,204.6,"License granted August 1955; expires July 2005. Critical energy from PNUCC 2005 NRF. IPC has been trying to relicense project since 2003. FERC released final EIS in 2007. Project currently operating under terms of an 11-party interim agreement signed in 2004. Latest issue is an OR state law requiring fish passage and reintroduction conditions.",{"$f":"VLOOKUP($B343,[2]!Table_intranet_power_vewProjectLatLongUrl[#Data],2,FALSE)","v":"45.245"},{"$f":"VLOOKUP($B343,[2]!Table_intranet_power_vewProjectLatLongUrl[#Data],3,FALSE)","v":"-116.702"},{"$f":"VLOOKUP($B343,[2]!Table_intranet_power_vewProjectLatLongUrl[#Data],4,FALSE)","v":"http://www.nwcouncil.org/energy/powersupply/dams/dam.asp?id=18"},"2017-10-18T09:32:50",391.5,450,0.70242656449552998,275,"Regulated","N","Reg hydro",null,null,null,null,null,null,null,null,null,null,null,null,"","","","","","","","","","","","","","","","","","","","","","","","","","","","",null,null,"",null,"","","","","","","","","","","","","","","","","","","","","","","","",""]
["Heppner",1245,null,null,null,"ST","WW",null,"Biomass",10,null,null,null,10,10,null,null,null,null,null,"Idle","Jul",2001,null,"Heppner","Morrow","OR","Y","Columbia","WECC","Port of Morrow","Independent","Idle",null,null,null,null,null,null,null,0,null,null,null,null,0,0,null,null,null,null,null,null,null,null,null,null,null,null,null,null,null,null,null,null,null,null,"Wood residue boiler and STG. Original service 1985, idled 1994. Steam plant reactivated 2001; idle since 2003.",{"$f":"VLOOKUP($B345,[2]!Table_intranet_power_vewProjectLatLongUrl[#Data],2,FALSE)","v":"45.376694"},{"$f":"VLOOKUP($B345,[2]!Table_intranet_power_vewProjectLatLongUrl[#Data],3,FALSE)","v":"-119.585777"},{"$f":"VLOOKUP($B345,[2]!Table_intranet_power_vewProjectLatLongUrl[#Data],4,FALSE)","v":"http://www.pes-world.com/Heppner%20Summary.htm"},"2014-01-30T15:57:28",10,10,0.86,8.6,null,"N","Idle",null,null,null,null,null,null,null,null,null,null,null,null,"","","","","","","","","","","","","","","","","","","","","","","","","","","","",null,null,"",null,"","","","","","","","","","","","","","","","","","","","","","","","",""]
["Hermiston Power Project",1248,"55328","CTG1,CTG2,STG1",null,"CCCG","NG",null,"Natural gas",689.4,689.4,630,null,615,648,615,648,null,null,null,"Operating","Aug",2002,null,"Hermiston","Umatilla","OR","Y","Columbia","WECC","Calpine, dba Hermiston Power Partners","Independent","PPA for 270 MW of integration services w/LADWPUnannounced as of June 2010.",8.8079999999999998,1.1299999999999999,7230,null,null,null,null,0,1,null,null,null,0,0,"J.R. Simplot","Food processing","TransCanada GTN",null,"BPA",null,292.7,453.8,407.533904109589,331.68025114155301,351.4,424.68,395.71,370.04,131.94999999999999,329.8,417.32,353.95,37.74,363,"(2) Siemens Westinghouse 501FD GTs in 2x1 CC configuration (547 MW baseload) w/duct burners (69 MW).",{"$f":"VLOOKUP($B348,[2]!Table_intranet_power_vewProjectLatLongUrl[#Data],2,FALSE)","v":"45.795"},{"$f":"VLOOKUP($B348,[2]!Table_intranet_power_vewProjectLatLongUrl[#Data],3,FALSE)","v":"-119.311"},{"$f":"VLOOKUP($B348,[2]!Table_intranet_power_vewProjectLatLongUrl[#Data],4,FALSE)","v":"http://www.calpine.com/power/plant.asp?plant=62"},"2017-10-18T09:47:51",630,615,0.89,554.02499999999998,null,"Y",null,"100% Uncommitted IPP","PNW East","NGCC_PNWE",7900,1,null,1,1,1,null,null,null,"Hermiston Power Project","PNW East","Thr","CCCT",630,"Aug-2002","Jan-2051",7900,"PNW E. gas",5.8999999999999997E-2,32,true,"MR 21d Winter Pk_Hydro","CCCT - PNW E.","Default","Default",30,"CMS GT PNWE",0,0,false,true,false,false,0,0,0,"100% Uncommitted IPP",null,null,"Hermiston Power Project",null,"Hermiston Power Project",581.04453966735207,600.47788435142945,617.69926170479016,629.243198952635,630,621.33775031327957,529.74305696708439,442.17495516960827,432.11853030237177,423.71678378993857,564.79422800307782,566.55933324678074,546.76291182697832,565.04968917469512,581.25500526420751,592.1178502144295,592.83000000000004,584.6788230447961,498.48821660602636,416.08663281460139,406.62353701453179,398.71749354633221,531.47136855089627,533.13233258522075]
["High Plains",2022,"57040","1",null,"WT","WND",null,"Wind",99,99,null,null,null,null,99,99,null,null,null,"Operating","Sep",2009,null,"McFadden, WY","Albany, Carbon","WY","N","Missouri","WECC","PacifiCorp.  EDF Renewable Services provides O&M.","IOU","PacifiCorp",null,null,null,null,null,null,null,1,null,null,null,null,99,31.68,null,null,null,null,"PACE",null,null,null,null,null,null,null,null,null,null,null,38.96,37.01,28.64,36.1,"(66) 1.5 MW GE WTG.  Assume 25.81% SG factor to Oregon, per PacifiCorp's 2011 OR RPS Compliance Report.",{"$f":"VLOOKUP($B351,[2]!Table_intranet_power_vewProjectLatLongUrl[#Data],2,FALSE)","v":"41.665943"},{"$f":"VLOOKUP($B351,[2]!Table_intranet_power_vewProjectLatLongUrl[#Data],3,FALSE)","v":"-106.043487"},{"$f":"VLOOKUP($B351,[2]!Table_intranet_power_vewProjectLatLongUrl[#Data],4,FALSE)","v":"http://en.openei.org/wiki/High_Plains_Wind_Farm"},"2017-11-06T16:03:40",99,99,0.32,31.68,null,"N","PACE",null,null,null,null,null,null,null,null,null,null,null,null,"","","","","","","","","","","","","","","","","","","","","","","","","","","","",null,null,"",null,"","","","","","","","","","","","","","","","","","","","","","","","",""]
["Hills Creek 1 & 2",1250,"3081","1,2","FCRPS","Storage w/Div","WAT",null,"Hydro",30,30,null,3.96,30,30,30,30,1,null,18,"Operating","Feb",1962,null,"M. Fk. Willamette R.","Lane","OR","Y","Columbia","WECC","USCE","Federal","BPA",null,null,null,null,null,null,null,1,null,null,null,null,30,1,null,null,null,null,"BPA",14.7,16.600000000000001,16,6.3576484018264798,10.8945205479452,16.899999999999999,10.85,17.95,17.100000000000001,17.87,13.4,14.73,12.43,8.76,11,"Critical energy from PNUCC 2005 NRF",{"$f":"VLOOKUP($B353,[2]!Table_intranet_power_vewProjectLatLongUrl[#Data],2,FALSE)","v":"43.711"},{"$f":"VLOOKUP($B353,[2]!Table_intranet_power_vewProjectLatLongUrl[#Data],3,FALSE)","v":"-122.425"},{"$f":"VLOOKUP($B353,[2]!Table_intranet_power_vewProjectLatLongUrl[#Data],4,FALSE)","v":"http://www.nwp.usace.army.mil/op/v/proj_hillscreek.asp"},"2017-10-18T09:50:34",30,30,3.3333333333333333E-2,1,"Independent","N","Accounted for in HydInd file",null,null,null,null,null,null,null,null,null,null,null,null,"","","","","","","","","","","","","","","","","","","","","","","","","","","","",null,null,"",null,"","","","","","","","","","","","","","","","","","","","","","","","",""]
["Hopkins Ridge",1253,"56255","1,2",null,"WT","WND",null,"Wind",156.6,156.6,null,null,150,150,156.6,156.6,null,null,null,"Operating","Nov",2005,null,"Hopkins Ridge","Columbia","WA","Y","Columbia","WECC","Puget Sound Energy","IOU","Puget Sound Energy",null,null,null,null,null,null,null,1,null,null,null,null,156.6,49.056000000000004,null,null,null,"BPA N. Lewiston-Walla Walla 115kV","BPA",null,null,null,3.5303652968036499,41.277054794520502,41.2,49.77,43.27,43.3,49.41,48.7,46.13,51.74,41.35,47.4,"(83) Vestas V80 1.8 MW WTG (Dec 2005); (4) Vestas V80 1.8 MW WTG (Jul 2008).",{"$f":"VLOOKUP($B357,[2]!Table_intranet_power_vewProjectLatLongUrl[#Data],2,FALSE)","v":46.43},{"$f":"VLOOKUP($B357,[2]!Table_intranet_power_vewProjectLatLongUrl[#Data],3,FALSE)","v":-117.829652},{"$f":"VLOOKUP($B357,[2]!Table_intranet_power_vewProjectLatLongUrl[#Data],4,FALSE)","v":"http://www.transmission.bpa.gov/PlanProj/Wind/completed.cfm?page=hopkins"},"2017-10-18T09:52:14",156.6,150,0.32,49.056000000000004,null,"Y",null,"100% PNW Utility Owner","PNW East","WN_PNWE","n/a",1,null,0.05,null,1,null,"Y",null,"Hopkins Ridge","PNW East","Thr","Wind",{"$f":"IF($BZ357=\"N\",\"\",IF($I357<>\"Wind\",($CF357*$CH357*IF(ISBLANK($L357),IF(ISBLANK($O357),$J357,$O357),$L357)),$J357*IF(AND($I357=\"Wind\",SWFullWind=\"Y\"),1,$CF357*$CH357)))","v":156.6},"Nov-2005","Jan-2051","n/a","Wind",0,0,false,"Cf WN PNWE","WindB1","Default","Default",20,"Flat",0,1,false,true,false,false,0,0,0,"100% PNW Utility Owner",null,null,"Hopkins Ridge",null,"Hopkins Ridge",2.1149999999999998,1.6425000000000001,1.9125000000000001,2.1599999999999997,2.3174999999999999,2.0250000000000004,2.4075000000000002,2.4075000000000002,2.7225000000000001,2.4075000000000002,2.4975000000000001,2.4075000000000002,42.3,32.85,38.25,43.199999999999996,46.35,40.5,48.15,48.15,54.449999999999996,48.15,49.95,48.15]
["Hoquiam Diesels",1254,null,null,null,"IC","FO",null,"Petroleum",10,null,null,null,null,null,null,null,null,null,null,"Retired",null,2002,2006,"Hoquiam","Grays Harbor","WA","Y","Puget Sound & Coastal","WECC","Grays Harbor PUD","PUD","Grays Harbor PUD",null,null,null,null,null,null,null,0,null,null,null,null,0,0,null,null,null,null,"BPA",null,null,null,null,null,null,null,null,null,null,null,null,null,null,null,"(5) 2 MW (nominal) mobile reciprocating engine-generators.",{"$f":"VLOOKUP($B358,[2]!Table_intranet_power_vewProjectLatLongUrl[#Data],2,FALSE)","v":0},{"$f":"VLOOKUP($B358,[2]!Table_intranet_power_vewProjectLatLongUrl[#Data],3,FALSE)","v":0},{"$f":"VLOOKUP($B358,[2]!Table_intranet_power_vewProjectLatLongUrl[#Data],4,FALSE)","v":0},"2014-01-22T12:44:30",10,10,0.93,9.3000000000000007,null,"N","Retired",null,"PNW West","FOIC",9800,1,null,1,null,1,null,null,null,"","","","","","","","","","","","","","","","","","","","","","","","","","","","",null,null,"",null,"","","","","","","","","","","","","","","","","","","","","","","","",""]
["Hot Springs (Mountain Home)",1771,"56636","1",null,"WT","WND",null,"Wind",21,21,null,null,null,null,21,21,null,null,null,"Operating","Mar",2008,null,"Mountain Home","Elmore","ID","Y","Columbia","WECC","Exelon (John Deere Renewables)","Independent","Idaho Power Co. (QF May 2008 - 2028))",null,null,null,null,null,null,2028,1,null,null,null,null,21,6.72,null,null,null,"IPC MtnHome Junction/Upper Salmon 138kV","IPC",null,null,null,null,null,null,0.42,4.93,3.6,5.08,5.3,4.43,4.7300000000000004,3.67,4.7,"(10) Suzlon S88-2.1 MW WTG.",{"$f":"VLOOKUP($B362,[2]!Table_intranet_power_vewProjectLatLongUrl[#Data],2,FALSE)","v":"42.95"},{"$f":"VLOOKUP($B362,[2]!Table_intranet_power_vewProjectLatLongUrl[#Data],3,FALSE)","v":"-115.63"},{"$f":"VLOOKUP($B362,[2]!Table_intranet_power_vewProjectLatLongUrl[#Data],4,FALSE)","v":"https://www.rockymountainpower.net/env/bsre/bses/hswf.html"},"2017-10-24T11:51:42",21,21,{"$f":"IF(OR(ISBLANK(J362),ISBLANK(R362),J362=0),VLOOKUP(IF(G362=\"WAT\",\"HY\",IF(G362=\"LFG\",\"LFG\",F362)),Acapability,4,FALSE),R362/J362)","v":0.32},6.72,null,"Y",null,"100% PNW PPA","PNW East","WN_SID","n/a",1,null,0.05,null,1,null,"Y",null,"Hot Springs (Mountain Home)","PNW East","Thr","Wind",21,"Mar-2008","Jan-2051","n/a","Wind",0,0,false,"Cf WN IDS","WindB1","Default","Default",20,"Flat",0,1,false,true,false,false,0,0,0,"100% PNW PPA",null,null,"Hot Springs (Mountain Home)",null,"Hot Springs (Mountain Home)",{"$f":"IF($BZ362=\"N\",\"\",IF(OR($I362<>\"Wind\",$I362<>\"Solar\",$I362<>\"Hydro\"),($CF362*$CH362*IF(ISBLANK($L362),IF(ISBLANK($O362),$J362,$O362),$L362))*VLOOKUP($CZ362,ASeasDist,DU$7,FALSE)*VLOOKUP($DE362,ASeasDist,DU$7),$J362*$CF362*$CH362))","v":0.21168000000000001},0.21756,0.46745999999999999,0.42042000000000002,0.34986,0.40866000000000002,0.31457999999999997,0.30869999999999997,0.27635999999999999,0.20874000000000001,0.16464000000000001,0.17934000000000003,{"$f":"IF($BZ362=\"N\",\"\",IF(OR($I362<>\"Wind\",$I362<>\"Solar\",$I362<>\"Hydro\"),$CJ362*IF(ISBLANK($L362),IF(ISBLANK($O362),$J362,$O362),$L362),$J362)*(1-$CW362)*VLOOKUP($CZ362,ASeasDist,EG$7,FALSE)*VLOOKUP($DE362,ASeasDist,EG$7))","v":4.2336},4.3511999999999995,9.3491999999999997,8.4084000000000003,6.9972000000000003,8.1731999999999996,6.2915999999999999,6.1739999999999995,5.5271999999999997,4.1748000000000003,3.2927999999999997,3.5868000000000002]
["Hungry Horse 1 - 4",1257,"2203","1,2,3,4","FCRPS","Storage","WAT",null,"Hydro",428,428,null,319,428,428,428,428,116,null,75,"Operating","Oct",1952,null,"Flathead R.","Flathead","MT","Y","Columbia","WECC","USBR","Federal","BPA",null,null,null,null,null,null,null,1,null,null,null,null,428,116,null,null,null,null,"BPA",113.6,83.2,92.6,97.1365296803653,120.48721461187201,88.8,138.69999999999999,84.74,95.23,157.36000000000001,121.3,116.82,114.71,114.2,95.3,"Critical energy from PNUCC 2005 NRF",{"$f":"VLOOKUP($B363,[2]!Table_intranet_power_vewProjectLatLongUrl[#Data],2,FALSE)","v":"48.341"},{"$f":"VLOOKUP($B363,[2]!Table_intranet_power_vewProjectLatLongUrl[#Data],3,FALSE)","v":"-114.015"},{"$f":"VLOOKUP($B363,[2]!Table_intranet_power_vewProjectLatLongUrl[#Data],4,FALSE)","v":"http://www.nwcouncil.org/energy/powersupply/dams/dam.asp?id=13"},"2017-10-18T10:00:17",428,428,0.27102803738317754,116,"Regulated","N","Reg hydro",null,null,null,null,null,null,null,null,null,null,null,null,"","","","","","","","","","","","","","","","","","","","","","","","","","","","",null,null,"",null,"","","","","","","","","","","","","","","","","","","","","","","","",""]
["Ice Harbor 1 - 6",1258,"3925","1,2,3,4,5,6","FCRPS","ROR","WAT",null,"Hydro",603,603,null,586,603,603,585,585,207,null,99,"Operating","Jan",1962,null,"Snake R.","Walla Walla","WA","Y","Columbia","WECC","USCE","Federal","BPA",null,null,null,null,null,null,null,1,null,null,null,null,603,207,null,null,null,null,"BPA",159.30000000000001,192.8,164.8,150.77146118721501,252.031849315068,164.9,200.42,208.29,171.08,282.77999999999997,206.7,158.15,197.02,164.3,190.4,"Critical energy from PNUCC 2005 NRF",{"$f":"VLOOKUP($B365,[2]!Table_intranet_power_vewProjectLatLongUrl[#Data],2,FALSE)","v":"46.253"},{"$f":"VLOOKUP($B365,[2]!Table_intranet_power_vewProjectLatLongUrl[#Data],3,FALSE)","v":"-118.893"},{"$f":"VLOOKUP($B365,[2]!Table_intranet_power_vewProjectLatLongUrl[#Data],4,FALSE)","v":"http://www.nwcouncil.org/energy/powersupply/dams/dam.asp?id=14"},"2017-10-18T10:43:54",603,603,0.34328358208955223,207,"Regulated","N","Reg hydro",null,null,null,null,null,null,null,null,null,null,null,null,"","","","","","","","","","","","","","","","","","","","","","","","","","","","",null,null,"",null,"","","","","","","","","","","","","","","","","","","","","","","","",""]
["Idaho Falls Lower No. 2 (Unit 1)",1261,"843","1","2842D","ROR","WAT",null,"Hydro",3,3,null,2.4700000000000002,3,3,3,3,null,null,null,"Operating","Aug",1940,null,"Snake R.","Bonneville","ID","Y","Columbia","WECC","City of Idaho Falls","Municipal","City of Idaho Falls",null,null,null,null,null,null,null,1,null,null,null,null,3,1.2809999999999999,null,null,null,null,"PACE",null,null,null,null,null,null,3.62,4.53,0,0.62,0,0,0,0,0.1,"License granted February 1979; expires January 2029.",{"$f":"VLOOKUP($B368,[2]!Table_intranet_power_vewProjectLatLongUrl[#Data],2,FALSE)","v":43.468398000000001},{"$f":"VLOOKUP($B368,[2]!Table_intranet_power_vewProjectLatLongUrl[#Data],3,FALSE)","v":-112.062499},{"$f":"VLOOKUP($B368,[2]!Table_intranet_power_vewProjectLatLongUrl[#Data],4,FALSE)","v":0},"2017-10-24T09:44:42",3,3,0.42699999999999999,1.2809999999999999,"Independent","N","Accounted for in HydInd file",null,null,null,null,null,null,null,null,null,null,null,null,"","","","","","","","","","","","","","","","","","","","","","","","","","","","",null,null,"",null,"","","","","","","","","","","","","","","","","","","","","","","","",""]
["IDE 2 LLC",2121,"58968",null,null,"BGICCG","AW",null,"Biomass",4.5,null,null,null,null,null,null,null,null,null,null,"Retired","Nov",2012,2015,"Jerome, ID","Jerome","ID","Y","Columbia","WECC","CH4 Power, Inc","Independent",null,null,null,null,null,null,null,null,0,null,null,null,null,0,0,null,null,null,null,"IPC",null,null,null,null,null,null,null,null,null,null,null,4.08,3.89,null,0,"(3) 1.5 MW IC ",null,null,null,"2017-11-15T10:47:30",4.5,4.5,0.75,3.375,null,"N","Retired Dec 2015",null,"PNW East","BGIC",null,1,null,1,null,1,null,"Y",null,"","","","","","","","","","","","","","","","","","","","","","","","","","","","",null,null,"",null,"","","","","","","","","","","","","","","","","","","","","","","","",""]
["IDE 4 LLC",2123,"58970",null,null,"BGICCG","AW",null,"Biomass",3.3,null,null,null,null,null,null,null,null,null,null,"Retired","Mar",2013,2015,"Jerome, ID","Jerome","ID","Y","Columbia","WECC","CH4 Power, Inc","Independent",null,null,null,null,null,null,null,null,0,null,null,null,null,0,0,null,null,null,null,"IPC",null,null,null,null,null,null,null,null,null,null,null,2.99,null,null,0,"(3) 1.1 MW IC",null,null,null,"2017-11-15T10:47:35",3.3,3.3,0.75,2.4749999999999996,null,"N","Retired Dec 2015",null,"PNW East","BGIC",null,1,null,1,null,1,null,"Y",null,"","","","","","","","","","","","","","","","","","","","","","","","","","","","",null,null,"",null,"","","","","","","","","","","","","","","","","","","","","","","","",""]
["International Paper (Albany) 01",1624,"54944","01",null,"GTaeroCG","NG","FO","Natural gas",51,null,47,null,0,0,46,47.5,null,null,null,"Idle","Jun",1995,2009,"Millersburg","Linn","OR","Y","Columbia","WECC","International Paper","Independent","Idle",null,null,null,null,null,null,null,0,null,null,null,null,0,0,"International Papaer Albany Paper Mill","Kraft pulping, linerboard & paper mill","Williams Northwest",null,"PACW",50.3,50.3,48.4,41.686301369863003,47.523972602739697,null,12.6,45.54,null,null,null,null,null,null,null,"LM6000PC. Mill purchased from Weyerhaeuser Aug 2008, plant closed Dec 2009.",{"$f":"VLOOKUP($B377,[2]!Table_intranet_power_vewProjectLatLongUrl[#Data],2,FALSE)","v":"44.661"},{"$f":"VLOOKUP($B377,[2]!Table_intranet_power_vewProjectLatLongUrl[#Data],3,FALSE)","v":"-123.068"},{"$f":"VLOOKUP($B377,[2]!Table_intranet_power_vewProjectLatLongUrl[#Data],4,FALSE)","v":0},"2012-11-02T08:57:55",47,0,0.8,18.8,null,"N","Idle",null,null,null,null,null,null,null,null,null,null,null,null,"","","","","","","","","","","","","","","","","","","","","","","","","","","","",null,null,"",null,"","","","","","","","","","","","","","","","","","","","","","","","",""]
["International Paper (Albany) 02",1625,"54944","02",null,"STCG","BL","NG/FO","Biomass",45,null,null,null,0,0,19,22.6,null,null,null,"Idle","Jul",2000,2009,"Millersburg","Linn","OR","Y","Columbia","WECC","International Paper","Independent","Idle",null,null,null,null,null,null,null,0,null,null,null,null,0,0,"International Papaer Albany Paper Mill","Kraft pulping, linerboard & paper mill",null,null,"PACW",null,null,null,null,null,null,null,null,null,null,null,null,null,null,null,"Backpressure/extraction steam turbine (Common header from Unit 01 GT HRSG and chemical recovery boiler). Mill purchased form Weyerhaeuser Aug 2008, plant closed Dec 2009.",{"$f":"VLOOKUP($B378,[2]!Table_intranet_power_vewProjectLatLongUrl[#Data],2,FALSE)","v":"44.661"},{"$f":"VLOOKUP($B378,[2]!Table_intranet_power_vewProjectLatLongUrl[#Data],3,FALSE)","v":"-123.068"},{"$f":"VLOOKUP($B378,[2]!Table_intranet_power_vewProjectLatLongUrl[#Data],4,FALSE)","v":0},"2010-06-03",0,0,0.8,0,null,"N","Idle",null,null,null,null,null,null,null,null,null,null,null,null,"","","","","","","","","","","","","","","","","","","","","","","","","","","","",null,null,"",null,"","","","","","","","","","","","","","","","","","","","","","","","",""]
["International Paper (Springfield) 4",1637,"50191","TG4",null,"ST","BL","NG/FO/WW","Biomass",51.2,40,22,null,33,33,33,33,null,null,null,"Operating","Oct",1976,null,"Springfield","Lane","OR","Y","Columbia","WECC","City of Eugene (EWEB)","Municipal","EWEB (50%); International Paper (50%)",null,null,null,null,null,null,null,1,null,null,null,null,51.2,23.65,"International Paper. - Springfield Mill","Kraft, linerboard, deinking, plywood and plyboard mills",null,null,"BPA",null,null,null,null,6.7283105022831098,null,null,null,null,null,null,null,null,null,null,"Formerly Weyerhaeuser WEYCO",{"$f":"VLOOKUP($B382,[2]!Table_intranet_power_vewProjectLatLongUrl[#Data],2,FALSE)","v":"44.063"},{"$f":"VLOOKUP($B382,[2]!Table_intranet_power_vewProjectLatLongUrl[#Data],3,FALSE)","v":"-122.983"},{"$f":"VLOOKUP($B382,[2]!Table_intranet_power_vewProjectLatLongUrl[#Data],4,FALSE)","v":"http://www.oregon.gov/energy/facilities-safety/facilities/Pages/SUI.aspx"},"2017-10-18T10:46:22",22,33,0.86,23.65,null,"Y",null,"Partial self-gen","PNW West","WWSTCG",12500,1,null,1,null,1,null,"Y",null,"International Paper (Springfield) 4","PNW West","Thr","STCG",22,"Oct-1976","Jan-2051",12500,"Mill Residue",7.0000000000000007E-2,56,false,"MR 28d Flat","Bio1","Default","Default",30,"Flat",0,1,false,true,false,false,0,0,0,"Partial self-gen",null,null,"International Paper (Springfield) 4",null,"International Paper (Springfield) 4",{"$f":"IF($BZ382=\"N\",\"\",IF(OR($I382<>\"Wind\",$I382<>\"Solar\",$I382<>\"Hydro\"),($CF382*$CH382*IF(ISBLANK($L382),IF(ISBLANK($O382),$J382,$O382),$L382))*VLOOKUP($CZ382,ASeasDist,DU$7,FALSE)*VLOOKUP($DE382,ASeasDist,DU$7),$J382*$CF382*$CH382))","v":19.890410958904113},19.890410958904113,19.890410958904113,19.890410958904113,19.890410958904113,19.890410958904113,19.890410958904113,19.890410958904113,19.890410958904113,19.890410958904113,19.890410958904113,19.890410958904113,{"$f":"IF($BZ382=\"N\",\"\",IF(OR($I382<>\"Wind\",$I382<>\"Solar\",$I382<>\"Hydro\"),$CJ382*IF(ISBLANK($L382),IF(ISBLANK($O382),$J382,$O382),$L382),$J382)*(1-$CW382)*VLOOKUP($CZ382,ASeasDist,EG$7,FALSE)*VLOOKUP($DE382,ASeasDist,EG$7))","v":18.498082191780821},18.498082191780821,18.498082191780821,18.498082191780821,18.498082191780821,18.498082191780821,18.498082191780821,18.498082191780821,18.498082191780821,18.498082191780821,18.498082191780821,18.498082191780821]
["International Paper (Veneta)",1266,null,null,null,"STCG","WW",null,"Biomass",4,null,null,null,null,null,null,null,3,null,null,"Retired",null,null,1996,"Veneta","Lane","OR","Y","Unknown","WECC","International Paper","Independent","Retired",null,null,null,null,null,null,null,0,null,null,null,null,0,0,"International Paper Veneta","Lumber & wood products",null,null,null,null,null,null,null,null,null,null,null,null,null,null,null,null,null,null,null,{"$f":"VLOOKUP($B383,[2]!Table_intranet_power_vewProjectLatLongUrl[#Data],2,FALSE)","v":0},{"$f":"VLOOKUP($B383,[2]!Table_intranet_power_vewProjectLatLongUrl[#Data],3,FALSE)","v":0},{"$f":"VLOOKUP($B383,[2]!Table_intranet_power_vewProjectLatLongUrl[#Data],4,FALSE)","v":0},"2005-07-20",4,4,0.75,3,null,"N","Retired",null,null,null,null,null,null,null,null,null,null,null,null,"","","","","","","","","","","","","","","","","","","","","","","","","","","","",null,null,"",null,"","","","","","","","","","","","","","","","","","","","","","","","",""]
["Island Park 1 & 2",1268,"4204","HY1,HY2",2973,"Storage","WAT",null,"Hydro",4.8,4.8,null,1.71,4.8,4.8,4.8,4.8,null,null,5,"Operating","Apr",1994,null,"Henrys Fk.","Fremont","ID","Y","Columbia","WECC","Fall River REA","Coop","Fall River REA",null,null,null,null,null,null,null,1,null,null,null,null,4.8,2.0495999999999999,null,null,null,null,"PACE",null,null,null,null,null,null,1.98,2.31,2.1,2.4,2.7,2.08,1.79,1.63,0.6,"License granted October 1988; expires September 2038. Critical energy from PNUCC 2005 NRF. Low-impact certified through 2011.",{"$f":"VLOOKUP($B385,[2]!Table_intranet_power_vewProjectLatLongUrl[#Data],2,FALSE)","v":44.418292999999998},{"$f":"VLOOKUP($B385,[2]!Table_intranet_power_vewProjectLatLongUrl[#Data],3,FALSE)","v":-111.395971},{"$f":"VLOOKUP($B385,[2]!Table_intranet_power_vewProjectLatLongUrl[#Data],4,FALSE)","v":0},"2017-10-18T10:55:00",4.8,4.8,0.42699999999999999,2.0495999999999999,null,"Y","Not accounted for in HydInd file",null,null,null,null,null,null,null,null,null,null,null,null,"Island Park 1 & 2",0,{"$error":"#N/A"},{"$error":"#N/A"},0,"Apr-1994","Jan-2051",0,{"$error":"#N/A"},{"$error":"#N/A"},{"$error":"#N/A"},{"$error":"#N/A"},{"$error":"#N/A"},{"$error":"#N/A"},{"$error":"#N/A"},{"$error":"#N/A"},{"$error":"#N/A"},{"$error":"#N/A"},{"$error":"#N/A"},{"$error":"#N/A"},{"$error":"#N/A"},{"$error":"#N/A"},{"$error":"#N/A"},{"$error":"#N/A"},{"$error":"#N/A"},{"$error":"#N/A"},{"$error":"#N/A"},"",null,null,"Island Park 1 & 2",null,"Island Park 1 & 2",{"$error":"#N/A"},{"$error":"#N/A"},{"$error":"#N/A"},{"$error":"#N/A"},{"$error":"#N/A"},{"$error":"#N/A"},{"$error":"#N/A"},{"$error":"#N/A"},{"$error":"#N/A"},{"$error":"#N/A"},{"$error":"#N/A"},{"$error":"#N/A"},{"$error":"#N/A"},{"$error":"#N/A"},{"$error":"#N/A"},{"$error":"#N/A"},{"$error":"#N/A"},{"$error":"#N/A"},{"$error":"#N/A"},{"$error":"#N/A"},{"$error":"#N/A"},{"$error":"#N/A"},{"$error":"#N/A"},{"$error":"#N/A"}]
["Jim Boyd",1270,null,null,7269,"Diversion","WAT",null,"Hydro",1.2,null,null,null,null,null,null,null,null,null,0,"Retired",null,null,2002,"Umatilla R.","Umatilla","OR","Y","Columbia","WECC","D. Logan","Independent","Retired",null,null,null,null,null,null,null,null,null,null,null,null,null,null,null,null,null,"12.5 kV PacifiCorp line","PACW",null,null,null,null,null,null,null,null,null,null,null,null,null,null,null,"Diversion weir, canal, penstocks, (4) 300 kW hydroturbines. License granted July 1984; cancelled Apr 2009 following termination of PacifiCorp PPA and failure to restore operation.",{"$f":"VLOOKUP($B388,[2]!Table_intranet_power_vewProjectLatLongUrl[#Data],2,FALSE)","v":0},{"$f":"VLOOKUP($B388,[2]!Table_intranet_power_vewProjectLatLongUrl[#Data],3,FALSE)","v":0},{"$f":"VLOOKUP($B388,[2]!Table_intranet_power_vewProjectLatLongUrl[#Data],4,FALSE)","v":0},"2010-07-09",1.2,1.2,0.42699999999999999,0.51239999999999997,null,"N","Retired",null,null,null,null,null,null,null,null,null,null,null,null,"","","","","","","","","","","","","","","","","","","","","","","","","","","","",null,null,"",null,"","","","","","","","","","","","","","","","","","","","","","","","",""]
["Jim Bridger 3",1273,"8066","3",null,"ST","COL",null,"Coal",577.875,608.29999999999995,530,null,530,530,523,523,null,null,null,"Operating","Sep",1976,null,"Point of Rocks","Sweetwater","WY","N","Colorado","WECC","PAC (66.7%); IPC 33%","IOU","PacifiCorp (66.7%); Idaho Power Co. (33.3%)",37.119999999999997,0.31,10392,340,0.96,3.21,null,1,null,null,null,null,577.875,455.8,null,null,null,null,"IPC (share), PACE (share)",null,null,null,null,null,null,null,null,null,null,null,null,null,null,null,"One 577.875 MW STG.",{"$f":"VLOOKUP($B391,[2]!Table_intranet_power_vewProjectLatLongUrl[#Data],2,FALSE)","v":"41.729"},{"$f":"VLOOKUP($B391,[2]!Table_intranet_power_vewProjectLatLongUrl[#Data],3,FALSE)","v":"-108.777"},{"$f":"VLOOKUP($B391,[2]!Table_intranet_power_vewProjectLatLongUrl[#Data],4,FALSE)","v":"http://www.idahopower.com/energycenter/electricitybasics/generation/thermal.htm#bridger"},"2017-11-06T16:07:47",530,530,0.86,455.8,null,"Y",null,null,"PNW East","CLST_WY",10570,1,null,1,null,1,null,null,null,"Jim Bridger 3","PNW East","Thr","Coal",530,"Sep-1976","Jan-2051",10570,"WY coal",6.7000000000000004E-2,40,true,"MR 35d Winter Pk_Hydro","Brdgr","Default","Default",30,"Flat",0,0,false,true,false,false,0,0,0,"",null,null,"Jim Bridger 3",null,"Jim Bridger 3",530,507.82316313823156,507.82316313823156,530,530,530,518.91158156911604,507.82316313823156,507.82316313823156,507.82316313823156,530,530,494.49,473.79901120797007,473.79901120797007,494.49,494.49,494.49,484.14450560398529,473.79901120797007,473.79901120797007,473.79901120797007,494.49,494.49]
["Jim Ford Creek 1-3 (Ford Hydro LP)",1275,"54674","GEN1,GEN2,GEN3",7986,"Diversion","WAT",null,"Hydro",1.4970000000000001,1.2,0.9,null,0,0,0.6,1.5,0.84,null,null,"Operating","Mar",1988,null,"Jim Ford Cr.","Clearwater","ID","Y","Columbia","WECC","Ford Hydro Partnership, Ltd.","Independent","Avista Utilities (QF thru Jun 2022)",null,null,null,null,null,null,null,1,null,null,null,null,1.4970000000000001,0.84,null,null,null,null,"Avista",null,null,null,null,null,null,0.4,0.26,0.4,0.51,0.4,0.34,0.42,0.34,0.4,"(3) 499 kW units. License granted January 1986; expires December 2035.",{"$f":"VLOOKUP($B393,[2]!Table_intranet_power_vewProjectLatLongUrl[#Data],2,FALSE)","v":46.383828000000001},{"$f":"VLOOKUP($B393,[2]!Table_intranet_power_vewProjectLatLongUrl[#Data],3,FALSE)","v":-115.949338},{"$f":"VLOOKUP($B393,[2]!Table_intranet_power_vewProjectLatLongUrl[#Data],4,FALSE)","v":0},"2017-10-17T16:36:26",1.4970000000000001,0,0.56112224448897785,0.84,null,"Y","Not accounted for in HydInd file",null,"PNW East","HY_East","n/a",1,null,1,null,1,null,"Y",null,"Jim Ford Creek 1-3 (Ford Hydro LP)","PNW East",{"$f":"IF(BZ393=\"N\",\"\",VLOOKUP($CD393,ATechDat,2,FALSE))","v":"Thr"},{"$f":"IF(BZ393=\"N\",\"\",VLOOKUP($CD393,ATechDat,3,FALSE))","v":"Hyd"},0.9,"Mar-1988","Jan-2051","n/a",{"$f":"IF(BZ393=\"N\",\"\",VLOOKUP($CD393,ATechDat,4,FALSE))","v":"Water"},{"$f":"IF(BZ393=\"N\",\"\",VLOOKUP($CD393,ATechDat,5,FALSE))","v":0},{"$f":"IF(BZ393=\"N\",\"\",VLOOKUP($CD393,ATechDat,6,FALSE))","v":24},{"$f":"IF(BZ393=\"N\",\"\",VLOOKUP($CD393,ATechDat,7,FALSE))","v":false},{"$f":"IF(BZ393=\"N\",\"\",VLOOKUP($CD393,ATechDat,8,FALSE))","v":"Cf HY East"},{"$f":"IF(BZ393=\"N\",\"\",VLOOKUP($CD393,ATechDat,9,FALSE))","v":"Zero"},{"$f":"IF(BZ393=\"N\",\"\",VLOOKUP($CD393,ATechDat,10,FALSE))","v":"Expense"},{"$f":"IF(BZ393=\"N\",\"\",VLOOKUP($CD393,ATechDat,11,FALSE))","v":"Default"},{"$f":"IF(BZ393=\"N\",\"\",VLOOKUP($CD393,ATechDat,12,FALSE))","v":50},{"$f":"IF(BZ393=\"N\",\"\",VLOOKUP($CD393,ATechDat,13,FALSE))","v":"Flat"},{"$f":"IF(BZ393=\"N\",\"\",VLOOKUP($CD393,ATechDat,14,FALSE))","v":0},{"$f":"IF(BZ393=\"N\",\"\",VLOOKUP($CD393,ATechDat,15,FALSE))","v":0},{"$f":"IF(BZ393=\"N\",\"\",VLOOKUP($CD393,ATechDat,16,FALSE))","v":false},{"$f":"IF(BZ393=\"N\",\"\",VLOOKUP($CD393,ATechDat,17,FALSE))","v":true},{"$f":"IF(BZ393=\"N\",\"\",VLOOKUP($CD393,ATechDat,18,FALSE))","v":false},{"$f":"IF(BZ393=\"N\",\"\",VLOOKUP($CD393,ATechDat,19,FALSE))","v":false},{"$f":"IF(BZ393=\"N\",\"\",VLOOKUP($CD393,ATechDat,20,FALSE))","v":0},{"$f":"IF(BZ393=\"N\",\"\",VLOOKUP($CD393,ATechDat,21,FALSE))","v":0},{"$f":"IF(BZ393=\"N\",\"\",VLOOKUP($CD393,ATechDat,22,FALSE))","v":0},"",null,null,"Jim Ford Creek 1-3 (Ford Hydro LP)",null,"Jim Ford Creek 1-3 (Ford Hydro LP)",0.29409324653888552,0.38612492605720711,0.34335847262196723,0.43617793945152872,0.50184926325104851,0.38732308601347171,0.45075994331276609,0.48696899278789979,0.63957557940077248,0.59443940386379612,0.59548222688752628,0.53802496738865069,0.29409324653888552,0.38612492605720711,0.34335847262196723,0.43617793945152872,0.50184926325104851,0.38732308601347171,0.45075994331276609,0.48696899278789979,0.63957557940077248,0.59443940386379612,0.59548222688752628,0.53802496738865069]
["John Day Creek (Cereghino)",1279,null,null,5865,"Diversion","WAT",null,"Hydro",0.9,null,0.2,null,0,0,null,null,0.73,null,null,"Operating",null,1987,null,"John Day Cr.","Idaho","ID","Y","Columbia","WECC","D. Cereghino","Independent","Avista Utilities (QF thru Sep 2022)",null,null,null,null,null,null,2022,1,null,null,null,null,0.9,0.73,null,null,null,null,"Avista",null,null,null,null,null,null,null,null,null,null,null,null,null,null,null,"(1) 1.1 MW unit. Exemption granted April 1984.",{"$f":"VLOOKUP($B397,[2]!Table_intranet_power_vewProjectLatLongUrl[#Data],2,FALSE)","v":0},{"$f":"VLOOKUP($B397,[2]!Table_intranet_power_vewProjectLatLongUrl[#Data],3,FALSE)","v":0},{"$f":"VLOOKUP($B397,[2]!Table_intranet_power_vewProjectLatLongUrl[#Data],4,FALSE)","v":0},"2017-12-06T16:08:14",0.9,0,0.81111111111111112,0.73,null,"Y","Not accounted for in HydInd file",null,"PNW East","HY_East","n/a",1,null,1,null,1,null,"Y",null,"John Day Creek (Cereghino)","PNW East","Thr","Hyd",0.2,"Dec-1987","Jan-2051","n/a","Water",0,24,false,"Cf HY East","Zero","Expense","Default",50,"Flat",0,0,false,true,false,false,0,0,0,"",null,null,"John Day Creek (Cereghino)",null,"John Day Creek (Cereghino)",6.5354054786419008E-2,8.5805539123823812E-2,7.6301882804881607E-2,9.6928430989228598E-2,0.111522058500233,8.6071796891882602E-2,0.1001688762917258,0.1082153317306444,0.14212790653350502,0.13209764530306581,0.13232938375278361,0.11956110386414461,6.5354054786419008E-2,8.5805539123823812E-2,7.6301882804881607E-2,9.6928430989228598E-2,0.111522058500233,8.6071796891882602E-2,0.1001688762917258,0.1082153317306444,0.14212790653350502,0.13209764530306581,0.13232938375278361,0.11956110386414461]
["John W. Keys III Pumped Generation Plant (Grand Coulee) PG 7 -12",1226,"6163","PG7,PG8,PG9,PG10,PG11,PG12","FCRPS","Pumped Storage","WAT",null,"Energy Storage",314.39999999999998,314,null,null,0,50,314,314,null,25120,null,"Operating","Mar",1941,null,"Columbia R.","Grant","WA","Y","Columbia","WECC","USBR","Federal","BPA",null,null,null,null,null,null,null,1,null,null,null,null,314.39999999999998,10.674999999999999,null,null,null,null,"BPA",null,null,null,null,null,null,5.56,6,null,null,null,null,null,null,null,null,{"$f":"VLOOKUP($B398,[2]!Table_intranet_power_vewProjectLatLongUrl[#Data],2,FALSE)","v":"47.967"},{"$f":"VLOOKUP($B398,[2]!Table_intranet_power_vewProjectLatLongUrl[#Data],3,FALSE)","v":"-118.977"},{"$f":"VLOOKUP($B398,[2]!Table_intranet_power_vewProjectLatLongUrl[#Data],4,FALSE)","v":0},"2017-12-20T10:11:27",50,0,0.42699999999999999,10.674999999999999,"Regulated","N","Reg hydro",null,null,null,null,null,null,null,null,null,null,null,null,"","","","","","","","","","","","","","","","","","","","","","","","","","","","",null,null,"",null,"","","","","","","","","","","","","","","","","","","","","","","","",""]
["Kasel-Witherspoon",1282,"55007","LS1,LS2,LS3,LS4,LS5,UE5,UW1,UW2,UW3,UW4","6410A&B","Diversion","WAT",null,"Hydro",1.41,1.4,0.2,null,1.4,1.4,1.4,1.4,null,null,0,"Operating","Dec",1983,null,"Snake R., Trib.","Twin Falls","ID","Y","Columbia","WECC","K-W Co.","Independent","Idaho Power Co. (QF thru Sep 2019)",null,null,null,null,null,null,null,1,null,null,null,null,1.41,0.59993499999999989,null,null,null,null,"IPC",null,null,null,null,null,null,0.41,0.4,0.4,0.37,0.4,0.37,0.4,0.4,0.4,"Exemption granted October 1982. Critical energy from PNUCC 2005 NRF",{"$f":"VLOOKUP($B402,[2]!Table_intranet_power_vewProjectLatLongUrl[#Data],2,FALSE)","v":42.594830000000002},{"$f":"VLOOKUP($B402,[2]!Table_intranet_power_vewProjectLatLongUrl[#Data],3,FALSE)","v":-114.435295},{"$f":"VLOOKUP($B402,[2]!Table_intranet_power_vewProjectLatLongUrl[#Data],4,FALSE)","v":0},"2017-10-18T11:16:48",1.41,1.4,0.42699999999999999,0.59993499999999989,null,"N","Not accounted for in HydInd file",null,"PNW East","HY_East","n/a",1,null,1,null,1,null,"Y",null,"","","","","","","","","","","","","","","","","","","","","","","","","","","","",null,null,"",null,"",{"$f":"IF($BZ402=\"N\",\"\",IF(OR($I402<>\"Wind\",$I402<>\"Solar\",$I402<>\"Hydro\"),($CF402*$CH402*IF(ISBLANK($L402),IF(ISBLANK($O402),$J402,$O402),$L402))*VLOOKUP($CZ402,ASeasDist,DU$7,FALSE)*VLOOKUP($DE402,ASeasDist,DU$7),$J402*$CF402*$CH402))","v":""},"","","","","","","","","","","",{"$f":"IF($BZ402=\"N\",\"\",IF(OR($I402<>\"Wind\",$I402<>\"Solar\",$I402<>\"Hydro\"),$CJ402*IF(ISBLANK($L402),IF(ISBLANK($O402),$J402,$O402),$L402),$J402)*(1-$CW402)*VLOOKUP($CZ402,ASeasDist,EG$7,FALSE)*VLOOKUP($DE402,ASeasDist,EG$7))","v":""},"","","","","","","","","","",""]
["Kaster Riverview",1283,null,null,"4608A&B","Diversion","WAT",null,"Hydro",0.4,null,null,null,0.4,0.4,null,null,0.2,null,null,"Operating",null,1983,null,"Box Canyon Spr.","Twin Falls","ID","Y","Columbia","WECC","R. Kaster","Independent",null,null,null,null,null,null,null,null,1,null,null,null,null,null,null,null,null,null,null,null,null,null,null,null,null,null,null,null,null,null,null,null,null,null,null,"Exemption granted February 1982.",{"$f":"VLOOKUP($B403,[2]!Table_intranet_power_vewProjectLatLongUrl[#Data],2,FALSE)","v":0},{"$f":"VLOOKUP($B403,[2]!Table_intranet_power_vewProjectLatLongUrl[#Data],3,FALSE)","v":0},{"$f":"VLOOKUP($B403,[2]!Table_intranet_power_vewProjectLatLongUrl[#Data],4,FALSE)","v":0},"2014-01-30T16:09:33",0.4,0.4,0.5,0.2,null,"N","<0.5 MW",null,null,null,null,null,null,null,null,null,null,null,null,"","","","","","","","","","","","","","","","","","","","","","","","","","","","",null,null,"",null,"","","","","","","","","","","","","","","","","","","","","","","","",""]
["Kerr 1 - 3 (Salish-Kootenai)",1285,"2188","KER1,KER2,KER3",5,"Storage w/Div","WAT",null,"Hydro",194,207.6,null,173,206,206,206,206,125.13,null,null,"Operating","Oct",1938,null,"Flathead R.","Lake","MT","Y","Columbia","WECC","PPL Montana. PPLM is currently negotiating w/ Confederated Salish and Kootenai Tribes of the Flathead Indian Nation for the sale of dam (12/3/12).  Arbitrator ruled Tribes will pay $18M to PPL for Kerr on 9/5/15, for full ownership.  Northwestern Energy currently owns Kerr, in purchase from PPL Montana, finalized Nov. 2014. Salish-Kootenai purchased dam from NorthWestern. ","Independent","Northwestern Energy",null,null,null,null,null,null,null,0.31,null,null,null,null,60.14,38.790299999999995,null,null,null,null,"NorthWestern",125.1,101.2,121.3,117.814840182648,122.841210045662,124.3,123.4,113.4,117.95,144.13,128.80000000000001,121.83,132.34,122.52,121.9,"License granted July 1985; expires July 2035.",{"$f":"VLOOKUP($B405,[2]!Table_intranet_power_vewProjectLatLongUrl[#Data],2,FALSE)","v":"47.678"},{"$f":"VLOOKUP($B405,[2]!Table_intranet_power_vewProjectLatLongUrl[#Data],3,FALSE)","v":"-114.235"},{"$f":"VLOOKUP($B405,[2]!Table_intranet_power_vewProjectLatLongUrl[#Data],4,FALSE)","v":"http://www.northwesternenergy.com/our-company/hydroelectric-facilities"},"2017-10-18T11:17:49",194,206,0.64500000000000002,125.13,"Regulated","N","Reg hydro","100% PNW Utility Owner","PNW East","HY_East","n/a",0.31,"NorthWestern",1,null,0.31,"NorthWestern",null,null,"","","","","","","","","","","","","","","","","","","","","","","","","","","","100% PNW Utility Owner",null,null,"",null,"","","","","","","","","","","","","","","","","","","","","","","","",""]
["Kinzua",1289,null,null,null,"ST","WW",null,"Biomass",10,null,null,null,null,null,null,null,7.4,null,null,"Retired",null,1985,"Unknown","Heppner",null,"OR","Y","Columbia","WECC","Kinzua Energy Corp","Independent","Retired",null,null,null,null,null,null,null,0,null,null,null,null,0,0,null,null,null,null,null,null,null,null,null,null,null,null,null,null,null,null,null,null,null,null,null,{"$f":"VLOOKUP($B408,[2]!Table_intranet_power_vewProjectLatLongUrl[#Data],2,FALSE)","v":0},{"$f":"VLOOKUP($B408,[2]!Table_intranet_power_vewProjectLatLongUrl[#Data],3,FALSE)","v":0},{"$f":"VLOOKUP($B408,[2]!Table_intranet_power_vewProjectLatLongUrl[#Data],4,FALSE)","v":0},"2008-04-14",10,10,0.74,7.4,null,"N","Retired",null,null,null,null,null,null,null,null,null,null,null,null,"","","","","","","","","","","","","","","","","","","","","","","","","","","","",null,null,"",null,"","","","","","","","","","","","","","","","","","","","","","","","",""]
["Klamath Generation Peakers 1 & 2",1291,"55544","GT1,GT2",null,"GTaero","NG",null,"Natural gas",50,58.8,50,null,50,57.6,50,57.6,null,null,null,"Operating","Jun",2002,null,"Klamath Falls","Klamath","OR","Y","Klamath","WECC","Avangrid","Independent","Winter-only PPA w/ PSE for 100 MW, announced May 2011, takes effect Jan 2012",3.6760000000000002,12.013999999999999,9676.6,null,null,null,null,0,null,null,null,null,0,0,null,null,"TransCanada GTN",null,"PACW",null,null,null,null,null,null,1.87,4.8899999999999997,0.7,3.25,1.9,5.37,3.99,3.53,5.5,"P&W FT8 Twin-pac.",{"$f":"VLOOKUP($B411,[2]!Table_intranet_power_vewProjectLatLongUrl[#Data],2,FALSE)","v":"42.174"},{"$f":"VLOOKUP($B411,[2]!Table_intranet_power_vewProjectLatLongUrl[#Data],3,FALSE)","v":"-121.814"},{"$f":"VLOOKUP($B411,[2]!Table_intranet_power_vewProjectLatLongUrl[#Data],4,FALSE)","v":"http://www.iberdrolarenewables.us/klamath.html"},"2017-11-07T10:08:51",50,50,0.91,45.5,null,"Y",null,"100% Uncommitted IPP","Capt Jack","NGGTa_PNWE",10300,1,null,1,1,1,null,null,null,"Klamath Generation Peakers 1 & 2","Capt Jack","Thr","GTAero",50,"Jun-2002","Jan-2051",10300,"PNW E. gas",5.0999999999999997E-2,88,false,"MR 14d Winter Pk_Hydro","SCCT - PNW E.","Default","Default",30,"CMS GT PNWE",0,0,false,true,false,false,0,0,0,"100% Uncommitted IPP",null,null,"Klamath Generation Peakers 1 & 2",null,"Klamath Generation Peakers 1 & 2",46.114646005345399,47.656974948526148,49.0237509289516,49.939936424812295,50,49.3125198661333,43.634636658697843,38.224246729419711,37.354909240158989,36.628612040612481,44.824938730403005,44.965026448157204,43.762799059072783,45.226469226151309,46.523539631575062,47.392999667146867,47.449999999999996,46.797581352960492,41.409270189104248,36.274810146219302,35.449808868910878,34.760552826541243,42.538866855152442,42.671810099301183]
["Klondike I",1293,"55871","PH1",null,"WT","WND",null,"Wind",24,24.5,null,null,8,8,24,24,7.4,null,null,"Operating","Jan",2001,null,"Wasco","Sherman","OR","Y","Columbia","WECC","Avangrid","Independent","BPA",null,null,null,null,null,null,null,1,null,null,null,null,24,7.4,null,null,null,"BPA John Day sub (230 kV)","BPA",7,2.7,7.4,0.75148401826484001,6.7460045662100496,6.4,0.66,5.66,5.5,6.29,5.6,6.33,6.17,5.62,5.7,"(16) 1.5 MW Enron WTG.",{"$f":"VLOOKUP($B413,[2]!Table_intranet_power_vewProjectLatLongUrl[#Data],2,FALSE)","v":"45.594"},{"$f":"VLOOKUP($B413,[2]!Table_intranet_power_vewProjectLatLongUrl[#Data],3,FALSE)","v":"-120.601"},{"$f":"VLOOKUP($B413,[2]!Table_intranet_power_vewProjectLatLongUrl[#Data],4,FALSE)","v":"http://www.transmission.bpa.gov/PlanProj/Wind/completed.cfm?page=klon"},"2017-11-07T10:09:02",24,8,0.30833333333333335,7.4,null,"Y",null,"100% PNW PPA","PNW East","WN_PNWE","n/a",1,null,0.05,null,1,null,"Y",null,"Klondike I","PNW East","Thr","Wind",24,"Jan-2001","Jan-2051","n/a","Wind",0,0,false,"Cf WN PNWE","WindB1","Default","Default",20,"Flat",0,1,false,true,false,false,0,0,0,"100% PNW PPA",null,null,"Klondike I",null,"Klondike I",0.1128,8.7600000000000011E-2,0.10200000000000001,0.1152,0.1236,0.10800000000000001,0.12840000000000001,0.12840000000000001,0.1452,0.12840000000000001,0.13320000000000001,0.12840000000000001,2.2559999999999998,1.752,2.04,2.3039999999999998,2.472,2.16,2.5680000000000001,2.5680000000000001,2.9039999999999999,2.5680000000000001,2.6640000000000001,2.5680000000000001]
["Koma Kulshan",1297,"54267","GEN1",3239,"ROR R w/Div","WAT",null,"Hydro",12,12,12,null,12,12,12.4,12.4,null,null,8,"Operating","Oct",1990,null,"Rocky Cr.","Whatcom","WA","Y","Puget Sound & Coastal","WECC","Koma Kulshan Assoc.","Independent","Puget Sound Energy (QF thru Mar 2037)",null,null,null,null,null,null,null,1,null,null,null,null,12,5.1239999999999997,null,null,null,null,"PSE",4.5,4.3,5.2,3.6342465753424702,3.82054794520548,4.9000000000000004,4.07,4.1500000000000004,4.9000000000000004,4.7300000000000004,4.9000000000000004,4.63,5.58,4.18,5.3,"License granted April 1987; expires March 2037. Critical energy from PNUCC 2005 NRF",{"$f":"VLOOKUP($B417,[2]!Table_intranet_power_vewProjectLatLongUrl[#Data],2,FALSE)","v":"48.680257"},{"$f":"VLOOKUP($B417,[2]!Table_intranet_power_vewProjectLatLongUrl[#Data],3,FALSE)","v":"-121.723083"},{"$f":"VLOOKUP($B417,[2]!Table_intranet_power_vewProjectLatLongUrl[#Data],4,FALSE)","v":"http://www.atlanticpower.com/assets/existing-projects/koma-kulshan.aspx"},"2017-10-18T11:24:28",12,12,0.42699999999999999,5.1239999999999997,null,"Y","Not accounted for in HydInd file",null,"PNW West","HY_West","n/a",1,null,1,null,1,null,"Y",null,"Koma Kulshan","PNW West","Thr","Hyd",12,"Oct-1990","Jan-2051","n/a","Water",0,24,false,"Cf HY West","Zero","Expense","Default",50,"Flat",0,0,false,true,false,false,0,0,0,"",null,null,"Koma Kulshan",null,"Koma Kulshan",3.9405214123865884,4.3698850140174486,5.9579039610784434,6.5027470762044484,6.2908957198099316,4.7091849157377723,4.9546054998575038,5.0688586917040919,5.6163628425682806,5.6408600127693838,5.34213623519154,5.5214631738301918,3.9405214123865884,4.3698850140174486,5.9579039610784434,6.5027470762044484,6.2908957198099316,4.7091849157377723,4.9546054998575038,5.0688586917040919,5.6163628425682806,5.6408600127693838,5.34213623519154,5.5214631738301918]
["Koyle Ranch 1-3",1280,"10781","GEN1,GEN2,GEN3",4052,"Diversion","WAT",null,"Hydro",1.3,1.3,0.1,null,1.76,1,1.3,1.2,null,null,1,"Operating","Dec",1983,null,"Big Wood R.","Gooding","ID","Y","Columbia","WECC","J.H. Koyle","Independent","Idaho Power Co. (QF thru Mar 2019)",null,null,null,null,null,null,null,1,null,null,null,null,1.3,0.65330999999999995,null,null,null,null,"IPC",null,null,null,null,null,null,0.32,0.39,0.4,0.44,0.4,0.28999999999999998,0.34,0.28000000000000003,0.4,"Exemption granted February 1982. Critical energy from PNUCC 2005 NRF",{"$f":"VLOOKUP($B418,[2]!Table_intranet_power_vewProjectLatLongUrl[#Data],2,FALSE)","v":42.945664000000001},{"$f":"VLOOKUP($B418,[2]!Table_intranet_power_vewProjectLatLongUrl[#Data],3,FALSE)","v":-114.795698},{"$f":"VLOOKUP($B418,[2]!Table_intranet_power_vewProjectLatLongUrl[#Data],4,FALSE)","v":0},"2017-10-18T11:25:04",1.3,1.76,0.42699999999999999,0.65330999999999995,null,"Y","Not accounted for in HydInd file",null,"PNW East","HY_East","n/a",1,null,1,null,1,null,"Y",null,"Koyle Ranch 1-3","PNW East","Thr","Hyd",0.1,"Dec-1983","Jan-2051","n/a","Water",0,24,false,"Cf HY East","Zero","Expense","Default",50,"Flat",0,0,false,true,false,false,0,0,0,"",null,null,"Koyle Ranch 1-3",null,"Koyle Ranch 1-3",3.2677027393209504E-2,4.2902769561911906E-2,3.8150941402440804E-2,4.8464215494614299E-2,5.5761029250116501E-2,4.3035898445941301E-2,5.00844381458629E-2,5.4107665865322202E-2,7.1063953266752508E-2,6.6048822651532904E-2,6.6164691876391804E-2,5.9780551932072303E-2,3.2677027393209504E-2,4.2902769561911906E-2,3.8150941402440804E-2,4.8464215494614299E-2,5.5761029250116501E-2,4.3035898445941301E-2,5.00844381458629E-2,5.4107665865322202E-2,7.1063953266752508E-2,6.6048822651532904E-2,6.6164691876391804E-2,5.9780551932072303E-2]
["Lake Creek A",1301,null,null,"2594A","Diversion","WAT",null,"Hydro",1,null,null,2.08,1,1,null,null,3,null,3,"Operating","Jun",1917,null,"Lake Cr.","Lincoln","MT","Y","Columbia","WECC","Northern Lights Coop","Coop","Northern Lights Coop",null,null,null,null,null,null,null,1,null,null,null,null,{"$f":"AO422*J422","v":1},{"$f":"IF(ISNUMBER(R422),R422,BX422)*AO422","v":3},null,null,null,null,"BPA",null,null,null,null,null,null,null,null,null,null,null,null,null,null,null,"License granted December 1981; expires November 2011. Transferred from Stimson Lumber to Northern Lights in 1995.",{"$f":"VLOOKUP($B422,[2]!Table_intranet_power_vewProjectLatLongUrl[#Data],2,FALSE)","v":0},{"$f":"VLOOKUP($B422,[2]!Table_intranet_power_vewProjectLatLongUrl[#Data],3,FALSE)","v":0},{"$f":"VLOOKUP($B422,[2]!Table_intranet_power_vewProjectLatLongUrl[#Data],4,FALSE)","v":0},"2014-01-30T16:16:20",1,1,3,3,null,"Y","Not accounted for in HydInd file",null,null,null,null,null,null,null,null,null,null,null,null,"Lake Creek A",0,{"$error":"#N/A"},{"$error":"#N/A"},0,"Jun-1917","Jan-2051",0,{"$error":"#N/A"},{"$error":"#N/A"},{"$error":"#N/A"},{"$error":"#N/A"},{"$error":"#N/A"},{"$error":"#N/A"},{"$error":"#N/A"},{"$error":"#N/A"},{"$error":"#N/A"},{"$error":"#N/A"},{"$error":"#N/A"},{"$error":"#N/A"},{"$error":"#N/A"},{"$error":"#N/A"},{"$error":"#N/A"},{"$error":"#N/A"},{"$error":"#N/A"},{"$error":"#N/A"},{"$error":"#N/A"},"",null,null,"Lake Creek A",null,"Lake Creek A",{"$f":"IF($BZ422=\"N\",\"\",IF(OR($I422<>\"Wind\",$I422<>\"Solar\",$I422<>\"Hydro\"),($CF422*$CH422*IF(ISBLANK($L422),IF(ISBLANK($O422),$J422,$O422),$L422))*VLOOKUP($CZ422,ASeasDist,DU$7,FALSE)*VLOOKUP($DE422,ASeasDist,DU$7),$J422*$CF422*$CH422))","v":{"$error":"#N/A"}},{"$error":"#N/A"},{"$error":"#N/A"},{"$error":"#N/A"},{"$error":"#N/A"},{"$error":"#N/A"},{"$error":"#N/A"},{"$error":"#N/A"},{"$error":"#N/A"},{"$error":"#N/A"},{"$error":"#N/A"},{"$error":"#N/A"},{"$f":"IF($BZ422=\"N\",\"\",IF(OR($I422<>\"Wind\",$I422<>\"Solar\",$I422<>\"Hydro\"),$CJ422*IF(ISBLANK($L422),IF(ISBLANK($O422),$J422,$O422),$L422),$J422)*(1-$CW422)*VLOOKUP($CZ422,ASeasDist,EG$7,FALSE)*VLOOKUP($DE422,ASeasDist,EG$7))","v":{"$error":"#N/A"}},{"$error":"#N/A"},{"$error":"#N/A"},{"$error":"#N/A"},{"$error":"#N/A"},{"$error":"#N/A"},{"$error":"#N/A"},{"$error":"#N/A"},{"$error":"#N/A"},{"$error":"#N/A"},{"$error":"#N/A"},{"$error":"#N/A"}]
["Lake Creek B",1302,null,null,"2594B","Diversion","WAT",null,"Hydro",3.5,null,null,null,3.5,3.5,null,null,null,null,null,"Operating","Aug",1949,null,"Lake Cr.","Lincoln","MT","Y","Columbia","WECC","Northern Lights Coop","Coop","Northern Lights Coop",null,null,null,null,null,null,null,1,null,null,null,null,3.5,1.4944999999999999,null,null,null,null,"BPA",null,null,null,null,null,null,null,null,null,null,null,null,null,null,null,"License granted December 1981; expires November 2011. Transferred from Stimson Lumber to Northern Lights in 1995.",{"$f":"VLOOKUP($B423,[2]!Table_intranet_power_vewProjectLatLongUrl[#Data],2,FALSE)","v":0},{"$f":"VLOOKUP($B423,[2]!Table_intranet_power_vewProjectLatLongUrl[#Data],3,FALSE)","v":0},{"$f":"VLOOKUP($B423,[2]!Table_intranet_power_vewProjectLatLongUrl[#Data],4,FALSE)","v":0},"2014-01-30T16:16:26",3.5,3.5,0.42699999999999999,1.4944999999999999,null,"Y","Not accounted for in HydInd file",null,null,null,null,null,null,null,null,null,null,null,null,"Lake Creek B",0,{"$error":"#N/A"},{"$error":"#N/A"},0,"Aug-1949","Jan-2051",0,{"$error":"#N/A"},{"$error":"#N/A"},{"$error":"#N/A"},{"$error":"#N/A"},{"$error":"#N/A"},{"$error":"#N/A"},{"$error":"#N/A"},{"$error":"#N/A"},{"$error":"#N/A"},{"$error":"#N/A"},{"$error":"#N/A"},{"$error":"#N/A"},{"$error":"#N/A"},{"$error":"#N/A"},{"$error":"#N/A"},{"$error":"#N/A"},{"$error":"#N/A"},{"$error":"#N/A"},{"$error":"#N/A"},"",null,null,"Lake Creek B",null,"Lake Creek B",{"$error":"#N/A"},{"$error":"#N/A"},{"$error":"#N/A"},{"$error":"#N/A"},{"$error":"#N/A"},{"$error":"#N/A"},{"$error":"#N/A"},{"$error":"#N/A"},{"$error":"#N/A"},{"$error":"#N/A"},{"$error":"#N/A"},{"$error":"#N/A"},{"$error":"#N/A"},{"$error":"#N/A"},{"$error":"#N/A"},{"$error":"#N/A"},{"$error":"#N/A"},{"$error":"#N/A"},{"$error":"#N/A"},{"$error":"#N/A"},{"$error":"#N/A"},{"$error":"#N/A"},{"$error":"#N/A"},{"$error":"#N/A"}]
["Lake Oswego",1304,"PLNT_18",null,5249,"Off-strm Stor.","WAT",null,"Hydro",0.54,null,0.5,null,0.54,0.54,null,null,0.4,null,null,"Operating",null,1910,null,"Oswego Cr.","Clackamas","OR","Y","Columbia","WECC","Lake Oswego Corp.","Independent","Listed NUG per 2009 White Book",null,null,null,null,null,null,null,1,null,null,null,null,{"$f":"AO425*J425","v":0.54},{"$f":"IF(ISNUMBER(R425),R425,BX425)*AO425","v":0.4},null,null,null,null,"PGE",null,null,null,null,null,null,0.01,null,null,null,null,null,null,null,null,"License application dismissed.",{"$f":"VLOOKUP($B425,[2]!Table_intranet_power_vewProjectLatLongUrl[#Data],2,FALSE)","v":0},{"$f":"VLOOKUP($B425,[2]!Table_intranet_power_vewProjectLatLongUrl[#Data],3,FALSE)","v":0},{"$f":"VLOOKUP($B425,[2]!Table_intranet_power_vewProjectLatLongUrl[#Data],4,FALSE)","v":0},"2014-01-30T16:16:40",0.54,0.54,0.7407407407407407,0.4,null,"Y","Not accounted for in HydInd file",null,"PNWW","HY_West","n/a",1,null,1,null,1,null,null,null,"Lake Oswego","PNWW","Thr","Hyd",0.5,"Dec-1910","Jan-2051","n/a","Water",0,24,false,"Cf HY West","Zero","Expense","Default",50,"Flat",0,0,false,true,false,false,0,0,0,"",null,null,"Lake Oswego",null,"Lake Oswego",0.16418839218277451,0.182078542250727,0.2482459983782685,0.270947794841852,0.26212065499208048,0.19621603815574051,0.206441895827396,0.2112024454876705,0.234015118440345,0.23503583386539101,0.22258900979964749,0.23006096557625799,0.16418839218277451,0.182078542250727,0.2482459983782685,0.270947794841852,0.26212065499208048,0.19621603815574051,0.206441895827396,0.2112024454876705,0.234015118440345,0.23503583386539101,0.22258900979964749,0.23006096557625799]
["Langley Gulch",1778,"57028","GTG,STG",null,"CC","NG",null,"Natural gas",300,318.5,null,null,330,330,299.7,304.2,null,null,null,"Operating","Jun",2012,null,"New Plymouth","Payette","ID","Y","Columbia","WECC","Idaho Power Co.","IOU","Idaho Power Co.",4.9000000000000004,2.92,7010,null,null,null,null,1,null,null,null,null,300,293.7,null,null,"Williams Northwest","IPC 230kV Ontario - Caldwell and 138 kV Caldwell-Willis.","IPC",null,null,null,null,null,null,null,null,null,null,48.5,147.93,119.85,189.81,162.1,"1x1 Siemens SGT6-5000F GT w/duct firing. Evaporative cooling. Construction NTP Aug 2010 for Aug 2012 commercial service. Project cost $427 million per Cthree data, $401 million per ClearingUp 7/2/12.",{"$f":"VLOOKUP($B428,[2]!Table_intranet_power_vewProjectLatLongUrl[#Data],2,FALSE)","v":"43.904282"},{"$f":"VLOOKUP($B428,[2]!Table_intranet_power_vewProjectLatLongUrl[#Data],3,FALSE)","v":"-116.820559"},{"$f":"VLOOKUP($B428,[2]!Table_intranet_power_vewProjectLatLongUrl[#Data],4,FALSE)","v":"https://www.idahopower.com/aboutus/energysources/gas/gas.cfm"},"2017-10-23T15:24:57",330,330,0.89,293.7,null,"Y",null,null,"PNW East","NGCC_PNWE",7100,1,null,1,null,1,null,null,null,"Langley Gulch","PNW East","Thr","CCCT",330,"Jun-2012","Jan-2051",7100,"PNW E. gas",5.8999999999999997E-2,32,true,"MR 21d Winter Pk_Hydro","CCCT - PNW E.","Default","Default",30,"CMS GT PNWE",0,0,false,true,false,false,0,0,0,"",null,null,"Langley Gulch",null,"Langley Gulch",304.35666363527963,314.53603466027261,323.55675613108053,329.60358040376116,330,325.46263111647977,277.48445841132991,231.61545270789006,226.34780158695662,221.94688674711068,295.84459562065979,296.76917455783752,286.39962048079815,295.97840861531654,304.46690751934682,310.15696915993931,310.53000000000003,306.2603358806075,261.11287536506143,217.95014099812457,212.99328129332622,208.85202042903117,278.38976447904093,279.25979325892513]
["Leaburg 1 & 2",1309,"3068","1,2","2496A","ROR R. w/Div.","WAT",null,"Hydro",13.5,15.9,null,4,7,13.5,8,15.5,10,null,10,"Operating",null,1930,null,"McKenzie R.","Lane","OR","Y","Columbia","WECC","City of Eugene (EWEB)","Municipal","EWEB",null,null,null,null,null,null,null,1,null,null,null,null,13.5,10,null,null,null,null,"BPA",null,null,null,null,4.3250000000000002,8.4,7.11,10.58,10.9,11.94,11.4,11.21,10.09,3.38,9.4,"Original license granted June 1968; expired December 1993. Critical energy from PNUCC 2005 NRF",{"$f":"VLOOKUP($B431,[2]!Table_intranet_power_vewProjectLatLongUrl[#Data],2,FALSE)","v":"44.137627"},{"$f":"VLOOKUP($B431,[2]!Table_intranet_power_vewProjectLatLongUrl[#Data],3,FALSE)","v":"-122.610627"},{"$f":"VLOOKUP($B431,[2]!Table_intranet_power_vewProjectLatLongUrl[#Data],4,FALSE)","v":"http://en.wikipedia.org/wiki/Leaburg,_Oregon#Hydropower_project_and_hatchery"},"2017-10-23T15:27:51",13.5,7,{"$f":"IF(OR(ISBLANK(J431),ISBLANK(R431),J431=0),VLOOKUP(IF(G431=\"WAT\",\"HY\",IF(G431=\"LFG\",\"LFG\",F431)),Acapability,4,FALSE),R431/J431)","v":0.7407407407407407},10,"Independent","N","Accounted for in HydInd file",null,null,null,null,null,null,null,null,null,null,null,null,"","","","","","","","","","","","","","","","","","","","","","","","","","","","",null,null,"",null,"",{"$f":"IF($BZ431=\"N\",\"\",IF(OR($I431<>\"Wind\",$I431<>\"Solar\",$I431<>\"Hydro\"),($CF431*$CH431*IF(ISBLANK($L431),IF(ISBLANK($O431),$J431,$O431),$L431))*VLOOKUP($CZ431,ASeasDist,DU$7,FALSE)*VLOOKUP($DE431,ASeasDist,DU$7),$J431*$CF431*$CH431))","v":""},"","","","","","","","","","","",{"$f":"IF($BZ431=\"N\",\"\",IF(OR($I431<>\"Wind\",$I431<>\"Solar\",$I431<>\"Hydro\"),$CJ431*IF(ISBLANK($L431),IF(ISBLANK($O431),$J431,$O431),$L431),$J431)*(1-$CW431)*VLOOKUP($CZ431,ASeasDist,EG$7,FALSE)*VLOOKUP($DE431,ASeasDist,EG$7))","v":""},"","","","","","","","","","",""]
["Leaning Juniper IIa",1780,"57333","1",null,"WT","WND",null,"Wind",90.3,90,null,null,null,null,90,90,null,null,null,"Operating","Dec",2010,null,"Arlington","Gilliam","OR","Y","Columbia","WECC","Iberdrola","Independent","Unannounced.  Assumed market.",null,null,null,null,null,null,null,0,1,null,null,null,0,0,null,null,null,"BPA Jones Canyon switching station ","BPA",null,null,null,null,null,null,null,null,3.4,35.08,36.200000000000003,50.42,50.54,43.36,44.2,"(133) GE 1.5 MW WTG.  Leaning Juniper II as a whole is 201 MW.",{"$f":"VLOOKUP($B433,[2]!Table_intranet_power_vewProjectLatLongUrl[#Data],2,FALSE)","v":"45.68"},{"$f":"VLOOKUP($B433,[2]!Table_intranet_power_vewProjectLatLongUrl[#Data],3,FALSE)","v":"-120.20"},{"$f":"VLOOKUP($B433,[2]!Table_intranet_power_vewProjectLatLongUrl[#Data],4,FALSE)","v":"https://www.pacificpower.net/env/bsre/bses/ljii.html"},"2017-11-14T10:43:20",90.3,90,0.32,28.848000000000003,null,"Y",null,"IPP Wind, Unannounced load","PNW East","WN_PNWE","n/a",1,null,0.05,null,0,"Unknown load","Y",null,"Leaning Juniper IIa","PNW East","Thr","Wind",90.3,"Dec-2010","Jan-2051","n/a","Wind",0,0,false,"Cf WN PNWE","WindB1","Default","Default",20,"Flat",0,1,false,true,false,false,0,0,0,"IPP Wind, Unannounced load",null,null,"Leaning Juniper IIa",null,"Leaning Juniper IIa",1.2732299999999999,0.98878499999999991,1.1513249999999999,1.3003199999999999,1.3951349999999998,1.21905,1.4493149999999999,1.4493149999999999,1.6389449999999999,1.4493149999999999,1.503495,1.4493149999999999,0,0,0,0,0,0,0,0,0,0,0,0]
["Lemoyne",1313,null,null,4563,"Conduit","WAT",null,"Hydro",7.4999999999999997E-2,null,0.8,null,7.0000000000000007E-2,7.0000000000000007E-2,null,null,null,null,0,"Operating",null,1985,null,"Conyers Ditch","Gooding","ID","Y","Columbia","WECC","J.R. Lemoyne","Independent","Idaho Power Co. (QF thru Jun 2020)",null,null,null,null,null,null,null,1,null,null,null,null,null,null,null,null,null,null,null,null,null,null,null,null,null,null,null,null,null,null,null,null,null,null,"(1) 75 kW unit. Exemption granted December 1981. Critical energy from PNUCC 2005 NRF",{"$f":"VLOOKUP($B437,[2]!Table_intranet_power_vewProjectLatLongUrl[#Data],2,FALSE)","v":0},{"$f":"VLOOKUP($B437,[2]!Table_intranet_power_vewProjectLatLongUrl[#Data],3,FALSE)","v":0},{"$f":"VLOOKUP($B437,[2]!Table_intranet_power_vewProjectLatLongUrl[#Data],4,FALSE)","v":0},"2014-01-30T16:19:59",7.4999999999999997E-2,7.0000000000000007E-2,0.42699999999999999,3.0957500000000002E-2,null,"N","<0.5 MW",null,null,null,null,null,null,null,null,null,null,null,null,"","","","","","","","","","","","","","","","","","","","","","","","","","","","",null,null,"",null,"","","","","","","","","","","","","","","","","","","","","","","","",""]
["Lewandowski Farms",1314,null,null,null,"WT","WND",null,"Wind",0.224,null,null,null,0,0,null,null,null,null,null,"Retired","Jan",2004,2007,"Mountain Home",null,"ID","Y","Columbia","WECC","Lewandowski Farms","Independent","Retired",null,null,null,null,null,null,null,0,null,null,null,null,{"$f":"AO438*J438","v":0},{"$f":"IF(ISNUMBER(R438),R438,BX438)*AO438","v":0},null,null,null,null,"IPC",null,null,null,null,null,null,null,null,null,null,null,null,null,null,null,"(3) Micon 108 0.112 MW WTG",{"$f":"VLOOKUP($B438,[2]!Table_intranet_power_vewProjectLatLongUrl[#Data],2,FALSE)","v":""},{"$f":"VLOOKUP($B438,[2]!Table_intranet_power_vewProjectLatLongUrl[#Data],3,FALSE)","v":""},{"$f":"VLOOKUP($B438,[2]!Table_intranet_power_vewProjectLatLongUrl[#Data],4,FALSE)","v":""},"2009-05-22",0.224,0,0.32,3.5840000000000004E-2,null,"N","Retired",null,null,null,null,null,null,0.05,null,null,null,null,null,"","","","","","","","","","","","","","","","","","","","","","","","","","","","",null,null,"",null,"","","","","","","","","","","","","","","","","","","","","","","","",""]
["Libby 1 - 5",1316,"6172","1,2,3,4,5","FCRPS","Storage","WAT",null,"Hydro",525,525,null,483,525,525,525,525,242,null,170,"Operating","Aug",1975,null,"Kootenai R.","Lincoln","MT","Y","Columbia","WECC","USCE","Federal","BPA",null,null,null,null,null,null,null,1,null,null,null,null,525,242,null,null,null,null,"BPA",257.60000000000002,217.9,228.4,268.93173515981698,250.07728310502301,267.60000000000002,215.71,179.72,194.28,279.76,318.89999999999998,263.25,286.95,200.65,249.5,"Critical energy from PNUCC 2005 NRF",{"$f":"VLOOKUP($B440,[2]!Table_intranet_power_vewProjectLatLongUrl[#Data],2,FALSE)","v":"48.41"},{"$f":"VLOOKUP($B440,[2]!Table_intranet_power_vewProjectLatLongUrl[#Data],3,FALSE)","v":"-115.316"},{"$f":"VLOOKUP($B440,[2]!Table_intranet_power_vewProjectLatLongUrl[#Data],4,FALSE)","v":"http://virtualmuseum.ca/Exhibitions/Hydro/en/dams/?action=libby"},"2017-10-23T16:01:05",525,525,0.46095238095238095,242,"Regulated","N","Reg hydro",null,null,null,null,null,null,null,null,null,null,null,null,"","","","","","","","","","","","","","","","","","","","","","","","","","","","",null,null,"",null,"","","","","","","","","","","","","","","","","","","","","","","","",""]
["Linden Ranch",1882,"57635","LW1",null,"WT","WND",null,"Wind",50,50,null,null,null,null,50,50,null,null,null,"Operating","Sep",2010,null,"Goldendale vicinity","Klickitat","WA","Y","Columbia","WECC","S. CA Public Power Authority","JOA","LADWP (45 MW); Glendale (5 MW)",null,null,null,null,null,null,2030,0,null,1,null,null,0,0,null,null,null,"BPA Harvalum via KPUD Cluse substation","BPA",null,null,null,null,null,null,null,null,null,17.260000000000002,16.2,17.03,16.84,15.14,16.3,"(25) REPower MM92 WTG",{"$f":"VLOOKUP($B443,[2]!Table_intranet_power_vewProjectLatLongUrl[#Data],2,FALSE)","v":"45.725224"},{"$f":"VLOOKUP($B443,[2]!Table_intranet_power_vewProjectLatLongUrl[#Data],3,FALSE)","v":"-120.768782"},{"$f":"VLOOKUP($B443,[2]!Table_intranet_power_vewProjectLatLongUrl[#Data],4,FALSE)","v":"http://www.scppa.org/pages/projects/linden.html"},"2017-10-23T16:03:02",50,50,0.32,16,null,"Y",null,"100% OOR Utility Owner","PNW East","WN_PNWE","n/a",0,null,0.05,null,0,"OOR Utility Owner","Y",null,"Linden Ranch","PNW East","Thr","Wind",50,"Sep-2010","Jan-2051","n/a","Wind",0,0,false,"Cf WN PNWE","WindB1","Default","Default",20,"Flat",0,1,false,true,false,false,0,0,0,"100% OOR Utility Owner",null,null,"Linden Ranch",null,"Linden Ranch",0,0,0,0,0,0,0,0,0,0,0,0,0,0,0,0,0,0,0,0,0,0,0,0]
["Little Gold",1319,null,null,8660,"Diversion","WAT",null,"Hydro",0.43099999999999999,null,null,null,0.43099999999999999,0.43099999999999999,null,null,0.22,null,null,"Operating",null,1983,null,"Little Gold Cr.","Granite","MT","Y","Columbia","WECC","Boulder Hydro","Independent","NorthWestern (QF thru Jun 2007)",null,null,null,null,null,null,null,0.31,null,null,null,null,null,null,null,null,null,null,null,null,null,null,null,null,null,null,null,null,null,null,null,null,null,null,"License granted December 1985; expires November 2035.",{"$f":"VLOOKUP($B445,[2]!Table_intranet_power_vewProjectLatLongUrl[#Data],2,FALSE)","v":0},{"$f":"VLOOKUP($B445,[2]!Table_intranet_power_vewProjectLatLongUrl[#Data],3,FALSE)","v":0},{"$f":"VLOOKUP($B445,[2]!Table_intranet_power_vewProjectLatLongUrl[#Data],4,FALSE)","v":0},"2014-01-30T16:23:42",0.43099999999999999,0.43099999999999999,0.51044083526682138,0.22,null,"N","<0.5 MW",null,null,null,null,null,null,null,null,null,null,null,null,"","","","","","","","","","","","","","","","","","","","","","","","","","","","",null,null,"",null,"","","","","","","","","","","","","","","","","","","","","","","","",""]
["Little Wood Reservoir",1322,null,null,7427,"Diversion","WAT",null,"Hydro",1.04,null,0,null,0.8,7.0000000000000007E-2,null,null,null,null,0,"Operating",null,1988,null,"Little Wood R.","Blaine","ID","Y","Columbia","WECC","W. Arkoosh","Independent","Idaho Power Co. (QF thru Jul 2021)",null,null,null,null,null,null,2021,1,null,null,null,null,1.04,0.39284000000000002,null,null,null,null,null,null,null,null,null,null,null,null,null,null,null,null,null,null,null,null,"Exemption granted April 1984. Critical energy from PNUCC 2005 NRF",{"$f":"VLOOKUP($B448,[2]!Table_intranet_power_vewProjectLatLongUrl[#Data],2,FALSE)","v":0},{"$f":"VLOOKUP($B448,[2]!Table_intranet_power_vewProjectLatLongUrl[#Data],3,FALSE)","v":0},{"$f":"VLOOKUP($B448,[2]!Table_intranet_power_vewProjectLatLongUrl[#Data],4,FALSE)","v":0},"2014-01-30T16:30:34",1.04,0.8,0.42699999999999999,0.39284000000000002,null,"Y","Not accounted for in HydInd file",null,"PNW East","HY_Irr","n/a",1,null,1,null,1,null,"Y",null,"Little Wood Reservoir","PNW East","Thr","Hyd",0,"Dec-1988","Jan-2051","n/a","Water",0,24,false,"Cf HY Irr","Zero","Expense","Default",50,"Flat",0,0,false,true,false,false,0,0,0,"",null,null,"Little Wood Reservoir",null,"Little Wood Reservoir",0,0,0,0,0,0,0,0,0,0,0,0,0,0,0,0,0,0,0,0,0,0,0,0]
["LM Angus Ranch",1939,null,null,8498,"HY","WAT",null,"Hydro",0.86,null,null,null,0.86,0.86,null,null,null,null,null,"Operating",null,null,null,"Warm Springs Cr.",null,"ID","Y","Columbia","WECC","L. von Morganroth","Independent",null,null,null,null,null,null,null,null,1,null,null,null,null,0.86,0.36721999999999999,null,null,null,null,null,null,null,null,null,null,null,null,null,null,null,null,null,null,null,null,"License gtd Nov 1985",{"$f":"VLOOKUP($B451,[2]!Table_intranet_power_vewProjectLatLongUrl[#Data],2,FALSE)","v":0},{"$f":"VLOOKUP($B451,[2]!Table_intranet_power_vewProjectLatLongUrl[#Data],3,FALSE)","v":0},{"$f":"VLOOKUP($B451,[2]!Table_intranet_power_vewProjectLatLongUrl[#Data],4,FALSE)","v":0},"2014-01-30T16:31:21",0.86,0.86,0.42699999999999999,0.36721999999999999,null,"Y","Not accounted for in HydInd file",null,"PNW East","HY_East","n/a",0,"Unknown load",null,null,0,"Unknown load","Y",null,"LM Angus Ranch","PNW East","Thr","Hyd",0,"Dec-1980","Jan-2051","n/a","Water",0,24,false,"Cf HY East","Zero","Expense","Default",50,"Flat",0,0,false,true,false,false,0,0,0,"",null,null,"LM Angus Ranch",null,"LM Angus Ranch",{"$f":"IF($BZ451=\"N\",\"\",IF(OR($I451<>\"Wind\",$I451<>\"Solar\",$I451<>\"Hydro\"),($CF451*$CH451*IF(ISBLANK($L451),IF(ISBLANK($O451),$J451,$O451),$L451))*VLOOKUP($CZ451,ASeasDist,DU$7,FALSE)*VLOOKUP($DE451,ASeasDist,DU$7),$J451*$CF451*$CH451))","v":0},0,0,0,0,0,0,0,0,0,0,0,{"$f":"IF($BZ451=\"N\",\"\",IF(OR($I451<>\"Wind\",$I451<>\"Solar\",$I451<>\"Hydro\"),$CJ451*IF(ISBLANK($L451),IF(ISBLANK($O451),$J451,$O451),$L451),$J451)*(1-$CW451)*VLOOKUP($CZ451,ASeasDist,EG$7,FALSE)*VLOOKUP($DE451,ASeasDist,EG$7))","v":0},0,0,0,0,0,0,0,0,0,0,0]
["Longview Fibre 1 - 7 (CR & Pwr Boilers)",1325,"54562","4,6,7",null,"RB/STCG","BL","WW/NG/FO","Biomass",55,55,48,null,55,55,57,57,null,null,null,"Operating","Jan",1936,null,"Longview","Cowlitz","WA","Y","Columbia","WECC","KapStone Kraft Paper Corp purchased ST from Longview Fibre Co. in June 2013.","Independent","Self-generation",null,null,null,null,null,null,null,1,null,null,null,null,55,41.2,"Longview Fibre Company","Kraft, semichemical, board and paper mills.",null,null,"BPA",30.7,30.4,35.4,33.932762557077602,23.406278538812799,15.7,18.53,25.64,31.3,32.54,28.6,33.58,33.93,34.35,34.200000000000003,"(2) Recovery boilers; (5) Power boilers",{"$f":"VLOOKUP($B453,[2]!Table_intranet_power_vewProjectLatLongUrl[#Data],2,FALSE)","v":"46.131090"},{"$f":"VLOOKUP($B453,[2]!Table_intranet_power_vewProjectLatLongUrl[#Data],3,FALSE)","v":"-122.982786"},{"$f":"VLOOKUP($B453,[2]!Table_intranet_power_vewProjectLatLongUrl[#Data],4,FALSE)","v":0},"2017-12-05T11:07:14",48,55,0.8,41.2,null,"N","100% Self-gen",null,null,null,null,null,null,null,null,null,null,null,null,"","","","","","","","","","","","","","","","","","","","","","","","","","","","",null,null,"",null,"","","","","","","","","","","","","","","","","","","","","","","","",""]
["LOTT WWTP",1329,null,null,null,"ICCG","WG","NG","Biomass",0.33500000000000002,null,null,null,0.33500000000000002,0.33500000000000002,null,null,0.27400000000000002,null,null,"Operating","May",2010,null,"Olympia","Thurston","WA","Y","Puget Sound & Coastal","WECC","LOTT Wastewater Alliance","Municipal","Self-generation",null,null,null,null,null,null,null,1,null,null,null,null,0.33500000000000002,0.27400000000000002,"LOTT WWTP",null,null,"Local PSE","PSE",null,null,null,null,null,null,null,null,null,null,null,null,null,null,null,"Gas treatment, 335kW reciprocating engine w/heat recovery and auxilliary boilers.",{"$f":"VLOOKUP($B457,[2]!Table_intranet_power_vewProjectLatLongUrl[#Data],2,FALSE)","v":0},{"$f":"VLOOKUP($B457,[2]!Table_intranet_power_vewProjectLatLongUrl[#Data],3,FALSE)","v":0},{"$f":"VLOOKUP($B457,[2]!Table_intranet_power_vewProjectLatLongUrl[#Data],4,FALSE)","v":0},"2014-01-30T16:33:59",0.33500000000000002,0.33500000000000002,0.81791044776119404,0.27400000000000002,null,"N","<0.5 MW",null,null,null,null,null,null,null,null,null,null,null,null,"","",{"$f":"IF(BZ457=\"N\",\"\",VLOOKUP($CD457,ATechDat,2,FALSE))","v":""},{"$f":"IF(BZ457=\"N\",\"\",VLOOKUP($CD457,ATechDat,3,FALSE))","v":""},"","","","",{"$f":"IF(BZ457=\"N\",\"\",VLOOKUP($CD457,ATechDat,4,FALSE))","v":""},{"$f":"IF(BZ457=\"N\",\"\",VLOOKUP($CD457,ATechDat,5,FALSE))","v":""},{"$f":"IF(BZ457=\"N\",\"\",VLOOKUP($CD457,ATechDat,6,FALSE))","v":""},{"$f":"IF(BZ457=\"N\",\"\",VLOOKUP($CD457,ATechDat,7,FALSE))","v":""},{"$f":"IF(BZ457=\"N\",\"\",VLOOKUP($CD457,ATechDat,8,FALSE))","v":""},{"$f":"IF(BZ457=\"N\",\"\",VLOOKUP($CD457,ATechDat,9,FALSE))","v":""},{"$f":"IF(BZ457=\"N\",\"\",VLOOKUP($CD457,ATechDat,10,FALSE))","v":""},{"$f":"IF(BZ457=\"N\",\"\",VLOOKUP($CD457,ATechDat,11,FALSE))","v":""},{"$f":"IF(BZ457=\"N\",\"\",VLOOKUP($CD457,ATechDat,12,FALSE))","v":""},{"$f":"IF(BZ457=\"N\",\"\",VLOOKUP($CD457,ATechDat,13,FALSE))","v":""},{"$f":"IF(BZ457=\"N\",\"\",VLOOKUP($CD457,ATechDat,14,FALSE))","v":""},{"$f":"IF(BZ457=\"N\",\"\",VLOOKUP($CD457,ATechDat,15,FALSE))","v":""},{"$f":"IF(BZ457=\"N\",\"\",VLOOKUP($CD457,ATechDat,16,FALSE))","v":""},{"$f":"IF(BZ457=\"N\",\"\",VLOOKUP($CD457,ATechDat,17,FALSE))","v":""},{"$f":"IF(BZ457=\"N\",\"\",VLOOKUP($CD457,ATechDat,18,FALSE))","v":""},{"$f":"IF(BZ457=\"N\",\"\",VLOOKUP($CD457,ATechDat,19,FALSE))","v":""},{"$f":"IF(BZ457=\"N\",\"\",VLOOKUP($CD457,ATechDat,20,FALSE))","v":""},{"$f":"IF(BZ457=\"N\",\"\",VLOOKUP($CD457,ATechDat,21,FALSE))","v":""},{"$f":"IF(BZ457=\"N\",\"\",VLOOKUP($CD457,ATechDat,22,FALSE))","v":""},"",null,null,"",null,"","","","","","","","","","","","","","","","","","","","","","","","",""]
["Low Line Canal Drop (South Forks Hydro)",1330,"10296","GEN1,GEN2",3216,"Canal","WAT",null,"Hydro",8,8,0.6,null,8,8,8,8,null,null,4,"Operating",null,1984,null,"Low Line Canal","Twin Falls","ID","Y","Columbia","WECC","South Forks Joint Venture","Independent","Idaho Power Co. (QF thru Apr 2005)",null,null,null,null,null,null,null,1,null,null,null,null,8,3.4159999999999999,null,null,null,null,"IPC",null,null,null,null,null,null,null,null,3.2,3.22,3.2,3.1,3.34,3.18,3.1,"License application rejected; exemption granted December 1980. Critical energy from PNUCC 2005 NRF",{"$f":"VLOOKUP($B458,[2]!Table_intranet_power_vewProjectLatLongUrl[#Data],2,FALSE)","v":"43.572258"},{"$f":"VLOOKUP($B458,[2]!Table_intranet_power_vewProjectLatLongUrl[#Data],3,FALSE)","v":"-116.748031"},{"$f":"VLOOKUP($B458,[2]!Table_intranet_power_vewProjectLatLongUrl[#Data],4,FALSE)","v":0},"2017-10-25T09:24:14",8,8,0.42699999999999999,3.4159999999999999,null,"Y","Not accounted for in HydInd file",null,"PNW East","HY_Irr","n/a",1,null,1,null,1,null,"Y",null,"Low Line Canal Drop (South Forks Hydro)","PNW East","Thr","Hyd",0.6,"Dec-1984","Jan-2051","n/a","Water",0,24,false,"Cf HY Irr","Zero","Expense","Default",50,"Flat",0,0,false,true,false,false,0,0,0,"",null,null,"Low Line Canal Drop (South Forks Hydro)",null,"Low Line Canal Drop (South Forks Hydro)",0.6,0,0,0,0,0,0,0.6,0.6,0.6,0.6,0.6,0.6,0,0,0,0,0,0,0.6,0.6,0.6,0.6,0.6]
["Lower Granite 1 - 6",1333,"6175","1,2,3,4,5,6","FCRPS","ROR","WAT",null,"Hydro",810,810,null,737,810,810,810,810,326,null,208,"Operating","Apr",1975,null,"Snake R.","Columbia","WA","Y","Columbia","WECC","USCE","Federal","BPA",null,null,null,null,null,null,null,1,null,null,null,null,810,326,null,null,null,null,"BPA",231.3,246.8,253,204.52545662100499,291.27488584474901,192,243.7,270.69,209.68,360.3,276,191.8,260.83,193.89,240.2,"Critical energy from PNUCC 2005 NRF",{"$f":"VLOOKUP($B460,[2]!Table_intranet_power_vewProjectLatLongUrl[#Data],2,FALSE)","v":"46.662"},{"$f":"VLOOKUP($B460,[2]!Table_intranet_power_vewProjectLatLongUrl[#Data],3,FALSE)","v":"-117.426"},{"$f":"VLOOKUP($B460,[2]!Table_intranet_power_vewProjectLatLongUrl[#Data],4,FALSE)","v":"http://www.nwcouncil.org/energy/powersupply/dams/dam.asp?id=17"},"2017-10-24T09:12:20",810,810,0.40246913580246912,326,"Regulated","N","Reg hydro",null,null,null,null,null,null,null,null,null,null,null,null,"","","","","","","","","","","","","","","","","","","","","","","","","","","","",null,null,"",null,"","","","","","","","","","","","","","","","","","","","","","","","",""]
["Lower Monumental 1- 6",1336,"3927","1,2,3,4,5,6","FCRPS","ROR","WAT",null,"Hydro",810,810,null,810,810,810,794,794,336,null,217,"Operating","Jun",1969,null,"Snake R.","Walla Walla","WA","Y","Columbia","WECC","USCE","Federal","BPA",null,null,null,null,null,null,null,1,null,null,null,null,810,336,null,null,null,null,"BPA",286.5,240.2,258.10000000000002,211.19977168949799,314.59349315068499,192.1,258.95999999999998,275.89999999999998,212.2,376.18,287.7,193.72,261.44,187.26,226.8,"Critical energy from PNUCC 2005 NRF",{"$f":"VLOOKUP($B463,[2]!Table_intranet_power_vewProjectLatLongUrl[#Data],2,FALSE)","v":"46.562"},{"$f":"VLOOKUP($B463,[2]!Table_intranet_power_vewProjectLatLongUrl[#Data],3,FALSE)","v":"-118.538"},{"$f":"VLOOKUP($B463,[2]!Table_intranet_power_vewProjectLatLongUrl[#Data],4,FALSE)","v":"http://www.nwcouncil.org/energy/powersupply/dams/dam.asp?id=15"},"2017-10-24T09:13:43",{"$f":"IF(OR(I463=\"Wind\",I463=\"Solar\",I463=\"Hydro\"),J463,IF(ISNUMBER(L463),L463,IF(ISNUMBER(O463), O463, IF(ISNUMBER(Q463),Q463,J463))))","v":810},{"$f":"IF(OR(J463=\"Wind\",J463=\"Solar\",J463=\"Hydro\"),J463,IF(ISNUMBER(N463),N463,IF(ISNUMBER(P463), P463, IF(ISNUMBER(L463),L463,J463))))","v":810},0.4148148148148148,336,"Regulated","N","Reg hydro",null,null,null,null,null,null,null,null,null,null,null,null,"","","","","","","","","","","","","","","","","","","","","","","","","","","","",null,null,"",null,"","","","","","","","","","","","","","","","","","","","","","","","",""]
["Lower Snake River Phase I",1900,"57195","LSR1",null,"WT","WND",null,"Wind",343,342.7,null,null,null,null,342.7,342.7,102.3,null,null,"Operating","Mar",2012,null,"Pomeroy vicinity","Garfield","WA","Y","Columbia","WECC","Puget Sound Energy","IOU","Puget Sound Energy",null,null,null,null,null,null,null,1,null,null,null,null,343,102.3,null,null,null,"BPA Central Ferry sub (New)","BPA",null,null,null,null,null,null,null,null,null,null,80.900000000000006,92.34,99.96,83.65,98.7,"(149) 2.3 MW Siemens SWT-2.3-101 WTG.",{"$f":"VLOOKUP($B465,[2]!Table_intranet_power_vewProjectLatLongUrl[#Data],2,FALSE)","v":46.519784000000001},{"$f":"VLOOKUP($B465,[2]!Table_intranet_power_vewProjectLatLongUrl[#Data],3,FALSE)","v":-117.832064},{"$f":"VLOOKUP($B465,[2]!Table_intranet_power_vewProjectLatLongUrl[#Data],4,FALSE)","v":"http://pse.com/inyourcommunity/sewashington/Pages/Lower-Snake-River.aspx"},"2017-10-24T09:47:33",343,342.7,0.29825072886297377,102.3,null,"Y",null,"100% PNW Utility Owner","PNW East","WN_PNWE","n/a",1,null,0.05,null,1,null,"Y",null,"Lower Snake River Phase I","PNW East","Thr","Wind",343,"Mar-2012","Jan-2051","n/a","Wind",0,0,false,"Cf WN PNWE","WindB1","Default","Default",20,"Flat",0,1,false,true,false,false,0,0,0,"100% PNW Utility Owner",null,null,"Lower Snake River Phase I",null,"Lower Snake River Phase I",4.8363000000000005,3.7558500000000006,4.3732500000000005,4.9392000000000005,5.2993500000000004,4.6305000000000005,5.5051500000000004,5.5051500000000004,6.2254500000000004,5.5051500000000004,5.7109500000000013,5.5051500000000004,96.725999999999985,75.117000000000004,87.465000000000003,98.783999999999992,105.98699999999999,92.61,110.10300000000001,110.10300000000001,124.509,110.10300000000001,114.21900000000001,110.10300000000001]
["Lucky Peak 1 - 3",1339,"10014","U131,U132,U133",2832,"Storage w/Div","WAT",null,"Hydro",101.2,101.2,0,null,97,92,83,48.7,32.19,null,null,"Operating","Oct",1988,null,"Boise R.","Ada","ID","Y","Columbia","WECC","Boise Proj. Board of Control","Independent","Seattle City Light",null,null,null,null,null,null,null,1,null,null,null,null,101.2,32.19,null,null,null,null,"IPC",33,23.3,37,25.826255707762598,46.4344748858448,31.1,35.5,36.729999999999997,32.6,44.38,45.8,24.6,35.17,31.72,38.799999999999997,"License granted June 1980; expires May 2030.",{"$f":"VLOOKUP($B468,[2]!Table_intranet_power_vewProjectLatLongUrl[#Data],2,FALSE)","v":"43.528"},{"$f":"VLOOKUP($B468,[2]!Table_intranet_power_vewProjectLatLongUrl[#Data],3,FALSE)","v":"-116.059"},{"$f":"VLOOKUP($B468,[2]!Table_intranet_power_vewProjectLatLongUrl[#Data],4,FALSE)","v":"http://idptv.state.id.us/buildingbig/dams/luckypeak.html"},"2017-10-24T09:50:11",101.2,97,0.31808300395256917,32.19,null,"Y","Not accounted for in HydInd file",null,"PNW East","HY_Irr","n/a",1,null,1,null,1,null,null,null,"Lucky Peak 1 - 3","PNW East","Thr","Hyd",0,"Oct-1988","Jan-2051","n/a","Water",0,24,false,"Cf HY Irr","Zero","Expense","Default",50,"Flat",0,0,false,true,false,false,0,0,0,"",null,null,"Lucky Peak 1 - 3",null,"Lucky Peak 1 - 3",0,0,0,0,0,0,0,0,0,0,0,0,0,0,0,0,0,0,0,0,0,0,0,0]
["Magic Dam",1342,"10740","GEN1,GEN2,GEN3",3407,"Storage","WAT",null,"Hydro",9,9,0.3,null,4.2300000000000004,0,8.6999999999999993,8.4,null,null,3,"Operating","May",1989,null,"Big Wood R.","Blaine","ID","Y","Columbia","WECC","Magic Reservoir Hydro Inc","Independent","Idaho Power Co. (QF thru May 2024)",null,null,null,null,null,null,null,1,null,null,null,null,9,2.824605,null,null,null,null,"IPC",null,null,null,null,null,null,1.01,1.69,1.8,3.23,3.3,0.06,0.66,0.64,1.9,"License granted January 1987; expires December 2036. Critical energy from PNUCC 2005 NRF",{"$f":"VLOOKUP($B471,[2]!Table_intranet_power_vewProjectLatLongUrl[#Data],2,FALSE)","v":"43.254348"},{"$f":"VLOOKUP($B471,[2]!Table_intranet_power_vewProjectLatLongUrl[#Data],3,FALSE)","v":"-114.36199"},{"$f":"VLOOKUP($B471,[2]!Table_intranet_power_vewProjectLatLongUrl[#Data],4,FALSE)","v":0},"2017-10-24T09:51:44",9,4.2300000000000004,0.42699999999999999,2.824605,null,"Y","Not accounted for in HydInd file",null,"PNW East","HY_East","n/a",1,null,1,null,1,null,"Y",null,"Magic Dam","PNW East","Thr","Hyd",0.3,"May-1989","Jan-2051","n/a","Water",0,24,false,"Cf HY East","Zero","Expense","Default",50,"Flat",0,0,false,true,false,false,0,0,0,"",null,null,"Magic Dam",null,"Magic Dam",{"$f":"IF($BZ471=\"N\",\"\",IF(OR($I471<>\"Wind\",$I471<>\"Solar\",$I471<>\"Hydro\"),($CF471*$CH471*IF(ISBLANK($L471),IF(ISBLANK($O471),$J471,$O471),$L471))*VLOOKUP($CZ471,ASeasDist,DU$7,FALSE)*VLOOKUP($DE471,ASeasDist,DU$7),$J471*$CF471*$CH471))","v":9.8031082179628498E-2},0.12870830868573571,0.1144528242073224,0.1453926464838429,0.1672830877503495,0.1291076953378239,0.15025331443758869,0.16232299759596658,0.21319185980025748,0.1981464679545987,0.1984940756291754,0.17934165579621689,{"$f":"IF($BZ471=\"N\",\"\",IF(OR($I471<>\"Wind\",$I471<>\"Solar\",$I471<>\"Hydro\"),$CJ471*IF(ISBLANK($L471),IF(ISBLANK($O471),$J471,$O471),$L471),$J471)*(1-$CW471)*VLOOKUP($CZ471,ASeasDist,EG$7,FALSE)*VLOOKUP($DE471,ASeasDist,EG$7))","v":9.8031082179628498E-2},0.12870830868573571,0.1144528242073224,0.1453926464838429,0.1672830877503495,0.1291076953378239,0.15025331443758869,0.16232299759596658,0.21319185980025748,0.1981464679545987,0.1984940756291754,0.17934165579621689]
["Main Canal Headworks",1343,"56698","1",2849,"Canal","WAT",null,"Hydro",26,26.8,0,null,26.8,0,26.8,null,9.86,null,null,"Operating",null,1986,null,"Main Cnl.","Grant","WA","Y","Columbia","WECC","S. Columbia Basin Irr. Dist.","Independent","Seattle City Light",null,null,null,null,null,null,null,1,null,null,null,null,26,9.86,null,null,null,null,"SCE",null,null,null,null,null,null,11.67,11.75,10.9,9.18,11.5,11.67,12.35,10.26,11.4,"License granted December 1981; expires November 2031.",{"$f":"VLOOKUP($B473,[2]!Table_intranet_power_vewProjectLatLongUrl[#Data],2,FALSE)","v":"47.617"},{"$f":"VLOOKUP($B473,[2]!Table_intranet_power_vewProjectLatLongUrl[#Data],3,FALSE)","v":"-119.298"},{"$f":"VLOOKUP($B473,[2]!Table_intranet_power_vewProjectLatLongUrl[#Data],4,FALSE)","v":0},"2017-10-24T09:52:10",26,26.8,0.3792307692307692,{"$f":"IF(ISNUMBER(R473),R473,AVERAGE(BU473,BV473)*BW473)","v":9.86},null,"Y","Not accounted for in HydInd file",null,"PNW East","HY_Irr","n/a",1,null,1,null,1,null,"Y",null,"Main Canal Headworks","PNW East","Thr","Hyd",0,"Dec-1986","Jan-2051","n/a","Water",0,24,false,"Cf HY Irr","Zero","Expense","Default",50,"Flat",0,0,false,true,false,false,0,0,0,"",null,null,"Main Canal Headworks",null,"Main Canal Headworks",0,0,0,0,0,0,0,0,0,0,0,0,0,0,0,0,0,0,0,0,0,0,0,0]
["Marengo II",1346,"56466","2",null,"WT","WND",null,"Wind",70.2,70.2,null,null,null,null,70.2,70.2,null,null,null,"Operating","Jun",2008,null,"Dayton","Columbia","WA","Y","Puget Sound & Coastal","WECC","PacifiCorp","IOU","PacifiCorp",null,null,null,null,null,null,null,1,null,null,null,null,70.2,22.464000000000002,null,null,null,"PacifiCorp N. Lewiston - Walla Walla 230kV line","PACW",null,null,null,null,0,null,null,null,null,null,null,null,null,null,null,"(39) Vestas V80 1.8 MW WTG",{"$f":"VLOOKUP($B477,[2]!Table_intranet_power_vewProjectLatLongUrl[#Data],2,FALSE)","v":"46.27"},{"$f":"VLOOKUP($B477,[2]!Table_intranet_power_vewProjectLatLongUrl[#Data],3,FALSE)","v":"-117.83"},{"$f":"VLOOKUP($B477,[2]!Table_intranet_power_vewProjectLatLongUrl[#Data],4,FALSE)","v":"http://www.res-americas.com/wind-farms/operational-/marengo-ii-wind-farm.aspx"},"2017-10-24T10:56:20",70.2,70.2,0.32,22.464000000000002,null,"Y",null,"100% PNW Utility Owner","PNW East","WN_PNWE","n/a",1,null,0.05,null,1,null,"Y",null,"Marengo II","PNW East","Thr","Wind",70.2,"Jun-2008","Jan-2051","n/a","Wind",0,0,false,"Cf WN PNWE","WindB1","Default","Default",20,"Flat",0,1,false,true,false,false,0,0,0,"100% PNW Utility Owner",null,null,"Marengo II",null,"Marengo II",0.98981999999999992,0.7686900000000001,0.89505000000000012,1.01088,1.0845900000000002,0.9477000000000001,1.1267100000000001,1.1267100000000001,1.27413,1.1267100000000001,1.16883,1.1267100000000001,19.796399999999998,15.373800000000001,17.901,20.217600000000001,21.691800000000001,18.954000000000001,22.534200000000002,22.534200000000002,25.482600000000001,22.534200000000002,23.376600000000003,22.534200000000002]
["Marion Investment",1347,null,null,"None","Storage w/Div","WAT",null,"Hydro",0.9,null,null,null,null,null,null,null,null,null,null,"Operating",null,null,null,"N. Santiam R.",null,"OR","Y","Columbia","WECC",null,"Independent",null,null,null,null,null,null,null,null,1,null,null,null,null,0.9,0.38429999999999997,null,null,null,null,null,null,null,null,null,null,null,null,null,null,null,null,null,null,null,null,null,{"$f":"VLOOKUP($B478,[2]!Table_intranet_power_vewProjectLatLongUrl[#Data],2,FALSE)","v":0},{"$f":"VLOOKUP($B478,[2]!Table_intranet_power_vewProjectLatLongUrl[#Data],3,FALSE)","v":0},{"$f":"VLOOKUP($B478,[2]!Table_intranet_power_vewProjectLatLongUrl[#Data],4,FALSE)","v":0},"2014-01-30T16:47:14",0.9,0.9,0.42699999999999999,0.38429999999999997,null,"Y","Not accounted for in HydInd file","IPP Unknown load","PNWW","HY_West","n/a",0,"Assume non-firm",null,null,0,"Assume non-firm",null,null,"Marion Investment","PNWW","Thr","Hyd",0,"Dec-1980","Jan-2051","n/a","Water",0,24,false,"Cf HY West","Zero","Expense","Default",50,"Flat",0,0,false,true,false,false,0,0,0,"IPP Unknown load",null,null,"Marion Investment",null,"Marion Investment",0,0,0,0,0,0,0,0,0,0,0,0,0,0,0,0,0,0,0,0,0,0,0,0]
["Mayfield 1- 4",1349,"3917","41,42,43,44","2016A","ROR R. w/Div.","WAT",null,"Hydro",162,162,null,125,182,182,164,164,77,null,76,"Operating","Mar",1963,null,"Cowlitz R.","Lewis","WA","Y","Columbia","WECC","City of Tacoma","Municipal","City of Tacoma",null,null,null,null,null,null,null,1,null,null,null,null,162,77,null,null,null,null,"Tacoma",78.599999999999994,71.7,92.2,85.468835616438398,85.523630136986299,73.900000000000006,34.85,8.59,79.400000000000006,94.58,103.1,81.569999999999993,93.81,70.900000000000006,89.6,"License granted April 2002; expires March 2037. Critical energy from PNUCC 2005 NRF",{"$f":"VLOOKUP($B480,[2]!Table_intranet_power_vewProjectLatLongUrl[#Data],2,FALSE)","v":"46.504"},{"$f":"VLOOKUP($B480,[2]!Table_intranet_power_vewProjectLatLongUrl[#Data],3,FALSE)","v":"-122.587"},{"$f":"VLOOKUP($B480,[2]!Table_intranet_power_vewProjectLatLongUrl[#Data],4,FALSE)","v":"http://www.ci.tacoma.wa.us/power/parksandpower/hydro_power/cowlitz/mayfield_dam.htm"},"2017-10-24T10:58:29",162,182,0.47530864197530864,77,"Regulated","N","Reg hydro",null,null,null,null,null,null,null,null,null,null,null,null,"","","","","","","","","","","","","","","","","","","","","","","","","","","","",null,null,"",null,"","","","","","","","","","","","","","","","","","","","","","","","",""]
["McNary 1- 14",1351,"3084","1,2,3,4,5,6,7,8,9,10,11,12,13,14","FCRPS","ROR","WAT",null,"Hydro",990.5,990.5,null,1036,990.5,990.5,990.5,990.5,764,null,542,"Operating","Dec",1953,null,"Columbia R.","Umatilla/Benton","OR/WA","Y","Columbia","WECC","USCE","Federal","BPA",null,null,null,null,null,null,null,1,null,null,null,null,{"$f":"AO483*J483","v":990.5},{"$f":"IF(ISNUMBER(R483),R483,BX483)*AO483","v":764},null,null,null,null,"BPA",670.9,656.9,646.6,556.71472602739698,640.58162100456605,611.5,596.59,581.38,525.08000000000004,667.89,662.5,601.63,612.39,587.94000000000005,642.4,"Critical energy from PNUCC 2005 NRF.  Refurbishment of generators scheduled to wrap up in 2014.",{"$f":"VLOOKUP($B483,[2]!Table_intranet_power_vewProjectLatLongUrl[#Data],2,FALSE)","v":"45.937"},{"$f":"VLOOKUP($B483,[2]!Table_intranet_power_vewProjectLatLongUrl[#Data],3,FALSE)","v":"-119.301"},{"$f":"VLOOKUP($B483,[2]!Table_intranet_power_vewProjectLatLongUrl[#Data],4,FALSE)","v":"http://www.nwcouncil.org/energy/powersupply/dams/dam.asp?id=4"},"2017-10-24T10:59:40",990.5,990.5,0.77132761231701163,764,"Regulated","N","Reg hydro",null,null,null,null,null,null,null,null,null,null,null,null,"","","","","","","","","","","","","","","","","","","","","","","","","","","","",null,null,"",null,"","","","","","","","","","","","","","","","","","","","","","","","",""]
["Meadow Creek",2088,"58106","MCPC",null,"WT","WND",null,"Wind",119.7,119.7,null,null,null,null,115.8,115.8,null,null,null,"Operating","Dec",2012,null,"Ririe, Idaho","Bonneville","ID","Y","Columbia","WECC","Atlantic Power Corp (acquired Ridgeline Energy in Dec 2012)","Independent","PacifiCorp (20 yr PPA - Dec 2012 - 2032)",null,null,null,null,null,null,2032,1,null,null,null,null,119.7,37.68,null,null,null,null,"PACE",null,null,null,null,null,null,null,null,null,null,2.9,35,42.74,33.904000000000003,31.7,"(57) Suzlon 2.1 MW S97 WTG.",{"$f":"VLOOKUP($B485,[2]!Table_intranet_power_vewProjectLatLongUrl[#Data],2,FALSE)","v":43.540999999999997},{"$f":"VLOOKUP($B485,[2]!Table_intranet_power_vewProjectLatLongUrl[#Data],3,FALSE)","v":-111.789},{"$f":"VLOOKUP($B485,[2]!Table_intranet_power_vewProjectLatLongUrl[#Data],4,FALSE)","v":"http://www.atlanticpower.com/assets/existing-projects/meadow-creek.aspx"},"2017-10-24T11:01:12",{"$f":"IF(OR(I485=\"Wind\",I485=\"Solar\",I485=\"Hydro\"),J485,IF(ISNUMBER(L485),L485,IF(ISNUMBER(O485), O485, IF(ISNUMBER(Q485),Q485,J485))))","v":119.7},{"$f":"IF(OR(J485=\"Wind\",J485=\"Solar\",J485=\"Hydro\"),J485,IF(ISNUMBER(N485),N485,IF(ISNUMBER(P485), P485, IF(ISNUMBER(L485),L485,J485))))","v":115.8},{"$f":"IF(OR(ISBLANK(J485),ISBLANK(R485),J485=0),VLOOKUP(IF(G485=\"WAT\",\"HY\",IF(G485=\"LFG\",\"LFG\",F485)),Acapability,4,FALSE),R485/J485)","v":0.32},{"$f":"IF(ISNUMBER(R485),R485,AVERAGE(BU485,BV485)*BW485)","v":37.68},null,"Y",null,"100% PNW PPA","PNW East","WN_PNWE","n/a",1,null,0.05,null,1,null,"Y",null,"Meadow Creek","PNW East","Thr","Wind",119.7,"Dec-2012","Jan-2051","n/a","Wind",0,0,false,"Cf WN PNWE","WindB1","Default","Default",20,"Flat",0,1,false,true,false,false,0,0,0,"100% PNW PPA",null,null,"Meadow Creek",null,"Meadow Creek",1.68777,1.3107150000000001,1.5261750000000001,1.7236799999999999,1.8493650000000001,1.6159500000000002,1.9211850000000001,1.9211850000000001,2.172555,1.9211850000000001,1.9930050000000001,1.9211850000000001,33.755399999999995,26.214300000000001,30.523500000000002,34.473599999999998,36.987299999999998,32.319000000000003,38.423700000000004,38.423700000000004,43.451099999999997,38.423700000000004,39.860100000000003,38.423700000000004]
["MESA 2",2246,"60021","MESA2",null,"Battery","Flow-Batt",null,"Energy Storage",2.2000000000000002,2.4,null,null,null,null,2.4,2.4,null,8,null,"Operating","Mar",2017,null,"Everett, WA","Snohomish","WA","Y","Columbia","WECC","Snohomish PUD","PUD","Snohomish PUD",null,null,null,null,null,null,null,1,null,null,null,null,null,null,null,null,null,null,"BPA",null,null,null,null,null,null,null,null,null,null,null,null,null,null,null,"Vanadium flow battery",{"$f":"VLOOKUP($B488,[2]!Table_intranet_power_vewProjectLatLongUrl[#Data],2,FALSE)","v":47.972667000000001},{"$f":"VLOOKUP($B488,[2]!Table_intranet_power_vewProjectLatLongUrl[#Data],3,FALSE)","v":-122.198694},{"$f":"VLOOKUP($B488,[2]!Table_intranet_power_vewProjectLatLongUrl[#Data],4,FALSE)","v":"http://www.snopud.com/PowerSupply/energystorage/projects.ashx?p=2800"},"2017-12-20"]
["Meyers Falls One",1354,"3868","UN1",2544,"ROR R. w/Div.","WAT",null,"Hydro",0.9,0.9,1.2,null,0.9,0.5,0.9,0.9,1.05,null,1,"Operating","Jun",1915,null,"Colville R.","Stevens","WA","Y","Columbia","WECC","Hydro Technology Systems","Independent","Avista Utilities (QF thru Dec 2019)",null,null,null,null,null,null,2019,1,null,null,null,null,0.9,1.05,null,null,null,null,"Avista",null,null,null,null,null,null,0.56000000000000005,1,0.9,0.93,1,0.96,1.06,0.87,1.1000000000000001,"(1) 900 kW unit. Critical energy from PNUCC 2005 NRF, includes 1910 Meyers Falls (NWPCC ID#1001). FERC license granted through Nov 2023.",{"$f":"VLOOKUP($B491,[2]!Table_intranet_power_vewProjectLatLongUrl[#Data],2,FALSE)","v":48.595300000000002},{"$f":"VLOOKUP($B491,[2]!Table_intranet_power_vewProjectLatLongUrl[#Data],3,FALSE)","v":-118.0603},{"$f":"VLOOKUP($B491,[2]!Table_intranet_power_vewProjectLatLongUrl[#Data],4,FALSE)","v":0},"2017-12-06T15:50:24",0.9,0.9,1.1666666666666667,1.05,null,"Y","Not accounted for in HydInd file",null,"PNW East","HY_East","n/a",1,null,1,null,1,null,"Y",null,"Meyers Falls One","PNW East","Thr","Hyd",1.2,"Jun-1915","Jan-2051","n/a","Water",0,24,false,"Cf HY East","Zero","Expense","Default",50,"Flat",0,0,false,true,false,false,0,0,0,"",null,null,"Meyers Falls One",null,"Meyers Falls One",0.39212432871851399,0.51483323474294285,0.45781129682928962,0.58157058593537159,0.66913235100139801,0.51643078135129561,0.60101325775035475,0.64929199038386631,0.85276743920102993,0.79258587181839479,0.79397630251670159,0.71736662318486755,0.39212432871851399,0.51483323474294285,0.45781129682928962,0.58157058593537159,0.66913235100139801,0.51643078135129561,0.60101325775035475,0.64929199038386631,0.85276743920102993,0.79258587181839479,0.79397630251670159,0.71736662318486755]
["Middle Fork Irrigation District 3",1355,"50917","GEN3","4458A","Diversion","WAT",null,"Hydro",0.6,0.8,null,null,0.8,0.8,0.8,0.8,0,null,null,"Operating","Mar",1986,null,"W. Evans Cr.","Hood River","OR","Y","Columbia","WECC","Middle Fork Irr. Dist.","Independent","PacifiCorp (QF thru Dec 2021)",null,null,null,null,null,null,null,1,null,null,null,null,0.6,0,null,null,null,null,"BPA",null,null,null,null,0.85102739726027399,0.9,0.85,2.69,2.69,2.77,2.9,2.99,3.01,2.73,2.9,"Exemption granted April 1984. Critical energy from PNUCC 2005 NRF",{"$f":"VLOOKUP($B493,[2]!Table_intranet_power_vewProjectLatLongUrl[#Data],2,FALSE)","v":45.480701000000003},{"$f":"VLOOKUP($B493,[2]!Table_intranet_power_vewProjectLatLongUrl[#Data],3,FALSE)","v":-121.59984},{"$f":"VLOOKUP($B493,[2]!Table_intranet_power_vewProjectLatLongUrl[#Data],4,FALSE)","v":0},"2017-10-24T11:37:35",0.6,0.8,0,0,null,"Y","Not accounted for in HydInd file",null,"PNW East","HY_East","n/a",1,null,1,null,1,null,"Y",null,"Middle Fork Irrigation District 3","PNW East","Thr","Hyd",0.8,"Mar-1986","Jan-2051","n/a","Water",0,24,false,"Cf HY East","Zero","Expense","Default",50,"Flat",0,0,false,true,false,false,0,0,0,"",null,null,"Middle Fork Irrigation District 3",null,"Middle Fork Irrigation District 3",0.26141621914567603,0.34322215649529525,0.30520753121952643,0.38771372395691439,0.446088234000932,0.34428718756753041,0.4006755051669032,0.43286132692257762,0.56851162613402006,0.52839058121226323,0.52931753501113443,0.47824441545657842,0.26141621914567603,0.34322215649529525,0.30520753121952643,0.38771372395691439,0.446088234000932,0.34428718756753041,0.4006755051669032,0.43286132692257762,0.56851162613402006,0.52839058121226323,0.52931753501113443,0.47824441545657842,null,"http://mfidp.com/"]
["Miles City GT",1359,"2177","1",null,"GT","NG",null,"Natural gas",23.3,23.3,null,null,22.8,27.5,23.6,27.5,null,null,null,"Operating","May",1972,null,"Miles City","Custer","MT","N","Missouri","MRO","Montana Dakota Utilities Co.","IOU","Montana Dakota Utilities Co.",3.67,64.790000000000006,"1949-05-03",null,null,null,null,0,null,null,null,null,0,0,null,null,"Williston Basin Interstate",null,"MISO",null,null,null,null,null,null,0.04,0,null,0.02,0.2,0,0.04,0.05,0.1,null,{"$f":"VLOOKUP($B497,[2]!Table_intranet_power_vewProjectLatLongUrl[#Data],2,FALSE)","v":"46.396296"},{"$f":"VLOOKUP($B497,[2]!Table_intranet_power_vewProjectLatLongUrl[#Data],3,FALSE)","v":"-105.869443"},{"$f":"VLOOKUP($B497,[2]!Table_intranet_power_vewProjectLatLongUrl[#Data],4,FALSE)","v":0},"2017-12-06T15:48:56",27.5,22.8,0.91,22.886499999999998,null,"N","MRO",null,null,null,null,null,null,null,null,null,null,null,null,"","","","","","","","","","","","","","","","","","","","","","","","","","","","",null,null,"",null,"","","","","","","","","","","","","","","","","","","","","","","","",""]
["Mill Creek",1360,"7426",null,4949,"Diversion","WAT",null,"Hydro",0.6,null,null,0.11,0.6,0.6,0.6,0.6,0.33,null,null,"Operating","Nov",1983,null,"Mill Cr.","Lewis","WA","Y","Columbia","WECC","L.S. Walker","Independent",null,null,null,null,null,null,null,null,1,null,null,null,null,0.6,0.33,null,null,null,null,null,0.1,0.1,0.1,9.8059360730593598E-2,0.122488584474886,0.1,7.0000000000000007E-2,null,null,null,null,null,null,null,null,"Exemption granted October 1981.  Renamed in honor of Dave Gates 3/26/11/",{"$f":"VLOOKUP($B498,[2]!Table_intranet_power_vewProjectLatLongUrl[#Data],2,FALSE)","v":0},{"$f":"VLOOKUP($B498,[2]!Table_intranet_power_vewProjectLatLongUrl[#Data],3,FALSE)","v":0},{"$f":"VLOOKUP($B498,[2]!Table_intranet_power_vewProjectLatLongUrl[#Data],4,FALSE)","v":0},"2014-01-30T16:56:01",0.6,0.6,0.55000000000000004,0.33,null,"Y","Not accounted for in HydInd file",null,null,null,null,null,null,null,null,null,null,null,null,"Mill Creek",0,{"$error":"#N/A"},{"$error":"#N/A"},0,"Nov-1983","Jan-2051",0,{"$error":"#N/A"},{"$error":"#N/A"},{"$error":"#N/A"},{"$error":"#N/A"},{"$error":"#N/A"},{"$error":"#N/A"},{"$error":"#N/A"},{"$error":"#N/A"},{"$error":"#N/A"},{"$error":"#N/A"},{"$error":"#N/A"},{"$error":"#N/A"},{"$error":"#N/A"},{"$error":"#N/A"},{"$error":"#N/A"},{"$error":"#N/A"},{"$error":"#N/A"},{"$error":"#N/A"},{"$error":"#N/A"},"",null,null,"Mill Creek",null,"Mill Creek",{"$error":"#N/A"},{"$error":"#N/A"},{"$error":"#N/A"},{"$error":"#N/A"},{"$error":"#N/A"},{"$error":"#N/A"},{"$error":"#N/A"},{"$error":"#N/A"},{"$error":"#N/A"},{"$error":"#N/A"},{"$error":"#N/A"},{"$error":"#N/A"},{"$error":"#N/A"},{"$error":"#N/A"},{"$error":"#N/A"},{"$error":"#N/A"},{"$error":"#N/A"},{"$error":"#N/A"},{"$error":"#N/A"},{"$error":"#N/A"},{"$error":"#N/A"},{"$error":"#N/A"},{"$error":"#N/A"},{"$error":"#N/A"}]
["Mill Creek/Dave Gates Generating Station",1797,"56908","1,2,3",null,"Gtaero","NG","FO","Natural gas",150,203.1,null,null,150,150,132.30000000000001,144.30000000000001,null,null,null,"Operating","Jan",2011,null,"Anaconda","Deer Lodge","MT","Y","Columbia","WECC","NorthWestern Energy","IOU","NorthWestern",14.93,4.84,8764.7749999999996,null,null,null,null,0.31,null,null,null,null,46.5,42.314999999999998,null,null,"Northwestern Energy LLC","NWE Mill Creek substation","NorthWestern",null,null,null,null,null,null,null,null,null,37.6,41.3,51.06,47.08,48.83,30,"(3) Pratt & Whitney SWIFTPAC 50 GTGs w/provision for additional unit.",{"$f":"VLOOKUP($B500,[2]!Table_intranet_power_vewProjectLatLongUrl[#Data],2,FALSE)","v":"46.10163"},{"$f":"VLOOKUP($B500,[2]!Table_intranet_power_vewProjectLatLongUrl[#Data],3,FALSE)","v":"-112.8728"},{"$f":"VLOOKUP($B500,[2]!Table_intranet_power_vewProjectLatLongUrl[#Data],4,FALSE)","v":"http://www.northwesternenergy.com/documents/millcreek/DGGS.pdf"},"2017-10-17T15:26:38",150,150,0.91,136.5,null,"Y",null,null,"PNW East","NGIC_PNWE",9210,0.31,"NorthWestern",1,null,0.31,"NorthWestern",null,null,"Mill Creek/Dave Gates Generating Station","PNW East","Thr","IC",46.5,"Jan-2011","Jan-2051",9210,"PNW E. gas",4.7E-2,56,false,"MR 7d Winter Pk_Hydro","NG Recip Peaking E","Default","Default",30,"Flat",0,0,false,true,false,false,0,0,0,"",null,null,"Mill Creek/Dave Gates Generating Station",null,"Mill Creek/Dave Gates Generating Station",46.5,46.5,46.5,46.5,46.5,46.5,43.442465753424671,40.384931506849291,40.384931506849291,40.384931506849291,46.5,46.5,44.314499999999995,44.314499999999995,44.314499999999995,44.314499999999995,44.314499999999995,44.314499999999995,41.400669863013704,38.48683972602737,38.48683972602737,38.48683972602737,44.314499999999995,44.314499999999995]
["Milner 1 & 2 (A)",1363,"7190","1,2","2899A","Diversion","WAT",null,"Hydro",58.7,58.7,null,23.3,0,4.0999999999999996,60.3,36.1,1,null,1,"Operating","Sep",1992,null,"Snake R.","Twin Falls","ID","Y","Columbia","WECC","Milner Dam Inc. (Co-licensed w/Idaho Power Co.)","Independent","Idaho Power Co.",null,null,null,null,null,null,null,1,null,null,null,null,{"$f":"AO503*J503","v":58.7},{"$f":"IF(ISNUMBER(R503),R503,BX503)*AO503","v":1},null,null,null,null,"IPC",null,null,null,null,null,null,6,18.57,10.5,49.71,20,6.03,6.11,8.07,3.1,"(2) units on diversion. License granted December 1988; expires November 2038. Critical energy from PNUCC 2005 NRF.  Operated primarily for irrigation purposes, secondarily for power production and recreation.",{"$f":"VLOOKUP($B503,[2]!Table_intranet_power_vewProjectLatLongUrl[#Data],2,FALSE)","v":"42.525"},{"$f":"VLOOKUP($B503,[2]!Table_intranet_power_vewProjectLatLongUrl[#Data],3,FALSE)","v":"-114.013"},{"$f":"VLOOKUP($B503,[2]!Table_intranet_power_vewProjectLatLongUrl[#Data],4,FALSE)","v":"http://www.usbr.gov/dataweb/dams/milner_diversion.htm"},"2017-10-24T11:42:58",58.7,0,1.7035775127768313E-2,1,"Independent","N","Accounted for in HydInd file",null,null,null,null,null,null,null,null,null,null,null,null,"","","","","","","","","","","","","","","","","","","","","","","","","","","","",null,null,"",null,"","","","","","","","","","","","","","","","","","","","","","","","",""]
["Milner Dam (Idaho Wind)",1798,"56437","MDWP",null,"WT","WND",null,"Wind",19.5,19.5,null,null,null,null,19.5,19.5,5.9,null,null,"Operating","Feb",2011,null,"Murtaugh","Cassia","ID","Y","Columbia","WECC","Idaho Wind Partners","Independent","QF PPA w/IPC (Feb 2011 - 2030)",null,null,null,null,null,null,2030,1,null,null,null,null,19.5,5.9,null,null,null,null,"IPC",null,null,null,null,null,null,null,null,null,4.46,6.2,6.4,6.74,5.38,6,"(13) GE 1.5 MW WTG.  FERC ruling May 2011 allows for RECs to be unbundled via 3rd party and sold to CA - power gets sold back to ID.",{"$f":"VLOOKUP($B505,[2]!Table_intranet_power_vewProjectLatLongUrl[#Data],2,FALSE)","v":"42.495962"},{"$f":"VLOOKUP($B505,[2]!Table_intranet_power_vewProjectLatLongUrl[#Data],3,FALSE)","v":"-114.021106"},{"$f":"VLOOKUP($B505,[2]!Table_intranet_power_vewProjectLatLongUrl[#Data],4,FALSE)","v":"http://www.exergydevelopment.com/projects/sites/milner-dam"},"2017-10-24T11:42:04",19.5,19.5,0.3025641025641026,5.9,null,"Y",null,"100% PNW PPA","PNW East","WN_PNWE","n/a",1,null,0.05,null,1,null,"Y",null,"Milner Dam (Idaho Wind)","PNW East","Thr","Wind",19.5,"Feb-2011","Jan-2051","n/a","Wind",0,0,false,"Cf WN PNWE","WindB1","Default","Default",20,"Flat",0,1,false,true,false,false,0,0,0,"100% PNW PPA",null,null,"Milner Dam (Idaho Wind)",null,"Milner Dam (Idaho Wind)",0.27494999999999997,0.21352500000000002,0.24862500000000004,0.28079999999999999,0.30127500000000002,0.26325000000000004,0.31297500000000006,0.31297500000000006,0.35392500000000005,0.31297500000000006,0.32467500000000005,0.31297500000000006,5.4989999999999997,4.2705000000000002,4.9725000000000001,5.6159999999999997,6.0255000000000001,5.2650000000000006,6.2595000000000001,6.2595000000000001,7.0785,6.2595000000000001,6.4935,6.2595000000000001]
["Mink Creek",1367,"10325","GEN1",8646,"Diversion","WAT",null,"Hydro",3.1,3.1,0.4,null,2,0.6,2,0.6,null,null,1,"Operating","Dec",1986,null,"Mink Cr.","Franklin","ID","Y","Bear","WECC","R. Fackrell","Independent","PacifiCorp (QF thru Mar 2022)",null,null,null,null,null,null,null,1,null,null,null,null,{"$f":"AO508*J508","v":3.1},{"$f":"IF(ISNUMBER(R508),R508,BX508)*AO508","v":1.0888499999999999},null,null,null,null,"PACE",null,null,null,null,0.42146118721461201,null,0.31,1.1599999999999999,0.9,1.22,1,0.68,0.89,0.97799999999999998,1.1000000000000001,"License granted June 1986; expires May 2036. Critical energy from PNUCC 2005 NRF",{"$f":"VLOOKUP($B508,[2]!Table_intranet_power_vewProjectLatLongUrl[#Data],2,FALSE)","v":42.260843999999999},{"$f":"VLOOKUP($B508,[2]!Table_intranet_power_vewProjectLatLongUrl[#Data],3,FALSE)","v":-111.665589},{"$f":"VLOOKUP($B508,[2]!Table_intranet_power_vewProjectLatLongUrl[#Data],4,FALSE)","v":0},"2017-10-24T11:45:31",3.1,2,0.42699999999999999,1.0888499999999999,null,"Y","Not accounted for in HydInd file",null,"PNW East","HY_East","n/a",1,null,1,null,1,null,"Y",null,"Mink Creek","PNW East","Thr","Hyd",0.4,"Dec-1986","Jan-2051","n/a","Water",0,24,false,"Cf HY East","Zero","Expense","Default",50,"Flat",0,0,false,true,false,false,0,0,0,"",null,null,"Mink Creek",null,"Mink Creek",0.13070810957283802,0.17161107824764762,0.15260376560976321,0.1938568619784572,0.223044117000466,0.1721435937837652,0.2003377525834516,0.21643066346128881,0.28425581306701003,0.26419529060613162,0.26465876750556722,0.23912220772828921,0.13070810957283802,0.17161107824764762,0.15260376560976321,0.1938568619784572,0.223044117000466,0.1721435937837652,0.2003377525834516,0.21643066346128881,0.28425581306701003,0.26419529060613162,0.26465876750556722,0.23912220772828921]
["Mitchell Butte",1370,"50360","GEN1",5357,"Canal","WAT",null,"Hydro",1.88,1.8,0,null,0.74,0,1.8,1.8,null,null,0,"Operating","May",1989,null,"Mitchell Butte Lateral","Malheur","OR","Y","Columbia","WECC","Owyhee Project Irr. Dist.","Independent","Idaho Power Co. (QF thru May 2024)",null,null,null,null,null,null,null,1,null,null,null,null,1.88,0.55937000000000003,null,null,null,null,"IPC",null,null,null,null,null,null,0.75,0.61,0.6,0.72,0.6,0.25,0.01,0.122,0.4,"License granted December 1984; expires November 2034. Critical energy from PNUCC 2005 NRF",{"$f":"VLOOKUP($B511,[2]!Table_intranet_power_vewProjectLatLongUrl[#Data],2,FALSE)","v":43.771895999999998},{"$f":"VLOOKUP($B511,[2]!Table_intranet_power_vewProjectLatLongUrl[#Data],3,FALSE)","v":-117.155023},{"$f":"VLOOKUP($B511,[2]!Table_intranet_power_vewProjectLatLongUrl[#Data],4,FALSE)","v":0},"2017-10-24T11:06:39",1.88,0.74,0.42699999999999999,0.55937000000000003,null,"Y","Not accounted for in HydInd file",null,"PNW East","HY_Irr","n/a",1,null,1,null,1,null,"Y",null,"Mitchell Butte","PNW East","Thr","Hyd",0,"May-1989","Jan-2051","n/a","Water",0,24,false,"Cf HY Irr","Zero","Expense","Default",50,"Flat",0,0,false,true,false,false,0,0,0,"",null,null,"Mitchell Butte",null,"Mitchell Butte",0,0,0,0,0,0,0,0,0,0,0,0,0,0,0,0,0,0,0,0,0,0,0,0]
["Montana One (Colstrip Energy)",1372,"10784","GEN1",null,"FBST","WC","SUB","Coal",41.5,46.1,13,null,39,39,35,40.5,null,null,null,"Operating","Feb",1990,null,"Colstrip","Rosebud","MT","N","Missouri","WECC","Colstrip Energy, LP","Independent","NorthWestern (QF thru Jun 2025)",23.92,4.17,13520,null,null,null,2025,0.31,null,null,null,null,12.865,6.9315999999999995,null,null,null,null,"NorthWestern",null,null,null,null,null,null,33.479999999999997,32.72,37.799999999999997,29.77,34.5,37.26,35.33,35.81,35.700000000000003,null,{"$f":"VLOOKUP($B513,[2]!Table_intranet_power_vewProjectLatLongUrl[#Data],2,FALSE)","v":"45.884204"},{"$f":"VLOOKUP($B513,[2]!Table_intranet_power_vewProjectLatLongUrl[#Data],3,FALSE)","v":"-106.612002"},{"$f":"VLOOKUP($B513,[2]!Table_intranet_power_vewProjectLatLongUrl[#Data],4,FALSE)","v":"http://www.pplweb.com/ppl+generation/coal+plants/colstrip.htm"},"2017-10-17T15:08:47",13,39,0.86,22.36,null,"Y",null,null,"PNW East","CLST_EMT",14000,0.31,"NorthWestern",1,null,0.31,"NorthWestern","Y",null,"Montana One (Colstrip Energy)","PNW East","Thr","Coal",4.03,"Feb-1990","Jan-2051",14000,"MT coal",6.7000000000000004E-2,40,true,"MR 35d Winter Pk_Hydro","Col1","Default","Default",30,"Flat",0,0,false,true,false,false,0,0,0,"",null,null,"Montana One (Colstrip Energy)",null,"Montana One (Colstrip Energy)",4.03,3.8613723536737234,3.8613723536737234,4.03,4.03,4.03,3.9456861768368636,3.8613723536737234,3.8613723536737234,3.8613723536737234,4.03,4.03,3.7599900000000006,3.6026604059775842,3.6026604059775842,3.7599900000000006,3.7599900000000006,3.7599900000000006,3.6813252029887944,3.6026604059775842,3.6026604059775842,3.6026604059775842,3.7599900000000006,3.7599900000000006]
["Morrow Power",1376,"55683",null,null,"GTaero","NG",null,"Natural gas",25,null,null,null,22.3,31,null,null,null,null,null,"Retired",null,2001,2012,"Boardman","Morrow","OR","Y","Columbia","WECC","Morrow Power (Subsidiary of Montsano Enviro Chem Systems)","Independent","Unannounced market & contract sales",null,null,null,null,null,null,null,0,null,null,null,null,0,0,null,null,"TransCanada GTN",null,"BPA",null,null,null,null,null,null,null,null,null,null,null,null,null,null,null,"Rolls Royce RB211 6762 GT.  Limited to 24.9 MW (no OR site certificate).",{"$f":"VLOOKUP($B517,[2]!Table_intranet_power_vewProjectLatLongUrl[#Data],2,FALSE)","v":"45.835"},{"$f":"VLOOKUP($B517,[2]!Table_intranet_power_vewProjectLatLongUrl[#Data],3,FALSE)","v":"-119.653"},{"$f":"VLOOKUP($B517,[2]!Table_intranet_power_vewProjectLatLongUrl[#Data],4,FALSE)","v":"http://www.makad.com/projects_Morrow_Power.html"},"2015-03-24T15:29:30",31,22.3,0.91,24.2515,null,"N",null,"100% Uncommitted IPP","PNW East","NGGTa_PNWE",10500,1,null,1,1,1,null,null,null,"","","","","","","","","","","","","","","","","","","","","","","","","","","","100% Uncommitted IPP",null,null,"",null,"","","","","","","","","","","","","","","","","","","","","","","","",""]
["Morse Creek",1377,"7407",null,6461,"Diversion","WAT",null,"Hydro",0.5,null,null,null,1,1,null,null,0,null,0,"Idle","Oct",1987,null,"Morse Cr.","Clallam","WA","Y","Puget Sound & Coastal","WECC","City of Port Angeles","Municipal",null,null,null,null,null,null,null,null,null,null,null,null,null,null,null,null,null,null,null,null,null,null,0.1,6.8607305936073101E-2,0.156735159817352,0.2,7.0000000000000007E-2,null,null,null,null,null,null,null,null,"License granted September 1985; expires August 2035 - Surrendered. Critical energy from PNUCC 2005 NRF",{"$f":"VLOOKUP($B518,[2]!Table_intranet_power_vewProjectLatLongUrl[#Data],2,FALSE)","v":0},{"$f":"VLOOKUP($B518,[2]!Table_intranet_power_vewProjectLatLongUrl[#Data],3,FALSE)","v":0},{"$f":"VLOOKUP($B518,[2]!Table_intranet_power_vewProjectLatLongUrl[#Data],4,FALSE)","v":0},"2008-04-21",0.5,1,0,0,null,"N","Idle",null,null,null,null,null,null,null,null,null,null,null,null,"","","","","","","","","","","","","","","","","","","","","","","","","","","","",null,null,"",null,"","","","","","","","","","","","","","","","","","","","","","","","",""]
["Mountain Home Solar (Mt. Home Solar I)",2111,"59695","MHPV1",null,"PV","SOL",null,"Solar",20,20,null,null,null,null,20,20,5.38,null,null,"Operating","Mar",2017,null,"Mountain Home, ID","Elmore","ID","Y","Columbia","WECC","Intermountain Energy Partners","Independent","Idaho Power Co (20 yr ESA)",null,null,null,null,null,null,2036,1,null,null,null,null,20,5.38,null,null,null,null,"IPC",null,null,null,null,null,null,null,null,null,null,null,null,null,null,null,"Expected to use mono crystalline solar modules with Tier 1 inverters and utilize single axis tracking system.",{"$f":"VLOOKUP($B520,[2]!Table_intranet_power_vewProjectLatLongUrl[#Data],2,FALSE)","v":43.129871999999999},{"$f":"VLOOKUP($B520,[2]!Table_intranet_power_vewProjectLatLongUrl[#Data],3,FALSE)","v":-115.73636399999999},null,"2017-11-07T10:34:08",20,20,{"$f":"IF(OR(ISBLANK(J520),ISBLANK(R520),J520=0),VLOOKUP(IF(G520=\"WAT\",\"HY\",IF(G520=\"LFG\",\"LFG\",F520)),Acapability,4,FALSE),R520/J520)","v":0.26900000000000002},5.38,null,"Y",null,"100% PNW PPA","PNW East","PV",null,1,null,0.75,null,1,null,"Y",null,"Mountain Home Solar (Mt. Home Solar I)","PNW East",{"$f":"IF(BZ520=\"N\",\"\",VLOOKUP($CD520,ATechDat,2,FALSE))","v":"Thr"},{"$f":"IF(BZ520=\"N\",\"\",VLOOKUP($CD520,ATechDat,3,FALSE))","v":"PV"},15,"Mar-2017","Jan-2051",0,{"$f":"IF(BZ520=\"N\",\"\",VLOOKUP($CD520,ATechDat,4,FALSE))","v":"Solar"},{"$f":"IF(BZ520=\"N\",\"\",VLOOKUP($CD520,ATechDat,5,FALSE))","v":0},{"$f":"IF(BZ520=\"N\",\"\",VLOOKUP($CD520,ATechDat,6,FALSE))","v":0},{"$f":"IF(BZ520=\"N\",\"\",VLOOKUP($CD520,ATechDat,7,FALSE))","v":false},{"$f":"IF(BZ520=\"N\",\"\",VLOOKUP($CD520,ATechDat,8,FALSE))","v":"Cf PV"},{"$f":"IF(BZ520=\"N\",\"\",VLOOKUP($CD520,ATechDat,9,FALSE))","v":"SolarPV"},{"$f":"IF(BZ520=\"N\",\"\",VLOOKUP($CD520,ATechDat,10,FALSE))","v":"Default"},{"$f":"IF(BZ520=\"N\",\"\",VLOOKUP($CD520,ATechDat,11,FALSE))","v":"Default"},{"$f":"IF(BZ520=\"N\",\"\",VLOOKUP($CD520,ATechDat,12,FALSE))","v":30},{"$f":"IF(BZ520=\"N\",\"\",VLOOKUP($CD520,ATechDat,13,FALSE))","v":"Flat"},{"$f":"IF(BZ520=\"N\",\"\",VLOOKUP($CD520,ATechDat,14,FALSE))","v":0},{"$f":"IF(BZ520=\"N\",\"\",VLOOKUP($CD520,ATechDat,15,FALSE))","v":1},{"$f":"IF(BZ520=\"N\",\"\",VLOOKUP($CD520,ATechDat,16,FALSE))","v":false},{"$f":"IF(BZ520=\"N\",\"\",VLOOKUP($CD520,ATechDat,17,FALSE))","v":true},{"$f":"IF(BZ520=\"N\",\"\",VLOOKUP($CD520,ATechDat,18,FALSE))","v":false},{"$f":"IF(BZ520=\"N\",\"\",VLOOKUP($CD520,ATechDat,19,FALSE))","v":false},{"$f":"IF(BZ520=\"N\",\"\",VLOOKUP($CD520,ATechDat,20,FALSE))","v":0},{"$f":"IF(BZ520=\"N\",\"\",VLOOKUP($CD520,ATechDat,21,FALSE))","v":0},{"$f":"IF(BZ520=\"N\",\"\",VLOOKUP($CD520,ATechDat,22,FALSE))","v":0},"100% PNW PPA",null,null,"Mountain Home Solar (Mt. Home Solar I)",null,{"$f":"CN520","v":"Mountain Home Solar (Mt. Home Solar I)"},4.43542833319629,2.88087921776079,1.3322881363823611,1.101358254600495,1.2650408808143834,2.1373841353590448,3.418489374455445,4.0529655442829702,5.2877250911710805,5.8042769253703801,5.9891960877336157,5.3630269944564901,5.9139044442617195,3.8411722903477203,1.7763841818431481,1.4684776728006599,1.6867211744191779,2.8498455138120597,4.55798583260726,5.4039540590439605,7.05030012156144,7.7390359004938407,7.9855947836448209,7.1507026592753196]
["Moyer-Tolles Solar Station",2184,null,null,null,"PV","SOL",null,"Solar",1,null,null,null,null,null,null,null,0.2,null,null,"Operating","Feb",2016,null,"Hwy 730 near McNary","Umatilla","OR","Y","Columbia","WECC","Umatilla Electric Coop","Coop","Umatilla Electric Coop",null,null,null,null,null,null,null,1,null,null,null,null,1,0.2,null,null,null,null,"BPA",null,null,null,null,null,null,null,null,null,null,null,null,null,null,null,"$2.5M, 3,952 solar panels. Built to meet future RPS obligations.",{"$f":"VLOOKUP($B523,[2]!Table_intranet_power_vewProjectLatLongUrl[#Data],2,FALSE)","v":0},{"$f":"VLOOKUP($B523,[2]!Table_intranet_power_vewProjectLatLongUrl[#Data],3,FALSE)","v":0},{"$f":"VLOOKUP($B523,[2]!Table_intranet_power_vewProjectLatLongUrl[#Data],4,FALSE)","v":"https://www.umatillaelectric.com/uecs-solar-station-producing-1-megawatt-power-march-31-2016/"},"2016-12-21T13:18:57",1,1,{"$f":"IF(OR(ISBLANK(J523),ISBLANK(R523),J523=0),VLOOKUP(IF(G523=\"WAT\",\"HY\",IF(G523=\"LFG\",\"LFG\",F523)),Acapability,4,FALSE),R523/J523)","v":0.2},0.2,null,"Y",null,"100% PNW Utility Owner","PNW East","PV",null,1,null,0.75,null,1,null,"Y",null,"Moyer-Tolles Solar Station","PNW East",null,null,null,"Feb-2016","Jan-2051",0,{"$f":"IF(BZ523=\"N\",\"\",VLOOKUP($CD523,ATechDat,4,FALSE))","v":"Solar"},{"$f":"IF(BZ523=\"N\",\"\",VLOOKUP($CD523,ATechDat,5,FALSE))","v":0},{"$f":"IF(BZ523=\"N\",\"\",VLOOKUP($CD523,ATechDat,6,FALSE))","v":0},{"$f":"IF(BZ523=\"N\",\"\",VLOOKUP($CD523,ATechDat,7,FALSE))","v":false},{"$f":"IF(BZ523=\"N\",\"\",VLOOKUP($CD523,ATechDat,8,FALSE))","v":"Cf PV"},{"$f":"IF(BZ523=\"N\",\"\",VLOOKUP($CD523,ATechDat,9,FALSE))","v":"SolarPV"},{"$f":"IF(BZ523=\"N\",\"\",VLOOKUP($CD523,ATechDat,10,FALSE))","v":"Default"},{"$f":"IF(BZ523=\"N\",\"\",VLOOKUP($CD523,ATechDat,11,FALSE))","v":"Default"},{"$f":"IF(BZ523=\"N\",\"\",VLOOKUP($CD523,ATechDat,12,FALSE))","v":30},{"$f":"IF(BZ523=\"N\",\"\",VLOOKUP($CD523,ATechDat,13,FALSE))","v":"Flat"},{"$f":"IF(BZ523=\"N\",\"\",VLOOKUP($CD523,ATechDat,14,FALSE))","v":0},{"$f":"IF(BZ523=\"N\",\"\",VLOOKUP($CD523,ATechDat,15,FALSE))","v":1},{"$f":"IF(BZ523=\"N\",\"\",VLOOKUP($CD523,ATechDat,16,FALSE))","v":false},{"$f":"IF(BZ523=\"N\",\"\",VLOOKUP($CD523,ATechDat,17,FALSE))","v":true},{"$f":"IF(BZ523=\"N\",\"\",VLOOKUP($CD523,ATechDat,18,FALSE))","v":false},{"$f":"IF(BZ523=\"N\",\"\",VLOOKUP($CD523,ATechDat,19,FALSE))","v":false},{"$f":"IF(BZ523=\"N\",\"\",VLOOKUP($CD523,ATechDat,20,FALSE))","v":0},{"$f":"IF(BZ523=\"N\",\"\",VLOOKUP($CD523,ATechDat,21,FALSE))","v":0},{"$f":"IF(BZ523=\"N\",\"\",VLOOKUP($CD523,ATechDat,22,FALSE))","v":0},"100% PNW Utility Owner",null,null,"Moyer-Tolles Solar Station",null,"Moyer-Tolles Solar Station",0.22177141665981448,0.1440439608880395,6.6614406819118052E-2,5.5067912730024746E-2,6.3252044040719171E-2,0.10686920676795225,0.17092446872277223,0.20264827721414852,0.26438625455855402,0.29021384626851898,0.29945980438668074,0.26815134972282451,0.29569522221308597,0.19205861451738601,8.8819209092157403E-2,7.3423883640032994E-2,8.4336058720958895E-2,0.14249227569060299,0.22789929163036299,0.27019770295219803,0.35251500607807201,0.38695179502469201,0.39927973918224102,0.35753513296376599]
["Moyie River 4 (Moyie Springs) (Third PH)",1382,"6506","4","1991C","Storage w/Div","WAT",null,"Hydro",1.488,1.5,null,null,1.7,1.7,1.7,1.7,0,null,2,"Operating","Feb",1982,null,"Moyie R.","Boundary","ID","Y","Columbia","WECC","City of Bonners Ferry","Municipal","City of Bonners Ferry",null,null,null,null,null,null,null,1,null,null,null,null,1.488,0,null,null,null,null,"BPA",null,null,null,null,null,null,null,null,null,null,null,null,null,null,null,"Original license granted Apr 1948 - Mar 1998. Relicensed Jun 1999 through May 2029.  Critical energy from PNUCC 2005 NRF",{"$f":"VLOOKUP($B526,[2]!Table_intranet_power_vewProjectLatLongUrl[#Data],2,FALSE)","v":48.733899999999998},{"$f":"VLOOKUP($B526,[2]!Table_intranet_power_vewProjectLatLongUrl[#Data],3,FALSE)","v":-116.1752},{"$f":"VLOOKUP($B526,[2]!Table_intranet_power_vewProjectLatLongUrl[#Data],4,FALSE)","v":0},"2017-10-24T11:52:58",1.488,1.7,0,0,null,"Y","Not accounted for in HydInd file",null,null,null,null,null,null,null,null,null,null,null,null,"Moyie River 4 (Moyie Springs) (Third PH)",0,{"$error":"#N/A"},{"$error":"#N/A"},0,"Feb-1982","Jan-2051",0,{"$error":"#N/A"},{"$error":"#N/A"},{"$error":"#N/A"},{"$error":"#N/A"},{"$error":"#N/A"},{"$error":"#N/A"},{"$error":"#N/A"},{"$error":"#N/A"},{"$error":"#N/A"},{"$error":"#N/A"},{"$error":"#N/A"},{"$error":"#N/A"},{"$error":"#N/A"},{"$error":"#N/A"},{"$error":"#N/A"},{"$error":"#N/A"},{"$error":"#N/A"},{"$error":"#N/A"},{"$error":"#N/A"},"",null,null,"Moyie River 4 (Moyie Springs) (Third PH)",null,"Moyie River 4 (Moyie Springs) (Third PH)",{"$error":"#N/A"},{"$error":"#N/A"},{"$error":"#N/A"},{"$error":"#N/A"},{"$error":"#N/A"},{"$error":"#N/A"},{"$error":"#N/A"},{"$error":"#N/A"},{"$error":"#N/A"},{"$error":"#N/A"},{"$error":"#N/A"},{"$error":"#N/A"},{"$error":"#N/A"},{"$error":"#N/A"},{"$error":"#N/A"},{"$error":"#N/A"},{"$error":"#N/A"},{"$error":"#N/A"},{"$error":"#N/A"},{"$error":"#N/A"},{"$error":"#N/A"},{"$error":"#N/A"},{"$error":"#N/A"},{"$error":"#N/A"}]
["Mud Creek A",1384,null,null,"4769A","Diversion","WAT",null,"Hydro",0.44,null,0.4,null,null,null,null,null,null,null,0,"Operating",null,1982,null,"Mud Cr.","Twin Falls","ID","Y","Columbia","WECC","S. & S. Limited Partnership","Independent","Idaho Power Co. (Renewed QF, now expiring in 2037; original QF thru Feb 2017)",null,null,null,null,null,null,2037,1,null,null,null,null,null,null,null,null,null,null,"IPC",null,null,null,null,null,null,null,null,null,null,null,null,null,null,null,"Exemption granted November 1981. Critical energy from PNUCC 2005 NRF",{"$f":"VLOOKUP($B528,[2]!Table_intranet_power_vewProjectLatLongUrl[#Data],2,FALSE)","v":0},{"$f":"VLOOKUP($B528,[2]!Table_intranet_power_vewProjectLatLongUrl[#Data],3,FALSE)","v":0},{"$f":"VLOOKUP($B528,[2]!Table_intranet_power_vewProjectLatLongUrl[#Data],4,FALSE)","v":0},"2017-11-15T16:15:16",0.44,0.4,0.42699999999999999,0.17934,null,"N","<0.5 MW",null,null,null,null,null,null,null,null,null,null,null,null,"","","","","","","","","","","","","","","","","","","","","","","","","","","","",null,null,"",null,"","","","","","","","","","","","","","","","","","","","","","","","",""]
["Murphy Flat Power Project",2103,"60009","IPMF",null,"PV","SOL",null,"Solar",20,20,null,null,null,null,20,20,5.3,null,null,"Operating","Apr",2017,null,"Murphy","Owyhee","ID","Y","Columbia","WECC","First Wind, Inc.","Independent","Idaho Power Co (20 yr ESA)",null,null,null,null,null,null,2036,1,null,null,null,null,20,5.3,null,null,null,null,"IPC",null,null,null,null,null,null,null,null,null,null,null,null,null,null,null,"Project expected to use (10) 2.0 MW ac SMA inverters and (85,880) JA 305w DC panels and utilize a single axis tracking system (from ESA IPUC filing).  RECs to be split 50/50 between IPC and developer.  Expected CF 26.5% AC.",{"$f":"VLOOKUP($B531,[2]!Table_intranet_power_vewProjectLatLongUrl[#Data],2,FALSE)","v":43.213124999999998},{"$f":"VLOOKUP($B531,[2]!Table_intranet_power_vewProjectLatLongUrl[#Data],3,FALSE)","v":-116.43470000000001},null,"2017-11-07T11:00:35",20,20,{"$f":"IF(OR(ISBLANK(J531),ISBLANK(R531),J531=0),VLOOKUP(IF(G531=\"WAT\",\"HY\",IF(G531=\"LFG\",\"LFG\",F531)),Acapability,4,FALSE),R531/J531)","v":0.26500000000000001},5.3,null,"Y",null,"100% PNW PPA","PNW East","PV",null,1,null,0.75,null,1,null,"Y",null,"Murphy Flat Power Project","PNW East",{"$f":"IF(BZ531=\"N\",\"\",VLOOKUP($CD531,ATechDat,2,FALSE))","v":"Thr"},{"$f":"IF(BZ531=\"N\",\"\",VLOOKUP($CD531,ATechDat,3,FALSE))","v":"PV"},15,"Apr-2017","Jan-2051",0,{"$f":"IF(BZ531=\"N\",\"\",VLOOKUP($CD531,ATechDat,4,FALSE))","v":"Solar"},{"$f":"IF(BZ531=\"N\",\"\",VLOOKUP($CD531,ATechDat,5,FALSE))","v":0},{"$f":"IF(BZ531=\"N\",\"\",VLOOKUP($CD531,ATechDat,6,FALSE))","v":0},{"$f":"IF(BZ531=\"N\",\"\",VLOOKUP($CD531,ATechDat,7,FALSE))","v":false},{"$f":"IF(BZ531=\"N\",\"\",VLOOKUP($CD531,ATechDat,8,FALSE))","v":"Cf PV"},{"$f":"IF(BZ531=\"N\",\"\",VLOOKUP($CD531,ATechDat,9,FALSE))","v":"SolarPV"},{"$f":"IF(BZ531=\"N\",\"\",VLOOKUP($CD531,ATechDat,10,FALSE))","v":"Default"},{"$f":"IF(BZ531=\"N\",\"\",VLOOKUP($CD531,ATechDat,11,FALSE))","v":"Default"},{"$f":"IF(BZ531=\"N\",\"\",VLOOKUP($CD531,ATechDat,12,FALSE))","v":30},{"$f":"IF(BZ531=\"N\",\"\",VLOOKUP($CD531,ATechDat,13,FALSE))","v":"Flat"},{"$f":"IF(BZ531=\"N\",\"\",VLOOKUP($CD531,ATechDat,14,FALSE))","v":0},{"$f":"IF(BZ531=\"N\",\"\",VLOOKUP($CD531,ATechDat,15,FALSE))","v":1},{"$f":"IF(BZ531=\"N\",\"\",VLOOKUP($CD531,ATechDat,16,FALSE))","v":false},{"$f":"IF(BZ531=\"N\",\"\",VLOOKUP($CD531,ATechDat,17,FALSE))","v":true},{"$f":"IF(BZ531=\"N\",\"\",VLOOKUP($CD531,ATechDat,18,FALSE))","v":false},{"$f":"IF(BZ531=\"N\",\"\",VLOOKUP($CD531,ATechDat,19,FALSE))","v":false},{"$f":"IF(BZ531=\"N\",\"\",VLOOKUP($CD531,ATechDat,20,FALSE))","v":0},{"$f":"IF(BZ531=\"N\",\"\",VLOOKUP($CD531,ATechDat,21,FALSE))","v":0},{"$f":"IF(BZ531=\"N\",\"\",VLOOKUP($CD531,ATechDat,22,FALSE))","v":0},"100% PNW PPA",null,null,"Murphy Flat Power Project",null,"Murphy Flat Power Project",4.43542833319629,2.88087921776079,1.3322881363823611,1.101358254600495,1.2650408808143834,2.1373841353590448,3.418489374455445,4.0529655442829702,5.2877250911710805,5.8042769253703801,5.9891960877336157,5.3630269944564901,5.9139044442617195,3.8411722903477203,1.7763841818431481,1.4684776728006599,1.6867211744191779,2.8498455138120597,4.55798583260726,5.4039540590439605,7.05030012156144,7.7390359004938407,7.9855947836448209,7.1507026592753196]
["Musselshell Wind 2",2075,"57965","MWP2",null,"WT","WND",null,"Wind",10,10,null,null,null,null,10,10,null,null,null,"Operating","Dec",2012,null,"Shawmut, MT","Wheatland","MT","N","Missouri","WECC","Volkswind/Goldwind","Independent","25 yr PPA w/ NorthWestern",null,null,null,null,null,null,2037,0.31,null,null,null,null,3.1,0.99199999999999999,null,null,null,null,"NorthWestern",null,null,null,null,null,null,null,null,null,null,0,2.5,3.55,3.23,3.3,"(7) 1.5 MW WTG (produced by Broadwind).  25 yr PPA w/ NorthWestern (through Dec 2037)",{"$f":"VLOOKUP($B533,[2]!Table_intranet_power_vewProjectLatLongUrl[#Data],2,FALSE)","v":"46.407"},{"$f":"VLOOKUP($B533,[2]!Table_intranet_power_vewProjectLatLongUrl[#Data],3,FALSE)","v":"-109.478"},{"$f":"VLOOKUP($B533,[2]!Table_intranet_power_vewProjectLatLongUrl[#Data],4,FALSE)","v":"http://www.goldwindamerica.com/project_profiles/musselshell/"},"2017-10-24T11:54:36",10,10,0.32,3.2,null,"Y",null,"100% PNW PPA","PNW East","WN_HP","n/a",0.31,"NorthWestern",0.05,null,0.31,"NorthWestern","Y",null,"Musselshell Wind 2","PNW East","Thr","Wind",10,"Dec-2012","Jan-2051","n/a","Wind",0,0,false,"Cf WN HP","WindB1","Default","Default",20,"Flat",0,1,false,true,false,false,0,0,0,"100% PNW PPA",null,null,"Musselshell Wind 2",null,"Musselshell Wind 2",2.9016E-2,5.5799999999999995E-2,7.2540000000000007E-2,0.104904,8.9838000000000001E-2,8.7606000000000003E-2,5.6916000000000001E-2,4.6871999999999997E-2,4.2965999999999997E-2,4.0733999999999999E-2,1.9529999999999999E-2,2.3435999999999998E-2,0.58032000000000006,1.1159999999999999,1.4508000000000001,2.0980799999999999,1.7967600000000001,1.7521200000000001,1.1383200000000002,0.93744000000000005,0.85932000000000008,0.81467999999999996,0.3906,0.46872000000000003]
["Naches Drop",1389,"3848","1","2672B","Canal","WAT",null,"Hydro",1.4,null,null,null,null,null,1,1,null,null,null,"Retired",null,1914,2002,"Wapatox Canal (Natches R.)","Yakima","WA","Y","Columbia","WECC","Former PacifiCorp project sold to USBR","IOU","Retired",null,null,null,null,null,null,null,null,null,null,null,null,null,null,null,null,null,null,null,null,null,null,null,null,null,null,null,null,null,null,null,null,null,null,"(1) 1100 kW unit.  Retired and sold to USBR to restore diverted flow to river. License dismissed.",{"$f":"VLOOKUP($B537,[2]!Table_intranet_power_vewProjectLatLongUrl[#Data],2,FALSE)","v":0},{"$f":"VLOOKUP($B537,[2]!Table_intranet_power_vewProjectLatLongUrl[#Data],3,FALSE)","v":0},{"$f":"VLOOKUP($B537,[2]!Table_intranet_power_vewProjectLatLongUrl[#Data],4,FALSE)","v":0},"2008-10-06",1.4,1,0.42699999999999999,0.51239999999999997,null,"N","Retired",null,null,null,null,null,null,null,null,null,null,null,null,"","","","","","","","","","","","","","","","","","","","","","","","","","","","",null,null,"",null,"","","","","","","","","","","","","","","","","","","","","","","","",""]
["Neal Hot Springs",1801,"58022","NHS1,NHS2,NHS3",null,"GB","GST",null,"Geothermal",28.5,33,null,null,17.7,28.5,17.7,28.5,null,null,null,"Operating","Nov",2012,null,"Vale","Malheur","OR","Y","Columbia","WECC","U.S. Geothermal Co. (60 %) and Enbridge (40%)","Independent","Idaho Power Co. - 25yr PPA (QF 2012-2037)",null,null,null,null,null,null,2037,1,null,null,null,null,{"$f":"AO538*J538","v":28.5},{"$f":"IF(ISNUMBER(R538),R538,BX538)*AO538","v":20.790000000000003},null,null,null,"New Idaho Power Company Substation.","IPC",null,null,null,null,null,null,null,null,null,null,1.9,18.8,20.94,20.21,20.5,"Successful bid for IPC July 2006 geothermal RFP.  Interconnection agreement signed Feb 2009.  USDOE load guarantee announced May 2009.  Wellfield development underway .  PPA w/IPC Dec 2009.  Planned service Q4 2012.  U.S. GEA Phase III status Apr 2010.  Construction began August 2011. (3) 9.5 MW units.",{"$f":"VLOOKUP($B538,[2]!Table_intranet_power_vewProjectLatLongUrl[#Data],2,FALSE)","v":"44.023055"},{"$f":"VLOOKUP($B538,[2]!Table_intranet_power_vewProjectLatLongUrl[#Data],3,FALSE)","v":"-117.46"},{"$f":"VLOOKUP($B538,[2]!Table_intranet_power_vewProjectLatLongUrl[#Data],4,FALSE)","v":"http://www.usgeothermal.com/NealHotSpringProject.aspx"},"2017-10-24T12:40:15",28.5,17.7,0.9,20.790000000000003,null,"Y",null,null,"PNW East","GB",35000,1,null,1,null,1,null,"Y",null,"Neal Hot Springs","PNW East","Thr","Geothermal",28.5,"Nov-2012","Jan-2051",35000,"Geothermal",2.1000000000000001E-2,16,false,"MR 7d Winter Pk","Geo FS","Default","Default",30,"Flat",0,1,false,true,false,false,0,0,0,"",null,null,"Neal Hot Springs",null,"Neal Hot Springs",28.5,26.114943960149432,26.114943960149432,28.5,28.5,28.5,27.307471980074716,26.114943960149432,26.114943960149432,26.114943960149432,28.5,28.5,27.901499999999999,25.566530136986295,25.566530136986295,27.901499999999999,27.901499999999999,27.901499999999999,26.734015068493147,25.566530136986295,25.566530136986295,25.566530136986295,27.901499999999999,27.901499999999999]
["Newhalem Creek",1391,"9842","20",2705,"Diversion","WAT",null,"Hydro",2.125,2.2999999999999998,null,0.65,2.2999999999999998,2.2999999999999998,2.2999999999999998,2.2999999999999998,null,null,0,"Operating",null,1921,null,"Newhalem Cr.","Whatcom","WA","Y","Puget Sound & Coastal","WECC","City of Seattle","Municipal","City of Seattle",null,null,null,null,null,null,null,1,null,null,null,null,2.125,0.9447374999999999,null,null,null,null,"SCE",1.1000000000000001,0.9,1.4,0.58698630136986296,0.71484018264840199,0.4,0.18,0.33,0.5,0.2,0,0,0,0,0,"License granted February 1997; expires January 2027. Critical energy from PNUCC 2005 NRF",{"$f":"VLOOKUP($B540,[2]!Table_intranet_power_vewProjectLatLongUrl[#Data],2,FALSE)","v":48.675944000000001},{"$f":"VLOOKUP($B540,[2]!Table_intranet_power_vewProjectLatLongUrl[#Data],3,FALSE)","v":-121.240826},{"$f":"VLOOKUP($B540,[2]!Table_intranet_power_vewProjectLatLongUrl[#Data],4,FALSE)","v":0},"2017-10-24T12:40:49",2.125,2.2999999999999998,0.42699999999999999,0.9447374999999999,"Independent","N","Accounted for in HydInd file",null,null,null,null,null,null,null,null,null,null,null,null,"","","","","","","","","","","","","","","","","","","","","","","","","","","","",null,null,"",null,"","","","","","","","","","","","","","","","","","","","","","","","",""]
["Nine Canyon",1394,"7936","1",null,"WT","WND",null,"Wind",95.9,95.9,null,null,19,19,95,95,null,null,null,"Operating","Nov",2002,null,"Horse Heaven Hills","Benton","WA","Y","Columbia","WECC","Energy Northwest","JOA","Benton PUD (9 MW), Chelan (8 MW), Cowlitz (2 MW), Douglas (10 MW), Grant (12 MW), Grays Harbor (20 MW), Franklin 10 MW), Lewis (6 MW), Mason (3 MW), Okanogan (16 MW) PUDs (Shares rounded).",null,null,null,null,null,null,null,1,null,null,null,null,{"$f":"AO543*J543","v":95.9},{"$f":"IF(ISNUMBER(R543),R543,BX543)*AO543","v":18.384},null,null,null,null,"BPA",2.2000000000000002,14.2,17.399999999999999,16.820547945205501,18.7800228310502,18.600000000000001,28.96,26.67,25.4,30.44,29.5,25.67,27.89,24.11,28.1,"Ph I: 48.1 MW (37 1.3 MW Bonus WTG), Sep 2002.  Ph II: 15.6 MW (12 WTG) Dec 2003.  Ph III: 32.2 MW (14 Siemens 2.3 MW WTG) Mar 2008.",{"$f":"VLOOKUP($B543,[2]!Table_intranet_power_vewProjectLatLongUrl[#Data],2,FALSE)","v":"46.099"},{"$f":"VLOOKUP($B543,[2]!Table_intranet_power_vewProjectLatLongUrl[#Data],3,FALSE)","v":"-119.086"},{"$f":"VLOOKUP($B543,[2]!Table_intranet_power_vewProjectLatLongUrl[#Data],4,FALSE)","v":"http://www.transmission.bpa.gov/PlanProj/Wind/completed.cfm?page=nine"},"2017-10-24T12:41:47",95.9,19,0.32,18.384,null,"Y",null,"100% PNW Utility Owner","PNW East","WN_PNWE","n/a",1,null,0.05,null,1,null,"Y",null,"Nine Canyon","PNW East","Thr","Wind",95.9,"Nov-2002","Jan-2051","n/a","Wind",0,0,false,"Cf WN PNWE","WindB1","Default","Default",20,"Flat",0,1,false,true,false,false,0,0,0,"100% PNW Utility Owner",null,null,"Nine Canyon",null,"Nine Canyon",0.26789999999999997,0.20805000000000001,0.24225000000000002,0.27360000000000001,0.29355000000000003,0.25650000000000006,0.30495000000000005,0.30495000000000005,0.34484999999999999,0.30495000000000005,0.31635000000000002,0.30495000000000005,5.3579999999999997,4.1609999999999996,4.8449999999999998,5.4719999999999995,5.8709999999999996,5.1300000000000008,6.0990000000000002,6.0990000000000002,6.8970000000000002,6.0990000000000002,6.327,6.0990000000000002]
["Nooksack Falls",1396,"3856/58696","GEN1","JR02-1 (Exempt)","ROR R. w/Div.","WAT",null,"Hydro",1.5,1.5,null,null,1.75,1.75,2.8,2.6,null,null,null,"Operating",null,1906,null,"N. Fk. Nooksack R.","Whatcom","WA","Y","Puget Sound & Coastal","WECC","Puget Sound Hydro","Independent","Puget Sound Energy",null,null,null,null,null,null,null,1,null,null,null,null,1.5,0.69387500000000002,null,null,null,null,"PSE",null,0.8,1.6,1.97214611872146,2.0151826484018298,2.6,2.23,null,null,null,null,2.71,2.86,2.54,2.8,"Diversion dam, water conveyance structures, powerhouse w/a 750kW Pelton turbine-generator.  Fire-damaged in 1997, sold by Puget Sound Energy to Puget Sound Hydro.  Restored to service 2004.",{"$f":"VLOOKUP($B546,[2]!Table_intranet_power_vewProjectLatLongUrl[#Data],2,FALSE)","v":0},{"$f":"VLOOKUP($B546,[2]!Table_intranet_power_vewProjectLatLongUrl[#Data],3,FALSE)","v":0},{"$f":"VLOOKUP($B546,[2]!Table_intranet_power_vewProjectLatLongUrl[#Data],4,FALSE)","v":0},"2017-10-24T12:53:54",1.5,1.75,0.42699999999999999,{"$f":"IF(ISNUMBER(R546),R546,AVERAGE(BU546,BV546)*BW546)","v":0.69387500000000002},"Independent","N","Accounted for in HydInd file",null,null,null,null,null,null,null,null,null,null,null,null,"","","","","","","","","","","","","","","","","","","","","","","","","","","","",null,null,"",null,"","","","","","","","","","","","","","","","","","","","","","","","",""]
["North Fork Sprague River",1398,"10737","GEN1",6552,"Diversion","WAT",null,"Hydro",1.23,1.2,0.1,null,1,1,1,1,null,null,0,"Operating","Oct",1989,null,"Sprague R., N. Fk.","Klamath","OR","Y","Klamath","WECC","HDI Assoc. & V. & F.D. Ehlers","Independent","PacifiCorp (QF thru Dec 2021)",null,null,null,null,null,null,null,1,null,null,null,null,1.23,0.476105,null,null,null,null,"PACW",null,null,null,null,0.100913242009132,0.1,0.08,0.22,0.3,0.34,0.3,0.31,0.33,0.37,0.4,"License granted December 1985; expires November 2035. Critical energy from PNUCC 2005 NRF",{"$f":"VLOOKUP($B548,[2]!Table_intranet_power_vewProjectLatLongUrl[#Data],2,FALSE)","v":42.501359999999998},{"$f":"VLOOKUP($B548,[2]!Table_intranet_power_vewProjectLatLongUrl[#Data],3,FALSE)","v":-120.98944},{"$f":"VLOOKUP($B548,[2]!Table_intranet_power_vewProjectLatLongUrl[#Data],4,FALSE)","v":0},"2017-10-25T09:34:11",1.23,1,0.42699999999999999,0.476105,null,"Y","Not accounted for in HydInd file",null,"Capt Jack","HY_East","n/a",1,null,1,null,1,null,"Y",null,"North Fork Sprague River","Capt Jack","Thr","Hyd",0.1,"Oct-1989","Jan-2051","n/a","Water",0,24,false,"Cf HY East","Zero","Expense","Default",50,"Flat",0,0,false,true,false,false,0,0,0,"",null,null,"North Fork Sprague River",null,"North Fork Sprague River",3.2677027393209504E-2,4.2902769561911906E-2,3.8150941402440804E-2,4.8464215494614299E-2,5.5761029250116501E-2,4.3035898445941301E-2,5.00844381458629E-2,5.4107665865322202E-2,7.1063953266752508E-2,6.6048822651532904E-2,6.6164691876391804E-2,5.9780551932072303E-2,3.2677027393209504E-2,4.2902769561911906E-2,3.8150941402440804E-2,4.8464215494614299E-2,5.5761029250116501E-2,4.3035898445941301E-2,5.00844381458629E-2,5.4107665865322202E-2,7.1063953266752508E-2,6.6048822651532904E-2,6.6164691876391804E-2,5.9780551932072303E-2]
["North Valmy 2",1400,"8224","2",null,"ST","COL",null,"Coal",267,289.8,268,null,268,268,268,268,null,null,null,"Operating","May",1985,null,"Valmy","Humboldt","NV","N","Unknown","WECC","SPP (50%); IPC (50%)","IOU","Sierra Pacific Power (50%); Idaho Power Co. (50%)",31.6,5.66,11015,6.72,0.56000000000000005,2.84,null,0.5,0,0.5,0,0,{"$f":"AO551*J551","v":133.5},{"$f":"IF(ISNUMBER(R551),R551,BX551)*AO551","v":115.24},null,null,null,null,"NEVP",null,null,null,null,null,null,null,null,null,null,null,null,null,null,null,"One 267 MW STG.",{"$f":"VLOOKUP($B551,[2]!Table_intranet_power_vewProjectLatLongUrl[#Data],2,FALSE)","v":"40.873"},{"$f":"VLOOKUP($B551,[2]!Table_intranet_power_vewProjectLatLongUrl[#Data],3,FALSE)","v":"-117.167"},{"$f":"VLOOKUP($B551,[2]!Table_intranet_power_vewProjectLatLongUrl[#Data],4,FALSE)","v":0},"2017-11-06T16:12:36",268,268,0.86,230.48,null,"Y",null,"50% OOR Utility Owner","PNW East","CLST_NV",10450,0.5,"OOR Utility Owner",1,null,0.5,"OOR Utility Owner",null,null,"North Valmy 2","PNW East","Thr","Coal",134,"May-1985","Jan-2051",10450,"NV coal",6.7000000000000004E-2,40,true,"MR 35d Winter Pk_Hydro","Brdgr","Default","Default",30,"Flat",0,0,false,true,false,false,0,0,0,"50% OOR Utility Owner",null,null,"North Valmy 2",null,"North Valmy 2",134,128.39302615193026,128.39302615193026,134,134,134,131.19651307596519,128.39302615193026,128.39302615193026,128.39302615193026,134,134,125.02200000000001,119.79069339975092,119.79069339975092,125.02200000000001,125.02200000000001,125.02200000000001,122.40634669987553,119.79069339975092,119.79069339975092,119.79069339975092,125.02200000000001,125.02200000000001]
["Northeast 1",1402,"6210","1",null,"GTaero","NG","FO","Natural gas",30.6,61.8,31,null,29,33.4,45,66,null,null,null,"Operating","Dec",1978,null,"Spokane","Spokane","WA","Y","Columbia","WECC","Avista","IOU","Avista Utilities",null,null,null,null,null,null,null,1,null,null,null,null,30.6,27.3,null,null,"Transcanada GTN/Williams Northwest",null,"Avista",0,0.1,0,null,9.6232876712328802E-2,0.2,0.14000000000000001,0,0.1,0.03,0,0.03,0.28000000000000003,0.122,0.1,"P&W FT4C-3F GT.  AQ permit limits to 100 hrs annual operation (2017 Avista IRP).",{"$f":"VLOOKUP($B553,[2]!Table_intranet_power_vewProjectLatLongUrl[#Data],2,FALSE)","v":"47.736"},{"$f":"VLOOKUP($B553,[2]!Table_intranet_power_vewProjectLatLongUrl[#Data],3,FALSE)","v":"-117.366"},{"$f":"VLOOKUP($B553,[2]!Table_intranet_power_vewProjectLatLongUrl[#Data],4,FALSE)","v":0},"2017-12-06T14:43:07",31,29,0.91,27.3,null,"Y",null,null,"PNW East","NGGTa_PNWE",15100,1,null,1,null,0.19406392694063901,"Permit limit",null,null,"Northeast 1","PNW East","Thr","GTAero",31,"Dec-1978","Jan-2051",15100,"PNW E. gas",5.0999999999999997E-2,88,false,"MR 14d Winter Pk_Hydro","SCCT - PNW E.","Default","Default",30,"CMS GT PNWE",0,0,false,true,false,false,0,0,0,"",null,null,"Northeast 1",null,"Northeast 1",28.591080523314147,29.547324468086213,30.394725575949991,30.962760583383623,31,30.573762317002643,27.053474728392661,23.699032972240222,23.160043728898572,22.709739465179741,27.791462012849863,27.878316397857464,5.2655239963770146,5.4416322562058692,5.5976952935707818,5.7023084074398094,5.7091666666666585,5.6306678933813119,4.9823482624789746,4.3645719057209016,4.265308053405481,4.1823770181705964,5.118260920699842,5.1342566032720756]
["O.J. Power Company",1406,null,null,7719,"Diversion","WAT",null,"Hydro",0.19,null,0.1,null,null,null,null,null,null,null,0,"Operating",null,1986,null,"Mill Cr.","Oneida","ID","Y","Columbia","WECC","O.J. Power Co.","Independent","PacifiCorp (QF thru Jan 2022)",null,null,null,null,null,null,null,1,null,null,null,null,null,null,null,null,null,null,null,null,null,null,null,null,null,null,null,null,null,null,null,null,null,null,"Exemption granted September 1985. Critical energy from PNUCC 2005 NRF",{"$f":"VLOOKUP($B557,[2]!Table_intranet_power_vewProjectLatLongUrl[#Data],2,FALSE)","v":0},{"$f":"VLOOKUP($B557,[2]!Table_intranet_power_vewProjectLatLongUrl[#Data],3,FALSE)","v":0},{"$f":"VLOOKUP($B557,[2]!Table_intranet_power_vewProjectLatLongUrl[#Data],4,FALSE)","v":0},"2010-06-22",0.19,0.1,0.42699999999999999,6.1915000000000005E-2,null,"N","<0.5 MW",null,null,null,null,null,null,null,null,null,null,null,null,"","","","","","","","","","","","","","","","","","","","","","","","","","","","",null,null,"",null,"","","","","","","","","","","","","","","","","","","","","","","","",""]
["Oak Grove (Three Lynx) 1 & 2",1407,"6505","1,2","135A&B","ROR R. w/Div.","WAT",null,"Hydro",51,50,null,44,25,39,44,44,30,null,29,"Operating","Aug",1924,null,"Clackamas R., Oak Grove Fk.","Clackamas","OR","Y","Columbia","WECC","Portland General Electric","IOU","Portland General Electric",null,null,null,null,null,null,null,1,null,null,null,null,{"$f":"AO558*J558","v":51},{"$f":"IF(ISNUMBER(R558),R558,BX558)*AO558","v":30},null,null,null,null,"PGE",27.4,25.5,22.5,20.8640410958904,30.024200913242002,27.9,28.25,28.82,27.6,29.87,31.4,22.47,23.87,18.149999999999999,21.4,"(2) 30 MW units (Three Lynx); (1) 25kW hotel unit (Timothy Lake). Original license September 1922; expired September 1972. Current license through 8/31/06.",{"$f":"VLOOKUP($B558,[2]!Table_intranet_power_vewProjectLatLongUrl[#Data],2,FALSE)","v":"45.122"},{"$f":"VLOOKUP($B558,[2]!Table_intranet_power_vewProjectLatLongUrl[#Data],3,FALSE)","v":"-122.068"},{"$f":"VLOOKUP($B558,[2]!Table_intranet_power_vewProjectLatLongUrl[#Data],4,FALSE)","v":"http://www.portlandgeneral.com/community_and_env/hydropower_and_fish/phototour/clackamas/oak_grove.aspx"},"2017-10-24T13:52:14",51,25,0.58823529411764708,30,"Regulated","N","Reg hydro",null,null,null,null,null,null,null,null,null,null,null,null,"","","","","","","","","","","","","","","","","","","","","","","","","","","","",null,null,"",null,"","","","","","","","","","","","","","","","","","","","","","","","",""]
["OIT Geo-Heat Ph II",1811,null,null,null,"GB","GST",null,"Geothermal",1.75,null,null,null,null,null,null,null,null,null,null,"Operating",null,2014,null,"OIT Geo Heat center","Klamath","OR","Y","Klamath","WECC","OIT ","Independent","Self gen for OIT campus",null,null,null,null,null,null,null,1,null,null,null,null,{"$f":"AO560*J560","v":1.75},{"$f":"IF(ISNUMBER(R560),R560,BX560)*AO560","v":1.575},null,null,null,null,null,null,null,null,null,null,null,null,null,null,null,null,null,null,null,null,"1750 kW binary geothermal power plant (two units @ 1,000 kW and 750 kW) at Oregon Tech. Self gen.",{"$f":"VLOOKUP($B560,[2]!Table_intranet_power_vewProjectLatLongUrl[#Data],2,FALSE)","v":42.2562},{"$f":"VLOOKUP($B560,[2]!Table_intranet_power_vewProjectLatLongUrl[#Data],3,FALSE)","v":-121.7859},{"$f":"VLOOKUP($B560,[2]!Table_intranet_power_vewProjectLatLongUrl[#Data],4,FALSE)","v":"http://www.oit.edu/orec/geo-heat-center"},"2016-08-24",1.75,1.75,{"$f":"IF(OR(ISBLANK(J560),ISBLANK(R560),J560=0),VLOOKUP(IF(G560=\"WAT\",\"HY\",IF(G560=\"LFG\",\"LFG\",F560)),Acapability,4,FALSE),R560/J560)","v":0.9},1.575,null,"N","Self gen"]
["Old Mill Solar Project",2130,"59374","OMSLR",null,"PV","SOL",null,"Solar",5,5,null,null,null,null,5,5,null,null,null,"Operating","May",2016,null,"Bly, OR","Klamath","OR","Y","Klamath","WECC","NextEra Energy Resources","Independent","PacifiCorp (15yr PPA, w/ two, 5-yr extension options)",null,null,null,null,null,null,2031,1,null,null,null,null,5,1.27,null,null,null,"PacifiCorp Bly Substation","PACW",null,null,null,null,null,null,null,null,null,null,null,null,null,0,0.9,"21,964 jinko solar PV modules, 5 inverters; developed by Obsidian Renewables. ",{"$f":"VLOOKUP($B563,[2]!Table_intranet_power_vewProjectLatLongUrl[#Data],2,FALSE)","v":42.406500000000001},{"$f":"VLOOKUP($B563,[2]!Table_intranet_power_vewProjectLatLongUrl[#Data],3,FALSE)","v":-121.044089},{"$f":"VLOOKUP($B563,[2]!Table_intranet_power_vewProjectLatLongUrl[#Data],4,FALSE)","v":"https://www.pacificpower.net/about/nr/nr2015/bly-oregon-solar-facility.html"},"2017-10-24T13:52:55",5,5,{"$f":"IF(OR(ISBLANK(J563),ISBLANK(R563),J563=0),VLOOKUP(IF(G563=\"WAT\",\"HY\",IF(G563=\"LFG\",\"LFG\",F563)),Acapability,4,FALSE),R563/J563)","v":0.254},1.27,null,"Y",null,null,"PNW West","PV",null,1,null,0.75,null,1,null,"Y",null,"Old Mill Solar Project","PNW West",{"$f":"IF(BZ563=\"N\",\"\",VLOOKUP($CD563,ATechDat,2,FALSE))","v":"Thr"},{"$f":"IF(BZ563=\"N\",\"\",VLOOKUP($CD563,ATechDat,3,FALSE))","v":"PV"},3.75,"May-2016","Jan-2051",0,{"$f":"IF(BZ563=\"N\",\"\",VLOOKUP($CD563,ATechDat,4,FALSE))","v":"Solar"},{"$f":"IF(BZ563=\"N\",\"\",VLOOKUP($CD563,ATechDat,5,FALSE))","v":0},{"$f":"IF(BZ563=\"N\",\"\",VLOOKUP($CD563,ATechDat,6,FALSE))","v":0},{"$f":"IF(BZ563=\"N\",\"\",VLOOKUP($CD563,ATechDat,7,FALSE))","v":false},{"$f":"IF(BZ563=\"N\",\"\",VLOOKUP($CD563,ATechDat,8,FALSE))","v":"Cf PV"},{"$f":"IF(BZ563=\"N\",\"\",VLOOKUP($CD563,ATechDat,9,FALSE))","v":"SolarPV"},{"$f":"IF(BZ563=\"N\",\"\",VLOOKUP($CD563,ATechDat,10,FALSE))","v":"Default"},{"$f":"IF(BZ563=\"N\",\"\",VLOOKUP($CD563,ATechDat,11,FALSE))","v":"Default"},{"$f":"IF(BZ563=\"N\",\"\",VLOOKUP($CD563,ATechDat,12,FALSE))","v":30},{"$f":"IF(BZ563=\"N\",\"\",VLOOKUP($CD563,ATechDat,13,FALSE))","v":"Flat"},{"$f":"IF(BZ563=\"N\",\"\",VLOOKUP($CD563,ATechDat,14,FALSE))","v":0},{"$f":"IF(BZ563=\"N\",\"\",VLOOKUP($CD563,ATechDat,15,FALSE))","v":1},{"$f":"IF(BZ563=\"N\",\"\",VLOOKUP($CD563,ATechDat,16,FALSE))","v":false},{"$f":"IF(BZ563=\"N\",\"\",VLOOKUP($CD563,ATechDat,17,FALSE))","v":true},{"$f":"IF(BZ563=\"N\",\"\",VLOOKUP($CD563,ATechDat,18,FALSE))","v":false},{"$f":"IF(BZ563=\"N\",\"\",VLOOKUP($CD563,ATechDat,19,FALSE))","v":false},{"$f":"IF(BZ563=\"N\",\"\",VLOOKUP($CD563,ATechDat,20,FALSE))","v":0},{"$f":"IF(BZ563=\"N\",\"\",VLOOKUP($CD563,ATechDat,21,FALSE))","v":0},{"$f":"IF(BZ563=\"N\",\"\",VLOOKUP($CD563,ATechDat,22,FALSE))","v":0},"",null,null,"Old Mill Solar Project",null,"Old Mill Solar Project",1.1088570832990725,0.72021980444019751,0.33307203409559027,0.27533956365012374,0.31626022020359584,0.5343460338397612,0.85462234361386125,1.0132413860707425,1.3219312727927701,1.451069231342595,1.4972990219334039,1.3407567486141225,1.4784761110654299,0.96029307258693009,0.44409604546078701,0.36711941820016497,0.42168029360479448,0.71246137845301494,1.139496458151815,1.3509885147609901,1.76257503039036,1.9347589751234602,1.9963986959112052,1.7876756648188299]
["Opal Springs",1413,"54251","1",5891,"ROR R w/Div","WAT",null,"Hydro",4.3,4.3,2.9,null,3.3,5,3.3,5,null,null,3,"Operating",null,1920,null,"Crooked R.","Jefferson","OR","Y","Columbia","WECC","Deschutes Valley Wtr. Dist.","Independent","PacifiCorp (QF thru Dec 2020)",null,null,null,null,null,null,null,1,null,null,null,null,4.3,1.6225999999999998,null,null,null,null,"PACW",null,null,null,null,1.2785388127853901,0.9,0.99,3,3.6,3.06,3.3,3.06,3.09,3.12,3.5,"License granted November 1982; expires October 2032. Critical energy from PNUCC 2005 NRF",{"$f":"VLOOKUP($B566,[2]!Table_intranet_power_vewProjectLatLongUrl[#Data],2,FALSE)","v":44.49004},{"$f":"VLOOKUP($B566,[2]!Table_intranet_power_vewProjectLatLongUrl[#Data],3,FALSE)","v":-121.298812},{"$f":"VLOOKUP($B566,[2]!Table_intranet_power_vewProjectLatLongUrl[#Data],4,FALSE)","v":0},"2017-10-24T13:54:58",4.3,3.3,0.42699999999999999,1.6225999999999998,null,"Y","Not accounted for in HydInd file",null,"PNW East","HY_East","n/a",1,null,1,null,1,null,"Y",null,"Opal Springs","PNW East","Thr","Hyd",{"$f":"IF($BZ566=\"N\",\"\",IF($I566<>\"Wind\",($CF566*$CH566*IF(ISBLANK($L566),IF(ISBLANK($O566),$J566,$O566),$L566)),$J566*IF(AND($I566=\"Wind\",SWFullWind=\"Y\"),1,$CF566*$CH566)))","v":2.9},"Dec-1920","Jan-2051","n/a","Water",0,24,false,"Cf HY East","Zero","Expense","Default",50,"Flat",0,0,false,true,false,false,0,0,0,"",null,null,"Opal Springs",null,"Opal Springs",0.94763379440307549,1.2441803172954451,1.1063773006707833,1.4054622493438147,1.6170698482533785,1.2480410549322978,1.452448706230024,1.5691223100943437,2.0608546447358225,1.9154158568944541,1.9187760644153622,1.7336360060300966,0.94763379440307549,1.2441803172954451,1.1063773006707833,1.4054622493438147,1.6170698482533785,1.2480410549322978,1.452448706230024,1.5691223100943437,2.0608546447358225,1.9154158568944541,1.9187760644153622,1.7336360060300966]
["Orchard Avenue 1 & 2",1415,"50421","201,301",7338,"Conduit","WAT",null,"Hydro",1.6,1.6,0,null,0.4,1,1.6,1.4,0.64,null,null,"Operating","Mar",1987,null,"Tieton R.","Yakima","WA","Y","Columbia","WECC","Yakima-Tieton Irr. Dist.","Independent","Listed NUG per 2009 White Book",null,null,null,null,null,null,null,1,null,null,null,null,1.6,0.64,null,null,null,null,"PACW",null,null,null,null,null,null,0.39,0.37,0.3,0.32,0.3,0.34,0.38,0.4,0.4,"License granted July 1984; expires June 2034.",{"$f":"VLOOKUP($B568,[2]!Table_intranet_power_vewProjectLatLongUrl[#Data],2,FALSE)","v":46.596412999999998},{"$f":"VLOOKUP($B568,[2]!Table_intranet_power_vewProjectLatLongUrl[#Data],3,FALSE)","v":-120.67748899999999},{"$f":"VLOOKUP($B568,[2]!Table_intranet_power_vewProjectLatLongUrl[#Data],4,FALSE)","v":0},"2017-10-24T13:57:16",1.6,0.4,0.39999999999999997,0.64,null,"Y","Not accounted for in HydInd file",null,"PNW East","HY_Irr","n/a",1,null,1,null,1,null,"Y",null,"Orchard Avenue 1 & 2","PNW East","Thr","Hyd",0,"Mar-1987","Jan-2051","n/a","Water",0,24,false,"Cf HY Irr","Zero","Expense","Default",50,"Flat",0,0,false,true,false,false,0,0,0,"",null,null,"Orchard Avenue 1 & 2",null,"Orchard Avenue 1 & 2",0,0,0,0,0,0,0,0,0,0,0,0,0,0,0,0,0,0,0,0,0,0,0,0]
["Oregon City",1416,null,null,"2233C","ROR","WAT",null,"Hydro",1.5,null,null,null,null,null,null,null,1.05,null,null,"Retired",null,1916,2005,"Willamette R.","Clackamas","OR","Y","Columbia","WECC","Portland General Electric (Formerly by Blue Heron Paper Co.)","IOU","Retired",null,null,null,null,null,null,null,null,null,null,null,null,null,null,null,null,null,null,null,null,null,null,null,"n/a",null,null,null,null,null,null,null,null,null,null,"Licensed Jan 1955 - Dec 2004. Sold to PGE and retired in 2005.",{"$f":"VLOOKUP($B571,[2]!Table_intranet_power_vewProjectLatLongUrl[#Data],2,FALSE)","v":0},{"$f":"VLOOKUP($B571,[2]!Table_intranet_power_vewProjectLatLongUrl[#Data],3,FALSE)","v":0},{"$f":"VLOOKUP($B571,[2]!Table_intranet_power_vewProjectLatLongUrl[#Data],4,FALSE)","v":0},"2008-04-22",1.5,1.5,0.70000000000000007,1.05,null,"N","Retired",null,null,null,null,null,null,null,null,null,null,null,null,"","","","","","","","","","","","","","","","","","","","","","","","","","","","",null,null,"",null,"","","","","","","","","","","","","","","","","","","","","","","","",""]
["Oregon Trail (Echo Wind Farm)",1984,"56971","1",null,"WT","WND",null,"Wind",9.9,9.9,null,null,9.9,9.9,9.9,9.9,null,null,null,"Operating","Jul",2009,null,"Echo vicinity","Morrow/Umatilla","OR","Y","Columbia","WECC","Exelon (John Deere Renwables)","Independent","PacifiCorp",null,null,null,null,null,null,null,1,null,null,null,null,9.9,3.1680000000000001,null,null,null,"PacifiCorp Irrigon Substation","PACW",null,null,null,null,null,null,null,1.1599999999999999,2.5,3.1,3,3.06,2.96,2.62,2.5,"Oregon Trail is a part of Echo Wind Farm (1-9).  Echo Wind Farm (1-9) is powered by (10) RePower MM92 turbines and (27) Vestas V82 turbines.  Echo Wind Farm has a capacity of 64.5 MW.",{"$f":"VLOOKUP($B574,[2]!Table_intranet_power_vewProjectLatLongUrl[#Data],2,FALSE)","v":"42.927683"},{"$f":"VLOOKUP($B574,[2]!Table_intranet_power_vewProjectLatLongUrl[#Data],3,FALSE)","v":"-114.919252"},{"$f":"VLOOKUP($B574,[2]!Table_intranet_power_vewProjectLatLongUrl[#Data],4,FALSE)","v":"http://en.openei.org/wiki/Oregon_Trail_Wind_Park"},"2017-10-24T14:08:44",9.9,9.9,0.32,3.1680000000000001,null,"Y",null,"100% PNW PPA","PNW East","WN_PNWE","n/a",1,null,0.05,null,1,null,"Y",null,"Oregon Trail (Echo Wind Farm)","PNW East","Thr","Wind",9.9,"Jul-2009","Jan-2051","n/a","Wind",0,0,false,"Cf WN PNWE","WindB1","Default","Default",20,"Flat",0,1,false,true,false,false,0,0,0,"100% PNW PPA",null,null,"Oregon Trail (Echo Wind Farm)",null,"Oregon Trail (Echo Wind Farm)",0.13958999999999999,0.10840500000000002,0.126225,0.14255999999999999,0.15295500000000001,0.13365000000000002,0.15889500000000001,0.15889500000000001,0.17968500000000001,0.15889500000000001,0.16483500000000004,0.15889500000000001,2.7917999999999998,2.1680999999999999,2.5245000000000002,2.8512,3.0590999999999999,2.6730000000000005,3.1779000000000002,3.1779000000000002,3.5937000000000001,3.1779000000000002,3.2967000000000004,3.1779000000000002]
["Oregon University System OIT Klamath Falls",2248,"58961","PV ",null,"PV","SOL",null,"Solar",2,2,null,null,null,null,2,2,null,null,null,"Operating","Jan",2014,null,null,"Klamath","OR","Y","Columbia","WECC","SolarCity/Tesla","Independent","OIT (powers about 35% of campus)",null,null,null,null,null,null,null,1,null,null,null,null,2,null,null,null,null,null,"PACW",null,null,null,null,null,null,null,null,null,null,null,null,null,null,null,"~7,800 ground-mounted solar panels on 9 acres. Panels tilted at 35 degrees. Powers about 35% of OIT campus.",{"$f":"VLOOKUP($B576,[2]!Table_intranet_power_vewProjectLatLongUrl[#Data],2,FALSE)","v":42.254167000000002},{"$f":"VLOOKUP($B576,[2]!Table_intranet_power_vewProjectLatLongUrl[#Data],3,FALSE)","v":-121.785},{"$f":"VLOOKUP($B576,[2]!Table_intranet_power_vewProjectLatLongUrl[#Data],4,FALSE)","v":0},"2017-12-20T15:29:54",2,2,{"$f":"IF(OR(ISBLANK(J576),ISBLANK(R576),J576=0),VLOOKUP(IF(G576=\"WAT\",\"HY\",IF(G576=\"LFG\",\"LFG\",F576)),Acapability,4,FALSE),R576/J576)","v":0.254},0.50800000000000001]
["Oregon University System Rabbit Field",2249,"59790","PV1",null,"PV","SOL",null,"Solar",1.2,1.2,null,null,null,null,1.2,1.2,null,null,null,"Operating","Mar",2014,null,null,"Benton","OR","Y","Columbia","WECC","SolarCity/Tesla","Independent","OSU",null,null,null,null,null,null,null,1,null,null,null,null,1.2,null,null,null,null,null,"PACW",null,null,null,null,null,null,null,null,null,null,null,null,null,null,null,"~ six acres",{"$f":"VLOOKUP($B577,[2]!Table_intranet_power_vewProjectLatLongUrl[#Data],2,FALSE)","v":44.573484000000001},{"$f":"VLOOKUP($B577,[2]!Table_intranet_power_vewProjectLatLongUrl[#Data],3,FALSE)","v":-123.31695000000001},{"$f":"VLOOKUP($B577,[2]!Table_intranet_power_vewProjectLatLongUrl[#Data],4,FALSE)","v":0},"2017-12-20T15:30:01",1.2,1.2,0.254,0.30480000000000002]
["Oxbow 1 - 4",1419,"3014","1,2,3,4","1971B","ROR R. w/Div.","WAT",null,"Hydro",190,190,null,220,202,202,219.8,219.9,137,null,100,"Operating","Jul",1961,null,"Snake R.","Baker","ID/OR","Y","Columbia","WECC","Idaho Power Co.","IOU","Idaho Power Co.",null,null,null,null,null,null,null,1,null,null,null,null,190,137,null,null,null,null,"IPC",93.9,95.7,94,92.889954337899496,141.344178082192,89.3,108.65,119.52,111.3,159.51,124.7,84.93,94.94,85.63,102.8,"License granted August 1955; expires July 2005. Critical energy from PNUCC 2005 NRF",{"$f":"VLOOKUP($B581,[2]!Table_intranet_power_vewProjectLatLongUrl[#Data],2,FALSE)","v":"44.971"},{"$f":"VLOOKUP($B581,[2]!Table_intranet_power_vewProjectLatLongUrl[#Data],3,FALSE)","v":"-116.835"},{"$f":"VLOOKUP($B581,[2]!Table_intranet_power_vewProjectLatLongUrl[#Data],4,FALSE)","v":"http://www.nwcouncil.org/energy/powersupply/dams/dam.asp?id=19"},"2017-10-24T14:48:56",190,202,0.72105263157894739,137,"Regulated","N","Reg hydro",null,null,null,null,null,null,null,null,null,null,null,null,"","","","","","","","","","","","","","","","","","","","","","","","","","","","",null,null,"",null,"","","","","","","","","","","","","","","","","","","","","","","","",""]
["Pacific Canyon (Echo Wind Farm)",1985,"56972","1",null,"WT","WND",null,"Wind",8.25,8.3000000000000007,null,null,8.3000000000000007,8.3000000000000007,8.3000000000000007,8.3000000000000007,null,null,null,"Operating","Jul",2009,null,"Echo vicinity","Morrow/Umatilla","OR","Y","Columbia","WECC","Exelon (John Deere Renwables)","Independent","PacifiCorp",null,null,null,null,null,null,null,1,null,null,null,null,{"$f":"AO582*J582","v":8.25},{"$f":"IF(ISNUMBER(R582),R582,BX582)*AO582","v":2.6480000000000001},null,null,null,"PacifiCorp Irrigon Substation","PACW",null,null,null,null,null,null,null,0.73,1.9,2.29,2.2999999999999998,2.29,2.27,1.98,2,"Pacific Canyon is a part of Echo Wind Farm (1-9).  Echo Wind Farm (1-9) is powered by (10) RePower MM92 turbines and (27) Vestas V82 turbines.  Echo Wind Farm has a capacity of 64.5 MW.",{"$f":"VLOOKUP($B582,[2]!Table_intranet_power_vewProjectLatLongUrl[#Data],2,FALSE)","v":"45.724"},{"$f":"VLOOKUP($B582,[2]!Table_intranet_power_vewProjectLatLongUrl[#Data],3,FALSE)","v":"-119.436"},{"$f":"VLOOKUP($B582,[2]!Table_intranet_power_vewProjectLatLongUrl[#Data],4,FALSE)","v":"http://www.rnp.org/node/echo-windfarms-1-9"},"2017-10-24T14:50:40",8.25,8.3000000000000007,0.32,2.6480000000000001,null,"Y",null,"100% PNW PPA","PNW East","WN_PNWE","n/a",1,null,0.05,null,1,null,"Y",null,"Pacific Canyon (Echo Wind Farm)","PNW East","Thr","Wind",8.25,"Jul-2009","Jan-2051","n/a","Wind",0,0,false,"Cf WN PNWE","WindB1","Default","Default",20,"Flat",0,1,false,true,false,false,0,0,0,"100% PNW PPA",null,null,"Pacific Canyon (Echo Wind Farm)",null,"Pacific Canyon (Echo Wind Farm)",0.11703,9.0885000000000007E-2,0.10582500000000002,0.11952,0.12823500000000002,0.11205000000000001,0.13321500000000003,0.13321500000000003,0.150645,0.13321500000000003,0.13819500000000001,0.13321500000000003,2.3405999999999998,1.8177000000000001,2.1165000000000003,2.3904000000000001,2.5647000000000002,2.2410000000000005,2.6643000000000003,2.6643000000000003,3.0129000000000001,2.6643000000000003,2.7639000000000005,2.6643000000000003]
["Palouse",1952,"57530","1",null,"WT","WND",null,"Wind",104.4,105.3,null,null,null,null,105.3,105.3,40,null,null,"Operating","Dec",2012,null,"Oakesdale","Whitman","WA","Y","Columbia","WECC","First Wind.  Avista has option to purchase wind facility after 10 years (presumably in 2022).","Independent","Avista (30-yr PPA), all RECS to Avista.",null,null,null,null,null,null,2022,1,null,null,null,null,{"$f":"AO586*J586","v":104.4},{"$f":"IF(ISNUMBER(R586),R586,BX586)*AO586","v":40},null,null,null,"Avista","Avista",null,null,null,null,null,null,null,null,null,null,1.5,33.909999999999997,38.270000000000003,33.51,39.9,"(58) 1.8 MW Vestas V100 WTG.  RECs bought by Avista on 30 year contract.  RFP identified in Avista's 2009 IRP for RPS compliance.",{"$f":"VLOOKUP($B586,[2]!Table_intranet_power_vewProjectLatLongUrl[#Data],2,FALSE)","v":"47.1572222"},{"$f":"VLOOKUP($B586,[2]!Table_intranet_power_vewProjectLatLongUrl[#Data],3,FALSE)","v":"-117.3325"},{"$f":"VLOOKUP($B586,[2]!Table_intranet_power_vewProjectLatLongUrl[#Data],4,FALSE)","v":"http://www.firstwind.com/projects/palouse-wind"},"2017-10-24T14:55:40",104.4,105.3,0.38314176245210724,40,null,"Y","Operating","100% PNW PPA","PNW East","WN_PNWE","n/a",1,null,0.05,null,1,null,"Y",null,"Palouse","PNW East","Thr","Wind",104.4,"Dec-2012","Jan-2051","n/a","Wind",0,0,false,"Cf WN PNWE","WindB1","Default","Default",20,"Flat",0,1,false,true,false,false,0,0,0,"100% PNW PPA",null,null,"Palouse",null,"Palouse",1.47204,1.1431800000000001,1.3311000000000002,1.50336,1.6129800000000001,1.4094000000000002,1.6756200000000003,1.6756200000000003,1.8948600000000002,1.6756200000000003,1.7382600000000004,1.6756200000000003,29.440799999999999,22.863600000000002,26.622000000000003,30.0672,32.259599999999999,28.188000000000002,33.5124,33.5124,37.897199999999998,33.5124,34.765200000000007,33.5124]
["Pasco (Franklin/Grays) GT 1",1423,"56017","GT1",null,"GT","NG",null,"Natural gas",11.4,11.4,11,null,10.5,11.2,10.5,11.2,null,null,null,"Suspended","Jul",2002,null,"Pasco","Franklin","WA","Y","Columbia","WECC","Franklin Co. PUD (50%); Greys Harbor PUD (50%)","PUD","Franklin Co. PUD & Greys Harbor PUD",4.1559999999999997,7.2149999999999999,11501.6,null,null,null,null,1,null,null,null,null,11.4,9.7825000000000006,null,null,"Williams Northwest",null,"BPA",null,null,null,null,null,0.1,0.02,0.39,0.2,0,0,0,0,0,0,"GE10B GT",{"$f":"VLOOKUP($B588,[2]!Table_intranet_power_vewProjectLatLongUrl[#Data],2,FALSE)","v":"46.307"},{"$f":"VLOOKUP($B588,[2]!Table_intranet_power_vewProjectLatLongUrl[#Data],3,FALSE)","v":"-119.114"},{"$f":"VLOOKUP($B588,[2]!Table_intranet_power_vewProjectLatLongUrl[#Data],4,FALSE)","v":"http://www.ghpud.org/Engineering/Goals___Objectives/Grays_Harbor_Franklin_County_C/grays_harbor_franklin_county_c.html"},"2017-03-24T09:24:30",11,10.5,0.91,9.7825000000000006,null,"N",null,null,"PNW East","NGGT_PNWE",11500,1,null,1,null,1,null,null,null,"","","","","","","","","","","","","","","","","","","","","","","","","","","","",null,null,"",null,"",{"$f":"IF($BZ588=\"N\",\"\",IF(OR($I588<>\"Wind\",$I588<>\"Solar\",$I588<>\"Hydro\"),($CF588*$CH588*IF(ISBLANK($L588),IF(ISBLANK($O588),$J588,$O588),$L588))*VLOOKUP($CZ588,ASeasDist,DU$7,FALSE)*VLOOKUP($DE588,ASeasDist,DU$7),$J588*$CF588*$CH588))","v":""},"","","","","","","","","","","",{"$f":"IF($BZ588=\"N\",\"\",IF(OR($I588<>\"Wind\",$I588<>\"Solar\",$I588<>\"Hydro\"),$CJ588*IF(ISBLANK($L588),IF(ISBLANK($O588),$J588,$O588),$L588),$J588)*(1-$CW588)*VLOOKUP($CZ588,ASeasDist,EG$7,FALSE)*VLOOKUP($DE588,ASeasDist,EG$7))","v":""},"","","","","","","","","","",""]
["Pasco (Franklin/Grays) GT 4",1426,"56017","GT4",null,"GT","NG",null,"Natural gas",11.4,11.4,11,null,10.5,11.2,10.5,11.2,null,null,null,"Suspended","Jul",2002,null,"Pasco","Franklin","WA","Y","Columbia","WECC","Franklin Co. PUD (50%); Greys Harbor PUD (50%)","PUD","Franklin Co. PUD & Greys Harbor PUD",4.1559999999999997,7.2149999999999999,11501.6,null,null,null,null,1,null,null,null,null,11.4,9.7825000000000006,null,null,"Williams Northwest",null,"BPA",null,null,null,null,null,null,null,null,null,null,null,null,null,null,null,"GE10B GT",{"$f":"VLOOKUP($B591,[2]!Table_intranet_power_vewProjectLatLongUrl[#Data],2,FALSE)","v":"46.307"},{"$f":"VLOOKUP($B591,[2]!Table_intranet_power_vewProjectLatLongUrl[#Data],3,FALSE)","v":"-119.114"},{"$f":"VLOOKUP($B591,[2]!Table_intranet_power_vewProjectLatLongUrl[#Data],4,FALSE)","v":0},"2017-03-24T09:24:59",11,10.5,0.91,9.7825000000000006,null,"N",null,null,"PNW East","NGGT_PNWE",11500,1,null,1,null,1,null,null,null,"","","","","","","","","","","","","","","","","","","","","","","","","","","","",null,null,"",null,"","","","","","","","","","","","","","","","","","","","","","","","",""]
["Pebble Springs",1427,"56789","1",null,"WT","WND",null,"Wind",99,98.7,null,null,null,null,98.7,98.7,31.5,null,null,"Operating","Feb",2009,null,"Arlington","Gilliam","OR","Y","Columbia","WECC","Iberdrola Renewables","Independent","LADWP (69 MW), Burbank (20 MW) & Glendale (10 MW) (18 yr PPAs w/option to buy)",null,null,null,null,null,null,2027,0,null,1,null,null,{"$f":"AO594*J594","v":0},{"$f":"IF(ISNUMBER(R594),R594,BX594)*AO594","v":0},null,null,null,"BPA Jones Canyon switching station","BPA",null,null,null,null,null,4.3680365296803698,null,23.64,24.81,27.4,25,26,26.46,22.26,22.8,"(47) Suzlon S88-2.1 MW WTG.",{"$f":"VLOOKUP($B594,[2]!Table_intranet_power_vewProjectLatLongUrl[#Data],2,FALSE)","v":"45.712306"},{"$f":"VLOOKUP($B594,[2]!Table_intranet_power_vewProjectLatLongUrl[#Data],3,FALSE)","v":"-120.184242"},{"$f":"VLOOKUP($B594,[2]!Table_intranet_power_vewProjectLatLongUrl[#Data],4,FALSE)","v":"http://en.openei.org/wiki/Pebble_Springs_Wind_Farm"},"2017-10-24T14:56:47",99,98.7,0.31818181818181818,31.5,null,"Y",null,"100% OOR PPA","PNW East","WN_PNWE","n/a",0,null,0.05,null,0,"OOR PPA","Y",null,"Pebble Springs","PNW East","Thr","Wind",99,"Feb-2009","Jan-2051","n/a","Wind",0,0,false,"Cf WN PNWE","WindB1","Default","Default",20,"Flat",0,1,false,true,false,false,0,0,0,"100% OOR PPA",null,null,"Pebble Springs",null,"Pebble Springs",0,0,0,0,0,0,0,0,0,0,0,0,0,0,0,0,0,0,0,0,0,0,0,0]
["Pelton Reregulation Dam (Warm Springs)",1429,"54721","0001","2030B","Storage (Rereg)","WAT",null,"Hydro",18.899999999999999,19.600000000000001,null,8.6999999999999993,18.899999999999999,18.899999999999999,18.5,18.5,8,null,8,"Operating",null,1958,null,"Deschutes R.","Jefferson","OR","Y","Columbia","WECC","Warm Springs Tribal Council","Independent","Warm Springs Power Enterprises (5 MW), Portland General electric (3 MW)",null,null,null,null,null,null,null,1,null,null,null,null,18.899999999999999,8,null,null,null,null,"PGE",null,null,null,null,null,null,null,null,10.1,10.68,10.7,9.5299999999999994,10.19,10.81,9.4,"Original project license Jan 1952 - Dec 2001. New license issued 6/1/2005. Critical energy from PNUCC 2005 NRF. Certified low-impact.",{"$f":"VLOOKUP($B596,[2]!Table_intranet_power_vewProjectLatLongUrl[#Data],2,FALSE)","v":44.724241999999997},{"$f":"VLOOKUP($B596,[2]!Table_intranet_power_vewProjectLatLongUrl[#Data],3,FALSE)","v":-121.23473300000001},{"$f":"VLOOKUP($B596,[2]!Table_intranet_power_vewProjectLatLongUrl[#Data],4,FALSE)","v":0},"2017-10-25T12:02:45",18.899999999999999,18.899999999999999,0.42328042328042331,8,"Regulated","N","Reg hydro",null,null,null,null,null,null,null,null,null,null,null,null,"","","","","","","","","","","","","","","","","","","","","","","","","","","","",null,null,"",null,"","","","","","","","","","","","","","","","","","","","","","","","",""]
["Penta Post",1430,null,null,null,"STCG","WW",null,"Biomass",0.4,null,null,null,null,null,null,null,null,null,null,"Operating",null,1992,null,"Tuttle","Gooding","ID","Y","Columbia","WECC","Penta Post & Treatment Company, Inc.","Independent","Self-generation",null,null,null,null,null,null,null,1,null,null,null,null,{"$f":"AO597*J597","v":0.4},{"$f":"IF(ISNUMBER(R597),R597,BX597)*AO597","v":0.32000000000000006},"Penta Post sawmill","Lumber & wood products",null,null,null,null,null,null,null,null,null,null,null,null,null,null,null,null,null,null,null,{"$f":"VLOOKUP($B597,[2]!Table_intranet_power_vewProjectLatLongUrl[#Data],2,FALSE)","v":"42.858257"},{"$f":"VLOOKUP($B597,[2]!Table_intranet_power_vewProjectLatLongUrl[#Data],3,FALSE)","v":"-114.839712"},{"$f":"VLOOKUP($B597,[2]!Table_intranet_power_vewProjectLatLongUrl[#Data],4,FALSE)","v":0},"2005-07-20",0.4,0.4,0.8,0.32000000000000006,null,"N","<0.5 MW",null,null,null,null,null,null,null,null,null,null,null,null,"","","","","","","","","","","","","","","","","","","","","","","","","","","","",null,null,"",null,"","","","","","","","","","","","","","","","","","","","","","","","",""]
["Pilgrim Stage Station (Idaho Wind)",1815,"56440","PSWP",null,"WT","WND",null,"Wind",10.5,10.5,null,null,null,null,10.5,10.5,3.2,null,null,"Operating","Feb",2011,null,"Hagerman","Twin Falls","ID","Y","Columbia","WECC","Idaho Wind Partners","Independent","QF PPA w/IPC (2011-2030)",null,null,null,null,null,null,2030,1,null,null,null,null,{"$f":"AO601*J601","v":10.5},{"$f":"IF(ISNUMBER(R601),R601,BX601)*AO601","v":3.2},null,null,null,null,"IPC",null,null,null,null,null,null,null,null,null,3.45,3.7,3.69,4.03,3.2,3.5,"(7) GE 1.5 MW WTG.  FERC ruling May 2011 allows for RECs to be unbundled via 3rd party and sold to CA - power gets sold back to ID.",{"$f":"VLOOKUP($B601,[2]!Table_intranet_power_vewProjectLatLongUrl[#Data],2,FALSE)","v":"42.741336"},{"$f":"VLOOKUP($B601,[2]!Table_intranet_power_vewProjectLatLongUrl[#Data],3,FALSE)","v":"-114.865865"},{"$f":"VLOOKUP($B601,[2]!Table_intranet_power_vewProjectLatLongUrl[#Data],4,FALSE)","v":"http://www.exergydevelopment.com/projects/sites/pilgrim-stage-station"},"2017-10-24T15:02:44",10.5,10.5,0.30476190476190479,3.2,null,"Y",null,"100% PNW PPA","PNW East","WN_PNWE","n/a",1,null,0.05,null,1,null,"Y",null,"Pilgrim Stage Station (Idaho Wind)","PNW East","Thr","Wind",10.5,"Feb-2011","Jan-2051","n/a","Wind",0,0,false,"Cf WN PNWE","WindB1","Default","Default",20,"Flat",0,1,false,true,false,false,0,0,0,"100% PNW PPA",null,null,"Pilgrim Stage Station (Idaho Wind)",null,"Pilgrim Stage Station (Idaho Wind)",0.14804999999999999,0.11497500000000001,0.13387500000000002,0.1512,0.16222500000000001,0.14175000000000001,0.16852500000000001,0.16852500000000001,0.19057499999999999,0.16852500000000001,0.17482500000000001,0.16852500000000001,2.9609999999999999,2.2995000000000001,2.6775000000000002,3.0239999999999996,3.2444999999999999,2.835,3.3705000000000003,3.3705000000000003,3.8114999999999997,3.3705000000000003,3.4965000000000002,3.3705000000000003]
["Pine Creek",1435,null,null,8546,"Diversion","WAT",null,"Hydro",0.37,null,0.1,null,null,null,null,null,0.21,null,null,"Operating",null,1975,null,"Pine Cr.","Park","MT","N","Missouri","WECC","H. & M. Carter","Independent","NorthWestern (QF thru Jun 2024)",null,null,null,null,null,null,null,0.31,null,null,null,null,{"$f":"AO602*J602","v":0.1147},{"$f":"IF(ISNUMBER(R602),R602,BX602)*AO602","v":6.5099999999999991E-2},null,null,null,null,null,null,null,null,null,null,null,null,null,null,null,null,null,null,null,null,"License granted July 1986; expires June 2036.",{"$f":"VLOOKUP($B602,[2]!Table_intranet_power_vewProjectLatLongUrl[#Data],2,FALSE)","v":0},{"$f":"VLOOKUP($B602,[2]!Table_intranet_power_vewProjectLatLongUrl[#Data],3,FALSE)","v":0},{"$f":"VLOOKUP($B602,[2]!Table_intranet_power_vewProjectLatLongUrl[#Data],4,FALSE)","v":0},"2010-06-22",0.37,0.1,0.56756756756756754,0.21,null,"N","<0.5 MW",null,null,null,null,null,null,null,null,null,null,null,null,"","",{"$f":"IF(BZ602=\"N\",\"\",VLOOKUP($CD602,ATechDat,2,FALSE))","v":""},{"$f":"IF(BZ602=\"N\",\"\",VLOOKUP($CD602,ATechDat,3,FALSE))","v":""},"","","","",{"$f":"IF(BZ602=\"N\",\"\",VLOOKUP($CD602,ATechDat,4,FALSE))","v":""},{"$f":"IF(BZ602=\"N\",\"\",VLOOKUP($CD602,ATechDat,5,FALSE))","v":""},{"$f":"IF(BZ602=\"N\",\"\",VLOOKUP($CD602,ATechDat,6,FALSE))","v":""},{"$f":"IF(BZ602=\"N\",\"\",VLOOKUP($CD602,ATechDat,7,FALSE))","v":""},{"$f":"IF(BZ602=\"N\",\"\",VLOOKUP($CD602,ATechDat,8,FALSE))","v":""},{"$f":"IF(BZ602=\"N\",\"\",VLOOKUP($CD602,ATechDat,9,FALSE))","v":""},{"$f":"IF(BZ602=\"N\",\"\",VLOOKUP($CD602,ATechDat,10,FALSE))","v":""},{"$f":"IF(BZ602=\"N\",\"\",VLOOKUP($CD602,ATechDat,11,FALSE))","v":""},{"$f":"IF(BZ602=\"N\",\"\",VLOOKUP($CD602,ATechDat,12,FALSE))","v":""},{"$f":"IF(BZ602=\"N\",\"\",VLOOKUP($CD602,ATechDat,13,FALSE))","v":""},{"$f":"IF(BZ602=\"N\",\"\",VLOOKUP($CD602,ATechDat,14,FALSE))","v":""},{"$f":"IF(BZ602=\"N\",\"\",VLOOKUP($CD602,ATechDat,15,FALSE))","v":""},{"$f":"IF(BZ602=\"N\",\"\",VLOOKUP($CD602,ATechDat,16,FALSE))","v":""},{"$f":"IF(BZ602=\"N\",\"\",VLOOKUP($CD602,ATechDat,17,FALSE))","v":""},{"$f":"IF(BZ602=\"N\",\"\",VLOOKUP($CD602,ATechDat,18,FALSE))","v":""},{"$f":"IF(BZ602=\"N\",\"\",VLOOKUP($CD602,ATechDat,19,FALSE))","v":""},{"$f":"IF(BZ602=\"N\",\"\",VLOOKUP($CD602,ATechDat,20,FALSE))","v":""},{"$f":"IF(BZ602=\"N\",\"\",VLOOKUP($CD602,ATechDat,21,FALSE))","v":""},{"$f":"IF(BZ602=\"N\",\"\",VLOOKUP($CD602,ATechDat,22,FALSE))","v":""},"",null,null,"",null,"","","","","","","","","","","","","","","","","","","","","","","","",""]
["Plummer Forest Products",1437,"55090","GEN1",null,"STCG","WW",null,"Biomass",5.8,6.2,null,null,5.8,5.8,5.8,5.8,4,null,null,"Operating","Dec",1982,null,"Plummer","Benewah","ID","Y","Columbia","WECC","Plummer Forest Product","Independent","Avista Utilities (QF \"Stimson\" thru Sep 2011). Current PPA thru Dec 2019.",null,null,null,null,null,null,2019,1,null,null,null,null,5.8,4,"Plummer Sawmill","Kilns, building heat.",null,null,"Avista",null,null,4.2,4.08002283105023,4.0413242009132402,4.2,4.26,4.22,4.09,4.12,4,3.99,3.46,3.36,3.8,"(1) 6.25 MW STG. Reconstructed mill on site of Rayonier mill that burned in July 1998. Formerly PacifiCrown, HalleyWest.",{"$f":"VLOOKUP($B606,[2]!Table_intranet_power_vewProjectLatLongUrl[#Data],2,FALSE)","v":"47.327695"},{"$f":"VLOOKUP($B606,[2]!Table_intranet_power_vewProjectLatLongUrl[#Data],3,FALSE)","v":"-116.891601"},{"$f":"VLOOKUP($B606,[2]!Table_intranet_power_vewProjectLatLongUrl[#Data],4,FALSE)","v":0},"2017-10-24T15:03:06",5.8,5.8,0.68965517241379315,4,null,"Y",null,null,"PNW East","WWSTCG",8000,1,null,1,null,1,null,"Y",null,"Plummer Forest Products","PNW East","Thr","STCG",5.8,"Dec-1982","Jan-2051",8000,"Mill Residue",7.0000000000000007E-2,56,false,"MR 28d Flat","Bio1","Default","Default",30,"Flat",0,1,false,true,false,false,0,0,0,"",null,null,"Plummer Forest Products",null,"Plummer Forest Products",{"$f":"IF($BZ606=\"N\",\"\",IF(OR($I606<>\"Wind\",$I606<>\"Solar\",$I606<>\"Hydro\"),($CF606*$CH606*IF(ISBLANK($L606),IF(ISBLANK($O606),$J606,$O606),$L606))*VLOOKUP($CZ606,ASeasDist,DU$7,FALSE)*VLOOKUP($DE606,ASeasDist,DU$7),$J606*$CF606*$CH606))","v":5.2438356164383562},5.2438356164383562,5.2438356164383562,5.2438356164383562,5.2438356164383562,5.2438356164383562,5.2438356164383562,5.2438356164383562,5.2438356164383562,5.2438356164383562,5.2438356164383562,5.2438356164383562,{"$f":"IF($BZ606=\"N\",\"\",IF(OR($I606<>\"Wind\",$I606<>\"Solar\",$I606<>\"Hydro\"),$CJ606*IF(ISBLANK($L606),IF(ISBLANK($O606),$J606,$O606),$L606),$J606)*(1-$CW606)*VLOOKUP($CZ606,ASeasDist,EG$7,FALSE)*VLOOKUP($DE606,ASeasDist,EG$7))","v":4.8767671232876708},4.8767671232876708,4.8767671232876708,4.8767671232876708,4.8767671232876708,4.8767671232876708,4.8767671232876708,4.8767671232876708,4.8767671232876708,4.8767671232876708,4.8767671232876708,4.8767671232876708]
["Ponderosa",1841,null,null,"P-13470","Conduit","WAT",null,"Hydro",0.75,null,null,null,null,null,null,null,null,null,null,"Operating","May",2010,null,"Swalley I.D. Main Canal","Deschutes","OR","Y","Columbia","WECC","Swalley Irrigation District","Independent","PacifiCorp (QF)",null,null,null,null,null,null,null,1,null,null,null,null,0.75,0.32024999999999998,null,null,null,null,"PACW",null,null,null,null,null,null,null,null,null,null,null,null,null,null,null,"Headworks, 5.1 mi penstock and (1) 750 kW Francis horizontal turbine-generator.",{"$f":"VLOOKUP($B608,[2]!Table_intranet_power_vewProjectLatLongUrl[#Data],2,FALSE)","v":0},{"$f":"VLOOKUP($B608,[2]!Table_intranet_power_vewProjectLatLongUrl[#Data],3,FALSE)","v":0},{"$f":"VLOOKUP($B608,[2]!Table_intranet_power_vewProjectLatLongUrl[#Data],4,FALSE)","v":0},"2010-08-16",0.75,0.75,0.42699999999999999,0.32024999999999998,null,"Y","Not accounted for in HydInd file",null,"PNW East","HY_Irr","n/a",1,null,1,null,1,null,"Y",null,"Ponderosa","PNW East","Thr","Hyd",0.75,"May-2010","Jan-2051","n/a","Water",0,24,false,"Cf HY Irr","Zero","Expense","Default",50,"Flat",0,0,false,true,false,false,0,0,0,"",null,null,"Ponderosa",null,"Ponderosa",0.75,0,0,0,0,0,0,0.75,0.75,0.75,0.75,0.75,0.75,0,0,0,0,0,0,0.75,0.75,0.75,0.75,0.75]
["Port Townsend Paper GEN 6",1441,"50544","GEN6",null,"RB/STCG","BL","WW/FO","Biomass",7.5,6.2,null,null,7.5,7.5,5.8,5.8,null,null,null,"Operating","Jan",1986,null,"Port Townsend","Clallam","WA","Y","Puget Sound & Coastal","WECC","Port Townsend Paper Corp.","Independent","Self-generation",null,null,null,null,null,null,null,1,null,null,null,null,7.5,6,"Port Townsent Paper Corp.","Kraft, board and paper mills",null,null,"BPA",null,null,null,null,null,null,null,null,null,null,null,null,null,null,null,null,{"$f":"VLOOKUP($B611,[2]!Table_intranet_power_vewProjectLatLongUrl[#Data],2,FALSE)","v":"48.093946"},{"$f":"VLOOKUP($B611,[2]!Table_intranet_power_vewProjectLatLongUrl[#Data],3,FALSE)","v":"-122.798486"},{"$f":"VLOOKUP($B611,[2]!Table_intranet_power_vewProjectLatLongUrl[#Data],4,FALSE)","v":0},"2017-10-24T15:04:04",7.5,7.5,0.8,6,null,"N","100% Self-gen",null,null,null,null,null,null,null,null,null,null,null,null,"","","","","","","","","","","","","","","","","","","","","","","","","","","","",null,null,"",null,"","","","","","","","","","","","","","","","","","","","","","","","",""]
["Port Westward CC 1A & 1B",1443,"56227","1,2",null,"CC","NG",null,"Natural gas",399,483,402,null,378,399,392.2,406.4,349,null,null,"Operating","Jun",2007,null,"Port Westward (Clatskanie)","Columbia","OR","Y","Columbia","WECC","Portland General Electric","IOU","Portland General Electric",18.515999999999998,1.3,6936.8,null,null,null,null,1,null,null,null,null,399,349,null,null,"Williams Northwest",null,"PGE",null,null,null,null,null,196.6,323.52,302.3,313.39999999999998,158.93,197.4,272.13,221.82,265.33,274,"1x1 Mitsubishi 501G CC plant. Baseload 374 MW, peak 399 MW.",{"$f":"VLOOKUP($B614,[2]!Table_intranet_power_vewProjectLatLongUrl[#Data],2,FALSE)","v":"46.174"},{"$f":"VLOOKUP($B614,[2]!Table_intranet_power_vewProjectLatLongUrl[#Data],3,FALSE)","v":"-123.178"},{"$f":"VLOOKUP($B614,[2]!Table_intranet_power_vewProjectLatLongUrl[#Data],4,FALSE)","v":"http://www.emersonprocess-powerwater.com/news/ae/PR_PM_TopPlant_PortWestward.pdf"},"2017-10-24T15:05:39",402,378,0.87468671679197996,349,null,"Y",null,null,"PNW West","NGCC_PNWW",6800,1,null,1,null,1,null,null,null,"Port Westward CC 1A & 1B","PNW West","Thr","CCCT",402,"Jun-2007","Jan-2051",6800,"PNW W. gas",5.8999999999999997E-2,32,true,"MR 21d Winter Pk_Hydro","CCCT - PNW W.","Default","Default",30,"CMS GT PNWW",0,0,false,true,false,false,0,0,0,"",null,null,"Port Westward CC 1A & 1B",null,"Port Westward CC 1A & 1B",378.33413960263931,387.63893850836183,396.31810187187807,401.51714435331786,402,398.406396915247,342.60168508376302,287.50460169261078,282.65870131675973,278.42776291753978,373.43474947336489,372.80800136054393,356.01242536608368,364.76824113636854,372.9353338614373,377.82763283647216,378.28200000000004,374.90041949724747,322.38818566382105,270.54183019274672,265.98183793907089,262.00052490540492,351.40209925443639,350.81232928027185]
["Portneuf River",1445,null,null,7447,"ROR R w/Div","WAT",null,"Hydro",0.9,null,0,null,null,null,null,null,0.45,null,null,"Operating",null,1993,null,"Portneuf R.","Bannock","ID","Y","Columbia","WECC","Commercial Energy Management","Independent","PacifiCorp (QF thru May 2020)",null,null,null,null,null,null,null,1,null,null,null,null,0.9,0.45,null,null,null,null,null,null,null,null,null,null,null,null,null,null,null,null,null,null,null,null,"License granted December 1986; expires November 2036.",{"$f":"VLOOKUP($B616,[2]!Table_intranet_power_vewProjectLatLongUrl[#Data],2,FALSE)","v":0},{"$f":"VLOOKUP($B616,[2]!Table_intranet_power_vewProjectLatLongUrl[#Data],3,FALSE)","v":0},{"$f":"VLOOKUP($B616,[2]!Table_intranet_power_vewProjectLatLongUrl[#Data],4,FALSE)","v":0},"2010-06-22",0.9,0,0.5,0.45,null,"Y","Not accounted for in HydInd file",null,"PNW East","HY_Irr","n/a",1,null,1,null,1,null,"Y",null,"Portneuf River","PNW East","Thr","Hyd",0,"Dec-1993","Jan-2051","n/a","Water",0,24,false,"Cf HY Irr","Zero","Expense","Default",50,"Flat",0,0,false,true,false,false,0,0,0,"",null,null,"Portneuf River",null,"Portneuf River",0,0,0,0,0,0,0,0,0,0,0,0,0,0,0,0,0,0,0,0,0,0,0,0]
["Post Falls (Middle channel) 1 - 6",1446,"835","1,2,3,4,5,6","2545E","Storage","WAT",null,"Hydro",14.75,14.5,null,17.2,18,18,17.5,18,9.4,null,8,"Operating","Jul",1906,null,"Spokane R. (Post Falls, ID)","Kootenai","ID","Y","Columbia","WECC","Avista","IOU","Avista Utilities",null,null,null,null,null,null,null,1,null,null,null,null,14.75,9.4,null,null,null,null,"Avista",10,9.1999999999999993,5.4,4.2396118721461198,3.2501141552511399,2.5,1.97,9.6300000000000008,10.3,10.33,9.5,9.69,9.57,8.36,10.1,"(6) units. Original license May 1965 - Jul 2007. 50-year license granted Jun 2009. Critical energy from PNUCC 2005 NRF",{"$f":"VLOOKUP($B617,[2]!Table_intranet_power_vewProjectLatLongUrl[#Data],2,FALSE)","v":"47.71"},{"$f":"VLOOKUP($B617,[2]!Table_intranet_power_vewProjectLatLongUrl[#Data],3,FALSE)","v":"-116.96"},{"$f":"VLOOKUP($B617,[2]!Table_intranet_power_vewProjectLatLongUrl[#Data],4,FALSE)","v":"http://www.avistautilities.com/resources/relicensing/spokane/project/proj_pf.asp"},"2017-10-24T15:07:32",14.75,18,0.6372881355932204,9.4,"Regulated","N","Reg hydro",null,null,null,null,null,null,null,null,null,null,null,null,"","","","","","","","","","","","","","","","","","","","","","","","","","","","",null,null,"",null,"",{"$f":"IF($BZ617=\"N\",\"\",IF(OR($I617<>\"Wind\",$I617<>\"Solar\",$I617<>\"Hydro\"),($CF617*$CH617*IF(ISBLANK($L617),IF(ISBLANK($O617),$J617,$O617),$L617))*VLOOKUP($CZ617,ASeasDist,DU$7,FALSE)*VLOOKUP($DE617,ASeasDist,DU$7),$J617*$CF617*$CH617))","v":""},"","","","","","","","","","","",{"$f":"IF($BZ617=\"N\",\"\",IF(OR($I617<>\"Wind\",$I617<>\"Solar\",$I617<>\"Hydro\"),$CJ617*IF(ISBLANK($L617),IF(ISBLANK($O617),$J617,$O617),$L617),$J617)*(1-$CW617)*VLOOKUP($CZ617,ASeasDist,EG$7,FALSE)*VLOOKUP($DE617,ASeasDist,EG$7))","v":""},"","","","","","","","","","",""]
["Power County Wind Park South",1966,"57760","PCWPS",null,"WT","WND",null,"Wind",22.5,22.5,null,null,null,null,22.5,22.5,6.91,null,null,"Operating","Dec",2011,null,"American Falls","Power","ID","Y","Columbia","WECC","Windland, dba Power County Wind Park South, LLC","Independent","PacifiCorp (QF PPA approved by IPUC Oct 2010)",null,null,null,null,null,null,2031,1,null,null,null,null,22.5,6.91,null,null,null,"PAC 230kV Brady-Treasureton line","PACE",null,null,null,null,null,null,null,null,null,0.33,7.3,6.56,7.53,5.56,6.2,"(9) Nordex N100 2.5MW WTG",{"$f":"VLOOKUP($B621,[2]!Table_intranet_power_vewProjectLatLongUrl[#Data],2,FALSE)","v":"42.7"},{"$f":"VLOOKUP($B621,[2]!Table_intranet_power_vewProjectLatLongUrl[#Data],3,FALSE)","v":"-112.75"},{"$f":"VLOOKUP($B621,[2]!Table_intranet_power_vewProjectLatLongUrl[#Data],4,FALSE)","v":""},"2017-10-24T15:11:20",22.5,22.5,0.30711111111111111,6.91,null,"Y",null,"100% PNW PPA","PNW East","WN_SID","n/a",1,null,0.05,null,1,null,"Y",null,"Power County Wind Park South","PNW East","Thr","Wind",22.5,"Dec-2011","Jan-2051","n/a","Wind",0,0,false,"Cf WN IDS","WindB1","Default","Default",20,"Flat",0,1,false,true,false,false,0,0,0,"100% PNW PPA",null,null,"Power County Wind Park South",null,"Power County Wind Park South",0.2268,0.2331,0.50085000000000002,0.45044999999999996,0.37485000000000002,0.43784999999999996,0.33704999999999996,0.33074999999999999,0.29609999999999997,0.22365000000000002,0.1764,0.19215000000000002,4.5359999999999996,4.6619999999999999,10.016999999999999,9.0090000000000003,7.4969999999999999,8.7569999999999997,6.7409999999999997,6.6149999999999993,5.9219999999999997,4.4729999999999999,3.528,3.843]
["Powerdale",1450,"3031","1",2659,"Diversion","WAT",null,"Hydro",6,null,null,null,6,6,6.5,6.5,5.38,null,null,"Retired","May",1923,2007,"Hood R.","Hood River","OR","Y","Columbia","WECC","PacifiCorp","IOU","Retired",null,null,null,null,null,null,null,0,null,null,null,null,0,0,null,null,null,null,"PACW",3.5,2.2999999999999998,1,0.25490867579908699,0.28150684931506798,null,null,null,null,null,null,null,null,null,null,"Original license granted March 1980; expired February 2000. Originally to be retired 2010. Retired Feb 2007 following severe storm damage Nov 2006.",{"$f":"VLOOKUP($B622,[2]!Table_intranet_power_vewProjectLatLongUrl[#Data],2,FALSE)","v":"45.665"},{"$f":"VLOOKUP($B622,[2]!Table_intranet_power_vewProjectLatLongUrl[#Data],3,FALSE)","v":"-121.524"},{"$f":"VLOOKUP($B622,[2]!Table_intranet_power_vewProjectLatLongUrl[#Data],4,FALSE)","v":"http://www.hydroreform.org/news/2003/06/06/pacificorp-to-remove-powerdale-dam-on-oregons-hood-river"},"2017-12-20T15:53:04",6,6,0.89666666666666661,5.38,"Independent","N","Retired",null,null,null,null,null,null,null,null,null,null,null,null,"","","","","","","","","","","","","","","","","","","","","","","","","","","","",null,null,"",null,"","","","","","","","","","","","","","","","","","","","","","","","",""]
["Priest Rapids 1 - 10",1454,"3887","1,2,3,4,5,6,7,8,9,10","2114A","ROR","WAT",null,"Hydro",955.6,955.6,null,678,955.6,955.6,955.6,955.6,443.515182648402,null,378,"Operating","Oct",1959,null,"Columbia R.","Grant","WA","Y","Columbia","WECC","Grant Co. PUD","PUD",null,null,null,null,null,null,null,null,1,null,null,null,null,{"$f":"AO626*J626","v":955.6},{"$f":"IF(ISNUMBER(R626),R626,BX626)*AO626","v":443.515182648402},null,null,null,null,"Grant Co. PUD",466.7,399.8,442.7,452.00525114155198,555.43675799086805,575.6,527.78,486.61,456.13,588.15,538.20000000000005,549.94000000000005,541.71,527,543.20000000000005,"Original license granted Nov 1955; expired Oct 2005. Renewed Apr 2008 through 2052. Critical energy from PNUCC 2005 NRF (After encroachment).",{"$f":"VLOOKUP($B626,[2]!Table_intranet_power_vewProjectLatLongUrl[#Data],2,FALSE)","v":"46.645"},{"$f":"VLOOKUP($B626,[2]!Table_intranet_power_vewProjectLatLongUrl[#Data],3,FALSE)","v":"-119.901"},{"$f":"VLOOKUP($B626,[2]!Table_intranet_power_vewProjectLatLongUrl[#Data],4,FALSE)","v":"http://www.nwcouncil.org/energy/powersupply/dams/dam.asp?id=5"},"2017-10-24T15:12:09",955.6,955.6,0.46412220871536414,443.515182648402,"Regulated","N","Reg hydro",null,null,null,null,null,null,null,null,null,null,null,null,"","","","","","","","","","","","","","","","","","","","","","","","","","","","",null,null,"",null,"","","","","","","","","","","","","","","","","","","","","","","","",""]
["Prospect 1",1456,"3032","1","2630C","Diversion","WAT",null,"Hydro",3.75,3.8,null,null,4.5999999999999996,4.5999999999999996,4.5999999999999996,4.5999999999999996,null,null,null,"Operating","Jan",1912,null,"Rogue R. (Off-stream)","Jackson","OR","Y","Puget Sound & Coastal","WECC","PacifiCorp","IOU","PacifiCorp",null,null,null,null,null,null,null,1,null,null,null,null,{"$f":"AO628*J628","v":3.75},{"$f":"IF(ISNUMBER(R628),R628,BX628)*AO628","v":1.7827249999999999},null,null,null,null,"PACW",2.1,2.9,1,0.33961187214611899,0.45764840182648397,0.5,1.1200000000000001,3.31,2.6,2.83,2.2999999999999998,2.37,2.71,0.73,0,"PAC Rogue. License granted July 1980; expires June 2005.",{"$f":"VLOOKUP($B628,[2]!Table_intranet_power_vewProjectLatLongUrl[#Data],2,FALSE)","v":"42.759"},{"$f":"VLOOKUP($B628,[2]!Table_intranet_power_vewProjectLatLongUrl[#Data],3,FALSE)","v":"-122.497"},{"$f":"VLOOKUP($B628,[2]!Table_intranet_power_vewProjectLatLongUrl[#Data],4,FALSE)","v":"http://www.pacificorp.com/es/hydro/hl/rr.html"},"2017-10-24T15:27:42",3.75,4.5999999999999996,0.42699999999999999,1.7827249999999999,"Independent","N","Accounted for in HydInd file",null,null,null,null,null,null,null,null,null,null,null,null,"","","","","","","","","","","","","","","","","","","","","","","","","","","","",null,null,"",null,"","","","","","","","","","","","","","","","","","","","","","","","",""]
["Prospect 4",1459,"3035","1","2630B","Conduit","WAT",null,"Hydro",1,1,null,null,1,1,0.9,0.9,null,null,null,"Operating","Nov",1944,null,"Rogue R. (Off-stream)","Jackson","OR","Y","Puget Sound & Coastal","WECC","PacifiCorp","IOU","PacifiCorp",null,null,null,null,null,null,null,1,null,null,null,null,1,0.42699999999999999,null,null,null,null,"PACW",0.4,0.6,0.1,7.1004566210045694E-2,3.1164383561643801E-2,0.1,0.2,0.27,0.4,0.56000000000000005,0.4,0.48,0.52,0.14000000000000001,0,"PAC Rogue. License granted July 1980; expires June 2005.",{"$f":"VLOOKUP($B631,[2]!Table_intranet_power_vewProjectLatLongUrl[#Data],2,FALSE)","v":"42.759"},{"$f":"VLOOKUP($B631,[2]!Table_intranet_power_vewProjectLatLongUrl[#Data],3,FALSE)","v":"-122.497"},{"$f":"VLOOKUP($B631,[2]!Table_intranet_power_vewProjectLatLongUrl[#Data],4,FALSE)","v":"http://www.pacificorp.com/es/hydro/hl/rr.html"},"2017-10-24T15:28:31",1,1,0.42699999999999999,0.42699999999999999,"Independent","N","Accounted for in HydInd file",null,null,null,null,null,null,null,null,null,null,null,null,"","","","","","","","","","","","","","","","","","","","","","","","","","","","",null,null,"",null,"","","","","","","","","","","","","","","","","","","","","","","","",""]
["Puyallup Energy Recovery Company (PERC) 1 - 3 (South Hill)",1462,"55722","1,2,3",null,"IC","LFG",null,"Biomass",2.7749999999999999,null,2,null,null,null,null,null,1.6,null,null,"Retired","May",1999,2009,"Fircrest","Pierce","WA","Y","Puget Sound & Coastal","WECC","Puyallup Energy Recovery Company, LLC","Independent","Retired (formerly QF w/ PSE)",null,null,null,null,null,null,null,0,null,null,null,null,0,0,null,null,null,null,"PSE",1.5,1.3,1.1000000000000001,0.74018264840182602,0.55125570776255695,0.3,0.2,0.05,null,null,null,null,null,null,null,"(3) 0.925 MW IC units.",{"$f":"VLOOKUP($B634,[2]!Table_intranet_power_vewProjectLatLongUrl[#Data],2,FALSE)","v":"46.97465"},{"$f":"VLOOKUP($B634,[2]!Table_intranet_power_vewProjectLatLongUrl[#Data],3,FALSE)","v":"-122.292485"},{"$f":"VLOOKUP($B634,[2]!Table_intranet_power_vewProjectLatLongUrl[#Data],4,FALSE)","v":"http://www.lrilandfill.com/gas_plant.asp"},"2017-11-15T14:39:22",2,2,0.57657657657657657,1.6,null,"N","Retired",null,"PNW West","BGIC",11900,1,null,1,null,1,null,"Y",null,{"$f":"IF($BZ634=\"Y\",A634,\"\")","v":""},{"$f":"IF($BZ634=\"Y\",CC634,\"\")","v":""},"","","",{"$f":"IF(BZ634=\"N\",\"\",IF(ISBLANK(V634),\"Dec\",V634)&\"-\"&IF(ISBLANK(W634),1980,W634))","v":""},{"$f":"IF(BZ634=\"N\",\"\",IF(U634=\"Retired\",X634,\"Jan-2051\"))","v":""},{"$f":"IF(BZ634=\"N\",\"\",CE634)","v":""},"","","","","","","","","","","","","","","","","","","",{"$f":"IF(ISBLANK(CB634),\"\",CB634)","v":""},null,null,{"$f":"IF(BZ634=\"N\",\"\",CN634)","v":""},null,"","","","","","","","","","","","","","","","","","","","","","","","",""]
["Quincy Chute",1463,"917","1",2937,"Canal","WAT",null,"Hydro",7.8,9.4,0,null,9,0,9.4,9.4,3.34,null,null,"Operating","Oct",1985,null,"West Cnl.","Grant","WA","Y","Columbia","WECC","Grand Coulee Project Hydroelectric Authority","Independent","Grant Co. PUD",null,null,null,null,null,null,null,1,null,null,null,null,7.8,3.34,null,null,null,null,"Grant Co. PUD",2.9,3.7,2.8,3.6099315068493101,3.4586757990867598,3.4,2.97,3.74,3.7,3.7,3.8,4.04,3.74,4.42,3,"License granted July 1982; expires June 2032.",{"$f":"VLOOKUP($B636,[2]!Table_intranet_power_vewProjectLatLongUrl[#Data],2,FALSE)","v":"47.452"},{"$f":"VLOOKUP($B636,[2]!Table_intranet_power_vewProjectLatLongUrl[#Data],3,FALSE)","v":"-119.516"},{"$f":"VLOOKUP($B636,[2]!Table_intranet_power_vewProjectLatLongUrl[#Data],4,FALSE)","v":"http://www.gcpud.org/yourPud/newsRoom/mediakit/powerSupply.html"},"2017-10-24T15:43:28",7.8,9,0.42820512820512818,3.34,null,"Y","Not accounted for in HydInd file",null,"PNW East","HY_Irr","n/a",1,null,1,null,1,null,"Y",null,"Quincy Chute","PNW East","Thr","Hyd",0,"Oct-1985","Jan-2051","n/a","Water",0,24,false,"Cf HY Irr","Zero","Expense","Default",50,"Flat",0,0,false,true,false,false,0,0,0,"",null,null,"Quincy Chute",null,"Quincy Chute",0,0,0,0,0,0,0,0,0,0,0,0,0,0,0,0,0,0,0,0,0,0,0,0]
["Raft River I",1464,"56317","1",null,"GB","GST",null,"Geothermal",15.8,18,13,null,10,10,10,12.2,12.3,null,null,"Operating","Jan",2008,null,"Raft River","Cassia","ID","Y","Columbia","WECC","U.S. Geothermal Co.","Independent","Idaho Power Co. (QF 2008 - 2033)",null,null,null,null,null,null,2033,1,null,null,null,null,{"$f":"AO637*J637","v":15.8},{"$f":"IF(ISNUMBER(R637),R637,BX637)*AO637","v":12.3},null,null,null,null,"BPA",null,null,null,null,null,null,9.77,8.67,8.1999999999999993,7.25,8.5,4.53,9,8.6300000000000008,8.1999999999999993,"Ormat binary technology.  Notice to proceed Apr 2006. Startup testing Nov 2007.  25 yr PPA w/IPC signed Sep 2007.  Expansion to full net output (13 MW) pending IPUC approval of PPA and wellfield expansion.  SCL proposed to purchase RECs at $8/MWh in 2011, ramping $1/MWh each year through 2014 to $11/MWh for voluntary pgm and then from $15 to $17/MWh in 2015 through 2017 for RPS targets. In 2016, US Geothermal plans to drill new leg on one of the production wells - if successful, could increase output by 3MW, for total plant capacity of 13MW.",{"$f":"VLOOKUP($B637,[2]!Table_intranet_power_vewProjectLatLongUrl[#Data],2,FALSE)","v":"42.102639"},{"$f":"VLOOKUP($B637,[2]!Table_intranet_power_vewProjectLatLongUrl[#Data],3,FALSE)","v":"-113.385311"},{"$f":"VLOOKUP($B637,[2]!Table_intranet_power_vewProjectLatLongUrl[#Data],4,FALSE)","v":"http://www.usgeothermal.com/RaftRiverProject.aspx"},"2017-10-24T15:48:02",13,10,0.77848101265822789,12.3,null,"Y",null,null,"PNW East","GB",35000,1,null,1,null,1,null,"Y",null,"Raft River I","PNW East","Thr","Geothermal",13,"Jan-2008","Jan-2051",35000,"Geothermal",2.1000000000000001E-2,16,false,"MR 7d Winter Pk","Geo FS","Default","Default",30,"Flat",0,1,false,true,false,false,0,0,0,"",null,null,"Raft River I",null,"Raft River I",{"$f":"IF($BZ637=\"N\",\"\",IF(OR($I637<>\"Wind\",$I637<>\"Solar\",$I637<>\"Hydro\"),($CF637*$CH637*IF(ISBLANK($L637),IF(ISBLANK($O637),$J637,$O637),$L637))*VLOOKUP($CZ637,ASeasDist,DU$7,FALSE)*VLOOKUP($DE637,ASeasDist,DU$7),$J637*$CF637*$CH637))","v":13},11.912079701120794,11.912079701120794,13,13,13,12.456039850560398,11.912079701120794,11.912079701120794,11.912079701120794,13,13,{"$f":"IF($BZ637=\"N\",\"\",IF(OR($I637<>\"Wind\",$I637<>\"Solar\",$I637<>\"Hydro\"),$CJ637*IF(ISBLANK($L637),IF(ISBLANK($O637),$J637,$O637),$L637),$J637)*(1-$CW637)*VLOOKUP($CZ637,ASeasDist,EG$7,FALSE)*VLOOKUP($DE637,ASeasDist,EG$7))","v":12.727},11.661926027397257,11.661926027397257,12.727,12.727,12.727,12.194463013698629,11.661926027397257,11.661926027397257,11.661926027397257,12.727,12.727]
["Rainier Biogas (Enumclaw)",2037,null,null,null,"BGICCG","AW",null,"Biomass",0.8,null,null,null,null,null,null,null,null,null,null,"Operating","Dec",2012,null,"Enumclaw","King","WA","Y","Puget Sound & Coastal","WECC","Farm Power Northwest and Ritter Dairy","Independent","PPA w/ Puget Sound Energy",null,null,null,null,null,null,null,1,null,null,null,null,0.8,0.60000000000000009,"Internal thermal load","Waste digester",null,null,"PSE",null,null,null,null,null,null,null,null,null,null,null,null,null,null,null,"Collection system, anaerobic digester and (1) 750 kW reciprocating engine.",null,null,null,"2014-02-14T11:56:57",0.8,0.8,0.75,0.60000000000000009,null,"Y",null,null,"PNW West","BGIC",10250,1,null,1,null,1,null,"Y",null,"Rainier Biogas (Enumclaw)","PNW West","Thr","IC",{"$f":"IF($BZ641=\"N\",\"\",IF($I641<>\"Wind\",($CF641*$CH641*IF(ISBLANK($L641),IF(ISBLANK($O641),$J641,$O641),$L641)),$J641*IF(AND($I641=\"Wind\",SWFullWind=\"Y\"),1,$CF641*$CH641)))","v":0.8},"Dec-2012","Jan-2051",10250,"Zero-cost Biofuel",4.7E-2,56,false,"MR 7d Flat","Landfill","Default","Default",20,"Flat",0,1,false,true,false,false,0,0,0,"",null,null,"Rainier Biogas (Enumclaw)",null,"Rainier Biogas (Enumclaw)",0.76931506849315046,0.76931506849315046,0.76931506849315046,0.76931506849315046,0.76931506849315046,0.76931506849315046,0.76931506849315046,0.76931506849315046,0.76931506849315046,0.76931506849315046,0.76931506849315046,0.76931506849315046,0.73315726027397232,0.73315726027397232,0.73315726027397232,0.73315726027397232,0.73315726027397232,0.73315726027397232,0.73315726027397232,0.73315726027397232,0.73315726027397232,0.73315726027397232,0.73315726027397232,0.73315726027397232]
["Randolph Road 1 - 20",1466,"7994",null,null,"IC","FO",null,"Petroleum",32,null,null,null,36,36,36,36,null,null,null,"Retired","Aug",2001,2007,"Moses Lake","Grant","WA","Y","Columbia","WECC","Grant Co. PUD","PUD","Retired",null,null,null,null,null,null,null,0,null,null,null,null,0,0,null,null,null,null,"Grant Co. PUD",null,0.3,0,6.62100456621005E-3,0,0,null,null,null,null,null,null,null,null,null,"(20) 1.6 MW Caterpilar units. Sold Feb 2007.",{"$f":"VLOOKUP($B642,[2]!Table_intranet_power_vewProjectLatLongUrl[#Data],2,FALSE)","v":0},{"$f":"VLOOKUP($B642,[2]!Table_intranet_power_vewProjectLatLongUrl[#Data],3,FALSE)","v":0},{"$f":"VLOOKUP($B642,[2]!Table_intranet_power_vewProjectLatLongUrl[#Data],4,FALSE)","v":0},"2014-01-31T09:35:36",36,36,0.93,33.480000000000004,null,"N","Retired",null,null,null,null,null,null,null,null,null,null,null,null,{"$f":"IF($BZ642=\"Y\",A642,\"\")","v":""},"",{"$f":"IF(BZ642=\"N\",\"\",VLOOKUP($CD642,ATechDat,2,FALSE))","v":""},{"$f":"IF(BZ642=\"N\",\"\",VLOOKUP($CD642,ATechDat,3,FALSE))","v":""},{"$f":"IF($BZ642=\"N\",\"\",IF($I642<>\"Wind\",($CF642*$CH642*IF(ISBLANK($L642),IF(ISBLANK($O642),$J642,$O642),$L642)),$J642*IF(AND($I642=\"Wind\",SWFullWind=\"Y\"),1,$CF642*$CH642)))","v":""},{"$f":"IF(BZ642=\"N\",\"\",IF(ISBLANK(V642),\"Dec\",V642)&\"-\"&IF(ISBLANK(W642),1980,W642))","v":""},{"$f":"IF(BZ642=\"N\",\"\",IF(U642=\"Retired\",X642,\"Jan-2051\"))","v":""},"",{"$f":"IF(BZ642=\"N\",\"\",VLOOKUP($CD642,ATechDat,4,FALSE))","v":""},{"$f":"IF(BZ642=\"N\",\"\",VLOOKUP($CD642,ATechDat,5,FALSE))","v":""},{"$f":"IF(BZ642=\"N\",\"\",VLOOKUP($CD642,ATechDat,6,FALSE))","v":""},{"$f":"IF(BZ642=\"N\",\"\",VLOOKUP($CD642,ATechDat,7,FALSE))","v":""},{"$f":"IF(BZ642=\"N\",\"\",VLOOKUP($CD642,ATechDat,8,FALSE))","v":""},{"$f":"IF(BZ642=\"N\",\"\",VLOOKUP($CD642,ATechDat,9,FALSE))","v":""},{"$f":"IF(BZ642=\"N\",\"\",VLOOKUP($CD642,ATechDat,10,FALSE))","v":""},{"$f":"IF(BZ642=\"N\",\"\",VLOOKUP($CD642,ATechDat,11,FALSE))","v":""},{"$f":"IF(BZ642=\"N\",\"\",VLOOKUP($CD642,ATechDat,12,FALSE))","v":""},{"$f":"IF(BZ642=\"N\",\"\",VLOOKUP($CD642,ATechDat,13,FALSE))","v":""},{"$f":"IF(BZ642=\"N\",\"\",VLOOKUP($CD642,ATechDat,14,FALSE))","v":""},{"$f":"IF(BZ642=\"N\",\"\",VLOOKUP($CD642,ATechDat,15,FALSE))","v":""},{"$f":"IF(BZ642=\"N\",\"\",VLOOKUP($CD642,ATechDat,16,FALSE))","v":""},{"$f":"IF(BZ642=\"N\",\"\",VLOOKUP($CD642,ATechDat,17,FALSE))","v":""},{"$f":"IF(BZ642=\"N\",\"\",VLOOKUP($CD642,ATechDat,18,FALSE))","v":""},{"$f":"IF(BZ642=\"N\",\"\",VLOOKUP($CD642,ATechDat,19,FALSE))","v":""},{"$f":"IF(BZ642=\"N\",\"\",VLOOKUP($CD642,ATechDat,20,FALSE))","v":""},{"$f":"IF(BZ642=\"N\",\"\",VLOOKUP($CD642,ATechDat,21,FALSE))","v":""},{"$f":"IF(BZ642=\"N\",\"\",VLOOKUP($CD642,ATechDat,22,FALSE))","v":""},"",null,null,{"$f":"IF(BZ642=\"N\",\"\",CN642)","v":""},null,"","","","","","","","","","","","","","","","","","","","","","","","",""]
["Reeder Gulch",1470,"7391",null,1107,"Conduit","WAT",null,"Hydro",0.76,null,null,0.12,0.76,0.76,null,null,null,null,0,"Operating",null,1985,null,"Ashland Cr.","Jackson","OR","Y","Puget Sound & Coastal","WECC","City of Ashland","Municipal",null,null,null,null,null,null,null,null,1,null,null,null,null,0.76,0.32451999999999998,null,null,null,null,null,null,null,null,null,null,null,null,null,null,null,null,null,null,null,null,"Original license granted December 1930; expired December 1980. Exemption granted May 1981. Critical energy from PNUCC 2005 NRF",{"$f":"VLOOKUP($B646,[2]!Table_intranet_power_vewProjectLatLongUrl[#Data],2,FALSE)","v":0},{"$f":"VLOOKUP($B646,[2]!Table_intranet_power_vewProjectLatLongUrl[#Data],3,FALSE)","v":0},{"$f":"VLOOKUP($B646,[2]!Table_intranet_power_vewProjectLatLongUrl[#Data],4,FALSE)","v":0},"2014-01-31T09:38:13",0.76,0.76,0.42699999999999999,0.32451999999999998,null,"Y","Not accounted for in HydInd file",null,null,null,null,null,null,null,null,null,null,null,null,{"$f":"IF($BZ646=\"Y\",A646,\"\")","v":"Reeder Gulch"},0,{"$error":"#N/A"},{"$error":"#N/A"},0,{"$f":"IF(BZ646=\"N\",\"\",IF(ISBLANK(V646),\"Dec\",V646)&\"-\"&IF(ISBLANK(W646),1980,W646))","v":"Dec-1985"},{"$f":"IF(BZ646=\"N\",\"\",IF(U646=\"Retired\",X646,\"Jan-2051\"))","v":"Jan-2051"},0,{"$error":"#N/A"},{"$error":"#N/A"},{"$error":"#N/A"},{"$error":"#N/A"},{"$error":"#N/A"},{"$error":"#N/A"},{"$error":"#N/A"},{"$error":"#N/A"},{"$error":"#N/A"},{"$error":"#N/A"},{"$error":"#N/A"},{"$error":"#N/A"},{"$error":"#N/A"},{"$error":"#N/A"},{"$error":"#N/A"},{"$error":"#N/A"},{"$error":"#N/A"},{"$error":"#N/A"},{"$error":"#N/A"},"",null,null,{"$f":"IF(BZ646=\"N\",\"\",CN646)","v":"Reeder Gulch"},null,"Reeder Gulch",{"$error":"#N/A"},{"$error":"#N/A"},{"$error":"#N/A"},{"$error":"#N/A"},{"$error":"#N/A"},{"$error":"#N/A"},{"$error":"#N/A"},{"$error":"#N/A"},{"$error":"#N/A"},{"$error":"#N/A"},{"$error":"#N/A"},{"$error":"#N/A"},{"$error":"#N/A"},{"$error":"#N/A"},{"$error":"#N/A"},{"$error":"#N/A"},{"$error":"#N/A"},{"$error":"#N/A"},{"$error":"#N/A"},{"$error":"#N/A"},{"$error":"#N/A"},{"$error":"#N/A"},{"$error":"#N/A"},{"$error":"#N/A"}]
["Richland WWTP",1472,null,null,null,"GT","WG",null,"Biomass",null,null,null,null,null,null,null,null,null,null,null,"Retired",null,null,"Unknown","Richland","Benton","WA","Y","Columbia","WECC","City of Richland","Municipal","Retired",null,null,null,null,null,null,null,0,null,null,null,null,{"$f":"AO648*J648","v":0},{"$f":"IF(ISNUMBER(R648),R648,BX648)*AO648","v":0},null,null,null,null,null,null,null,null,null,"n/a",null,null,null,null,null,null,null,null,null,null,null,{"$f":"VLOOKUP($B648,[2]!Table_intranet_power_vewProjectLatLongUrl[#Data],2,FALSE)","v":0},{"$f":"VLOOKUP($B648,[2]!Table_intranet_power_vewProjectLatLongUrl[#Data],3,FALSE)","v":0},{"$f":"VLOOKUP($B648,[2]!Table_intranet_power_vewProjectLatLongUrl[#Data],4,FALSE)","v":0},"2005-07-19",0,0,0.91,0,null,"N","Retired",null,null,null,null,null,null,null,null,null,null,null,null,"","","","","","","","","","","","","","","","","","","","","","","","","","","","",null,null,"",null,{"$f":"CN648","v":""},"","","","","","","","","","","","","","","","","","","","","","","",""]
["River Bend Solar",2239,"61289","RBSMT",null,"PV","SOL",null,"Solar",2,2,null,null,null,null,2,2,{"$f":"4229/8760","v":0.48276255707762555},null,null,"Operating","Apr",2017,null,"Stillwater","Stillwater","MT","N","Missouri","WECC",null,null,"Northwestern (25yr PPA)",null,null,null,null,null,null,2042,0.31,null,null,null,null,{"$f":"AO651*J651","v":0.62},{"$f":"IF(ISNUMBER(R651),R651,BX651)*AO651","v":0.14965639269406392},null,null,null,null,"Northwestern",null,null,null,null,null,null,null,null,null,null,null,null,null,null,null,null,{"$f":"VLOOKUP($B651,[2]!Table_intranet_power_vewProjectLatLongUrl[#Data],2,FALSE)","v":45.703778999999997},{"$f":"VLOOKUP($B651,[2]!Table_intranet_power_vewProjectLatLongUrl[#Data],3,FALSE)","v":-109.565219},null,"2018-01-06",{"$f":"IF(OR(I651=\"Wind\",I651=\"Solar\",I651=\"Hydro\"),J651,IF(ISNUMBER(L651),L651,IF(ISNUMBER(O651), O651, IF(ISNUMBER(Q651),Q651,J651))))","v":2},{"$f":"IF(OR(J651=\"Wind\",J651=\"Solar\",J651=\"Hydro\"),J651,IF(ISNUMBER(N651),N651,IF(ISNUMBER(P651), P651, IF(ISNUMBER(L651),L651,J651))))","v":2},{"$f":"IF(OR(ISBLANK(J651),ISBLANK(R651),J651=0),VLOOKUP(IF(G651=\"WAT\",\"HY\",IF(G651=\"LFG\",\"LFG\",F651)),Acapability,4,FALSE),R651/J651)","v":0.24138127853881278},{"$f":"IF(ISNUMBER(R651),R651,AVERAGE(BU651,BV651)*BW651)","v":0.48276255707762555},null,"Y","Northwestern PPA","100% PNW PPA","PNW East","PV",null,0.31,"NorthWestern",0.75,null,0.31,"NorthWestern","Y",null,"River Bend Solar","PNW East","Thr","PV",0.46499999999999997,"Apr-2017","Jan-2051",0,"Solar",0,0,false,"Cf PV","SolarPV","Default","Default",30,"Flat",0,1,false,true,false,false,0,0,0,"100% PNW PPA",null,null,"River Bend Solar",null,"River Bend Solar",0.13749827832908496,8.9307255750584486E-2,4.1300932227853186E-2,3.4142105892615342E-2,3.9216267305245883E-2,6.6258908196130381E-2,0.10597317060811878,0.12564193187277206,0.16391947782630348,0.17993258468648177,0.18566507871974205,0.16625383682815117,0.18333103777211329,0.11907634100077932,5.5067909637137591E-2,4.5522807856820453E-2,5.2288356406994516E-2,8.8345210928173851E-2,0.14129756081082506,0.16752257583036279,0.21855930376840466,0.23991011291530906,0.24755343829298943,0.22167178243753491]
["Riverbend Landfill",1916,"57019","GEN1,GEN2,GEN3,GEN4,GEN5,GEN6",null,"IC","LFG",null,"Biomass",4,4.8,null,null,4.8,4.8,4.8,4.8,null,null,null,"Operating","Jun",2010,null,"McMinville","Yamhill","OR","Y","Columbia","WECC","RECO (Waste Management)","Independent","McMinnville Power & Light",null,null,null,null,null,null,null,1,null,null,null,null,4,3.5999999999999996,null,null,null,null,"BPA",null,null,null,null,null,null,null,null,2.2999999999999998,4.0999999999999996,4.3,4.2300000000000004,4.18,4.17,4,null,{"$f":"VLOOKUP($B654,[2]!Table_intranet_power_vewProjectLatLongUrl[#Data],2,FALSE)","v":"45.161249"},{"$f":"VLOOKUP($B654,[2]!Table_intranet_power_vewProjectLatLongUrl[#Data],3,FALSE)","v":"-123.252072"},{"$f":"VLOOKUP($B654,[2]!Table_intranet_power_vewProjectLatLongUrl[#Data],4,FALSE)","v":"http://riverbendlandfill.wm.com/green-energy/index.jsp"},"2017-10-24T15:55:59",4.8,4.8,0.75,3.5999999999999996,null,"Y",null,null,"PNW West","BGIC",11900,1,null,1,null,1,null,"Y",null,"Riverbend Landfill","PNW West","Thr","IC",4.8,"Jun-2010","Jan-2051",11900,"Zero-cost Biofuel",4.7E-2,56,false,"MR 7d Flat","Landfill","Default","Default",20,"Flat",0,1,false,true,false,false,0,0,0,"",null,null,"Riverbend Landfill",null,"Riverbend Landfill",4.6158904109589018,4.6158904109589018,4.6158904109589018,4.6158904109589018,4.6158904109589018,4.6158904109589018,4.6158904109589018,4.6158904109589018,4.6158904109589018,4.6158904109589018,4.6158904109589018,4.6158904109589018,4.3989435616438337,4.3989435616438337,4.3989435616438337,4.3989435616438337,4.3989435616438337,4.3989435616438337,4.3989435616438337,4.3989435616438337,4.3989435616438337,4.3989435616438337,4.3989435616438337,4.3989435616438337]
["Rock Creek #2",1477,"10809","GEN1",6015,"Diversion","WAT",null,"Hydro",1.9,1.9,0.6,null,0.56999999999999995,0.6,1.8,1.8,null,null,1,"Operating",null,1988,null,"Rock Cr.","Twin Falls","ID","Y","Columbia","WECC","Enel SpA (dba) BP Hydro Associates","Independent","Idaho Power Co. (QF thru Mar 2024)",null,null,null,null,null,null,null,1,null,null,null,null,1.9,0.52734499999999995,null,null,null,null,"IPC",null,null,null,null,null,null,0.74,0.87,0.9,1.0900000000000001,0.8,0.63,0.78,0.72,0.8,"License granted August 1986; expires July 2036. Critical energy from PNUCC 2005 NRF",{"$f":"VLOOKUP($B656,[2]!Table_intranet_power_vewProjectLatLongUrl[#Data],2,FALSE)","v":42.620724000000003},{"$f":"VLOOKUP($B656,[2]!Table_intranet_power_vewProjectLatLongUrl[#Data],3,FALSE)","v":-114.53148899999999},{"$f":"VLOOKUP($B656,[2]!Table_intranet_power_vewProjectLatLongUrl[#Data],4,FALSE)","v":0},"2017-10-24T15:57:25",1.9,0.56999999999999995,0.42699999999999999,0.52734499999999995,null,"Y","Not accounted for in HydInd file",null,"PNW East","HY_East","n/a",1,null,1,null,1,null,"Y",null,"Rock Creek #2","PNW East","Thr","Hyd",0.6,"Dec-1988","Jan-2051","n/a","Water",0,24,false,"Cf HY East","Zero","Expense","Default",50,"Flat",0,0,false,true,false,false,0,0,0,"",null,null,"Rock Creek #2",null,"Rock Creek #2",0.196062164359257,0.25741661737147142,0.22890564841464481,0.29078529296768579,0.334566175500699,0.2582153906756478,0.30050662887517737,0.32464599519193316,0.42638371960051497,0.3962929359091974,0.3969881512583508,0.35868331159243377,0.196062164359257,0.25741661737147142,0.22890564841464481,0.29078529296768579,0.334566175500699,0.2582153906756478,0.30050662887517737,0.32464599519193316,0.42638371960051497,0.3962929359091974,0.3969881512583508,0.35868331159243377]
["Rock Creek 1 & 2",1478,"3012",null,1986,"Diversion","WAT",null,"Hydro",0.8,null,null,null,0,0,null,null,null,null,0,"Retired",null,1905,1995,"Rock Cr.","Baker","OR","Y","Columbia","WECC","Oregon Trail REA","Coop","Retired",null,null,null,null,null,null,null,null,null,null,null,null,null,null,null,null,null,null,null,null,null,null,null,"n/a",null,null,null,null,null,null,null,null,null,null,"Original license granted June 1951; expired June 1996, surrendered Aug 2003. Taken offline in 1995",{"$f":"VLOOKUP($B657,[2]!Table_intranet_power_vewProjectLatLongUrl[#Data],2,FALSE)","v":0},{"$f":"VLOOKUP($B657,[2]!Table_intranet_power_vewProjectLatLongUrl[#Data],3,FALSE)","v":0},{"$f":"VLOOKUP($B657,[2]!Table_intranet_power_vewProjectLatLongUrl[#Data],4,FALSE)","v":0},"2003-10-07",0.8,0,0.42699999999999999,0.17080000000000001,null,"N","Retired",null,null,null,null,null,null,null,null,null,null,null,null,"","","","","","","","","","","","","","","","","","","","","","","","","","","","",null,null,"",null,"","","","","","","","","","","","","","","","","","","","","","","","",""]
["Rock River I",1481,"55740","GEN1",null,"WT","WND",null,"Wind",50,50,null,null,10,10,50,50,18.7,null,null,"Operating","Oct",2001,null,"Arlington","Carbon","WY","N","Columbia","WECC","Shell WindEnergy, Inc.","Independent","PacifiCorp (PPA)",null,null,null,null,null,null,2021,1,null,null,null,null,50,18.7,null,null,null,null,"PACE",16.100000000000001,17.7,16.5,13.1323059360731,16.2240867579909,16.100000000000001,5.33,null,null,null,15.4,16.309999999999999,17.260000000000002,13.43,16.7,"(50) Mitsubishi 1000 WTGs.",{"$f":"VLOOKUP($B661,[2]!Table_intranet_power_vewProjectLatLongUrl[#Data],2,FALSE)","v":"41.719667"},{"$f":"VLOOKUP($B661,[2]!Table_intranet_power_vewProjectLatLongUrl[#Data],3,FALSE)","v":"-106.102330"},{"$f":"VLOOKUP($B661,[2]!Table_intranet_power_vewProjectLatLongUrl[#Data],4,FALSE)","v":"http://www.terrapass.com/projects/details/rock-river.html"},"2017-11-06T16:26:10",50,10,0.374,18.7,null,"N",null,"100% PNW PPA","PNW East","WN_HP","n/a",1,null,0.05,null,1,null,"Y",null,"","","","","","","","","","","","","","","","","","","","","","","","","","","","100% PNW PPA",null,null,"",null,"","","","","","","","","","","","","","","","","","","","","","","","",""]
["Rocky Brook",1482,"50228","GEN1",3783,"Diversion","WAT",null,"Hydro",1.1599999999999999,1.6,1.6,null,0.1,1.2,0.1,1.2,0.8,null,null,"Operating","Dec",1985,null,"Rocky Brook","Jefferson","WA","Y","Puget Sound & Coastal","WECC","Rocky Brook Electric, Inc.","Independent","Listed NUG per 2009 White Book",null,null,null,null,null,null,null,1,null,null,null,null,1.1599999999999999,0.8,null,null,null,null,"BPA",null,0.3,0.1,0.29178082191780802,null,null,0.1,0.14000000000000001,0.2,0.22,0.3,0.1,0.23,0.08,0.2,"Exemption granted August 1982.",{"$f":"VLOOKUP($B663,[2]!Table_intranet_power_vewProjectLatLongUrl[#Data],2,FALSE)","v":47.533611000000001},{"$f":"VLOOKUP($B663,[2]!Table_intranet_power_vewProjectLatLongUrl[#Data],3,FALSE)","v":-120.295278},{"$f":"VLOOKUP($B663,[2]!Table_intranet_power_vewProjectLatLongUrl[#Data],4,FALSE)","v":0},"2017-10-24T15:59:59",1.1599999999999999,0.1,0.68965517241379315,0.8,null,"Y","Not accounted for in HydInd file",null,"PNW West","HY_West","n/a",1,null,1,null,1,null,"Y",null,"Rocky Brook","PNW West","Thr","Hyd",1.6,"Dec-1985","Jan-2051","n/a","Water",0,24,false,"Cf HY West","Zero","Expense","Default",50,"Flat",0,0,false,true,false,false,0,0,0,"",null,null,"Rocky Brook",null,"Rocky Brook",0.52540285498487849,0.58265133520232648,0.79438719481045927,0.86703294349392646,0.83878609597465759,0.62789132209836973,0.6606140666476672,0.67584782556054568,0.74884837900910406,0.75211466836925123,0.71228483135887199,0.7361950898440256,0.52540285498487849,0.58265133520232648,0.79438719481045927,0.86703294349392646,0.83878609597465759,0.62789132209836973,0.6606140666476672,0.67584782556054568,0.74884837900910406,0.75211466836925123,0.71228483135887199,0.7361950898440256]
["Roseburg Forest Products (Dillard)",1484,"50396","GEN1,GEN2,GEN3,GEN4,GEN5,GEN6",null,"STCG","WW","NG","Biomass",51.5,51.5,null,null,51.5,51.5,51.5,51.5,null,null,null,"Operating","Jan",1955,null,"Dillard","Douglas","OR","Y","Puget Sound & Coastal","WECC","Roseburg Forest Products","Independent","Self-generation",null,null,null,null,null,null,null,1,null,null,null,null,51.5,41.2,"Roseburg Forest Products (Dillard)","Lumber & wood products",null,null,"PACW",21.8,8.8000000000000007,19.3,23.0369863013699,22.527511415525101,21.5,15.17,16.62,17.23,14.19,13.9,18.239999999999998,19.100000000000001,16.45,15.9,"Six units, 5.0, 5.0, 7.0, 11.5, 11.5 & 11.5 MW.",{"$f":"VLOOKUP($B666,[2]!Table_intranet_power_vewProjectLatLongUrl[#Data],2,FALSE)","v":"43.108"},{"$f":"VLOOKUP($B666,[2]!Table_intranet_power_vewProjectLatLongUrl[#Data],3,FALSE)","v":"-123.417"},{"$f":"VLOOKUP($B666,[2]!Table_intranet_power_vewProjectLatLongUrl[#Data],4,FALSE)","v":0},"2017-10-17T15:58:28",51.5,51.5,0.8,41.2,null,"N","100% Self-gen",null,null,null,null,null,null,null,null,null,null,null,null,"","",{"$f":"IF(BZ666=\"N\",\"\",VLOOKUP($CD666,ATechDat,2,FALSE))","v":""},{"$f":"IF(BZ666=\"N\",\"\",VLOOKUP($CD666,ATechDat,3,FALSE))","v":""},{"$f":"IF($BZ666=\"N\",\"\",IF($I666<>\"Wind\",($CF666*$CH666*IF(ISBLANK($L666),IF(ISBLANK($O666),$J666,$O666),$L666)),$J666*IF(AND($I666=\"Wind\",SWFullWind=\"Y\"),1,$CF666*$CH666)))","v":""},{"$f":"IF(BZ666=\"N\",\"\",IF(ISBLANK(V666),\"Dec\",V666)&\"-\"&IF(ISBLANK(W666),1980,W666))","v":""},"","",{"$f":"IF(BZ666=\"N\",\"\",VLOOKUP($CD666,ATechDat,4,FALSE))","v":""},{"$f":"IF(BZ666=\"N\",\"\",VLOOKUP($CD666,ATechDat,5,FALSE))","v":""},{"$f":"IF(BZ666=\"N\",\"\",VLOOKUP($CD666,ATechDat,6,FALSE))","v":""},{"$f":"IF(BZ666=\"N\",\"\",VLOOKUP($CD666,ATechDat,7,FALSE))","v":""},{"$f":"IF(BZ666=\"N\",\"\",VLOOKUP($CD666,ATechDat,8,FALSE))","v":""},{"$f":"IF(BZ666=\"N\",\"\",VLOOKUP($CD666,ATechDat,9,FALSE))","v":""},{"$f":"IF(BZ666=\"N\",\"\",VLOOKUP($CD666,ATechDat,10,FALSE))","v":""},{"$f":"IF(BZ666=\"N\",\"\",VLOOKUP($CD666,ATechDat,11,FALSE))","v":""},{"$f":"IF(BZ666=\"N\",\"\",VLOOKUP($CD666,ATechDat,12,FALSE))","v":""},{"$f":"IF(BZ666=\"N\",\"\",VLOOKUP($CD666,ATechDat,13,FALSE))","v":""},{"$f":"IF(BZ666=\"N\",\"\",VLOOKUP($CD666,ATechDat,14,FALSE))","v":""},{"$f":"IF(BZ666=\"N\",\"\",VLOOKUP($CD666,ATechDat,15,FALSE))","v":""},{"$f":"IF(BZ666=\"N\",\"\",VLOOKUP($CD666,ATechDat,16,FALSE))","v":""},{"$f":"IF(BZ666=\"N\",\"\",VLOOKUP($CD666,ATechDat,17,FALSE))","v":""},{"$f":"IF(BZ666=\"N\",\"\",VLOOKUP($CD666,ATechDat,18,FALSE))","v":""},{"$f":"IF(BZ666=\"N\",\"\",VLOOKUP($CD666,ATechDat,19,FALSE))","v":""},{"$f":"IF(BZ666=\"N\",\"\",VLOOKUP($CD666,ATechDat,20,FALSE))","v":""},{"$f":"IF(BZ666=\"N\",\"\",VLOOKUP($CD666,ATechDat,21,FALSE))","v":""},{"$f":"IF(BZ666=\"N\",\"\",VLOOKUP($CD666,ATechDat,22,FALSE))","v":""},{"$f":"IF(ISBLANK(CB666),\"\",CB666)","v":""},null,null,"",null,"",{"$f":"IF($BZ666=\"N\",\"\",IF(OR($I666<>\"Wind\",$I666<>\"Solar\",$I666<>\"Hydro\"),($CF666*$CH666*IF(ISBLANK($L666),IF(ISBLANK($O666),$J666,$O666),$L666))*VLOOKUP($CZ666,ASeasDist,DU$7,FALSE)*VLOOKUP($DE666,ASeasDist,DU$7),$J666*$CF666*$CH666))","v":""},"","","","","","","","","","","",{"$f":"IF($BZ666=\"N\",\"\",IF(OR($I666<>\"Wind\",$I666<>\"Solar\",$I666<>\"Hydro\"),$CJ666*IF(ISBLANK($L666),IF(ISBLANK($O666),$J666,$O666),$L666),$J666)*(1-$CW666)*VLOOKUP($CZ666,ASeasDist,EG$7,FALSE)*VLOOKUP($DE666,ASeasDist,EG$7))","v":""},"","","","","","","","","","",""]
["Ross Creek",1486,null,null,10800,"Diversion","WAT",null,"Hydro",0.5,null,null,null,null,null,null,null,0.3,null,null,"Operating",null,1996,null,"Ross Cr.","Gallatin","MT","N","Unknown","WECC","Ross Creek Hydro, Inc.","Independent","NorthWestern (QF thru Jun 2032)",null,null,null,null,null,null,null,0.31,null,null,null,null,0.155,9.2999999999999999E-2,null,null,null,null,null,null,null,null,null,null,null,null,null,null,null,null,null,null,null,null,"License granted June 1990; expires May 2040.",{"$f":"VLOOKUP($B668,[2]!Table_intranet_power_vewProjectLatLongUrl[#Data],2,FALSE)","v":0},{"$f":"VLOOKUP($B668,[2]!Table_intranet_power_vewProjectLatLongUrl[#Data],3,FALSE)","v":0},{"$f":"VLOOKUP($B668,[2]!Table_intranet_power_vewProjectLatLongUrl[#Data],4,FALSE)","v":0},"2008-05-19",0.5,0.5,0.6,0.3,null,"Y","Not accounted for in HydInd file",null,"PNW East","HY_East","n/a",0.31,"NorthWestern",1,null,0.31,"NorthWestern","Y",null,"Ross Creek","PNW East","Thr","Hyd",0.155,"Dec-1996","Jan-2051","n/a","Water",0,24,false,"Cf HY East","Zero","Expense","Default",50,"Flat",0,0,false,true,false,false,0,0,0,"",null,null,"Ross Creek",null,"Ross Creek",5.0649392459474724E-2,6.6499292820963452E-2,5.9133959173783245E-2,7.5119534016652167E-2,8.6429595337680576E-2,6.6705642591209022E-2,7.7630879126087488E-2,8.3866882091249401E-2,0.11014912756346637,0.102375675109876,0.1025552724084073,9.2659855494712062E-2,5.0649392459474724E-2,6.6499292820963452E-2,5.9133959173783245E-2,7.5119534016652167E-2,8.6429595337680576E-2,6.6705642591209022E-2,7.7630879126087488E-2,8.3866882091249401E-2,0.11014912756346637,0.102375675109876,0.1025552724084073,9.2659855494712062E-2]
["Roza",1489,"6407","1","FCRPS","ROR","WAT",null,"Hydro",11.25,12.9,null,1.94,12.9,8.6,12.9,12.9,6,null,8,"Operating","Feb",1956,null,"Yakima R.","Kittitas","WA","Y","Columbia","WECC","USBR","Federal","Rosa Irrigation Dist. pumping load. Surplus to BPA.",null,null,null,null,null,null,null,1,null,null,null,null,11.25,6,null,null,null,null,"BPA",7.7,7,4.2,0.34315068493150702,1.0199771689497701,null,2.0499999999999998,6.92,4.8,8.39,8.8000000000000007,8.01,7.7,7.1,7.7,"(1) 12.0 MW unit. BuRec Interim Comprehensive Basin Operating Plan (2002). Critical energy from PNUCC 2005 NRF",{"$f":"VLOOKUP($B671,[2]!Table_intranet_power_vewProjectLatLongUrl[#Data],2,FALSE)","v":"46.7465157"},{"$f":"VLOOKUP($B671,[2]!Table_intranet_power_vewProjectLatLongUrl[#Data],3,FALSE)","v":"-120.466177"},{"$f":"VLOOKUP($B671,[2]!Table_intranet_power_vewProjectLatLongUrl[#Data],4,FALSE)","v":"http://www.usbr.gov/projects/Facility.jsp?fac_Name=Roza+Diversion+Dam"},"2017-10-24T16:08:16",11.25,12.9,0.53333333333333333,6,"Independent","N","Accounted for in HydInd file",null,null,null,null,null,null,null,null,null,null,null,null,"","","","","","","","","","","","","","","","","","","","","","","","","","","","",null,null,"",null,"","","","","","","","","","","","","","","","","","","","","","","","",""]
["Ryan 1 - 6",1492,"2194","RYA1,RYA2,RYA3,RYA4,RYA5,RYA6","2188B","ROR","WAT",null,"Hydro",60,50.4,null,null,60,60,60,60,47.88,null,null,"Upgrade","Aug",1915,null,"Missouri R.","Cascade","MT","N","Missouri","WECC","Northwestern Energy purchased from PPL Montana, finalized Nov. 2014.","IOU","Northwestern Energy",null,null,null,null,null,null,null,0.31,null,null,null,null,18.600000000000001,14.8428,null,null,null,null,"NorthWestern",40,39.700000000000003,41.5,46.307534246575301,46.920662100456603,43.9,46.35,50.39,48.31,50.29,44.6,45.14,53.54,51.13,47.3,"Original License granted April 1956; expired November 1994. Upgrade commenced late 2016 - Expected to be complete in 2020; adds 5MW capacity for new max capacity of 71MW. $3.7M project.",{"$f":"VLOOKUP($B674,[2]!Table_intranet_power_vewProjectLatLongUrl[#Data],2,FALSE)","v":"47.57"},{"$f":"VLOOKUP($B674,[2]!Table_intranet_power_vewProjectLatLongUrl[#Data],3,FALSE)","v":"-111.121"},{"$f":"VLOOKUP($B674,[2]!Table_intranet_power_vewProjectLatLongUrl[#Data],4,FALSE)","v":"http://www.pplmontana.com/producing+power/power+plants/Ryan+Dam.htm"},"2017-12-06T11:10:37",60,60,0.79800000000000004,47.88,null,"Y","Not accounted for in HydInd file","100% PNW Utility Owner","PNW East","HY_Missouri","n/a",0.31,"NorthWestern",1,null,0.31,"NorthWestern",null,null,"Ryan 1 - 6","PNW East","Thr","Hyd",18.600000000000001,"Aug-1915","Jan-2051","n/a","Water",0,24,false,"Cf HY Missouri","Zero","Expense","Default",50,"Flat",0,0,false,true,false,false,0,0,0,"100% PNW Utility Owner",null,null,"Ryan 1 - 6",null,"Ryan 1 - 6",9.6562480659159835,10.291800574893557,11.074581405548182,11.713829538955421,11.741946442372083,11.437590754547873,11.561506897144765,12.536757875944939,14.58054477759937,20.045740256272897,14.588773164036134,10.370262724233809,9.6562480659159835,10.291800574893557,11.074581405548182,11.713829538955421,11.741946442372083,11.437590754547873,11.561506897144765,12.536757875944939,14.58054477759937,20.045740256272897,14.588773164036134,10.370262724233809]
["Sagebrush",1493,null,null,8046,"Canal","WAT",null,"Hydro",0.32,null,0.1,null,0.24,0,null,null,null,null,0,"Operating",null,1985,null,"S. Gooding Main Cnl.","Lincoln","ID","Y","Columbia","WECC","Mutual Energy Co.","Independent","Idaho Power Co. (QF thru Aug 2020)",null,null,null,null,null,null,null,1,null,null,null,null,null,null,null,null,null,null,null,null,null,null,null,null,null,null,null,null,null,null,null,null,null,null,"Exemption granted June 1984. Critical energy from PNUCC 2005 NRF",{"$f":"VLOOKUP($B676,[2]!Table_intranet_power_vewProjectLatLongUrl[#Data],2,FALSE)","v":0},{"$f":"VLOOKUP($B676,[2]!Table_intranet_power_vewProjectLatLongUrl[#Data],3,FALSE)","v":0},{"$f":"VLOOKUP($B676,[2]!Table_intranet_power_vewProjectLatLongUrl[#Data],4,FALSE)","v":0},"2014-01-31T10:04:06",0.32,0.24,0.42699999999999999,0.11956000000000001,null,"N","<0.5 MW",null,null,null,null,null,null,null,null,null,null,null,null,"","","","","","","","","","","","","","","","","","","","","","","","","","","","",null,null,"",null,"","","","","","","","","","","","","","","","","","","","","","","","",""]
["Sahko",1494,null,null,11060,"Diversion","WAT",null,"Hydro",0.5,null,0.5,null,0.2,0,null,null,null,null,0,"Operating","Jan",2006,null,"Kastelu Drain","Twin Falls","ID","Y","Columbia","WECC","JM Miller Enterprises","Independent","Idaho Power Co. (QF)",null,null,null,null,null,null,null,1,null,null,null,null,{"$f":"AO677*J677","v":0.5},{"$f":"IF(ISNUMBER(R677),R677,BX677)*AO677","v":0.14945},null,null,null,null,"IPC",null,null,null,null,null,null,null,null,null,null,null,null,null,null,null,null,{"$f":"VLOOKUP($B677,[2]!Table_intranet_power_vewProjectLatLongUrl[#Data],2,FALSE)","v":0},{"$f":"VLOOKUP($B677,[2]!Table_intranet_power_vewProjectLatLongUrl[#Data],3,FALSE)","v":0},{"$f":"VLOOKUP($B677,[2]!Table_intranet_power_vewProjectLatLongUrl[#Data],4,FALSE)","v":0},"2014-01-31T10:04:12",0.5,0.2,0.42699999999999999,0.14945,null,"Y","Not accounted for in HydInd file",null,"PNW East","HY_East","n/a",1,null,1,null,1,null,"Y",null,"Sahko","PNW East","Thr","Hyd",0.5,"Jan-2006","Jan-2051","n/a","Water",0,24,false,"Cf HY East","Zero","Expense","Default",50,"Flat",0,0,false,true,false,false,0,0,0,"",null,null,"Sahko",null,"Sahko",0.16338513696604751,0.21451384780955951,0.19075470701220401,0.24232107747307149,0.2788051462505825,0.2151794922297065,0.25042219072931449,0.27053832932661098,0.3553197663337625,0.33024411325766451,0.33082345938195901,0.29890275966036151,0.16338513696604751,0.21451384780955951,0.19075470701220401,0.24232107747307149,0.2788051462505825,0.2151794922297065,0.25042219072931449,0.27053832932661098,0.3553197663337625,0.33024411325766451,0.33082345938195901,0.29890275966036151]
["Salmon Falls (Idaho Wind)",1995,"56441","SFWP",null,"WT","WND",null,"Wind",21,21,null,null,null,null,21,21,6.3,null,null,"Operating","Feb",2011,null,"Hagerman","Twin Falls","ID","Y","Columbia","WECC","Idaho Wind Partners","Independent","QF PPA w/IPC.  SCL to purchase environmental attributes (RECs) 2018-2030, for compliance years 2019-2031.",null,null,null,null,null,null,2030,1,null,null,null,null,21,6.3,null,null,null,null,"IPC",null,null,null,null,null,null,null,null,null,2.4300000000000002,7.1,7.18,7.43,6.08,7.1,"(14) GE 1.5 MW WTG",{"$f":"VLOOKUP($B681,[2]!Table_intranet_power_vewProjectLatLongUrl[#Data],2,FALSE)","v":"42.76"},{"$f":"VLOOKUP($B681,[2]!Table_intranet_power_vewProjectLatLongUrl[#Data],3,FALSE)","v":"-114.9"},{"$f":"VLOOKUP($B681,[2]!Table_intranet_power_vewProjectLatLongUrl[#Data],4,FALSE)","v":"http://www.exergydevelopment.com/projects/sites/salmon-falls"},"2017-10-24T16:19:02",21,21,0.3,6.3,null,"Y",null,"100% PNW PPA","PNW East","WN_PNWE","n/a",1,null,0.05,null,1,null,"Y",null,"Salmon Falls (Idaho Wind)","PNW East","Thr","Wind",21,"Feb-2011","Jan-2051","n/a","Wind",0,0,false,"Cf WN PNWE","WindB1","Default","Default",20,"Flat",0,1,false,true,false,false,0,0,0,"100% PNW PPA",null,null,"Salmon Falls (Idaho Wind)",null,{"$f":"CN681","v":"Salmon Falls (Idaho Wind)"},0.29609999999999997,0.22995000000000002,0.26775000000000004,0.3024,0.32445000000000002,0.28350000000000003,0.33705000000000002,0.33705000000000002,0.38114999999999999,0.33705000000000002,0.34965000000000002,0.33705000000000002,5.9219999999999997,4.5990000000000002,5.3550000000000004,6.0479999999999992,6.4889999999999999,5.67,6.7410000000000005,6.7410000000000005,7.6229999999999993,6.7410000000000005,6.9930000000000003,6.7410000000000005]
["Sand Ranch (Echo Wind Farm)",1986,"56973","1",null,"WT","WND",null,"Wind",9.9,9.9,null,null,9.9,9.9,9.9,9.9,null,null,null,"Operating","Jul",2009,null,"Echo vicinity","Morrow/Umatilla","OR","Y","Columbia","WECC","Exelon (John Deere Renwables)","Independent","PacifiCorp",null,null,null,null,null,null,null,1,null,null,null,null,{"$f":"AO683*J683","v":9.9},{"$f":"IF(ISNUMBER(R683),R683,BX683)*AO683","v":3.1680000000000001},null,null,null,"PacifiCorp Irrigon Substation","PACW",null,null,null,null,null,null,null,1.06,2.2999999999999998,2.75,2.8,2.85,2.85,2.4300000000000002,2.4,"Sand Ranch is a part of Echo Wind Farm (1-9).  Echo Wind Farm (1-9) is powered by (10) RePower MM92 turbines and (27) Vestas V82 turbines.  Echo Wind Farm has a capacity of 64.5 MW.",{"$f":"VLOOKUP($B683,[2]!Table_intranet_power_vewProjectLatLongUrl[#Data],2,FALSE)","v":"45.724"},{"$f":"VLOOKUP($B683,[2]!Table_intranet_power_vewProjectLatLongUrl[#Data],3,FALSE)","v":"-119.436"},{"$f":"VLOOKUP($B683,[2]!Table_intranet_power_vewProjectLatLongUrl[#Data],4,FALSE)","v":"http://www.rnp.org/node/echo-windfarms-1-9"},"2017-10-24T16:19:27",9.9,9.9,0.32,3.1680000000000001,null,"Y",null,"100% PNW PPA","PNW East","WN_PNWE","n/a",1,null,0.05,null,1,null,"Y",null,"Sand Ranch (Echo Wind Farm)","PNW East","Thr","Wind",9.9,"Jul-2009","Jan-2051","n/a","Wind",0,0,false,"Cf WN PNWE","WindB1","Default","Default",20,"Flat",0,1,false,true,false,false,0,0,0,"100% PNW PPA",null,null,"Sand Ranch (Echo Wind Farm)",null,"Sand Ranch (Echo Wind Farm)",0.13958999999999999,0.10840500000000002,0.126225,0.14255999999999999,0.15295500000000001,0.13365000000000002,0.15889500000000001,0.15889500000000001,0.17968500000000001,0.15889500000000001,0.16483500000000004,0.15889500000000001,2.7917999999999998,2.1680999999999999,2.5245000000000002,2.8512,3.0590999999999999,2.6730000000000005,3.1779000000000002,3.1779000000000002,3.5937000000000001,3.1779000000000002,3.2967000000000004,3.1779000000000002]
["Schaffner",1499,null,null,8438,"Conduit","WAT",null,"Hydro",0.45,null,0.1,null,0.25,7.0000000000000007E-2,null,null,null,null,0,"Operating",null,1986,null,"Sandy Cr., W. Fk.","Lemhi","ID","Y","Columbia","WECC","DBA Schaffner Power Co.","Independent","Idaho Power Co. (QF thru Jul 2021)",null,null,null,null,null,null,null,1,null,null,null,null,0.45,0.14945,null,null,null,null,null,null,null,null,null,null,null,null,null,null,null,null,null,null,null,null,"Exemption granted February 1985. Critical energy from PNUCC 2005 NRF",{"$f":"VLOOKUP($B686,[2]!Table_intranet_power_vewProjectLatLongUrl[#Data],2,FALSE)","v":0},{"$f":"VLOOKUP($B686,[2]!Table_intranet_power_vewProjectLatLongUrl[#Data],3,FALSE)","v":0},{"$f":"VLOOKUP($B686,[2]!Table_intranet_power_vewProjectLatLongUrl[#Data],4,FALSE)","v":0},"2014-01-31T10:06:03",0.45,0.25,0.42699999999999999,0.14945,null,"Y","Not accounted for in HydInd file",null,"PNW East","HY_East","n/a",1,null,1,null,1,null,"Y",null,"Schaffner","PNW East","Thr","Hyd",0.1,"Dec-1986","Jan-2051","n/a","Water",0,24,false,"Cf HY East","Zero","Expense","Default",50,"Flat",0,0,false,true,false,false,0,0,0,"",null,null,"Schaffner",null,"Schaffner",3.2677027393209504E-2,4.2902769561911906E-2,3.8150941402440804E-2,4.8464215494614299E-2,5.5761029250116501E-2,4.3035898445941301E-2,5.00844381458629E-2,5.4107665865322202E-2,7.1063953266752508E-2,6.6048822651532904E-2,6.6164691876391804E-2,5.9780551932072303E-2,3.2677027393209504E-2,4.2902769561911906E-2,3.8150941402440804E-2,4.8464215494614299E-2,5.5761029250116501E-2,4.3035898445941301E-2,5.00844381458629E-2,5.4107665865322202E-2,7.1063953266752508E-2,6.6048822651532904E-2,6.6164691876391804E-2,5.9780551932072303E-2]
["SDS Lumber (Gorge Energy) 2",1501,"50231","TG2",null,"STCG","WW",null,"Biomass",5,5,null,null,5,5,5,5,null,null,null,"Operating","Jul",1985,null,"Bingen","Klickitat","WA","Y","Columbia","WECC","SDS Lumber","Independent","Self-generation",null,null,null,null,null,null,null,1,null,null,null,null,5,4,"SDS Lumber","Lumber & wood products",null,null,"BPA",null,null,null,null,null,null,null,null,null,null,null,null,null,null,null,"Form EIA-860, \"Annual Electric Generator Report,\" - Company File",{"$f":"VLOOKUP($B688,[2]!Table_intranet_power_vewProjectLatLongUrl[#Data],2,FALSE)","v":"45.713089"},{"$f":"VLOOKUP($B688,[2]!Table_intranet_power_vewProjectLatLongUrl[#Data],3,FALSE)","v":"-121.471457"},{"$f":"VLOOKUP($B688,[2]!Table_intranet_power_vewProjectLatLongUrl[#Data],4,FALSE)","v":"http://www.sdslumber.com/sds_power.htm"},"2017-10-24T16:20:41",5,5,0.8,4,null,"N","100% Self-gen",null,null,null,null,null,null,null,null,null,null,null,null,"","","","","","","","","","","","","","","","","","","","","","","","","","","","",null,null,"",null,"","","","","","","","","","","","","","","","","","","","","","","","",""]
["Seven Mile Hill (I & II)",2026,"56843","1,2",null,"WT","WND",null,"Wind",118.5,118.5,null,null,null,null,118.5,118.5,null,null,null,"Operating","Dec",2008,null,"Hanna and Medicine Bow","Carbon","WY","N","Missouri","WECC","PacifiCorp.  EDF Renewable Services provides O&M.","IOU","PacifiCorp",null,null,null,null,null,null,null,1,null,null,null,null,118.5,37.92,null,null,null,null,"PACE",null,null,null,null,null,null,null,null,null,null,47.3,49.45,46.65,41.17,47.8,"Seven Mile Hill I - (66) 1.5 MW GE WTG.  Seven Mile Hill II - (13) 1.5 MW GE WTG.  Assume 25.81% SG factor to Oregon, per PacifiCorp's 2011 OR RPS Compliance Report.",{"$f":"VLOOKUP($B691,[2]!Table_intranet_power_vewProjectLatLongUrl[#Data],2,FALSE)","v":"41.965806"},{"$f":"VLOOKUP($B691,[2]!Table_intranet_power_vewProjectLatLongUrl[#Data],3,FALSE)","v":"-106.411691"},{"$f":"VLOOKUP($B691,[2]!Table_intranet_power_vewProjectLatLongUrl[#Data],4,FALSE)","v":"http://www.pacificorp.com/content/dam/pacificorp/doc/Energy_Sources/EnergyGeneration_FactSheets/RMP_GFS_Seven_Mile_Hill.pdf"},"2017-11-07T08:59:13",118.5,118.5,0.32,37.92,null,"N","PACE",null,null,null,null,null,null,null,null,null,null,null,null,"",null,null,null,null,"",null,null,null,null,null,null,null,null,null,null,null,null,null,null,null,null,null,null,null,null,null,null,null,null,"",null,{"$f":"CN691","v":""}]
["Shepherds Flat North (North Hurlburt)",1830,"57526","NORTH",null,"WT","WND",null,"Wind",265,265,null,null,null,null,265,265,null,null,null,"Operating","Aug",2012,null,"Arlington (vicinity)","Gilliam/Morrow","OR","Y","Columbia","WECC","Caithness Energy dba North Hulburt Wind","Independent","SCE (20-yr PPA Feb 2012 - 2032)",null,null,null,null,null,null,2032,0,null,1,null,null,0,0,null,null,null,"BPA Slatt substation","BPA",null,null,null,null,null,null,null,null,null,null,55.4,61.89,66.319999999999993,55.86,62.8,"(116) GE 2.5 MW WTG.",{"$f":"VLOOKUP($B694,[2]!Table_intranet_power_vewProjectLatLongUrl[#Data],2,FALSE)","v":"45.741139"},{"$f":"VLOOKUP($B694,[2]!Table_intranet_power_vewProjectLatLongUrl[#Data],3,FALSE)","v":"-120.078"},{"$f":"VLOOKUP($B694,[2]!Table_intranet_power_vewProjectLatLongUrl[#Data],4,FALSE)","v":"http://en.wikipedia.org/wiki/Shepherds_Flat_Wind_Farm"},"2017-10-24T12:56:21",265,265,0.32,84.8,null,"Y","Operating","100% OOR PPA","PNW East","WN_PNWE","n/a",0,null,0.05,null,0,"OOR PPA","Y",null,"Shepherds Flat North (North Hurlburt)","PNW East","Thr","Wind",265,"Aug-2012","Jan-2051","n/a","Wind",0,0,false,"Cf WN PNWE","WindB1","Default","Default",20,"Flat",0,1,false,true,false,false,0,0,0,"100% OOR PPA",null,null,"Shepherds Flat North (North Hurlburt)",null,"Shepherds Flat North (North Hurlburt)",0,0,0,0,0,0,0,0,0,0,0,0,0,0,0,0,0,0,0,0,0,0,0,0]
["Shingle Creek",1504,null,null,4025,"Diversion","WAT",null,"Hydro",0.22,null,0.1,null,0.14000000000000001,0.05,null,null,0.23,null,null,"Operating",null,1984,null,"Shingle Cr., S. Fk.","Idaho","ID","Y","Columbia","WECC","W.D. Deveny","Independent","Idaho Power Co. (QF thru Jul 2018)",null,null,null,null,null,null,null,1,null,null,null,null,null,null,null,null,null,null,null,null,null,null,null,null,null,null,null,null,null,null,null,null,null,null,"License granted September 1981; expires August 2031.",{"$f":"VLOOKUP($B696,[2]!Table_intranet_power_vewProjectLatLongUrl[#Data],2,FALSE)","v":0},{"$f":"VLOOKUP($B696,[2]!Table_intranet_power_vewProjectLatLongUrl[#Data],3,FALSE)","v":0},{"$f":"VLOOKUP($B696,[2]!Table_intranet_power_vewProjectLatLongUrl[#Data],4,FALSE)","v":0},"2014-01-31T10:07:44",0.22,0.14000000000000001,1.0454545454545454,0.23,null,"N","<0.5 MW",null,null,null,null,null,null,null,null,null,null,null,null,"","","","","","","","","","","","","","","","","","","","","","","","","","","","",null,null,"",null,"","","","","","","","","","","","","","","","","","","","","","","","",""]
["Short Mountain 1 - 4",1505,"7413","1,2,3,4",null,"IC","LFG",null,"Biomass",3.2,3.2,3.2,null,3.2,3.2,3.2,3.2,1.9379999999999999,null,null,"Operating","Feb",1992,null,"Short Mtn. Landfill","Lane","OR","Y","Columbia","WECC","Emerald PUD","PUD","Emerald",null,null,null,null,null,null,null,1,null,null,null,null,{"$f":"AO697*J697","v":3.2},{"$f":"IF(ISNUMBER(R697),R697,BX697)*AO697","v":1.9379999999999999},null,null,null,null,"PACW",null,null,null,null,null,1.7,1.82,1.9,2.5,2.58,2.6,2.08,1.82,1.7,2.1,"(4) 0.82 MW Caterpillar 3516 recip engine-generators. Units 1 & 2 Feb 1991; Units 3 & 4 Nov 1993.",{"$f":"VLOOKUP($B697,[2]!Table_intranet_power_vewProjectLatLongUrl[#Data],2,FALSE)","v":"43.961435"},{"$f":"VLOOKUP($B697,[2]!Table_intranet_power_vewProjectLatLongUrl[#Data],3,FALSE)","v":"-123"},{"$f":"VLOOKUP($B697,[2]!Table_intranet_power_vewProjectLatLongUrl[#Data],4,FALSE)","v":"http://www.epud.org/about/powerResources/landfillGas.aspx"},"2017-10-24T16:39:11",3.2,3.2,0.60562499999999997,1.9379999999999999,null,"Y",null,null,"PNW West","BGIC",11900,1,null,1,null,1,null,"Y",null,"Short Mountain 1 - 4","PNW West","Thr","IC",3.2,"Feb-1992","Jan-2051",11900,"Zero-cost Biofuel",4.7E-2,56,false,"MR 7d Flat","Landfill","Default","Default",20,"Flat",0,1,false,true,false,false,0,0,0,"",null,null,"Short Mountain 1 - 4",null,"Short Mountain 1 - 4",3.0772602739726018,3.0772602739726018,3.0772602739726018,3.0772602739726018,3.0772602739726018,3.0772602739726018,3.0772602739726018,3.0772602739726018,3.0772602739726018,3.0772602739726018,3.0772602739726018,3.0772602739726018,2.9326290410958893,2.9326290410958893,2.9326290410958893,2.9326290410958893,2.9326290410958893,2.9326290410958893,2.9326290410958893,2.9326290410958893,2.9326290410958893,2.9326290410958893,2.9326290410958893,2.9326290410958893]
["Shuffleton 2",1509,"3858","2",null,"ST","FO",null,"Petroleum",35.1,null,null,null,null,null,null,null,null,null,null,"Retired",null,1930,1995,"Renton","King","WA","Y","Puget Sound & Coastal","WECC","Puget Sound Energy","IOU","Retired",null,null,null,null,null,null,null,0,null,null,null,null,0,0,null,null,null,null,null,null,null,null,"n/a","n/a",null,null,null,null,null,null,null,null,null,null,null,{"$f":"VLOOKUP($B701,[2]!Table_intranet_power_vewProjectLatLongUrl[#Data],2,FALSE)","v":0},{"$f":"VLOOKUP($B701,[2]!Table_intranet_power_vewProjectLatLongUrl[#Data],3,FALSE)","v":0},{"$f":"VLOOKUP($B701,[2]!Table_intranet_power_vewProjectLatLongUrl[#Data],4,FALSE)","v":0},"2001-01-19",35.1,35.1,0.86,30.186,null,"N","Retired",null,null,null,null,null,null,null,null,null,null,null,null,"","","","","","","","","","","","","","","","","","","","","","","","","","","","",null,null,"",null,"","","","","","","","","","","","","","","","","","","","","","","","",""]
["Simcoe Solar",2105,"60748","IDSS",null,"PV","SOL",null,"Solar",20,null,null,null,null,null,null,null,5.3,null,null,"Operating","Jan",2017,null,"Mountain Home","Elmore","ID","Y","Columbia","WECC","First Wind, Inc.","Independent","Idaho Power Co (20 yr ESA)",null,null,null,null,null,null,2036,1,null,null,null,null,20,5.3,null,null,null,null,"IPC",null,null,null,null,null,null,null,null,null,null,null,null,null,null,null,"Project expected to use (10) 2.0 MW ac SMA inverters and (85,880) JA 305w DC panels and utilize a single axis tracking system (from ESA IPUC filing).  RECs to be split 50/50 between IPC and developer.  Expected CF 26.5% AC.",{"$f":"VLOOKUP($B703,[2]!Table_intranet_power_vewProjectLatLongUrl[#Data],2,FALSE)","v":43.283079999999998},{"$f":"VLOOKUP($B703,[2]!Table_intranet_power_vewProjectLatLongUrl[#Data],3,FALSE)","v":-115.94370000000001},null,"2017-03-09T09:48:34",20,20,{"$f":"IF(OR(ISBLANK(J703),ISBLANK(R703),J703=0),VLOOKUP(IF(G703=\"WAT\",\"HY\",IF(G703=\"LFG\",\"LFG\",F703)),Acapability,4,FALSE),R703/J703)","v":0.26500000000000001},5.3,null,"Y",null,"100% PNW PPA","PNW East","PV",null,1,null,0.75,null,1,null,"Y",null,"Simcoe Solar","PNW East",{"$f":"IF(BZ703=\"N\",\"\",VLOOKUP($CD703,ATechDat,2,FALSE))","v":"Thr"},{"$f":"IF(BZ703=\"N\",\"\",VLOOKUP($CD703,ATechDat,3,FALSE))","v":"PV"},15,"Jan-2017","Jan-2051",0,{"$f":"IF(BZ703=\"N\",\"\",VLOOKUP($CD703,ATechDat,4,FALSE))","v":"Solar"},{"$f":"IF(BZ703=\"N\",\"\",VLOOKUP($CD703,ATechDat,5,FALSE))","v":0},{"$f":"IF(BZ703=\"N\",\"\",VLOOKUP($CD703,ATechDat,6,FALSE))","v":0},{"$f":"IF(BZ703=\"N\",\"\",VLOOKUP($CD703,ATechDat,7,FALSE))","v":false},{"$f":"IF(BZ703=\"N\",\"\",VLOOKUP($CD703,ATechDat,8,FALSE))","v":"Cf PV"},{"$f":"IF(BZ703=\"N\",\"\",VLOOKUP($CD703,ATechDat,9,FALSE))","v":"SolarPV"},{"$f":"IF(BZ703=\"N\",\"\",VLOOKUP($CD703,ATechDat,10,FALSE))","v":"Default"},{"$f":"IF(BZ703=\"N\",\"\",VLOOKUP($CD703,ATechDat,11,FALSE))","v":"Default"},{"$f":"IF(BZ703=\"N\",\"\",VLOOKUP($CD703,ATechDat,12,FALSE))","v":30},{"$f":"IF(BZ703=\"N\",\"\",VLOOKUP($CD703,ATechDat,13,FALSE))","v":"Flat"},{"$f":"IF(BZ703=\"N\",\"\",VLOOKUP($CD703,ATechDat,14,FALSE))","v":0},{"$f":"IF(BZ703=\"N\",\"\",VLOOKUP($CD703,ATechDat,15,FALSE))","v":1},{"$f":"IF(BZ703=\"N\",\"\",VLOOKUP($CD703,ATechDat,16,FALSE))","v":false},{"$f":"IF(BZ703=\"N\",\"\",VLOOKUP($CD703,ATechDat,17,FALSE))","v":true},{"$f":"IF(BZ703=\"N\",\"\",VLOOKUP($CD703,ATechDat,18,FALSE))","v":false},{"$f":"IF(BZ703=\"N\",\"\",VLOOKUP($CD703,ATechDat,19,FALSE))","v":false},{"$f":"IF(BZ703=\"N\",\"\",VLOOKUP($CD703,ATechDat,20,FALSE))","v":0},{"$f":"IF(BZ703=\"N\",\"\",VLOOKUP($CD703,ATechDat,21,FALSE))","v":0},{"$f":"IF(BZ703=\"N\",\"\",VLOOKUP($CD703,ATechDat,22,FALSE))","v":0},"100% PNW PPA",null,null,"Simcoe Solar",null,"Simcoe Solar",4.43542833319629,2.88087921776079,1.3322881363823611,1.101358254600495,1.2650408808143834,2.1373841353590448,3.418489374455445,4.0529655442829702,5.2877250911710805,5.8042769253703801,5.9891960877336157,5.3630269944564901,5.9139044442617195,3.8411722903477203,1.7763841818431481,1.4684776728006599,1.6867211744191779,2.8498455138120597,4.55798583260726,5.4039540590439605,7.05030012156144,7.7390359004938407,7.9855947836448209,7.1507026592753196]
["Skookumchuck",1515,"7259","1",4441,"Storage","WAT",null,"Hydro",1,1,null,null,1,1,1,1,null,null,4,"Operating","Sep",1990,null,"Skookumchuck R.","Thurston","WA","Y","Puget Sound & Coastal","WECC","TransAlta","Independent","Puget Sound Energy (10 yr PPA through Dec 2020)",null,null,null,null,null,null,2020,1,null,null,null,null,1,0.42699999999999999,null,null,null,null,"BPA",null,null,null,null,null,null,0,0,0,0.57999999999999996,0.7,0.77,0.74,0.55000000000000004,0.5,"Reservoir for Centralia Power Plant. Dam constructed 1973. Exemption granted July 1982. Critical energy from PNUCC 2005 NRF",{"$f":"VLOOKUP($B706,[2]!Table_intranet_power_vewProjectLatLongUrl[#Data],2,FALSE)","v":46.784399999999998},{"$f":"VLOOKUP($B706,[2]!Table_intranet_power_vewProjectLatLongUrl[#Data],3,FALSE)","v":-122.7197},{"$f":"VLOOKUP($B706,[2]!Table_intranet_power_vewProjectLatLongUrl[#Data],4,FALSE)","v":0},"2017-10-25T09:01:55",1,1,0.42699999999999999,0.42699999999999999,null,"Y","Not accounted for in HydInd file",null,"PNW West","HY_West","n/a",1,null,1,null,1,null,null,null,"Skookumchuck","PNW West","Thr","Hyd",1,"Sep-1990","Jan-2051","n/a","Water",0,24,false,"Cf HY West","Zero","Expense","Default",50,"Flat",0,0,false,true,false,false,0,0,0,"",null,null,"Skookumchuck",null,"Skookumchuck",0.32837678436554901,0.36415708450145401,0.49649199675653699,0.54189558968370399,0.52424130998416096,0.39243207631148103,0.412883791654792,0.42240489097534101,0.46803023688069001,0.47007166773078202,0.44517801959929498,0.46012193115251598,0.32837678436554901,0.36415708450145401,0.49649199675653699,0.54189558968370399,0.52424130998416096,0.39243207631148103,0.412883791654792,0.42240489097534101,0.46803023688069001,0.47007166773078202,0.44517801959929498,0.46012193115251598]
["Slaughterhouse Gulch",1517,null,null,6375,"Diversion","WAT",null,"Hydro",0.12,null,null,null,null,null,null,null,0.06,null,null,"Retired",null,1983,2000,"Slaughterhouse Gulch","Twin Falls","ID","Y","Columbia","WECC","Heed Co.","Independent","Retired",null,null,null,null,null,null,null,null,null,null,null,null,null,null,null,null,null,null,null,null,null,null,"n/a","n/a",null,null,null,null,null,null,null,null,null,null,"Powerhouse retired 1992; dam remains in service. Exemption granted Dec 1982; revoked April 2000 .",{"$f":"VLOOKUP($B708,[2]!Table_intranet_power_vewProjectLatLongUrl[#Data],2,FALSE)","v":0},{"$f":"VLOOKUP($B708,[2]!Table_intranet_power_vewProjectLatLongUrl[#Data],3,FALSE)","v":0},{"$f":"VLOOKUP($B708,[2]!Table_intranet_power_vewProjectLatLongUrl[#Data],4,FALSE)","v":0},"2003-09-24",0.12,0.12,0.5,0.06,null,"N","Retired",null,null,null,null,null,null,null,null,null,null,null,null,"","","","","","","","","","","","","","","","","","","","","","","","","","","","",null,null,"",null,"","","","","","","","","","","","","","","","","","","","","","","","",""]
["Smith Creek (Smith Falls) 1 - 3",1520,"54249","GEN1,GEN2,GEN3",8436,"Diversion","WAT",null,"Hydro",37.792000000000002,38.1,null,0.03,20.100000000000001,38.1,20.100000000000001,38.1,9,null,null,"Operating","Apr",1990,null,"Smith Cr.","Boundary","ID","Y","Puget Sound & Coastal","WECC","Smith Creek Mgmt LLC purchased from EWEB in July 2016. JAVA Holdings 75%/Smith Creek Mgmt LLC 25%","Independent","EWEB (3 yr PPA thru Jun 2019)",null,null,null,null,null,null,2019,1,null,null,null,null,{"$f":"AO711*J711","v":37.792000000000002},{"$f":"IF(ISNUMBER(R711),R711,BX711)*AO711","v":9},null,null,null,null,"BPA",null,null,null,null,3.9626712328767102,7.5,3.64,6.34,9.3000000000000007,6.85,8.9,8.98,9.25,7.3,10.199999999999999,"License granted April 1987; expires March 2037.  EWEB put project up for sale in May 2014 in hopes of reducing surplus. Smith Creek Mgmt LLC purchased in Jul 2016. EWEB will take power thru Jul 2019 via PPA.",{"$f":"VLOOKUP($B711,[2]!Table_intranet_power_vewProjectLatLongUrl[#Data],2,FALSE)","v":"48.929744"},{"$f":"VLOOKUP($B711,[2]!Table_intranet_power_vewProjectLatLongUrl[#Data],3,FALSE)","v":"-116.656349"},{"$f":"VLOOKUP($B711,[2]!Table_intranet_power_vewProjectLatLongUrl[#Data],4,FALSE)","v":"http://www.eweb.org/resources/smith"},"2017-10-25T09:04:51",37.792000000000002,20.100000000000001,0.23814563928873836,9,null,"Y","Not accounted for in HydInd file",null,null,null,null,null,null,null,null,null,null,null,null,"Smith Creek (Smith Falls) 1 - 3",0,{"$error":"#N/A"},{"$error":"#N/A"},0,"Apr-1990","Jan-2051",0,{"$error":"#N/A"},{"$error":"#N/A"},{"$error":"#N/A"},{"$error":"#N/A"},{"$error":"#N/A"},{"$error":"#N/A"},{"$error":"#N/A"},{"$error":"#N/A"},{"$error":"#N/A"},{"$error":"#N/A"},{"$error":"#N/A"},{"$error":"#N/A"},{"$error":"#N/A"},{"$error":"#N/A"},{"$error":"#N/A"},{"$error":"#N/A"},{"$error":"#N/A"},{"$error":"#N/A"},{"$error":"#N/A"},"",null,null,"Smith Creek (Smith Falls) 1 - 3",null,"Smith Creek (Smith Falls) 1 - 3",{"$error":"#N/A"},{"$error":"#N/A"},{"$error":"#N/A"},{"$error":"#N/A"},{"$error":"#N/A"},{"$error":"#N/A"},{"$error":"#N/A"},{"$error":"#N/A"},{"$error":"#N/A"},{"$error":"#N/A"},{"$error":"#N/A"},{"$error":"#N/A"},{"$error":"#N/A"},{"$error":"#N/A"},{"$error":"#N/A"},{"$error":"#N/A"},{"$error":"#N/A"},{"$error":"#N/A"},{"$error":"#N/A"},{"$error":"#N/A"},{"$error":"#N/A"},{"$error":"#N/A"},{"$error":"#N/A"},{"$error":"#N/A"}]
["Smurfit-Stone Container 3",1523,"50814","GEN3",null,"STCG","BL","WW/NG","Biomass",6.5,null,null,null,6.5,6.5,6.5,"6..5",null,null,null,"Idle","Dec",1980,null,"Frenchtown","Missoula","MT","Y","Columbia","WECC","Smurfit-Stone Container Corp.","Independent","Idle",null,null,null,null,null,null,null,0,null,null,null,null,0,0,"Smurfit-Stone Container Missoula Mill","Kraft pulp and board mill",null,null,null,null,null,null,null,null,null,null,null,null,null,null,null,null,null,null,"(3) recovery boilers, (3) power boilers. Idled 2009",{"$f":"VLOOKUP($B714,[2]!Table_intranet_power_vewProjectLatLongUrl[#Data],2,FALSE)","v":0},{"$f":"VLOOKUP($B714,[2]!Table_intranet_power_vewProjectLatLongUrl[#Data],3,FALSE)","v":0},{"$f":"VLOOKUP($B714,[2]!Table_intranet_power_vewProjectLatLongUrl[#Data],4,FALSE)","v":0},"2010-01-11",6.5,6.5,0.8,5.2,null,"N","Idle",null,null,null,null,null,null,null,null,null,null,null,null,"","","","","","","","","","","","","","","","","","","","","","","","","","","","",null,null,"",null,"","","","","","","","","","","","","","","","","","","","","","","","",""]
["Snedigar Ranch",1525,null,null,5731,"Diversion","WAT",null,"Hydro",0.18,null,0.4,null,0.18,0.11,null,null,null,null,1,"Operating",null,1985,null,"Coulee Cr.","Twin Falls","ID","Y","Columbia","WECC","Snedigar Ranch","Independent","Idaho Power Co. (QF thru Dec 2019)",null,null,null,null,null,null,null,1,null,null,null,null,null,null,null,null,null,null,null,null,null,null,null,null,null,null,null,null,null,null,null,null,null,null,"Exemption granted April 1982. Critical energy from PNUCC 2005 NRF",{"$f":"VLOOKUP($B716,[2]!Table_intranet_power_vewProjectLatLongUrl[#Data],2,FALSE)","v":0},{"$f":"VLOOKUP($B716,[2]!Table_intranet_power_vewProjectLatLongUrl[#Data],3,FALSE)","v":0},{"$f":"VLOOKUP($B716,[2]!Table_intranet_power_vewProjectLatLongUrl[#Data],4,FALSE)","v":0},"2014-01-31T10:12:34",0.18,0.18,{"$f":"IF(OR(ISBLANK(J716),ISBLANK(R716),J716=0),VLOOKUP(IF(G716=\"WAT\",\"HY\",IF(G716=\"LFG\",\"LFG\",F716)),Acapability,4,FALSE),R716/J716)","v":0.42699999999999999},7.6859999999999998E-2,null,"N","<0.5 MW",null,null,null,null,null,null,null,null,null,null,null,null,"","","","","","","","","","","","","","","","","","","","","","","","","","","","",null,null,"",null,"","","","","","","","","","","","","","","","","","","","","","","","",""]
["Snoqualmie Falls PH 1 (1 - 5)",1526,"3860","1,2,3,4,5","2493A","Diversion","WAT",null,"Hydro",21.9,13.1,null,9.83,13.9,13.9,13.3,13.3,46,null,46,"Operating","Jan",1898,null,"Snoqualmie R.","King","WA","Y","Puget Sound & Coastal","WECC","Puget Sound Energy","IOU","Puget Sound Energy",null,null,null,null,null,null,null,1,null,null,null,null,{"$f":"AO717*J717","v":21.9},{"$f":"IF(ISNUMBER(R717),R717,BX717)*AO717","v":46},null,null,null,null,"PSE",23.2,13.4,7.1,5.4031963470319599,5.4288812785388103,5.9,6.71,7.17,1.5,null,null,7.0000000000000007E-2,3.25,2.04,6.1,"Relicensed June 2004 through 2044. (Electron + Nooksack) Critical energy from PNUCC 2005 NRF. Refurbishment of Units 1-4 and replacement of Unit 5 2010 through 2013.",{"$f":"VLOOKUP($B717,[2]!Table_intranet_power_vewProjectLatLongUrl[#Data],2,FALSE)","v":"47.544"},{"$f":"VLOOKUP($B717,[2]!Table_intranet_power_vewProjectLatLongUrl[#Data],3,FALSE)","v":"-121.84"},{"$f":"VLOOKUP($B717,[2]!Table_intranet_power_vewProjectLatLongUrl[#Data],4,FALSE)","v":0},"2017-10-25T09:06:43",21.9,13.9,2.1004566210045663,46,"Independent","N","Accounted for in HydInd file",null,null,null,null,null,null,null,null,null,null,null,null,"","","","","","","","","","","","","","","","","","","","","","","","","","","","",null,null,"",null,{"$f":"CN717","v":""},"","","","","","","","","","","","","","","","","","","","","","","",""]
["Soda Creek 4",1530,null,null,11503,"Diversion","WAT",null,"Hydro",0.5,null,null,0.23,0.5,0.5,null,null,null,null,0,"Operating",null,1954,null,"Soda Creek","Caribou","ID","Y","Bear","WECC","City of Soda Springs","Municipal",null,null,null,null,null,null,null,null,1,null,null,null,null,0.5,0.2135,null,null,null,null,"PACW",null,null,null,null,null,null,null,null,null,null,null,null,null,null,null,"Exemption granted December 1996. Critical energy from PNUCC 2005 NRF",{"$f":"VLOOKUP($B721,[2]!Table_intranet_power_vewProjectLatLongUrl[#Data],2,FALSE)","v":0},{"$f":"VLOOKUP($B721,[2]!Table_intranet_power_vewProjectLatLongUrl[#Data],3,FALSE)","v":0},{"$f":"VLOOKUP($B721,[2]!Table_intranet_power_vewProjectLatLongUrl[#Data],4,FALSE)","v":0},"2014-01-31T10:20:53",0.5,0.5,0.42699999999999999,0.2135,null,"Y","Not accounted for in HydInd file",null,null,null,null,null,null,null,null,null,null,null,null,"Soda Creek 4",0,{"$error":"#N/A"},{"$error":"#N/A"},0,"Dec-1954","Jan-2051",0,{"$error":"#N/A"},{"$error":"#N/A"},{"$error":"#N/A"},{"$error":"#N/A"},{"$error":"#N/A"},{"$error":"#N/A"},{"$error":"#N/A"},{"$error":"#N/A"},{"$error":"#N/A"},{"$error":"#N/A"},{"$error":"#N/A"},{"$error":"#N/A"},{"$error":"#N/A"},{"$error":"#N/A"},{"$error":"#N/A"},{"$error":"#N/A"},{"$error":"#N/A"},{"$error":"#N/A"},{"$error":"#N/A"},"",null,null,"Soda Creek 4",null,"Soda Creek 4",{"$error":"#N/A"},{"$error":"#N/A"},{"$error":"#N/A"},{"$error":"#N/A"},{"$error":"#N/A"},{"$error":"#N/A"},{"$error":"#N/A"},{"$error":"#N/A"},{"$error":"#N/A"},{"$error":"#N/A"},{"$error":"#N/A"},{"$error":"#N/A"},{"$error":"#N/A"},{"$error":"#N/A"},{"$error":"#N/A"},{"$error":"#N/A"},{"$error":"#N/A"},{"$error":"#N/A"},{"$error":"#N/A"},{"$error":"#N/A"},{"$error":"#N/A"},{"$error":"#N/A"},{"$error":"#N/A"},{"$error":"#N/A"}]
["Soda Springs Dam",1532,"3037","1","1927A","Storage w/Div","WAT",null,"Hydro",11,11,null,null,11.6,11.6,11.6,11.6,8.2200000000000006,null,null,"Operating","Mar",1952,null,"N. Umpqua R.","Douglas","OR","Y","Puget Sound & Coastal","WECC","PacifiCorp","IOU","PacifiCorp",null,null,null,null,null,null,null,1,null,null,null,null,{"$f":"AO723*J723","v":11},{"$f":"IF(ISNUMBER(R723),R723,BX723)*AO723","v":8.2200000000000006},null,null,null,null,"PACW",6.6,7.1,1.9,1.67808219178082,2.3283105022831001,1.4,1.92,5.83,5.9,8.1,5.8,5.23,6.17,3.9,7,"Rereg dam for PacifiCorp North Umpqua project. Original license gtd Jan 1947; exp Jan 1997.  Relicensed Nov 2003.",{"$f":"VLOOKUP($B723,[2]!Table_intranet_power_vewProjectLatLongUrl[#Data],2,FALSE)","v":"43.30282"},{"$f":"VLOOKUP($B723,[2]!Table_intranet_power_vewProjectLatLongUrl[#Data],3,FALSE)","v":"-122.494766"},{"$f":"VLOOKUP($B723,[2]!Table_intranet_power_vewProjectLatLongUrl[#Data],4,FALSE)","v":0},"2017-10-25T09:20:36",11,11.6,0.74727272727272731,8.2200000000000006,"Independent","N","Accounted for in HydInd file",null,null,null,null,null,null,null,null,null,null,null,null,"","","","","","","","","","","","","","","","","","","","","","","","","","","","",null,null,"",null,"","","","","","","","","","","","","","","","","","","","","","","","",""]
["South Mills Solar 1",2250,"61290","SMSMT",null,"PV","SOL",null,"Solar",3,3,null,null,null,null,3,3,{"$f":"6895/8760","v":0.78710045662100458},null,null,"Operating","Apr",2017,null,"Hardin","Big Horn","MT","N","Missouri","WECC","Enerparc, Cypress Creek Renewables","Independent","NorthWestern Energy (25yr PPA)",null,null,null,null,null,null,2042,0.31,null,null,null,null,0.92999999999999994,0.24400114155251143,null,null,null,null,"NorthWestern",null,null,null,null,null,null,null,null,null,null,null,null,null,null,null,"300 acres.",{"$f":"VLOOKUP($B726,[2]!Table_intranet_power_vewProjectLatLongUrl[#Data],2,FALSE)","v":45.729121999999997},{"$f":"VLOOKUP($B726,[2]!Table_intranet_power_vewProjectLatLongUrl[#Data],3,FALSE)","v":-107.635302},{"$f":"VLOOKUP($B726,[2]!Table_intranet_power_vewProjectLatLongUrl[#Data],4,FALSE)","v":0},"2018-01-06T10:43:20",3,3,{"$f":"IF(OR(ISBLANK(J726),ISBLANK(R726),J726=0),VLOOKUP(IF(G726=\"WAT\",\"HY\",IF(G726=\"LFG\",\"LFG\",F726)),Acapability,4,FALSE),R726/J726)","v":0.26236681887366819},0.78710045662100458,null,"Y","Northwestern PPA","100% PNW PPA","PNW East","PV",null,0.31,"NorthWestern",0.75,null,0.31,"NorthWestern","Y",null,"South Mills Solar 1","PNW East","Thr","PV",0.69750000000000001,"Apr-2017","Jan-2051",0,"Solar",0,0,false,"Cf PV","SolarPV","Default","Default",30,"Flat",0,1,false,true,false,false,0,0,0,"100% PNW PPA",null,null,"South Mills Solar 1",null,"South Mills Solar 1",0.20624741749362746,0.13396088362587674,6.195139834177979E-2,5.1213158838923016E-2,5.8824400957868832E-2,9.9388362294195592E-2,0.15895975591217817,0.18846289780915812,0.24587921673945523,0.26989887702972271,0.2784976180796131,0.24938075524222678,0.27499655665816991,0.17861451150116897,8.2601864455706372E-2,6.8284211785230683E-2,7.8432534610491766E-2,0.13251781639226076,0.21194634121623757,0.25128386374554412,0.32783895565260696,0.35986516937296353,0.37133015743948411,0.33250767365630235]
["South Treatment Plant (FC)",1536,null,null,null,"FCCG","WG",null,"Biomass",1.5,null,null,null,null,null,null,null,1,null,null,"Operating",null,2004,null,"Renton","King","WA","Y","Puget Sound & Coastal","WECC","King County Wastewater Treatment Div.","Independent","Self-generation",null,null,null,null,null,null,null,1,null,null,null,null,1.5,1,"Renton Wastewater Treatment Plant","Wastewater treatment",null,null,null,null,null,null,null,null,null,null,null,null,null,null,null,null,null,null,"1.5 MW molten carbonate fuel cell.",{"$f":"VLOOKUP($B728,[2]!Table_intranet_power_vewProjectLatLongUrl[#Data],2,FALSE)","v":"47.47013"},{"$f":"VLOOKUP($B728,[2]!Table_intranet_power_vewProjectLatLongUrl[#Data],3,FALSE)","v":"-122.239662"},{"$f":"VLOOKUP($B728,[2]!Table_intranet_power_vewProjectLatLongUrl[#Data],4,FALSE)","v":"http://www.kingcounty.gov/environment/wtd/About/System/South.aspx"},"2006-01-27",1.5,1.5,0.66666666666666663,1,null,"N","WWTP w/o contract",null,null,null,null,null,null,null,null,null,null,null,null,"","","","","","","","","","","","","","","","","","","","","","","","","","","","",null,null,"",null,"","","","","","","","","","","","","","","","","","","","","","","","",""]
["SP Newsprint GT1, GT2, ST1 and ST2",1539,"56124","GT1,GT2",null,"CCCG","NG",null,"Natural gas",92,108,104,null,83.2,94.6,83.2,94.6,null,null,null,"Retired","Jun",2003,2008,"Newberg","Yamhill","OR","Y","Columbia","WECC","SP Newsprint","Independent","Self-generation; sell excess to market",null,null,null,null,null,null,null,0,null,null,null,null,{"$f":"AO731*J731","v":0},{"$f":"IF(ISNUMBER(R731),R731,BX731)*AO731","v":0},"SP Newberg Mill","Groundwood, deinking, newsprint mills","Williams Northwest",null,"PGE",null,null,67.2,62.308789954337897,49.8,53.6,53.13,null,null,null,null,null,null,null,null,"(2) 46.4 ISO (as configured) LM6000 Sprint GTG w/fired HSRG (2003), 900psi power boiler,   Net output in excess of plant load 20 -25 MW.  ",{"$f":"VLOOKUP($B731,[2]!Table_intranet_power_vewProjectLatLongUrl[#Data],2,FALSE)","v":"45.284"},{"$f":"VLOOKUP($B731,[2]!Table_intranet_power_vewProjectLatLongUrl[#Data],3,FALSE)","v":"-122.959"},{"$f":"VLOOKUP($B731,[2]!Table_intranet_power_vewProjectLatLongUrl[#Data],4,FALSE)","v":"http://www.chpcenternw.org/NwChpDocs/SpNewsprintCaseStudyFinal.pdf"},"2017-11-08T16:47:52",104,83.2,0.89,83.304000000000002,null,"N","Retired",null,null,null,null,null,null,null,null,null,null,null,null,"","","","","","","","","","","","","","","","","","","","","","","","","","","","",null,null,"",null,"","","","","","","","","","","","","","","","","","","","","","","","",""]
["SPI Burlington",1511,"56406","GEN1",null,"STCG","WW",null,"Biomass",28,28,28,null,24.9,24.9,24.6,24.7,null,null,null,"Operating","Apr",2007,null,"Burlington","Skagit","WA","Y","Puget Sound & Coastal","WECC","Sierra Pacific Industries","Independent","Self-generation (2 MW), Seattle (3 MW), SMUD (23 MW)",null,null,null,null,null,null,null,1,null,null,null,null,28,21.16,"Sierra Pacific Industries Skagit Lumber Manufacturing Facility","Drying kilns",null,null,"PSE",null,null,null,"n/a","n/a",null,null,null,21.5,21.46,20.9,19.29,18.16,20.22,19.7,"Wood residue spreader-stoker boiler and 30 MW steam turbine.",{"$f":"VLOOKUP($B734,[2]!Table_intranet_power_vewProjectLatLongUrl[#Data],2,FALSE)","v":"48.455172"},{"$f":"VLOOKUP($B734,[2]!Table_intranet_power_vewProjectLatLongUrl[#Data],3,FALSE)","v":"-122.435435"},{"$f":"VLOOKUP($B734,[2]!Table_intranet_power_vewProjectLatLongUrl[#Data],4,FALSE)","v":0},"2017-10-25T08:59:26",28,24.9,0.8,21.16,null,"Y","Assume WB is firm net of self-gen",null,"PNW West","WWSTCG",5000,0.12,"OOR PPA",1,null,0.12,"OOR PPA","Y",null,"SPI Burlington","PNW West","Thr","STCG",3.36,"Apr-2007","Jan-2051",5000,"Mill Residue",7.0000000000000007E-2,56,false,"MR 28d Flat","Bio1","Default","Default",30,"Flat",0,1,false,true,false,false,0,0,0,"88% OOR PPA",null,null,"SPI Burlington",null,"SPI Burlington",3.0378082191780824,3.0378082191780824,3.0378082191780824,3.0378082191780824,3.0378082191780824,3.0378082191780824,3.0378082191780824,3.0378082191780824,3.0378082191780824,3.0378082191780824,3.0378082191780824,3.0378082191780824,2.8251616438356164,2.8251616438356164,2.8251616438356164,2.8251616438356164,2.8251616438356164,2.8251616438356164,2.8251616438356164,2.8251616438356164,2.8251616438356164,2.8251616438356164,2.8251616438356164,2.8251616438356164]
["Spokane Waste-to-Energy (Wheelabrator)",1641,"50886","GEN1",null,"ST","REF",null,"Biomass",22.7,26,21,null,22.7,22.7,22.7,22.7,16.100000000000001,null,null,"Operating","Sep",1991,null,"Airway Heights","Spokane","WA","Y","Columbia","WECC","City Of Spokane ","Municipal","Self-generation (4 MW); Avista (18 MW/16aMW) (QF thru Dec 2017)",null,null,null,null,null,null,2017,1,null,null,null,null,22.7,16.100000000000001,null,null,null,null,"Avista",16.7,14.3,16.899999999999999,16.816666666666698,16.132990867579899,16,14.45,15.3,16.2,16.37,16,15.63,15.15,12.57,14,"(2) combustion units, (1) STG.  Air-cooled.",{"$f":"VLOOKUP($B736,[2]!Table_intranet_power_vewProjectLatLongUrl[#Data],2,FALSE)","v":"47.627"},{"$f":"VLOOKUP($B736,[2]!Table_intranet_power_vewProjectLatLongUrl[#Data],3,FALSE)","v":"-117.505"},{"$f":"VLOOKUP($B736,[2]!Table_intranet_power_vewProjectLatLongUrl[#Data],4,FALSE)","v":"https://my.spokanecity.org/solidwaste/waste-to-energy/"},"2017-10-25T09:33:34",21,22.7,0.70925110132158597,16.100000000000001,null,"Y","Assume WB is firm net of self-gen",null,"PNW East","MSW",26250,1,null,1,null,1,null,"Y",null,"Spokane Waste-to-Energy (Wheelabrator)","PNW East","Thr","MSW",21,"Sep-1991","Jan-2051",26250,"Zero-cost Biofuel",7.0000000000000007E-2,56,false,"MR 28d Flat","Cogen1","Default","Default",30,"Flat",0,1,false,true,false,false,0,0,0,{"$f":"IF(ISBLANK(CB736),\"\",CB736)","v":""},null,null,"Spokane Waste-to-Energy (Wheelabrator)",null,"Spokane Waste-to-Energy (Wheelabrator)",18.986301369863014,18.986301369863014,18.986301369863014,18.986301369863014,18.986301369863014,18.986301369863014,18.986301369863014,18.986301369863014,18.986301369863014,18.986301369863014,18.986301369863014,18.986301369863014,17.6572602739726,17.6572602739726,17.6572602739726,17.6572602739726,17.6572602739726,17.6572602739726,17.6572602739726,17.6572602739726,17.6572602739726,17.6572602739726,17.6572602739726,17.6572602739726]
["St. Anthony",1545,"832",null,"2381A","Diversion","WAT",null,"Hydro",0.5,null,null,null,null,null,null,null,0.45,null,null,"Operating",null,1915,null,"Henrys Fk.","Fremont","ID","Y","Columbia","WECC","PacifiCorp","IOU","PacifiCorp",null,null,null,null,null,null,null,1,null,null,null,null,0.5,0.45,null,null,null,null,null,null,null,null,null,null,null,null,null,null,null,null,null,null,null,null,"Original License granted January 1938; expired December 1987.",{"$f":"VLOOKUP($B737,[2]!Table_intranet_power_vewProjectLatLongUrl[#Data],2,FALSE)","v":0},{"$f":"VLOOKUP($B737,[2]!Table_intranet_power_vewProjectLatLongUrl[#Data],3,FALSE)","v":0},{"$f":"VLOOKUP($B737,[2]!Table_intranet_power_vewProjectLatLongUrl[#Data],4,FALSE)","v":0},"2003-09-24",0.5,0.5,0.9,0.45,null,"Y","Not accounted for in HydInd file",null,"PNW East","HY_East","n/a",1,null,1,null,1,null,"Y",null,"St. Anthony","PNW East","Thr","Hyd",0.5,"Dec-1915","Jan-2051","n/a","Water",0,24,false,"Cf HY East","Zero","Expense","Default",50,"Flat",0,0,false,true,false,false,0,0,0,"",null,null,"St. Anthony",null,"St. Anthony",0.16338513696604751,0.21451384780955951,0.19075470701220401,0.24232107747307149,0.2788051462505825,0.2151794922297065,0.25042219072931449,0.27053832932661098,0.3553197663337625,0.33024411325766451,0.33082345938195901,0.29890275966036151,0.16338513696604751,0.21451384780955951,0.19075470701220401,0.24232107747307149,0.2788051462505825,0.2151794922297065,0.25042219072931449,0.27053832932661098,0.3553197663337625,0.33024411325766451,0.33082345938195901,0.29890275966036151]
["Stayton",1547,"3039",null,null,"HY","WAT",null,"Hydro",0.6,null,null,null,null,null,null,null,null,null,null,"Retired",null,1937,"Unknown","Santiam Wtr. Cntrl. Dist. Cnl.","Marion","OR","Y","Columbia","WECC","PacifiCorp","Independent","Retired",null,null,null,null,null,null,null,null,null,null,null,null,null,null,null,null,null,null,null,null,null,null,"n/a","n/a",null,null,null,null,null,null,null,null,null,null,"Was PAC minor",{"$f":"VLOOKUP($B741,[2]!Table_intranet_power_vewProjectLatLongUrl[#Data],2,FALSE)","v":0},{"$f":"VLOOKUP($B741,[2]!Table_intranet_power_vewProjectLatLongUrl[#Data],3,FALSE)","v":0},{"$f":"VLOOKUP($B741,[2]!Table_intranet_power_vewProjectLatLongUrl[#Data],4,FALSE)","v":0},null,0.6,0.6,0.42699999999999999,0.25619999999999998,null,"N","Retired",null,null,null,null,null,null,null,null,null,null,null,null,"","","","","","","","","","","","","","","","","","","","","","","","","","","","",null,null,"",null,"","","","","","","","","","","","","","","","","","","","","","","","",""]
["Steam Plant No. 2 (Unit 2)",1549,"3069","2",null,"FBST","REF",null,"Biomass",25,null,null,null,25,25,null,null,null,null,null,"Idle",null,1931,2001,"Tacoma","Pierce","WA","Y","Puget Sound & Coastal","WECC","City of Tacoma","Municipal","Idle",null,null,null,null,null,null,null,0,null,null,null,null,0,0,null,null,null,null,"Tacoma",null,null,null,"n/a","n/a",null,null,null,null,null,null,null,null,null,null,"Rfbd 1989; Idle since Sep 2001. RFP to reactivate for MSW disposal issued Mar-2005.",{"$f":"VLOOKUP($B743,[2]!Table_intranet_power_vewProjectLatLongUrl[#Data],2,FALSE)","v":0},{"$f":"VLOOKUP($B743,[2]!Table_intranet_power_vewProjectLatLongUrl[#Data],3,FALSE)","v":0},{"$f":"VLOOKUP($B743,[2]!Table_intranet_power_vewProjectLatLongUrl[#Data],4,FALSE)","v":0},"2010-06-03",25,25,0.86,21.5,null,"N","Idle",null,null,null,null,null,null,null,null,null,null,null,null,"","","","","","","","","","","","","","","","","","","","","","","","","","","","",null,null,"",null,"",{"$f":"IF($BZ743=\"N\",\"\",IF(OR($I743<>\"Wind\",$I743<>\"Solar\",$I743<>\"Hydro\"),($CF743*$CH743*IF(ISBLANK($L743),IF(ISBLANK($O743),$J743,$O743),$L743))*VLOOKUP($CZ743,ASeasDist,DU$7,FALSE)*VLOOKUP($DE743,ASeasDist,DU$7),$J743*$CF743*$CH743))","v":""},"","","","","","","","","","","",{"$f":"IF($BZ743=\"N\",\"\",IF(OR($I743<>\"Wind\",$I743<>\"Solar\",$I743<>\"Hydro\"),$CJ743*IF(ISBLANK($L743),IF(ISBLANK($O743),$J743,$O743),$L743),$J743)*(1-$CW743)*VLOOKUP($CZ743,ASeasDist,EG$7,FALSE)*VLOOKUP($DE743,ASeasDist,EG$7))","v":""},"","","","","","","","","","",""]
["Stevenson No. 2",1551,null,null,8866,"Conduit","WAT",null,"Hydro",0.09,null,null,null,null,null,null,null,0.06,null,null,"Operating",null,1980,null,"Snake R. Trib.","Gooding","ID","Y","Columbia","WECC","L.E. Stevenson","Independent",null,null,null,null,null,null,null,null,1,null,null,null,null,null,null,null,null,null,null,null,null,null,null,null,null,null,null,null,null,null,null,null,null,null,null,"License granted March 1984; expires February 2024.",{"$f":"VLOOKUP($B746,[2]!Table_intranet_power_vewProjectLatLongUrl[#Data],2,FALSE)","v":0},{"$f":"VLOOKUP($B746,[2]!Table_intranet_power_vewProjectLatLongUrl[#Data],3,FALSE)","v":0},{"$f":"VLOOKUP($B746,[2]!Table_intranet_power_vewProjectLatLongUrl[#Data],4,FALSE)","v":0},"2003-09-24",0.09,0.09,0.66666666666666663,0.06,null,"N","<0.5 MW",null,null,null,null,null,null,null,null,null,null,null,null,"","","","","","","","","","","","","","","","","","","","","","","","","","","","",null,null,"",null,"","","","","","","","","","","","","","","","","","","","","","","","",""]
["Stone Creek",1553,"7508","1",5264,"Diversion","WAT",null,"Hydro",12,12,null,8.5,7,10.7,7,10.7,8,null,7,"Operating","Jan",1994,null,"Clackamas R., Oak Grove Fk.","Clackamas","OR","Y","Columbia","WECC","City of Eugene (EWEB)","Municipal","EWEB",null,null,null,null,null,null,null,1,null,null,null,null,12,8,null,null,null,null,"PGE",null,null,null,null,3.1348173515981701,5.6,4.2300000000000004,7.33,6.8,9.08,6.7,7.08,7.28,5.6,5.8,"License granted September 1989; expires August 2039. Critical energy from PNUCC 2005 NRF",{"$f":"VLOOKUP($B749,[2]!Table_intranet_power_vewProjectLatLongUrl[#Data],2,FALSE)","v":"45.109"},{"$f":"VLOOKUP($B749,[2]!Table_intranet_power_vewProjectLatLongUrl[#Data],3,FALSE)","v":"-121.759"},{"$f":"VLOOKUP($B749,[2]!Table_intranet_power_vewProjectLatLongUrl[#Data],4,FALSE)","v":"http://www.eweb.org/resources/stone"},"2017-10-25T09:46:28",12,7,0.66666666666666663,8,"Independent","N","Accounted for in HydInd file",null,null,null,null,null,null,null,null,null,null,null,null,"","","","","","","","","","","","","","","","","","","","","","","","","","","","",null,null,"",null,"","","","","","","","","","","","","","","","","","","","","","","","",""]
["Strawberry Creek 1 - 3",1555,"6393","1,2,3",2032,"Diversion","WAT",null,"Hydro",1.5,1.5,null,0.7,3,3,1.5,1.5,1.0289999999999999,null,null,"Operating","Jan",1951,null,"Strawberry Cr.","Lincoln","WY","Y","Columbia","WECC","Lower Valley Energy","Coop","Lower Valley Energy",null,null,null,null,null,null,null,1,null,null,null,null,1.5,1.0289999999999999,null,null,null,null,"BPA",null,null,null,null,null,null,null,null,null,null,1.2,1.05,1.1599999999999999,1.1000000000000001,1.2,"3 units.  Original license granted October 1949; expired September 1999.",{"$f":"VLOOKUP($B751,[2]!Table_intranet_power_vewProjectLatLongUrl[#Data],2,FALSE)","v":42.905141999999998},{"$f":"VLOOKUP($B751,[2]!Table_intranet_power_vewProjectLatLongUrl[#Data],3,FALSE)","v":-110.893422},{"$f":"VLOOKUP($B751,[2]!Table_intranet_power_vewProjectLatLongUrl[#Data],4,FALSE)","v":0},"2017-11-07T09:02:13",{"$f":"IF(OR(I751=\"Wind\",I751=\"Solar\",I751=\"Hydro\"),J751,IF(ISNUMBER(L751),L751,IF(ISNUMBER(O751), O751, IF(ISNUMBER(Q751),Q751,J751))))","v":1.5},{"$f":"IF(OR(J751=\"Wind\",J751=\"Solar\",J751=\"Hydro\"),J751,IF(ISNUMBER(N751),N751,IF(ISNUMBER(P751), P751, IF(ISNUMBER(L751),L751,J751))))","v":3},0.68599999999999994,1.0289999999999999,null,"Y","Not accounted for in HydInd file",null,null,null,null,null,null,null,null,null,null,null,null,"Strawberry Creek 1 - 3",0,{"$error":"#N/A"},{"$error":"#N/A"},0,"Jan-1951","Jan-2051",0,{"$error":"#N/A"},{"$error":"#N/A"},{"$error":"#N/A"},{"$error":"#N/A"},{"$error":"#N/A"},{"$error":"#N/A"},{"$error":"#N/A"},{"$error":"#N/A"},{"$error":"#N/A"},{"$error":"#N/A"},{"$error":"#N/A"},{"$error":"#N/A"},{"$error":"#N/A"},{"$error":"#N/A"},{"$error":"#N/A"},{"$error":"#N/A"},{"$error":"#N/A"},{"$error":"#N/A"},{"$error":"#N/A"},"",null,null,"Strawberry Creek 1 - 3",null,"Strawberry Creek 1 - 3",{"$error":"#N/A"},{"$error":"#N/A"},{"$error":"#N/A"},{"$error":"#N/A"},{"$error":"#N/A"},{"$error":"#N/A"},{"$error":"#N/A"},{"$error":"#N/A"},{"$error":"#N/A"},{"$error":"#N/A"},{"$error":"#N/A"},{"$error":"#N/A"},{"$error":"#N/A"},{"$error":"#N/A"},{"$error":"#N/A"},{"$error":"#N/A"},{"$error":"#N/A"},{"$error":"#N/A"},{"$error":"#N/A"},{"$error":"#N/A"},{"$error":"#N/A"},{"$error":"#N/A"},{"$error":"#N/A"},{"$error":"#N/A"}]
["Sumas Compressor Station",1414,null,null,null,"GTCG","NG",null,"Natural gas",5,null,5,null,5,5,null,null,null,null,null,"Suspended",null,2007,null,"Sumas","Whatcom","WA","Y","Puget Sound & Coastal","WECC","ORMAT Technologies","Independent","Puget Sound Energy (PPC thru Nov 2028)",null,null,null,null,null,null,null,0,null,null,null,null,0,0,"Williams Sumas Compressor Station","NG pipeline compressor drive turbines","Williams Northwest",null,"PSE",null,null,null,"n/a","n/a",null,null,null,null,null,null,null,null,null,null,"ORMAT Recovered Energy Generation System.  Construction announced June 2006 for EOY 2007 completion. Construction has been suspended due to environmental issues - final determination regarding future of project is unknown",{"$f":"VLOOKUP($B754,[2]!Table_intranet_power_vewProjectLatLongUrl[#Data],2,FALSE)","v":0},{"$f":"VLOOKUP($B754,[2]!Table_intranet_power_vewProjectLatLongUrl[#Data],3,FALSE)","v":0},{"$f":"VLOOKUP($B754,[2]!Table_intranet_power_vewProjectLatLongUrl[#Data],4,FALSE)","v":0},"2017-08-03T14:50:09",5,5,0.8,4,null,"N","Suspended",null,null,null,null,null,null,null,null,null,null,null,null,"","","","","","","","","","","","","","","","","","","","","","","","","","","","",null,null,"",null,"","","","","","","","","","","","","","","","","","","","","","","","",""]
["Summit 1",1558,"3052",null,null,"IC","FO",null,"Petroleum",3,null,null,null,null,null,null,null,null,null,null,"Retired",null,1967,"Unknown","Government Camp","Clackamas","OR","Y","Columbia","WECC","Portland General Electric","IOU","Retired",null,null,null,null,null,null,null,0,null,null,null,null,0,0,null,null,null,null,null,null,null,null,null,"n/a",null,null,null,null,null,null,null,null,null,null,null,{"$f":"VLOOKUP($B756,[2]!Table_intranet_power_vewProjectLatLongUrl[#Data],2,FALSE)","v":0},{"$f":"VLOOKUP($B756,[2]!Table_intranet_power_vewProjectLatLongUrl[#Data],3,FALSE)","v":0},{"$f":"VLOOKUP($B756,[2]!Table_intranet_power_vewProjectLatLongUrl[#Data],4,FALSE)","v":0},"2004-05-12",3,3,0.93,2.79,null,"N","Retired",null,null,null,null,null,null,null,null,null,null,null,null,"",{"$f":"IF($BZ756=\"Y\",CC756,\"\")","v":""},"","","","",{"$f":"IF(BZ756=\"N\",\"\",IF(U756=\"Retired\",X756,\"Jan-2051\"))","v":""},{"$f":"IF(BZ756=\"N\",\"\",CE756)","v":""},"","","","","","","","","","","","","","","","","","","","",null,null,"",null,"","","","","","","","","","","","","","","","","","","","","","","","",""]
["Summit 2",1559,null,null,null,"IC","FO",null,"Petroleum",3,null,null,null,null,null,null,null,null,null,null,"Retired",null,1967,"Unknown","Government Camp","Clackamas","OR","Y","Columbia","WECC","Portland General Electric","IOU","Retired",null,null,null,null,null,null,null,0,null,null,null,null,0,0,null,null,null,null,null,null,null,null,null,"n/a",null,null,null,null,null,null,null,null,null,null,null,{"$f":"VLOOKUP($B757,[2]!Table_intranet_power_vewProjectLatLongUrl[#Data],2,FALSE)","v":0},{"$f":"VLOOKUP($B757,[2]!Table_intranet_power_vewProjectLatLongUrl[#Data],3,FALSE)","v":0},{"$f":"VLOOKUP($B757,[2]!Table_intranet_power_vewProjectLatLongUrl[#Data],4,FALSE)","v":0},"2004-05-12",3,3,0.93,2.79,null,"N","Retired",null,null,null,null,null,null,null,null,null,null,null,null,"","","","","","","","","","","","","","","","","","","","","","","","","","","","",null,null,"",null,"","","","","","","","","","","","","","","","","","","","","","","","",""]
["Swauk Valley Ranch Wind",2076,"58441","SW",null,"WT","WND",null,"Wind",4.3,4.3,null,null,null,null,4.3,4.3,null,null,null,"Operating","Mar",2013,null,"Swauk Creek Ranch (private land)","Kittitas","WA","Y","Columbia","WECC","Swauk Creek Ranch, LLC","Independent","PPA w/ PSE (2012-2021)",null,null,null,null,null,null,2021,1,null,null,null,null,4.3,1.3759999999999999,null,null,null,null,"PSE",null,null,null,null,null,null,null,null,null,null,null,1.24,1.28,1.3,1.3,"(5) 850 kW G58 WTG; McKinstry new turn-key development service for DG projects; community scale wind project.  ",{"$f":"VLOOKUP($B761,[2]!Table_intranet_power_vewProjectLatLongUrl[#Data],2,FALSE)","v":"47.14163"},{"$f":"VLOOKUP($B761,[2]!Table_intranet_power_vewProjectLatLongUrl[#Data],3,FALSE)","v":"-120.754376"},{"$f":"VLOOKUP($B761,[2]!Table_intranet_power_vewProjectLatLongUrl[#Data],4,FALSE)","v":"http://en.openei.org/wiki/Swauk_Valley"},"2017-10-25T10:15:28",4.3,4.3,0.32,{"$f":"IF(ISNUMBER(R761),R761,AVERAGE(BU761,BV761)*BW761)","v":1.3759999999999999},null,"Y",null,null,"PNW West","WN_PNWW","n/a",1,null,0.05,null,1,null,"Y",null,"Swauk Valley Ranch Wind","PNW West",{"$f":"IF(BZ761=\"N\",\"\",VLOOKUP($CD761,ATechDat,2,FALSE))","v":"Thr"},"Wind",{"$f":"IF($BZ761=\"N\",\"\",IF($I761<>\"Wind\",($CF761*$CH761*IF(ISBLANK($L761),IF(ISBLANK($O761),$J761,$O761),$L761)),$J761*IF(AND($I761=\"Wind\",SWFullWind=\"Y\"),1,$CF761*$CH761)))","v":4.3},"Mar-2013","Jan-2051","n/a",{"$f":"IF(BZ761=\"N\",\"\",VLOOKUP($CD761,ATechDat,4,FALSE))","v":"Wind"},{"$f":"IF(BZ761=\"N\",\"\",VLOOKUP($CD761,ATechDat,5,FALSE))","v":0},{"$f":"IF(BZ761=\"N\",\"\",VLOOKUP($CD761,ATechDat,6,FALSE))","v":0},{"$f":"IF(BZ761=\"N\",\"\",VLOOKUP($CD761,ATechDat,7,FALSE))","v":false},{"$f":"IF(BZ761=\"N\",\"\",VLOOKUP($CD761,ATechDat,8,FALSE))","v":"Cf WN PNWE"},{"$f":"IF(BZ761=\"N\",\"\",VLOOKUP($CD761,ATechDat,9,FALSE))","v":"WindB1"},{"$f":"IF(BZ761=\"N\",\"\",VLOOKUP($CD761,ATechDat,10,FALSE))","v":"Default"},{"$f":"IF(BZ761=\"N\",\"\",VLOOKUP($CD761,ATechDat,11,FALSE))","v":"Default"},{"$f":"IF(BZ761=\"N\",\"\",VLOOKUP($CD761,ATechDat,12,FALSE))","v":20},{"$f":"IF(BZ761=\"N\",\"\",VLOOKUP($CD761,ATechDat,13,FALSE))","v":"Flat"},{"$f":"IF(BZ761=\"N\",\"\",VLOOKUP($CD761,ATechDat,14,FALSE))","v":0},{"$f":"IF(BZ761=\"N\",\"\",VLOOKUP($CD761,ATechDat,15,FALSE))","v":1},{"$f":"IF(BZ761=\"N\",\"\",VLOOKUP($CD761,ATechDat,16,FALSE))","v":false},{"$f":"IF(BZ761=\"N\",\"\",VLOOKUP($CD761,ATechDat,17,FALSE))","v":true},{"$f":"IF(BZ761=\"N\",\"\",VLOOKUP($CD761,ATechDat,18,FALSE))","v":false},{"$f":"IF(BZ761=\"N\",\"\",VLOOKUP($CD761,ATechDat,19,FALSE))","v":false},{"$f":"IF(BZ761=\"N\",\"\",VLOOKUP($CD761,ATechDat,20,FALSE))","v":0},{"$f":"IF(BZ761=\"N\",\"\",VLOOKUP($CD761,ATechDat,21,FALSE))","v":0},{"$f":"IF(BZ761=\"N\",\"\",VLOOKUP($CD761,ATechDat,22,FALSE))","v":0},"",null,null,"Swauk Valley Ranch Wind",null,{"$f":"CN761","v":"Swauk Valley Ranch Wind"},6.0629999999999996E-2,4.7085000000000002E-2,5.4824999999999999E-2,6.1919999999999996E-2,6.6434999999999994E-2,5.8050000000000004E-2,6.9015000000000007E-2,6.9015000000000007E-2,7.8045000000000003E-2,6.9015000000000007E-2,7.1595000000000006E-2,6.9015000000000007E-2,1.2125999999999999,0.94169999999999998,1.0965,1.2383999999999999,1.3287,1.161,1.3803000000000001,1.3803000000000001,1.5609,1.3803000000000001,1.4319,1.3803000000000001]
["Swift 2 (1 & 2)",1563,"6265","21,22",2213,"Storage w/Div","WAT",null,"Hydro",70,72,null,76.099999999999994,78,78,65,65,25,null,25,"Operating","Dec",1958,null,"Lewis R.","Cowlitz","WA","Y","Columbia","WECC","Cowlitz PUD","PUD",null,null,null,null,null,null,null,null,1,null,null,null,null,70,25,null,null,null,null,"PACW",22.6,null,null,null,30.5171232876712,32,31.44,null,null,null,null,null,null,null,null,"Operated by PacifiCorp for Cowlitz. License granted May 1956; expired April 2006.  50-yr renewal Jun 2008.  Idled by canal failure April 2002, rebuilt and returned to service Jan 2006.",{"$f":"VLOOKUP($B763,[2]!Table_intranet_power_vewProjectLatLongUrl[#Data],2,FALSE)","v":"46.059"},{"$f":"VLOOKUP($B763,[2]!Table_intranet_power_vewProjectLatLongUrl[#Data],3,FALSE)","v":"-122.26"},{"$f":"VLOOKUP($B763,[2]!Table_intranet_power_vewProjectLatLongUrl[#Data],4,FALSE)","v":"http://www.lewisriver.com/swift.html"},"2017-10-25T10:16:18",70,78,0.35714285714285715,25,"Regulated","N","Reg hydro",null,null,null,null,null,null,null,null,null,null,null,null,"","","",{"$f":"IF(BZ763=\"N\",\"\",VLOOKUP($CD763,ATechDat,3,FALSE))","v":""},"","","","","","","","","","","","","","","","","","","","","","","","",null,null,"",null,"",{"$f":"IF($BZ763=\"N\",\"\",IF(OR($I763<>\"Wind\",$I763<>\"Solar\",$I763<>\"Hydro\"),($CF763*$CH763*IF(ISBLANK($L763),IF(ISBLANK($O763),$J763,$O763),$L763))*VLOOKUP($CZ763,ASeasDist,DU$7,FALSE)*VLOOKUP($DE763,ASeasDist,DU$7),$J763*$CF763*$CH763))","v":""},"","","","","","","","","","","",{"$f":"IF($BZ763=\"N\",\"\",IF(OR($I763<>\"Wind\",$I763<>\"Solar\",$I763<>\"Hydro\"),$CJ763*IF(ISBLANK($L763),IF(ISBLANK($O763),$J763,$O763),$L763),$J763)*(1-$CW763)*VLOOKUP($CZ763,ASeasDist,EG$7,FALSE)*VLOOKUP($DE763,ASeasDist,EG$7))","v":""},"","","","","","","","","","",""]
["Sygitowicz Creek",1567,"PLNT_01",null,5069,"Diversion","WAT",null,"Hydro",0.45,null,null,null,null,null,null,null,0.1,null,null,"Operating",null,1986,null,"Sygitowicz Cr.","Whatcom","WA","Y","Puget Sound & Coastal","WECC","D.S. Marr","Independent","Puget Sound Energy (QF thru Feb 2014)",null,null,null,null,null,null,null,1,null,null,null,null,null,null,null,null,null,null,null,0.1,0.1,0.1,5.7077625570776296E-4,6.6894977168949807E-2,0.1,7.0000000000000007E-2,null,null,null,null,null,null,null,null,"Exemption granted July 1982.",{"$f":"VLOOKUP($B766,[2]!Table_intranet_power_vewProjectLatLongUrl[#Data],2,FALSE)","v":0},{"$f":"VLOOKUP($B766,[2]!Table_intranet_power_vewProjectLatLongUrl[#Data],3,FALSE)","v":0},{"$f":"VLOOKUP($B766,[2]!Table_intranet_power_vewProjectLatLongUrl[#Data],4,FALSE)","v":0},"2007-06-01",0.45,0.45,0.22222222222222224,0.1,null,"N","<0.5 MW",null,null,null,null,null,null,null,null,null,null,null,null,"","","","","","","","","","","","","","","","","","","","","","","","","","","","",null,null,"",null,"","","","","","","","","","","","","","","","","","","","","","","","",""]
["Telford",1570,null,null,"5637A&B","Diversion","WAT",null,"Hydro",0.16,null,null,null,null,null,null,null,0.12,null,null,"Operating",null,1984,null,"Bell Mountian Cr.","Butte","ID","Y","Columbia","WECC","Pancheri Inc.","Independent","PacifiCorp (QF thru Feb 2013)",null,null,null,null,null,null,null,1,null,null,null,null,null,null,null,null,null,null,null,null,null,null,null,null,null,null,null,null,null,null,null,null,null,null,"Exemption granted March 1982.",{"$f":"VLOOKUP($B769,[2]!Table_intranet_power_vewProjectLatLongUrl[#Data],2,FALSE)","v":0},{"$f":"VLOOKUP($B769,[2]!Table_intranet_power_vewProjectLatLongUrl[#Data],3,FALSE)","v":0},{"$f":"VLOOKUP($B769,[2]!Table_intranet_power_vewProjectLatLongUrl[#Data],4,FALSE)","v":0},"2003-09-24",0.16,0.16,0.75,0.12,null,"N","<0.5 MW",null,null,null,null,null,null,null,null,null,null,null,null,"","","","","","","","","","","","","","","","","","","","","","","","","","","","",null,null,"",null,"","","","","","","","","","","","","","","","","","","","","","","","",""]
["Tesoro ICs",1572,null,null,null,"IC","NG",null,"Natural gas",18,null,null,null,null,null,null,null,null,null,null,"Operating",null,2002,null,"Anacortes","Skagit","WA","Y","Puget Sound & Coastal","WECC","Tesoro Northwest","Independent","Self-generation",null,null,null,null,null,null,null,1,null,null,null,null,18,16.740000000000002,null,null,"Williams Northwest via Cascade Natural",null,null,null,null,null,null,null,null,null,null,null,null,null,null,null,null,null,"(18) 1 MW units.  Propane backup fuel.",{"$f":"VLOOKUP($B771,[2]!Table_intranet_power_vewProjectLatLongUrl[#Data],2,FALSE)","v":"48.4718"},{"$f":"VLOOKUP($B771,[2]!Table_intranet_power_vewProjectLatLongUrl[#Data],3,FALSE)","v":"-122.56"},{"$f":"VLOOKUP($B771,[2]!Table_intranet_power_vewProjectLatLongUrl[#Data],4,FALSE)","v":0},"2012-03-13",18,18,0.93,16.740000000000002,null,"N","100% Self-gen",null,null,null,null,null,null,null,null,null,null,null,null,"","","","","","","","","","","","","","","","","","","","","","","","","","","","",null,null,"",null,"","","","","","","","","","","","","","","","","","","","","","","","",""]
["Thompson Falls 1 - 7",1575,"2195","TF1,TF2,TF3,TF4,TF5,TF6,TF7","1869A&B","Storage w/Div","WAT",null,"Hydro",94,87.1,null,85.2,94,94,94,94,56.5,null,null,"Operating","Jul",1915,null,"Clark Fork R.","Sanders","MT","Y","Columbia","WECC","Northwestern Energy purchased from PPL Montana, finalized Nov. 2014.","IOU","Northwestern Energy",null,null,null,null,null,null,null,0.31,null,null,null,null,29.14,17.515000000000001,null,null,null,null,"NorthWestern",56.9,51.6,57.1,52.386073059360697,56.286529680365298,58.1,55.5,55.03,53.11,60.99,59.6,55.13,60.47,59.6,58.2,"Original License granted January 1938; expired December 1987.  Unit 7 in-service 1996.",{"$f":"VLOOKUP($B774,[2]!Table_intranet_power_vewProjectLatLongUrl[#Data],2,FALSE)","v":"47.594"},{"$f":"VLOOKUP($B774,[2]!Table_intranet_power_vewProjectLatLongUrl[#Data],3,FALSE)","v":"-115.358"},{"$f":"VLOOKUP($B774,[2]!Table_intranet_power_vewProjectLatLongUrl[#Data],4,FALSE)","v":"http://www.pplmontana.com/producing+power/power+plants/Thompson+Falls+Dam.htm"},"2017-10-25T10:18:58",94,94,0.60106382978723405,56.5,"Regulated","N","Reg hydro","100% PNW Utility Owner","PNW East","HY_East","n/a",0.31,"NorthWestern",1,null,0.31,"NorthWestern",null,null,{"$f":"IF($BZ774=\"Y\",A774,\"\")","v":""},"","","","","","","","","","","","","","","","","","","","","","","","","","","100% PNW Utility Owner",null,null,{"$f":"IF(BZ774=\"N\",\"\",CN774)","v":""},null,"","","","","","","","","","","","","","","","","","","","","","","","",""]
["Thompson's Mills",1577,null,null,9169,"Diversion","WAT",null,"Hydro",0.1,null,null,null,null,null,null,null,7.0000000000000007E-2,null,null,"Operating",null,1986,null,"Calapooia R.","Linn","OR","Y","Columbia","WECC","Boston Power Co. Inc.","Independent",null,null,null,null,null,null,null,null,1,null,null,null,null,null,null,null,null,null,null,null,null,null,null,null,null,null,null,null,null,null,null,null,null,null,null,"Exemption granted May 1986.",{"$f":"VLOOKUP($B776,[2]!Table_intranet_power_vewProjectLatLongUrl[#Data],2,FALSE)","v":0},{"$f":"VLOOKUP($B776,[2]!Table_intranet_power_vewProjectLatLongUrl[#Data],3,FALSE)","v":0},{"$f":"VLOOKUP($B776,[2]!Table_intranet_power_vewProjectLatLongUrl[#Data],4,FALSE)","v":0},"2003-09-24",0.1,0.1,0.70000000000000007,7.0000000000000007E-2,null,"N","<0.5 MW",null,null,null,null,null,null,null,null,null,null,null,null,"","","","","","","","","","","","","","","","","","","","","","","","","","","","",null,null,"",null,"","","","","","","","","","","","","","","","","","","","","","","","",""]
["Thousand Springs (Idaho Wind)",1846,"56442","TSWP",null,"WT","WND",null,"Wind",12,12,null,null,null,null,12,12,3.6,null,null,"Operating","Feb",2011,null,"Hagerman","Twin Falls","ID","Y","Columbia","WECC","Idaho Wind Partners","Independent","QF PPA w/IPC (2011 - 2030).  SCL to purchase environmental attributes (RECs) 2018-2030, for compliance ytars 2019-2031.",null,null,null,null,null,null,2030,1,null,null,null,null,{"$f":"AO777*J777","v":12},{"$f":"IF(ISNUMBER(R777),R777,BX777)*AO777","v":3.6},null,null,null,null,"IPC",null,null,null,null,null,null,null,null,null,3.43,3.7,3.59,3.74,3.02,3.9,"(8) GE 1.5 MW WTG",{"$f":"VLOOKUP($B777,[2]!Table_intranet_power_vewProjectLatLongUrl[#Data],2,FALSE)","v":"42.7452"},{"$f":"VLOOKUP($B777,[2]!Table_intranet_power_vewProjectLatLongUrl[#Data],3,FALSE)","v":"-114.828"},{"$f":"VLOOKUP($B777,[2]!Table_intranet_power_vewProjectLatLongUrl[#Data],4,FALSE)","v":"http://www.exergydevelopment.com/projects/sites/thousand-springs"},"2017-10-25T10:19:57",12,12,0.3,3.6,null,"Y",null,"100% PNW PPA","PNW East","WN_PNWE","n/a",1,null,0.05,null,1,null,"Y",null,"Thousand Springs (Idaho Wind)","PNW East","Thr","Wind",12,"Feb-2011","Jan-2051","n/a","Wind",0,0,false,"Cf WN PNWE","WindB1","Default","Default",20,"Flat",0,1,false,true,false,false,0,0,0,"100% PNW PPA",null,null,"Thousand Springs (Idaho Wind)",null,"Thousand Springs (Idaho Wind)",0.16920000000000002,0.13140000000000002,0.15300000000000002,0.17280000000000001,0.18540000000000004,0.16200000000000003,0.19260000000000002,0.19260000000000002,0.21780000000000002,0.19260000000000002,0.19980000000000003,0.19260000000000002,3.3839999999999995,2.6280000000000001,3.06,3.4559999999999995,3.7080000000000002,3.24,3.8520000000000003,3.8520000000000003,4.3559999999999999,3.8520000000000003,3.9960000000000004,3.8520000000000003]
["Thunderegg Solar Center",2118,"60334","TSC1",null,"PV","SOL",null,"Solar",10,10,null,null,null,null,10,10,2.62,null,null,"Operating","Dec",2016,null,"Nyssa","Malheur","OR","Y","Columbia","WECC","HelioSage","Independent","Idaho Power Co (20 yr ESA)",null,null,null,null,null,null,2036,1,null,null,null,null,{"$f":"AO781*J781","v":10},{"$f":"IF(ISNUMBER(R781),R781,BX781)*AO781","v":2.62},null,null,null,null,"IPC",null,null,null,null,null,null,null,null,null,null,null,null,null,null,0.1,"~(47,000) PV modules on a racking structure, 25 separate concrete pads.  IPC waives any claim to ownership of environmental attributes - per the ESA.",{"$f":"VLOOKUP($B781,[2]!Table_intranet_power_vewProjectLatLongUrl[#Data],2,FALSE)","v":43.935000000000002},{"$f":"VLOOKUP($B781,[2]!Table_intranet_power_vewProjectLatLongUrl[#Data],3,FALSE)","v":-116.98699999999999},null,"2017-10-25T10:27:19",{"$f":"IF(OR(I781=\"Wind\",I781=\"Solar\",I781=\"Hydro\"),J781,IF(ISNUMBER(L781),L781,IF(ISNUMBER(O781), O781, IF(ISNUMBER(Q781),Q781,J781))))","v":10},{"$f":"IF(OR(J781=\"Wind\",J781=\"Solar\",J781=\"Hydro\"),J781,IF(ISNUMBER(N781),N781,IF(ISNUMBER(P781), P781, IF(ISNUMBER(L781),L781,J781))))","v":10},{"$f":"IF(OR(ISBLANK(J781),ISBLANK(R781),J781=0),VLOOKUP(IF(G781=\"WAT\",\"HY\",IF(G781=\"LFG\",\"LFG\",F781)),Acapability,4,FALSE),R781/J781)","v":0.26200000000000001},{"$f":"IF(ISNUMBER(R781),R781,AVERAGE(BU781,BV781)*BW781)","v":2.62},null,"Y",null,"100% PNW PPA","PNW East","PV",null,1,null,0.75,null,1,null,"Y",null,"Thunderegg Solar Center",{"$f":"IF($BZ781=\"Y\",CC781,\"\")","v":"PNW East"},{"$f":"IF(BZ781=\"N\",\"\",VLOOKUP($CD781,ATechDat,2,FALSE))","v":"Thr"},{"$f":"IF(BZ781=\"N\",\"\",VLOOKUP($CD781,ATechDat,3,FALSE))","v":"PV"},7.5,"Dec-2016","Jan-2051",{"$f":"IF(BZ781=\"N\",\"\",CE781)","v":0},{"$f":"IF(BZ781=\"N\",\"\",VLOOKUP($CD781,ATechDat,4,FALSE))","v":"Solar"},{"$f":"IF(BZ781=\"N\",\"\",VLOOKUP($CD781,ATechDat,5,FALSE))","v":0},{"$f":"IF(BZ781=\"N\",\"\",VLOOKUP($CD781,ATechDat,6,FALSE))","v":0},{"$f":"IF(BZ781=\"N\",\"\",VLOOKUP($CD781,ATechDat,7,FALSE))","v":false},{"$f":"IF(BZ781=\"N\",\"\",VLOOKUP($CD781,ATechDat,8,FALSE))","v":"Cf PV"},{"$f":"IF(BZ781=\"N\",\"\",VLOOKUP($CD781,ATechDat,9,FALSE))","v":"SolarPV"},{"$f":"IF(BZ781=\"N\",\"\",VLOOKUP($CD781,ATechDat,10,FALSE))","v":"Default"},{"$f":"IF(BZ781=\"N\",\"\",VLOOKUP($CD781,ATechDat,11,FALSE))","v":"Default"},{"$f":"IF(BZ781=\"N\",\"\",VLOOKUP($CD781,ATechDat,12,FALSE))","v":30},{"$f":"IF(BZ781=\"N\",\"\",VLOOKUP($CD781,ATechDat,13,FALSE))","v":"Flat"},{"$f":"IF(BZ781=\"N\",\"\",VLOOKUP($CD781,ATechDat,14,FALSE))","v":0},{"$f":"IF(BZ781=\"N\",\"\",VLOOKUP($CD781,ATechDat,15,FALSE))","v":1},{"$f":"IF(BZ781=\"N\",\"\",VLOOKUP($CD781,ATechDat,16,FALSE))","v":false},{"$f":"IF(BZ781=\"N\",\"\",VLOOKUP($CD781,ATechDat,17,FALSE))","v":true},{"$f":"IF(BZ781=\"N\",\"\",VLOOKUP($CD781,ATechDat,18,FALSE))","v":false},{"$f":"IF(BZ781=\"N\",\"\",VLOOKUP($CD781,ATechDat,19,FALSE))","v":false},{"$f":"IF(BZ781=\"N\",\"\",VLOOKUP($CD781,ATechDat,20,FALSE))","v":0},{"$f":"IF(BZ781=\"N\",\"\",VLOOKUP($CD781,ATechDat,21,FALSE))","v":0},{"$f":"IF(BZ781=\"N\",\"\",VLOOKUP($CD781,ATechDat,22,FALSE))","v":0},{"$f":"IF(ISBLANK(CB781),\"\",CB781)","v":"100% PNW PPA"},null,null,{"$f":"IF(BZ781=\"N\",\"\",CN781)","v":"Thunderegg Solar Center"},null,{"$f":"CN781","v":"Thunderegg Solar Center"},2.217714166598145,1.440439608880395,0.66614406819118055,0.55067912730024748,0.63252044040719169,1.0686920676795224,1.7092446872277225,2.0264827721414851,2.6438625455855402,2.90213846268519,2.9945980438668078,2.6815134972282451,2.9569522221308597,1.9205861451738602,0.88819209092157403,0.73423883640032994,0.84336058720958895,1.4249227569060299,2.27899291630363,2.7019770295219803,3.52515006078072,3.8695179502469204,3.9927973918224104,3.5753513296376598]
["Tieton Dam",1580,"57496","UNIT1,UNIT2",3701,"ROR","WAT",null,"Hydro",13.6,13.8,0,null,13.8,13.8,13.8,13.8,5.7,null,0.33,"Operating","Sep",2006,null,"Yakima R. (Rimrock Dam)","Yakima","WA","Y","Columbia","WECC","American Energy","Independent","S. CA Public Power Authority",null,null,null,null,null,null,null,1,null,null,null,null,13.6,5.7,null,null,null,null,"PACW",null,null,null,null,null,null,null,null,4.4000000000000004,7.23,6.6,5,7.32,4.46,6.1,"License granted June 1991; Expires May  2041.  Commercial service Sep 2006.",{"$f":"VLOOKUP($B783,[2]!Table_intranet_power_vewProjectLatLongUrl[#Data],2,FALSE)","v":"46.656"},{"$f":"VLOOKUP($B783,[2]!Table_intranet_power_vewProjectLatLongUrl[#Data],3,FALSE)","v":"-121.128"},{"$f":"VLOOKUP($B783,[2]!Table_intranet_power_vewProjectLatLongUrl[#Data],4,FALSE)","v":"http://www.usbr.gov/projects/Facility.jsp?fac_Name=Tieton+Dam"},"2017-10-25T10:28:48",13.6,13.8,0.41911764705882354,5.7,null,"Y","Not accounted for in HydInd file",null,"PNW East","HY_Irr","n/a",1,null,1,null,1,null,"Y",null,"Tieton Dam","PNW East","Thr","Hyd",0,"Sep-2006","Jan-2051","n/a","Water",0,24,false,"Cf HY Irr","Zero","Expense","Default",50,"Flat",0,0,false,true,false,false,0,0,0,"",null,null,"Tieton Dam",null,"Tieton Dam",0,0,0,0,0,0,0,0,0,0,0,0,0,0,0,0,0,0,0,0,0,0,0,0]
["Trail Bridge",1583,null,null,"2242A","Storage","WAT",null,"Hydro",10,null,null,3.8,4,6,null,null,5,null,4,"Operating",null,1963,null,"McKenzie R.","Linn","OR","Y","Columbia","WECC","City of Eugene (EWEB)","Municipal","EWEB",null,null,null,null,null,null,null,1,null,null,null,null,10,5,null,null,null,null,"BPA",null,null,null,null,null,null,null,null,null,null,null,null,null,null,null,"(1) 9.975 MW unit.  License granted January 1959; expires November 2008. Critical energy from PNUCC 2005 NRF",{"$f":"VLOOKUP($B786,[2]!Table_intranet_power_vewProjectLatLongUrl[#Data],2,FALSE)","v":"44.273"},{"$f":"VLOOKUP($B786,[2]!Table_intranet_power_vewProjectLatLongUrl[#Data],3,FALSE)","v":"-122.05"},{"$f":"VLOOKUP($B786,[2]!Table_intranet_power_vewProjectLatLongUrl[#Data],4,FALSE)","v":"http://www.eweb.org/relicensing/map"},"2014-01-31T11:52:33",10,4,{"$f":"IF(OR(ISBLANK(J786),ISBLANK(R786),J786=0),VLOOKUP(IF(G786=\"WAT\",\"HY\",IF(G786=\"LFG\",\"LFG\",F786)),Acapability,4,FALSE),R786/J786)","v":0.5},5,"Independent","N","Accounted for in HydInd file",null,null,null,null,null,null,null,null,null,null,null,null,"","",{"$f":"IF(BZ786=\"N\",\"\",VLOOKUP($CD786,ATechDat,2,FALSE))","v":""},{"$f":"IF(BZ786=\"N\",\"\",VLOOKUP($CD786,ATechDat,3,FALSE))","v":""},{"$f":"IF($BZ786=\"N\",\"\",IF($I786<>\"Wind\",($CF786*$CH786*IF(ISBLANK($L786),IF(ISBLANK($O786),$J786,$O786),$L786)),$J786*IF(AND($I786=\"Wind\",SWFullWind=\"Y\"),1,$CF786*$CH786)))","v":""},"","","",{"$f":"IF(BZ786=\"N\",\"\",VLOOKUP($CD786,ATechDat,4,FALSE))","v":""},{"$f":"IF(BZ786=\"N\",\"\",VLOOKUP($CD786,ATechDat,5,FALSE))","v":""},{"$f":"IF(BZ786=\"N\",\"\",VLOOKUP($CD786,ATechDat,6,FALSE))","v":""},{"$f":"IF(BZ786=\"N\",\"\",VLOOKUP($CD786,ATechDat,7,FALSE))","v":""},{"$f":"IF(BZ786=\"N\",\"\",VLOOKUP($CD786,ATechDat,8,FALSE))","v":""},{"$f":"IF(BZ786=\"N\",\"\",VLOOKUP($CD786,ATechDat,9,FALSE))","v":""},{"$f":"IF(BZ786=\"N\",\"\",VLOOKUP($CD786,ATechDat,10,FALSE))","v":""},{"$f":"IF(BZ786=\"N\",\"\",VLOOKUP($CD786,ATechDat,11,FALSE))","v":""},{"$f":"IF(BZ786=\"N\",\"\",VLOOKUP($CD786,ATechDat,12,FALSE))","v":""},{"$f":"IF(BZ786=\"N\",\"\",VLOOKUP($CD786,ATechDat,13,FALSE))","v":""},{"$f":"IF(BZ786=\"N\",\"\",VLOOKUP($CD786,ATechDat,14,FALSE))","v":""},{"$f":"IF(BZ786=\"N\",\"\",VLOOKUP($CD786,ATechDat,15,FALSE))","v":""},{"$f":"IF(BZ786=\"N\",\"\",VLOOKUP($CD786,ATechDat,16,FALSE))","v":""},{"$f":"IF(BZ786=\"N\",\"\",VLOOKUP($CD786,ATechDat,17,FALSE))","v":""},{"$f":"IF(BZ786=\"N\",\"\",VLOOKUP($CD786,ATechDat,18,FALSE))","v":""},{"$f":"IF(BZ786=\"N\",\"\",VLOOKUP($CD786,ATechDat,19,FALSE))","v":""},{"$f":"IF(BZ786=\"N\",\"\",VLOOKUP($CD786,ATechDat,20,FALSE))","v":""},{"$f":"IF(BZ786=\"N\",\"\",VLOOKUP($CD786,ATechDat,21,FALSE))","v":""},{"$f":"IF(BZ786=\"N\",\"\",VLOOKUP($CD786,ATechDat,22,FALSE))","v":""},{"$f":"IF(ISBLANK(CB786),\"\",CB786)","v":""},null,null,"",null,"",{"$f":"IF($BZ786=\"N\",\"\",IF(OR($I786<>\"Wind\",$I786<>\"Solar\",$I786<>\"Hydro\"),($CF786*$CH786*IF(ISBLANK($L786),IF(ISBLANK($O786),$J786,$O786),$L786))*VLOOKUP($CZ786,ASeasDist,DU$7,FALSE)*VLOOKUP($DE786,ASeasDist,DU$7),$J786*$CF786*$CH786))","v":""},"","","","","","","","","","","",{"$f":"IF($BZ786=\"N\",\"\",IF(OR($I786<>\"Wind\",$I786<>\"Solar\",$I786<>\"Hydro\"),$CJ786*IF(ISBLANK($L786),IF(ISBLANK($O786),$J786,$O786),$L786),$J786)*(1-$CW786)*VLOOKUP($CZ786,ASeasDist,EG$7,FALSE)*VLOOKUP($DE786,ASeasDist,EG$7))","v":""},"","","","","","","","","","",""]
["Trinity",1586,"451",null,719,"Diversion","WAT",null,"Hydro",0.24,null,null,null,null,null,null,null,0.23,null,null,"Operating",null,1923,null,"Phelps Cr.","Chelan","WA","Y","Columbia","WECC","Trinity Conservancy, Inc.","Independent",null,null,null,null,null,null,null,null,1,null,null,null,null,null,null,null,null,null,null,null,null,null,null,null,null,null,null,null,null,null,null,null,null,null,null,"Original license issued November 1927; expired October 1952. Relicense granted May 2004.",{"$f":"VLOOKUP($B789,[2]!Table_intranet_power_vewProjectLatLongUrl[#Data],2,FALSE)","v":0},{"$f":"VLOOKUP($B789,[2]!Table_intranet_power_vewProjectLatLongUrl[#Data],3,FALSE)","v":0},{"$f":"VLOOKUP($B789,[2]!Table_intranet_power_vewProjectLatLongUrl[#Data],4,FALSE)","v":0},"2004-06-24",0.24,0.24,0.95833333333333337,0.23,null,"N","<0.5 MW",null,null,null,null,null,null,null,null,null,null,null,null,"","","","","","","","","","","","","","","","","","","","","","","","","","","","",null,null,"",null,"","","","","","","","","","","","","","","","","","","","","","","","",""]
["Tuana Gulch (Idaho Wind)",1849,"56443","TGWP",null,"WT","WND",null,"Wind",10.5,10.5,null,null,null,null,10.5,10.5,3.2,null,null,"Operating","Feb",2011,null,"Hagerman","Twin Falls","ID","Y","Columbia","WECC","Idaho Wind Partners","Independent","QF PPA w/IPC (2011-Dec 2030).  SCL to purchase environmental attributes (RECs) 2018-2030, for compliance years 2019-2031.",null,null,null,null,null,null,2030,1,null,null,null,null,10.5,3.2,null,null,null,null,"IPC",null,null,null,null,null,null,null,null,null,2.99,3.3,3.22,3.43,2.71,3.5,"(7) GE 1.5 MW WTG.",{"$f":"VLOOKUP($B791,[2]!Table_intranet_power_vewProjectLatLongUrl[#Data],2,FALSE)","v":"42.842309"},{"$f":"VLOOKUP($B791,[2]!Table_intranet_power_vewProjectLatLongUrl[#Data],3,FALSE)","v":"-114.956863"},{"$f":"VLOOKUP($B791,[2]!Table_intranet_power_vewProjectLatLongUrl[#Data],4,FALSE)","v":"https://www.pacificpower.net/env/bsre/bses/tgwp.html"},"2017-10-25T10:44:24",10.5,10.5,0.30476190476190479,3.2,null,"Y",null,"100% PNW PPA","PNW East","WN_PNWE","n/a",1,null,0.05,null,1,null,"Y",null,"Tuana Gulch (Idaho Wind)","PNW East","Thr","Wind",10.5,"Feb-2011","Jan-2051","n/a","Wind",0,0,false,"Cf WN PNWE","WindB1","Default","Default",20,"Flat",0,1,false,true,false,false,0,0,0,"100% PNW PPA",null,null,"Tuana Gulch (Idaho Wind)",null,{"$f":"CN791","v":"Tuana Gulch (Idaho Wind)"},0.14804999999999999,0.11497500000000001,0.13387500000000002,0.1512,0.16222500000000001,0.14175000000000001,0.16852500000000001,0.16852500000000001,0.19057499999999999,0.16852500000000001,0.17482500000000001,0.16852500000000001,2.9609999999999999,2.2995000000000001,2.6775000000000002,3.0239999999999996,3.2444999999999999,2.835,3.3705000000000003,3.3705000000000003,3.8114999999999997,3.3705000000000003,3.4965000000000002,3.3705000000000003]
["Tuolumne (Windy Point; Windy Point/Windy Flats I)",1677,"56702","WPT1",null,"WT","WND",null,"Wind",136.6,136.30000000000001,null,null,null,null,136.30000000000001,136.30000000000001,null,null,null,"Operating","May",2009,null,"Goldendale","Klickitat","WA","Y","Columbia","WECC","Tuolumne Wind Project Authority (Turlock Irrigation District & Walnut Energy Center Authority)","JOA","Turlock Irrigation District & Walnut Energy Center Authority",null,null,null,null,null,null,null,0,null,1,null,null,0,0,null,null,null,"BPA Rock Creek substation","BPA",null,null,null,null,null,null,null,23.1,43,47.04,41.6,41.91,44.19,38.08,44.1,"(20) REpower MM92 2 MW WTG. (42) Siemens SWT 2.3 MW WTG.",{"$f":"VLOOKUP($B794,[2]!Table_intranet_power_vewProjectLatLongUrl[#Data],2,FALSE)","v":"45.690987"},{"$f":"VLOOKUP($B794,[2]!Table_intranet_power_vewProjectLatLongUrl[#Data],3,FALSE)","v":"-120.86504"},{"$f":"VLOOKUP($B794,[2]!Table_intranet_power_vewProjectLatLongUrl[#Data],4,FALSE)","v":"http://www.cannonpowergroup.com/wind/projects/wp-wf/"},"2017-10-25T11:01:00",136.6,136.30000000000001,{"$f":"IF(OR(ISBLANK(J794),ISBLANK(R794),J794=0),VLOOKUP(IF(G794=\"WAT\",\"HY\",IF(G794=\"LFG\",\"LFG\",F794)),Acapability,4,FALSE),R794/J794)","v":0.32},{"$f":"IF(ISNUMBER(R794),R794,AVERAGE(BU794,BV794)*BW794)","v":43.663999999999994},null,"Y",null,"100% OOR Utility Owner","PNW East","WN_PNWE","n/a",0,null,0.05,null,0,"OOR Utility Owner","Y",null,"Tuolumne (Windy Point; Windy Point/Windy Flats I)","PNW East",{"$f":"IF(BZ794=\"N\",\"\",VLOOKUP($CD794,ATechDat,2,FALSE))","v":"Thr"},{"$f":"IF(BZ794=\"N\",\"\",VLOOKUP($CD794,ATechDat,3,FALSE))","v":"Wind"},{"$f":"IF($BZ794=\"N\",\"\",IF($I794<>\"Wind\",($CF794*$CH794*IF(ISBLANK($L794),IF(ISBLANK($O794),$J794,$O794),$L794)),$J794*IF(AND($I794=\"Wind\",SWFullWind=\"Y\"),1,$CF794*$CH794)))","v":136.6},{"$f":"IF(BZ794=\"N\",\"\",IF(ISBLANK(V794),\"Dec\",V794)&\"-\"&IF(ISBLANK(W794),1980,W794))","v":"May-2009"},"Jan-2051","n/a",{"$f":"IF(BZ794=\"N\",\"\",VLOOKUP($CD794,ATechDat,4,FALSE))","v":"Wind"},{"$f":"IF(BZ794=\"N\",\"\",VLOOKUP($CD794,ATechDat,5,FALSE))","v":0},{"$f":"IF(BZ794=\"N\",\"\",VLOOKUP($CD794,ATechDat,6,FALSE))","v":0},{"$f":"IF(BZ794=\"N\",\"\",VLOOKUP($CD794,ATechDat,7,FALSE))","v":false},{"$f":"IF(BZ794=\"N\",\"\",VLOOKUP($CD794,ATechDat,8,FALSE))","v":"Cf WN PNWE"},{"$f":"IF(BZ794=\"N\",\"\",VLOOKUP($CD794,ATechDat,9,FALSE))","v":"WindB1"},{"$f":"IF(BZ794=\"N\",\"\",VLOOKUP($CD794,ATechDat,10,FALSE))","v":"Default"},{"$f":"IF(BZ794=\"N\",\"\",VLOOKUP($CD794,ATechDat,11,FALSE))","v":"Default"},{"$f":"IF(BZ794=\"N\",\"\",VLOOKUP($CD794,ATechDat,12,FALSE))","v":20},{"$f":"IF(BZ794=\"N\",\"\",VLOOKUP($CD794,ATechDat,13,FALSE))","v":"Flat"},{"$f":"IF(BZ794=\"N\",\"\",VLOOKUP($CD794,ATechDat,14,FALSE))","v":0},{"$f":"IF(BZ794=\"N\",\"\",VLOOKUP($CD794,ATechDat,15,FALSE))","v":1},{"$f":"IF(BZ794=\"N\",\"\",VLOOKUP($CD794,ATechDat,16,FALSE))","v":false},{"$f":"IF(BZ794=\"N\",\"\",VLOOKUP($CD794,ATechDat,17,FALSE))","v":true},{"$f":"IF(BZ794=\"N\",\"\",VLOOKUP($CD794,ATechDat,18,FALSE))","v":false},{"$f":"IF(BZ794=\"N\",\"\",VLOOKUP($CD794,ATechDat,19,FALSE))","v":false},{"$f":"IF(BZ794=\"N\",\"\",VLOOKUP($CD794,ATechDat,20,FALSE))","v":0},{"$f":"IF(BZ794=\"N\",\"\",VLOOKUP($CD794,ATechDat,21,FALSE))","v":0},{"$f":"IF(BZ794=\"N\",\"\",VLOOKUP($CD794,ATechDat,22,FALSE))","v":0},"100% OOR Utility Owner",null,null,"Tuolumne (Windy Point; Windy Point/Windy Flats I)",null,"Tuolumne (Windy Point; Windy Point/Windy Flats I)",{"$f":"IF($BZ794=\"N\",\"\",IF(OR($I794<>\"Wind\",$I794<>\"Solar\",$I794<>\"Hydro\"),($CF794*$CH794*IF(ISBLANK($L794),IF(ISBLANK($O794),$J794,$O794),$L794))*VLOOKUP($CZ794,ASeasDist,DU$7,FALSE)*VLOOKUP($DE794,ASeasDist,DU$7),$J794*$CF794*$CH794))","v":0},0,0,0,0,0,0,0,0,0,0,0,{"$f":"IF($BZ794=\"N\",\"\",IF(OR($I794<>\"Wind\",$I794<>\"Solar\",$I794<>\"Hydro\"),$CJ794*IF(ISBLANK($L794),IF(ISBLANK($O794),$J794,$O794),$L794),$J794)*(1-$CW794)*VLOOKUP($CZ794,ASeasDist,EG$7,FALSE)*VLOOKUP($DE794,ASeasDist,EG$7))","v":0},0,0,0,0,0,0,0,0,0,0,0]
["Tuttle Ranch (Ravenscroft)",1588,null,null,4055,"Diversion","WAT",null,"Hydro",1.06,null,0.1,null,null,null,null,null,0.52,null,null,"Operating",null,1983,null,"Big Wood R.","Gooding","ID","Y","Columbia","WECC","V.F. Ravenscroft","Independent","IPC (QF (As Malad R.) thru Apr 2019)",null,null,null,null,null,null,null,1,null,null,null,null,1.06,0.52,null,null,null,null,null,null,null,null,null,null,null,null,null,null,null,null,null,null,null,null,"Exemption granted February 1982.",{"$f":"VLOOKUP($B796,[2]!Table_intranet_power_vewProjectLatLongUrl[#Data],2,FALSE)","v":0},{"$f":"VLOOKUP($B796,[2]!Table_intranet_power_vewProjectLatLongUrl[#Data],3,FALSE)","v":0},{"$f":"VLOOKUP($B796,[2]!Table_intranet_power_vewProjectLatLongUrl[#Data],4,FALSE)","v":0},"2010-06-22",1.06,0.1,0.49056603773584906,0.52,null,"Y","Not accounted for in HydInd file",null,"PNW East","HY_East","n/a",1,null,1,null,1,null,"Y",null,"Tuttle Ranch (Ravenscroft)","PNW East","Thr","Hyd",0.1,"Dec-1983","Jan-2051","n/a","Water",0,24,false,"Cf HY East","Zero","Expense","Default",50,"Flat",0,0,false,true,false,false,0,0,0,"",null,null,"Tuttle Ranch (Ravenscroft)",null,"Tuttle Ranch (Ravenscroft)",{"$f":"IF($BZ796=\"N\",\"\",IF(OR($I796<>\"Wind\",$I796<>\"Solar\",$I796<>\"Hydro\"),($CF796*$CH796*IF(ISBLANK($L796),IF(ISBLANK($O796),$J796,$O796),$L796))*VLOOKUP($CZ796,ASeasDist,DU$7,FALSE)*VLOOKUP($DE796,ASeasDist,DU$7),$J796*$CF796*$CH796))","v":3.2677027393209504E-2},4.2902769561911906E-2,3.8150941402440804E-2,4.8464215494614299E-2,5.5761029250116501E-2,4.3035898445941301E-2,5.00844381458629E-2,5.4107665865322202E-2,7.1063953266752508E-2,6.6048822651532904E-2,6.6164691876391804E-2,5.9780551932072303E-2,{"$f":"IF($BZ796=\"N\",\"\",IF(OR($I796<>\"Wind\",$I796<>\"Solar\",$I796<>\"Hydro\"),$CJ796*IF(ISBLANK($L796),IF(ISBLANK($O796),$J796,$O796),$L796),$J796)*(1-$CW796)*VLOOKUP($CZ796,ASeasDist,EG$7,FALSE)*VLOOKUP($DE796,ASeasDist,EG$7))","v":3.2677027393209504E-2},4.2902769561911906E-2,3.8150941402440804E-2,4.8464215494614299E-2,5.5761029250116501E-2,4.3035898445941301E-2,5.00844381458629E-2,5.4107665865322202E-2,7.1063953266752508E-2,6.6048822651532904E-2,6.6164691876391804E-2,5.9780551932072303E-2]
["Twin Falls (IPC)",1589,"821","1,2","018A&B","ROR R. w/Div.","WAT",null,"Hydro",52.7,56.3,null,20.7,0,8.99,54.5,45.5,null,null,4,"Operating","Mar",1935,null,"Snake R.","Twin Falls","ID","Y","Columbia","WECC","Idaho Power Co.","IOU","Idaho Power Co.",null,null,null,null,null,null,null,1,null,null,null,null,52.7,11.25145,null,null,null,null,"IPC",null,null,null,null,null,null,8.4499999999999993,19.600000000000001,13.2,45.03,19,6.32,6.82,8.6999999999999993,4.5,"Original license granted June 1934; expired June 1984. Critical energy from PNUCC 2005 NRF",{"$f":"VLOOKUP($B797,[2]!Table_intranet_power_vewProjectLatLongUrl[#Data],2,FALSE)","v":"42.589"},{"$f":"VLOOKUP($B797,[2]!Table_intranet_power_vewProjectLatLongUrl[#Data],3,FALSE)","v":"-114.355"},{"$f":"VLOOKUP($B797,[2]!Table_intranet_power_vewProjectLatLongUrl[#Data],4,FALSE)","v":0},"2017-10-25T11:03:58",52.7,0,0.42699999999999999,11.25145,"Independent","N","Accounted for in HydInd file",null,null,null,null,null,null,null,null,null,null,null,null,"","","","","","","","","","","","","","","","","","","","","","","","","","","","",null,null,"",null,"","","","","","","","","","","","","","","","","","","","","","","","",""]
["Two Dot Wind Farm",2053,"59003","1",null,"WT","WND",null,"Wind",9.7200000000000006,9.6999999999999993,null,null,null,null,9.6999999999999993,9.6999999999999993,null,null,null,"Operating","Jun",2014,null,null,"Wheatland","MT","N",null,"WECC","New Jersey Resources Clean Energy Ventures (NJRCEV)","Independent","NorthWestern (25 yr PPA)",null,null,null,null,null,null,2039,0.31,null,null,null,null,3.0132000000000003,0.96323200000000009,null,null,null,null,"NWE",null,null,null,null,null,null,null,null,null,null,null,null,1.98,3.4,4.0999999999999996,"(6) GE 1.62MW, 87M rotor diameter WTG.  Located on 176 acres of ag land.",{"$f":"VLOOKUP($B801,[2]!Table_intranet_power_vewProjectLatLongUrl[#Data],2,FALSE)","v":46.434769000000003},{"$f":"VLOOKUP($B801,[2]!Table_intranet_power_vewProjectLatLongUrl[#Data],3,FALSE)","v":-110.072108},{"$f":"VLOOKUP($B801,[2]!Table_intranet_power_vewProjectLatLongUrl[#Data],4,FALSE)","v":"http://www.njrcleanenergyventures.com/wind/projects.asp"},"2017-10-25T11:31:23",{"$f":"IF(OR(I801=\"Wind\",I801=\"Solar\",I801=\"Hydro\"),J801,IF(ISNUMBER(L801),L801,IF(ISNUMBER(O801), O801, IF(ISNUMBER(Q801),Q801,J801))))","v":9.7200000000000006},{"$f":"IF(OR(J801=\"Wind\",J801=\"Solar\",J801=\"Hydro\"),J801,IF(ISNUMBER(N801),N801,IF(ISNUMBER(P801), P801, IF(ISNUMBER(L801),L801,J801))))","v":9.6999999999999993},{"$f":"IF(OR(ISBLANK(J801),ISBLANK(R801),J801=0),VLOOKUP(IF(G801=\"WAT\",\"HY\",IF(G801=\"LFG\",\"LFG\",F801)),Acapability,4,FALSE),R801/J801)","v":0.32},{"$f":"IF(ISNUMBER(R801),R801,AVERAGE(BU801,BV801)*BW801)","v":3.1072000000000002},null,"Y",null,"100% PNW PPA","PNW East","WN_HP","n/a",0.31,"NorthWestern",0.05,null,0.31,"NorthWestern","Y",null,"Two Dot Wind Farm","PNW East",{"$f":"IF(BZ801=\"N\",\"\",VLOOKUP($CD801,ATechDat,2,FALSE))","v":"Thr"},{"$f":"IF(BZ801=\"N\",\"\",VLOOKUP($CD801,ATechDat,3,FALSE))","v":"Wind"},9.7200000000000006,"Jun-2014","Jan-2051","n/a",{"$f":"IF(BZ801=\"N\",\"\",VLOOKUP($CD801,ATechDat,4,FALSE))","v":"Wind"},{"$f":"IF(BZ801=\"N\",\"\",VLOOKUP($CD801,ATechDat,5,FALSE))","v":0},{"$f":"IF(BZ801=\"N\",\"\",VLOOKUP($CD801,ATechDat,6,FALSE))","v":0},{"$f":"IF(BZ801=\"N\",\"\",VLOOKUP($CD801,ATechDat,7,FALSE))","v":false},{"$f":"IF(BZ801=\"N\",\"\",VLOOKUP($CD801,ATechDat,8,FALSE))","v":"Cf WN HP"},{"$f":"IF(BZ801=\"N\",\"\",VLOOKUP($CD801,ATechDat,9,FALSE))","v":"WindB1"},{"$f":"IF(BZ801=\"N\",\"\",VLOOKUP($CD801,ATechDat,10,FALSE))","v":"Default"},{"$f":"IF(BZ801=\"N\",\"\",VLOOKUP($CD801,ATechDat,11,FALSE))","v":"Default"},{"$f":"IF(BZ801=\"N\",\"\",VLOOKUP($CD801,ATechDat,12,FALSE))","v":20},{"$f":"IF(BZ801=\"N\",\"\",VLOOKUP($CD801,ATechDat,13,FALSE))","v":"Flat"},{"$f":"IF(BZ801=\"N\",\"\",VLOOKUP($CD801,ATechDat,14,FALSE))","v":0},{"$f":"IF(BZ801=\"N\",\"\",VLOOKUP($CD801,ATechDat,15,FALSE))","v":1},{"$f":"IF(BZ801=\"N\",\"\",VLOOKUP($CD801,ATechDat,16,FALSE))","v":false},{"$f":"IF(BZ801=\"N\",\"\",VLOOKUP($CD801,ATechDat,17,FALSE))","v":true},{"$f":"IF(BZ801=\"N\",\"\",VLOOKUP($CD801,ATechDat,18,FALSE))","v":false},{"$f":"IF(BZ801=\"N\",\"\",VLOOKUP($CD801,ATechDat,19,FALSE))","v":false},{"$f":"IF(BZ801=\"N\",\"\",VLOOKUP($CD801,ATechDat,20,FALSE))","v":0},{"$f":"IF(BZ801=\"N\",\"\",VLOOKUP($CD801,ATechDat,21,FALSE))","v":0},{"$f":"IF(BZ801=\"N\",\"\",VLOOKUP($CD801,ATechDat,22,FALSE))","v":0},"100% PNW PPA",null,null,"Two Dot Wind Farm",null,"Two Dot Wind Farm",2.8203552000000003E-2,5.4237600000000004E-2,7.050888000000001E-2,0.101966688,8.7322536000000006E-2,8.5153032000000017E-2,5.5322352000000012E-2,4.5559584000000007E-2,4.1762952000000006E-2,3.9593448000000003E-2,1.8983160000000002E-2,2.2779792000000004E-2,0.56407104000000008,1.0847520000000002,1.4101776000000001,2.0393337599999999,1.7464507200000001,1.7030606400000003,1.1064470400000002,0.91119168000000006,0.83525904000000006,0.79186896000000007,0.37966320000000003,0.45559584000000003]
["U.S. Bankcorp IC1 - IC4",1593,null,null,null,"IC","FO",null,"Petroleum",6.4,null,null,null,null,null,null,null,null,null,null,"Operating",null,1991,null,"Portland","Multnomah","OR","Y","Columbia","WECC","U.S. Bankcorp","Independent","Load-side emrg. Service & DR (PGE)",null,null,null,null,null,null,null,1,null,null,null,null,6.4,5.9520000000000008,null,null,null,null,null,null,null,null,null,null,null,null,null,null,null,null,null,null,null,null,"(4) 1.6 MW IC units.",{"$f":"VLOOKUP($B803,[2]!Table_intranet_power_vewProjectLatLongUrl[#Data],2,FALSE)","v":0},{"$f":"VLOOKUP($B803,[2]!Table_intranet_power_vewProjectLatLongUrl[#Data],3,FALSE)","v":0},{"$f":"VLOOKUP($B803,[2]!Table_intranet_power_vewProjectLatLongUrl[#Data],4,FALSE)","v":0},"2007-03-22",6.4,6.4,0.93,5.9520000000000008,null,"Y",null,"Load-side DR","PNW West","FOIC",9900,1,null,1,null,0,"Load-side DR",null,null,"U.S. Bankcorp IC1 - IC4","PNW West","Thr","IC",6.4,"Dec-1991","Jan-2051",9900,"No. 2 FO",4.7E-2,56,false,"MR 7d Flat","FO Peaking","Default","Default",20,"Flat",0,0,false,true,false,false,0,0,0,"Load-side DR",null,null,"U.S. Bankcorp IC1 - IC4",null,"U.S. Bankcorp IC1 - IC4",6.1545205479452036,6.1545205479452036,6.1545205479452036,6.1545205479452036,6.1545205479452036,6.1545205479452036,6.1545205479452036,6.1545205479452036,6.1545205479452036,6.1545205479452036,6.1545205479452036,6.1545205479452036,0,0,0,0,0,0,0,0,0,0,0,0]
["U.S. Navy (Submarine Base Bangor) 2",1016,null,null,null,"IC","FO",null,"Petroleum",10,null,10,null,10,10,null,null,null,null,null,"Operating","Dec",2001,null,"Bangor","Kitsap","WA","Y","Puget Sound & Coastal","WECC","U.S. Dept of the Navy","Federal","Bangor Base emergency service",null,null,null,null,null,null,null,1,null,null,null,null,10,9.3000000000000007,null,null,null,null,null,null,null,null,null,null,null,null,null,null,null,null,null,null,null,null,null,{"$f":"VLOOKUP($B806,[2]!Table_intranet_power_vewProjectLatLongUrl[#Data],2,FALSE)","v":0},{"$f":"VLOOKUP($B806,[2]!Table_intranet_power_vewProjectLatLongUrl[#Data],3,FALSE)","v":0},{"$f":"VLOOKUP($B806,[2]!Table_intranet_power_vewProjectLatLongUrl[#Data],4,FALSE)","v":0},"2014-01-29T18:56:00",10,10,0.93,9.3000000000000007,null,"Y",null,null,"PNW West","FOIC",8850,1,null,1,null,0,"Emergency service",null,null,"U.S. Navy (Submarine Base Bangor) 2","PNW West","Thr","IC",10,"Dec-2001","Jan-2051",8850,"No. 2 FO",4.7E-2,56,false,"MR 7d Flat","FO Peaking","Default","Default",20,"Flat",0,0,false,true,false,false,0,0,0,"",null,null,"U.S. Navy (Submarine Base Bangor) 2",null,"U.S. Navy (Submarine Base Bangor) 2",{"$f":"IF($BZ806=\"N\",\"\",IF(OR($I806<>\"Wind\",$I806<>\"Solar\",$I806<>\"Hydro\"),($CF806*$CH806*IF(ISBLANK($L806),IF(ISBLANK($O806),$J806,$O806),$L806))*VLOOKUP($CZ806,ASeasDist,DU$7,FALSE)*VLOOKUP($DE806,ASeasDist,DU$7),$J806*$CF806*$CH806))","v":9.6164383561643803},9.6164383561643803,9.6164383561643803,9.6164383561643803,9.6164383561643803,9.6164383561643803,9.6164383561643803,9.6164383561643803,9.6164383561643803,9.6164383561643803,9.6164383561643803,9.6164383561643803,{"$f":"IF($BZ806=\"N\",\"\",IF(OR($I806<>\"Wind\",$I806<>\"Solar\",$I806<>\"Hydro\"),$CJ806*IF(ISBLANK($L806),IF(ISBLANK($O806),$J806,$O806),$L806),$J806)*(1-$CW806)*VLOOKUP($CZ806,ASeasDist,EG$7,FALSE)*VLOOKUP($DE806,ASeasDist,EG$7))","v":0},0,0,0,0,0,0,0,0,0,0,0]
["University of Oregon 002",1595,"54950","002",null,"STCG","NG",null,"Natural gas",1.5,null,null,null,null,null,1.4,1.4,null,null,null,"Retired","Jan",1950,2004,"Eugene","Lane","OR","Y","Columbia","WECC","State of Oregon","Independent","Retired",null,null,null,null,null,null,null,0,null,null,null,null,0,0,"University of Oregon","Space heating","Williams Northwest",null,"BPA",null,null,null,"n/a","n/a",null,null,null,null,null,null,null,null,null,null,null,{"$f":"VLOOKUP($B809,[2]!Table_intranet_power_vewProjectLatLongUrl[#Data],2,FALSE)","v":0},{"$f":"VLOOKUP($B809,[2]!Table_intranet_power_vewProjectLatLongUrl[#Data],3,FALSE)","v":0},{"$f":"VLOOKUP($B809,[2]!Table_intranet_power_vewProjectLatLongUrl[#Data],4,FALSE)","v":0},"2012-03-13",1.4,1.4,0.8,1.1199999999999999,null,"N","Retired",null,null,null,null,null,null,null,null,null,null,null,null,"","","","","","","","","","","","","","","","","","","","","","","","","","","","",null,null,"",null,"","","","","","","","","","","","","","","","","","","","","","","","",""]
["University of Washington TG 2",1598,"54809","TG2",null,"STCG","NG","FO","Natural gas",5,5,null,null,1,5,5,5,null,null,null,"Operating","Jan",1969,null,"Seattle","King","WA","Y","Puget Sound & Coastal","WECC","State of Washington","Independent","Self-generation",null,null,null,null,null,null,null,1,null,null,null,null,5,2.4000000000000004,"University of Washington","Space heating","Williams Northwest",null,"SCL",null,null,null,null,null,null,2.25,1.45,1.7,0.7,0.7,2.11,1.4,2.0699999999999998,2.2999999999999998,null,{"$f":"VLOOKUP($B811,[2]!Table_intranet_power_vewProjectLatLongUrl[#Data],2,FALSE)","v":47.6539},{"$f":"VLOOKUP($B811,[2]!Table_intranet_power_vewProjectLatLongUrl[#Data],3,FALSE)","v":-122.3036},{"$f":"VLOOKUP($B811,[2]!Table_intranet_power_vewProjectLatLongUrl[#Data],4,FALSE)","v":0},"2017-10-25T11:42:17",5,1,0.8,2.4000000000000004,null,"N","100% Self-gen",null,null,null,null,null,null,null,null,null,null,null,null,"","","","","","","","","","","","","","","","","","","","","","","","","","","","",null,null,"",null,"","","","","","","","","","","","","","","","","","","","","","","","",""]
["Upper Falls 1",1600,"9096","1","2545D","ROR R. w/Div.","WAT",null,"Hydro",10,10,null,null,10.199999999999999,10.199999999999999,10.199999999999999,10.199999999999999,7.3,null,9,"Operating","Apr",1922,null,"Spokane R. (Spokane, WA)","Spokane","WA","Y","Columbia","WECC","Avista","IOU","Avista Utilities",null,null,null,null,null,null,null,1,null,null,null,null,10,7.3,null,null,null,null,"Avista",8.5,7.6,4,3.4892694063926899,2.30856164383562,1.9,1.8,5.89,8.1,8.3699999999999992,6.8,7.81,7.65,4.38,7.2,"Original license May 1965 - Jul 2007. 50-year relicense granted Jun 2009. Critical energy from PNUCC 2005 NRF",{"$f":"VLOOKUP($B814,[2]!Table_intranet_power_vewProjectLatLongUrl[#Data],2,FALSE)","v":"47.663"},{"$f":"VLOOKUP($B814,[2]!Table_intranet_power_vewProjectLatLongUrl[#Data],3,FALSE)","v":"-117.415"},{"$f":"VLOOKUP($B814,[2]!Table_intranet_power_vewProjectLatLongUrl[#Data],4,FALSE)","v":"http://www.avistautilities.com/resources/relicensing/spokane/project/proj_uf.asp"},"2017-10-25T11:48:59",10,10.199999999999999,0.73,7.3,"Regulated","N","Reg hydro",null,null,null,null,null,null,null,null,null,null,null,null,"","","","","","","","","","","","","","","","","","","","","","","","","","","","",null,null,"",null,"",{"$f":"IF($BZ814=\"N\",\"\",IF(OR($I814<>\"Wind\",$I814<>\"Solar\",$I814<>\"Hydro\"),($CF814*$CH814*IF(ISBLANK($L814),IF(ISBLANK($O814),$J814,$O814),$L814))*VLOOKUP($CZ814,ASeasDist,DU$7,FALSE)*VLOOKUP($DE814,ASeasDist,DU$7),$J814*$CF814*$CH814))","v":""},"","","","","","","","","","","",{"$f":"IF($BZ814=\"N\",\"\",IF(OR($I814<>\"Wind\",$I814<>\"Solar\",$I814<>\"Hydro\"),$CJ814*IF(ISBLANK($L814),IF(ISBLANK($O814),$J814,$O814),$L814),$J814)*(1-$CW814)*VLOOKUP($CZ814,ASeasDist,EG$7,FALSE)*VLOOKUP($DE814,ASeasDist,EG$7))","v":""},"","","","","","","","","","",""]
["Upper Malad",1602,"823","1","2726B","Diversion","WAT",null,"Hydro",8.3000000000000007,8.3000000000000007,null,5.72,11,11,8.1,8.1,null,null,null,"Operating","Jun",1948,null,"Big Wood R.","Gooding","ID","Y","Columbia","WECC","Idaho Power Co.","IOU","Idaho Power Co.",null,null,null,null,null,null,null,1,null,null,null,null,{"$f":"AO816*J816","v":8.3000000000000007},{"$f":"IF(ISNUMBER(R816),R816,BX816)*AO816","v":4.1205499999999997},null,null,null,null,"IPC",null,null,null,null,null,null,6.34,6.91,7,7.09,7,5.93,6.35,6.42,1.9,"IPC Springs. License granted May 1965; expires July 2004.",{"$f":"VLOOKUP($B816,[2]!Table_intranet_power_vewProjectLatLongUrl[#Data],2,FALSE)","v":"42.864"},{"$f":"VLOOKUP($B816,[2]!Table_intranet_power_vewProjectLatLongUrl[#Data],3,FALSE)","v":"-114.886"},{"$f":"VLOOKUP($B816,[2]!Table_intranet_power_vewProjectLatLongUrl[#Data],4,FALSE)","v":"http://www.idahopower.com/AboutUs/OurPowerPlants/Hydroelectric/Malad/default.cfm"},"2017-10-25T11:49:19",8.3000000000000007,11,0.42699999999999999,4.1205499999999997,"Independent","N","Accounted for in HydInd file",null,null,null,null,null,null,null,null,null,null,null,null,"","","","","","","","","","","","","","","","","","","","","","","","","","","","",null,null,"",null,"","","","","","","","","","","","","","","","","","","","","","","","",""]
["Upper Salmon 1 & 2 (A)",1603,"822","1,2","2777A","Storage w/Div","WAT",null,"Hydro",18,18,null,7.06,20,20,18.2,19,18,null,18,"Operating","Sep",1937,null,"Snake R.","Twin Falls","ID","Y","Columbia","WECC","Idaho Power Co.","IOU","Idaho Power Co.",null,null,null,null,null,null,null,1,null,null,null,null,18,18,null,null,null,null,"IPC",null,null,null,null,null,null,12.97,14.36,14.1,16.73,11.8,11.19,11.44,12.11,10.5,"Original license granted June 1949; expired May 1999. Relicense granted Aug 2004. Critical energy from PNUCC 2005 NRF",{"$f":"VLOOKUP($B817,[2]!Table_intranet_power_vewProjectLatLongUrl[#Data],2,FALSE)","v":"42.768"},{"$f":"VLOOKUP($B817,[2]!Table_intranet_power_vewProjectLatLongUrl[#Data],3,FALSE)","v":"-114.925"},{"$f":"VLOOKUP($B817,[2]!Table_intranet_power_vewProjectLatLongUrl[#Data],4,FALSE)","v":"http://www.idahopower.com/AboutUs/OurPowerPlants/Hydroelectric/midsnake/default.cfm"},"2017-10-25T11:50:26",18,20,1,18,"Independent","N","Accounted for in HydInd file",null,null,null,null,null,null,null,null,null,null,null,null,"","","","","","","","","","","","","","","","","","","","","","","","","","","","",null,null,"",null,"","","","","","","","","","","","","","","","","","","","","","","","",""]
["Vaagen Brothers Lumber",1606,"50120","0001",null,"STCG","WW",null,"Biomass",4,null,4,null,3.7,3.9,3.7,3.9,null,null,null,"Retired","Dec",1979,2009,"Colville","Stevens","WA","Y","Columbia","WECC","Vaagen Brothers Lumber","Independent","Idaho Power Co. (QF)",null,null,null,null,null,null,null,0,null,null,null,null,0,0,"Vaagen Brothers Lumber","Lumber & wood products",null,null,null,null,null,null,null,null,null,null,null,null,null,null,null,null,null,null,null,{"$f":"VLOOKUP($B821,[2]!Table_intranet_power_vewProjectLatLongUrl[#Data],2,FALSE)","v":"48.549364"},{"$f":"VLOOKUP($B821,[2]!Table_intranet_power_vewProjectLatLongUrl[#Data],3,FALSE)","v":"-117.917875"},{"$f":"VLOOKUP($B821,[2]!Table_intranet_power_vewProjectLatLongUrl[#Data],4,FALSE)","v":0},"2014-01-31T12:16:09",{"$f":"IF(OR(I821=\"Wind\",I821=\"Solar\",I821=\"Hydro\"),J821,IF(ISNUMBER(L821),L821,IF(ISNUMBER(O821), O821, IF(ISNUMBER(Q821),Q821,J821))))","v":4},{"$f":"IF(OR(J821=\"Wind\",J821=\"Solar\",J821=\"Hydro\"),J821,IF(ISNUMBER(N821),N821,IF(ISNUMBER(P821), P821, IF(ISNUMBER(L821),L821,J821))))","v":3.7},0.8,3.08,null,"N","Retired",null,"PNW East","WWSTCG",8000,1,null,1,null,1,null,"Y",null,"","","","","","","","","","","","","","","","","","","","","","","","","","","","",null,null,"",null,"","","","","","","","","","","","","","","","","","","","","","","","",""]
["Valley Medical Center",1607,null,null,null,"ICCG","NG",null,"Natural gas",3.6,null,null,null,null,null,null,null,null,null,null,"Operating",null,1997,null,"Renton","King","WA","Y","Puget Sound & Coastal","WECC","King County Public Hospital District 1","Independent","Self-generation",null,null,null,null,null,null,null,1,null,null,null,null,3.6,2.8800000000000003,"Valley Medical Center","Hospital","Williams Northwest",null,null,null,null,null,null,null,null,null,null,null,null,null,null,null,null,null,null,{"$f":"VLOOKUP($B823,[2]!Table_intranet_power_vewProjectLatLongUrl[#Data],2,FALSE)","v":0},{"$f":"VLOOKUP($B823,[2]!Table_intranet_power_vewProjectLatLongUrl[#Data],3,FALSE)","v":0},{"$f":"VLOOKUP($B823,[2]!Table_intranet_power_vewProjectLatLongUrl[#Data],4,FALSE)","v":0},"2012-03-13",3.6,3.6,0.8,2.8800000000000003,null,"N","100% Self-gen",null,null,null,null,null,null,null,null,null,null,null,null,"","","","","","","","","","","","","","","","","","","","","","","","","","","","",null,null,"",null,"","","","","","","","","","","","","","","","","","","","","","","","",""]
["Vansycle Wind Energy Center II",1919,"58324","SIE23",null,"WT","WND",null,"Wind",98.9,98.9,null,null,null,null,98.9,98.9,null,null,null,"Operating","Dec",2009,null,"Helix","Umatilla","OR","Y","Columbia","WECC","NextEra Energy Resources","Independent","Iberdrola (2009 - 2034)",null,null,null,null,null,null,2034,0,null,null,null,null,0,0,null,null,null,null,"PACW",null,null,null,null,null,null,null,null,null,null,null,29.59,32.24,25.94,30,"(42) Siemens SWT 2.3 MW WTG.",{"$f":"VLOOKUP($B826,[2]!Table_intranet_power_vewProjectLatLongUrl[#Data],2,FALSE)","v":"45.914681"},{"$f":"VLOOKUP($B826,[2]!Table_intranet_power_vewProjectLatLongUrl[#Data],3,FALSE)","v":"-118.58903"},{"$f":"VLOOKUP($B826,[2]!Table_intranet_power_vewProjectLatLongUrl[#Data],4,FALSE)","v":"http://en.wikipedia.org/wiki/Vansycle_Wind_Project"},"2017-10-25T11:53:07",98.9,98.9,0.32,31.648000000000003,null,"Y",null,"IPP Wind, Unannounced load","PNW East","WN_PNWE","n/a",1,null,0.05,null,0,"Unknown load","Y",null,"Vansycle Wind Energy Center II","PNW East","Thr","Wind",98.9,"Dec-2009","Jan-2051","n/a","Wind",0,0,false,"Cf WN PNWE","WindB1","Default","Default",20,"Flat",0,1,false,true,false,false,0,0,0,"IPP Wind, Unannounced load",null,null,"Vansycle Wind Energy Center II",null,"Vansycle Wind Energy Center II",1.39449,1.0829550000000001,1.2609750000000002,1.4241599999999999,1.5280050000000001,1.3351500000000001,1.5873450000000002,1.5873450000000002,1.7950350000000002,1.5873450000000002,1.6466850000000002,1.5873450000000002,0,0,0,0,0,0,0,0,0,0,0,0]
["Wah Chang",1609,null,null,null,"ICCG","NG",null,"Natural gas",14,null,14,null,null,null,null,null,null,null,null,"Operating",null,2001,null,"Millersburg","Linn","OR","Y","Columbia","WECC","Wah Chang","Independent",null,null,null,null,null,null,null,null,1,null,null,null,null,14,11.200000000000001,"Wah Chang","Steam to metals processing","Williams Northwest",null,null,null,null,null,null,null,null,null,null,null,null,null,null,null,null,null,"(5) 2.8 MW units.",{"$f":"VLOOKUP($B829,[2]!Table_intranet_power_vewProjectLatLongUrl[#Data],2,FALSE)","v":"44.6587"},{"$f":"VLOOKUP($B829,[2]!Table_intranet_power_vewProjectLatLongUrl[#Data],3,FALSE)","v":"-123.064331"},{"$f":"VLOOKUP($B829,[2]!Table_intranet_power_vewProjectLatLongUrl[#Data],4,FALSE)","v":0},"2012-03-13",14,14,0.8,11.200000000000001,null,"N","Ind CHP w/unknown load, assm self-gen",null,null,null,null,null,null,null,null,null,null,null,null,"","","","","","","","","","","","","","","","","","","","","","","","","","","","",null,null,"",null,"","","","","","","","","","","","","","","","","","","","","","","","",""]
["Walterville",1611,"3071","1","2496B","Canal","WAT",null,"Hydro",8,8,null,3.1,7.5,7.5,7.5,7.5,6,null,7,"Operating",null,1911,null,"McKenzie R.","Lane","OR","Y","Columbia","WECC","City of Eugene (EWEB)","Municipal","EWEB",null,null,null,null,null,null,null,1,null,null,null,null,8,6,null,null,null,null,"BPA",null,null,null,null,2.3832191780821899,5.0999999999999996,4.45,6.56,5.7,6.14,7,7.17,6,4.63,5.9,"Original license granted June 1968; expired December 1993. Critical energy from PNUCC 2005 NRF",{"$f":"VLOOKUP($B831,[2]!Table_intranet_power_vewProjectLatLongUrl[#Data],2,FALSE)","v":"44.064"},{"$f":"VLOOKUP($B831,[2]!Table_intranet_power_vewProjectLatLongUrl[#Data],3,FALSE)","v":"-122.878"},{"$f":"VLOOKUP($B831,[2]!Table_intranet_power_vewProjectLatLongUrl[#Data],4,FALSE)","v":"http://www.eweb.org/resources/leaburg"},"2017-10-25T11:55:04",8,7.5,{"$f":"IF(OR(ISBLANK(J831),ISBLANK(R831),J831=0),VLOOKUP(IF(G831=\"WAT\",\"HY\",IF(G831=\"LFG\",\"LFG\",F831)),Acapability,4,FALSE),R831/J831)","v":0.75},6,"Independent","N","Accounted for in HydInd file",null,null,null,null,null,null,null,null,null,null,null,null,"","",{"$f":"IF(BZ831=\"N\",\"\",VLOOKUP($CD831,ATechDat,2,FALSE))","v":""},{"$f":"IF(BZ831=\"N\",\"\",VLOOKUP($CD831,ATechDat,3,FALSE))","v":""},{"$f":"IF($BZ831=\"N\",\"\",IF($I831<>\"Wind\",($CF831*$CH831*IF(ISBLANK($L831),IF(ISBLANK($O831),$J831,$O831),$L831)),$J831*IF(AND($I831=\"Wind\",SWFullWind=\"Y\"),1,$CF831*$CH831)))","v":""},"","","",{"$f":"IF(BZ831=\"N\",\"\",VLOOKUP($CD831,ATechDat,4,FALSE))","v":""},{"$f":"IF(BZ831=\"N\",\"\",VLOOKUP($CD831,ATechDat,5,FALSE))","v":""},{"$f":"IF(BZ831=\"N\",\"\",VLOOKUP($CD831,ATechDat,6,FALSE))","v":""},{"$f":"IF(BZ831=\"N\",\"\",VLOOKUP($CD831,ATechDat,7,FALSE))","v":""},{"$f":"IF(BZ831=\"N\",\"\",VLOOKUP($CD831,ATechDat,8,FALSE))","v":""},{"$f":"IF(BZ831=\"N\",\"\",VLOOKUP($CD831,ATechDat,9,FALSE))","v":""},{"$f":"IF(BZ831=\"N\",\"\",VLOOKUP($CD831,ATechDat,10,FALSE))","v":""},{"$f":"IF(BZ831=\"N\",\"\",VLOOKUP($CD831,ATechDat,11,FALSE))","v":""},{"$f":"IF(BZ831=\"N\",\"\",VLOOKUP($CD831,ATechDat,12,FALSE))","v":""},{"$f":"IF(BZ831=\"N\",\"\",VLOOKUP($CD831,ATechDat,13,FALSE))","v":""},{"$f":"IF(BZ831=\"N\",\"\",VLOOKUP($CD831,ATechDat,14,FALSE))","v":""},{"$f":"IF(BZ831=\"N\",\"\",VLOOKUP($CD831,ATechDat,15,FALSE))","v":""},{"$f":"IF(BZ831=\"N\",\"\",VLOOKUP($CD831,ATechDat,16,FALSE))","v":""},{"$f":"IF(BZ831=\"N\",\"\",VLOOKUP($CD831,ATechDat,17,FALSE))","v":""},{"$f":"IF(BZ831=\"N\",\"\",VLOOKUP($CD831,ATechDat,18,FALSE))","v":""},{"$f":"IF(BZ831=\"N\",\"\",VLOOKUP($CD831,ATechDat,19,FALSE))","v":""},{"$f":"IF(BZ831=\"N\",\"\",VLOOKUP($CD831,ATechDat,20,FALSE))","v":""},{"$f":"IF(BZ831=\"N\",\"\",VLOOKUP($CD831,ATechDat,21,FALSE))","v":""},{"$f":"IF(BZ831=\"N\",\"\",VLOOKUP($CD831,ATechDat,22,FALSE))","v":""},"",null,null,"",null,"","","","","","","","","","","","","","","","","","","","","","","","",""]
["Wapato Drop 3 (#1 - 2)",1614,"6508","1,2","Federal","Canal","WAT",null,"Hydro",1.6,1.6,null,null,1,1.4,1,1,null,null,null,"Operating","May",1932,null,"Wapato Main Cnl. (Yakima R. off-stream)","Yakima","WA","Y","Columbia","WECC","Yakama Nation","Tribal","Grant PUD",null,null,null,null,null,null,null,1,null,null,null,null,1.6,0.55510000000000004,null,null,null,null,"BPA",null,null,null,null,null,null,null,null,0.2,0.18,0.1,0,null,null,null,"(2) 600 kW units. Transferred to Yakama Nation from BIA. Refurbished and restored to service Aug 2009.",{"$f":"VLOOKUP($B834,[2]!Table_intranet_power_vewProjectLatLongUrl[#Data],2,FALSE)","v":46.423133},{"$f":"VLOOKUP($B834,[2]!Table_intranet_power_vewProjectLatLongUrl[#Data],3,FALSE)","v":-120.5342},{"$f":"VLOOKUP($B834,[2]!Table_intranet_power_vewProjectLatLongUrl[#Data],4,FALSE)","v":0},"2017-10-17T16:04:03",1.6,1,0.42699999999999999,0.55510000000000004,null,"Y","Not accounted for in HydInd file",null,"PNW East","HY_Irr","n/a",1,null,1,null,1,null,"Y",null,"Wapato Drop 3 (#1 - 2)","PNW East","Thr","Hyd",1.4,"May-1932","Jan-2051","n/a","Water",0,24,false,"Cf HY Irr","Zero","Expense","Default",50,"Flat",0,0,false,true,false,false,0,0,0,"",null,null,"Wapato Drop 3 (#1 - 2)",null,"Wapato Drop 3 (#1 - 2)",{"$f":"IF($BZ834=\"N\",\"\",IF(OR($I834<>\"Wind\",$I834<>\"Solar\",$I834<>\"Hydro\"),($CF834*$CH834*IF(ISBLANK($L834),IF(ISBLANK($O834),$J834,$O834),$L834))*VLOOKUP($CZ834,ASeasDist,DU$7,FALSE)*VLOOKUP($DE834,ASeasDist,DU$7),$J834*$CF834*$CH834))","v":1.4},0,0,0,0,0,0,1.4,1.4,1.4,1.4,1.4,{"$f":"IF($BZ834=\"N\",\"\",IF(OR($I834<>\"Wind\",$I834<>\"Solar\",$I834<>\"Hydro\"),$CJ834*IF(ISBLANK($L834),IF(ISBLANK($O834),$J834,$O834),$L834),$J834)*(1-$CW834)*VLOOKUP($CZ834,ASeasDist,EG$7,FALSE)*VLOOKUP($DE834,ASeasDist,EG$7))","v":1.4},0,0,0,0,0,0,1.4,1.4,1.4,1.4,1.4]
["Warm Springs Forest Products 1 - 3",1615,"50426","GEN1,GEN2,GEN3",null,"STCG","WW",null,"Biomass",9,9,0.2,null,9,9,7.8,7.5,null,null,null,"Retired","Jan",1976,2016,"Warm Springs","Wasco","OR","Y","Columbia","WECC","Warm Springs Forest Products Industries","Independent","Listed NUG per 2009 White Book",null,null,null,null,null,null,null,0,null,null,null,null,0,0,"Warm Springs Forest Products","Lumber & wood products",null,null,"PACW",null,null,5.8,8.3702054794520606,10.250799086758001,0,0.02,9.4,0.4,0.12,0.4,0.16,0.17,0.12,null,"(2) relocated 1927 vintage power boilers and (3) 3 MW STG, one idle. Installation of new boiler underway. Plant retired and disassembled as part of bankruptcy.",{"$f":"VLOOKUP($B836,[2]!Table_intranet_power_vewProjectLatLongUrl[#Data],2,FALSE)","v":"44.765664"},{"$f":"VLOOKUP($B836,[2]!Table_intranet_power_vewProjectLatLongUrl[#Data],3,FALSE)","v":"-121.233882"},{"$f":"VLOOKUP($B836,[2]!Table_intranet_power_vewProjectLatLongUrl[#Data],4,FALSE)","v":0},"2017-11-08T16:29:46",0.2,9,0.8,3.6799999999999997,null,"N","Retired",null,"PNW East","WWSTCG",6000,1,null,1,null,1,null,"Y",null,"","","","","","","","","","","","","","","","","","","","","","","","","","","","",null,null,"",null,"","","","","","","","","","","","","","","","","","","","","","","","",""]
["Water Street",1616,null,null,6943,"Canal","WAT",null,"Hydro",0.16,null,0.1,null,null,null,null,null,0.12,null,null,"Operating",null,1985,null,"Stayton Power Cnl.","Marion","OR","Y","Columbia","WECC","Santiam Water Control District","Independent","PacifiCorp (QF thru Dec 2019)",null,null,null,null,null,null,null,1,null,null,null,null,null,null,null,null,null,null,null,null,null,null,null,null,null,null,null,null,null,null,null,null,null,null,"Exemption granted December 1984.",{"$f":"VLOOKUP($B837,[2]!Table_intranet_power_vewProjectLatLongUrl[#Data],2,FALSE)","v":0},{"$f":"VLOOKUP($B837,[2]!Table_intranet_power_vewProjectLatLongUrl[#Data],3,FALSE)","v":0},{"$f":"VLOOKUP($B837,[2]!Table_intranet_power_vewProjectLatLongUrl[#Data],4,FALSE)","v":0},"2010-06-22",0.16,0.1,0.75,0.12,null,"N","<0.5 MW",null,null,null,null,null,null,null,null,null,null,null,null,"","","","","","","","","","","","","","","","","","","","","","","","","","","","",null,null,"",null,"","","","","","","","","","","","","","","","","","","","","","","","",""]
["West Linn",1620,null,null,"2233A","ROR","WAT",null,"Hydro",3.6,null,null,null,null,null,null,null,2.2999999999999998,null,null,"Retired",null,null,2003,"Willamette R.","Clackamas","OR","Y","Columbia","WECC","Portland General Electric","Independent","Retired",null,null,null,null,null,null,null,null,null,null,null,null,null,null,null,null,null,null,null,null,null,null,"n/a","n/a",null,null,null,null,null,null,null,null,null,null,"License granted January 1955; expired December 2004. Relicensed Dec 2005 - Nov 2035. Purchased by PGE from West Linn Paper and retired 2003.",{"$f":"VLOOKUP($B841,[2]!Table_intranet_power_vewProjectLatLongUrl[#Data],2,FALSE)","v":0},{"$f":"VLOOKUP($B841,[2]!Table_intranet_power_vewProjectLatLongUrl[#Data],3,FALSE)","v":0},{"$f":"VLOOKUP($B841,[2]!Table_intranet_power_vewProjectLatLongUrl[#Data],4,FALSE)","v":0},"2008-04-22",3.6,3.6,0.63888888888888884,2.2999999999999998,null,"N","Retired",null,null,null,null,null,null,null,null,null,null,null,null,"","","","","","","","","","","","","","","","","","","","","","","","","","","","",null,null,"",null,"","","","","","","","","","","","","","","","","","","","","","","","",""]
["Weyerhaeuser (Dallas)",1628,null,null,null,"STCG","WW",null,"Biomass",4.5,null,null,null,null,null,null,null,null,null,null,"Retired",null,null,2002,"Dallas","Polk","OR","Y","Columbia","WECC","Weyerhaeuser Co.","Independent","Retired",null,null,null,null,null,null,null,0,null,null,null,null,0,0,"Weyerhaeuser Co.","Lumber & wood products",null,null,null,null,null,null,null,"n/a",null,null,null,null,null,null,null,null,null,null,"Boiler & turbine/generator in place but retired",{"$f":"VLOOKUP($B843,[2]!Table_intranet_power_vewProjectLatLongUrl[#Data],2,FALSE)","v":0},{"$f":"VLOOKUP($B843,[2]!Table_intranet_power_vewProjectLatLongUrl[#Data],3,FALSE)","v":0},{"$f":"VLOOKUP($B843,[2]!Table_intranet_power_vewProjectLatLongUrl[#Data],4,FALSE)","v":0},"2008-10-06",4.5,4.5,0.8,3.6,null,"N","Retired",null,null,null,null,null,null,null,null,null,null,null,null,"","","","","","","","","","","","","","","","","","","","","","","","","","","","",null,null,"",null,"","","","","","","","","","","","","","","","","","","","","","","","",""]
["Weyerhaeuser (Longview) TG 3E (Nippon Dynawave Packaging)",1631,"50187","TG3E",null,"RBCG","BL","WW","Biomass",5,null,null,null,null,null,null,null,null,null,null,"Idle",null,1945,null,"Longview","Cowlitz","WA","Y","Columbia","WECC","Weyerhaeuser Co.","Independent",null,null,null,null,null,null,null,null,0,null,null,null,null,0,0,"Weyerhaeuser Co. Longview Mill","Kraft, semichemical, board and paper mills",null,null,null,null,null,null,0,0,null,null,null,null,null,null,null,null,null,null,"Status per DOE/EIA-860B (2000).",{"$f":"VLOOKUP($B846,[2]!Table_intranet_power_vewProjectLatLongUrl[#Data],2,FALSE)","v":0},{"$f":"VLOOKUP($B846,[2]!Table_intranet_power_vewProjectLatLongUrl[#Data],3,FALSE)","v":0},{"$f":"VLOOKUP($B846,[2]!Table_intranet_power_vewProjectLatLongUrl[#Data],4,FALSE)","v":0},"2008-10-06",5,5,0.8,4,null,"N","Idle",null,null,null,null,null,null,null,null,null,null,null,null,"","","","","","","","","","","","","","","","","","","","","","","","","","","","",null,null,"",null,"","","","","","","","","","","","","","","","","","","","","","","","",""]
["Weyerhaeuser (Sweet Home)",1638,null,null,null,"STCG","WW",null,"Biomass",6,null,null,null,null,null,null,null,null,null,null,"Retired",null,null,2002,"Sweet Home","Linn","OR","Y","Columbia","WECC","Weyerhaeuser Co.","Independent","Retired",null,null,null,null,null,null,null,0,null,null,null,null,0,0,"Weyerhaeuser Co.","Lumber & wood products",null,null,null,null,null,null,null,"n/a",null,null,null,null,null,null,null,null,null,null,"Plant closed, turbine/generator dismantled",{"$f":"VLOOKUP($B849,[2]!Table_intranet_power_vewProjectLatLongUrl[#Data],2,FALSE)","v":0},{"$f":"VLOOKUP($B849,[2]!Table_intranet_power_vewProjectLatLongUrl[#Data],3,FALSE)","v":0},{"$f":"VLOOKUP($B849,[2]!Table_intranet_power_vewProjectLatLongUrl[#Data],4,FALSE)","v":0},"2005-07-20",6,6,0.8,4.8000000000000007,null,"N","Retired",null,null,null,null,null,null,null,null,null,null,null,null,"","","","","","","","","","","","","","","","","","","","","","","","","","","","",null,null,"",null,"","","","","","","","","","","","","","","","","","","","","","","","",""]
["Wheat Field",1640,"56854","GEN1",null,"WT","WND",null,"Wind",96.6,97,null,null,null,null,96.6,96.6,28,null,null,"Operating","Jun",2009,null,"Arlington","Gilliam","OR","Y","Columbia","WECC","Horizon Wind Energy","Independent","Snohomish (20yr PPA)",null,null,null,null,null,null,null,1,null,null,null,null,96.6,28,null,null,null,null,"BPA",null,null,null,null,null,null,null,19.809999999999999,22.61,26.18,23.6,24.42,25.35,20.63,22.7,"(46) Suzlon S88-2.1 MW WTG.",{"$f":"VLOOKUP($B851,[2]!Table_intranet_power_vewProjectLatLongUrl[#Data],2,FALSE)","v":"45.66783"},{"$f":"VLOOKUP($B851,[2]!Table_intranet_power_vewProjectLatLongUrl[#Data],3,FALSE)","v":"-120.1667"},{"$f":"VLOOKUP($B851,[2]!Table_intranet_power_vewProjectLatLongUrl[#Data],4,FALSE)","v":"http://www.horizonwind.com/projects/whatwevedone/wheat-field.aspx"},"2017-10-25T12:12:08",96.6,96.6,0.28985507246376813,28,null,"Y",null,"100% PNW PPA","PNW East","WN_PNWE","n/a",1,null,0.05,null,1,null,"Y",null,"Wheat Field","PNW East","Thr","Wind",96.6,"Jun-2009","Jan-2051","n/a","Wind",0,0,false,"Cf WN PNWE","WindB1","Default","Default",20,"Flat",0,1,false,true,false,false,0,0,0,"100% PNW PPA",null,null,"Wheat Field",null,"Wheat Field",1.3620599999999998,1.0577700000000001,1.2316500000000001,1.3910399999999998,1.49247,1.3041,1.55043,1.55043,1.75329,1.55043,1.6083900000000002,1.55043,27.241199999999996,21.1554,24.632999999999999,27.820799999999995,29.849399999999999,26.082000000000001,31.008599999999998,31.008599999999998,35.065799999999996,31.008599999999998,32.1678,31.008599999999998]
["Whiskey Run",1642,"456",null,null,"WT","WND",null,"Wind",1.3,null,null,null,null,null,null,null,0,null,null,"Retired",null,1981,"Unknown",null,null,"OR","Y","Puget Sound & Coastal","WECC",null,"Independent","Retired",null,null,null,null,null,null,null,0,null,null,null,null,0,0,null,null,null,null,null,null,null,null,null,null,null,null,null,null,null,null,null,null,null,null,null,{"$f":"VLOOKUP($B852,[2]!Table_intranet_power_vewProjectLatLongUrl[#Data],2,FALSE)","v":""},{"$f":"VLOOKUP($B852,[2]!Table_intranet_power_vewProjectLatLongUrl[#Data],3,FALSE)","v":""},{"$f":"VLOOKUP($B852,[2]!Table_intranet_power_vewProjectLatLongUrl[#Data],4,FALSE)","v":""},"2008-04-14",1.3,1.3,0,0,null,"N","Retired",null,null,null,null,null,null,0.05,null,null,null,null,null,"","","","","","","","","","","","","","","","","","","","","","","","","","","","",null,null,"",null,"","","","","","","","","","","","","","","","","","","","","","","","",""]
["White Water Ranch A",1646,null,null,"6271A","Diversion","WAT",null,"Hydro",5.5E-2,null,5.5E-2,null,null,null,null,null,null,null,0,"Operating",null,1985,null,"Stoddard Cr.","Gooding","ID","Y","Columbia","WECC","White Water Ranch","Independent","Idaho Power Co. (QF thru Jul 2020)",null,null,null,null,null,null,2020,1,null,null,null,null,5.5E-2,2.3484999999999999E-2,null,null,null,null,null,null,null,null,null,null,null,null,null,null,null,null,null,null,null,null,"(1) 55kW unit. Exemption granted September 1982. Critical energy from PNUCC 2005 NRF",{"$f":"VLOOKUP($B856,[2]!Table_intranet_power_vewProjectLatLongUrl[#Data],2,FALSE)","v":0},{"$f":"VLOOKUP($B856,[2]!Table_intranet_power_vewProjectLatLongUrl[#Data],3,FALSE)","v":0},{"$f":"VLOOKUP($B856,[2]!Table_intranet_power_vewProjectLatLongUrl[#Data],4,FALSE)","v":0},"2010-06-02",5.5E-2,5.5E-2,0.42699999999999999,2.3484999999999999E-2,null,"N","<0.5 MW",null,null,null,null,null,null,null,null,null,null,null,null,"","","","","","","","","","","","","","","","","","","","","","","","","","","","",null,null,"",null,"","","","","","","","","","","","","","","","","","","","","","","","",""]
["White Water Ranch C",1647,null,null,"6271C","Diversion","WAT",null,"Hydro",0.115,null,0,null,null,null,null,null,0.06,null,null,"Operating",null,1985,null,"Stoddard Cr.","Gooding","ID","Y","Columbia","WECC","White Water Ranch","Independent","Idaho Power Co. (QF thru Jul 2020)",null,null,null,null,null,null,2020,1,null,null,null,null,0.115,0.06,null,null,null,null,null,null,null,null,null,null,null,null,null,null,null,null,null,null,null,null,"(1) 115 kW unit. Exemption granted September 1982.",{"$f":"VLOOKUP($B857,[2]!Table_intranet_power_vewProjectLatLongUrl[#Data],2,FALSE)","v":0},{"$f":"VLOOKUP($B857,[2]!Table_intranet_power_vewProjectLatLongUrl[#Data],3,FALSE)","v":0},{"$f":"VLOOKUP($B857,[2]!Table_intranet_power_vewProjectLatLongUrl[#Data],4,FALSE)","v":0},"2010-06-02",0.115,0,0.52173913043478259,0.06,null,"N","<0.5 MW",null,null,null,null,null,null,null,null,null,null,null,null,"","","","","","","","","","","","","","","","","","","","","","","","","","","","",null,null,"",null,"","","","","","","","","","","","","","","","","","","","","","","","",""]
["Whitehorn Generating Station 3",1651,"6120","3",null,"GT","NG","FO","Natural gas",84.6,84.6,59.5,null,72.5,87.7,67,81.099999999999994,null,null,null,"Operating","Oct",1981,null,"Ferndale","Whatcom","WA","Y","Puget Sound & Coastal","WECC","Puget Sound Energy","IOU","Puget Sound Energy",7,25,16701,null,null,null,null,1,null,null,null,null,84.6,60.06,null,null,"Williams Northwest",null,"PSE",null,null,null,null,null,null,null,null,null,null,null,null,null,null,null,"GE Frame 7E (MS7001E)",{"$f":"VLOOKUP($B861,[2]!Table_intranet_power_vewProjectLatLongUrl[#Data],2,FALSE)","v":"48.886"},{"$f":"VLOOKUP($B861,[2]!Table_intranet_power_vewProjectLatLongUrl[#Data],3,FALSE)","v":"-122.754"},{"$f":"VLOOKUP($B861,[2]!Table_intranet_power_vewProjectLatLongUrl[#Data],4,FALSE)","v":"http://www.ecy.wa.gov/programs/wq/permits/permit_pdfs/pse_whitehorn/pse_whitehorn_fs.pdf"},"2017-10-25T12:13:59",59.5,72.5,0.91,60.06,null,"Y",null,null,"PNW West","NGGT_PNWW",10600,1,null,1,null,1,null,null,null,"Whitehorn Generating Station 3","PNW West","Thr","GT",59.5,"Oct-1981","Jan-2051",10600,"PNW W. gas",5.0999999999999997E-2,88,false,"MR 14d Winter Pk_Hydro","SCCT - PNW W.","Default","Default",30,"CMS GT PNWW",0,0,false,true,false,false,0,0,0,"",null,null,"Whitehorn Generating Station 3",null,"Whitehorn Generating Station 3",55.997217179992639,57.37442000310331,58.659022540738171,59.428532559757244,59.5,58.968110986211933,52.628021457046074,46.350140317077503,45.56890703920665,44.886815040253445,55.272058690709486,55.179293733712342,53.141359103813009,54.448324582945041,55.667412391160525,56.397677399209627,56.465499999999999,55.960737325915119,49.943992362736729,43.986283160906552,43.24489278020711,42.59758747320052,52.453183697483297,52.365149753293011]
["Wild Horse Solar",1652,"56322","WHS1",null,"PV","SOL",null,"Solar",0.5,0.5,null,null,0.5,0.5,0.5,0.5,null,null,null,"Operating",null,2007,null,"Whisky Dick Mountain","Kittitas","WA","Y","Columbia","WECC","Puget Sound Energy","IOU","Puget Sound Energy",null,null,null,null,null,null,null,1,null,null,null,null,0.5,0.127,null,null,null,null,"PSE",null,null,null,null,null,null,null,null,null,null,null,null,null,0.09,0.1,"Phase I (450 kW) operating Oct 2007. 50kW expansion completed Nov 2009.",{"$f":"VLOOKUP($B863,[2]!Table_intranet_power_vewProjectLatLongUrl[#Data],2,FALSE)","v":"47.024"},{"$f":"VLOOKUP($B863,[2]!Table_intranet_power_vewProjectLatLongUrl[#Data],3,FALSE)","v":"-120.208"},{"$f":"VLOOKUP($B863,[2]!Table_intranet_power_vewProjectLatLongUrl[#Data],4,FALSE)","v":"http://www.pse.com/SiteCollectionDocuments/mediaKit/057_Wild_Horse_English.pdf"},"2017-10-25T12:14:51",0.5,0.5,{"$f":"IF(OR(ISBLANK(J863),ISBLANK(R863),J863=0),VLOOKUP(IF(G863=\"WAT\",\"HY\",IF(G863=\"LFG\",\"LFG\",F863)),Acapability,4,FALSE),R863/J863)","v":0.254},0.127,null,"Y",null,null,"PNW East","PV","n/a",1,null,0.75,null,1,null,"Y",null,"Wild Horse Solar","PNW East",{"$f":"IF(BZ863=\"N\",\"\",VLOOKUP($CD863,ATechDat,2,FALSE))","v":"Thr"},{"$f":"IF(BZ863=\"N\",\"\",VLOOKUP($CD863,ATechDat,3,FALSE))","v":"PV"},{"$f":"IF($BZ863=\"N\",\"\",IF($I863<>\"Wind\",($CF863*$CH863*IF(ISBLANK($L863),IF(ISBLANK($O863),$J863,$O863),$L863)),$J863*IF(AND($I863=\"Wind\",SWFullWind=\"Y\"),1,$CF863*$CH863)))","v":0.375},"Dec-2007","Jan-2051","n/a",{"$f":"IF(BZ863=\"N\",\"\",VLOOKUP($CD863,ATechDat,4,FALSE))","v":"Solar"},{"$f":"IF(BZ863=\"N\",\"\",VLOOKUP($CD863,ATechDat,5,FALSE))","v":0},{"$f":"IF(BZ863=\"N\",\"\",VLOOKUP($CD863,ATechDat,6,FALSE))","v":0},{"$f":"IF(BZ863=\"N\",\"\",VLOOKUP($CD863,ATechDat,7,FALSE))","v":false},{"$f":"IF(BZ863=\"N\",\"\",VLOOKUP($CD863,ATechDat,8,FALSE))","v":"Cf PV"},{"$f":"IF(BZ863=\"N\",\"\",VLOOKUP($CD863,ATechDat,9,FALSE))","v":"SolarPV"},{"$f":"IF(BZ863=\"N\",\"\",VLOOKUP($CD863,ATechDat,10,FALSE))","v":"Default"},{"$f":"IF(BZ863=\"N\",\"\",VLOOKUP($CD863,ATechDat,11,FALSE))","v":"Default"},{"$f":"IF(BZ863=\"N\",\"\",VLOOKUP($CD863,ATechDat,12,FALSE))","v":30},{"$f":"IF(BZ863=\"N\",\"\",VLOOKUP($CD863,ATechDat,13,FALSE))","v":"Flat"},{"$f":"IF(BZ863=\"N\",\"\",VLOOKUP($CD863,ATechDat,14,FALSE))","v":0},{"$f":"IF(BZ863=\"N\",\"\",VLOOKUP($CD863,ATechDat,15,FALSE))","v":1},{"$f":"IF(BZ863=\"N\",\"\",VLOOKUP($CD863,ATechDat,16,FALSE))","v":false},{"$f":"IF(BZ863=\"N\",\"\",VLOOKUP($CD863,ATechDat,17,FALSE))","v":true},{"$f":"IF(BZ863=\"N\",\"\",VLOOKUP($CD863,ATechDat,18,FALSE))","v":false},{"$f":"IF(BZ863=\"N\",\"\",VLOOKUP($CD863,ATechDat,19,FALSE))","v":false},{"$f":"IF(BZ863=\"N\",\"\",VLOOKUP($CD863,ATechDat,20,FALSE))","v":0},{"$f":"IF(BZ863=\"N\",\"\",VLOOKUP($CD863,ATechDat,21,FALSE))","v":0},{"$f":"IF(BZ863=\"N\",\"\",VLOOKUP($CD863,ATechDat,22,FALSE))","v":0},"",null,null,"Wild Horse Solar",null,{"$f":"CN863","v":"Wild Horse Solar"},0.11088570832990724,7.2021980444019751E-2,3.3307203409559026E-2,2.7533956365012373E-2,3.1626022020359586E-2,5.3434603383976126E-2,8.5462234361386114E-2,0.10132413860707426,0.13219312727927701,0.14510692313425949,0.14972990219334037,0.13407567486141225,0.14784761110654299,9.6029307258693006E-2,4.4409604546078701E-2,3.6711941820016497E-2,4.2168029360479448E-2,7.1246137845301497E-2,0.11394964581518149,0.13509885147609901,0.17625750303903601,0.19347589751234601,0.19963986959112051,0.17876756648188299]
["Willow Lake WWTP",1656,null,null,null,"ICCG","WG",null,"Biomass",0.82499999999999996,null,null,null,null,null,null,null,null,null,null,"Operating",null,1999,null,"Salem","Marion","OR","Y","Columbia","WECC","City of Salem","Independent",null,null,null,null,null,null,null,null,1,null,null,null,null,0.82499999999999996,0.66,"Willow Lake WWTP","Wastewater treatment",null,null,null,null,null,null,null,null,null,null,null,null,null,null,null,null,null,null,null,{"$f":"VLOOKUP($B866,[2]!Table_intranet_power_vewProjectLatLongUrl[#Data],2,FALSE)","v":0},{"$f":"VLOOKUP($B866,[2]!Table_intranet_power_vewProjectLatLongUrl[#Data],3,FALSE)","v":0},{"$f":"VLOOKUP($B866,[2]!Table_intranet_power_vewProjectLatLongUrl[#Data],4,FALSE)","v":0},"2006-08-16",0.82499999999999996,0.82499999999999996,0.8,0.66,null,"N","WWTP w/o contract",null,null,null,null,null,null,null,null,null,null,null,null,"","","","","","","","","","","","","","","","","","","","","","","","","","","","",null,null,"",null,"","","","","","","","","","","","","","","","","","","","","","","","",""]
["Windy Flats (Windy Point/Windy Flats IIA)",1866,"57159","GEN1",null,"WT","WND",null,"Wind",262.2,262.2,null,null,null,null,262.2,262.2,null,null,null,"Operating",null,2010,null,"Goldendale","Klickitat","WA","Y","Columbia","WECC","Cannon Power Corp. dba Windy Point Partners","Independent","LADWAP (242MW), Glendale (20MW)",null,null,null,null,null,null,2029,0,null,1,null,null,0,0,null,null,null,"BPA Rock Creek substation","BPA",null,null,null,null,null,null,null,null,73.3,83.41,76.900000000000006,80.41,74.97,71,75.8,"Phase 1 (137.6 MW) - Windy Point (42) Siemens SWT 2.3 MW WTG, (20) RE power 2.0 MW WTG. \nPhase II (262.4 MW) - Windy Flats (114) Siemens SWT 2.3 MW WTG.\nPhase III (100 MW) - TBD Construction in 2011\n",{"$f":"VLOOKUP($B869,[2]!Table_intranet_power_vewProjectLatLongUrl[#Data],2,FALSE)","v":"45.690987"},{"$f":"VLOOKUP($B869,[2]!Table_intranet_power_vewProjectLatLongUrl[#Data],3,FALSE)","v":"-120.86504"},{"$f":"VLOOKUP($B869,[2]!Table_intranet_power_vewProjectLatLongUrl[#Data],4,FALSE)","v":"http://en.wikipedia.org/wiki/Windy_Point/Windy_Flats"},"2017-10-25T12:16:32",262.2,262.2,0.32,83.903999999999996,null,"Y",null,"100% OOR PPA","PNW East","WN_PNWE","n/a",0,null,0.05,null,0,"OOR PPA","Y",null,"Windy Flats (Windy Point/Windy Flats IIA)","PNW East","Thr","Wind",262.2,"Dec-2010","Jan-2051","n/a","Wind",0,0,false,"Cf WN PNWE","WindB1","Default","Default",20,"Flat",0,1,false,true,false,false,0,0,0,"100% OOR PPA",null,null,"Windy Flats (Windy Point/Windy Flats IIA)",null,"Windy Flats (Windy Point/Windy Flats IIA)",0,0,0,0,0,0,0,0,0,0,0,0,0,0,0,0,0,0,0,0,0,0,0,0]
["Wolf Creek",1659,null,null,7058,"Conduit","WAT",null,"Hydro",0.12,null,null,null,null,null,null,null,0.06,null,null,"Operating",null,1987,null,"Wolf Cr. (Off-stream)","Washington","OR","Y","Columbia","WECC","Wolf Creek Hwy. Water Dist.","Independent",null,null,null,null,null,null,null,null,1,null,null,null,null,0.12,0.06,null,null,null,null,null,null,null,null,null,null,null,null,null,null,null,null,null,null,null,null,"Exemption granted June 1983.",{"$f":"VLOOKUP($B871,[2]!Table_intranet_power_vewProjectLatLongUrl[#Data],2,FALSE)","v":0},{"$f":"VLOOKUP($B871,[2]!Table_intranet_power_vewProjectLatLongUrl[#Data],3,FALSE)","v":0},{"$f":"VLOOKUP($B871,[2]!Table_intranet_power_vewProjectLatLongUrl[#Data],4,FALSE)","v":0},"2003-09-24",0.12,0.12,0.5,0.06,null,"N","<0.5 MW",null,null,null,null,null,null,null,null,null,null,null,null,"","","","","","","","","","","","","","","","","","","","","","","","","","","","",null,null,"",null,"","","","","","","","","","","","","","","","","","","","","","","","",""]
["Wolverine Creek",1660,"56301","1",null,"WT","WND",null,"Wind",64.5,64.5,null,null,64.5,64.5,64.5,64.5,20,null,null,"Operating",null,2005,null,"Idaho Falls (vicinity)","Bonneville/Bingham","ID","Y","Columbia","WECC","Invenergy, dba Wolverine Creek Energy, LLC","Independent","PacifiCorp (PPA 2006 - 2026)",null,null,null,null,null,null,null,1,null,null,null,null,64.5,20,null,null,null,null,"PACE",null,null,null,null,16.4036529680365,17,5.78,17.559999999999999,18.5,22.67,20.399999999999999,17.579999999999998,20.98,16.309999999999999,20,"(43) 1.5 MW GE WTGs. In-service Dec 2005.",{"$f":"VLOOKUP($B872,[2]!Table_intranet_power_vewProjectLatLongUrl[#Data],2,FALSE)","v":"43.267"},{"$f":"VLOOKUP($B872,[2]!Table_intranet_power_vewProjectLatLongUrl[#Data],3,FALSE)","v":"-111.983"},{"$f":"VLOOKUP($B872,[2]!Table_intranet_power_vewProjectLatLongUrl[#Data],4,FALSE)","v":"http://www.invenergyllc.com/projects/wolverine_creek.html"},"2017-10-25T12:16:51",64.5,64.5,0.31007751937984496,20,null,"Y",null,"100% PNW PPA","PNW East","WN_SID","n/a",1,null,0.05,null,1,null,"Y",null,"Wolverine Creek","PNW East","Thr","Wind",64.5,"Dec-2005","Jan-2051","n/a","Wind",0,0,false,"Cf WN IDS","WindB1","Default","Default",20,"Flat",0,1,false,true,false,false,0,0,0,"100% PNW PPA",null,null,"Wolverine Creek",null,"Wolverine Creek",0.65016000000000007,0.66822000000000004,1.43577,1.29129,1.07457,1.2551699999999999,0.9662099999999999,0.94814999999999994,0.84882000000000002,0.64112999999999998,0.50568000000000002,0.55083000000000004,13.0032,13.3644,28.715399999999999,25.825799999999997,21.491399999999999,25.103400000000001,19.324199999999998,18.962999999999997,16.976399999999998,12.8226,10.1136,11.0166]
["WSU College Avenue Central Steam Plant",1663,"50083","GEN1",null,"STCG","COL","NG","Coal",2,null,null,null,null,null,2,2,null,null,null,"Retired","Oct",1963,2004,"Pullman","Whitman","WA","Y","Columbia","WECC","State of Washington","Independent","Retired",null,null,null,null,null,null,null,0,null,null,null,null,0,0,"Washington State University","Space heating",null,null,null,null,null,null,"n/a","n/a",null,null,null,null,null,null,null,null,null,null,"(1) 2.4 MW STTG.",{"$f":"VLOOKUP($B875,[2]!Table_intranet_power_vewProjectLatLongUrl[#Data],2,FALSE)","v":0},{"$f":"VLOOKUP($B875,[2]!Table_intranet_power_vewProjectLatLongUrl[#Data],3,FALSE)","v":0},{"$f":"VLOOKUP($B875,[2]!Table_intranet_power_vewProjectLatLongUrl[#Data],4,FALSE)","v":0},"2008-10-06",2,2,0.8,1.6,null,"N","Retired",null,null,null,null,null,null,null,null,null,null,null,null,"","","","","","","","","","","","","","","","","","","","","","","","","","","","",null,null,"",null,"","","","","","","","","","","","","","","","","","","","","","","","",""]
["WSU Grimes Way Central Steam Plant",1664,"56016","1,2,3",null,"IC","NG","FO","Natural gas",3.95,4,null,null,3.7,3.7,3.7,3.7,null,null,null,"Operating","Jan",2005,null,"Pullman","Whitman","WA","Y","Columbia","WECC","State of Washington","Independent","Load-side emrg. Service & DR",null,null,null,null,null,null,null,1,null,null,null,null,3.95,3.4410000000000003,null,null,"Williams Northwest",null,"Avista",null,null,null,null,null,null,null,7.0000000000000007E-2,0.1,7.0000000000000007E-2,0,0.08,0.05,8.4000000000000005E-2,0,"(2) 1.1MW NG IC units and (1) 1.75 MW FO IC unit.",{"$f":"VLOOKUP($B876,[2]!Table_intranet_power_vewProjectLatLongUrl[#Data],2,FALSE)","v":"46.729491"},{"$f":"VLOOKUP($B876,[2]!Table_intranet_power_vewProjectLatLongUrl[#Data],3,FALSE)","v":"-117.149164"},{"$f":"VLOOKUP($B876,[2]!Table_intranet_power_vewProjectLatLongUrl[#Data],4,FALSE)","v":"http://www.harrisgroup.com/node/28"},"2017-10-18T09:22:57",3.7,3.7,0.93,3.4410000000000003,null,"Y",null,null,"PNW East","NGIC_PNWE",10100,1,null,1,null,0,"Load-side DR",null,null,"WSU Grimes Way Central Steam Plant","PNW East","Thr","IC",3.7,"Jan-2005","Jan-2051",10100,"PNW E. gas",4.7E-2,56,false,"MR 7d Winter Pk_Hydro","NG Recip Peaking E","Default","Default",30,"Flat",0,0,false,true,false,false,0,0,0,"",null,null,"WSU Grimes Way Central Steam Plant",null,"WSU Grimes Way Central Steam Plant",3.7,3.7,3.7,3.7,3.7,3.7,3.4567123287671246,3.2134246575342451,3.2134246575342451,3.2134246575342451,3.7,3.7,0,0,0,0,0,0,0,0,0,0,0,0]
["Wynoochee",1665,"7127","1",6842,"ROR R. w/Div.","WAT",null,"Hydro",12.8,12.8,null,7.98,15.5,12.8,15.5,12.8,4,null,4,"Operating","Jan",1994,null,"Wynooche R.","Grays Harbor","WA","Y","Puget Sound & Coastal","WECC","Cities of Tacoma and Aberdeen","Municipal",null,null,null,null,null,null,null,null,1,null,null,null,null,12.8,4,null,null,null,null,"Tacoma",2.8,4.9000000000000004,1.4,1.47511415525114,3.8206621004566199,4.0999999999999996,1.21,0.59,4.0999999999999996,4.07,4.4000000000000004,2.79,1.63,1.45,4.2,"License granted September 1987; expires August 2037. Critical energy from PNUCC 2005 NRF",{"$f":"VLOOKUP($B877,[2]!Table_intranet_power_vewProjectLatLongUrl[#Data],2,FALSE)","v":"47.385"},{"$f":"VLOOKUP($B877,[2]!Table_intranet_power_vewProjectLatLongUrl[#Data],3,FALSE)","v":"-123.605"},{"$f":"VLOOKUP($B877,[2]!Table_intranet_power_vewProjectLatLongUrl[#Data],4,FALSE)","v":"http://en.wikipedia.org/wiki/Wynoochee_Dam"},"2017-10-25T12:17:29",12.8,15.5,0.3125,4,null,"Y","Not accounted for in HydInd file",null,null,null,null,null,null,null,null,null,null,null,null,"Wynoochee",0,{"$error":"#N/A"},{"$error":"#N/A"},0,"Jan-1994","Jan-2051",0,{"$error":"#N/A"},{"$error":"#N/A"},{"$error":"#N/A"},{"$error":"#N/A"},{"$error":"#N/A"},{"$error":"#N/A"},{"$error":"#N/A"},{"$error":"#N/A"},{"$error":"#N/A"},{"$error":"#N/A"},{"$error":"#N/A"},{"$error":"#N/A"},{"$error":"#N/A"},{"$error":"#N/A"},{"$error":"#N/A"},{"$error":"#N/A"},{"$error":"#N/A"},{"$error":"#N/A"},{"$error":"#N/A"},"",null,null,"Wynoochee",null,"Wynoochee",{"$error":"#N/A"},{"$error":"#N/A"},{"$error":"#N/A"},{"$error":"#N/A"},{"$error":"#N/A"},{"$error":"#N/A"},{"$error":"#N/A"},{"$error":"#N/A"},{"$error":"#N/A"},{"$error":"#N/A"},{"$error":"#N/A"},{"$error":"#N/A"},{"$error":"#N/A"},{"$error":"#N/A"},{"$error":"#N/A"},{"$error":"#N/A"},{"$error":"#N/A"},{"$error":"#N/A"},{"$error":"#N/A"},{"$error":"#N/A"},{"$error":"#N/A"},{"$error":"#N/A"},{"$error":"#N/A"},{"$error":"#N/A"}]
["Y-8 (Northside Canal)",1666,null,null,6630,"Canal","WAT",null,"Hydro",0.08,null,null,null,null,null,null,null,0.09,null,null,"Operating",null,1983,null,"N. Side Main \"Y\" Cnl.","Gooding","ID","Y","Columbia","WECC","N. Side Canal Co.","Independent",null,null,null,null,null,null,null,null,1,null,null,null,null,0.08,0.09,null,null,null,null,null,null,null,null,null,null,null,null,null,null,null,null,null,null,null,null,"Exemption surrendered February 1983.",{"$f":"VLOOKUP($B878,[2]!Table_intranet_power_vewProjectLatLongUrl[#Data],2,FALSE)","v":0},{"$f":"VLOOKUP($B878,[2]!Table_intranet_power_vewProjectLatLongUrl[#Data],3,FALSE)","v":0},{"$f":"VLOOKUP($B878,[2]!Table_intranet_power_vewProjectLatLongUrl[#Data],4,FALSE)","v":0},"2003-09-24",0.08,0.08,1.125,0.09,null,"N","<0.5 MW",null,null,null,null,null,null,null,null,null,null,null,null,"","","","","","","","","","","","","","","","","","","","","","","","","","","","",null,null,"",null,"","","","","","","","","","","","","","","","","","","","","","","","",""]
["Yahoo Creek (Idaho Wind)",1887,"57126","YCWP",null,"WT","WND",null,"Wind",21,21,null,null,null,null,21,21,6.3,null,null,"Operating","Dec",2010,null,"Hagerman","Twin Falls","ID","Y","Columbia","WECC","Idaho Wind Partners","Independent","QF PPA w/IPC (2011 - Dec 2030)",null,null,null,null,null,null,null,1,null,null,null,null,21,6.3,null,null,null,"IPC King-Bliss 138kV line","IPC",null,null,null,null,null,null,null,null,0,6.82,7.2,7.05,7.42,5.98,7.6,"(14) GE 1.5 MW WTG.  FERC ruling May 2011 allows for RECs to be unbundled via 3rd party and sold to CA - power gets sold back to ID.",{"$f":"VLOOKUP($B879,[2]!Table_intranet_power_vewProjectLatLongUrl[#Data],2,FALSE)","v":"42.74398"},{"$f":"VLOOKUP($B879,[2]!Table_intranet_power_vewProjectLatLongUrl[#Data],3,FALSE)","v":"-114.92946"},{"$f":"VLOOKUP($B879,[2]!Table_intranet_power_vewProjectLatLongUrl[#Data],4,FALSE)","v":"http://www.exergydevelopment.com/projects/sites/yahoo-creek"},"2017-10-25T12:17:49",21,21,0.3,6.3,null,"Y",null,"100% PNW PPA","PNW East","WN_PNWE","n/a",1,null,0.05,null,1,null,"Y",null,"Yahoo Creek (Idaho Wind)","PNW East","Thr","Wind",21,"Dec-2010","Jan-2051","n/a","Wind",0,0,false,"Cf WN PNWE","WindB1","Default","Default",20,"Flat",0,1,false,true,false,false,0,0,0,"100% PNW PPA",null,null,"Yahoo Creek (Idaho Wind)",null,{"$f":"CN879","v":"Yahoo Creek (Idaho Wind)"},0.29609999999999997,0.22995000000000002,0.26775000000000004,0.3024,0.32445000000000002,0.28350000000000003,0.33705000000000002,0.33705000000000002,0.38114999999999999,0.33705000000000002,0.34965000000000002,0.33705000000000002,5.9219999999999997,4.5990000000000002,5.3550000000000004,6.0479999999999992,6.4889999999999999,5.67,6.7410000000000005,6.7410000000000005,7.6229999999999993,6.7410000000000005,6.9930000000000003,6.7410000000000005]
["Yale 1 & 2",1667,"3852","1,2",2071,"Storage","WAT",null,"Hydro",134,134,108,108,163.6,163.6,163.6,163.6,65,null,60,"Operating","Sep",1953,null,"Lewis R.","Clark","WA","Y","Columbia","WECC","PacifiCorp","IOU","PacifiCorp",null,null,null,null,null,null,null,1,null,null,null,null,134,65,null,null,null,null,"PACW",61.9,64.599999999999994,53.9,45.657420091324198,74.788584474885894,61.6,18.28,61.67,71.900000000000006,75.48,80.2,57.8,76.680000000000007,55.03,73.7,"Original license granted May 1951; expired April 2001. 50-yr renewal Jun 2008. Critical energy from PNUCC 2005 NRF",{"$f":"VLOOKUP($B880,[2]!Table_intranet_power_vewProjectLatLongUrl[#Data],2,FALSE)","v":"45.963"},{"$f":"VLOOKUP($B880,[2]!Table_intranet_power_vewProjectLatLongUrl[#Data],3,FALSE)","v":"-122.334"},{"$f":"VLOOKUP($B880,[2]!Table_intranet_power_vewProjectLatLongUrl[#Data],4,FALSE)","v":"http://www.lewisriver.com/yale.html"},"2017-10-25T12:18:14",134,163.6,0.48507462686567165,65,"Regulated","N","Reg hydro",null,null,null,null,null,null,null,null,null,null,null,null,"","","","","","","","","","","","","","","","","","","","","","","","","","","","",null,null,"",null,"","","","","","","","","","","","","","","","","","","","","","","","",""]
["Yamhill Solar Project",1961,"57652","1",null,"PV","SOL",null,"Solar",1,1,null,null,1,1,1,1,null,null,null,"Operating","Oct",2011,null,"Amity and Bellevue","Yamhill","OR","Y","Columbia","WECC","EDF Renewables (developed, built, owns)","Independent","Portland General Electric (25yr PPA - 2036)",null,null,null,null,null,null,2036,1,0,0,0,0,1,0.254,null,null,null,null,"PGE",null,null,null,null,null,null,null,null,null,null,0.1,0.15,0.14000000000000001,0.15,0.1,"5,940 nanosolar filxed tilt ground mount, thin film CIGS",{"$f":"VLOOKUP($B881,[2]!Table_intranet_power_vewProjectLatLongUrl[#Data],2,FALSE)","v":45.108888999999998},{"$f":"VLOOKUP($B881,[2]!Table_intranet_power_vewProjectLatLongUrl[#Data],3,FALSE)","v":-123.278611},"http://www.edf-re.com/projects/detail/yamhill_solar_project/","2017-10-25T12:18:31",{"$f":"IF(OR(I881=\"Wind\",I881=\"Solar\",I881=\"Hydro\"),J881,IF(ISNUMBER(L881),L881,IF(ISNUMBER(O881), O881, IF(ISNUMBER(Q881),Q881,J881))))","v":1},{"$f":"IF(OR(J881=\"Wind\",J881=\"Solar\",J881=\"Hydro\"),J881,IF(ISNUMBER(N881),N881,IF(ISNUMBER(P881), P881, IF(ISNUMBER(L881),L881,J881))))","v":1},{"$f":"IF(OR(ISBLANK(J881),ISBLANK(R881),J881=0),VLOOKUP(IF(G881=\"WAT\",\"HY\",IF(G881=\"LFG\",\"LFG\",F881)),Acapability,4,FALSE),R881/J881)","v":0.254},{"$f":"IF(ISNUMBER(R881),R881,AVERAGE(BU881,BV881)*BW881)","v":0.254},null,"Y",null,null,"PNW West","PV","n/a",1,null,0.75,null,1,null,"Y",null,"Yamhill Solar Project","PNW West","Thr","PV",0.75,"Oct-2011","Jan-2051","n/a","Solar",0,0,false,"Cf PV","SolarPV","Default","Default",30,"Flat",0,1,false,true,false,false,0,0,0,"",null,null,"Yamhill Solar Project",null,"Yamhill Solar Project",0.22177141665981448,0.1440439608880395,6.6614406819118052E-2,5.5067912730024746E-2,6.3252044040719171E-2,0.10686920676795225,0.17092446872277223,0.20264827721414852,0.26438625455855402,0.29021384626851898,0.29945980438668074,0.26815134972282451,0.29569522221308597,0.19205861451738601,8.8819209092157403E-2,7.3423883640032994E-2,8.4336058720958895E-2,0.14249227569060299,0.22789929163036299,0.27019770295219803,0.35251500607807201,0.38695179502469201,0.39927973918224102,0.35753513296376599]
["Yellowstone Energy (BGI)",1668,"50931","GEN1",null,"STCG","PC",null,"Petroleum",65,68,22,null,58.7,60.7,52,55,null,null,null,"Operating","Jun",1995,null,"Billings","Yellowstone","MT","N","Missouri","WECC","Billings Generation, Inc.","Independent","NorthWestern (52 MW QF thru Dec 2028)",null,null,null,null,null,null,2028,0.31,null,null,null,null,20.149999999999999,10.0068,"Exxon","Refinery",null,null,"NorthWestern",39.700000000000003,43.2,49.4,47.085159817351602,46.578767123287697,47,46.23,54.72,45.38,50.72,51.9,51.22,46.19,57.09,51.6,null,{"$f":"VLOOKUP($B882,[2]!Table_intranet_power_vewProjectLatLongUrl[#Data],2,FALSE)","v":"45.812172"},{"$f":"VLOOKUP($B882,[2]!Table_intranet_power_vewProjectLatLongUrl[#Data],3,FALSE)","v":"-108.427582"},{"$f":"VLOOKUP($B882,[2]!Table_intranet_power_vewProjectLatLongUrl[#Data],4,FALSE)","v":"http://pdcharris.adhostclient.com/taxonomy/term/24?n=27"},"2017-10-25T12:19:30",{"$f":"IF(OR(I882=\"Wind\",I882=\"Solar\",I882=\"Hydro\"),J882,IF(ISNUMBER(L882),L882,IF(ISNUMBER(O882), O882, IF(ISNUMBER(Q882),Q882,J882))))","v":22},58.7,0.8,32.28,null,"Y",null,null,"PNW East","PCSTCG",8000,0.31,"NorthWestern",1,null,0.31,"NorthWestern","Y",null,"Yellowstone Energy (BGI)","PNW East","Thr","STCG",6.82,"Jun-1995","Jan-2051",8000,"Pet Coke",7.0000000000000007E-2,56,false,"MR 28d Flat","Cogen1","Default","Default",30,"Flat",0,1,false,true,false,false,0,0,0,"",null,null,"Yellowstone Energy (BGI)",null,"Yellowstone Energy (BGI)",6.166027397260275,6.166027397260275,6.166027397260275,6.166027397260275,6.166027397260275,6.166027397260275,6.166027397260275,6.166027397260275,6.166027397260275,6.166027397260275,6.166027397260275,6.166027397260275,5.7344054794520556,5.7344054794520556,5.7344054794520556,5.7344054794520556,5.7344054794520556,5.7344054794520556,5.7344054794520556,5.7344054794520556,5.7344054794520556,5.7344054794520556,5.7344054794520556,5.7344054794520556]
["Yellowtail 1 - 4",1669,"2204","1,2,3,4","Federal","HY","WAT",null,"Hydro",250,250,null,null,287.2,287.2,259.39999999999998,259.39999999999998,105.6,null,null,"Operating","Sep",1966,null,"Bighorn R.","Big Horn","MT","N","Missouri","WECC","USBR","Federal","WAPA",null,null,null,null,null,null,null,null,null,null,null,null,0,0,null,null,null,null,"WAUW",39.299999999999997,37.1,null,null,null,null,87.82,102.57,94.83,128.31,60.2,53.77,125.1,84.94,78.8,null,{"$f":"VLOOKUP($B883,[2]!Table_intranet_power_vewProjectLatLongUrl[#Data],2,FALSE)","v":"45.307"},{"$f":"VLOOKUP($B883,[2]!Table_intranet_power_vewProjectLatLongUrl[#Data],3,FALSE)","v":"-107.957"},{"$f":"VLOOKUP($B883,[2]!Table_intranet_power_vewProjectLatLongUrl[#Data],4,FALSE)","v":"http://www.usbr.gov/dataweb/dams/mt00576.htm"},"2017-10-25T12:20:24",250,287.2,0.4224,105.6,null,"N","WAPA load",null,null,null,null,null,null,null,null,null,null,null,null,"","","","","","","","","","","","","","","","","","","","","","","","","","","","",null,null,"",null,"","","","","","","","","","","","","","","","","","","","","","","","",""]
["Yelm 1- 3",1670,"3878","1,2,3",10703,"ROR R. w/Div.","WAT",null,"Hydro",12,12,null,4.51,11.4,11.4,11.4,11.4,7.835,null,9,"Operating",null,1930,null,"Nisqually R.","Thurston","WA","Y","Puget Sound & Coastal","WECC","City of Centralia","Municipal","City of Centralia",null,null,null,null,null,null,null,1,null,null,null,null,12,7.835,null,null,null,null,"BPA",8.5,6.7,9.4,null,8.0955479452054799,7.3,8.59,8.0299999999999994,5.6,8.83,8.6999999999999993,8.17,6.28,7.91,8.6999999999999993,"Diversion dam, power canal and powerhouse. License granted March 1997; expires February 2047. Critical energy from PNUCC 2005 NRF",{"$f":"VLOOKUP($B884,[2]!Table_intranet_power_vewProjectLatLongUrl[#Data],2,FALSE)","v":"46.975"},{"$f":"VLOOKUP($B884,[2]!Table_intranet_power_vewProjectLatLongUrl[#Data],3,FALSE)","v":"-122.636"},{"$f":"VLOOKUP($B884,[2]!Table_intranet_power_vewProjectLatLongUrl[#Data],4,FALSE)","v":"http://www.cityofcentralia.com/Page.asp?NavID=359"},"2017-10-25T12:21:15",12,11.4,0.6529166666666667,7.835,null,"Y","Not accounted for in HydInd file",null,null,null,null,null,null,null,null,null,null,null,null,"Yelm 1- 3",{"$f":"IF($BZ884=\"Y\",CC884,\"\")","v":0},{"$error":"#N/A"},{"$error":"#N/A"},0,"Dec-1930",{"$f":"IF(BZ884=\"N\",\"\",IF(U884=\"Retired\",X884,\"Jan-2051\"))","v":"Jan-2051"},{"$f":"IF(BZ884=\"N\",\"\",CE884)","v":0},{"$error":"#N/A"},{"$error":"#N/A"},{"$error":"#N/A"},{"$error":"#N/A"},{"$error":"#N/A"},{"$error":"#N/A"},{"$error":"#N/A"},{"$error":"#N/A"},{"$error":"#N/A"},{"$error":"#N/A"},{"$error":"#N/A"},{"$error":"#N/A"},{"$error":"#N/A"},{"$error":"#N/A"},{"$error":"#N/A"},{"$error":"#N/A"},{"$error":"#N/A"},{"$error":"#N/A"},{"$error":"#N/A"},"",null,null,"Yelm 1- 3",null,"Yelm 1- 3",{"$error":"#N/A"},{"$error":"#N/A"},{"$error":"#N/A"},{"$error":"#N/A"},{"$error":"#N/A"},{"$error":"#N/A"},{"$error":"#N/A"},{"$error":"#N/A"},{"$error":"#N/A"},{"$error":"#N/A"},{"$error":"#N/A"},{"$error":"#N/A"},{"$error":"#N/A"},{"$error":"#N/A"},{"$error":"#N/A"},{"$error":"#N/A"},{"$error":"#N/A"},{"$error":"#N/A"},{"$error":"#N/A"},{"$error":"#N/A"},{"$error":"#N/A"},{"$error":"#N/A"},{"$error":"#N/A"},{"$error":"#N/A"}]
["Youngs Creek",1868,"57763","1",10359,"Diversion","WAT",null,"Hydro",7.5,7.5,null,null,7.5,7.5,7.9,7.9,2.2831050228310499,null,null,"Operating","Oct",2011,null,"Youngs Cr.","Snohomish","WA","Y","Puget Sound & Coastal","WECC","Snohomish Co. PUD","PUD","Snohomish",null,null,null,null,null,null,null,1,null,null,null,null,7.5,2.2831050228310499,null,null,null,"12.5kV to SnoPUD Sultan sub","BPA",null,null,null,null,null,null,null,null,null,0.35,2.4,2.13,2.46,1.44,2.1,"Dam & intake w/3 mi diversion. (1) 7.5 MW hydro TG. 7 mi interconnection",{"$f":"VLOOKUP($B885,[2]!Table_intranet_power_vewProjectLatLongUrl[#Data],2,FALSE)","v":"47.798594"},{"$f":"VLOOKUP($B885,[2]!Table_intranet_power_vewProjectLatLongUrl[#Data],3,FALSE)","v":"-121.82231"},{"$f":"VLOOKUP($B885,[2]!Table_intranet_power_vewProjectLatLongUrl[#Data],4,FALSE)","v":"http://www.snopud.com/PowerSupply/hydro/ycp.ashx?p=1199"},"2017-10-25T12:21:50",7.5,7.5,0.30441400304413996,2.2831050228310499,null,"Y","Not accounted for in HydInd file",null,"PNW West","HY_West","n/a",1,null,1,null,1,null,"Y",null,"Youngs Creek","PNW West","Thr","Hyd",7.5,"Oct-2011","Jan-2051","n/a","Water",0,24,false,"Cf HY West","Zero","Expense","Default",50,"Flat",0,0,false,true,false,false,0,0,0,"",null,null,"Youngs Creek",null,"Youngs Creek",2.4628258827416176,2.7311781337609049,3.7236899756740276,4.0642169226277796,3.9318098248812072,2.9432405723361077,3.0966284374109398,3.1680366823150576,3.5102267766051751,3.5255375079808653,3.3388351469947124,3.4509144836438699,2.4628258827416176,2.7311781337609049,3.7236899756740276,4.0642169226277796,3.9318098248812072,2.9432405723361077,3.0966284374109398,3.1680366823150576,3.5102267766051751,3.5255375079808653,3.3388351469947124,3.4509144836438699]
["Zoot Enterprises",1672,null,null,null,"FCCG","NG",null,"Natural gas",0.5,null,null,null,null,null,null,null,null,null,null,"Retired",null,2003,2005,"Bozeman","Gallatin","MT","N","Missouri","WECC","Zoot Enterprises","Independent","Retired",null,null,null,null,null,null,null,0,null,null,null,null,0,0,"Zoot Enterprises","Space conditioning",null,null,null,null,null,null,null,null,null,null,null,null,null,null,null,null,null,null,"(2) 250 kW molten carbonate fuel cells. dismantled following unsatisfactory service.",{"$f":"VLOOKUP($B886,[2]!Table_intranet_power_vewProjectLatLongUrl[#Data],2,FALSE)","v":"45.562796"},{"$f":"VLOOKUP($B886,[2]!Table_intranet_power_vewProjectLatLongUrl[#Data],3,FALSE)","v":"-122.514403"},{"$f":"VLOOKUP($B886,[2]!Table_intranet_power_vewProjectLatLongUrl[#Data],4,FALSE)","v":"http://ir.prologis.com/releasedetail.cfm?ReleaseID=340403"},"2006-06-14",0.5,0.5,0.95,0.47499999999999998,null,"N","Retired",null,null,null,null,null,null,null,null,null,null,null,null,"","","","","","","","","","","","","","","","","","","","","","","","","","","","",null,null,"",null,"","","","","","","","","","","","","","","","","","","","","","","","",""]
[]
[]
[]
[]
[]
[null,null,null,null,null,"Technology Types for Validation","Fuel Types for Validation",null,"Resource Types",null,null,null,null,null,null,null,null,null,null,null,null,null,null,null,null,null,null,"Data Validation",null,null,null,null,null,null,null,null,null,null,null,null,null,null,null,null,null,null,null,null,null,null,null,null,{"$f":"SUM(BA9:BA886)","v":22761.499999999993},21959.64,23150.007191780813,22583.207876712335,24253.60901826484,24203.168036529671,25540.149999999991,25001.020958904104,24780.570000000036]
[null,null,null,null,null,"WED","AW",null,"Biomass",null,null,null,null,null,null,null,null,null,null,null,null,null,null,null,null,null,null,"Y"]
[null,null,null,null,null,"BR","BIO",null,"Coal",null,null,null,null,null,null,null,null,null,null,null,null,null,null,null,null,null,null,"N"]
[null,null,null,null,null,"CC","BIT",null,"Geothermal",343]
[null,null,null,null,null,"Canal","BL",null,"Hydro",491.3]
[null,null,null,null,null,"CCCG","COL",null,"Natural Gas",151.19999999999999]
[null,null,null,null,null,"CCICG","FO",null,"Petroleum"]
[null,null,null,null,null,"CG","FO2",null,"Energy Storage",null,null,null,null,null,null,null,null,null,null,null,null,null,null,null,null,null,null,null,null,null,null,null,null,null,null,null,null,null,null,null,null,null,null,null,null,null,null,null,null,null,null,null,null,null,null,null,null,null,null,null,null,null,null,null,null,null,null,null,null,null,null,"2017-12-19T15:43:58"]
[null,null,null,null,null,"Conduit","GST",null,"Solar"]
[null,null,null,null,null,"FBST","LFG",null,"Unknown"]
[null,null,null,null,null,"FBSTCG","LPG",null,"Uranium"]
[null,null,null,null,null,"FC","MOX",null,"Wind"]
[null,null,null,null,null,"FCCG","NG",null,null,null,null,null,null,null,null,null,null,null,null,null,null,null,null,null,null,null,null,null,null,null,null,null,null,null,null,null,null,null,null,null,null,null,null,null,null,null,null,null,null,null,null,null,null,null,null,null,null,null,null,null,null,null,null,null,null,null,null,null,null,null,null,"2017-12-19T15:43:44"]
[null,null,null,null,null,"BGIC","OT",null,null,null,null,null,null,null,null,null,null,null,null,null,null,null,null,null,null,null,null,null,null,null,null,null,null,null,null,null,null,null,null,null,null,null,null,null,null,null,null,null,null,null,null,null,null,null,null,null,null,null,null,null,null,null,null,null,null,null,null,null,null,null,null,"2017-12-19T15:43:47"]
[null,null,null,null,null,"BGICCG","PC"]
[null,null,null,null,null,"BGGT","PG"]
[null,null,null,null,null,"GE","REF"]
[null,null,null,null,null,"GB","RG"]
[null,null,null,null,null,"GMPR","SOL"]
[null,null,null,null,null,"GT","SUB"]
[null,null,null,null,null,"GTCG","T&D"]
[null,null,null,null,null,"GTaero","UN"]
[null,null,null,null,null,"GTaeroCG","UR"]
[null,null,null,null,null,"HRCG","VR"]
[null,null,null,null,null,"HY","WAT"]
[null,null,null,null,null,"IC","WC"]
[null,null,null,null,null,"ICCG","WG"]
[null,null,null,null,null,"NB","WND"]
[null,null,null,null,null,"NP","WO"]
[null,null,null,null,null,"OT","WW"]
[null,null,null,null,null,"PV","Flow-Batt",null,null,null,null,null,null,null,null,null,null,null,null,null,null,null,null,null,null,null,null,null,null,null,null,null,null,null,null,null,null,null,null,null,null,null,null,null,null,null,null,null,null,null,null,null,null,null,null,null,null,null,null,null,null,null,null,null,null,null,null,null,null,null,null,"2017-12-19T15:40:04"]
[null,null,null,null,null,"PS","Li-Ion-Batt",null,null,null,null,null,null,null,null,null,null,null,null,null,null,null,null,null,null,null,null,null,null,null,null,null,null,null,null,null,null,null,null,null,null,null,null,null,null,null,null,null,null,null,null,null,null,null,null,null,null,null,null,null,null,null,null,null,null,null,null,null,null,null,null,"2017-12-19T15:40:42"]
[null,null,null,null,null,"RBCG","Flywheel",null,null,null,null,null,null,null,null,null,null,null,null,null,null,null,null,null,null,null,null,null,null,null,null,null,null,null,null,null,null,null,null,null,null,null,null,null,null,null,null,null,null,null,null,null,null,null,null,null,null,null,null,null,null,null,null,null,null,null,null,null,null,null,null,"2017-12-19T15:41:20"]
[null,null,null,null,null,"RB/STCG"]
[null,null,null,null,null,"ROR"]
[null,null,null,null,null,"SE"]
[null,null,null,null,null,"SECG"]
[null,null,null,null,null,"ST"]
[null,null,null,null,null,"STG"]
[null,null,null,null,null,"STCG"]
[null,null,null,null,null,"UN"]
[null,null,null,null,null,"WT"]
[null,null,null,null,null,"Pumped Storage",null,null,null,null,null,null,null,null,null,null,null,null,null,null,null,null,null,null,null,null,null,null,null,null,null,null,null,null,null,null,null,null,null,null,null,null,null,null,null,null,null,null,null,null,null,null,null,null,null,null,null,null,null,null,null,null,null,null,null,null,null,null,null,null,null,"2017-12-19T15:44:11"]
[null,null,null,null,null,"Battery",null,null,null,null,null,null,null,null,null,null,null,null,null,null,null,null,null,null,null,null,null,null,null,null,null,null,null,null,null,null,null,null,null,null,null,null,null,null,null,null,null,null,null,null,null,null,null,null,null,null,null,null,null,null,null,null,null,null,null,null,null,null,null,null,null,"2017-12-19T15:44:19"]
[null,null,null,null,null,"Flywheel",null,null,null,null,null,null,null,null,null,null,null,null,null,null,null,null,null,null,null,null,null,null,null,null,null,null,null,null,null,null,null,null,null,null,null,null,null,null,null,null,null,null,null,null,null,null,null,null,null,null,null,null,null,null,null,null,null,null,null,null,null,null,null,null,null,"2017-12-19T15:44:24"]

{"sheet":"New Projects","index":2,"n_rows":481,"n_cols":30,"rows_kept":481,"cut":false,"hidden":false,"merged":[]}
[null,null,null,null,null,null,null,null,null,"Included:"]
[{"$f":"\"Next Project ID #= \"&[2]NextID!B7","v":"Next Project ID #= 2256"},null,null,null,null,null,null,null,null,"Projects announced or terminated within past five years."]
["POWER PLANT DEVELOPMENT ACTIVITY IN THE PACIFIC NORTHWEST 2002 - Present",null,null,null,null,null,null,null,null,"Projects under construction or placed into service within the previous calendar year."]
[null,null,null,{"$f":"MAX(LUpdate)","v":"2018-01-06"},null,null,null,null,null,"Projects with Notice of Intent or filed applications for FERC licenses or exemptions, or site certificates. "]
[null,null,null,null,null,null,false,null,null,"Projects with site certificates, FERC licenses or exemptions and county permits (where known)."]
[{"$f":"\"Next Project ID #= \"&[2]NextID!B7","v":"Next Project ID #= 2256"},null,null,null,null,null,null,null,null,"Incremental capacity and energy shown for upgrades to existing projects."]
[]
["ANewProj",null,null,null,null,null,null,null,null,null,null,null,null,null,null,null,null,null,null,null,null,null,null,null,null,null,null,"Default Calculations"]
["Project","NWPCCID","EIA Plant Code/Unit","FERC Docket No.","Technology","Primary Fuel","Alternate Fuel","Resource Type","Installed Capacity (MW)","Dependable Capacity","Average Energy (MWa)","Plot status","Service Month","Service Year","Terminated Year","Site","County","State","Development Notes","Developer/Owner","Electrical Load","Thermal Host (Cogeneration)","Thermal Load (Cogeneration)","Gas Mainline Interconnection","Main Grid Interconnection","Notes","Last Update","Capacity Factor (%)","Capacity (MW)","Capability (MWa)"]
["PROJECT","NWPCCID","EIAGC","PID","TECH","PriFuel","AltFuel","PRRES","InstMW","DepMW","MWA","PLSTAT","SMO","SYEAR","TYEAR","LOC","COUNTY","STATE","DNOTES","DEVN","LOAD","HOST","THRM_LOAD","Gas_Intercon","Elec_Intercon","NOTES","UPDATE","CCF","DefMW","CMWA"]
["45-Mile Hydroelectric Project",2095,null,"P-13817","HY","WAT",null,"Hydro",3,null,null,"Operating","May",2015,null,"Haystack Reservoir, North Unit Irrigation District","Jefferson","OR","FERC issued EBD Hydro a conduit exemption from licensing in 2010. EBD Hydro received $1.5MM grant from DOE and DOI to install (3) 1MW in-pipe generating units. EBD also rec'd $7.2MM loan from Oregon's State Energy Loan Program for the estimated $15MM project.  ","Apple, Inc. (April 2014 - it is announced that Apple acquired the project from EBD Hydro)",null,null,null,null,null,"Project is planned to be taken offline in the winter months when the irrigation canal is shut.","2016-08-08",{"$f":"IF(OR(ISBLANK(I11),ISBLANK(K11),I11=0),VLOOKUP(E11,ADftCF,4,FALSE),K11/I11)","v":0.5},{"$f":"IF(ISBLANK(J11),I11,J11)","v":3},{"$f":"AB11*AC11","v":1.5}]
["993 Hydroelectric",1681,null,"P-12423","HY","WAT",null,"Hydro",1.5,null,0.66,"Terminated",{"$f":"IF(ISBLANK(N12),\"\",LEFT(N12,3))","v":""},"",2009,"North Gooding Main Canal","Lincoln","ID","License issued Sep 2003; cancelled Aug 2009.","American Falls Reservoir District #2","NWHS",null,null,null,null,"Existing canal.  Seasonal irrigation project.","2010-07-08",0.44,1.5,0.66]
["Adage Mason County",1957,null,null,"ST","WW",null,"Biomass",55,null,null,"Terminated",null,null,2011,"Shelton","Mason","WA","Notice of Construction to Olympic Region Clean Air Agency Apr 2010.  Project canceled according to ClearingUp 3/2011.","ADAGE/Duke Energy, dba Adage Mason County",null,null,null,null,null,"Bubbling FBC; 65 MW gross; 60 MW net.","2011-03-21",0.84,55,46.199999999999996]
["Adams Solar Center",2159,null,null,"PV","Solar",null,"Solar",10,null,1.75,"Construction","Dec",2016,null,"Madras","Jefferson","OR","Signed PIURPA PPA w/ PAC. Start-up testing by Oct 31, 2016, fully commercial April 2017. Per PAC press release on 9/12, RECs from project have been purchased. Expected online date Q4 2016. Assumed to be under construction.","Coronal Group/HelioSage","PAC - PPA as PURPA QF",null,null,null,null,"http://edocs.puc.state.or.us/efdocs/RPA/re142rpa15494.pdf","2016-12-21",0.17499999999999999,10,1.75]
["Admiralty Inlet Pilot Tidal Project",1682,null,"P-12690","TISEC","Tidal current",null,"Hydrokinetic",1,null,0.1,"Terminated",null,null,2014,"Admiralty Inlet","Island","WA","Preliminary permit granted Mar 2007; expired Feb 2010; renewed Jul 2010.  NOI to file hydrokinetic pilot project license application Dec 2009.  $10 MM USDOE grant Sep 2010.  FERC issues 10-yr pilot license on 3/20/14.  SnoPUD plans to construct and deploy by 2016 and run the turbines for 3-5 years. 9/30/14 - SnoPUD terminates project bc exp. cost had risen from $20M to $37M and US DOE did not wantt o contribute additional funds.","Snohomish Co. PUD","Snohomish Co. PUD",null,null,null,"12kV Puget Sound Energy distribution line","(2) 500kW 10-meter OpenHydro Open-Centre units, undersea cable and power conditioning and control building.  Blades expected to spin 70% of the time on both sides, and generate 244,000 kWh annually.  Project may still have life if another funder joins in - for now, project is FERC-permitted but terminated.","2014-10-21",0.1,1,0.1]
["A-Drop",1940,"  ","P-12549","Canal","WAT",null,"Hydro",1,null,0.3,"Terminated",{"$f":"IF(ISBLANK(N16),\"\",LEFT(N16,3))","v":""},"",2013,"Greenfield Main Canal A-Drop","Teton","MT","40-year license issued Oct 2009. FERC terminated license in Nov 2013 for failure to commence construction on time","Hydrodynamics, Inc.","PacificCorp",null,null,null,"Existing NorthWestern 25kV line","Existing BuRec Sun River IP canal.  Inflatable wier, intake, penstock, powerhouse and tailrace.","2016-08-08",0.3,1,0.3]
["Agate Bay Solar (OR Solar 2)",2160,"61200/ORSR2",null,"PV","Solar",null,"Solar",10,null,null,"Proposed","Dec",2016,null,"Eagle Point","Jackson","OR","PPA w/ PAC. Initial testing scheduled for Nov 2016, commercially operable Dec 1, 2016.","Origis Energy","PAC - PPA",null,null,null,null,"http://edocs.puc.state.or.us/efdocs/RPA/re142rpa125453.pdf","2016-09-05",0.22,10,2.2000000000000002]
["Agate Passage",1683,null,"P-12691","TISEC","Tidal current",null,"Hydrokinetic",52,null,16.7,"Terminated",null,"",2008,"Agate Passage","Kitsap","WA","Preliminary permit granted Feb 2007; surrendered Oct 2008.","Snohomish Co. PUD",null,null,null,null,null,"(130) TISEC units","2010-07-09",0.32115384615384612,52,16.7]
["Alkali",1684,null,null,"WT","WND",null,"Wind",18,null,5.4,"Terminated",null,"",2009,"Glenns Ferry","Elmore","ID","QF contract approval by IPUC Mar 2007.  Supplanted by Sawtooth.","Pacific Winds, Inc., dba as Idaho Winds","Idaho Power Co. (QF)",null,null,null,null,"(12) GE 1.5 MW WTG","2009-12-23",0.30000000000000004,18,5.4]
["American Falls Solar",2101,60011,null,"PV","Solar",null,"Solar",20,null,null,"Operating","March",2017,null,"American Falls","Power","ID","IPUC approved 20yr PURPA QF energy sales agreement Dec. 29, 2014.  Plan to come online Dec 2016 to take adv of 30% ITC. Scheduled to produce test power 1/6/17, commercial op by 1/21/17.","First Wind, Inc.","Idaho Power Co. (QF) - 20 yr",null,null,null,"Brady - Freemont 138 kV line","Project expected to use (10) 2.0 MW ac SMA inverters and (85,880) JA 305w DC panels and utilize a single axis tracking system (from ESA IPUC filing).  RECs to be split 50/50 between IPC and developer.  Expected CF 25.4% AC.","2017-01-04",0.254,20,5.08]
["American Falls Solar II",2102,60012,null,"PV","Solar",null,"Solar",20,null,null,"Operating","March",2017,null,"American Falls","Power","ID","IPUC approved 20yr PURPA QF energy sales agreement Dec. 29, 2014.  Plan to come online Dec 2016 to take adv of 30% ITC. Scheduled to produce test power 1/6/17, commercial op by 1/21/17.","First Wind, Inc.","Idaho Power Co. (QF) - 20 yr",null,null,null,"Brady - Freemont 138 kV line","Project expected to use (10) 2.0 MW ac SMA inverters and (85,880) JA 305w DC panels and utilize a single axis tracking system (from ESA IPUC filing).  RECs to be split 50/50 between IPC and developer.  Expected CF 25.4% AC.","2017-01-04",0.254,20,5.08]
["Antelope Ridge",1869,null,null,"WT","WND",null,"Wind",300,null,100,"Terminated",null,null,2013,"Craig Mountain","Union","OR","EFSC Intent to Apply filed Apr 2009.  EFSC Application for Site Certificate Dec 2010.  As of Feb 2012, application still being reviewed.","EDP Renewables North America, LLC",null,null,null,null,"230 kV to BPA LaGrande sub or IPC North Powder sub.","(164) WTG","2016-07-13",{"$f":"IF(OR(ISBLANK(I22),ISBLANK(K22),I22=0),VLOOKUP(E22,ADftCF,4,FALSE),K22/I22)","v":0.33333333333333331},300,100]
["Apple Prineville Data Center Solar Farm",2091,null,null,"PV","Solar",null,"Solar",60,null,null,"Proposed",null,null,null,"Prineville","Crook","OR","Apple won property tax approvals for 200 acres of land, with presumed intention of building solar farm","Apple, Inc.",null,null,null,null,null,"Very preliminary.  Not much information available yet.","2014-02-05",0.22,60,13.2]
["Applegate",1686,null,"P-11910","HY","WAT",null,"Hydro",10,null,4.34,"Terminated",null,"",2014,"Applegate R.","Jackson","OR","License granted Dec 2009. FERC terminated contract due to failure to begin construction by Dec 2013.","Symbiotics, LLC",null,null,null,null,"PacifiCorp","(2) TGs added to existing run-of-river dam & reservoir w/diversion.","2016-08-08",0.434,10,4.34]
["Arcadia Solar",2199,null,null,"PV","Solar",null,"Solar",5,null,null,"Terminated",null,null,2016,"Nyssa","Malheur","OR","Arcadia Solar signed ESA w/ IPC 9/16/15. IPC has waived rights to RECs, pursuant to OPUC order 11-505. Project has been postponed indefinitely due to transmission interconnection costs and required upgrades in the area.","Arcadia Solar (Pacific Northwest Solar)","ESA w/ IPC (QF)",null,null,null,null,"~21K PV panels, 6.4MW DC; 5MW AC. Lat 43.90341N, Long 116.99816W","2017-01-05",0.22,5,1.1000000000000001]
["Arlington Solar (Norwest 5)",2209,null,null,"PV","Solar",null,"Solar",3,null,null,"Terminated","Dec",2016,null,"Arlington","Gilliam","OR","PPA w/ PAC (PURPA QF) signed 5/29/15. Proposed11/18/2016 test date, 12/18/16 online date.",null,"PacificCorp",null,null,null,null,"http://edocs.puc.state.or.us/efdocs/RPA/re142rpa125757.pdf","2016-11-01",0.22,3,0.66]
["Arrow Rock",1687,null,null,"WT","WND",null,"Wind",19.5,null,null,"Terminated",null,"",2008,"Oka","Wheatland","MT","IPUC approval of pwr sales contract Oct 2005.  No new information available since 2005. Estimated termination date 2008 (GC).","Arrow Rock Wind, LLC","QF PPA w/IPC",null,null,null,null,"(13) GE 1.5 MW WTG","2016-08-08",0.32,19.5,6.24]
["Arrowrock 1 - 2",1688,null,"P-4656","HY","WAT",null,"Hydro",18,null,9.1999999999999993,"Operating","Jun",2010,null,"Boise R.","Elmore","ID","License issued Mar 1989; expires Feb 2039.  PSA w/Clatskanie July 2005.  Construction Oct 2008.","Boise Project Board of Control","Clatskanie",null,null,null,null,"Addition of powerhouse w/ (2) turbine-generators to existing water control structure.","2011-07-21",0.51111111111111107,18,9.1999999999999993]
["Baker River (Lower) - Second Powerhouse",1989,null,null,"HY","WAT",null,"Hydro",30,null,null,"Operating","Dec",2014,null,"Baker R.","Skagit","WA","Began construction December 2010","Puget Sound Energy","Puget Sound Energy",null,null,null,null,"PSE news release; add Mwa to existing Lower Baker","2015-01-06",0.5,30,15]
["Banks Lake Pumped Storage",2203,null,"P-14329","PS","Elect.",null,"Pump Storage",500,null,null,"Proposed",null,null,null,"Banks Lake/Roosevelt Lake","Douglas/Grant","WA","Filed a prelim permit with FERC in November 2011, permit was granted Aug 22, 2013. July 2016, filed 2-year extension of prelim permit - extension was granted. July 27, 2016 - filed NOI, request to use traditional licensing process, and pre-application document.","Grand Coulee Project Hydroelectric Authority",null,null,null,null,null,"http://www.nwcouncil.org/media/7148732/gcpha-north-dam-pumped-storage-plant-presentation-012715.pdf","2016-09-22",0,500,0]
["Bannock County Landfill",2092,null,null,"IC","LFG",null,"Biomass",1.6,null,null,"Operating","April",2014,null,"Pocatello","Bannock","ID","Completed construction of first 1.6MW in April 2014.  Plans are to expand and double generation to 3.2MW within 5 years.","negotiating PURPA ESA with Idaho Power",null,null,null,null,null,"(1) 1.6 MW generator; may build additional unit later","2015-01-06",0.91,1.6,1.4560000000000002]
["Baseline Power",2041,null,null,null,"NG",null,"Natural gas",200,null,null,"Suspended",null,null,null,"Olex","Gilliam","OR","Amendment to original NOI to include 200 MW thermal generation. Per ODOE EFSC, applicant filed \"stop work order\"; no new work since amended project order in Sept 2012.","First Wind Holdings dba Baseline Wind, LLC",null,null,null,null,"BPA Diamond Butte substation (new)","Up to 32 reciprocating engine generators located within powerhouse.","2016-08-08",{"$error":"#N/A"},200,{"$error":"#N/A"}]
["Baseline Wind",1946,null,null,"WT","WND",null,"Wind",500,null,167,"Suspended",null,null,null,"Olex","Gilliam","OR","NOI filed Jun 2010.  Amendment to NOI filed Aug 2012 to add 200 MW of firming thermal generation.  ODOE issued amended PO 9/27/12.  ODOE issued requests for additional info (RAI). Applicant indicated it may elect to move forward with only wind component. Per ODOE EFSC, applicant filed \"stop work order\"; no new work since amended project order in Sept 2012.","First Wind Holdings dba Baseline Wind, LLC",null,null,null,null,"BPA Diamond Butte substation (new)","Up to 219 turbines, between 1.6-3 MW","2016-08-08",0.33400000000000002,500,167]
["Bear Creek Solar Center",2161,"61281/BCRSC",null,"PV","Solar",null,"Solar",10,null,null,"Construction","May",2018,null,"Bend, OR","Deschutes","OR","20 yr PPA w/ PAC as PURPA QF, signed in 2014. Initial testing scheduled for Oct 2016, commercially operable Apr, 2017. Per PAC press release on 9/12, RECs from project have been purchased. Expected online date Q4 2016. Assumed under construction. SNL says May 2018.","Coronal Group/HelioSage","PAC - PPA as PURPA QF",null,null,null,null,"http://edocs.puc.state.or.us/efdocs/RPA/re142rpa152345.pdf; BA is PACW, per EIA","2017-11-15",0.22,10,2.2000000000000002]
["Bear River Narrows",1691,null,"P-12486","HY","WAT",null,"Hydro",10,null,5.54,"Proposed",null,"",null,"Bear R.","Franklin","ID","Preliminary permit granted Feb 2005.  PacifiCorp request to dismiss license application Oct 2007. FERC rejected license application due to \"unmitigable adverse effects\" to the environment and current uses of the area. EIS filed w/ FERC in April 2016.","Twin Lakes Canal Co./PacifiCorp","PAC - Power Sales",null,null,null,null,"Undeveloped run-of-river reservoir project. With FERC staff recommending rejecting license, it is fair to assume this project will be terminated soon.","2016-07-12",0.55400000000000005,10,5.5400000000000009]
["Beaver Creek I",2234,null,null,"WT","WND",null,"Wind",80,null,null,"Proposed",null,null,null,"near Billings","Stillwater","MT","Approved as QF (self certified), in Northwestern service area. Owner plans to enter into Certification Management and Administration Management Service Agreements w/ Caithness Beaver Creek LLC. ","Caithness","QF to NorthWestern Energy",null,null,null,null,"(32) 2.5MW WTG. Connection to Northwestern's transmission system w/ shared radial interconnection line.","2017-11-22",{"$f":"IF(OR(ISBLANK(I36),ISBLANK(K36),I36=0),VLOOKUP(E36,ADftCF,4,FALSE),K36/I36)","v":0.32},80,25.6]
["Beaver Creek II",2235,null,null,"WT","WND",null,"Wind",80,null,null,"Proposed",null,null,null,"near Billings","Stillwater","MT","Certified as QF by FERC - some controversy due to the one-mile rule calculation, in Northwestern service area. Owner plans to enter into Certification Management and Administration Management Service Agreements w/ Caithness Beaver Creek LLC. ","Beaver Creek Holdco II, LLC (50/50 partnership between Sorbrique and JACM)","QF to NorthWestern Energy",null,null,null,null,"(32) 2.5MW WTG. Connection to Northwestern's transmission system w/ shared radial interconnection line.","2017-11-22",0.32,80,25.6]
["Beaver Creek III",2236,null,null,"WT","WND",null,"Wind",80,null,null,"Proposed",null,null,null,"near Billings","Stillwater","MT","Certified as QF by FERC - some controversy due to the one-mile rule calculation, in Northwestern service area. Owner plans to enter into Certification Management and Administration Management Service Agreements w/ Caithness Beaver Creek LLC. ","Beaver Creek Holdco II, LLC (50/50 partnership between DanKris Energy and Chanticleer)","QF to NorthWestern Energy",null,null,null,null,"(32) 2.5MW WTG. Connection to Northwestern's transmission system w/ shared radial interconnection line.","2017-11-22",0.32,80,25.6]
["Beaver Creek IV",2237,null,null,"WT","WND",null,"Wind",80,null,null,"Proposed",null,null,null,"near Billings","Stillwater","MT","Approved as QF (self certified), in Northwestern service area. Owner plans to enter into Certification Management and Administration Management Service Agreements w/ Caithness Beaver Creek LLC. ","Caithness","QF to NorthWestern Energy",null,null,null,null,"(32) 2.5MW WTG. Connection to Northwestern's transmission system w/ shared radial interconnection line.","2017-11-22",0.32,80,25.6]
["Bellevue Solar",2009,null,null,"PV","Solar",null,"Solar",1.66,null,null,"Operating","Oct",2011,null,"Bellevue","Yamhill","OR"," 25-yr PPA announced Sep 2010.  County permits secured.","enXco","Portland General Electric",null,null,null,null,"8,316 Nanosolar, Ground-mount thin-film PV","2012-08-01",0.22,1.66,0.36519999999999997]
["Benson Creek Wind (Huntington Wind)",2080,59491,null,"WT","WND",null,"Wind",10,null,null,"Operating","March",2017,null,"Huntington, OR","Baker","OR","Project was formerly part of 50 MW total \"Oregon Wind Farms - Huntington\" and \"OWF - Lime.\" Now five, 10MW projects known as the \"Huntington Wind Projects\". Per 20yr PPA w/ IPC (signed Oct 2013), scheduled operation date is Dec 31, 2016. Per press release, construction began Jan 2016. All RECs go to owner","Oregon Wind Farms, Inc./D.E. Shaw Renewable","20yr PPA w/ IPC thru 2036",null,null,null,null,"Longitude: 1 17.344W, Latitude: 44.367N; http://edocs.puc.state.or.us/efdocs/RPA/re141rpa163043.pdf","2016-09-07",0.32,10,3.2]
["Bevans Point Solar",2086,null,null,"PV","Solar",null,"Solar",1.65,null,0.43,"Terminated",null,null,2014,"Malin","Klamath","OR","ETO is working with OneEnergy Renewables and PacifiCorp.  PPA with PacifiCorp.  CUP completed.  Project expected to be complete in Dec 2014.  This project will help satisfy PAC's solar pv obligation under state RPS carve out. Sept 2016 - This project was estimated to be operational in Oct 2014 - no info since then, assumed terminated.","OneEnergy Renewables",null,null,null,null,"PAC's Turkey Hill substation.","Single axis tracking system, polycrystalline silicon panels.  Net energy production 3,817 MWh, annual energy degradation 0.6%, capacity factor 26% (from ETO).  ","2016-09-05",0.26060606060606062,1.65,0.43]
["Big Horn II",1901,null,null,"WT","WND",null,"Wind",50,null,null,"Operating","Oct",2010,null,"Bickleton","Klickitat","WA","Planned construction Q2 2010, service Dec 2010.","Iberdrola Renewables","M-S-R Public Power Agency (Modesto, Santa Clara, Redding) - 25yr PPA",null,null,null,"BPA Rock Creek substation","RECs to PG&E through EOY 2010","2010-05-07",0.32,50,16]
["Big Otter",1971,null,null,"WT","WND",null,"Wind",24,null,null,"Terminated",null,null,2012,"Belt","Cascade","MT","County permit filing Nov 2010.  MOU with NorthWestern Energy reported in ClearingUp, 1/17/2011. Project fell through from NEW's standpoint, citing environmental concerns.","Invenergy","NorthWestern Energy",null,null,null,null,"(16) 1.5 MW GE WTG.  Energy and RECs to NorthWestern Energy. Project fell through w/ NWE due to environmental concerns. No mention of project on Invenergy's website. No new press releases/news articles since early 2012 when project was dropped from NWE CREP plans.\n","2016-08-08",0.32,24,7.68]
["Big Sky West Dairy Digester",1693,null,null,"BGICCG","AW",null,"Biomass",1.5,null,1.0808219178082192,"Operating","Feb",2009,null,"Gooding","Gooding","ID","2008 construction for 2009 service.  SPP contract approved Aug 2008.","Dean Foods Co./AgPower Partners","Idaho Power (SPP through 2027)","Big Sky West Dairy Digester (waste digesters)",null,null,null,"Gasification of cattle waste.  Anaerobic digestor and (2) Guascor SFGLD 560 750 kW nameplate reciprocating engines.","2010-02-24",0.72054794520547949,1.5,1.0808219178082192]
["Big Timber Wind Energy (Greycliff Wind) ",2124,"61155/BT-MT",null,"WT","WND",null,"Wind",25,null,null,"Construction",null,2019,null,"Greycliff","Sweet Grass","MT","NorthWestern asked MT PSC to preapprove PPA for project as a CREP - 2/17/15. After dispute between NorthWestern and developers over contract terms and rates, MT PSC approved 25yr QF contract on Jul 19, 2016. Hoever, developers are not satisfied with rate (too low) and say project future is uncertain. BigWA purchased project in Dec 2016 and said project construction will start immediately for an online 2017 date.","BayWa renewable energy","Northwestern - PPA as PURPA QF - 25 yrs",null,null,null,null,"Under construction, expected by EOY 2018 or mid-2019 (per NorthWestern)","2017-11-15",{"$f":"IF(OR(ISBLANK(I46),ISBLANK(K46),I46=0),VLOOKUP(E46,ADftCF,4,FALSE),K46/I46)","v":0.32},{"$f":"IF(ISBLANK(J46),I46,J46)","v":25},{"$f":"AB46*AC46","v":8}]
["Biglow Canyon Phase II",1694,null,null,"WT","WND",null,"Wind",149.5,null,null,"Operating","Aug",2009,null,"Wasco","Sherman","OR","WTG order announced Apr 2008, delivery Mar 2009.","Portland General Electric","Portland General Electric",null,null,null,"BPA John Day substation","(65) Siemens SWT-2.3-93 WTG.","2009-08-21",0.32,149.5,47.84]
["Biglow Canyon Phase III",1695,null,null,"WT","WND",null,"Wind",174.8,null,60.9,"Operating","Aug",2010,null,"Wasco","Sherman","OR","WTG order announced Apr 2008.","Portland General Electric","Portland General Electric",null,null,null,"BPA John Day substation","(76) Siemens SWT-2.3-93 WTG.","2011-07-21",0.3483981693363844,174.8,60.9]
["Biofuels Washington Renewables Energy Facility",2084,58688,null,"IC","LFG",null,"Biomass",4.5,null,null,"Operating","Dec",2013,null,"Graham Landfill","Pierce","WA","WA Dept of Commerce issued opinion that project would fall under the state's EIA as an approved renewable and DG facility.","BioFuels Washington, LLC","Puget Sound Energy (RECs to be split between PSE and Benton Co. PUD)",null,null,null,"PSE","(3) 1.5 MW 3520 Caterpillar generators.  DG so REC's count double.  RECs split between PSE and Benton Cty PUD.","2015-03-16",0.91,4.5,4.0949999999999998]
["Black Canyon 3",2082,"6396/3",null,"HY","WAT",null,"Hydro",12.5,null,null,"Proposed",null,2022,null,"Payette R.","Gem","ID","Construction of third generator expected to start Sept 2014, and to take about 30 months.  Also adding new powerhouse, intake, penstock, and other equipment. Bur Rec prepared Final Environmental Assessment in June 2016 w/ Finding of No Significant Impact. Majority of project to be funded by BPA. Bur REc estimates tentative construction start in 2018 and completion in 2022.","Bureau of Reclamation",null,null,null,null,null,"Run-of-river.  Two existing 5.1 MW units (Black Canyon 1-2) will become secondary and operate only when there is sufficient load and when project flow is too low to operate the new, more efficient unit.","2017-11-07",0.5,12.5,6.25]
["Black Canyon Hydro",2144,null,"P-14110","HY","Wat",null,"Hydro",25,null,null,"Suspended",null,null,null,"North Fork Snoqualmie River","King County","WA","Developer filed draft license application in Dec 2015. Oct 2016, developer requested FERC terminate integrated licensing process and FERC granted this request.","Tollhouse Energy/Black Canyon LLC",null,null,null,null,null,"RoR project would divery water from 2.7 mile section of the North Fork. Est annual avg generation 110.7 GWh.","2017-11-07",0.5,25,12.5]
["Black Cap Solar II (PSEG Lake County Solar Energy Center)",2162,null,null,"PV","Solar",null,"Solar",8,null,null,"Operating","Dec",2016,null,"Lakeview","Lake","OR","20 yr PPA w/ PAC, signed in 2014. Initial testing scheduled for Dec 1 2016, commercially operable Dec 31, 2016. PSEG Solar Source purchased project, along with Black Cap I (and possibly the Lakeview projects as well?) from Obsidian Renewables in Nov 2016. 35-year land lease w/ private landowner.","PSEG Solar Source (purchased from Obsidian Renewables)","PPA w/ PacifiCorp (PURPA QF)",null,null,null,null,"Grount mounted. http://edocs.puc.state.or.us/efdocs/RPA/re142rpa91646.pdf; https://www.solarworld-usa.com/newsroom/news-releases/news/2016/solar-panels-for-south-central-oregon; https://www.pseg.com/info/media/newsreleases/2016/2016-11-02.jsp#.WG2QIVUrK3w","2017-01-05",0.22,8,1.76]
["Black Eagle Solar",2226,61336,null,"PV","Solar",null,"Solar",3,null,null,"Operating","Sep",2017,null,null,"Cascade","MT","Developed by Cypress Creek Renewables, owned by Enerparc. ","Enerparc","PPA w/ Northwestern",null,null,null,null,"~35 acres, 10,000-12,000 panels; Northwestern balancing authority","2017-11-15",0.22,3,0.66]
["Black Rock",1696,null,null,"PS","Elect.",null,"Pump Storage",338,null,null,"Suspended",null,"",2008,"Black Rock Valley","Yakima","WA","Feasibility study authorized by Congress in 2003; Appraisal Assessment of the Black Rock Alternative complete Feb 2005.    Feasibility Report and EIS to be complete by end of 2008. Bur of Rec determined in 2008 that project would be too costly - $5.7-7.7B, returning only 13 cents for every dollar spent. News article in 2015 seems to indicate that the door is still open for a project at this site.","Bureau of Reclamation",null,null,null,null,null,"(2) 150 MW PTG at Priest Rapids reservior intake; 23 to 38 MW powerhouse at Rosa discharge, 15 to 29.5 MW powerhouse at Sunnyside discharge.  Other configurations being studied.","2016-08-08",0,338,0]
["Blue River Dam",2098,null,"P-14381","HY","WAT",null,"Hydro",20.6,null,null,"Proposed",null,null,null,"Blue River","Lane","OR","Preliminary permit issued July 2012, expires June 2015.  Existing non-powered dam owned and operated by US ACE.  Proposed feasibility study.  EWEB surrendered its license of project in 2013. Qualified Hydro surrendered preliminary permit in Aug 2015. Blue River Hydro Power LLC filed for a preliminary permit on July 1, 2016. ","Blue River Hydro Power LLC",null,null,null,null,"BPA Blue River substation","Penstock, powerhouse w/ two generators, tailrace, substation, transmission line","2016-08-08",0.5,20.6,10.3]
["Bly Solar Center",2163,null,null,"PV","Solar",null,"Solar",8.5,null,1.86,"Construction","Dec",2016,null,"Bonzana","Klamath","OR","20 yr PPA w/ PAC, signed in 2014. Initial testing scheduled for Oct 2016, commercially operable Apr, 2017. Per PAC press release on 9/12, RECs from project have been purchased. Expected online date Q4 2016. Assumed under construction. PPA expires Oct 2036","Coronal Group/HelioSage","PAC - PPA as PURPA QF",null,null,null,null,"http://edocs.puc.state.or.us/efdocs/RPA/re142rpa111351.pdf","2016-12-21",0.21882352941176472,8.5,1.86]
["Bly Solar Project (OR Solar 4)",2164,null,null,"PV","Solar",null,"Solar",10,null,2.75,"Proposed","Dec",2017,null,"Bly, OR","Klamath","OR","20 yr PPA w/ PAC, signed in 2015. Initial testing scheduled for Nov 2016, commercially operable Dec, 2016. RECs purchased by PAC. PPA expires Oct 2036","Origis Energy","PAC - PPA as PURPA QF",null,null,null,null,"http://edocs.puc.state.or.us/efdocs/RPA/re142rpa13440.pdf","2016-09-05",0.27500000000000002,10,2.75]
["Boardman Solar Energy Project",2219,null,null,"PV","Solar",null,"Solar",75,null,null,"Proposed",null,2019,null,"unincorparated Morrow Cty","Morrow","OR","August 2016 developer filed for expedited review of small capacity facilities with ODOE; ODOE determined this project qualifies, which means no NOI. Prelim app for site certificate submitted 1/13/17. Draft proposed order recommending approval, issued 11/13/17.","Invenergy (Boardman Solar Energy, LLC)","Invenergy to secure PPA prior to start of construction",null,null,null,"BPA Boardman-Alkali 115-kV transmission line","(30) 2.5 MW module blocks, single axis trackers","2017-11-20",0.22,75,16.5]
["Boise City Solar",1932,null,null,"PV","Solar",null,"Solar",40,null,null,"Operating","Jun",2016,null,"Boise","Ada","ID","Announced Jun 2010 for Q4 2010 construction and 2011 operation.  Idaho Statesman reported (1/20/11) project doubling from 10 to 20 MW and moving away from airport to location south of Boise near intersection South Cloverdale and East Sand Creek roads. IPC has sent ESA to IPUC in July 2014 for 40 MW solar farm. 9/12/14 - IPUC out for comment on ESA. 11/14/14 - ESA approved by IPUC.","Sunergy World","Idaho Power Co. (20 year energy sales agreement). 50/50 REC sharing agreement.",null,null,null,null,"Mono crystalline solar modules with Tier 1 inverters and dual axis tracking system. 40 MW AC.","2016-07-19",0.22,40,8.8000000000000007]
["Bonanza Solar (Norwest 4)",2210,null,null,"PV","Solar",null,"Solar",6,null,null,"Proposed","Dec",2016,null,"Bonanza","Klamath","OR","PPA w/ PAC signed 5/29/15. Proposed11/18/2016 test date, 12/18/16 online date.",null,"PAC - PPA as PURPA QF",null,null,null,null,"http://edocs.puc.state.or.us/efdocs/RPA/re142rpa125430.pdf","2016-11-01",{"$f":"IF(OR(ISBLANK(I60),ISBLANK(K60),I60=0),VLOOKUP(E60,ADftCF,4,FALSE),K60/I60)","v":0.22},6,1.32]
["Bowman Dam Hydroelectric Project",2213,null,"P-14791","HY","WAT",null,"Hydro",4,null,null,"Proposed",null,null,null,"Existing Arthur R. Bowman Dam ","Crook","OR","Ochoco Irrigation District filed preliminary permit with FERC on 7/1/16. FERC issued notice of competeing permit applications (w/ Prineville Pumped Storage Project) on 9/1/16.","Existing dam owned by US Bur Reclamation for irrigation water and flood control. Proposed hydro project by Ochoco Irrigation District.",null,null,null,null,null,"Existing BurREC provides irrigation water and flood control. Proposal to add 3MW and 1MW horizontal Francis turbines.","2016-11-16",0.5,4,2]
["Box Canyon Upgrade",1964,3891,2042,"HY","WAT",null,"Hydro",18,null,2.4,"Upgrade","Jun",2014,null,"Pend Oreille R.","Pend Oreille","WA","New license issued Jul 2005.  Upgrade underway 2009.  Andritz Hydro is the general contractor.","Pend Oreille Co. PUD","Pend Oreille Co. PUD",null,null,null,null,"High-efficiency turbines, governors, stator replacement, exciters, controls and other refurbishments.","2013-08-20",0.13333333333333333,18,2.4]
["BP Cherry Point Cogeneration Project",1697,null,null,"CCCG","NG/RG",null,"Natural gas",720,null,null,"Terminated",null,2015,null,"Blaine (Cherry Point Refinery)","Whatcom","WA","SC application Jun 02, approved Dec 2004. Per the WA EFSEC website, the SC Agreement was canceled in 2015 and construction never started.","TransCanada","Steam and power for Cherry Point refinery, power sales","BP Cherry Point Refinery",null,"Williams Northwest",null,"3x1 CCCG, BPA Custer interconnect;dry cooling; no backup fuel.","2016-08-08",0.9,720,648]
["Bradwood",1698,null,null,"CCCG","NG",null,"Natural gas",130,null,null,"Terminated",null,"",2010,"Bradwood","Clatsop","OR","Announced Dec 2005. Northern Star suspends development - May 2010. Effectively a termination, given the LNG climate. ","Northern Star Natural Gas",null,"Bradwood Landing LNG receiving terminal (regasification)",null,"Williams Northwest",null,"LNG receiving facility (import terminal), with CCCT for assumed self gen.","2016-08-08",0.9,130,117]
["Brush Canyon",1996,null,null,"WT","WND",null,"Wind",535,null,null,"Terminated",null,null,2015,"7 miles east of Shaniko","Wasco","OR","Filed Notice of Intent with OR EFSEC November 2011.  Filed project order Jan 2012, complete application March 2013.  After being issued a draft proposed order in Nov 2013, the applicatant foramlly withdrew their application with ODOE effective immediately in Feb 2015.","EC&R Development, LLC (wholly owned subsidiary of E.ON Climate and Renewable NA)",null,null,null,null,null,"Up to (223) WTG, new 32 mile 230kv overhead transmission line to Buckley substation","2015-03-03",0.32,535,171.20000000000002]
["Bryant Mountain",2011,null,"P-13680","PS","Elect.",null,"Pump Storage",1250,null,null,"Terminated",null,"",2015,"USBR \"D\" Canal, 5 miles from Malin, OR","Klamath","OR","Preliminary Application Document filed Feb 16, 2012. Prelim permit expired with no final license application 2015.","Bryant Mountain LLC, Bart O'Keeffe",null,null,null,null,"Malin 345 or 500 kV","30 kaf, 24 hours of storage at expanded Pope Lake. 3X 350 MW PG units plus 2X250 MW variable speed PG units.  42° 3'22.80\"N, 121°20'8.88\"W","2012-02-24",0,1250,0]
["Burley Butte ",1994,null,null,"WT","WND",null,"Wind",19.5,null,null,"Operating","Feb",2011,null,"Burley","Cassia","ID","IPUC approval of QF contract  Jul 2005.","Idaho Wind Partners (GE Financial Services, Exergy Development Group, Atlantic Power, Reunion Power)","Idaho Power Co. (QF)",null,null,null,null,"(7) GE 1.5 MW WTG.","2011-02-17",0.32,19.5,6.24]
["Calligan Creek",2128,"60418/CC6MW",13948,"HY","WAT",null,"Hydro",6,null,null,"Construction","Jan",2018,null,"Calligan Creek, above Snoqualmie Falls; near North Bend","King","WA","Final FERC license approved (6/30/15). SnoPUD issued $40M tax exempt bonds to finance construction of Calligan Creek and Hancock Creek projects (9/28/15). Per email from SnoPUD - construction began October 2015 and estimated completion/operation is late 2017/early 2018. Anticipated owner acceptance/start of operation Nov 2017.","Snohomish Co. PUD","SnoPud",null,null,null,null,"(1) Pelton turbine.  See FERC license for details. Balancing authority - PSE. Per EIA 860 ER (2016) - nameplate, summer, and winter capacity is 6 MW.","2017-09-26",0.5,6,3]
["Camas Project (Columbia Solar)",2229,null,null,"PV","Solar",null,"Solar",5,null,1.3,"Proposed","Nov",2018,null,"Ellensburg","Kittitas","WA","One of five 5MW solar projects known as the Columbia Solar Projects. Tuussoo applied for permit from Washington EFSEC, circumnavigating the Kittitas County morarotium on solar projects. Initial development work began in mid-2016 and commercial operation is in November 2018.","Tuusso Energy","PSE - 15yr PPA",null,null,null,null,"Polycrystalline solar PV modules on single-axis trackers","2017-11-20",{"$f":"IF(OR(ISBLANK(I69),ISBLANK(K69),I69=0),VLOOKUP(E69,ADftCF,4,FALSE),K69/I69)","v":0.26},5,1.3]
["Camp Reed ",1885,57125,null,"WT","WND",null,"Wind",22.5,null,null,"Operating","Dec",2010,null,"Hagerman","Elmore","ID","IPUC approval of QF contract  Aug 2009.","Idaho Wind Partners (GE Financial Services, Exergy Development Group, Atlantic Power, Reunion Power)","Idaho Power Co. (QF)",null,null,null,"IPC King-Bliss 138kV line","(15) GE 1.5 MW WTG.","2011-02-17",0.32,22.5,7.2]
["Carter Solar One",2238,"60896/CRTON",null,"PV","Solar",null,"Solar",20,null,null,"Proposed",null,2018,null,"Twin Falls, ID","Twin Falls","ID","JRS Properties received conditional use permit from county in October 2016.","Alternative Power Development/JRS Properties",null,null,null,null,null,null,"2017-11-28",{"$f":"IF(OR(ISBLANK(I71),ISBLANK(K71),I71=0),VLOOKUP(E71,ADftCF,4,FALSE),K71/I71)","v":0.22},20,4.4000000000000004]
["Carty Generating Station 1",1892,null,null,"CC","NG",null,"Natural gas",440,null,null,"Operating","Jul",2016,null,"Boardman","Morrow","OR","SC App to EFSC Dec 2009.  ODOE issued draft order recommending EFSC issue site certificate 3/13/12.  PGE selected Carty in its IRP RFP, however it is being challenged.  OPUC has dismissed challenge to RFP.","Portland General Electric (Abengoa S.A. will construct)","Portland General Electric",null,null,"TransCanada GTN","PGE Boardman - Slatt 500kV line (preferred option)","(1) CC w/duct firing, wet mech draft cooling.  Mitsbishi G-class turbine.","2016-08-16",0.9,440,396]
["Carty Generating Station 2",1893,null,null,"CC","NG",null,"Natural gas",530,null,null,"Suspended",null,"",2017,"Boardman","Morrow","OR","SC App to EFSC Dec 2009.    ODOE issued draft order recommending EFSC issue site certificate 3/13/12. Per SC, Construction on Carty 2 must begin by July 2, 2017 and be completed by July 2, 2020.In May 2017 PGE announced they are suspending permitting for Carty 2 and will pursue bilaterals instead","Portland General Electric","PGE",null,null,"TransCanada GTN","PGE Boardman - Slatt 500kV line (preferred option)","(1) CC w/duct firing, wet mech draft cooling.  Configuration and model TBD.","2016-08-16",0.9,530,477]
["Carty SCCT",2196,null,null,"GT","NG",null,"Natural gas",330,null,null,"Proposed",null,null,null,"Boardman","Morrow","OR","PGE requested an amendment to current Carty site certificate in Aug 2016 to a) increase cap of Carty 2, b) add 330MW SCCT, and c) add 50MW solar PV.","Portland General Electric","PGE",null,null,null,null,null,"2016-09-07",0.94,330,310.2]
["Carty Solar",2197,null,null,"PV","Solar",null,"Solar",50,null,null,"Proposed",null,null,null,"Boardman","Morrow","OR","PGE requested an amendment to current Carty site certificate in Aug 2016 to a) increase cap of Carty 2, b) add 330MW SCCT, and c) add 50MW solar PV.","Portland General Electric","PGE",null,null,null,null,null,"2016-09-17",0.22,{"$f":"IF(ISBLANK(J75),I75,J75)","v":50},{"$f":"AB75*AC75","v":11}]
["Cascade Energy Storage",2157,null,"P-14464","PS","Elect.",null,"Pump Storage",600,null,null,"Proposed",null,null,null,"Mud Lake, near Granite Falls","Snohomish","WA","FERC issued prelim permit Feb 2013. 36 months have passed - permit may have been terminated?","Gridflex Energy",null,null,null,null,null,"Designs in prelim permit still very open.","2016-09-04",0,600,0]
["Cascade Pacific",1958,null,null,"RBCG","BL",null,"Biomass",10,null,null,"Terminated",null,"",null,"Halsey","Lane","OR","BETC award, Sep 2010","Cascade Pacific Pulp",null,"Cascade Pacific Pulp",null,null,null,"New 10 MW STG w/existing chemical recovery boiler.","2016-08-16",{"$error":"#N/A"},10,{"$error":"#N/A"}]
["Cascade Wind",1702,null,null,"WT","WND",null,"Wind",60,null,null,"Terminated",null,"",2009,"The Dalles (vicinity)","Wasco","OR","SC application withdrawn Jan 2009.","UPC Wind Management",null,null,null,null,"BPA The Dalles - Hood R. 115kV line @ new sub.","(40) GE 1.5sle WTG.","2009-03-30",0.32,60,19.2]
["Cassia",1871,null,null,"WT","WND",null,"Wind",10.5,null,null,"Operating","Feb",2009,null,"Hagerman","Twin Falls","ID",null,"John Deere Renewables/Exelon","Idaho Power Co. (QF)",null,null,null,"IPC Lower Malad/ Mtn Home Jct 138kV","(5) Suzlon S88-2.1 MW WTG.","2010-08-18",0.32,10.5,3.36]
["Cassia Gulch",1902,null,null,"WT","WND",null,"Wind",18.899999999999999,null,null,"Operating","Feb",2009,null,"Hagerman","Twin Falls","ID",null,"John Deere Renewables/Exelon","Idaho Power Co. (QF)",null,null,null,"IPC Lower Malad- Mtn Home Jct 138kV line","(9) Suzlon S88-2.1 MW WTG.","2010-08-18",0.32,18.899999999999999,6.048]
["Cat Creek Energy",2132,null,"P-14655","PS","Elect.",null,"Pump Storage",400,null,null,"Proposed",null,null,null,"Anderson Ranch","Elmore","ID","Granted FERC preliminary permit Nov 2015.","Cat Creek Energy; Jon Faulkner",null,null,null,null,null,"(39) WTG @ 110MW capacity + 40MW solar PV would power pumping. Project would add 50,000 acre foot upper reservoir and 3.4 mile earthen dam.","2016-07-12",null,400]
["CCG 500",1703,null,null,"IGCC","COL",null,"Coal",520,null,null,"Terminated",null,"",2008,"Pocatello","Power","ID","Announced March 2005 for completion in 2010 or 2011.  Proposal amended to polygen concept w/no generation (Sep 2008)","Southeastern Idaho Energy, LLC",null,null,null,null,null,null,"2008-09-29",{"$f":"IF(OR(ISBLANK(I82),ISBLANK(K82),I82=0),VLOOKUP(E82,ADftCF,4,FALSE),K82/I82)","v":0.83},520,{"$f":"AB82*AC82","v":431.59999999999997}]
["C-Drop",2100,null,null,"HY","WAT",null,"Hydro",1.1000000000000001,null,null,"Operating","Mar",2012,null,"Klamath Irrigation District's C-Canal","Klamath","OR","Granted LOPP by Bur Rec instead of FERC license in Nov 2011 ","C-Drop Hydro, LLC / Klamath Irrigation District",null,null,null,null,null,"(1) 1.1 MW vertical kaplan turbine.","2015-01-06",0.5,1.1000000000000001,0.55000000000000004]
["Cedar Creek",1704,null,null,"WT","WND",null,"Wind",198,null,null,"Terminated",null,"",null,"Firth","Bingham","ID","County permits secured Aug 2008.  Subj to appeal.","Western Energy",null,null,null,null,null,"Up to 66 WTG.","2016-09-07",0.32,198,63.36]
["Cedar Hills Landfill",1705,57298,null,"CC","LFG",null,"Biomass",26,null,null,"Terminated",null,"",2011,"Cedar Hills Regional Landfill","King","WA","Power generation proposal terminated.  Pipeline-quality gas will be produced and marketed to Puget Sound Energy.  EIA reports this as a power generator (EIA 57298), with Mwa associated.  Not included as a project in existing DB since it only generates NG for PSE to use to power its plants.","Energy Developments, Inc.",null,null,null,null,null,"(3) gas turbines, heat recovery steam generators and steam turbine-generator.","2011-12-08",0.9,26,23.400000000000002]
["Central Energy Cogen Plant (Brigham Young Univ)",2183,null,null,"STCG","NG",null,"Natural gas",4.5,null,null,"Operating","Jun",2016,null,"Brigham Young University - Idaho campus","Madison","ID","Idaho DEQ approved permit to construct on 11/6/2014. The existing plant remained in operation without interuption while new facility was built.","Big-D Construction developed; BYU-Idaho owns.","PPA w/ PAC for excess after self gen",null,null,null,null,"(1) 4.5MW GT w/ HRSG.","2016-11-09",0.84,4.5,3.78]
["Chester Diversion",1706,"56893/1-3","P-11879","ROR","WAT",null,"Hydro",3.3,null,1.9,"Operating","Mar",2014,null,"Henry's Fork","Fremont","ID","License granted July 2008.","Fall River REA",null,null,null,null,null,"(2) turbine-generators.  Existing run-of-river dam w/diversion (Chester Dam).","2014-04-01",0.5757575757575758,3.3,1.9000000000000001]
["Chiloquin Solar Facility",2134,null,null,"PV","Solar",null,"Solar",10,null,2.39,"Proposed","Dec",2016,null,"Chiloquin, Klamath Falls","Klamath","OR","QF with PacifiCorp. RECs to PAC. Scheduled for operation Dec 16, 2016. However, in January 2016, the Klamath Planning Commission denied the conditional use permit. There are other ways to obtain use of land - future for project is uncertain. 20 year PPA.","Saturn Power Inc.","PAC - PPA as PURPA QF",null,null,null,"Chiloquin substation","9.9MW AC; Annual degradation rate 0.7%. (165) Danfoss MLX 60 Inverters. Si-poly Trina solar panels. Lat 42.596, Long -121.857. RECs to PacifiCorp.","2016-07-12",0.23900000000000002,10,2.39]
["China Hollow",1707,null,null,"WT","WND",null,"Wind",1.5,null,null,"Proposed",null,"",null,"Rufus (vicinity)","Sherman","OR","Short-listed by Oregon Energy Trust June 2006.","Sherman County",null,null,null,null,null,"(1) GE 1.5 MW WTG","2006-08-24",0.32,1.5,0.48]
["China Mountain 1",1708,null,null,"WT","WND",null,"Wind",200,null,null,"Terminated",null,"",2014,"Jackpot","Twin Falls/Elko","ID/NV","Announced Nov 2007.  EIS due 2010.  Earliest construction 2012.  Mar 2012 - BLM defers EIS for two more years as it finishes studies on sage grouse in the Idaho Resource Management Plan revisions. RESA decided in Jul 2014 not to pursue further development - environmental concerns, especially regarding sage grouse and its habitat, were the primary reasons","RES America Development (NV Energy pulled out of its share April 2012)","Nevada Energy",null,null,null,"IPC Valmy/Midpoint 345kV line.","(~100) WTG","2016-08-16",0.32,200,64]
["China Mountain 2",2013,null,null,"WT","WND",null,"Wind",200,null,null,"Terminated",null,"",2014,"Jackpot","Twin Falls/Elko","ID/NV","Announced Nov 2007.  EIS due 2010.  Earliest construction 2012.  Mar 2012 - BLM defers EIS for two more years as it finishes studies on sage grouse in the Idaho Resource Management Plan revisions. RESA decided in Jul 2014 not to pursue further development - environmental concerns, especially regarding sage grouse and its habitat, were the primary reasons","RES America Development (NV Energy pulled out of its share April 2012)","Nevada Energy",null,null,null,"IPC Valmy/Midpoint 345kV line.","(~100) WTG","2016-08-16",0.32,200,64]
["Chokecherry Wind Farm",2061,null,null,"WT","WND",null,"Wind",3000,null,null,"Construction",null,null,null,"10 miles South of Rawlins","Carbon","WY","Announced 2006.  ROD on EIS released in Oct 2012.  Notice of Availability published Oct 16.  To be built with Sierra Madre Wind Farm. BLM approved project in 2012 and March 2016. US FWS released draft EIS in April 2016 for public comment. SNL cites estimated online date of 2019. USFWS released final plan for bald and golden eagle mitigation in Dec. 2016.","Power Company of Wyoming, LLC","Developer hoping to export to Southwest and California.",null,null,null,null,"Developed with the Sierra Madre Wind Farm.  Together will be ~1000 turbines and ~ 3,000 MW.  http://www.powercompanyofwyoming.com/index.shtml","2016-12-21",0.32,3000,960]
["Chopin Wind Project",1992,null,null,"WT","WND",null,"Wind",10,null,3.86,"Operating","Sep",2016,null,"Halfway between Umapine and Athena, OR","Umatilla","OR","Conditional Use Permit for original 99 MW project - Feb 2011.  County rejected transmission proposal for original 99 MW project in 11/11. Project stalled until August 2015 when developers scaled down project to 10MW and an underground transmission line. Umatilla Cty Planning Commission approved bldg permits in Jan 2016.","BayWa renewable energy","Signed PPA w/ PAC in May 2014 (PURPA QF)",null,null,null,"Pacificorp 230 kV Weston substation","(6) GE 103, hub height 80m, rotor diameter 103m","2016-11-08",0.38600000000000001,10,3.8600000000000003]
["Christmas Valley",1968,null,null,"PV","Solar",null,"Solar",20,null,null,"Proposed",null,null,null,"Christmas Valley","Lake","OR","CUP granted Oct 2010. Sept 2016 - No PPA yet, no new info. Project still listed as under development per developer website.","Element Power",null,null,null,null,"BPA LaPine - Ft Rock 115kV",null,"2016-08-17",0.22,20,4.4000000000000004]
["Clark Canyon",1710,null,"P-12429","HY","WAT",null,"Hydro",7.55,null,null,"Terminated",null,null,2015,"Beaverhead R.","Beaverhead","MT","License granted Aug 2009.  4.7MW project had PPA w/ IPC, however it did not meet its Dec 2013 operation date. Larger version of project (7.55 MW) now proposed and attempted PPA w/ IPC in 2014. IPC suspended negotiations due to discrepancies in FERC license and proposed PPA. FERC issued an order terminating license, effective April 2015, for failure to meet construction deadlines.","Clark Canyon Hydro, LLC",null,null,null,null,null,"Existing dam.  ","2011-06-28",0.5,7.55,3.7749999999999999]
["Clark Solar 1",2107,null,null,"PV","Solar",null,"Solar",70.98,null,null,"Terminated",null,null,2015,"Mountain Home, ID","Elmore","ID","ESA submitted by IPC and Intermountain Energy Partners on 10/13/14.  IPUC approved ESA on 1/8/15.  IPC will be granted 50% ownership of RECs, seller to have remaining 50%. IPUC terminated PURPA agreement April 2015 due to failure to meet financial deadlines.","Intermountain Energy Partners","Idaho Power Company (20-year ESA); QF project",null,null,null,null,"Expected to use mono crystalline solar modules with Tier 1 inverters and utilize single axis tracking system.","2016-08-17",0.22,70.98,15.615600000000001]
["Clark Solar 2",2108,null,null,"PV","Solar",null,"Solar",19.98,null,null,"Terminated",null,null,2015,"Mountain Home, ID","Elmore","ID","ESA submitted by IPC and Intermountain Energy Partners on 10/13/14.  IPUC approved ESA on 1/8/15.  IPC will be granted 50% ownership of RECs, seller to have remaining 50%. IPUC terminated PURPA agreement April 2015 due to failure to meet financial deadlines.","Intermountain Energy Partners","Idaho Power Company (20-year ESA); QF project",null,null,null,null,"Expected to use mono crystalline solar modules with Tier 1 inverters and utilize single axis tracking system.","2016-08-17",0.22,19.98,4.3956]
["Clark Solar 3",2109,null,null,"PV","Solar",null,"Solar",29.98,null,null,"Terminated",null,null,2015,"Mountain Home, ID","Elmore","ID","ESA submitted by IPC and Intermountain Energy Partners on 10/13/14.  IPUC approved ESA on 1/8/15.  IPC will be granted 50% ownership of RECs, seller to have remaining 50%. IPUC terminated PURPA agreement April 2015 due to failure to meet financial deadlines.","Intermountain Energy Partners","Idaho Power Company (20-year ESA); QF project",null,null,null,null,"Expected to use mono crystalline solar modules with Tier 1 inverters and utilize single axis tracking system.","2016-08-17",0.22,29.98,6.5956000000000001]
["Clark Solar 4",2110,null,null,"PV","Solar",null,"Solar",19.98,null,null,"Terminated",null,null,2015,"Mountain Home, ID","Elmore","ID","ESA submitted by IPC and Intermountain Energy Partners on 10/13/14.  IPUC approved ESA on 1/8/15.  IPC will be granted 50% ownership of RECs, seller to have remaining 50%. IPUC terminated PURPA agreement April 2015 due to failure to meet financial deadlines.","Intermountain Energy Partners","Idaho Power Company (20-year ESA); QF project",null,null,null,null,"Expected to use mono crystalline solar modules with Tier 1 inverters and utilize single axis tracking system.","2016-08-17",0.22,19.98,4.3956]
["Clearwater Windfarm",2188,null,null,"WT","WND",null,"Wind",300,null,null,"Terminated",null,null,null,"30 miles north of Colstrip","Rosebud","MT","Orion has been plnning wind farm since 2012, originally at twice the capacity (~700MW). Developer willing to build 70-90 miles of transmission lines to connect to Colstrip.","Orion Renewable Energy Group",null,null,null,null,null,"http://billingsgazette.com/news/state-and-regional/montana/montana-s-largest-wind-farm-quietly-develops-northeast-of-colstrip/article_35f5dee1-175c-57f6-b778-dd9054bb8238.html","2016-09-07",0.32,300,96]
["Coastal Energy",1917,null,null,"WT","WND",null,"Wind",6,null,null,"Operating","Jun",2010,null,"Grayland","Grays Harbor","WA",null,"Coastal Commumity Action Program","Grays Harbor PUD",null,null,null,null,"(4) GE 1.5 MW WTG",null,0.32,6,1.92]
["COB Energy Facility",1713,null,null,"CC","NG",null,"Natural gas",1150,1150,null,"Terminated",null,"",2007,"Bonanza","Klamath","OR","SC approved Jan 2005.  Development rights sold by People's Energy to J-Power Sep 2006.  SC terminated on request of the developer May 2007.","J-Power USA",null,null,null,null,null," ","2007-08-06",0.9,1150,1035]
["Coffin Butte Pumped Storage",2158,null,"P-14568","PS","Elect.",null,"Pump Storage",250,null,null,"Proposed",null,null,null,"near Two Dot","Wheatland","MT","FERC issued prelim permit June 2014.","Absaroka Energy",null,null,null,null,null,"May not be in PNW footprint, but in NorthWestern's service area.","2016-09-05",0,250,0]
["Cold Springs Windfarm (Mountain Air)",2044,null,null,"WT","WND",null,"Wind",23,null,null,"Operating","Dec",2012,null,"Mountain Home","Elmore","ID","Developed by TERNA; Part of the 138 Mountain Air Wind Park (six projects @ 23 MW each).  ","Terna Energy","QF PPA with Idaho Power",null,null,null,"IPC","(10) Siemens SWT 2.3-101 MW.  Mtn Air Wind Park started testing operation in September 2012.","2013-04-22",0.32,23,7.36]
["Collier Solar",2177,60976,null,"PV","Solar",null,"Solar",9.9,null,null,"Operating","Dec",2016,null,"Bend, OR","Deschutes","OR","20 yr PPA w/ PAC, signed in 2015. Initial testing scheduled for Nov 2016, commercially operable Dec 31, 2016.","Pine Gate Renewables","PPA w/ PAC",null,null,null,null,"http://edocs.puc.state.or.us/efdocs/RPA/re142rpa114740.pdf","2017-01-16",0.22,9.9,2.1779999999999999]
["Collins Pine",1715,null,null,"STCG","WW",null,"Biomass",13,null,null,"Terminated",null,"",null,"Lakeview","Lake","OR","MOU between Collins & DG Energy 2006.  Proposed service late 2008.","DG Energy",null,"Fremont Sawmill (kilns)",null,null,null,null,"2016-08-17",0.84,13,10.92]
["Columbia Biogas",2042,null,null,"BGICCG","REF",null,"Biomass",3,null,null,"Terminated",null,null,2015,"Northeast Portland","Multnomah","OR","Signed 20 yr PPA with PacifiCorp.  Expect construction to take a year.  Commercial ops expected in mid 2013.  Initially scheduled to generate 3 MW, ultimately ramp up to 5 MW. Columbia Biogas \"will no longer maintain the option to lease the property\" and is seeking development opportunities elsewhere.","Columbia Biogas","20 yr PPA with PacifiCorp",null,null,null,null,"Convert commercial food waste to renewable energy through anaerobic digestion.","2016-08-17",0.9,3,2.7]
["Columbia Ridge Landfill",1716,null,null,"IC","LFG",null,"Biomass",7,null,6,"Operating","Dec",2009,null,"Columbia Ridge Landfill","Gilliam","OR",null,"Waste Management, Inc.","Seattle City Light",null,null,null,null,null,"2010-02-24",0.8571428571428571,7,6]
["Columbia River Energy",1717,null,null,"GT","NG",null,"Natural gas",42.7,null,null,"Terminated",null,"",2005,"Goble","Columbia","OR","Temporary exemption granted Sep 2001.  Good through Dec 2005.","Oregon Energy",null,null,null,null,null,"(1) LM6000.","2006-07-17",0.94,42.7,40.137999999999998]
["Columbia River Landfill Expansion",2039,null,null,"IC","LFG",null,"Biomass",6,null,null,"Operating","Aug",2014,null,"Columbia Ridge Landfill","Gilliam","OR",null,"Waste Management, Inc.","Seattle City Light",null,null,null,null,"SCL authorized purchase of 6MW starting in 2013.","2014-10-24",0.91,6,5.46]
["Columbia Tidal Energy Project",1718,null,"P-12672","TISEC","Tidal current",null,"Hydrokinetic",163,null,null,"Terminated",null,"",2008,"Columbia R. estuary","Clatsop, Wahkiakum, Pacific","OR/WA","Preliminary permit granted Mar 2007. It appears the preliminary permit was surrendered in 2008 due to \"insufficienct development potential\"","Oregon Tidal Energy Co.",null,null,null,null,null,"50 - 150 TISEC units of 0.5 to 2.0 MW ea.","2016-08-17",0.3,163,48.9]
["Combine Hills II",1719,null,null,"WT","WND",null,"Wind",63,null,21.42,"Operating","Jan",2010,null,"Milton Freewater (vicinity)","Umatilla","OR","Permits secured.  PSA w/Clark PUD Mar 2009.  Planned service Dec 2009","Eurus Energy America, Inc.","Clark PUD; RECs to PG&E 2010 & 2011",null,null,null,"BPA 69kV Walla Walla - Pendleton line via tap","(63) Mitsubishi MWT 1000-A turbines","2010-05-07",0.34,63,21.42]
["Connell's Prairie (White River Project)",1720,null,"P-13804","HY","WAT",null,"Hydro",63,null,{"$f":"100000/8760","v":11.415525114155251},"Terminated",null,"",2013,"Lake Tapps flume","King","WA","FERC issued prelim permit Jan 2011. After failure to submit progress reports, FERC canceled permit Spet 2013.","Puget Sound Energy","Utility resource",null,null,null,null,null,"2016-08-17",0.18119881133579763,63,11.415525114155251]
["Coos Bay OPT Wave Park",1721,null,"P-12749","WEC","Wave",null,"Hydrokinetic",100,null,35,"Terminated",null,"",2013,"Coos Bay","Coos","OR","FERC prelim. permit issued Mar 2007; expired Feb 2010; renewal pending Apr 2010. FERC issued permit on Aug 2010. Developer issued notice of surrender of prelim license in June 2013. FERC terminated license July 2013.","Oregon Wave Energy Partners, LLC.",null,null,null,null,null,"(200) - (400) wave power bouys.","2016-08-17",0.35,100,35]
["Coos County Wave Energy Project",1722,null,"P-12752","WEC","Wave",null,"Hydrokinetic",100,null,20,"Terminated",null,"",2008,"Bandon","Coos","OR","FERC prelim. permit for 100 MW Apr 2007; cancelled Jun 2008.","Finavera Renewable, Ltd., dba AquaEnergy Group, Ltd.",null,null,null,null,null,"AquabuOY heaving buoy hose pump units","2016-08-17",0.2,100,20]
["Cotterel",1723,null,null,"WT","WND",null,"Wind",200,null,null,"Terminated",null,"",2012,"Cotterel Mountain","Power","ID","EIS ROD & ROW grant Aug 2006. Developer terminated ROW in Mar 2012 and told IPUC they were abondoning future plans to pursue project.","Windland-Shell",null,null,null,null,null,"(81 - 98) 1.5 MW WTG","2016-08-17",0.32,200,64]
["Cottonwood Wind Park",2057,null,null,"WT","WND",null,"Wind",20,null,null,"Terminated",null,null,2012,"Rogerson","Twin Falls","ID","PURPA.  20 yr PPA w/ Idaho Power was terminated 8/14/12.  Project behind schedule - was supposed to be operating June 2012.  With dissolution of PPA and Exergy giving up contract rights to build, project is effectively terminated.","Exergy Development Group","20 yr PPA w/ Idaho Power terminated.",null,null,null,null,"(13) 1.6 MW turbines.","2013-04-23",0.32,20,6.4]
["County Line",1724,null,"P-12071","HY","WAT",null,"Hydro",0.95,null,8.6312785388127852E-2,"Terminated",null,"",2007,"N. Gooding Main Canal","Lincoln","ID","Exemption revoked Jun 2007.","American Falls Reservoir Dist. #2",null,null,null,null,null,"Existing canal.","2008-04-22",9.0855563566450373E-2,0.95,8.6312785388127852E-2]
["Coutts Wind",2031,null,null,"WT","WND",null,"Wind",29.9,null,null,"Terminated",null,null,null,null,"Toole","MT","One of several Gaelelectric MT wind projects proposed; no new information availble since 2012, assuming terminated.","Gaelectric",null,null,null,null,null,null,"2012-08-17",null,29.9]
["Coyote Crest",1894,null,null,"WT","WND",null,"Wind",120,null,null,"Suspended",null,"",null,"Doty","Lewis/Pacific","WA","Announced Sep 2009.  All county permits approved and now construction-ready (March 2011). Nov 2012, Evergreen said it would postpone building because it can't secure buyers.","Everpower","Awaiting PPA to begin construction",null,null,null,"BPA South Elma substation","(47) WTG.  Located on Weyerhaeuser McDonald tree farm.  150 MW request for interconnection.  Winter-peaking resource due to its location west of the Cascades.","2016-08-17",{"$f":"IF(OR(ISBLANK(I120),ISBLANK(K120),I120=0),VLOOKUP(E120,ADftCF,4,FALSE),K120/I120)","v":0.32},120,{"$f":"AB120*AC120","v":38.4}]
["Coyote Wind Project",2072,null,null,"WT","WND",null,"Wind",79.2,null,null,"Terminated",null,null,2012,"Springdale, MT","Sweet Grass","MT","EIS and ROD granted 2009. Scheduled for commissioning in 2012, but has since been terminated.","Enerfin",null,null,null,null,null,"(8) 1.8 MW WTG on state land and (36) 1.8 MW WTG on adjacent private land.  ","2013-04-23",0.32,79.2,25.344000000000001]
["Crazy Mountain Wind",2253,null,null,"WT","WND",null,"Wind",79.5,null,{"$f":"260547/8760","v":29.742808219178084},"Construction",null,2019,null,"Sweet Grass","Sweet Grass",null,"According to NorthWestern QF list (from 1/6/18 email), this project is under construction and estimated to be completed by EOY 2018 or mid-2019","Pattern Energy Group","Northwestern Energy (25yr PPA)",null,null,null,null,null,"2018-01-06",{"$f":"IF(OR(ISBLANK(I122),ISBLANK(K122),I122=0),VLOOKUP(E122,ADftCF,4,FALSE),K122/I122)","v":0.37412337382613942},79.5,29.742808219178084]
["Crump Geyser I",1929,null,null,"GE","GST",null,"Geothermal",20,null,null,"Proposed",null,"",null,"Adel","Lake","OR","Exploration completed.  Production well drilling planned (Dec 2009).  U.S. GEA Phase III status Apr 2010.  Target plant service 2013.  Amendment to development expenditure commitments extendd to June 2014. No new info since 2014 - project status uncertain (Sep 2016).","Nevada Geothermal Power and Ormat Nevada dba Crump Geothermal Co.",null,null,null,null,null,"Est. 40 - 80 MW capacity.","2016-09-01",0.92,20,18.400000000000002]
["Culbertson Generating Station",1897,null,null,"GT","NG",null,"Natural gas",91,null,null,"Operating","Aug ",2010,null,"Culbertson","Roosevelt","MT","Construction June 2009.","Basin Electric Power Cooperative","Basin Electric Power Cooperative",null,null,null,"WAPA","(1) GE LMS100 GTG","2010-08-16",0.94,91,85.539999999999992]
["Cushman New Powerhouse",2004,null,null,"HY","WAT",null,"Hydro",3.6,null,2.682648401826484,"Operating","Aug",2013,null,"Skokomish R. N. Fk.","Mason","WA","U.S. DOE matching grant Nov 2009.","City of Tacoma","Utility resource",null,null,null,null,"New powerhouse and (2) 1.8 MW Francis turbines to capture instream flow.","2014-01-30",0.74518011161846776,3.6,2.682648401826484]
["Cut Bank",1727,null,null,"WT","WND",null,"Wind",180,null,null,"Terminated",null,"",null,"Cut Bank (vicinity)",null,"MT",null,"Invenergy",null,null,null,null,null,"Would interconnect w/proposed MATL transmission line for export.","2016-08-17",0.32,180,57.6]
["Dairy Solar Project (OR Solar 8)",2165,null,null,"PV","Solar",null,"Solar",10,null,2.14,"Proposed","Dec",2016,null,"Dairy","Klamath","OR","20 yr PPA w/ PAC, signed in 2015. Initial testing scheduled for Nov 2016, commercially operable Dec, 2016. 20 year PPA thru 2036","Origis Energy","PAC - PPA as PURPA QF",null,null,null,null,"http://edocs.puc.state.or.us/efdocs/RPA/re142rpa14433.pdf","2016-09-05",0.21400000000000002,10,2.14]
["Deception Pass Tidal Energy Project",1729,null,"P-12663","TISEC","Tidal current",null,"Hydrokinetic",2.8,null,null,"Terminated",null,"",null,"Deception Pass in Puget Sound","Island/Skagit","WA","Preliminary permit granted Mar 2007; expired Feb 2010; reapplication May 2010.","Snohomish Co. PUD",null,null,null,null,null,"(4) TISEC units","2016-08-17",0.3,2.8,0.84]
["Deep Creek Wind Park",2058,null,null,"WT","WND",null,"Wind",20,null,null,"Terminated",null,null,2012,"Rogerson","Twin Falls","ID","PURPA.  20 yr PPA w/ Idaho Power was terminated 8/14/12.  Project behind schedule - was supposed to be operating June 2012.  With dissolution of PPA and Exergy giving up contract rights to build, project is effectively terminated.","Exergy Development Group","20 yr PPA w/ Idaho Power terminated.  SCL purchasing RECs from 2018-2032.",null,null,null,null,"(13) 1.6 MW turbines.","2013-04-23",0.32,20,6.4]
["Deer Creek Solar Project",2166,null,null,"PV","Solar",null,"Solar",3,null,null,"Terminated",null,null,2017,"Mill Town","Missoula","MT","Recd approval to purchase and build from Missoula County Board of Adjustmend in Dec 2015. 25yr PPA w/ NorthWestern. May 2016 - construction expected to begin in August, project est online by EOY 2016.","Cypress Creek Renewables","Northwestern - PPA as PURPA QF",null,null,null,null,"~17,000 panels","2016-09-05",0.22,3,0.66]
["Desert Claim",1730,null,null,"WT","WND",null,"Wind",190,null,null,"Proposed",null,"",null,"Reeser Ck (Ellensburg)","Kittitas","WA","County application for permits denied Mar 2005.  Resubmitted to WA EFSEC Nov 2006.  Resubmitted w/ revised configuration Feb 2009.  EFSEC order recommending approval issues Nov 2009.  Approved by governor Feb 2010. Site license says substantial completion of project must be completed within 5 years. Project has not begun construction, so assuming license will expire? ","enXco",null,null,null,null,null,"(95 max) 2.0 MW REpower MM92 WTG.","2016-08-17",0.32,190,60.800000000000004]
["Desert Meadow (Mountain Air)",2045,null,null,"WT","WND",null,"Wind",23,null,null,"Operating","Dec",2012,null,"Mountain Home","Elmore","ID","Developed by TERNA; Part of the 138 Mountain Air Wind Park (six projects @ 23 MW each).  ","Terna Energy","QF PPA with Idaho Power",null,null,null,"IPC","(10) Siemens SWT 2.3-101 MW.  Mtn Air Wind Park started testing operation in September 2012.","2013-04-22",0.32,23,7.36]
["Diamond Willow Expansion",1731,null,null,"WT","WND",null,"Wind",10.5,null,null,"Operating","Jun",2010,null,"Baker","Fallon","MT",null,"MDU Resources","MDU Utilities",null,null,null,null,"(7) GE 1.5 MW WTG.","2010-06-29",0.32,10.5,3.36]
["Dorena Lake Dam",1732,null,"P-11945","HY","WAT",null,"Hydro",7.5,null,null,"Operating","Jun",2014,null,"Row R.","Lane","OR","License granted Oct 2008.  Equipment order Jun 2010. EPUD considering sale of its interest Sep 2010.  4/29/14 - dam has been under construction for 2 years and has fallen behind schedule and \"millions\" over budget. Lawsuits filed between owner and general contractor.  Appears to have been placed in operation summer of 2014. FERC amended license to reflect changes made during construction (and reduced nameplate) in 2015.","Dorena Hydro, LLC (arm of Aquila Hydro in Canada).  Riverbank Power developer.  Mowat Construction general contractor.","Executed PPA w/ PacifiCorp in 2011, with commercial operation date of Dec 2012. Since project wasn’t operational until June 2014, not sure if PPA is still valid.",null,null,null,"PAC distribution system (15kV)","(1) 6.1 MW vertical Kaplan unit & (1) 1.4 MW vertical Francis unit at existing USACE dam with storage.  Run-of-river.","2016-08-17",0.5,7.5,3.75]
["Double B Dairy",1935,null,null,"BGICCG","AW",null,"Biomass",2,null,0.88767123287671235,"Terminated",null,null,2014,"Murtaugh","Cassia","ID","PURPA contract filed w/PUC May 2010; approved July 2010. PPA w/ IPC terminated.","New Energy.","IPC - PPA (Terminated)","Double B Dairy (waste digesters)",null,null,"IPC Buckhorn sub","Gasification of cattle waste.  Anaerobic digestor w/engine-generators.  Project deemed suspended as PPA was terminated over interconnection issues.  Developer has appealed to the Idaho Supreme Court for reinstatement on the grounds of \"force majeure.\"","2017-09-26",0.44383561643835617,2,0.88767123287671235]
["Douglas County Wave and Tidal Energy Project",1733,null,"P-12743","WEC","Wave",null,"Hydrokinetic",2,null,null,"Terminated",null,"",2010,"Umpqua R.","Douglas","OR","FERC prelim. permit issued Apr 2007; expired Mar 2010.","Douglas Co., OR",null,null,null,null,null,"(1) - (3) oscillating water column wave energy devices.","2010-07-08",0.37,2,0.74]
["Dunlap I",2019,"57299",null,"WT","WND",null,"Wind",111,null,null,"Operating","Oct",2010,null,"Medicine Bow","Carbon","WY",null,"PacifiCorp. EDF Renewable Services provides O&M.",null,null,null,null,null,"(74) 1.5 MW GE WTG.  Assume 25.81% SG factor to Oregon, per PacifiCorp's 2011 OR RPS Compliance Report.","2013-04-25",0.32,111,35.520000000000003]
["Durbin Creek (Huntington Wind)",2081,59492,null,"WT","WND",null,"Wind",10,null,null,"Operating","Mar",2017,null,"Huntington, OR","Baker","OR","Project was formerly part of 50 MW total \"Oregon Wind Farms - Huntington\" and \"OWF - Lime.\" Now five, 10MW projects known as the \"Huntington Wind Projects\". Per 20yr PPA w/ IPC (signed Oct 2013), scheduled operation date is Dec 31, 2016. Per press release, construction began Jan 2016. All RECs go to owner.","Oregon Wind Farms, Inc./D.E. Shaw Renewable","20yr PPA w/ IPC thru 2036",null,null,null,null,"Longitude: 117.323W, Latitude: 44.353N; http://edocs.puc.state.or.us/efdocs/RPA/re141rpa163043.pdf","2016-09-07",0.32,10,3.2]
["Durham Advanced Wastewater Treatment Plant",2212,60263,null,"ICCG","WG",null,"Biomass",1.6,null,null,"Operating","Apr",2015,null,"Durham treatment facility","Washington","OR","$16.8M cost; Rec'd ETO incentive of $3M, and ODOE tax credit for CHP of $2.8M. Replaces old 500kW cogen system, in addition to onsite 400kW solar system.","Clean Water Services","Self-generation",null,null,null,null,"(2) 848kW cogen recip engines fueled by biogas.","2016-11-09",0.91,{"$f":"IF(ISBLANK(J139),I139,J139)","v":1.6},1.4560000000000002]
["Dynamis Ada County Landfill Project",1998,null,null,"ST","LFG",null,"Biomass",22,null,13.3,"Terminated",null,null,2013,"Ada County Landfill, 430 42' 20\" N; 1160 16' 26\" W","Ada","ID","Signed QF contract 11/11 with Idaho Power $92.35 levelized.  Ada County and Dynamis mutually terminated project in Feb 2013.","Dynamis Energy","Idaho Power",null,null,null,"Boise Bench - Emmett - Ustick 138 kV line","Steam Boiler, operating mainly on HLH","2013-03-19",{"$f":"AD140/AC140","v":0.60454545454545461},22,13.3]
["Eagle Creek Hydro Project",2145,null,"P-14769","HY","WAT",null,"Hydro",7,null,null,"Planned",null,null,null,"Eagle Creek, in Oakridge","Lane","OR","Filed prelim permit w/ FERC March 2016, accepted by FERC May 2016.","Green Canyon Energy","Potential interconnection at Lane Electric; no PPA yet.",null,null,null,"Lane County Coop?","(1) concrete weir, penstock, powerhouse and tailgate.","2016-09-04",{"$f":"AD141/AC141","v":0.60454545454545461},22,13.3]
["Eagle Point Solar (Norwest 7)",2167,null,null,"PV","Solar",null,"Solar",9.9,null,null,"Proposed","Dec",2016,null,"Central Point","Jackson","OR","20 yr PPA w/ PAC, signed in 2015. Initial testing scheduled for Nov 2016, commercially operable Dec, 2016.","Cyprus Creek Renewables","PAC - PPA",null,null,null,null,"http://edocs.puc.state.or.us/efdocs/RPA/re142rpa13659.pdf"]
["Echanis",1734,null,null,"WT","WND",null,"Wind",104,null,null,"Terminated",null,null,null,"Steens Mountain","Harney","OR","Harney Co. CUP Apr 2007. Dec 2011 Secretary of Interior approved North Steens Transmission Line Project. May 2016 - Federal appeals court ruled that the BLM's review of the project did not adequately address impacts to sage grouse. Project very unlikely to ever be developed.","Columbia Energy Partners","SCE canceled 20 yr PPA (originally signed in 2009) in March 2013.",null,null,null,"Harney Electric 115kV Harney - Winnamucca","(45) Siemens 2.3 WTG; 3/22/11 BLM put project on its priority list. Future of project uncertain per latest developments regarding PPA and interconnection delays, and litigation betw. BLM and counterparties.","2016-08-17",{"$f":"IF(OR(ISBLANK(I143),ISBLANK(K143),I143=0),VLOOKUP(E143,ADftCF,4,FALSE),K143/I143)","v":0.32},{"$f":"IF(ISBLANK(J143),I143,J143)","v":104},{"$f":"AB143*AC143","v":33.28}]
["Echo Wind Farms",1680,null,null,"WT","WND",null,"Wind",64.5,null,null,"Operating","Jul",2009,null,"Echo","Morrow/Umatilla","OR",null,"John Deere Renewables/Exelon","PacifiCorp",null,null,null,"PacifiCorp Irrigon substation","(10) REpower MM92 WTG; (27) 1.65 MW Vestas WTG","2010-01-05",0.32,64.5,20.64]
["Elbe Solar Center",2168,null,null,"PV","Solar",null,"Solar",10,null,null,"Proposed","Dec",2016,null,"Madras","Jackson","OR","20 yr PPA w/ PAC, signed in 2014. Initial testing scheduled for Oct 2016, commercially operable Apr, 2017. Per PAC press release on 9/12, RECs from project have been purchased. Expected online date Q4 2016. Assumed under construction.","Coronal Group/HelioSage","PPA w/ PAC",null,null,null,null,"http://edocs.puc.state.or.us/efdocs/RPA/re142rpa155458.pdf","2016-12-21",0.22,10,2.2000000000000002]
["Emmett",1168,null,null,"ST","WW",null,"Biomass",17.5,null,null,"Suspended",null,"",null,"Emmett","Gem","ID","Renewable Energy of Idaho to rehab as forest residue plant.  QF contract w/IPC approved by IPUC May 2004.","Renewable Energy of Idaho","See Existing Projects",null,null,null,"IPC Boise Cascade Emmett substation","Site of Boise plant idled Jul 2001. Has not been constructed, no revised service date from Idaho Power yet","2008-02-11",0.84,17.5,14.7]
["Empire Solar Power Project",2223,null,null,"PV","Solar",null,"Solar",56,null,null,"Proposed","Dec",2018,null,"10 miles SW of Prineville","Crook","OR","Received CUP in Jan 2017 from Crook County. Site prep and start of construction planned for Q4 2017; In service projection is Dec 2018 (from CUP application).","Avangrid Renewables (Aurora Solar, LLC)",null,null,null,null,null,"Expected project life 40 years (according to CUP application).","2017-03-15",{"$f":"IF(OR(ISBLANK(I147),ISBLANK(K147),I147=0),VLOOKUP(E147,ADftCF,4,FALSE),K147/I147)","v":0.22},56,12.32]
["Enloe",1948,null,"P-12569","ROR R w/Div","WAT",null,"Hydro",9,1.1399999999999999,5.0999999999999996,"Suspended",null,null,null,"Similkameen R.","Okanogan","WA","License application filed Sep 2008.  FERC issued new license to rebuild Enloe dam in July 2013.  Strong opposition to project from various stakeholders.  Water quality certificate is particularly contentious.  March 2015 - Okanogan PUD Board approved request to FERC to extend June 30 decision to proceed deadline.  FERC issued license July 2013. Still trying to determine wether to find new owner to finish dam or to tear it down.","Okanogan PUD - put project up for sale Oct 2014, hoping to finalize sale Feb 2015.","Okanogan PUD",null,null,null,"13.2 kV Okanogan PUD line.","Restoration of former hydro project.  Existing dam and reservoir; new intake canal, penstocks, powerhouse w/(2) 4.5 MW Kaplan hydroturbines, tailrace and appurtenant facilities.  Strong opposition to project.","2015-03-19",0.56666666666666665,1.1399999999999999,0.64599999999999991]
["EnviroDyne",1735,null,null,"IC","NG/FO",null,"Natural gas",13,null,null,"Terminated",null,"",2010,"Wendell","Twin Falls","ID","Announced Jun 2007.  Air quality permit application Mar 2007.","EnviroDyne Corp.","Idaho Power Co. (QF, 10 MW)",null,null,"Williams Northwest",null,"(6) 2.165 IC units (One in reserve).  Initial operation on 99:1 NG/FO","2016-08-17",0.91,13,11.83]
["Esquatzel Power",1736,null,"P-12638","HY","WAT",null,"Hydro",0.9,null,0.10273972602739725,"Operating","Nov",2011,null,"Esquatzel Canal","Franklin","WA","Exemption issued Jun 2008.","Green Energy Today",null,null,null,null,null,"Penstock and turbine-generator at existing canal drop.","2009-02-26",0.11415525114155251,0.9,0.10273972602739725]
["Evergreen Solar",2200,null,null,"PV","Solar",null,"Solar",10,null,null,"Terminated",null,null,2016,"Ontario","Malheur","OR","Evergreen Solar, LLC signed ESA w/ IPC on 9/16/15. IPC has waived rights to RECs, pursuant to OPUC order 11-505.  Project has been postponed indefinitely due to transmission interconnection costs and required upgrades in the area.","Evergreen Solar, LLC (Pacific Northwest Solar)","ESA w/ IPC (QF)",null,null,null,null,"~47K PC panels; 13MWdc, 10MWac. Lat 44.12600N, Long 117.00142W","2017-01-05",0.22,10,2.2000000000000002]
["Ewauna Solar Farm I (Blue Basin Solar)",2140,null,null,"PV","Solar",null,"Solar",0.9,null,0.21,"Operating","Feb",2016,null,"Klamath Falls","Klamath","OR",null,"OneEnergy Renewables","PPA w/ PacifiCorp (PURPA QF)",null,null,null,null,"(12) inverters, poly-si panels. Between two phases, 27 acres odf previously-distrubed industrial zoned land.","2016-07-19",0.23333333333333331,0.9,0.21]
["Ewauna Solar Farm II (Blue Basin Solar)",2141,null,null,"PV","Solar",null,"Solar",2.9,null,0.82599999999999996,"Proposed","Dec",2017,null,"Klamath Falls","Klamath","OR","PPA w/ PAC signed June 2015. PPA says commercial opp Dec 2017; news articles suggest 2016.","OneEnergy Renewables","PAC - PPA as PURPA QF",null,null,null,null,"(105) inverters. Between two phases, 27 acres odf previously-distrubed industrial zoned land. Lat 42.1, Long -121.7","2016-07-19",0.28482758620689652,2.9,0.82599999999999985]
["Fairfield Wind Farm",2131,null,null,"WT","WND",null,"Wind",10,null,null,"Operating","May",2014,null,"Fairfield, MT","Teton","MT",null,"Greenbacker Renewable Energy","NorthWestern (20yr PPA)",null,null,null,null,"(2) 1.6MW WT and (4) 1.7MW WT.","2016-07-11",0.32,10,3.2]
["Fairway Solar",2201,null,null,"PV","Solar",null,"Solar",10,null,null,"Terminated","Dec",2016,2017,null,"Malheur","OR","ESA w/ IPC signed 10/12/2015. IPC has waived rights to RECs, pursuant to OPUC order 11-505. Jan 2017 - IPC no longer expecting power - PPA terminated.","Gardner Capital Solar Development, LLC","IPC - PPA (Terminated)",null,null,null,null,"Lat 44.018, Long -117.0168","2017-09-26",0.22,10,2.2000000000000002]
["Falvey Solar (Norwest 12)",2208,null,null,"PV","Solar",null,"Solar",8,null,null,"Proposed","Dec",2016,null,"Merrill","Klamath","OR","PPA w/ PAC signed 5/29/15. Proposed11/18/2016 test date, 12/18/16 online date.","Cypress Creek Renewables","PAC - PPA as PURPA QF",null,null,null,null,"http://edocs.puc.state.or.us/efdocs/RPA/re142rpa131247.pdf","2016-11-01",0.22,8,1.76]
["Fargo Drop",1999,null,null,"HY","WAT",null,"Hydro",1.3,null,{"$f":"4*0.65/12","v":0.21666666666666667},"Operating","Apr",2013,null,"Near Homedale, ID: GPS 43.624959,-116.899728","Canyon","ID","Signed 20 year QF contract with Idaho Power 11/11.","Riverside Investments","Idaho Power Company",null,null,null,null,"Exisitng irrigation canal, generates only from July-October. $67.73/MWh in 2012 to $106.56/MWh in year 20.","2013-08-16",0.16666666666666666,1.3,0.21666666666666667]
["Farm Power Lynden",1936,null,null,"BGICCG","AW",null,"Biomass",0.75,null,null,"Operating","Nov",2010,null,"Lynden","Whatcom","WA","Construction June 2010","Farm Power Northwest","Puget Sound Energy","Lynden Farm Power (waste digesters); Van Wingerden Greenhouses",null,null,null,"Collection system, anaerobic digester and (1) 750 kW reciprocating engine.","2010-07-20",0.9,0.75,0.67500000000000004]
["Farm Power Misty Meadow",2038,null,null,"BGICCG","AW",null,"Biomass",0.75,null,null,"Operating","Jan",2013,null,"Tillamook","Tillamook","OR","Under construction","Farm Power Northwest","PacifiCorp (15 yr PPA - no green tags)",null,null,null,"Wheel to BPA Tillamook substation",null,"2014-01-30",0.9,0.75,0.67500000000000004]
["Farm Power Rexville",1676,null,null,"BGICCG","AW",null,"Biomass",0.75,null,null,"Operating","Sep",2009,null,"Rexville","Skagit","WA","PSA Apr 2008, construction Oct 2008.","Farm Power Northwest","Puget Sound Energy","Rexville Farm Power",null,null,null,"Collection system, anaerobic digester and (1) 750 kW reciprocating engine.","2010-07-20",0.9,0.75,0.67500000000000004]
["Farm Power Tillamook",1945,null,null,"BGICCG","AW",null,"Biomass",1,null,null,"Operating","May",2012,null,"Tillamook","Tillamook","OR","1.0 MM federal stimulus funding awarded Jul 2010.","Farm Power Northwest","Tillamook PUD (15 yr PPA)","Farm Power Tillamook (waste digesters)",null,null,null,"Collection system, anaerobic digester and (1) 750 kW reciprocating engine.","2012-08-21",0.9,1,0.9]
["Fighting Creek Landfill",1922,null,null,"IC","LFG",null,"Biomass",3.2,null,null,"Operating","Mar",2012,null,"Fighting Creek Landfill","Kootenai","ID","Planned service 2011 - 12.","Kootenai Electric Cooperative","Kootenai Electric Cooperative",null,null,null,null,"(2) 1.6 MW Caterpillar 3250 engines","2016-08-17",0.91,3.2,2.9120000000000004]
["Flathead County Landfill",1880,null,null,"IC","LFG",null,"Biomass",1.6,null,1,"Operating",null,2009,null,"Kalispell","Flathead","MT","Construction Oct 2008 for April 2009 service.","Flathead Electric Cooperative","Flathead Electric Cooperative",null,null,null,null,"(1) 1.6 MW Caterpillar 3520C IC","2009-06-29",0.625,1.6,1]
["Flint Creek",1947,null,"P-12107","ROR R w/Div","WAT",null,"Hydro",2,null,1.1000000000000001,"Operating","Jan",2013,null,"Flint Cr. @ Georgetown Lk Dam","Granite","MT","Application for original license filed Aug 2008; granted Jul 2010.","Granite Co.",null,null,null,null,null,"Existing reservoir & dam; formerly with power (FERC P-1473).  New pipeline, surge tank, penstock, powerhouse w/2MW Pelton hydroturbine, tailrace and appurtenant facilities.","2015-02-17",0.55000000000000004,2,1.1000000000000001]
["Frederickson Power 2",1743,null,null,"CC","NG",null,"Natural gas",280,null,null,"Terminated",null,"",2005,"Frederickson","Pierce","WA","Permitting completed mid-2003.  Air operating permit expired Jan 2005.","EPCOR dba Frederickson Power, LLC",null,null,null,null,null,null,"2006-07-17",0.9,280,252]
["Fremont Solar",2169,null,null,"PV","Solar",null,"Solar",8,null,null,"Terminated",null,null,2014,null,"Lake","OR","PPA w. PGE established initial output in Sept 2014, w/ commercial online date established in Nov 2014.","Obsidian Renewables","PPA w/ PGE",null,null,null,null,"http://edocs.puc.state.or.us/efdocs/RPA/re143rpa14511.pdf","2016-09-05",null,8]
["Frenchman Hill",1903,null,null,"WT","WND",null,"Wind",200,null,null,"Terminated",null,"",2012,"Jordan Valley (vicinity)","Owyhee/Malheur","ID/OR","Atlantic Power bought Ridgeline Energy in 2012. No mention of this project since 2010.","Ridgeline Energy",null,null,null,null,null,"Two 100 MW wind farms (west and east)","2016-08-23",{"$f":"IF(OR(ISBLANK(I167),ISBLANK(K167),I167=0),VLOOKUP(E167,ADftCF,4,FALSE),K167/I167)","v":0.32},200,{"$f":"AB167*AC167","v":64}]
["Frenchmans Ridge",1925,null,null,"WT","WND",null,"Wind",162,null,null,"Terminated",null,null,2012,"Montegue vicinity","Choureau","MT",null,"Gaelectric",null,null,null,null,null,"(45) 3 MW WTG (tentative)","2016-08-17",0.32,162,51.84]
["Fumaria Project (Columbia Solar)",2231,null,null,"PV","Solar",null,"Solar",5,null,1.3,"Proposed","Nov",2018,null,"Ellensburg","Kittitas","WA","One of five 5MW solar projects known as the Columbia Solar Projects. Tuussoo applied for permit from Washington EFSEC, circumnavigating the Kittitas County morarotium on solar projects. Initial development work began in mid-2016 and commercial operation is in November 2018.","Tuusso Energy","PSE - 15yr PPA",null,null,null,null,"Polycrystalline solar PV modules on single-axis trackers","2017-11-20",0.26,5,1.3]
["Gala Solar",2220,null,null,"PV","Solar",null,"Solar",56,null,null,"Operating","Oct",2017,null,"SW of Prineville","Crook","OR","Filed under \"Aurora Solar\" - since changed to Gala. Project received approval from Crook Cty Planning Commission for conditional use permit in January 2017. Under construction as of Feb 2017, per SunPower.","Sun Power - Avangrid (formerly Iberdrola) previous owner.","PPA w/ Apple",null,null,null,null,"Lat. 44.169717,  Long. -120.944345","2017-02-27",0.22,56,12.32]
["Geyser Wind",2030,null,null,"WT","WND",null,"Wind",200,null,null,"Terminated",null,null,2012,"Great Falls (vicinity)","Judith Basin","MT","Ongoing studies and permitting. Early stage development.","Gaelectric",null,null,null,null,null,"Ph 1 and 2 will be 10MW each. Ph 3 will add 180 MW.  Early stage development.","2016-08-23",0.32,200,64]
["Gibson Dam",2097,null,"P-12478","HY","WAT",null,"Hydro",15,null,4.5599999999999996,"Proposed",null,2019,null,"Sun River","Lewis and Clark","MT","Recevied FERC license 2012 (filed in 2009).  Existing Bureau of Rec dam and reservoir w/ irrigation storage facility.  Concrete arch dam .  Proposed new penstocks, powerhouse, maintenance building, transmission line, step-up substation, etc.","Tollhouse Energy (partnered with Greenfields Irrigation District of Fairfield, MT)",null,null,null,null,null," Existing Bureau of Rec dam and reservoir w/ irrigation storage facility.  Concrete arch dam .  Proposed new penstocks, powerhouse, maintenance building, transmission line, step-up substation, etc.","2016-08-23",0.30399999999999999,15,4.5599999999999996]
["Giiwas Green",1747,null,null,"BGICCG","WW",null,"Biomass",8,null,null,"Terminated",null,"",2010,"Chiloquin vicinity","Klamath","OR","Klamath Tribes were seeking partners in 2008. Plant cost est to be $8M-$12M.","Klamath Tribes",null,"Giiwas Green Enterprise Park",null,null,null,"(4) 2 MW trains.  Former Crater Lake Mill site.","2016-08-23",0.9,8,7.2]
["Glacier Wind Energy II",1748,null,null,"WT","WND",null,"Wind",103.5,null,35.4,"Operating","Oct",2009,null,"Cut Bank","Toole/Glacier","MT",null,"NaturEner","SDGE (15 yr PPA)",null,null,null,"NWA Cutbank - Conrad 115kV","(69) Acciona AW77/1500 WTG.  Interconnection to Glacier Electric and NorthWestern..","2009-08-13",0.34202898550724636,103.5,35.4]
["Go With The Flow Hydro",2146,null,"P-14538","HY","WAT",null,"Hydro",null,null,null,"Terminated",null,null,2016,"Umatilla River","Umatilla","OR","Prelim permit filed May 2014. FERC terminated prelim permit Aug 2016 due to failure to submit progress reports.","Go with the Flow Hydro Power, LLC",null,null,null,null,null,"Use of existing abandoned hydro project.","2016-09-04",0.5,0,0]
["Golden Hills",1749,null,null,"WT","WND",null,"Wind",400,null,null,"Proposed",null,"",null,"Wasco","Sherman","OR","SC application complete Aug 2008.  Site certificate Jun 2009.  Applied for EFSC amendment to extend construction date to June 2017 (2/12). EFSC has granted two site certificate amendments. In process of third amendment to extend construction start time to June 2018 and completion by 2021. Also request change in turbine technologies.","Orion Renewable Energy Group (purchased from BP Wind Energy North America in May 2014)",null,null,null,null,"BPA Klondike substation (200 MW); BPA John Day substation (100 MW)","WTG not selected.  Up to 267 WTG and 400 MW maximum buildout.","2016-08-23",0.32,400,128]
["Golden Sunlight",1750,null,null,"WT","WND",null,"Wind",15,null,null,"Terminated",null,"",2010,"Whitehall","Jefferson","MT","Owners of Golden Sunlight mine looking to build wind farm on closed mine field.","Barrick Gold Corp.",null,null,null,null,null,"(9) WTG","2016-08-23",0.32,15,4.8]
["Golden Valley ",1751,null,null,"WT","WND",null,"Wind",12,null,null,"Operating","Feb",2011,null,"Burley","Cassia","ID","IPUC approval of QF contract  Jun 2005.","Idaho Wind Partners (GE Financial Services, Exergy Development Group, Atlantic Power, Reunion Power)","Idaho Power Co. (QF)",null,null,null,"IPC Milner 041 35 kV feeder","(7) GE 1.5 MW WTG.","2011-02-17",0.32,12,3.84]
["Goodnoe Hills West",1752,null,null,"WT","WND",null,"Wind",56,null,18,"Terminated",null,"",2008,"Goodnoe Hills","Klickitat","WA","Real estate issues prevented project from moving forward.","Windtricity Ventures, LLC & Northwest Regional Power.",null,null,null,null,null,null,"2007-06-06",0.32142857142857145,56,18]
["Gordon Butte Pumped Storage Project",2137,null,"P-13642","PS","WAT",null,"Pump Storage",400,null,148,"Proposed",null,null,null,"Martinsdale","Meagher","MT","Final license application filed with FERC Oct 2015. FERC still going through permitting process, no final license has been approved yet (Sep 2016). FERC issued favorable environmental review in late Sept 2016, with anticipated final license expected late 2016/early 2017. FERC issued final license 12/14/16. Construction expected 2018.","Absaroka Energy",null,null,null,null,null,"Closed-cycle pumped-storage project consisting of upper and lower reservoirs, (4) 100MW turbines. http://www.gordonbuttepumpedstorage.com/","2016-12-14",0.37,400,148]
["Gordon Butte Wind Farm",2015,null,null,"WT","WND",null,"Wind",9.6,null,null,"Operating","Jan",2012,null,"Martinsdale","Meagher","MT",null,"Gordon Butte LLC: Oversight Resources LLC, Ranch LP, and DA Wind Investors LLC.","NorthWestern",null,null,null,null,"QF project, locally owned, qualifies as a small renewable under the Montana RPS","2012-06-11",0.32,9.6,3.0720000000000001]
["Gordon Ridge",1753,null,null,"WT","WND",null,"Wind",10,null,null,"Terminated",null,"",2008,"Rufus (vicinity)","Sherman","OR","Short-listed by Oregon Energy Trust June 2006.","Sheman Co./Local landowners/Western Wind Energy",null,null,null,null,null,"(5) WTG","2016-08-23",0.32,10,3.2]
["Goshen North (Goshen II)",1754,null,null,"WT","WND",null,"Wind",124.5,null,null,"Operating","Nov",2010,null,"Idaho Falls (vicinity)","Bonneville","ID","County permits secured; interconnection agreement secured Dec 2006.  Mar 2010 mobilization for Nov 2010 service.","Ridgeline Energy/BP Wind Energy","SCE (20-yr PPA for 90 to 130 MW)",null,null,null,"PAC Goshen sub.","(83) GE 1.5 MW WTG","2010-11-05",0.32,124.5,39.840000000000003]
["Goshen South (Wolverine Canyon)",1755,null,null,"WT","WND",null,"Wind",70.5,null,null,"Terminated",null,"",2012,"Blackfoot","Bingham","ID","County permits secured Apr 2008; appeal rejected Aug 2008.","Ridgeline Energy",null,null,null,null,null,"Up to 150 WTG, 1 - 3 MW.  450 MW is max capacity.","2016-08-23",0.32,70.5,22.56]
["Grand View Solar PV One",1949,null,null,"PV","Solar",null,"Solar",20,null,null,"Terminated",null,null,null,"Grand View","Elmore","ID","PPA w/IPC signed Jul 2010; filed w/IPUC Jul 2010, approved Sep 2010.","Grand View Solar PV One (on Simplot land)","IPC terminated PPA in January 2013 bc project wld not be online by operation data",null,null,null,"IPC Canyon Creek substation",null,"2016-08-23",0.22,20,4.4000000000000004]
["Grand View Solar PV Two",2063,null,null,"PV","Solar",null,"Solar",80,null,null,"Operating","Nov",2016,null,"Grand View","Elmore","ID","IPUC approved ESA w/ IPC on 11/14/14.  Proposed online date of July1, 2016. Press release dated 11/10 says construction was completed on 9/9/16, and a formal ribbon cutting ceremony was on 10/20. Expected commercial operation is late Noveber.","Alternative Power Development / Grand View Solar (on Simplot Land)","20 yr PSA with IPC under review at IPUC (9/11/14).  50/50 REC sharing.",null,null,null,"60 MWac will interconnect to the l38kV Bowmont Canyon Creek-Strike; 20 MWac will interconnect to the 34.5kV Canyon Creek 42 distribution feeder.","(340,480) polysilicon pv panels on a single axis tracking system.  Lat 43.025, Long -116.016.  Current agreement would have IPC sharing RECs 50/50 with owner.  Levelized payments over 20 yr PSA average $73.41/MWh.","2016-11-16",0.22,80,17.600000000000001]
["Grays Harbor Energy Facility (Satsop) (Phase II)",2003,null,null,"CC","NG",null,"Natural gas",650,null,null,"Proposed",null,"",null,"Satsop","Grays Harbor","WA","SC amendment submitted Nov 2008, approved Feb 2011.","Invenergy (dba Grays Harbor Energy)",null,null,null,"Williams Northwest",null,"(1) 2x1 CC","2011-03-24",0.9,650,585]
["Great Divide Solar",2251,61335,null,"PV","Solar",null,"Solar",3,null,null,"Operating","Sep",2017,null,"Canyon Creek, MT","Lewis and Clark","MT",null,"EnerParc","NorthWestern (25yr PPA)",null,null,null,null,null,"2018-01-06",{"$f":"IF(OR(ISBLANK(I188),ISBLANK(K188),I188=0),VLOOKUP(E188,ADftCF,4,FALSE),K188/I188)","v":0.22},3,0.66]
["Great Falls Energy Center (CC Plant)",1757,null,null,"CC","NG",null,"Natural gas",275,null,null,"Terminated",null,"",2010,"Great Falls","Cascade","MT","Formerly 275 MW Montana First Megawatts.  Groundbreaking 11/01.   Const. susp. June 2002 at 38% completion (expenditure basis.).  Generating equipment sold.  Project purchased by Montgomery Energy Dec 2006. ","Montgomery Energy Partners",null,null,null,"Williams Northwest",null,null,"2016-08-23",0.9,275,247.5]
["Great Falls Energy Center (Peaking Plant)",1758,null,null,"Unknown","NG",null,"Natural gas",125,null,null,"Terminated",null,"",2010,"Great Falls","Cascade","MT","Announced May 2008.","Montgomery Energy Partners",null,null,null,"Williams Northwest",null,null,"2016-08-23",{"$error":"#N/A"},125,{"$error":"#N/A"}]
["Green Meadow Solar",2170,null,null,"PV","Solar",null,"Solar",3,null,null,"Operating",null,2017,null,"Helena Valley","Lewis and Clark","MT","25yr PPA w/ NorthWestern.","Cypress Creek Renewables","NorthWestern - 25yr PPA",null,null,null,null,"http://helenair.com/news/natural-resources/california-company-to-build-helena-valley-solar-farm/article_d72f57b1-1cd0-52d8-a703-7eedf9d0219f.html","2016-09-05",0.22,3,0.66]
["Greenfield",1941,null,"P-12548","Canal","WAT",null,"Hydro",0.6,null,0.17,"Terminated",{"$f":"IF(ISBLANK(N192),\"\",LEFT(N192,3))","v":""},"",2010,"Greenfield Main Canal Greenfield Drop","Teton","MT","40-year license issued Aug 2009. License surrendered in Spetmeber 2010.","Hydrodynamics, Inc.",null,null,null,null,"Existing NorthWestern 12kV line","Existing BuRec Sun River IP canal.  Inflatable wier, intake, penstock, powerhouse and tailrace.","2016-08-23",0.28333333333333338,0.6,0.17]
["Greenfield Wind Farm",2113,null,null,"WT","WND",null,"Wind",25,null,null,"Operating","Oct",2016,null,"Fairfield, MT","Teton","MT","CU says under construction, SNL says \"early development\" - 1/21/15.  Montana PSC rejected PPA between NWE and Greenfield Wind in December 2014.  Both parties have asked for reconsideration.  MT PSC approved 25yr PPA on March 4, 2015. Currently scheduled online date is Oct 2015, but may be delayed to 2016. Latest PPA, per SNL, has start date of Oct 2016 through Oct 2041","Greenbacker Renewable Energy purchased from Foundation in Nov 2016","NorthWestern (25 yr PPA approved by MT PSC March 2015)",null,null,null,null,"(15) GE 1.5 MW WTG.  Woul be largest turbines in MT.","2017-01-16",0.32,25,8]
["Grouse Creek Wind Park I",2066,null,null,"WT","WND",null,"Wind",21,null,null,"Terminated",null,null,2013,"Lynn, Utah","Box Elder","UT","Originally planned to be online December 2013.  Current litigation w/ IPUC regarding 20-yr FESA w/ IPC.  FERC taking action against IPUC regarding PURPA contracts (Mar 2013). FERC agrees to settlement w/ IPUC Dec 2013. Unsure what this means for Grouse Creek - still don't have an active PPA.","Wasatch Wind","Idaho Power (tentative)",null,null,null,null,null,"2016-08-23",0.32,21,6.72]
["Grouse Creek Wind Park II",2067,null,null,"WT","WND",null,"Wind",21,null,null,"Terminated",null,null,2013,"Lynn, Utah","Box Elder","UT","Originally planned to be online December 2013.  Current litigation w/ IPUC regarding 20-yr FESA w/ IPC.  FERC taking action against IPUC regarding PURPA contracts (Mar 2013). FERC agrees to settlement w/ IPUC Dec 2013. Unsure what this means for Grouse Creek - still don't have an active PPA.","Wasatch Wind","Idaho Power (tentative)",null,null,null,null,null,"2016-08-23",0.32,21,6.72]
["Grove Solar Center",2114,null,null,"PV","Solar",null,"Solar",6,null,null,"Operating","Sep",2016,null,"Vale, OR","Malheur","OR","ESA signed by IPC and Grove Solar Center on 1/2/14.  20 yr ESA.  IPC waives any claim to ownership of environmental attributes - per the ESA. Construction begain Apr 2016, expected to take six months.","Heliosage","Idaho Power",null,null,null,null,"~(47,000) PV modules on a racking structure, 25 separate concrete pads.","2017-01-26",0.22,6,1.32]
["Guemes Channel",1761,null,"P-12698","TISEC","Tidal current",null,"Hydrokinetic",3.5,null,3.25,"Terminated",null,"",2010,"Guemes Channel","Skagit","WA","Preliminary permit granted Feb 2007; expired Jan 2010.","Snohomish Co. PUD",null,null,null,null,null,"166 TISEC units","2010-07-08",0.9285714285714286,3.5,3.25]
["H.W. Hill (Roosevelt Biogas) Expansion",2005,null,null,"CC","LFG",null,"Biomass",26.4,null,null,"Operating","Sep",2011,null,"Roosevelt","Klickitat","WA","Phase II expansion of 26 additional MW; (2) 10MW CTs, (1) 6MW steam generator and steam turbine","G2 Eenrgy, LLC.  Operated by Allied Waste Services.","Klickitat PUD",null,null,null,null,"(2) 10.2 MW CTGs & (1) 6MW STG.  Air-cooled","2014-01-21",0.9,26.4,23.759999999999998]
["Hammett Hill (Mountain Air)",2046,null,null,"WT","WND",null,"Wind",23,null,null,"Operating","Dec",2012,null,"Mountain Home","Elmore","ID","Developed by TERNA; Part of the 138 Mountain Air Wind Park (six projects @ 23 MW each).  ","Terna Energy","QF PPA with Idaho Power",null,null,null,"IPC","(10) Siemens SWT 2.3-101 MW.  Mtn Air Wind Park started testing operation in September 2012.","2013-04-22",0.32,23,7.36]
["Hancock Creek",2127,null,13994,"HY","WAT",null,"Hydro",6,null,null,"Construction","Jan",2018,null,"Hancock Creek, above Snoqualmie Falls; near North Bend","King","WA","Final FERC license approved (6/30/15). SnoPUD issued $40M tax exempt bonds to finance construction of Calligan Creek and Hancock Creek projects (9/28/15). Construction began in April 2016 and estimated completion/operation is late 2017/early 2018, per SnoPUD. Est. owner acceptance/start of operation now Nov 2017.","Snohomish Co. PUD","SnoPud",null,null,null,null,"Originally licensed in 1993 but project did not proceed due to economic reasons. License transfer in 2000, new companyt unable to obtain financing to proceed and license was terminated. FERC issued new prelim permit in May 2011. ROR, lowimpact, 6MW.","2017-09-26",0.5,6,3]
["Harvest Wind",1763,null,null,"WT","WND",null,"Wind",100,null,null,"Operating","Dec",2009,null,"Sundale","Klickitat","WA","Construction April 2009 for EOY 2009 service.","Cowlitz PUD, Lakeview L&P, Peninsula Light (20%) & EWEB (20%).","Cowlitz PUD (30%), Lakeview L&P (30%), Peninsula Light (20%) & EWEB (20%).",null,null,null,"BPA Rock Creek substation","(43) Siemens 2.3 WTG.","2009-09-16",0.32,100,32]
["Head of U Canal Project",2096,null,"QF14-403","HY","WAT",null,"Hydro",1.28,null,null,"Operating","May",2015,null,"Jerome, ID","Jerome","ID","Seasonal hydro.  Scheduled to be online May 1, 2015.","North Side Energy Company","20yr PPA (2015-2034) with Idaho Power",null,null,null,null,"Seasonal on canal or irrigation.  PURPA project.  2015 avoided cost rate $75.71/MWh -- 2034 avoided cost rate $137.38 MWh","2016-08-23",0.5,1.28,0.64]
["Hebgen Dam",1764,null,"P-11882","HY","WAT",null,"Hydro",6.7,null,5.3,"Terminated",null,"",2006,"Madison R.","Gallatin","MT","License pending Jun 2004. FERC dismissed FREC application for SC in Feb 2006 bc it includes the existing Madision project licensed to PPL Montana and would entail a substantial alteration of that project.","Fall River Rural Electric Coop",null,null,null,null,null,"Existing storage reservoir.","2016-08-23",0.79104477611940294,6.7,5.3]
["Helix Wind Energy Facility",1765,null,null,"WT","WND",null,"Wind",201,null,null,"Terminated",null,null,2014,"Helix","Umatilla","OR","EFSC SC application March 2009.  SC issued July 2009.  Application for SC amendment to increase capacity to 201 MW. EFSEC amended SC - extends deadline for beginning construction to Aug 2014, completing construction Aug 2017.","Iberdrola Renewables dba Helix Wind Power Facility, LLC",null,null,null,null,"Either PacifiCorp 230kV or BPA 500kV.","Up to 102 MW and 68 WTG (Current SC).  Up to 201 MW and 134 WTG (Proposed SC amendment)","2016-07-13",0.79104477611940294,201,159]
["Heppner Wind Energy Facility",2016,null,null,"WT","WND",null,"Wind",502,null,151,"Terminated",null,null,2015,"Heppner, OR","Morrow","OR","NOI filed April 2012.  Jan 2014 -  EFSEC approved one year extension of NOI to now expire 4/27/15.","Invenergy (dba Heppner Wind Energy LLC)",null,null,null,null,"BPA 500kV in Stanfield (proposed substation)","Up to 335 WTG each with nameplate capacity between 1.5 and 3.0 MW.  New 230kv tx line to deliver to POI. In permitting process.  61,000 acres.","2016-07-13",{"$f":"IF(OR(ISBLANK(I205),ISBLANK(K205),I205=0),VLOOKUP(E205,ADftCF,4,FALSE),K205/I205)","v":0.30079681274900399},502,151]
["High Mesa Wind",1997,null,null,"WT","WND",null,"Wind",40,null,null,"Operating","Dec",2012,null,"5 miles SW of Bliss, ID","Twin Falls and Elmore","ID","Idaho Power signed QF purchase 11/11 for 20 years at $56.43 levelized (IPC-E-11-26). IPUC approved contract Feb 2012.","High Mesa Wind: Exelon (former John Deere projects).","Idaho Power",null,null,null,null,"(19) Suzlon S97 2.1 MW WTG.","2013-04-24",0.32,40,12.8]
["High Plateau Windfarm (Butter Creek)",2069,null,null,"WT","WND",null,"Wind",10,null,null,"Terminated",null,null,2012,"Boardman","Morrow","OR","President Obama forbid Chinese company purchase of this wind farm and 3 others due to proximity to naval base.  Future uncertain - can't find much information.","Intelligent Wind Energy, LLC/Ralls Corp","PacifiCorp",null,null,null,null,"(2) 5 MW WTG.","2016-08-23",0.32,10,3.2]
["Highwood (coal)",1766,null,null,"FBST","COL",null,"Coal",250,null,null,"Terminated",null,"",2008,"Salem (nr Great Falls)","Cascade","MT","Preliminary enginering underway Q1 2006.  Draft EIS released July 2006.  Air permit remanded to MT DEQ for separate BACT assessment of PM 2.5 (Apr 2008); reissued Nov 2008.  Site work commenced Oct 2008, termination announced Feb 2008.","S. Montana Electric Generating & Transmission Cooperative","G&T resource",null,null,null,null,"Circulating fluidized bed combustion boiler steam plant","2009-02-03",{"$error":"#N/A"},250,{"$error":"#N/A"}]
["Highwood Generating Station (Phase II)",1927,57480,null,"CC","NG",null,"Natural gas",120,null,null,"Terminated",null,"",2012,"Salem","Cascade","MT","Construction initiated, subsequently suspended.","S. Montana Electric Generating & Transmission Cooperative","G&T resource",null,null,"Williams Northwest",null,"(2) GE LM6000PF GT, (2) fired HRSGs and STG.  Wet cooling.","2012-07-05",0.9,{"$f":"IF(ISBLANK(J209),I209,J209)","v":120},108]
["Highwood Wind",1768,null,null,"WT","WND",null,"Wind",6,null,null,"Terminated",null,"",2008,"Salem","Cascade","MT","Draft EIS released July 2006.","S. Montana Electric Generating & Transmission Cooperative","S. Montana Electric Generating & Transmission Cooperative",null,null,null,null,"(4) 1.5 MW WTG.","2006-07-06",0.32,6,1.92]
["Hoctor Ridge",1769,null,null,"WT","WND",null,"Wind",60,null,null,"Terminated",null,"",2008,"Columbia Hills","Klickitat","WA","Klickitat Co. energy overlay zone permit issued Sep 2006.","Windtricity Ventures, LLC",null,null,null,null,null,"(30) 2MW WTG.  Interconnected at Rock Creek (BPA)","2016-08-23",0.32,60,19.2]
["Horn Butte",1931,null,null,"WT","WND",null,"Wind",78,null,null,"Terminated",null,null,2010,"Cecil","Gilliam","OR","CUP approved. Navy, via the FAA, issued a \"no-build order\" due to proximity to low-altitude training space in Boardman.","Invenergy",null,null,null,null,"BPA Boardman sub via project substation","Gilliam Co. portion of WiIlow Creek project","2016-08-23",0.32,78,24.96]
["Horn Rapids Solar and Storage Training Center",2156,null,null,"PV","Solar",null,"Solar",3.2,null,null,"Proposed",null,2017,null,"north of Richland","Benton","WA","Energy Northwest announced solar/storage/training facility in September 2016. Expected to receive ~$3M from WA State Clean Energy Fund and a match from First Solar. Expected to be operational EOY 2017.","Energy Northwest","city of Richland?",null,null,null,null,"4MWdc/3.2MWac, 1MW vanadium flow battery.","2016-09-05",0.22,3.2,0.70400000000000007]
["Horse Butte I",1969,null,null,"WT","WND",null,"Wind",57.6,null,19.008000000000003,"Operating","Aug",2012,null,"Idaho Falls","Bonneville","ID","Turbine order Nov 2010","Utah Associated Municipal Power Systems, Idaho Energy Resources Authority","Utah Associated Municipal Power Systems",null,null,null,"BPA","(32) Vestas V100 1.8 MW WTG.  99 MW potential","2013-04-22",0.33,57.6,19.008000000000003]
["Hydro Battery Pearl Hill",2211,null,"P-14795","PS","WAT",null,"Pump Storage",5,null,null,"Proposed",null,2018,null,"Rufus Woods Lake, 7.25mi upstream from Chief Joseph ","Douglas","WA","Shell Energy North America filed app for FERC Prelim Permit on 7/36/16. FERC approved prelim permit on 10/25/16.","Shell Energy North America",null,null,null,null,null,"Open-loop (formerly designed to be closed-loop). (2) 2.5MW pelton generators. Project would build above ground reservoir (upper) on Dept of Natural Resources land, and a framed floating membrane reservoir (lower) in Rufus Woods Lake. Designed to be modular and replicable.","2017-09-13",0,5,0]
["Hyline Solar Center",2115,null,null,"PV","Solar",null,"Solar",10,null,null,"Operating","Sep",2016,null,"Ontario, OR","Malheur","OR","ESA signed by IPC and Hyline Solar Center on 1/15/14.  20 yr ESA.  IPC waives any claim to ownership of environmental attributes - per the ESA. Construction begain Apr 2016, expected to take six months.","Heliosage","Idaho Power",null,null,null,null,"~(47,000) PV modules on a racking structure, 25 separate concrete pads.","2017-01-26",0.22,10,2.2000000000000002]
["Idaho Valley Energy",1772,null,null,"ST","COL",null,"Coal",750,null,null,"Terminated",null,"",2006,"Glenns Ferry","Elmore","ID","Announced April 2004.  Terminated March 2006.","Sempra Generation",null,null,null,null,null,null,"2006-03-31",0.84,750,630]
["IDE 1 LLC",2120,null,null,"BGICCG","AW",null,"Biomass",2.4,null,null,"Operating","May",2012,null,"Twin Falls, ID","Twin Falls","ID",null,"CH4 Power, Inc.",null,null,null,null,null,"(3) 0.8 MW IC","2015-03-16",0.9,2.4,2.16]
["IDE 2 LLC",2121,null,null,"BGICCG","AW",null,"Biomass",4.5,null,null,"Operating","Nov",2012,null,"Jerome, ID","Jerome","ID",null,"CH4 Power, Inc.",null,null,null,null,null,"(3) 1.5 MW IC ","2015-03-16",0.9,4.5,4.05]
["IDE 3 LLC",2122,null,null,"BGICCG","AW",null,"Biomass",1.6,null,null,"Operating","Nov",2012,null,"Gooding, ID","Gooding","ID",null,"CH4 Power, Inc.",null,null,null,null,null,"(2) 0.8 MW IC","2015-03-16",0.9,1.6,1.4400000000000002]
["IDE 4 LLC",2123,null,null,"BGICCG","AW",null,"Biomass",3.3,null,null,"Operating","Mar",2013,null,"Jerome, ID","Jerome","ID",null,"CH4 Power, Inc.",null,null,null,null,null,"(3) 1.1 MW IC","2015-03-16",0.9,3.3,2.9699999999999998]
["Imrie (Goodnoe Hills II)",1884,null,null,"WT","WND",null,"Wind",34,null,null,"Terminated",null,"",2012,"Columbia Hills","Klickitat","WA","Final EIS issued June 2009. No info since then.","Northwest Wind Partners",null,null,null,null,null,"(17) 2MW WTG.  Interconnected at Rock Creek (BPA)","2016-08-23",0.32,34,10.88]
["Iron Horse Solar Project",2138,null,null,"PV","Solar",null,"Solar",4.5,null,1.18,"Proposed",null,2017,null,"Kittitas (46.98879, -120.400291)","Kittitas","WA","CUP filed in March 2016. Website says construction.operatin in 2016. As of early September 2016, project was on hold as opponents appeal CUP (per Clearing Up). Nov 14 2016 ruling rejects appeal, and project may proceed. Project stalled again (?) as commissioners denied a permit in Jan 2017. PURPA contract w/ PSE (signed in Dec 2015)","OneEnergy Renewables","PSE - PPA as PURPA QF",null,null,null,"PSE service territory; local connection","Polycrystalline solar PV modules on horizontal single-axis trackers w/ 3 inverters; 40.15 acres of irrigated ag land (hay production)","2017-03-08",0.26222222222222219,4.5,1.18]
["Ivory Pine Solar",2171,null,null,"PV","Solar",null,"Solar",10,null,null,"Terminated","Dec",2016,null,"Bly, OR","Klamath","OR","20 yr PPA w/ PAC, signed in 2014. Initial testing scheduled for Dec 1 2016, commercially operable Dec 31, 2016.","Obsidian Renewables","PPA w/ PAC",null,null,null,null,"http://edocs.puc.state.or.us/efdocs/RPA/re142rpa111727.pdf","2016-09-05",0.22,10,2.2000000000000002]
["Jackpot Solar",2217,"60897, 60898, 60899, 60900",null,"PV","Solar",null,"Solar",80,null,null,"Proposed",null,2018,null,"Jackpot, ID","Twin Falls","ID","Four projects (20MW each) titled North, South, East and West. Jackpot Solar seeing avoided cost rates from IPC, but it doesn't look like they are going to sell to IPC. Rather they are looking to CA and elsewhere. IPUC has thusfar sided with IPC in proceedings.","Jackpot Solar, Alternative Power Development",null,null,null,null,null,"http://www.puc.idaho.gov/fileroom/cases/elec/IPC/IPCE1621/20160927PETITION.PDF","2016-12-21",0.22,80,17.600000000000001]
["Jacksonville Solar Project (OR Solar 7)",2172,null,null,"PV","Solar",null,"Solar",10,null,null,"Proposed","Dec",2016,null,"Medford","Jackson","OR","20 yr PPA w/ PAC, signed in 2015. Initial testing scheduled for Nov 2016, commercially operable Dec 2016.","Origis Energy","PAC - PPA",null,null,null,null,"http://edocs.puc.state.or.us/efdocs/RPA/re142rpa135846.pdf","2016-09-05",0.22,10,2.2000000000000002]
["Jamieson Solar",2202,null,null,"PV","Solar",null,"Solar",4,null,null,"Terminated",null,null,2016,"Vale","Malheur","OR","ESA signed w/ IPC 9/16/15.  Project has been postponed indefinitely due to transmission interconnection costs and required upgrades in the area.","Jamieson Solar, LLC (Pacific Northwest Solar)","ESA w/ IPC (QF)",null,null,null,null,"http://edocs.puc.state.or.us/efdocs/RPA/re141rpa13100.pdf","2017-01-05",0.22,4,0.88]
["Jawbone Phase I",1923,58175,null,"WT","WND",null,"Wind",80,null,null,"Proposed",null,2018,null,"Harlowton","Wheatland","MT","BPA transmission reservation deposit announced Mar 2010.  NWE transmission rights secured.  Proposed construction in 2015, 2016. As of Aug 2016, Gaelectric site says they own wind development rights on the land. No construction yet.","Gaelectric",null,null,null,null,"BPA Eastern Intertie via NWE and proposed Green Line","WTG tbd.  Would require upgrade of BPA's MT to NW line, plus new substation.","2017-01-05",0.32,80,25.6]
["Jawbone Phase II",2073,null,null,"WT","WND",null,"Wind",155,null,null,"Proposed",null,2018,null,"Harlowton","Wheatland","MT","BPA transmission reservation deposit announced Mar 2010.  NWE transmission rights secured.  Proposed construction in 2015, 2016. As of Aug 2016, Gaelectric site says they own wind development rights on the land. No construction yet.","Gaelectric",null,null,null,null,"BPA Eastern Intertie via NWE and proposed Green Line","WTG tbd.  Would require upgrade of BPA's MT to NW line, plus new substation.","2017-01-05",0.32,155,49.6]
["Jett Creek (Huntington Wind)",2185,59490,null,"WT","WND",null,"Wind",10,null,null,"Operating","March",2017,null,"Huntington, OR","Baker","OR","Project was formerly part of 50 MW total \"Oregon Wind Farms - Huntington\" and \"OWF - Lime.\" Now five, 10MW projects known as the \"Huntington Wind Projects\". Per 20yr PPA w/ IPC (signed Oct 2013), scheduled operation date is Dec 31, 2016. Per press release, construction began Jan 2016. All RECs go to owner.","Oregon Wind Farms, Inc./D.E. Shaw Renewable","20yr PPA w/ IPC thru 2036",null,null,null,null,"Longitude; 117.274W, Latitude: 44.425N; http://edocs.puc.state.or.us/efdocs/RPA/re141rpa163043.pdf","2016-09-07",0.32,10,3.2]
["John Day Power Pool Pumped Storage Project",2126,null,null,"PS","Elect.",null,"Pump Storage",1200,null,null,"Proposed",null,null,null,"near John Day Dam, at site of old Columbia Gorge Aluminum Smelter","Sherman","WA","Klickitat PUD leading development - June 2015, project put on hold due to lack of partners and capital. Oct. 17, 2015- Klickitat PUD signed MOU with HydroChina which may help with the licensing effort. Klickitat owned prelim permit, but it has expired.  Now two permits pending approval from FERC - one from Klickitat and one from Clean Power Development (who would rename the project Columbia Gorge Renewable Energy Balancing Project if approved). FERC denied both preliminary permit applications in December 2015 due to inadeqaute timelines to clean up contamination from closed aluminum site. Klickitat PUD signed MOU with National Grid in Oct 2016 to develop a business case for the proposed project.","Klickitat PUD",null,null,null,null,null,"Proposed closed loop system at brownfield site of old Columbia Gorge Aluminum Smelter. Near John Day Dam. Water would be drawn from Lake Umatilla for initial fill and periodic refilling.  Two upper reservoirs and one lower reservoir.","2016-08-23",0,1200,{"$f":"AB231*AC231","v":0}]
["John Day Solar",2204,null,null,"PV","Solar",null,"Solar",5,null,null,"Terminated",null,null,2016,"Vale","Malheur","OR","Signed ESA w/ IPC on 9/16/15. IPC forfeits RECS.  Project has been postponed indefinitely due to transmission interconnection costs and required upgrades in the area.","John Day Solar, LLC (Pacific Northwest Solar)","ESA w/ IPC (QF)",null,null,null,null,"http://edocs.puc.state.or.us/efdocs/RPA/re141rpa131212.pdf","2017-01-05",0.22,5,1.1000000000000001]
["Johnson",1942,null,"P-12545","Canal","WAT",null,"Hydro",0.7,null,0.2,"Terminated",{"$f":"IF(ISBLANK(N233),\"\",LEFT(N233,3))","v":""},"",2013,"Greenfield Main Canal Johnson Drop","Teton","MT","40-year license issued Jul 2009. FERC terminated license Aug 2013 due to failure to commence construction.","Hydrodynamics, Inc.",null,null,null,null,"Existing NorthWestern 69kV line","Existing BuRec Sun River IP canal.  Inflatable wier, intake, penstock, powerhouse and tailrace.","2016-08-23",0.28571428571428575,0.7,0.2]
["Jordan Cove",1773,null,null,"CCCG","NG",null,"Natural gas",40,null,null,"Terminated",null,"",2013,"North Bend","Coos","OR","SC-NOI December 2004.  FERC pre-filing Apr 2006.  FERC filing Sep 2007.  Coos Co. land use permit gtd Dec 2007.  Announced second project-- South Dunes that may be in place of or in addition to the Jordan Cove project.  Jordan Cove may morph into South Dunes.","Energy Projects Development",null,"Jordan Cove LNG receiving terminal (regasification)",null,"Williams Northwest",null,null,"2013-05-17",0.9,40,36]
["Judith Gap Expansion",1774,null,null,"WT","WND",null,"Wind",52.5,null,null,"Terminated",null,"",2010,"Judith Gap","Wheatland","MT","The remaining capacity left from the Judith Gap agreement (total was for 188 MW, but after 150 MW there would be a required overload mitigation scheme and transmission network updated). Agreement didn't explicitly expire, but no work has been done on the scheme and it is assumed project is terminated ith other projects in the queue.","Invenergy",null,null,null,null,"NWE Broadview - Judith Gap 230 kV Line","(33) 1.5 MW GE WTG","2008-02-03",0.32,52.5,16.8]
["Juniper Canyon I",1954,null,null,"WT","WND",null,"Wind",151.19999999999999,null,null,"Operating","Feb",2011,null,"Goldendale","Klickitat","WA","County CUP February 2010, interconnection request approved May 2010, substation expansion planned for 2010.","Iberdrola Renewables dba Pacific Wind Development",null,null,null,null,"BPA Rock Creek substation @ 115kV","(63) 2.4 MW WTG, interconnection, access roads and O&M facility.","2010-08-04",0.32,151.19999999999999,48.384]
["Juniper Canyon II",1955,null,null,"WT","WND",null,"Wind",101,null,null,"Terminated",null,null,null,"Bickleton","Klickitat","WA","County review expected to be complete fall 2010.  Interconnection request to BPA in 2010, haven't been able to find any info since then.","Iberdrola Renewables dba Pacific Wind Development",null,null,null,null,"BPA Wood Creek substation (new) (Horse Heaven - Harvalum line)","Up to 65 WTG.","2016-08-24",0.32,101,32.32]
["Juniper Ridge",1879,null,null,"Conduit","WAT",null,"Hydro",3.27,null,1.5,"Operating","Oct",2010,null,"Pilot Butte Canal","Deschutes","OR",null,"Central Oregon Irrigation District","PacifiCorp",null,null,null,"PacifiCorp 69kV","2.5 mi penstock and (1) 5mw turbine-generator. ","2011-06-30",0.4587155963302752,3.27,1.5]
["Kalama Energy Center",1967,null,null,"CC","NG",null,"Natural gas",346,null,null,"Terminated",null,null,null,"Port of Kalama","Cowlitz","WA","Site lease secured Oct 2005 for Pacific Mountain Energy Center.  CC project announced Oct 2010.  Initial commercial service date is late 2015.  Dependent on FERC review of lateral (3.1 mile line - if approved, should be under construction and in service by November 2014).  Veresen terminated development due to market conditions.  Energy Northwest due to make decision on future in next month.","Energy Northwest (Veresen U.S. Power Inc. was the development partner for the project but terminated its role May 2013).",null,null,null,"Williams Northwest",null,"Combined-cycle gas plant, w/ 3.1 mile lateral.  Project is being bid into various RFPs in the region.","2016-08-24",0.9,346,311.40000000000003]
["Kelly Hills Wind",2032,null,null,"WT","WND",null,"Wind",29.9,null,null,"Terminated",null,null,2013,"Big Timber","Sweet Grass","MT","Ongoing studies and permitting.  Mid-development stage. (from Gaelectric)","Gaelectric",null,null,null,null,null,null,"2016-08-24",0.32,29.9,9.5679999999999996]
["Kittitas Valley (Sagebrush)",1776,56858,null,"WT","WND",null,"Wind",100.8,null,null,"Operating","Dec",2010,null,"Table Mountain","Kittitas","WA","Jan 2003 EFSEC application suspended fall 2005.  Revised proposal for 65 turbine project ranging in capacity from 95 to 195 MW recommended to the governor for approval Mar 2007.  Remanded to EFSEC.  Proposed SC w/modified WTG siting criteria approved Sep 2007.  Affirmed by court Nov 2008.  Amendment reducing maximum number of WTG to 52 approved Sep 2009.  Planned construction Mar 2010 for Oct 2010 service.","Horizon Wind Energy",null,null,null,null,"BPA substation (new) on 230 kV Columbia - Covington line","(48) Suzlon S88-2.1 MW WTG.","2010-04-29",0.32,100.8,32.256]
["Klamath Basin Geopower (Olene)",2143,null,null,"GB","GST",null,"Geothermal",20,null,null,"Terminated",null,null,2015,"Olene","Klamath","OR","Two exploratory wells had been dug between 2012-2014. KGB filed Chapter 7 bankruptcy in Dec 2015. In news release, owner says they had been seeking electricity customers, but work has been halted. \"We haven't done anything up there for quite awhile.\" Cheap natural gas was cited as a reason.","Klamath Basin Geopower",null,null,null,null,null,"Minimum of 12 MW, up to 20-25MW. Goal was to online 2017, before company filed for bankruptcy. ","2016-09-01",0.92,20,18.400000000000002]
["Klamath Cogeneration (Upgrade)",1290,"55103/CT1-CT2,ST1",null,"CC","NG",null,"Natural gas",30,null,null,"Operating","Jun",2010,null,"Klamath Falls","Klamath","OR","First GT upgraded June 2009, second unit June 2010.","Iberdrola Renewables","See Existing Projects","Collins Products",null,"TransCanada GTN",null,"(2) Siemens SGT6-5000 GT x1 STG.","2010-09-29",null,30,0]
["Klamath Falls Bioenergy",1928,null,null,"ST","WW",null,"Biomass",42,35,null,"Terminated",null,null,2013,"Klamath Falls","Klamath","OR","NOI to OR EFSC Apr 2010.  SC application Sep 2010.  BETC award Sep 2010.  Applied for cite certificate 7/11.  Developer withdrew application to build due to delay in getting state siting certificate - therefore missing the construction deadline for the federal economic stimulus incentive (6/18/13). ","Klamath Falls Bioenergy, LLC",null,null,null,null,"69kV PacifiCorp Collins substation.","Fluidized bed boiler and STG","2013-07-10",{"$f":"IF(OR(ISBLANK(I244),ISBLANK(K244),I244=0),VLOOKUP(E244,ADftCF,4,FALSE),K244/I244)","v":0.84},35,29.4]
["Klamath Generating Facility",1777,null,null,"CC","NG",null,"Natural gas",480,null,null,"Terminated",null,"",2013,"Klamath Falls","Klamath","OR","SC application submitted Dec-2001; granted Nov 2005.  Extension of deadline for completing construction to Nov 2012 recommended Aug 2007.","Iberdrola Renewables",null,null,null,"TransCanada GTN","PAC Meridian-Captain Jack 500kV line","(2) GT CC w/duct-firing, steam turbine configuration undetermined","2016-07-13",0.9,480,432]
["Klamath Solar",2225,"57924/1",null,"PV","Solar",null,"Solar",5,null,null,"Terminated",null,null,null,null,"Klamath","OR","Avangrid Renewables. Limited info available in EIA 860 (2016 ER); status is IP (independently postponed or no long in resource portfolio)","Avangrid Renewables ",null,null,null,null,null,null,"2017-11-07",{"$f":"IF(OR(ISBLANK(I246),ISBLANK(K246),I246=0),VLOOKUP(E246,ADftCF,4,FALSE),K246/I246)","v":0.22},5,1.1000000000000001]
["Kulzer Bioenergy Park",1912,null,null,"BGCG","WW",null,"Biomass",4.7,null,null,"Terminated",null,"",2013,"Valley","Stevens","WA","Awarded participation in WA DNR Forest Biomass Initiative Jan 2010. It appears construction began in Aug 2011 on an octaflame gasifier at an adjoining property, but that there were no scheduled plans to build the gasifiers and turbines on this property. Assume project is terminated - no new info since 2011.","Borgford BioEnergy",null,"Kulzer Bioenergy Park (polygeneration facility)",null,null,null,"Polygeneration facility producing electricity, bio-oil, syngas and bio-char.  Also announced at 9.4 MW.","2016-08-24",0.9,4.7,4.2300000000000004]
["Lakeview Cogeneration",1944,null,null,"STCG","WW",null,"Biomass",26.8,24,null,"Terminated",null,null,2011,"Lakeview","Lake","OR","Iberdrola began construction of a plant in 2010 but terminated it after they could not secure a power purchase agreement.  This new biofuel cogen project would convert woody biomass to liquid jet fuel for the US Dept of Defense.  Site was selected in February 2014 and Red Rock Biofuels started plant engineering and design studies.","U.S. Department of Defense (previous project was Iberdrola)","cogen",null,null,null,null,"Air-cooled.  Iberdrola unable to secure PPA - construction ceased in October 2011.  US Dept of Defense has new contract in place - see development notes.","2016-08-17",0.84,24,20.16]
["Lakeview Solar Project (OR Solar 6)",2173,null,null,"PV","Solar",null,"Solar",10,null,null,"Proposed","Dec",2016,null,"Lakeview","Lake","OR","20 yr PPA w/ PAC, signed in 2013. Initial testing scheduled for Nov 2016, commercially operable Dec 2016.","Origis Energy","PAC - PPA",null,null,null,null,"http://edocs.puc.state.or.us/efdocs/RPA/re142rpa135353.pdf","2016-09-05",0.22,10,2.2000000000000002]
["Langley Gulch",1778,null,null,"CC","NG",null,"Natural gas",300,null,195,"Operating","Jun",2012,null,"New Plymouth","Payette","ID","IPUC filing Mar 2009, approved Sep 2009.  Proposed EPC contract Mar 2009, engineering Sep 2009, construction Aug 2010, commercial service Aug 2012.","Idaho Power Co.","Idaho Power Co.",null,null,null,"IPC 230kV Ontario - Caldwell and 138 kV Caldwell-Willis.","Siemens SGT6-5000F GT w/duct firing. Evaporative cooling.","2010-08-09",0.65,300,195]
["Lava Beds",1779,null,null,"WT","WND",null,"Wind",18,null,null,"Terminated",null,null,2012,"Taber","Bingham","ID","IPUC approval of QF contract  Oct 2005.  With dissolution of PPA and Exergy giving up contract rights to build, project is effectively terminated.","Idaho Wind Partners (GE Financial Services, Exergy Development Group, Atlantic Power, Reunion Power)","IPC and Exergy reached settlement to terminate firm energy sales agreement on 8/14/12.  SCL purchasing RECs from 2018-2032.",null,null,null,null,"(12) GE 1.5 MW WTG","2013-04-23",0.32,18,5.76]
["Leaning Juniper IIa",1780,null,null,"WT","WND",null,"Wind",90.3,null,null,"Operating","Dec",2010,null,"Arlington","Gilliam","OR","SCA application filed May 2007; approved Sep 2007.  Developed by Iberdrola.","S. CA Public Power Authority","LADWP (75MW), Glendale (10MW), Pasadena (5MW)",null,null,null,"BPA Jones Canyon switching station ",null,"2010-06-04",0.32,90.3,28.896000000000001]
["Leaning Juniper IIb",1905,null,null,"WT","WND",null,"Wind",111,null,null,"Operating","Mar",2011,null,"Arlington","Gilliam","OR","SCA application filed May 2007; approved Sep 2007.  Developed by Iberdrola.","S. CA Public Power Authority","S. CA Public Power Authority",null,null,null,"BPA Jones Canyon switching station ",null,"2010-06-04",0.32,111,35.520000000000003]
["Lennep",2036,null,null,"WT","WND",null,"Wind",90,null,null,"Terminated",null,null,null,null,"Meagher","MT",null,"Gaelectric",null,null,null,null,null,null,"2016-08-24",0.32,90,28.8]
["Lime Wind",2014,57803,null,"WT","WND",null,"Wind",3,null,null,"Operating","Dec",2011,null,null,"Baker","OR",null,"Joesph Millworks, Inc.","Idaho Power",null,null,null,null,"$7 million Project w/ 6 X 500 kW refurbished Nordtank turbines.  Under 15 year IPCo PURPA contract starting at $0.072/kWh and increasing to $0.10/kWh over a 15-year period.","2012-05-30",0.32,3,0.96]
["Lincoln Hydroelectric Project",2215,null,"P-14754","HY","WAT",null,"Hydro",360,null,null,"Terminated",null,null,2016,"Libby Dam, Lake Koocanusa","Lincoln","MT","Project plans to use vacant bays at the existing USACOE powerhouse at Libby, and tie into existing powerlines. Each gen unit would be 120MW. Disagreement over wether FERC had jurisdiction to issue prelim permits or license at a Corps site ended with a definitive denial of the application for prelim permit. ","Rivertec Partners",null,null,null,null,null,"Project plans to use vacant bays at the existing USACOE powerhouse at Libby, and tie into existing powerlines. Each gen unit would be 120MW. ","2016-12-06",0.5,360,180]
["Linden Ranch",1882,null,null,"WT","WND",null,"Wind",50,null,null,"Operating","Sep",2010,null,"Goldendale vicinity","Klickitat","WA","Developed by enXco dba Northwest Wind Partners.","S. CA Public Power Authority","LADWP (45 MW); Glendale (5 MW)",null,null,null,"BPA Harvalum substation (via KPUD Clouse substation)","(25) REPower MM92 WTG","2010-09-27",0.32,50,16]
["Little Valley Solar",2207,null,null,"PV","Solar",null,"Solar",10,null,null,"Terminated",null,null,2016,"Harper","Malheur","OR","ESA w/ IPC signed 9/16/2015. IPC has waived rights to RECs, pursuant to OPUC order 11-505.  Project has been postponed indefinitely due to transmission interconnection costs and required upgrades in the area.","Little Valley Solar, LLC (Pacific Northwest Solar)","ESA w/ IPC (QF)",null,null,null,null,"http://edocs.puc.state.or.us/efdocs/RPA/re141rpa15751.pdf","2017-01-05",0.22,10,2.2000000000000002]
["Little Wood River Ranch II",1782,null,"P-12063","HY","WAT",null,"Hydro",1.28,null,0.77,"Operating","Oct",2015,null,"Little Wood R.","Lincoln","ID","License granted Apr 2006.  Bill to extend deadline for commencement of construction introduced to Senate May 2010.","B. Arkoosh","20yr PPA (2015-2034) with Idaho Power",null,null,null,null,"Diversion, (2) 550 kW francis units. PURPA","2016-08-24",0.6015625,1.28,0.77]
["Lonetree ",2033,null,null,"WT","WND",null,"Wind",80,null,null,"Terminated",null,null,2012,"Columbus","Stillwater","MT","Ongoing studies and permitting.  Mid-development stage. (from Gaelectric)","Gaelectric",null,null,null,null,null,null,"2016-08-24",0.32,80,25.6]
["Longhorn",2034,null,null,"WT","WND",null,"Wind",29.9,null,null,"Terminated",null,null,2012,null,"Sweet Grass","MT",null,"Gaelectric",null,null,null,null,null,null,"2016-08-24",0.32,29.9,9.5679999999999996]
["Longview Fibre Expansion",2007,null,null,"STCG","WW",null,"Biomass",65,null,null,"Terminated",null,"",2011,"Longview","Cowlitz","WA","Application for permit to DOE Jan 2010.","Longview Fibre Co.",null,"Longview Fibre Company",null,null,null,"New 650,000 lb boiler to replace existing power boilers. One 65 MW condensing turbine.  One recovery boiler and one extraction turbine to be retained. ","2016-08-24",0.84,65,54.6]
["LOTT WWTP",1329,null,null,"ICCG","WG",null,"Biomass",0.33500000000000002,null,0.26800000000000002,"Operating","Apr",2010,null,"Olympia","Thurston","WA","EPC contract awarded Jan 2009.","LOTT Wastewater Alliance","Self-generation","LOTT WWTP (waste digesters)",null,null,"PSE local","Gas treatment, 335kW reciprocating engine w/heat recovery and auxilliary boilers.","2010-09-29",0.8,0.33500000000000002,0.26800000000000002]
["Lower Columbia Clean Energy Center",1783,null,null,"IGCC","COL",null,"Coal",366,null,null,"Terminated",null,"",2006,"Port Westward","Columbia","OR","NOI submitted Sep-2006, superceding Summit/Westward project at same site.  No request for extension filed.","Summit Power Group",null,null,null,null,null,"Plant would co-produce electricity and SNG.","2006-10-06",0.83,366,303.77999999999997]
["Lower Ridge Windfarm (Butter Creek)",2068,null,null,"WT","WND",null,"Wind",10,null,null,"Terminated",null,null,2012,"Boardman","Morrow","OR","Proposal to relocate windfarm along airspace boundary - PURPA implications because move would put it within 5 mile radius of High Plateau windfarm.  President Obama forbid Chinese company purchase of this wind farm and 3 others due to proximity to naval base.  Future uncertain - can't find much information.","Intelligent Wind Energy, LLC/Ralls Corp","PacifiCorp",null,null,null,null,"(2) 5 MW WTG.","2016-08-24",0.32,10,3.2]
["Lower Snake River Balance",1785,null,null,"WT","WND",null,"Wind",907,null,null,"Proposed",null,"",null,null,"Garfield/Columbia","WA","LSR project was permitted for 1,250 MW. LSR Ph 1 was 343MW, and what used to be PHII became Tucannon (267 MW).","Puget Sound Energy","PSE",null,null,null,"(355) 2.0 MW WTG.","Balance of Dutch Flat & Kuhl Ridge sections, Tucannon & Oliphant Ridge sections (Columbia Co.)","2016-08-24",{"$f":"IF(OR(ISBLANK(I266),ISBLANK(K266),I266=0),VLOOKUP(E266,ADftCF,4,FALSE),K266/I266)","v":0.32},907,290.24]
["Lower Snake River Phase I",1900,null,null,"WT","WND",null,"Wind",343,null,102.3,"Operating","Mar",2012,null,"Pomeroy vicinity","Garfield","WA","Site prep 2010, service Dec 2011.","Puget Sound Energy",null,null,null,null,"BPA Central Ferry Substation (new)","(149) 2.3 MW Siemens SWT-2.3-101 WTG.","2010-05-24",0.29825072886297377,343,102.3]
["Lower Turnbull Drop",1786,null,"P-12597","Canal","WAT",null,"Hydro",7.7,null,null,"Operating","Sep",2011,null,"Spring Valley Canal","Teton","MT","50-yr license granted Jul 2006.","Turnbull Hydro","NorthWestern",null,null,null,null,"Existing canal drop.  (1) TG","2009-12-08",{"$error":"#N/A"},7.7,{"$error":"#N/A"}]
["Lund Hill",1956,61045,null,"WT","WND",null,"Wind",60,null,null,"Proposed",null,null,null,"Dot","Klickitat","WA","Permit approved in Feb 2012 (per RNP). ","Avangrid/Iberdrola",null,null,null,null,"BPA Wood Creek substation (new) (Horse Heaven - Harvalum line)","(~30) 1.5-3MW WTG.","2016-08-24",0.32,60,19.2]
["Magic Wind",1787,null,null,"WT","WND",null,"Wind",12,null,null,"Terminated",null,null,2012,"Buhl","Twin Falls","ID","QF contract approved by IPUC Dec 2006. Agreement w. IPC terminated in March 2012 due to failure to meet construction deadlines (after being extended 3x) and failure to make agreed upon payments.","Armand Eckert",null,null,null,null,null,null,"2007-11-26",0.32,12,3.84]
["Magpie Solar",2252,null,null,"PV","Solar",null,"Solar",3,null,{"$f":"6540/8760","v":0.74657534246575341},"Operating","Sep",2017,null,"Golden Valley, MT","Golden Valley","MT","Cypress Creek Renewables is developing.","Cypress Creek Renewables","NorthWestern PPA (25yrs)",null,null,null,null,null,"2018-01-06",{"$f":"IF(OR(ISBLANK(I271),ISBLANK(K271),I271=0),VLOOKUP(E271,ADftCF,4,FALSE),K271/I271)","v":0.24885844748858446},3,0.74657534246575341]
["Mainline (Mountain Air)",2047,null,null,"WT","WND",null,"Wind",23,null,null,"Operating","Dec",2012,null,"Mountain Home","Elmore","ID","Developed by TERNA; Part of the 138 Mountain Air Wind Park (six projects @ 23 MW each).  ","Terna Energy","QF PPA with Idaho Power",null,null,null,"IPC","(10) Siemens SWT 2.3-101 MW.  Mtn Air Wind Park started testing operation in September 2012.","2013-04-22",0.32,23,7.36]
["Makah Bay Wave Energy Pilot Project",1788,null,"P-12751","WEC","Wave",null,"Hydrokinetic",1,null,0.17142857142857143,"Terminated",null,"",2009,"Makah Bay","Clallum","WA","FERC Environmental Assessment completed Oct 2006.  License application filed Nov 2006.  Conditional 5-yr license issued Dec 2007.  License surrendered May 2009.","Finavera Renewable, Ltd.","Clallum Co. PUD",null,null,null,null,"(4) 0.25 MW AquabuOY heaving buoy hose pump units","2010-07-09",0.17142857142857143,1,0.17142857142857143]
["Malheur River Solar",2205,null,null,"PV","Solar",null,"Solar",10,null,null,"Proposed","Dec",2016,null,"Vale","Malheur","OR","ESA w/ IPC signed 10/12/2015. IPC has waived rights to RECs, pursuant to OPUC order 11-505. Jan 2017 - IPC no longer expecting power - PPA terminated.","Gardner Capital Solar Development, LLC","IPC - PPA (Terminated)",null,null,null,null,"http://edocs.puc.state.or.us/efdocs/RPA/re141rpa151218.pdf","2017-01-18",0.22,10,2.2000000000000002]
["Martinsdale (Horizon)",1790,null,null,"WT","WND",null,"Wind",300,null,null,"Proposed",null,"",null,"Martinsdale","Wheatland","MT","NorthWestern OASIS filing. According to RNP, existing transmission for first 100MW, new transmission needed for remainder.","EDP Renewables North America, LLC (principle owner)","Northwestern - Maybe, best available info at this time",null,null,null,"NWE Martinsdale substation","Capacity range 52.5 to 82.5","2016-08-24",0.32,{"$f":"IF(ISBLANK(J275),I275,J275)","v":300},96]
["Mary Taylor Drop",1793,null,"P-12550","HY","WAT",null,"Hydro",0.89,null,0.21004566210045661,"Terminated",null,"",2009,"Greenfield Main Canal (nr. Fairfield)","Teton","MT","Exemption Granted April 2006; revoked Feb 2009.","Wade Jacobson",null,null,null,null,null,"Canal project.  (1) turbine-generator","2009-03-18",0.23600636191062541,0.89,0.21004566210045661]
["Mason Dam",1794,null,"P-12686","HY","WAT",null,"Hydro",3.4,null,0.85699999999999998,"Proposed",null,"",null,"Powder R.","Baker","OR","$1MM CREB award Feb 2008.  Prelim permit expired Dec 2009; new PP granted May 2010.  County submitted draft license application and draft final biological assessment to FERC 4/30/13.  County should know by July 2014 whether project is viable. FERC gave favorable environmental assessment in December 2015. Financing remains uncertain. FERC issued 50-yr license on 9/6/16.","Baker Co., OR","Northwest Power Pool",null,null,null,null,"Run-of-river, existing dam. Requires the modification of existing stilling basin to add tailrace, construction of new 0.8 mile, 2.47kV transmision line, new substation, facilities.","2016-09-16",0.25205882352941178,3.4,0.85699999999999998]
["McKay Dam",2133,null,null,"ROR","WAT",null,"Hydro",1.9,null,null,"Proposed",null,null,null,"McKay Creek, Pendleton","Umatilla","OR","Project in very early feasibility and viability stages. Project may be in protected area? Critical habitat for Mid-C steelhead.","Houtama Hydropower LLC",null,null,null,null,"Developer to work with Pacific Power to upgrade an existing transmission line to connect to the local grid","Proposed development of a 1.9 MW generator and powerhouse at existing irrigation dam. Project would operate seasonally April - October.","2016-07-12",{"$error":"#N/A"},1.9,{"$error":"#N/A"}]
["Merrill Solar Project (OR Solar 5)",2174,null,null,"PV","Solar",null,"Solar",8,null,null,"Proposed","Dec",2016,null,"Merrill","Klamath","OR","20 yr PPA w/ PAC, signed in 2015. Initial testing scheduled for Nov 2016, commercially operable Dec 2016.","Origis Energy","PAC - PPA",null,null,null,null,"http://edocs.puc.state.or.us/efdocs/RPA/re142rpa134830.pdf","2016-09-05",0.22,8,1.76]
["Metro West Point Treatment Plant 4-5",2125,null,null,"ICCG","WG",null,"Biomass",4.5999999999999996,null,null,"Operating","Jun",2012,null,"Seattle","King","WA","Units 1-3 retired in 2007.  Units 4 and 5 built.","King Co. Dept. of Natural resources","Self gen + Seattle City Light - SCL will also take RECs.",null,null,null,null,"(2) 2.3 MW ICCG units - Caterpillar G3612 engines, 12-cylinders and Kato generators.  RECs to SCE, per factsheet on King County website.","2015-03-25",0.91,4.5999999999999996,4.1859999999999999]
["Mill Coulee Drops",1796,null,"P-12599","Canal","WAT",null,"Hydro",1.05,null,4.4634703196347034E-2,"Terminated",null,"",2010,"Mill Coulee Canal","Cascade","MT","50-yr license granted Jul 2006; surrendered Mar 2010.","Turnbull Hydro",null,null,null,null,null,"Existing canal.","2010-07-08",4.2509241139378123E-2,1.05,4.4634703196347034E-2]
["Miller Ranch (Northwest Wind)",1904,null,null,"WT","WND",null,"Wind",150,null,null,"Terminated",null,null,null,"Bickleton","Klickitat","WA","Developed by enXco.","S. CA Public Power Authority","LADWAP (112.5MW), Burbank (15 MW), Glendale (22.5MW)",null,null,null,"BPA",null,"2016-08-24",0.32,150,48]
["Milner Butte Landfill Project",2153,null,null,"IC","LFG",null,"Biomass",2.6,null,null,"Proposed",null,2017,null,"Milner Butte Landfill in Burley, ID","Cassia","ID","Jan 2016, Southern Idaho Solid Waste was trying to get approval from all effected counties commissions. October 2016 - all seven county commissioners approved project; construction expected to commence March 2017. PPA w/ IPC for 20 yrs, Oct 2018-2038. Initially installing 2.6MW, but PPA is for 5MW capacity. Could install additional 2.4MW capacity in next five years.","Southern Idaho Solid Waste","IPC - PPA",null,null,null,null,"(2) 1.3 IC","2017-12-06",0.91,2.6,2.3660000000000001]
["Milner Dam ",1798,null,null,"WT","WND",null,"Wind",19.5,null,null,"Operating","Feb",2011,null,"Murtaugh","Cassia","ID","IPUC approval of QF contract  Oct 2005.","Idaho Wind Partners (GE Financial Services, Exergy Development Group, Atlantic Power, Reunion Power)","Idaho Power Co. (QF)",null,null,null,null,"(12) GE 1.5 MW WTG","2011-02-17",0.32,19.5,6.24]
["Montague Wind Facility",1906,58099,null,"WT","WND",null,"Wind",404,null,135,"Construction",null,2020,null,"Arlington","Gilliam","OR","SCA filed May 2010. Second amendment to SC approved Dec 2015. Deadline for startig construction is Sept 14, 2017, with completion no later than Sept 14, 2020. Avangrid confirmed construction of first phase (202 MW) began by September 14, 2017 deadline.","Avangrid (formerly Iberdrola)","Apple has signed PPA to purchase output from 1st phase (202 MW), expected by end of 2018.",null,null,null,"BPA Slatt substation ","(112) 3.6MW WTG - approved amendment to original site certificate","2017-11-22",0.33415841584158418,404,135]
["Moores Hallow",2175,null,null,"PV","Solar",null,"Solar",10,null,null,"Terminated",null,null,2016,null,"Malheur","OR","Oct 2015 Blue Earth purchased project from Pacific Northwest Solar. PPA w/ IPC. Expected to break ground in early 2016, complete by EOY 2016. It appears Blue Earth filed for bankruptcy and had some high profile board members resign in 2016, according to SNL. ","Blue Earth","IPC - PPA (terminated)",null,null,null,null,"http://renewables.seenews.com/news/blue-earth-acquires-13-mwp-solar-project-in-oregon-498712","2017-09-26",0.22,10,2.2000000000000002]
["Mountain Home Solar (Mt. Home Solar I)",2111,null,null,"PV","Solar",null,"Solar",19.98,null,null,"Operating","March",2017,null,"Mountain Home, ID","Elmore","ID","ESA submitted by IPC and Intermountain Energy Partners on 10/13/14.  IPUC approved ESA on 1/8/15.  IPC will be granted 50% ownership of RECs, seller to have remaining 50%.","Intermountain Energy Partners","Idaho Power Company (20-year ESA); QF project",null,null,null,null,"Expected to use mono crystalline solar modules with Tier 1 inverters and utilize single axis tracking system.","2016-09-05",0.22,19.98,4.3956]
["Moyer-Tolles Solar Station",2184,null,null,"PV","Solar",null,"Solar",1,null,0.2,"Operating","Mar",2016,null,"Umatilla, near Hwy 730","Umatilla","OR","Built to meet UEC's future RPS obligations. Christenson Electric was EPC contractor.","Umatilla Electric Coop","Umatilla Electric Coop",null,null,null,null,"3,952 PV panels on 6.5 acres purchased from the Port of Umatilla","2016-12-21",0.2,1,0.2]
["MTSUN",2242,null,null,"PV","Solar",null,"Solar",80,null,null,"Proposed",null,2018,null,"Alkali Creek Road, Billings","Yellowstone","MT","MTSun signed lease w/ state of MT September 2016. 10yr QF ESA signed w/ NorthWestern Energy for $20/MWh. Project developers said that they cannot move forward with that QF agreement - the rate is too low to make it work. They are \"committed\" to developing the project so were going to explore other options, including filing with the PSC re: the QF.","MTSun","NorthWestern - 10 yr QF",null,null,null,null,"480 acres, located near retired Corette coal plant. Expected to be operational EOY 2018; cost $90-$110M.","2017-12-05",{"$f":"IF(OR(ISBLANK(I289),ISBLANK(K289),I289=0),VLOOKUP(E289,ADftCF,4,FALSE),K289/I289)","v":0.22},80,17.600000000000001]
["Mud Springs Wind Ranch Project",2099,59756,null,"WT","WND",null,"Wind",240,null,null,"Proposed",null,2018,null,"Bridger","Carbon","MT","Broke ground (site preparation) day after PTC was extended in Dec 2014 (through 2014).  Construction began late 2014? According to Carbon Cty Board of Commissioners, developers waiting on approval of  \"New or Expanding Industry Assessment\" before construction can begin.","EverPower","PAC - Potential PPA with PacifiCorp - nothing signed as of Dec 2014. Although SNL has a PPA with PAC starting in 2018.",null,null,null,"PacifiCorp","Three (40) 2MW WTG wind projects for total 240MW capacity. Outside of NW power planning region.","2017-01-05",0.32,240,76.8]
["Mule Hollow Windfarm (Butter Creek)",2228,null,null,"WT","WND",null,"Wind",10,null,null,"Terminated",null,null,2012,"Boardman","Umatilla","OR","President Obama forbid Chinese company purchase of this wind farm and 3 others due to proximity to naval base.  Future uncertain - can't find much information.","Intelligent Wind Energy, LLC/Ralls Corp","PacifiCorp",null,null,null,null,"(2) 5 MW WTG.","2017-11-15",0.32,10,3.2]
["Murphy Flat Power Project",2103,60009,null,"PV","Solar",null,"Solar",20,null,null,"Operating","Apr",2017,null,"Murphy","Owyhee","ID","IPUC approved 20yr PURPA QF energy sales agreement Dec. 29, 2014.  Plan to come online Dec 2016 to take adv of 30% ITC.","First Wind, Inc.","Idaho Power Co. (QF) - 20 yr",null,null,null,"Northern 34.5 kV distribution line out of Sinker Creek Substation","Project expected to use (10) 2.0 MW ac SMA inverters and (85,880) JA 305w DC panels and utilize a single axis tracking system (from ESA IPUC filing).  RECs to be split 50/50 between IPC and developer.  Expected CF 26.5% AC.","2015-01-07",0.26500000000000001,20,5.3000000000000007]
["Murphy Flat Wind",2056,null,null,"WT","WND",null,"Wind",75,null,null,"Terminated",null,null,2012,"Murphy","Owyhee","ID","PPA with IPC were denied in 2010, and again in 2012. Assuming projects are terminated - no new info.","First Wind",null,null,null,null,"IPC","FERC ruled that IPC must honor original QF agreement with First Wind - 11/22/12","2016-08-24",{"$f":"IF(OR(ISBLANK(I293),ISBLANK(K293),I293=0),VLOOKUP(E293,ADftCF,4,FALSE),K293/I293)","v":0.32},75,24]
["Murphy Flats",1990,null,null,"PV","Solar",null,"Solar",20,null,null,"Terminated",null,null,null,"Murphy","Owyhee","ID","IPCo submitted PPA to IPUC for approval July 2011. IPUC recommends rejection 9/2011. IPUC approves amended contract for $97.47/MWh levelized, 10/2011.","Interconnect Solar","IPC",null,null,null,"Sinker Creek Substation","$97.47/MWh levelized cost QF project. Siemens solar panels, 25 year contract.  Concern over whether project will be finished in time (interconnection issues).  Owner filed petition for enforcement w/ FERC saying IPUC violated PURPA by allowing IPC to terminate PPA (3/4/13).","2013-08-16",0.22,20,4.4000000000000004]
["Musselshell Wind 1",2074,null,null,"WT","WND",null,"Wind",10,null,null,"Operating","Dec",2012,null,"Shawmut, MT","Wheatland","MT","25 yr PPA w/ NorthWestern (through Dec 2037).  Construction set to be completed by end of 2012.","Volkswind/Goldwind","NorthWestern",null,null,null,"NorthWestern Energy 100 kV transmission line","(7) 1.5 MW WTG (produced by Broadwind)","2013-04-24",0.32,10,{"$f":"AB295*AC295","v":3.2}]
["Musselshell Wind 2",2075,null,null,"WT","WND",null,"Wind",10,null,null,"Operating","Dec",2012,null,"Shawmut, MT","Wheatland","MT","25 yr PPA w/ NorthWestern (through Dec 2037).  Construction set to be completed by end of 2012.","Volkswind/Goldwind","NorthWestern",null,null,null,"NorthWestern Energy 100 kV transmission line","(7) 1.5 MW WTG (produced by Broadwind)","2013-04-24",0.32,10,3.2]
["Narrows Tidal Energy Project",1800,null,"P-12612","TISEC","Tidal current",null,"Hydrokinetic",0.75,null,null,"Terminated",null,"",2008,"Point Evans","Pierce","WA","Preliminary permit expired Jan 2008.","Tacoma Power",null,null,null,null,null,"Pilot in-stream tidal current energy project.","2009-03-18",0.3,0.75,0.22499999999999998]
["Neal Hot Springs",1801,null,null,"GE","GST",null,"Geothermal",23,null,null,"Operating","Nov",2012,null,"Vale","Malheur","OR","Successful bid for IPC July 2006 geothermal RFP.  Interconnection agreement signed Feb 2009.  USDOE load guarantee announced May 2009.  Wellfield development underway .  PPA w/IPC Dec 2009.  Planned service Q4 2012.  U.S. GEA Phase III status Apr 2010.","U.S. Geothermal Co. dba USG Oregon, LLC","IPC",null,null,null,"IPC","35 MW (gross), 23 MW (net).  $96/ MWh to start, $117.65 25 year levelized.  150 Construction jobs, 12 permanent jobs, 18 month construction period.  $96.8 million guarantees are 75% of total project cost ($129 million) Info based on US Geothermal news release.","2010-09-24",0.92,23,21.16]
["Neff Solar (Norwest 2)",2176,null,null,"PV","Solar",null,"Solar",9.9,null,null,"Operating","Dec",2016,null,"Bend","Deschutes","OR","20 yr PPA w/ PAC, signed in 2015. Initial testing scheduled for Nov 2016, commercially operable Dec 31, 2016.","Cypress Creek Renewables","PPA w PAC",null,null,null,null,"http://edocs.puc.state.or.us/efdocs/RPA/re142rpa115832.pdf","2016-09-05",0.22,9.9,2.1779999999999999]
["Nelson Creek (Lignite) 1 & 2",1803,null,null,"ST","LIG",null,"Coal",508,null,null,"Terminated",null,"",2007,"Circle","McCone","MT","Site announced Mar 2004.  Reported inactive since August 2007.","Great Northern Power Development/Kiewit Mining Group",null,null,null,null,"NWE Colstrip switchyard","Circulating fluidized bed combustion boiler steam plant.  Transmission interconnection to WAPA. ","2010-09-29",0.84,508,426.71999999999997]
["Neoen Solar",2198,null,null,"PV","Solar",null,"Solar",20,null,null,"Proposed",null,2020,null,"Six miles N of Richland, near Hanford","Benton","WA","Neoen working with Energy Northwest. Small generator interconnection request not yet submitted to BPA (Aug 2016). Parcel of land was deeded to Energy Northwest in 2015. Neoen initiated site studies in June 2017.","Neoen Renewables",null,null,null,null,null,"100 acres of land near Hanford's southern boundary","2016-09-08",0.22,20,4.4000000000000004]
["New Colony Wind ",2255,null,null,"WT","WND",null,"Wind",23.1,null,null,"Terminated",null,null,2017,"Martinsdale","Wheatland","MT","TransAlta developing project. Per a MT PSC decision in late 2017, in December 2017 TransAlta stated that they were no longer able to move forward with development due to the QF price being \"economically unfeasible\" - SNL.","TransAlta",null,null,null,null,null,null,"2018-01-06",{"$f":"IF(OR(ISBLANK(I302),ISBLANK(K302),I302=0),VLOOKUP(E302,ADftCF,4,FALSE),K302/I302)","v":0.32},23.1,7.3920000000000003]
["Newberry Geothermal Project (Military Pass Road)",1805,null,null,"GE","GST",null,"Geothermal",140,127,null,"Terminated",null,"",2010,"Newberry Caldera","Deschutes","OR","120 MW 20-yr PPC negotiated w/PG&E July 2006, subsequently terminated.  EFSC NOI filed July 2008, terminated Jul 2010.","Davenport Energy",null,null,null,null,"BPA LaPine 230kV (140 MW)","Production and injection wells, (4) dual flash units of 35 gross, 32 (net summer); or (3) units of 47.5 gross, 45 MW net summer.  Mechanical draft cooling, 12 mi. interconnection.","2010-09-29",0.92,127,116.84]
["Nine Mile Rehab & Upgrade",1930,null,"P-2545B","ROR","WAT",null,"Hydro",9.6,null,4.4000000000000004,"Construction",null,2016,null,"Spokane R. (Nine Mile Falls, WA))","Spokane","WA","Planned service 2012 and 2013.","Avista",null,null,null,null,null,"Replacement of Units 1 and 2, addition of rubber dam.","2016-08-24",0.45833333333333337,9.6,4.4000000000000004]
["Nippon Paper Industries",1913,null,null,"STCG","WW",null,"Biomass",20,null,null,"Operating","Dec",2013,null,"Port Angeles","Clallum","WA","Awarded participation in WA DNR Forest Biomass Initiative Jan 2010.  Draft EIS July 2010.  Planned service 2012.  Under construction since June 2011 - new planned service date of Q4 2013.","Nippon Paper Industries","6 MW excess power","Nippon Paper Industries",null,null,null,"Replacement HP boiler and new extraction steam turbine-generator.  Washington Dept of Commerce (6/4/13) confirmed that the project would qualify as a \"new biomass resource\" as opposed to a qualifying/legacy biomass resource.  This means the full output is available for RECs in the state of WA.","2013-07-16",0.84,20,16.8]
["Nolin Hills Wind Farm",2189,null,null,"WT","WND",null,"Wind",350,null,null,"Proposed",null,"Dec",2020,"Southeast of Pendleton","Umatilla","OR","From Capitol Power's website - project has secured 47K acres under lease from a single landowner. The proposed B2H transmission would run through the southern portion of the project site. 9/7/17 - Capitol Power filed Notice of Intent with OR EFSC. Construction could start in 2019 and commercial op by EOY 2020. Developer ordered the main transformer pre-2017 to qualify for the full ITC.","Capital Power",null,null,null,null,null,"http://www.capitalpower.com/generationportfolio/US/Pages/NolinHillsWind.aspx","2017-11-20",0.32,350,112]
["Norris Hill",1808,null,null,"WT","WND",null,"Wind",150,null,null,"Terminated",null,"",2014,"Norris Hill","Madison","MT","Land leases secured; wind monitoring underway.","Madison Valley Renewable Energy",null,null,null,null,null,null,"2016-08-24",0.32,150,48]
["Norris Hill Wind Project",1809,null,null,"WT","WND",null,"Wind",20,null,null,"Terminated",null,"",2014,"Norris vicinity","Madison","MT","County permit secured, wind assessment underway.","Sagebrush Energy",null,null,null,null,"Existing NorthWestern transmission at site.","(8) 2.5 MW WTG.","2016-08-24",0.32,20,6.4]
["North Gooding Main Hydro",2218,null,null,"HY","WAT",null,"Hydro",1.3,null,null,"Operating","Oct",2016,null,"Gooding, ID","Gooding","ID","PURPA QF w/ IPC, executed 7/29/15. Seasonal hydro facility. Rec'd conduit exemption from FERC. Scheduled operation date April 2017.","North Gooding Main Hydro, LLC","PURPA QF w/ IPC",null,null,null,null,"FERC-exempt conduit; seasonal hydro project","2016-12-21",0.5,1.3,0.65]
["Notch Butte",1810,null,null,"WT","WND",null,"Wind",18,null,null,"Terminated",null,null,2012,"Shoshone","Lincoln","ID","IPUC approval of QF contract  Oct 2005.  With dissolution of PPA and Exergy giving up contract rights to build, project is effectively terminated.","Idaho Wind Partners (GE Financial Services, Exergy Development Group, Atlantic Power, Reunion Power)","IPC and Exergy reached settlement to terminate firm energy sales agreement on 8/14/12.  SCL purchasing RECs from 2018-2032.",null,null,null,null,"(12) GE 1.5 MW WTG","2013-04-23",0.32,18,5.76]
["OIT Geoheat Center",1811,null,null,"GE","GST",null,"Geothermal",1.75,null,null,"Operating",null,2014,null,"Klamath Falls","Klamath","OR","Announced Nov 2006.  Exploration underway April 2008.  0.28 MW binary unit operating Aug 2009.  U.S. GEA Phase III status Apr 2010.","Oregon Institute of Technology","OIT",null,null,null,null,"Proposed 1 MW unit off new deep well + existing 0.25 MW binary unit off shallow wells. ","2016-08-24",0.92,1.75,1.61]
["Old Mill Solar Project",2130,null,null,"PV","Solar",null,"Solar",5,null,null,"Operating","May",2016,null,"Bly, OR","Klamath","OR","Old Weyerhauser sawmill site. Owned by NextEra Energy Resources, developed by Obsidian Renewables. ","NextEra Energy Resources","15yr PPA with Pacificorp (w/ two, 5-yr options to extend for a full 25yr PPA)",null,null,null,null,"~ 20,000 PV modules. JKM 305P-72 Jinko.","2016-06-08",0.22,5,1.1000000000000001]
["Olds Ferry Solar",2206,null,null,"PV","Solar",null,"Solar",5,null,null,"Terminated",null,null,2017,"Ontario","Malheur","OR","ESA w/ IPC signed 10/12/2015. IPC has waived rights to RECs, pursuant to OPUC order 11-505. Jan 2017 - IPC no longer expecting power - PPA terminated.","Gardner Capital Solar Development, LLC","IPC -Terminated",null,null,null,null,"http://edocs.puc.state.or.us/efdocs/RPA/re141rpa15100.pdf","2017-09-26",0.22,5,1.1000000000000001]
["Ontario Power Project",1812,null,null,"GTCG","NG",null,"Natural gas",60,null,null,"Terminated",null,"",2010,"Ontario","Malheur","OR","Granted high-efficiency cogeneration exemption by OR EFSEC June 2005.","Cogentech",null,"Heinz/Or-Ida Foods (potato processing)",null,"Williams Northwest",null,null,"2016-08-24",0.94,60,56.4]
["Open Range Solar Center",2116,null,null,"PV","Solar",null,"Solar",10,null,null,"Operating","Sep",2016,null,"Nyssa","Malheur","OR","ESA signed by IPC and Open Range Solar Center on 12/13/13.  20 yr ESA.  IPC waives any claim to ownership of environmental attributes - per the ESA. Construction began Apr 2016, expected to take six months.","Heliosage","Idaho Power",null,null,null,null,"~(47,000) PV modules on a racking structure, 25 separate concrete pads.","2017-01-26",0.22,10,2.2000000000000002]
["Orbit Energy Seattle Biogas Project",2154,null,null,"IC","LNG",null,"Biomass",4.5,null,null,"Proposed",null,null,null,null,"King","WA","Status uncertain. Original owner Orbit Energy no longer has website. 15yr PPA w/ PSE.","BioGas Corp","PSE - PPA",null,null,null,null,"(3) 1.5MW IC","2016-09-04",0.91,4.5,4.0949999999999998]
["Orchard Ranch Solar",2104,60010,null,"PV","Solar",null,"Solar",20,null,null,"Operating","March",2017,null,"Orchard","Ada","ID","IPUC approved 20yr PURPA QF energy sales agreement Dec. 29, 2014.  Plan to come online Dec 2016 to take adv of 30% ITC.","First Wind, Inc.","Idaho Power Co. (QF) - 20 yr",null,null,null,"34.5kV line near Orchard Road","Project expected to use (10) 2.0 MW ac SMA inverters and (85,880) JA 305w DC panels and utilize a single axis tracking system (from ESA IPUC filing).  RECs to be split 50/50 between IPC and developer.  Expected CF 26.5% AC.","2015-01-07",0.26900000000000002,20,5.3800000000000008]
["Orchard Windfarm 1",2192,null,null,"WT","WND",null,"Wind",10,null,null,"Proposed","Oct",2020,null,"in Morrow/Umatilla counties, near Hinkle","Morrow/Umatilla","OR","PPA signed with PAC June 2016. Start-up testing by Oct 2019, commercial Oct 2020.","Orchard Windfarm, LLC","PAC - PPA",null,null,null,null,"http://edocs.puc.state.or.us/efdocs/RPA/re142rpa152548.pdf","2016-09-07",1.2689999999999999,10,12.69]
["Orchard Windfarm 2",2193,null,null,"WT","WND",null,"Wind",10,null,null,"Proposed","Oct",2020,null,"in Morrow/Umatilla counties, near Hinkle","Morrow/Umatilla","OR","PPA signed with PAC June 2016. Start-up testing by Oct 2019, commercial Oct 2020.","Orchard Windfarm, LLC","PAC - PPA",null,null,null,null,"http://edocs.puc.state.or.us/efdocs/RPA/re142rpa152858.pdf","2016-09-07",2.2690000000000001,10,22.69]
["Orchard Windfarm 3",2194,null,null,"WT","WND",null,"Wind",10,null,null,"Proposed","Oct",2020,null,"in Morrow/Umatilla counties, near Hinkle","Morrow/Umatilla","OR","PPA signed with PAC June 2016. Start-up testing by Oct 2019, commercial Oct 2020.","Orchard Windfarm, LLC","PAC - PPA",null,null,null,null,"http://edocs.puc.state.or.us/efdocs/RPA/re142rpa153023.pdf","2016-09-07",3.2690000000000001,10,32.69]
["Orchard Windfarm 4",2195,null,null,"WT","WND",null,"Wind",10,null,null,"Proposed","Oct",2020,null,"in Morrow/Umatilla counties, near Hinkle","Morrow/Umatilla","OR","PPA signed with PAC June 2016. Start-up testing by Oct 2019, commercial Oct 2020.","Orchard Windfarm, LLC","PAC - PPA",null,null,null,null,"http://edocs.puc.state.or.us/efdocs/RPA/re142rpa153147.pdf","2016-09-07",4.2690000000000001,10,42.69]
["Oregon Convention Center Solar Project",2216,null,null,"PV","Solar",null,"Solar",1.4,null,null,"Operating","Aug",2016,null,"Oregon Convention Center, Portland","Multnomah","OR","Generation begain on August 4, 2016. Operated by SolarCity. Funding from Pacific Power and ETO.","Oregon Convention Center","Self gen (expected to produce 25-30% of facility's electricity)",null,null,null,null,"~6,500 rooftop solar panels.","2016-12-21",5.2690000000000001,1.4,7.3765999999999998]
["Oregon State University Energy Center",1673,null,null,"GTCG","NG",null,"Natural gas",5.5,null,null,"Operating",null,2009,null,"Corvallis","Benton","OR","Construction started Nov 2006.","Oregon State University","OSU","OSU (Campus loads)",null,null,null,"(1) 5.5 MW GT w/HSRG and (2) auxilliary boilers.","2008-10-28",{"$f":"IF(OR(ISBLANK(I323),ISBLANK(K323),I323=0),VLOOKUP(E323,ADftCF,4,FALSE),K323/I323)","v":0.94},5.5,5.17]
["Oregon Trail ",1813,null,null,"WT","WND",null,"Wind",13.5,null,null,"Operating","Dec ",2010,null,"Hagerman","Twin Falls","ID","IPUC approval of QF contract  Apr 2005.","Idaho Wind Partners (GE Financial Services, Exergy Development Group, Atlantic Power, Reunion Power)","Idaho Power Co. (QF)",null,null,null,null,"(7) GE 1.5 MW WTG","2011-02-17",0.32,13.5,4.32]
["Oregon Winds Pumped Storage",1974,null,"P-13860","PS","Elect.",null,"Pump Storage",400,null,null,"Terminated",null,null,2015,"Jones Canyon (Arlington)","Sherman","OR","FERC issued prelim permit March 2011. Amended permit July 2012. Prelim permit expired without filing application for final license.","GridFlex Energy",null,null,null,null,null,"Snowball's chance.  Formerly known as \"Jones Creek.\"","2012-06-06",0,400,0]
["Outback Solar I",1907,null,null,"PV","Solar",null,"Solar",5,null,null,"Operating","Oct",2012,null,"Christmas Valley","Lake","OR","Planned construction Mar 2010.","Constellation owns and operates, Obsidian Finance Group and Smart Energy Capital developed","25-yr PPA with PGE",null,null,null,null,"23,000 solar modules, 16 acre solar array","2013-06-17",0.22,5,1.1000000000000001]
["Outback Solar II",1908,null,null,"PV","Solar",null,"Solar",5,null,null,"Proposed",null,"",null,"Christmas Valley","Lake","OR",null,"Obsidian Renewables dba  Outback Solar","PGE - PPA as PURPA QF",null,null,null,null,null,"2010-02-10",0.22,5,1.1000000000000001]
["Outback Solar III",1909,null,null,"PV","Solar",null,"Solar",5,null,null,"Proposed",null,"",null,"Christmas Valley","Lake","OR",null,"Obsidian Renewables dba  Outback Solar","PGE - PPA as PURPA QF",null,null,null,null,null,"2010-02-10",0.22,5,1.1000000000000001]
["Owyhee Pumped Storage Project",2214,null,"P-14786","PS","Elect.",null,"Pump Storage",500,null,175,"Proposed",null,null,null,"Lake Owyhee near city of Adrian","Malheur","OR","Owyhee Hydro, LLC (under Gridflex Energy) filed app for prelim permit on 6/13/16. FERC granted prelim permit on 9/7/16.","Gridflex/Owyhee Hydro, LLC",null,null,null,null,"Planned B2H line, or existing Summer Lake-Midpoint 500kV","Existing Owyhee dam. (4) 125MW reversible pump turbines. ","2016-11-16",0.35,500,175]
["Pacific Mountain Energy Center",1814,null,null,"IGCC","PC/COL/NG",null,"Petroleum",600,null,null,"Terminated",null,"",2009,"Kalama","Cowlitz","WA","Site lease secured Oct 2005.  Application for site certification filed Sep 2006.  Draft EIS released Jun 2007.  SC application terminated May 2009.","Energy Northwest",null,null,null,null,null,"(2) 340 MW (gross) IGCC trains.","2009-05-14",0.83,600,498]
["PacifiCorp Solar Farm (unnamed to date)",2094,null,null,"PV","Solar",null,"Solar",2,null,null,"Proposed","June",2016,null,"TBD - potentially near Salt Lake City",null,"UT","Rocky Mountain Power released PR announcing plans to build solar farm in UT.  Will be partially funded by customer Blue Sky program.  Looking for company owned sites in UT, or the SLC area.  Initially 2MW, with potential expansion to 5 MW","PacifiCorp","PAC",null,null,null,null,"2 MW solar PV (~9000 panels), with potential to expand to 5 MW","2014-03-31",0.22,2,0.44]
["Paisley Geothermal",2106,null,null,"GE","GST",null,"Geothermal",3.1,null,null,"Operating","Oct",2015,null,"Colahan Ranch","Lake","OR","July 2014 update - construction phase nearing completion.  69kVa tx line and substation constructed.  June 9 generator was run for short tests.","Surprise Valley Electrification Coop","PacifiCorp?",null,null,null,null,"Turbine Air Systems is the manufacturer of the binary energy system units. See white paper for details - https://pangea.stanford.edu/ERE/db/WGC/papers/WGC/2015/06001.pdf","2016-08-25",0.92,3.1,2.8520000000000003]
["Palouse",1952,null,null,"WT","WND",null,"Wind",104.4,null,40,"Operating","Dec",2012,null,"Oakesdale","Whitman","WA","CUP application Jul 2010. Won Avista RFP 7/2011.  GE 1.6-100 turbines probably accounts for high cf.","First Wind","Avista",null,null,null,"Avista","(50) 2 MW WTG","2012-12-26",0.38314176245210724,104.4,40]
["PaTu",1953,null,null,"WT","WND",null,"Wind",9,null,3.5388127853881279,"Operating","Dec",2010,null,"Wasco","Sherman","OR","Construction June 2010.","Oregon Trail Windfarm, LLC/MMA Renewable Ventures","Portland General Electric",null,null,null,"BPA Klondike Schoolhouse via N. Wasco PUD","(6) WTG.","2010-11-18",0.39320142059868091,9,3.5388127853881279]
["Payne's Ferry",1886,57124,null,"WT","WND",null,"Wind",21,null,null,"Operating","Dec",2010,null,"Hagerman","Twin Falls","ID","IPUC approval of QF contract  Aug 2009.","Idaho Wind Partners (GE Financial Services, Exergy Development Group, Atlantic Power, Reunion Power)","Idaho Power Co. (QF)",null,null,null,"IPC King-Bliss 138kV line","(14) GE 1.5 MW WTG.","2011-02-17",0.32,21,6.72]
["PE 16.4 Wasteway Hydroelectric Project",2148,null,"P-14349","HY","WAT",null,"Hydro",1.8,null,null,"Proposed",null,null,null,"16.4 Wasteway of Columbia Basin Project, near Richland","Franklin","WA","March 26, 2013 FERC issued preliminary permits to PE 16.4 Wasteway, PE46A Wasteway, PEC 1973 Drop, and Scootenay Inlet Drop. On Dec 9, 2015 Columbia Basin Hydropower filed request for extension of permits, set to expire Feb 2016. In Dec 2015, Percheron Power filed a protest citing \"site banking.\" FERC denied permit extension in Jan 2016, citing that not enough work had been done in first two years to warrant extension. Prelim permit terminated Feb 29, 2016. In March 2016, Percheron Power filed a petition for a declaratory order requesting that the Commission find that it has jurisdiction to authorize small conduit hydroelectric projects of five megawatts or less within the Columbia Basin Project (at the previously prelim permitted projects for CBH).","Columbia Basin Hydropower",null,null,null,null,null,"https://www.federalregister.gov/articles/2016/04/05/2016-07724/percheron-power-llc-notice-of-petition-for-declaratory-order","2016-09-04",0.5,1.8,0.9]
["PE 46A Wasteway Hydroelectric Project",2149,null,"P-14351","HY","WAT",null,"Hydro",1.6,null,null,"Proposed",null,null,null,"16.4 Wasteway of Columbia Basin Project, near Richland","Franklin","WA","See PE 16.4 for dev't notes.","Columbia Basin Hydropower",null,null,null,null,null,"https://www.federalregister.gov/articles/2016/04/05/2016-07724/percheron-power-llc-notice-of-petition-for-declaratory-order","2016-09-04",0.5,1.6,0.8]
["Pebble Springs (Leaning Juniper II North)",1427,null,null,"WT","WND",null,"Wind",99,null,31.5,"Operating","Feb",2009,null,"Arlington","Gilliam","OR","PPA w/LADWP, Burbank & Glendale announced Dec 2007.","Iberdrola Renewables","18 yr PPAs w/option to buy w/LADWP (69 MW), Burbank (20 MW) & Glendale (10 MW).",null,null,null,"BPA Jones Canyon switching station","(47) Suzlon S88-2.1 MW WTG.","2010-04-22",0.31818181818181818,99,31.5]
["PEC 1973 Drop Hydroelectric Project",2150,null,"P-14316","HY","WAT",null,"Hydro",2.2000000000000002,null,null,"Proposed",null,null,null,"Potholes East Canal, near Othello","Franklin","WA","See PE 16.4 for dev't notes.","Columbia Basin Hydropower",null,null,null,null,null,"https://www.federalregister.gov/articles/2016/04/05/2016-07724/percheron-power-llc-notice-of-petition-for-declaratory-order","2016-09-04",null,2.2000000000000002]
["Pendleton Solar (Norwest 9)",2178,null,null,"PV","Solar",null,"Solar",6,null,null,"Terminated","Dec",2016,null,"Pendleton","Umatilla","OR","20 yr PPA w/ PAC, signed in 2015. Initial testing scheduled for Nov 2016, commercially operable Dec 31, 2016.","Cypress Creek Renewables","PPA w/ PAC",null,null,null,null,"http://edocs.puc.state.or.us/efdocs/RPA/re142rpa114122.pdf","2016-09-05",{"$f":"IF(OR(ISBLANK(I340),ISBLANK(K340),I340=0),VLOOKUP(E340,ADftCF,4,FALSE),K340/I340)","v":0.22},6,{"$f":"AB340*AC340","v":1.32}]
["Perennial Wind Chaser Station",2040,59721,null,"GTintercooled","NG",null,"Natural gas",415,null,null,"Proposed",null,null,null,"Hermiston","Umatilla","OR","Amended NOI filed 9/4/12.  Bidding into combined baseload and cpacity RFP from PGE issued on 6/8/12.  Filed second amended NOI on 8/13/13, ODOE issued amended PO on 9/30/13.  Applied for site certificate on 4/3/14.  Site certificate granted Sept 2015 - project must begin construction by September 23, 2018 and be completed by September 23, 2021.","Perennial Power Holdings",null,null,null,"4.6 mile lateral from Cascade Natural Gas","Longhorn substation","(4) GE LMS100 (or equivalent) turbines and 13 miles of Tx lines","2016-08-25",0.91,415,377.65000000000003]
["Penstemon Project (Columbia Solar)",2230,null,null,"PV","Solar",null,"Solar",5,null,1.3,"Proposed","Nov",2018,null,"Ellensburg","Kittitas","WA","One of five 5MW solar projects known as the Columbia Solar Projects. Tuussoo applied for permit from Washington EFSEC, circumnavigating the Kittitas County morarotium on solar projects. Initial development work began in mid-2016 and commercial operation is in November 2018.","Tuusso Energy","PSE - 15yr PPA",null,null,null,null,"Polycrystalline solar PV modules on single-axis trackers","2017-11-20",0.26,{"$f":"IF(ISBLANK(J342),I342,J342)","v":5},1.3]
["Pilgrim Stage Station ",1815,null,null,"WT","WND",null,"Wind",10.5,null,null,"Operating","Feb",2011,null,"Hagerman","Twin Falls","ID","IPUC approval of QF contract  Apr 2005.","Idaho Wind Partners (GE Financial Services, Exergy Development Group, Atlantic Power, Reunion Power)","Idaho Power Co. (QF)",null,null,null,null,"(7) GE 1.5 MW WTG","2011-02-17",0.32,10.5,3.36]
["Pine City Windfarm (Butter Creek)",2227,null,null,"WT","WND",null,"Wind",10,null,null,"Terminated",null,null,2012,"Boardman","Morrow","OR","President Obama forbid Chinese company purchase of this wind farm and 3 others due to proximity to naval base.  Future uncertain - can't find much information.","Intelligent Wind Energy, LLC/Ralls Corp","PacifiCorp",null,null,null,null,"(2) 5 MW WTG.","2017-11-15",0.32,10,3.2]
["Pine Ridge",1924,null,null,"WT","WND",null,"Wind",90,null,null,"Terminated",null,"",2012,"Hardin/Billings vicinity","Yellowstone","MT",null,"Gaelectric",null,null,null,null,null,"(34) 3 MW WTG (tentative)","2016-08-25",0.32,90,28.8]
["Pioneer Wind Park I",2050,null,null,"WT","WND",null,"Wind",40,null,null,"Operating","Oct",2016,null,"Glenrock","Converse","WY","Construction as put on hold while wiating for WY Supreme Court ruling on 12/17/12.  New construction schedule will be released soon.  Project expected to be operational by June 2016.","sPower","20 yr PPA w/ PacifiCorp (QF)",null,null,null,null,"(31) GE 1.6 XLE turbines.","2017-01-26",0.32,40,12.8]
["Pioneer Wind Park II",2051,null,null,"WT","WND",null,"Wind",40,null,null,"Operating","Oct",2016,null,"Glenrock","Converse","WY","Construction as put on hold while wiating for WY Supreme Court ruling on 12/17/12.  New construction schedule will be released soon.","sPower","PacifiCorp",null,null,null,null,"(31) GE 1.6 XLE turbines.","2017-01-26",0.32,40,12.8]
["Pocatello Solar 1",2112,null,null,"PV","Solar",null,"Solar",19.98,null,null,"Terminated",null,null,2016,"Pocatello, ID","Power","ID","ESA submitted by IPC and Intermountain Energy Partners on 10/13/14.  IPUC approved ESA on 1/8/15.  IPC will be granted 50% ownership of RECs, seller to have remaining 50%. Project cancelled May 2016 due to lengthy delays within FAA environmental review process (project was to be located at the Pocatello Regional Airport).","Intermountain Energy Partners","Idaho Power Company (20-year ESA); QF project",null,null,null,null,"Expected to use mono crystalline solar modules with Tier 1 inverters and utilize single axis tracking system.","2017-01-05",0.22,19.98,4.3956]
["Ponderosa",1841,null,"P-13470","Conduit","WAT",null,"Hydro",0.75,0.7,0.3,"Operating","May",2010,null,"Swalley I.D. Main Canal","Deschutes","OR",null,"Swalley Irrigation District","PacifiCorp",null,null,null,"PacifiCorp","Headworks, 5.1 mi penstock and (1) 750 kW Francis horizontal turbine-generator. ","2010-09-29",0.39999999999999997,0.7,0.27999999999999997]
["Ponderosa Solar",2222,null,null,"PV","Solar",null,"Solar",34.5,null,null,"Proposed",null,2017,null,"4 miles SW Prineville, OR","Crook","OR","Rec'd conditional use permit from Crook County March 2016. Construction was set for Q3 2016, with online date Q2 2017. ","EDF Renewables",null,null,null,null,"Ponderosa Station via new 1.3 mile, above ground 115kV","Up to 320 acres. Proposed project would use ground-mounted, single axis trackers. OP life expected to be 30 years.","2017-03-08",{"$f":"IF(OR(ISBLANK(I350),ISBLANK(K350),I350=0),VLOOKUP(E350,ADftCF,4,FALSE),K350/I350)","v":0.22},34.5,7.59]
["Poplars Ranch Solar",2129,59890,null,"PV","Solar",null,"Solar",15,null,null,"Proposed","Dec",2017,null,"Christmas Valley","Lake County","OR","Project has received Conditional Use Permit (CUP) from Lake County. SWCA provided environmental review of property. Start of construction date extended to September 2016","Capital Power",null,null,null,null,"BPA 115kV Fort Rock to La Pine","320 acres. Technology undetermined. 43° 17' 26.2716\" N, 120° 55' 34.1184\" W","2016-03-23",0.22,15,3.3]
["Port Townsend Paper Expansion",2093,null,null,"STCG","WW",null,"Biomass",25,null,null,"Terminated",null,null,2014,"Port Townsend","Clallum","WA","Construction is on hold/idle after completion of its first phase, although \"the falling price of natural gas has made the development of this kind of renewable energy resource less attractive.\" Due to environmental challenges, cheap natural gas, project no longer financially viable - company decides not to extend construction permits as of April 2014.","Port Towsend Paper",null,null,null,null,null,"State Supremem Court denied appeal by environmental groups, upholding permit for expansion (2/27/14)","2016-08-29",0.84,25,21]
["Port Westward II",1975,null,null,"IC","NG",null,"Natural gas",220,null,null,"Operating","Dec",2014,null,"Port Westward (Clatskanie)","Columbia","OR","PW2 was selected as the winning bid for PGE's RFP on 1/31/13.  Construction expected to start in 2013.  Plant came online Dec 30, 2014.","Portland General Electric","Portland General Electric",null,null,null,null,"Per PGE Site Certificate & 1009 IRP.  Reciprocating engine gensets supplied by Wartsila - (12) Wartsila 50SG.  Wartsila signed long-term service agreement to maintain engines (10 yrs).","2015-01-06",0.91,220,200.20000000000002]
["Power County Wind Park North",1965,57761,null,"WT","WND",null,"Wind",22.5,null,7.57,"Operating","Dec",2011,null,"American Falls","Power","ID","QF PPA approved by IPUC Oct 2010.  Planned service Dec 2011.","Windland, dba Power County Wind Park North, LLC","PacifiCorp (QF)",null,null,null,"PAC 230kV Brady-Treasureton line via Power Co. S. interconnection.","(12) Vestas V100 1.8 MW WTG","2012-11-25",0.33644444444444443,22.5,7.5699999999999994]
["Power County Wind Park South",1966,57760,null,"WT","WND",null,"Wind",22.5,null,6.91,"Operating","Dec",2011,null,"American Falls","Power","ID","QF PPA approved by IPUC Oct 2010.  Planned service Dec 2011.","Windland, dba Power County Wind Park South, LLC","PacifiCorp (QF)",null,null,null,"PAC 230kV Brady-Treasureton line","(12) Vestas V100 1.8 MW WTG","2012-11-25",0.30711111111111111,22.5,6.91]
["Prineville Pumped Storage Project",2065,null,"P-14453","PS","Elect.",null,"Pump Storage",200,null,60,"Proposed",null,null,null,"Prineville Reservoir","Crook","OR","FERC accepted prelim permit application on Feb 5, 2013.  FERC granted preliminary permit on July 19, 2013. Gridflex Energy sumitted successive application for preliminary permit July 2016. Modified project plans to 200 MW, ~525,600 MWh annually. FERC issued notice of competing permit on 9/1/16 (with Bowman Dam, which also filed prelim license on 7/1/16).","Gridflex Energy, Prineville Energy Storage",null,null,null,null,"Ponderosa Station via new 16 mile, 115-kV line","(2) 100 MW variable speeed reversible pump turbines.  ","2016-11-16",0.3,200,60]
["Prineville Solar Energy Project",2221,null,null,"PV","Solar",null,"Solar",55,null,null,"Proposed",null,null,null,"east of the Les SchwabWarehouse Center in Prineville","Crook","OR","Location very close to Apple and Facebook data centers. Transmission options appear to be PAC substation, or nearby local load. Approved conditional use permit in Nov 2015.","Invenergy","No PPA yet",null,null,null,null,"Lat 44.273717,  Lat -120.876622","2017-03-08",0.22,55,12.1]
["Pristine Springs No. 3",1817,null,"P-12144","HY (Canal)","WAT",null,"Hydro",0.2,null,null,"Operating",null,2005,null,"Snake R.","Jerome","ID","Exemption granted Apr. 2002.","Idaho Department of Water Resources",null,null,null,null,null,"While this project is operating, its final nameplate capacity ended up being 200kW, so it doesn't need to be moved over to the existing projects table.","2016-08-31",{"$error":"#N/A"},0.2,{"$error":"#N/A"}]
["Project Effectuate (WindFloat Pacific)",2077,null,null,"WT","WND",null,"Wind - Offshore",30,null,null,"Proposed",null,null,null,"Offshore - Coos Bay","Coos","OR","Principle Power received $4M grant from DOE in March 2013. Rec'd $47MM matching grant from DOE in May 2014 - get $6.7MM up front to finish front-end engineering designs, then remaining funds only after PPA agreements are signed and environmental reviews are completed. DOE selected three projects to continue funding (New Jersey, Lake Eerie, Maine), and withdrew support for the Principle project - May 2016. Without PPA and funding, future is uncertain.","Principle Power.  Partnering with Deepwater Wind to build the project.","Potentially negotiating PPA with Jordan Cove Energy facility.",null,null,null,"subsea cable to planned South Dunes Power Plant associated with the Jordan Cove LNG facility.","(5) Floating wind energy platforms would be anchored in about 1000 feet of water, 15 miles off Coos Bay.","2016-08-31",0.32,30,9.6]
["ProLogis II",1922,null,null,"PV","Solar",null,"Solar",2.4,null,null,"Operating","Jul",2010,null,"Portland & vicinity","Multnomah, Clackamas","OR",null,"Sunway (Portland General Electric & U.S. Bank)","Portland General Electric",null,null,null,null,"Thin film PV.  Seven warehouse rooftop installations.  Consolidated into PGE distributed solar record in Existing Project database.","2010-09-28",0.22,2.4,0.52800000000000002]
["Prospector (Huntington Wind)",2186,59493,null,"WT","WND",null,"Wind",10,null,null,"Operating","March",2017,null,"Huntington, OR","Baker","OR","Project was formerly part of 50 MW total \"Oregon Wind Farms - Huntington\" and \"OWF - Lime.\" Now five, 10MW projects known as the \"Huntington Wind Projects\". Per 20yr PPA w/ IPC (signed Oct 2013), scheduled operation date is Dec 31, 2016. Per press release, construction began Jan 2016. All RECs go to owner","Oregon Wind Farms, Inc./D.E. Shaw Renewable","20yr PPA w/ IPC thru 2036",null,null,null,null,"Longitude: 1 17.255W, Latitude: 44.41 8N; http://edocs.puc.state.or.us/efdocs/RPA/re141rpa163043.pdf","2016-09-07",0.32,10,3.2]
["Quin",1898,null,null,"WT","WND",null,"Wind",null,null,null,"Terminated",null,"",null,"Hagerman",null,"ID",null,"Pacific Winds/PowerWorks, Inc., dba as Idaho Winds",null,null,null,null,null,"No information is available on this site. Assume terminated","2016-08-31",0.32,0,0]
["Radar Ridge",1818,null,null,"WT","WND",null,"Wind",60,null,null,"Terminated",null,"",2011,"Naselle","Pacific","WA","Grays Harbor withdraws from consortium May 2010.  Project Canceled per BPA Journal, December 2011.","Energy Northwest","Clallam, Mason 3 & Pacific Co. PUDs",null,null,null,"BPA","(32) WTG","2010-05-24",0.32,60,19.2]
["Raft River Phase II",1819,null,null,"GB","GST",null,"Geothermal",15,null,13,"Terminated",null,"",2008,"Raft River KGRA","Cassia","ID","25 yr PPA w/EWEB for maximum of 16 MW signed March 2008, subsequently terminated.","U.S. Geothermal Co.","EWEB",null,null,null,null,"Air-cooled binary technology.","2017-09-26",0.8666666666666667,15,13]
["Railroad Solar Center",2117,null,null,"PV","Solar",null,"Solar",4.5,null,null,"Operating","Dec",2016,null,"Ontario","Malheur","OR","ESA signed by IPC and Railroad Solar Center on 2/21/14.  20 yr ESA.  IPC waives any claim to ownership of environmental attributes - per the ESA. Under construction as of April 2016, to take about six months.","Heliosage","Idaho Power",null,null,null,null,"~(47,000) PV modules on a racking structure, 25 separate concrete pads.","2017-01-26",0.22,4.5,0.99]
["Rainbow Ranch Wind",2054,null,null,"WT","WND",null,"Wind",23,null,null,"Terminated",null,null,2015,"Cassia Cty","Cassia","ID","American Wind Group is challenging PUC's PURPA rules for qualifying facilities, as well as Idaho Power.  FERC to act against the IPUC for denying the PURPA deals.  RNP says in permitting process. In 2012, developers filed application and petition with IPUC to change its decision on approval of PPA. This was formerly withdrawn by the developer in February 2015.","American Wind Group","Idaho Power?",null,null,null,null,null,"2016-08-31",0.32,23,7.36]
["Rainbow Redevelopment",1821,"2193/RAI9",null,"HY","WAT",null,"Hydro",60,null,null,"Operating","Apr",2013,null,"Missouri R.","Cascade","MT","Planned construction Spring 2009 for Spring 2011 service.","PPL Montana","PPL Montana",null,null,null,null,"Original License granted April 1956; expired November 1994.  Run-of-river w/diversion.  Planned redevelopment 2009-11 will replace existing units w/one 60 MW unit.","2013-08-16",0.5,60,30]
["Rainbow West Wind",2055,null,null,"WT","WND",null,"Wind",23,null,null,"Terminated",null,null,2015,"Cassia Cty","Cassia","ID","American Wind Group is challenging PUC's PURPA rules for qualifying facilities, as well as Idaho Power.  RNP says in permitting process. In 2012, developers filed application and petition with IPUC to change its decision on approval of PPA. This was formerly withdrawn by developer in February 2015.","American Wind Group","Idaho Power?",null,null,null,null,null,"2016-08-31",0.32,23,7.36]
["Rainier Biogas",2037,null,null,"BGICCG","AW",null,"Biomass",0.8,null,null,"Operating","Dec",2012,null,"Enumclaw","King","WA","Planned construction summer 2012.","Rainier Biogas LLC (Farm Power LLC and the Ritter Dairy)",null,null,null,null,null,"Collection system, anaerobic digester and (1) 750 kW reciprocating engine.","2014-02-14",0.9,0.8,0.72000000000000008]
["Red Creek",2190,null,null,"WT","WND",null,"Wind",200,null,null,"Terminated",null,null,null,null,null,"MT","Announced on NaturEner's website, but very little information (Sept 2016).","NaturEner",null,null,null,null,null,"http://www.naturener.us/redcreek",null,null,200]
["Reedsport OPT Wave Park",1822,null,"P-12713","WEC","Wave",null,"Hydrokinetic",1.5,null,0.7,"Terminated",null,"",null,"Reedsport","Douglas","OR","FERC prelim. permit for 50 MW Feb 2007; FERC approved license for 1.5 MW in August 2012.  $2.4 MM USDOE grant announced Sep 2010.  Developer surrendered large scale 50 MW permit and terminated project citing high costs, however they were still going forward with 1.5 MW test project.  Expected first buoy in the summer of 2015 with the others following within two years. UPDATE - 4/30/14 - project terminated as owner has pulled plug on project in Oregon and is looking to build in Australia instead.","Ocean Power Technologies",null,null,null,null,null,"50 MW ultimate potential.  OPT Power Buoy technology. FERC 35yr license granted 8/13/12.  Full build out - (10) 150kW \"PB150\" generator buoys spanning 30-acres in 205-225 feet deep water.  OPT pulled plug on project citing that it lacked the money to comply with \"unexpected\" regulatory requirements. ","2014-05-13",{"$f":"IF(OR(ISBLANK(I371),ISBLANK(K371),I371=0),VLOOKUP(E371,ADftCF,4,FALSE),K371/I371)","v":0.46666666666666662},1.5,{"$f":"AB371*AC371","v":0.7}]
["Rich Passage",1823,null,"P-12688","TISEC","Tidal current",null,"Hydrokinetic",1.4,null,0.98,"Terminated",null,"",2008,"Rich Passage","Kitsap","WA","Preliminary permit granted Feb 2007; surrendered Oct 2008.","Snohomish Co. PUD",null,null,null,null,null,"62 TISEC units","2010-07-09",0.70000000000000007,1.4,0.98]
["Rickreall Cow Power",1824,null,null,"BGIC","AW",null,"Biomass",0.85,null,0.68,"Terminated",null,"",2014,"Rickreall","Polk","OR","Anaerobic digester.  Still trying to finance 1/13/06","Agricultural Sustainable Energy Technologies","PacifiCorp (QF)","Rickreall Dairy Digester Project (digester & fiber dryer)",null,null,null,"(1) 850kW GE/Jennbacher engine","2016-09-01",0.8,0.85,0.68]
["Rim Rock 1",1891,null,null,"WT","WND",null,"Wind",189,null,null,"Operating","Dec",2012,null,"North of Ethridge","Toole/Glacier","MT","PPA w/SDGE approved Dec 2009. Requires completion of MATL (scheduled for 2011).  Planned construction 2010.  SDG&E PUC request for equity investment Jul 2010. SDG&E to take RECs and power, but immediately return the power to Naturener.  Naturener has a long term PPA with Morgan Stanley who will market it.","NaturEner","SDGE (15 yr PPA)",null,null,null,"Montana-Alberta Tie Line (MATL)","126 Acciona AW-77 1.5 MW wind turbines.  Morgan Stanley expected to market the power in WECC, with access over MATL (Naturener has 300 MW of MATL).","2013-03-27",0.32,189,60.480000000000004]
["Rim Rock 2",2000,null,null,"WT","WND",null,"Wind",{"$f":"309-189","v":120},null,null,"Terminated",null,null,2011,"North of Ethridge","Toole/Glacier","MT","PPA w/SDGE approved Dec 2009. Requires completion of MATL (scheduled for 2011).  Planned construction 2010.  SDG&E PUC request for equity investment Jul 2010. NaturEner cut project's capacity from 309MW to 189MW in mid-2011 for tax and investment purposes. ","NaturEner",null,null,null,null,"Montana-Alberta Tie Line (MATL)",null,"2016-08-31",0.32,120,38.4]
["River Bend Solar",2239,61289,null,"PV","Solar",null,"Solar",2,null,null,"Operating",null,2017,null,"Reed Point","Stillwater","MT","Looks like a PPA w/ NorthWestern Energy, per March 2017 news article - http://www.ktvq.com/story/34950147/solar-plants-nearly-complete-in-reed-point-and-hardin. County commissioners approved 50% tax decrease for first five years, decreasing until 10 years.","Cypress Creek Renewables","NorthWestern PPA (25yrs)",null,null,null,null,"18 acres","2018-01-06",{"$f":"IF(OR(ISBLANK(I376),ISBLANK(K376),I376=0),VLOOKUP(E376,ADftCF,4,FALSE),K376/I376)","v":0.22},2,0.44]
["Riverbend Landfill",1916,57019,null,"IC","LFG",null,"Biomass",4,null,null,"Operating","Jun",2010,null,"McMinville","Yamhill","OR","Construction Sep 2009 for Jun 2010 service","G2 Eenrgy, LLC","McMinnville Power & Light",null,null,null,null,"(2) Caterpillar 1.6MW reciprocating engines.","2011-12-08",0.91,4,3.64]
["Rock Creek Dairy",1933,null,null,"BGICCG","AW",null,"Biomass",3,null,1.7753424657534247,"Operating","Feb",2013,null,"Filer, Gooding County,Section 19, Township 8S, Range 16E","Twin Falls","ID","PURPA contract filed w/PUC May 2010; approved July 2010.","New Energy One","Idaho Power (QF, firm energy)","Rock Creek Dairy (waste digester)",null,null,"IPC Clover sub","Gasification of cattle waste.  Anaerobic digestor w/(4) engine-generators ((1) Cat 3520, (3) Cat 3412), boiler & flare.","2013-04-22",0.59178082191780823,3,1.7753424657534247]
["Rock Creek Wind Power Facility",2008,null,null,"WT","WND",null,"Wind",550,null,null,"Terminated",null,null,2013,"Condon","Gilliam","OR","NOI to EFSC Sep 2010.  PGE proposal to OPUC to acquire 400 MW.","RES America dba Rock Creek Wind Power, LLC","PGE (See Development Notes)",null,null,null,"Either proposed BPA Diamond Butte sub on existing Slatt - Buckley 500kV line or proposed PGE Cedar Springs sub on proposed PGE Cascade Crossing 500kV line. ","(183) to (305) WTG (type not selected).","2016-07-13",0.32,550,176]
["Rockland",1970,null,null,"WT","WND",null,"Wind",80,null,24.9,"Operating",12,2011,null,"American Falls","Power","ID","IPC request for 25yr PPA approval Sep 2010.  Planned service EOY 2011.  Vestas received turbine order per N American WindPower, 12/17/2010. IPUC approved IPCO purchase 12/6/2010 CU Article.","Ridgeline Energy, Atlantic Power Corp.","25 yr PPA w/ Idaho Power Co.; PPA expires 2036",null,null,null,"IPC 138kV near Brady sub","(44) Vestas V100 1.8 MW WTG.","2013-04-23",0.31124999999999997,80,24.9]
["Rogerson Flats Wind Park",2059,null,null,"WT","WND",null,"Wind",20,null,null,"Terminated",null,null,2012,"Rogerson","Twin Falls","ID","PURPA.  20 yr PPA w/ Idaho Power was terminated 8/14/12.  Project behind schedule - was supposed to be operating June 2012.  With dissolution of PPA and Exergy giving up contract rights to build, project is effectively terminated.","Exergy Development Group","20 yr PPA w/ Idaho Power terminated.",null,null,null,null,"(13) 1.6 MW turbines.","2013-04-23",0.32,20,6.4]
["Roundup",1825,null,null,"IGCC","COL",null,"Coal",300,null,100,"Terminated",null,"",2007,"Roundup","Musselshell","MT","Proposed coal to liquids plant permitting proposed to be supplemental to MT DEQ air permits issued Feb 2003 for previously proposed steam-electric plant.  Air permits reported to be revoked Sepl 2007.","Arch Coal, DKRW Advanced Fuels",null,null,null,null,null,"Goal gasifier w/coal-to-liquids plant, 300 MW combined-cycle plant and CO2 separation.  Net 100MW for export.","2007-07-24",0.33333333333333331,300,100]
["Roy Wind",2035,null,null,"WT","WND",null,"Wind",104,null,null,"Terminated",null,null,2013,null,"Fergus","MT","No new information available, Gaelectric seems to have pulled back on all(?) of its projects in MT.","Gaelectric",null,null,null,null,null,null,"2016-08-31",null,104]
["Ryegrass (Mountain Air)",2048,null,null,"WT","WND",null,"Wind",23,null,null,"Operating","Dec",2012,null,"Mountain Home","Elmore","ID","Developed by TERNA; Part of the 138 Mountain Air Wind Park (six projects @ 23 MW each).  ","Terna Energy","QF PPA with Idaho Power",null,null,null,"IPC","(10) Siemens SWT 2.3-101 MW.  Mtn Air Wind Park started testing operation in September 2012.","2012-11-07",{"$f":"IF(OR(ISBLANK(I384),ISBLANK(K384),I384=0),VLOOKUP(E384,ADftCF,4,FALSE),K384/I384)","v":0.32},23,{"$f":"AB384*AC384","v":7.36}]
["Saddle Butte Wind Park",1889,null,null,"WT","WND",null,"Wind",399,null,133,"Proposed",null,"",null,"Cecil vicinity-- Adjacent to Shepherd's Flat Sounth","Gilliam/Morrow","OR","NOI to Oregon EFSC Aug 2009.  EFSC Project Order Issued 10/20/2010.  Application complete 3/29/13.  Draft Proposed Order issued, along with Notice of Contested case 10/7/13. Proposed contested case order issues October 2015. PER ODOE EFSC, developer has requested that ODOE suspend work on the aplication for site certificate (5/27/15). Prior to suspension, contested case proceedings were ongoing. In November 2016 citing was issed allowing them to begin construction. Must start within 3 years and finish within 6. ","Caithness Energy, dba Saddle Butte Wind, LLC",null,null,null,null,"BPA Slatt substation","(~131) WTG, mfr & model TBD. 13,555 acres.","2016-09-01",0.33333333333333331,399,{"$f":"AB385*AC385","v":133}]
["Saddle Mountain",1910,null,null,"WT","WND",null,"Wind",57,null,null,"Proposed",null,"",null,"Othello","Adams","WA","Conditional use permit announced Feb 2010. As of 2013, developer needed to file new application for a wind testing and monitoring area right of way. No new info available after this.","EDP Renewables",null,null,null,null,"Avista Benton/Tauton 115kV","(32) 1.8 MW WTG (tentative)","2016-09-01",0.32,57,{"$f":"AB386*AC386","v":18.240000000000002}]
["Salmon Creek Wind Park",2060,null,null,"WT","WND",null,"Wind",20,null,null,"Terminated",null,null,2012,"Rogerson","Twin Falls","ID","PURPA.  20 yr PPA w/ Idaho Power was terminated 8/14/12.  Project behind schedule - was supposed to be operating June 2012.  With dissolution of PPA and Exergy giving up contract rights to build, project is effectively terminated.","Exergy Development Group","20 yr PPA w/ Idaho Power terminated.",null,null,null,null,"(13) 1.6 MW turbines.","2013-04-23",0.32,20]
["Salmon Falls ",1995,null,null,"WT","WND",null,"Wind",21,null,null,"Operating","Feb",2011,null,"Hagerman","Twin Falls","ID","IPUC approval of QF contract  Oct 2005.","Idaho Wind Partners (GE Financial Services, Exergy Development Group, Atlantic Power, Reunion Power)","Idaho Power Co. (QF)",null,null,null,null,"(14) GE 1.5 MW WTG","2011-02-17",0.32,21,{"$f":"AB388*AC388","v":6.72}]
["Salt River",1497,null,"P-10927","Diversion","WAT",null,"Hydro",1.1000000000000001,null,0.8,"Terminated",null,"",2006,"Salt R.","Lincoln","WY","Operated 1964 - 1972.  Licensed Jun 1991, cancelled  Sep 2006.","Scott D. Heiner","Retired",null,null,null,null,"Existing diversion.","2008-04-22",0.72727272727272729,1.1000000000000001,{"$f":"AB389*AC389","v":0.8}]
["Salt River",1497,null,"P-10927","HY","WAT",null,"Hydro",1.1000000000000001,null,0.84,"Terminated",null,"",2006,"Salt R.","Lincoln","WY","License granted June 1991; cancelled Sep 2006.","Scott D. Heiner",null,null,null,null,null,"Existing water control structure.","2006-11-17",0.76363636363636356,1.1000000000000001,{"$f":"AB390*AC390","v":0.84}]
["San Juan Channel",1827,null,"P-12692","TISEC","Tidal current",null,"Hydrokinetic",5.3,null,3.79,"Terminated",null,"",2009,"San Juan Channel","San Juan","WA","Preliminary permit granted Feb 2007; surrendered Dec 2009.","Snohomish Co. PUD",null,null,null,null,null,"116 TISEC units","2010-07-08",0.71509433962264157,5.3,{"$f":"AB391*AC391","v":3.79}]
["Sawtooth",1977,null,null,"WT","WND",null,"Wind",22.4,null,null,"Operating","Nov",2011,null,"Glenns Ferry","Elmore","ID",null,"Pacific Winds/PowerWorks, Inc., dba as Idaho Winds.","Idaho Power (20 yr PPA)",null,null,null,null,"Site of terminated Alkali project. IPUC approved 20 year PPA per magicvalley.com newpaper. Proposed sale of RECs @$16/MWh from 1/2015 through 6/2030 to Seattle City Light.  Construction began ~ March 2011.","2012-02-02",null,22.4]
["Schwendiman",1828,null,null,"WT","WND",null,"Wind",20,null,null,"Terminated",null,"",null,"Idaho Falls (vicinity)","Bonneville","ID","Conditional use permit 2004.  IPUC app PSA Apr 2006.","Schwendiman Wind, LLC","PacifiCorp (QF)",null,null,null,"PAC Goshen - Rigby 69kV line","(8) 2.5 MW Clipper C-93 WTG.","2016-09-01",{"$f":"IF(OR(ISBLANK(I393),ISBLANK(K393),I393=0),VLOOKUP(E393,ADftCF,4,FALSE),K393/I393)","v":0.32},20,{"$f":"AB393*AC393","v":6.4}]
["Seattle Steam",1899,null,null,"GTCG","NG",null,"Natural gas",50,null,null,"Terminated",null,"",2012,"Seattle","King","WA","ARRA award for $18.75 MM Nov 2009.","Enwave Seattle",null,"Seattle Steam Co. (Post St.) (district heating)",null,"Williams Northwest",null,null,"2016-09-01",0.94,50,47]
["Seneca Sawmill",1870,null,null,"STCG","WW",null,"Biomass",18.8,null,16,"Operating","Feb",2011,null,"Eugene","Lane","OR","PPA approved May 2009.  Planned construction Oct 2009 for 2010 service.",null,"EWEB","Senaca Sawmill Co. (kilns)",null,null,null,"Boiler & 18.8 MW STG.","2009-05-11",0.85106382978723405,18.8,16]
["Shepherds Flat Central (South Hulburt)",1877,null,null,"WT","WND",null,"Wind",290,null,null,"Operating","Aug",2012,null,"Arlington (vicinity)","Gilliam/Morrow","OR","SC Jul 2008.  PPA Aug 2008.  WTG order Dec 2009. Site prep planned 2010, operation in 2011 & 2012.","Caithness Energy dba South Hulburt Wind","SCE (20-yr PPA)",null,null,null,"BPA Slatt substation","(116) GE 2.5 MW WTG.  Total project (3 phases) to employ 400 workers during construction and 35 workers during operation re North American Windpower 12/17/2010.","2010-06-04",0.32,290,92.8]
["Shepherds Flat North (North Hulburt)",1830,null,null,"WT","WND",null,"Wind",265,null,null,"Operating","Aug",2012,null,"Arlington (vicinity)","Gilliam/Morrow","OR","SC Jul 2008.  PPA Aug 2008.  WTG order Dec 2009. Site prep planned 2010, operation in 2011 & 2012.","Caithness Energy dba North Hulburt Wind","SCE (20-yr PPA)",null,null,null,"BPA Slatt substation","(106) GE 2.5 MW WTG.","2010-10-20",0.32,265,84.8]
["Shepherds Flat South (Horseshoe Bend)",1878,null,null,"WT","WND",null,"Wind",290,null,null,"Operating","Aug",2012,null,"Arlington (vicinity)","Gilliam/Morrow","OR","SC Jul 2008.  PPA Aug 2008.  WTG order Dec 2009. Site prep planned 2010, operation in 2011 & 2012.","Caithness Energy dba Horseshoe Bend Wind","SCE (20-yr PPA)",null,null,null,"BPA Slatt substation","(116) GE 2.5 MW WTG.","2010-06-04",0.32,290,92.8]
["Shoshone Falls Upgrade",1831,null,null,"HY","WAT",null,"Hydro",4,null,null,"Upgrade",null,"",null,"Snake R.","Jerome","ID","License amendment for reconstruction filed Aug 2006; granted Jul 2010.  Extension of deadline to complete construction to Jul 2015 granted Sep 2010. Initially IPC was looking at a 50MW expansion of the project. While IRP analysis indicated some ecoomic benefit, it could not be linked to an IRP-determined resource need and therefore the plan was changed. Now IPC looking to replace aging 0.6 and 0.4MW units with upgrade ranging in capacity 1.7-4MW to commence in 2017.","Idaho Power Co.","IPC",null,null,null,null,"Upgrade of 1.7MW - 4MW capacity.  Units 1 and 2 to be retired.","2016-09-01",0.5,4,2]
["Sierra Madre Wind Farm",2062,null,null,"WT","WND",null,"Wind",null,null,null,"Proposed",null,null,null,"10 miles South of Rawlins","Carbon","WY","Announced 2006.  ROD on EIS released in Oct 2012.  Notice of Availability published Oct 16.  To be built with Chokeberry Wind Farm. BLM approved project in 2012 and March 2016. US FWS released draft EIS in April 2016 for public comment. SNL cites estimated online date of 2019.","Power Company of Wyoming, LLC",null,null,null,null,null,"Developed with the Chokecherry Wind Farm.  Together will be ~1000 turbines and ~ 3,000 MW.  http://www.powercompanyofwyoming.com/index.shtml","2016-08-16",null,0]
["Simcoe Solar",2105,null,null,"PV","Solar",null,"Solar",20,null,null,"Operating","Jan",2017,null,"Mountain Home","Elmore","ID","IPUC approved 20yr PURPA QF energy sales agreement Dec. 29, 2014.  Plan to come online Dec 2016 to take adv of 30% ITC. Under construction as of Sept 2016. Expected to be finished and commissioned by early 2017.","First Wind, Inc.","Idaho Power Co. (QF) - 20 yr",null,null,null,"34.5 kV distribution line near Simcoe Road\n","Project expected to use (10) 2.0 MW ac SMA inverters and (85,880) JA 305w DC panels and utilize a single axis tracking system (from ESA IPUC filing).  RECs to be split 50/50 between IPC and developer.  Expected CF 26.5% AC.","2017-03-09",0.26500000000000001,20,{"$f":"AB401*AC401","v":5.3000000000000007}]
["Simpson Tacoma Cogeneration",1513,null,null,"RBSTCG","BL/WW",null,"Biomass",55,null,null,"Operating","Aug",2009,null,"Tacoma","Pierce","WA","AQ permit application Sep 2006, approved May 2007.  Construction Jan 2008 for Aug 2009 completion.","Simpson Investment Co.","Marketed through Iberdrola Renewables","Simpson Tacoma Kraft Co.",null,null,null,"55 MW steam turbine-generator & wet cooling tower.  Steam from #7 recovery boiler & #4 power boiler capacity & pressure upgrades.  ~50% of energy from black liquor, remainder from mill, forest and urban wood residues.","2009-08-14",{"$f":"IF(OR(ISBLANK(I402),ISBLANK(K402),I402=0),VLOOKUP(E402,ADftCF,4,FALSE),K402/I402)","v":0.84},55,46.199999999999996]
["Skookumchuck Wind ",2191,null,null,"WT","WND",null,"Wind",180,null,null,"Proposed","Dec",2018,null,"Land owned by Weyerhauser, near Skookumchuck Reservoir","Thurston and Lewis","WA","RES Americas announced the project June 2016. Expected to be operational Dec 2018. Plan to interconnect w/ PSE.","Renewable Energy Systems (RES Americas)","PSE - 20yr PPA (to meet PSE's Green Direct Program, phase 1)",null,null,null,null,"(52) WTG, max height betw. 450-500 ft.","2017-11-20",0.32,180,57.6]
["Sleeping Giant (Helena Valley Pumping Plant)",2147,null,null,"HY","WAT",null,"Hydro",9.4,null,null,"Proposed",null,null,null,"Helena Valley Pumping Plant","Lewis and Clark","MT","Bureau of Reclamation issued a Finding of No Significant Impact from its environmental assessment, therby granting a 40 year LOPP to construct and operate the project.","Helena Valley Irrigation District","Northwestern",null,null,null,null,"Existing pumping plant. ","2016-09-04",0.5,9.4,4.7]
["Snoqualmie Falls Redevelopment",1963,3860,"P-2493 A & B","HY","WAT",null,"Hydro",10,null,null,"Operating","Mar",2013,null,"Snoqualmie R.","King","WA","License amendment authorizing upgrades issued Jun 2009.  Redevelopment commenced Apr 2010. Per FERC order issued 4/26/16, SnoPUD was granted an extension to complete construction on a portion of the project, not affecting the output. New date of completion expected is 10/31/16.","Puget Sound Energy","Puget Sound Energy",null,null,null,"115kV PSE Snoqualmie Falls substation.","Refurbishment of existing 1.8 MW ea. Units 1 - 4, and replacement of 6.5 MW Unit 5 of PH 1.  Rebuilt PH 2 w/refurbished 13.7 MW Unit 6 and 27 MW Unit 7.","2015-01-06",0.5,10,5]
["Soda Lake Geothermal ",2136,null,null,"GB","GST",null,"Geothermal",21,null,null,"Proposed","Jan",2018,null,"Fallon, NV","Churchill","NV","Proposed redevelopment of existing (2) binary geothermal plants from 1987. New facility will utilize existing wellfield - provides 6000 gpm at 325F. Current plant output under long-term PPA w/ NV Energy through 2020(?).","Cryq Energy","Currently NV Energy; new development hoping to sell RECs to WA",null,null,null,"NV Energy transmission system","Redevelopment of an existing (old) geothermal plant in Nevada. New owners are hoping to repower project with new binary technology (and double the net output) and sell output/RECs to  Washington as an out-of-region, eligble RPS resource.","2016-07-13",0.92,{"$f":"IF(ISBLANK(J406),I406,J406)","v":21},19.32]
["South Dunes (Jordan Cove)",2078,58841,"CP13-483-000","CC","NG",null,"Natural gas",420,null,null,"Terminated",null,null,2016,"Port of Coos Bay","Coos","OR","Rec'd project order 2/14/13 from ODOE, SC must be filed by 8/1/13.  Filed application w/ FERC to construct export terminal 5/21/13.  DOE granted conditional permission to sell LNG to conries w/o FTE with US.  For gas power plant, land use permit is in place, but still awaiting approval on state air permit. 10/12/15 - ODOE issued proposed final order. 3/11/16 - FERC issues denial of application. According to the order, Jordan Cove can submit a new application \"should the companies show a market need for these services in the future.\" 12/9/16 - FERC denied request for rehearing. Dev'pers vow to reapply under new Administration. 9/21/17 - Veresen filed app w/ FERC, although this time there is no proposed gas plant (just LNG export terminal and pipeline).","Jordan Cove Energy Project LP (Veresen owns 75%)","320 MW to proposed LNG export facility; 100 MW as reserve.",null,null,"Williams Northwest",null,"Export facility.  (6) GE LM6000 56 MW, (2) steam turbine 48.5 MW. March 2016 - FERC has rejected proposal for Jordan Cove facility and pipeline - http://ferc.gov/CalendarFiles/20160311154932-CP13-483-000.pdf","2017-11-20",0.9,420,378]
["South Mills Solar 1",2250,null,null,"PV","Solar",null,"Solar",3,null,0.7,"Operating","Apr",2017,null,"Hardin, MT","Big Horn","MT","Cypress Creek Renewables is developing.","Cypress Creek Renewables","25 yr PPA w/ NorthWestern Energy ",null,null,null,null,"30 acres","2018-01-05",{"$f":"IF(OR(ISBLANK(I408),ISBLANK(K408),I408=0),VLOOKUP(E408,ADftCF,4,FALSE),K408/I408)","v":0.23333333333333331},3,0.7]
["Spieden Channel",1832,null,"P-12689","TISEC","Tidal current",null,"Hydrokinetic",8.3000000000000007,null,3.7,"Terminated",null,"",2010,"Spieden Channel","San Juan","WA","Preliminary permit granted Feb 2007; expired Jan 2010.","Snohomish Co. PUD",null,null,null,null,null,"168 TISEC units","2010-07-08",0.44578313253012047,8.3000000000000007,3.7]
["Spion Kop",1972,null,null,"WT","WND",null,"Wind",40,null,null,"Operating","Nov",2012,null,"Highwood Mountains","Judith Basin","MT","Compass Wind","Compass Wind, sold to NorthWestern Energy in Feb 2012","NorthWestern",null,null,null,null,"(25) 1.6 MW WTG from GE.","2013-03-25",0.32,40,12.8]
["Sprague River (OR Solar 1)",2180,null,null,"PV","Solar",null,"Solar",10,null,null,"Terminated","Dec",2016,null,"Sprague River","Klamath","OR","20 yr PPA w/ PAC, signed in 2015. Initial testing scheduled for Nov 2016, commercially operable Dec 31, 2016.","Origis Energy","PPA w/ PAC",null,null,null,null,"http://edocs.puc.state.or.us/efdocs/RPA/re142rpa115112.pdf","2016-09-05",0.22,10,2.2000000000000002]
["Sprague River Solar",2179,null,null,"PV","Solar",null,"Solar",7,null,null,"Proposed","Dec",2016,null,"Sprague River","Klamath","OR","20 yr PPA w/ PAC, signed in 2014. Initial testing scheduled for Dec 1 2016, commercially operable Dec 31, 2016.","Obsidian","PAC - PPA",null,null,null,null,"http://edocs.puc.state.or.us/efdocs/RPA/re142rpa11190.pdf","2016-09-05",0.22,7,1.54]
["Stahlbush Island Farms",1883,null,null,"BGIC","AW",null,"Biomass",1.6,null,1.3,"Operating","Jul",2009,null,"Corvallis","Benton","OR",null,"Stahlbush Island Farms","PacifiCorp (QF)","Stahlbush Island Farms (digester & product dryers)",null,null,null,"Anaerobic digestor and (1) Caterpillar reciprocating engines.","2009-07-20",0.8125,1.6,1.3]
["Star Point",1881,null,null,"WT","WND",null,"Wind",98.7,null,null,"Operating","Dec",2010,null,"Moro","Sherman","OR","Construction announced Jun 2009.","Iberdrola Renewables","Modesto Irrigation District (49.5 MW%)",null,null,null,"BPA John Day substation","(49) Suzlon S88-2.1 MW WTG.","2010-04-22",0.32,98.7,31.584000000000003]
["Stayton",1547,null,"P-12574","HY","WAT",null,"Hydro",0.6,null,6.8493150684931503E-2,"Proposed",null,"",null,"N. Fk Santiam R.","Marion","OR","Exemption pending Aug 2007. SWCD filed a notice w/ FERC of its withdrawal for a small hydropower exemption - Mar 2011. Plans to license are temporarily on hold due to \"issues with the potential impacts that operation of the generator may hve on fish in the canal\" - Mar 2013. ","Santiam Water Control District",null,null,null,null,null,"Existing diversion.","2008-04-22",0.11415525114155251,0.6,6.8493150684931503E-2]
["Steel Bridge Solar Farm",2139,null,null,"PV","Solar",null,"Solar",2.4,null,0.43,"Operating","Feb",2016,null,"Willamina","Polk","OR","Energy Trust to require the project owner to deliver up to 75% of all RECs from this project to PGE for the benefit of its ratepayers; also read that for the first 7 years, all RECs to PGE?","OneEnergy Renewables","PURPA QF w/ PGE",null,null,null,null,"12 acre site.","2016-07-18",0.17916666666666667,2.4,0.43]
["Stillwater Wind (Vivaldi)",2254,null,null,"WT","WND",null,"Wind",80,null,{"$f":"282000/8760","v":32.19178082191781},"Construction",null,2018,null,"Reed Point","Stillwater","MT","Pattern Energy bought Formerly known as Vivaldi Wind farm from Windkraft Nord USA in July 2017. Under construction.","Pattern Energy Group","Northwestern Energy (25yr PPA)",null,null,null,null,null,"2018-01-06",{"$f":"IF(OR(ISBLANK(I417),ISBLANK(K417),I417=0),VLOOKUP(E417,ADftCF,4,FALSE),K417/I417)","v":0.4023972602739726},80,32.19178082191781]
["Stoltze Lumber Biomass Project",2010,null,null,"STCG","WW",null,"Biomass",2.5,null,null,"Operating","Oct",2013,null,"Columbia Falls","Flathead","MT","Flathead Electric Agreed to 20 year PPA beginning in 2013 for 90$/MWh, including RECs.  Contract prompts Stoltze's $20 million investmtent according to FlatheadBeacon.com.   Construction set to begin in April 2012.","Stoltze Lumber","Flathead Electric Cooperative (20 yr PPA)","Stoltze Lumber",null,null,null,"Combined heat and power facility.","2014-02-14",0.84,2.5,2.1]
["Stone House Solar Project",2085,null,null,"PV","Solar",null,"Solar",5,null,1.3,"Suspended","Apr",2014,null,"Christmas Valley","Lake","OR","ETO is working with Element Power and PacifiCorp.  PPA with PacifiCorp.  CUP completed.  Project expected to be complete in Apr 2014.  This project will help satisfy PAC's solar pv obligation under state RPS carve out.","Element Power","PAC - PacifiCorp cancelled its PPA in April 2014 after key deadlines were not met.  Future of the project remains uncertain.",null,null,null,"Midstate Electric Coop, power wheeled to BPA","Single axis tracking system, polycrystalline silicon panels.  Net energy production 11,360 MWh, annual energy degradation 0.5%, capacity factor 26% (from ETO).  May oversize DC array (7 MW DC) to maintain output of plant and increase efficiency (cpacity factor) but not exceed 5.0 AC rating.","2014-05-13",0.26,5,1.3]
["Sumas Compressor Station",1414,null,null,"GTCG","NG",null,"Natural gas",4.95,null,null,"Terminated",null,2007,null,"Sumas","Whatcom","WA","PSE short-list May 2004.  Construction underway June 2006.  Target service EOY 2007. Puget Sound Energy (PPC thru Nov 2028)","ORMAT Nevada, Inc. dba Orsumas, LLC","PSE","Williams Northwest Pipeline Systems (compressor GT heat recovery)",null,"Williams Northwest",null,"ORMAT Recovered Energy Generation System (organic Rankine cycle turbine). Construction has been suspended due to environmental issues - final determination regarding future of project is unknown","2008-02-11",0.94,4.95,4.6529999999999996]
["Sumas Energy 2",1838,null,null,"CC","NG",null,"Natural gas",660,null,null,"Terminated",null,"",2006,"Sumas","Whatcom","WA","Site certificate approved Aug 2002.  Interconnection to BC Hydro rejected by NEB March 2004.  Termination announced April 2006.","National Energy Systems Co. (dba Sumas Energy 2)",null,null,null,null,null,"2x1 CC, 669 MW gross; 660 MW nominal, inc. 133 MW w/DB.","2006-04-11",0.9,660,594]
["Summit Ridge",1839,58894,null,"WT","WND",null,"Wind",192,null,null,"Proposed",null,"",null,"Dufur","Wasco","OR","EFSC SC Sep 2009.  Public Hearing Feb 3, 2011. 2016 - developer is requiesting a second amendment on its existing site certificate to extend construction deadline two years (currently Aug 2016), change ownership, and modify capacity and turbine options.","LotusWorks - Summit Ridge I",null,null,null,null,"BPA 230 Big Eddy - Maupin","Up to (87) 1.5 - 2.3 MW WTG","2016-09-01",0.32,192,61.44]
["Summit/Westward",1840,null,null,"CC","NG",null,"Natural gas",520,null,null,"Terminated",null,"",2006,"Port Westward","Columbia","OR","SC approved Oct 2002.  Construction start deadline extended to October 2006, completion deadline October 2009.  Request to extend two years submitted Mar 2006.  Site to be used for proposed Lower Columbie Clean Energy Center","Summit Power Group",null,null,null,null,null,"(2) 2x1 S-W V84.3a CC.  Interconnected at Allston or (alternatively) new Bradbury substation.","2006-10-06",0.9,520,468]
["Sunset Falls Hydroelectric Project",2079,null,"P-14295","HY","WAT",null,"Hydro",30,null,13.7,"Proposed",null,null,null,"One mile south of Index, near Sunset Falls and Canyon Falls","Snohomish","WA","SnoPUD filed pre-application with FERC; starting review process that \"could take 10 years.\"  FERC approved SnoPUD's revised study plan - one year of studies required, initial report due Jan 2015.  The earliest SnoPUD could file prelim licensing proposal is mid-2015.  If licensed by FERC, project construction could occur in 2018-19 (Feb 2014).","Snohomish Co. PUD","SnoPud",null,null,null,null,"Run of river. Revised project proposal removes the weir from previous proposal and insteead uses underwater intake structure.  http://www.snopud.com/?p=1956","2014-04-23",0.45666666666666667,30,13.7]
["Swager Farms",1934,null,null,"BGICCG","AW",null,"Biomass",2,null,0.88767123287671235,"Terminated",null,null,2013,"Buhl","Twin Falls","ID","PURPA contract filed w/PUC May 2010; approved July 2010. PPA w/ IPC terminated.","New Energy.","IPC - PPA (Terminated)","Swager Farms (waste digesers)",null,null,"IPC Clover sub","Gasification of cattle waste.  Anaerobic digestor w/engine-generators. Project deemed suspended as PPA was terminated over interconnection issues.  Developer has appealed to the Idaho Supreme Court for reinstatement on the grounds of \"force majeure.\"","2017-09-26",0.44383561643835617,2,0.88767123287671235]
["Swan Lake North",1950,null,"P-13318","PS","Elect.",null,"Pump Storage",393.3,null,null,"Proposed",null,null,null,"Klamath Falls vicinity","Klamath","OR","NOI to submit application for FERC license filed June 2010.  FERC issued prelim permit 11/16/12, with expiration on 10/31/15. Developer filed final license application October 2015, no final license has been approved yet (Sep 2016).","FFP New Hydro and NationalGrid acquired project from EDF Renewables in Feb 2017.",null,null,null,null,"345kV line to BPA Captain Jack substation.","Closed-cycle pumped-storage project consisting of upper and lower reservoirs, powerhouse, penstock, (3) turbines","2017-03-22",0,393.3,0]
["Swanson Group Roseburg (ex Sun Studs)",1842,null,null,"STCG","WW",null,"Biomass",3.3,null,null,"Terminated",null,"",null,"Roseburg","Douglas","OR","Negotiations w/Energy Trust terminated.","Swanson Group",null,"Swanson Group Roseburg mill",null,null,null,null,"2016-09-01",0.84,3.3,2.7719999999999998]
["Swauk Valley Ranch Wind",2076,null,null,"WT","WND",null,"Wind",4.3,null,null,"Operating","Mar",2013,null,"Swauk Creek Ranch (private land)","Kittitas","WA","McKinstry new turn-key development service for DG projects; community scale wind project.  ","Swauk Creek Ranch, LLC","Distributed generation?",null,null,null,null,"(5) 850 kW G58 WTG","2013-04-24",0.32,4.3,1.3759999999999999]
["Tango PV Solar Power Generation Project",2224,null,null,"PV","Solar",null,"Solar",56,null,null,"Proposed",null,null,null,"3 miles SW of Prineville","Crook","OR","Received CUP in Jan 2017 from Crook County. Per CUP, project is designed for 40.5MW footprint; applicant requesting 56 MW. Project property is bounded by Les Schwab Warehouse facilities. Applicant has entered into lease agreement with Les Schwab.","SunPower (Solar Star Oregon III, LLC)",null,null,null,null,null,"Expected operating life of 40 years, and approx 240 acres (but not more than 320) (per CUP).","2017-03-15",{"$f":"IF(OR(ISBLANK(I429),ISBLANK(K429),I429=0),VLOOKUP(E429,ADftCF,4,FALSE),K429/I429)","v":0.22},56,12.32]
["Teanaway",1890,null,null,"PV","Solar",null,"Solar",75,null,null,"Terminated",null,"",2015,"Cle Elum","Kittitas","WA","Permit application to Kittitas Co. Aug 2009, approved Aug 2010. CUP is good for five years at which poiint prject must be completely finished.","Teanaway Solar Reserve",null,null,null,null,"BPA Rocky Reach - Maple Valley 345kV","(400K) PV panels.  July 24, 2013 - Developer reaffirms intention to build.","2013-08-02",0.22,75,16.5]
["Teton Ridge",1844,null,null,"WT","WND",null,"Wind",37.799999999999997,null,null,"Terminated",null,"",2013,"Dutton (vicinity)",null,"MT",null,"Montana Windpark Solutions",null,null,null,null,null,null,"2016-09-01",0.32,37.799999999999997,12.096]
["Thousand Springs ",1846,null,null,"WT","WND",null,"Wind",12,null,null,"Operating","Feb",2011,null,"Hagerman","Twin Falls","ID","IPUC approval of QF contract  Apr 2005.","Idaho Wind Partners (GE Financial Services, Exergy Development Group, Atlantic Power, Reunion Power)","Idaho Power Co. (QF)",null,null,null,null,"(7) GE 1.5 MW WTG","2011-02-17",0.32,12,3.84]
["Three Mile Canyon Wind Farm",1847,null,null,"WT","WND",null,"Wind",9.9,null,null,"Operating","Sep",2009,null,null,"Morrow","OR",null,"John Deere Renewables/Exelon","PacifiCorp (QF)",null,null,null,null,"(6) 1.65 MW Vestas V82 WTG","2010-04-20",0.32,9.9,3.1680000000000001]
["Thunderegg Solar Center",2118,null,null,"PV","Solar",null,"Solar",10,null,null,"Operating","Dec",2016,null,"Nyssa","Malheur","OR","ESA signed by IPC and Railroad Solar Center on 2/21/14.  20 yr ESA.  IPC waives any claim to ownership of environmental attributes - per the ESA. Construction began Apr 2016, expected to take six months.","Heliosage","Idaho Power",null,null,null,null,"~(47,000) PV modules on a racking structure, 25 separate concrete pads.","2017-01-26",0.22,10,2.2000000000000002]
["Tiger Ridge",1926,null,null,"WT","WND",null,"Wind",340,null,null,"Terminated",null,"",2013,"Havre vicinity","Hill","MT",null,"Gaelectric",null,null,null,null,null,"(62) 3 MW WTG (tentative)","2016-09-01",0.32,340,108.8]
["Top of the World",2027,57327,null,"WT","WND",null,"Wind",200.2,null,null,"Operating","Oct",2010,null,"Glenrock, WY","Converse","WY",null,"Duke Energy, PPA to PacifiCorp for 100%","PacifiCorp PPA",null,null,null,null,"(66) 1.5 MW GE WTG, (44) 2.3 MW Siemens WTG.  Assume 25.81% SG factor to Oregon, per PacifiCorp's 2011 OR RPS Compliance Report.","2012-08-07",0.32,200.2,64.063999999999993]
["Troutdale Energy Center 1",2001,null,null,"GT","NG",null,"Natural gas",200,null,null,"Terminated",null,null,2016,"Troutdale","Multnomah","OR","Notice of Intent filed with OR EFSEC January 2012.  ODOE issued Project Order April 2012.  Application deemed complete 3/22/13.  Draft Proposed Order issued 8/16/13, currently project is being contested. Developers formally withdres site application in January 2016, cancelling the plans for this project.","Troutdale Energy Center LLC, owned by Development Partners Funding I LLC",null,null,null,"Williams Northwest","PGE Blue Lake Sub, Pac Troutdale, or BPA Troutdale depending on off-taker.","Latitude: 45°: 45°33'21.50\"N, 22°23'39.50\"W.  Port of Portland-owned land, Troutdale Reynolds Industrial Park (38.4 acres)\n","2016-07-13",{"$f":"IF(OR(ISBLANK(I437),ISBLANK(K437),I437=0),VLOOKUP(E437,ADftCF,4,FALSE),K437/I437)","v":0.94},200,188]
["Troutdale Energy Center 2",2002,null,null,"CC","NG",null,"Natural gas",450,null,null,"Terminated",null,null,2016,"Troutdale","Multnomah","OR","Notice of Intent filed with OR EFSEC January 2012.  ODOE issued Project Order April 2012. Developers formally withdrew site application in January 2016, cancelling the plans for this project.","Troutdale Energy Center LLC, owned by Development Partners Funding I LLC",null,null,null,"Williams Northwest","PGE Blue Lake Sub, Pac Troutdale, or BPA Troutdale depending on off-taker.","Latitude: 45°: 45°33'21.50\"N, 22°23'39.50\"W\n","2016-07-13",0.9,450,405]
["Tuana Gulch ",1849,null,null,"WT","WND",null,"Wind",10.5,null,null,"Operating","Feb",2011,null,"Hagerman","Twin Falls","ID","IPUC approval of QF contract  Apr 2005.","Idaho Wind Partners (GE Financial Services, Exergy Development Group, Atlantic Power, Reunion Power)","Idaho Power Co. (QF)",null,null,null,null,"(7) GE 1.5 MW WTG.","2011-02-17",0.32,10.5,3.36]
["Tuana Springs (Cassia Gulch Expansion)",1888,null,null,"WT","WND",null,"Wind",16.8,null,null,"Operating","Jun",2010,null,"Hagerman","Twin Falls","ID",null,"John Deere Renewables/Exelon","Idaho Power Co. (QF)",null,null,null,"IPC Lower Malad- Mtn Home Jct 138kV line","(8) Suzlon S88-2.1 MW WTG.","2010-08-18",0.32,16.8,5.3760000000000003]
["Tucannon River Wind Farm",2083,null,null,"WT","WND",null,"Wind",267,null,101,"Operating","Dec",2014,null,"Dayton","Columbia","WA","Scheduled to begin construction in 2013 to enably qualification for PTC.","Portland General Electric (developled by RES Americas Construction)","Portland General Electric",null,null,null,null,"(116) Siemens Energy 2.3 MW WTG.","2014-12-22",0.37827715355805241,267,101]
["Tumbleweed Solar",2135,null,null,"PV","Solar",null,"Solar",10,null,2.25,"Terminated","Dec",2016,null,"near Redmond","Deschutes","OR","QF with PacifiCorp. RECs to PAC. Scheduled for operation Dec 16, 2016.","Saturn Power Inc.","PacifiCorp 20 yr PPA (QF)",null,null,null,null,"9.9MW AC; Annual degradation rate 0.7%. (165) Danfoss MLX 60 Inverters. Si-poly Trina solar panels. Lat 44.186, Long -121.234. RECs to PacifiCorp.","2016-07-12",0.22500000000000001,10,2.25]
["Tuolumne (Windy Point, Windy Point/Windy Flats I)",1677,null,null,"WT","WND",null,"Wind",136.6,null,null,"Operating","May",2009,null,"Goldendale","Klickitat","WA","Developed by Cannon Power Corp. dba Windy Point Partners","Tuolumne Wind Project Authority (Turlock Irrigation District & Walnut Energy Center Authority)","Turlock Irrigation District & Walnut Energy Center Authority",null,null,null,"BPA Rock Creek substation","(20) REpower MM92 2 MW WTG.  (42) Siemens SWT 2.3 MW WTG.  190 MW permitted","2010-01-05",0.32,136.6,43.711999999999996]
["Turkey Hill (OR Solar 3)",2181,61201,null,"PV","Solar",null,"Solar",10,null,null,"Proposed","Dec",2016,null,"Malin","Klamath","OR","20 yr PPA w/ PAC, signed in 2015. Initial testing scheduled for Nov 2016, commercially operable Dec 2016.","Origis Energy","PAC - PPA",null,null,null,null,"http://edocs.puc.state.or.us/efdocs/RPA/re142rpa134021.pdf","2016-09-05",0.22,10,2.2000000000000002]
["Twin Buttes (Reardan)",1851,null,null,"WT","WND",null,"Wind",50,null,15,"Terminated",null,"",2013,"Reardan","Lincoln","WA","Planned service deferred from 2013 to 2014-15. (Feb 2010).","Avista","Avista",null,null,null,null,"Announced August 2005.  Energy Northwest termination announced Feb 2008 due to unpredictability of REPI.  Avista acquisition announced May 2008.","2016-09-01",0.3,50,15]
["Two Dot Wind Farm",2053,null,null,"WT","WND",null,"Wind",9.6999999999999993,null,null,"Operating","Jun",2014,null,"Two Dot","Wheatland","MT","Construction scheduled for spring 2012.  Mortenson Construction performed EPC.","Developed by OwnEnergy (now NJRCEV - bought from OwnEnergy in 2013) and Community Wind.  ","NorthWestern signed 25 yr QFA (June 2014 - June 2039).  ",null,null,null,null,"Per RNP - in permitting process.","2015-01-05",0.32,9.6999999999999993,3.1039999999999996]
["Two Ponds (Mountain Air)",2049,null,null,"WT","WND",null,"Wind",23,null,null,"Operating","Dec",2012,null,"Mountain Home","Elmore","ID","Developed by TERNA; Part of the 138 Mountain Air Wind Park (six projects @ 23 MW each).  ","Terna Energy","QF PPA with Idaho Power",null,null,null,"IPC","(10) Siemens SWT 2.3-101 MW.  Mtn Air Wind Park started testing operation in September 2012.","2013-04-22",0.32,23,7.36]
["Typha Project (Columbia Solar)",2232,null,null,"PV","Solar",null,"Solar",5,null,1.3,"Proposed","Nov",2018,null,"Ellensburg","Kittitas","WA","One of five 5MW solar projects known as the Columbia Solar Projects. Tuussoo applied for permit from Washington EFSEC, circumnavigating the Kittitas County morarotium on solar projects. Initial development work began in mid-2016 and commercial operation is in November 2018.","Tuusso Energy","PSE - 15yr PPA",null,null,null,null,"Polycrystalline solar PV modules on single-axis trackers","2017-11-20",0.26,5,1.3]
["UAMPS Carbon Free Power Project",2155,61075,null,"NP","UR",null,"Uranium",600,null,null,"Proposed",null,null,null,"Idaho National Lab","Bonneville","ID","August 2015 DOE awarded a second $16.7M award to NuScale to prep a combined construction and operating license - expected to be completed in 2018.Feb 2016, DOE issued a site use permit on INL lands. Plan for first module to be operational in 2024.","UAMPS/NuScale/Energy Northwest",null,null,null,null,null,"(12) 50MW small modular reactors.","2014-09-05",0.9,600,540]
["Upper Turnbull Drop",1853,null,"P-12598","Canal","WAT",null,"Hydro",5.3,null,null,"Operating","Sep",2011,null,"Spring Valley Canal","Teton","MT","50-yr license granted Jul 2006.","Turnbull Hydro","NorthWestern",null,null,null,null,"Existing canal drop.  (1) TG","2009-12-08",{"$error":"#N/A"},5.3,{"$error":"#N/A"}]
["Urtica Project (Columbia Solar)",2233,null,null,"PV","Solar",null,"Solar",5,null,1.3,"Proposed","Nov",2018,null,"Ellensburg","Kittitas","WA","One of five 5MW solar projects known as the Columbia Solar Projects. Tuussoo applied for permit from Washington EFSEC, circumnavigating the Kittitas County morarotium on solar projects. Initial development work began in mid-2016 and commercial operation is in November 2018.","Tuusso Energy","PSE - 15yr PPA",null,null,null,null,"Polycrystalline solar PV modules on single-axis trackers","2017-11-20",0.26,5,1.3]
["Vale Air Solar Center",2119,null,null,"PV","Solar",null,"Solar",10,null,null,"Operating","Dec",2016,null,"Vale, OR","Malheur","OR","ESA signed by IPC and Vale Solar Center on 12/9/13.  20 yr ESA.  IPC waives any claim to ownership of environmental attributes - per the ESA. Under construction as of April 2016.","Heliosage","Idaho Power",null,null,null,null,"~(47,000) PV modules on a racking structure, 25 separate concrete pads.","2017-01-26",0.22,10,2.2000000000000002]
["Valley County",1854,null,null,"WT","WND",null,"Wind",170,null,null,"Terminated",null,"",2007,"Valley County","Valley","MT","Project size, layout and intereconnection significantly reconfigured in Nov 2006.","GreenHunter Energy, Inc. dba as Wind Hynter, LLC",null,null,null,null,null,"Proposal terminated Sep 2007.","2007-09-27",0.32,170,54.4]
["Vansycle II (Stateline 3)",1919,null,null,"WT","WND",null,"Wind",98.9,null,null,"Operating","Dec",2009,null,"Touchet-Helix area","Umatilla","WA/OR","SC construction deadline expired.  Reapplication Oct 2008 for revised configuration. Stateline 3 (as it appears in ODOE EFSC documents) is actually Vansycle II.","NextEra Energy Resources",null,null,null,null,"PacifiCorp Wallula sub via existing Stateline interconnection.","\"GE\" option: 67 GE WTG (100.5 MW); \"Siemens\" option (43) Siemens 2.3 MW WTG (98.9 MW) ","2016-09-01",0.32,98.9,31.648000000000003]
["Vantage Wind Project",1855,57188,null,"WT","WND",null,"Wind",90,null,null,"Operating","Nov",2010,null,"Vantage/Kittitas I-90 corridor","Kittitas","WA","Application to Kittitas Co. for permits Oct 2007.  Development agreement w/Kittitas Co. signed May 2008.","Invenergy","PG&E (15 yr)",null,null,null,null,"(60) GE 1.5 MW WTG.","2011-12-08",0.32,90,28.8]
["Walker Ranch",2142,null,null,"GB","GST",null,"Geothermal",25,null,null,"Proposed",null,2017,null,"Raft River area, near Malta","Cassia","ID","Agua Caliente acquired 15,000 acres land and leases in Raft River area in 2007. Significant testing in 2009-2012 to identify resources. Production well drilling began in 2013 - three wells have been drilled.","Agua Caliente",null,null,null,null,null,"See info from Agua Caliente's website - http://www.aguacalienteinc.com/overview.html. Up to 18 wells, with only hald used for production.","2016-09-01",0.92,25,23]
["Wallula Energy Resource Center",1857,null,null,"IGCC","COL",null,"Coal",760,null,null,"Terminated",null,"",2008,"Wallula","Walla Walla","WA","Application for EFSEC Potential Site Study Oct 2006.  Request withdrawn Mar 2008.","Wallula Resource Recovery, LLC",null,null,null,null,null,"915 MW (gross).  Mitsubishi Heavy Industries dry gasification process.  Proposed 65% CO2 separation & basalt sequestration.","2008-04-01",0.83,760,630.79999999999995]
["Wanapa Energy Center",1858,null,null,"CC","NG",null,"Natural gas",1300,null,null,"Terminated",null,"",null,"Hermiston","Umatilla","OR","Interconnection agreement and land lease permits secured.  August 2005 PSD permit effective Feb 2006.","Diamond Generating (dba Diamond Wanapa I, LLC)",null,null,null,"TransCanada GTN",null,"(2) 2x1 F-Class CC","2016-09-01",0.9,1300,1170]
["Warm Springs Upgrade & Expansion",1859,null,null,"STCG","WW",null,"Biomass",15.8,null,null,"Terminated",null,"",2013,"Warm Springs","Wasco","OR","Energy Trust 2005 Biopower RFP finalist.","Warm Springs Biomass, LLC",null,"Warm Springs Forest Products Industries",null,null,null,"Installation of replacement high-pressure boiler (complete), expansion of generating capacity.  Fuel is forest residue.","2016-09-01",0.84,15.8,13.272]
["Weiser-Galloway Hydroelectric Project",2151,null,"P-14608","HY","WAT",null,"Hydro",60,null,null,"Proposed",null,null,null,"Weiser River, near city of Weiser","Washington","ID","FERC granted prelim permit on 10/8/14. ","Idaho Water Resource Board",null,null,null,null,null,null,"2016-09-04",0.5,60,30]
["West Butte",1921,null,null,"WT","WND",null,"Wind",104,null,null,"Proposed",null,"",null,"Crook & Deschutes Cos.","Crook, Deschutes","OR","CUP March 2009.  BLM DEIS Jul 2010. Approval from Crook and Deschutes counties. Project on \"hold\" due to ownership issues - bid to sell project to new developer fell through (Jan 2014). ","West Butte Wind Power, LLC",null,null,null,null,"BPA Redmond - Harney 115kV","Up to 52 WTG, access roads, project substation, O&M facility, 115kV transmission interconnection. 3/22/11 - BLM put project on priority list.","2016-09-01",0.32,104,33.28]
["Wheat Field",1640,null,null,"WT","WND",null,"Wind",96.6,null,28,"Operating","Jun",2009,null,"Arlington","Gilliam","OR","Eastern half of former Rattlesnake Road/Arlington CEP project.","Horizon Wind Energy","Snohomish PUD (20yr PPA)",null,null,null,"BPA Jones Canyon substation","(46) Suzlon S88-2.1 MW WTG.","2010-04-22",0.28985507246376813,96.6,28]
["Wheatridge",2064,null,null,"WT","WND",null,"Wind",500,null,null,"Proposed",null,null,null,"Heppner, OR","Morrow/Umatilla","OR","NOI filed February 2013.  Construction expected to commence between 2013-2016. Project order issued by OEFSC May 22, 2013.  Preliminary application expected Q1 2014. Proposed order issues August 2016.Siting approved in April '17","NextEra Energy Resources acquired project from Swaggart Wind Power, July 2017",null,null,null,null,"Undetermined.  BPA's proposed 500-kV substations near Stanfield and Boardman, PGE's Grasslands, or PacifiCorp's Cold Springs substations","(170-295) 1.7-3 MW WTG.  Sites split between Wheatridge West and Wheatridge East and connected by a new line.","2017-07-09",0.32,500,160]
["Whistling Ridge",1863,null,null,"WT","WND",null,"Wind",75,null,null,"Suspended",null,"",null,"Saddleback Mountain","Skamania","WA","EFSEC SC app filed Mar 2009; approved by governor Mar 2012, w/reduction in no. of WTG.  WA Supreme Court upheld state's approval of WR, allowing the project to move forward. June 2015 - BPA filed ROD approving interconnection agreement and decision not to re-evaluate EIS (originally completed in 2011).","SDS Lumber/Whistling Ridge Energy",null,null,null,null,"New BPA substation on North Bonneville - Midway 230 kV line. BPA would build new substation and facilities at $12.6MM.","35 (max) 1.5 - 2.5 MW WTG","2016-07-14",0.32,75,24]
["White River-Lake Tapps Reservoir",2152,null,"P-14660","HY","WAT",null,"Hydro",27,null,null,"Proposed",null,null,null,"White River, site of retired dam","Pierce","WA","FERC issued prelim permit Jun 2015. ","Cascade Water Alliance",null,null,null,null,null,"At the site of the retired (since 2004) White River dam and use existing Lake Tapps reservoir. Existing infrastructure would be returned to service, plus two new 5 MW generators.","2016-09-04",0.5,27,{"$f":"AB465*AC465","v":13.5}]
["Whitehall",1911,null,null,"WT","WND",null,"Wind",50,null,null,"Terminated",null,"",null,"Whitehall","Jefferson","MT","PSC ordered to set current avoided cost rates for Whitehall Wind (Jan 2010). ","Gamesa Energy d.b.a. Whitehall Wind, LLC",null,null,null,null,null,null,"2016-09-01",0.32,50,16]
["Wibaux",1920,null,null,"WT","WND",null,"Wind",20,null,null,"Terminated",null,"",null,null,"Wibaux","MT",null,"Crownbutte, Wind Power",null,null,null,null,null,null,"2016-09-01",0.32,20,6.4]
["Wickiup Dam",1951,null,"P-12965","RoR","WAT",null,"Hydro",7.15,null,2.4,"Proposed",null,"",null,"Deschutes R.","Deschutes","OR","NOI to file draft FERC license application filed Jan 2008. Activity thru FERC as of August 2016 - project still in progress.","Symbiotics, LLC",null,null,null,null,"Adjacent 15kV Midstate Elec. Coop distribution line","Existing run-of-river dam & reservoir.  New penstock, powerhouse w/7.15 MW Kaplan turbine-generator and tailrace.","2016-09-01",0.33566433566433562,7.15,2.4]
["Wild Horse Expansion",1864,null,null,"WT","WND",null,"Wind",44,null,null,"Operating","Nov",2009,null,"Whisky Dick Mountain","Kittitas","WA","Announced Apr 2008.  Within existing site certificate limits.  Planned service EOY 2009.  Turbine order Nov 2008.  TSite prep Apr 2009 for late 2009 completion.","Puget Sound Energy","Puget Sound Energy",null,null,null,null,"(22) WTG.  SC application approved Jan 2009.  Construction 2009.","2010-02-24",0.32,44,14.08]
["Willamette Green Innovation Center",2043,null,null,"GTCG","NG",null,"Natural gas",8.7200000000000006,null,null,"Terminated",null,null,2013,"Dallas","Polk","OR","CHP project planned to produce electricity for the grid and to capture waste heat for onsite hydroponic greenhouse for tomatoes and cucumbers.",null,"20 yr PPA w/ PacifiCorp (QF)",null,null,null,null,"(2) 4.36 MW GE NG turbines","2016-09-01",null,8.7200000000000006]
["Willow Creek",1655,null,null,"WT","WND",null,"Wind",72,null,22.8,"Operating","Feb",2009,null,"Arlington","Gilliam/Morrow","OR",null,"Invenergy","LADWP",null,null,null,"BPA Tower Rd - Alkali #1 115kV tap","(48) GE 1.5 MW WTG.  BPA interconnection request is for 180 MW.  15 yr PPA w/LADWP.","2009-05-22",{"$f":"IF(OR(ISBLANK(I471),ISBLANK(K471),I471=0),VLOOKUP(E471,ADftCF,4,FALSE),K471/I471)","v":0.31666666666666665},72,{"$f":"AB471*AC471","v":22.799999999999997}]
["Willow Spring (Huntington Wind)",2187,59494,null,"WT","WND",null,"Wind",10,null,null,"Operating","March",2017,null,"Huntington, OR","Baker","OR","Project was formerly part of 50 MW total \"Oregon Wind Farms - Huntington\" and \"OWF - Lime.\" Now five, 10MW projects known as the \"Huntington Wind Projects\". Per 20yr PPA w/ IPC (signed May 2014), scheduled operation date is Dec 31, 2016. Per press release, construction began Jan 2016. All RECs go to owner.","Oregon Wind Farms, Inc./D.E. Shaw Renewable","20yr PPA w/ IPC thru 2036",null,null,null,null,"Longitude: l 17.273W, Latitude: 44.382N; http://edocs.puc.state.or.us/efdocs/RPA/re141rpa104931.pdf","2016-09-07",0.32,10,3.2]
["Windy Flats (Windy Point/Windy Flats II)",1866,null,null,"WT","WND",null,"Wind",262.2,null,null,"Operating",null,2010,null,"Goldendale","Klickitat","WA",null,"Cannon Power Corp. dba Windy Point Partners","LADWAP (242MW), Glendale (20MW)",null,null,null,"BPA Rock Creek substation","(114) Siemens SWT 2.3 MW WTG.","2010-01-05",0.32,262.2,83.903999999999996]
["Windy Point/Windy Flats III",2006,null,null,"WT","WND",null,"Wind",100,null,null,"Terminated",null,"",2013,"Goldendale","Klickitat","WA",null,"Cannon Power Corp. dba Windy Point Partners",null,null,null,null,null,null,"2016-09-01",0.32,{"$f":"IF(ISBLANK(J474),I474,J474)","v":100},32]
["Withrow",1867,null,null,"WT","WND",null,"Wind",70,null,null,"Terminated",null,"",2010,"Withrow","Douglas","WA","Leases being secured, feasibility studies underway, $3.8 MM CREB awarded. Douglas Cty PUD put project on hold in Fall 2010 due to \"overabundance of wind power developed in the region…\"","Douglas Co. PUD","Douglas Co. PUD",null,null,null,null,"(10) 1.5 MW WTG.  160 MW potential.","2016-09-01",0.32,70,22.400000000000002]
["Woodline Solar",2182,null,null,"PV","Solar",null,"Solar",8,null,null,"Proposed","Dec",2017,null,"Dairy","Klamath","OR","20 yr PPA w/ PAC, signed in 2015. Initial testing scheduled for Nov 2017, commercially operable Dec 2017.","OneEnergy Renewables","PAC - PPA",null,null,null,null,"http://edocs.puc.state.or.us/efdocs/RPA/re142rpa132241.pdf","2016-09-05",0.22,8,1.76]
["Woods",1943,null,"P-12540","Canal","WAT",null,"Hydro",0.9,null,0.3,"Terminated",{"$f":"IF(ISBLANK(N477),\"\",LEFT(N477,3))","v":""},"",2013,"Greenfield Main Canal Woods Drop","Teton","MT","40-year license issued Jun 2009. FERC issued license termination Aug 2013 due to failure to commence construction.","Hydrodynamics, Inc.",null,null,null,null,"Existing Sun River Coop 7.2kV line","Existing BuRec Sun River IP canal.  Inflatable wier, intake, penstock, powerhouse and tailrace.","2016-09-01",0.33333333333333331,0.9,0.3]
["Yahoo Creek ",1887,57126,null,"WT","WND",null,"Wind",21,null,null,"Operating","Dec",2010,null,"Hagerman","Twin Falls","ID","IPUC approval of QF contract  Aug 2009.","Idaho Wind Partners (GE Financial Services, Exergy Development Group, Atlantic Power, Reunion Power)","Idaho Power Co. (QF)",null,null,null,"IPC King-Bliss 138kV line","(14) GE 1.5 MW WTG.","2011-02-17",0.32,21,6.72]
["Yamhill Solar",1961,null,null,"PV","Solar",null,"Solar",1.1499999999999999,null,null,"Operating","Oct",2011,null,"Yamhill","Yamhill","OR"," 25-yr PPA announced Sep 2010.  County permits secured.","enXco","Portland General Electric",null,null,null,null,"Ground-mount thin-film PV","2011-07-11",0.22,1.1499999999999999,0.253]
["Yellowstone Power CHP",1973,null,null,"RBSTCG","WW",null,"Biomass",11.7,null,10,"Terminated",null,null,2012,"Emmett","Gem","ID","PURPA contract approved by IPUC, docket IPC-E-10-22. Several amendments were made to contract to extend construction dates, and project was reduced from 17.5 to 11.5 MW - still failed to commence construction on time and in Aug 2012 IPUC terminated contract.","Yellowstone Power, Inc.","Idaho Power (QF, firm energy)","Emerald Forest Sawmill",null,null,"IPC BECE Substation","Sections: 12 and 7 Township: 6 North, Range: 2 West and 1 West.","2016-09-01",0.85470085470085477,11.7,10]
["Youngs Creek",1868,null,"P-10359","HY","WAT",null,"Hydro",7.5,null,2,"Operating","Oct",2011,null,"Youngs Cr.","Snohomish","WA","License granted June 1992; expires May 2042.  Construction Feb 2010.","Snohomish Co. PUD","PUD","Snohomish",null,null,"12.5kV to SnoPUD Sultan sub","Wier & intake w/ 3 mi diversion.  (1) 7.5 MW hydro TG. 7 mi interconnection","2010-09-29",0.26666666666666666,7.5,2]

{"sheet":"Key","index":3,"n_rows":709,"n_cols":49,"rows_kept":709,"cut":false,"hidden":false,"merged":[]}
["Back to Navigation"]
["Northwest Power and Conservation Council"]
["KEYS TO ABBREVIATIONS AND AVAILABILITY FACTOR LOOKUP"]
[]
[]
[]
[]
[]
[]
[null,"Code","Definition",null,"LOOKUP:  Default Availability Factor","Source:  Default Capacity Factor"]
["Prime mover codes","Array ACapability shaded"]
[null,"WED","Wave energy device",null,0.37,"1991 Power Plan",null,null,null,null,null,null,null,null,null,null,null,null,null,null,null,null,null,null,null,null,null,null,null,null,null,null,null,null,null,null,null,null,null,null,null,null,null,null,null,null,null,null,"Y"]
[null,"CC","Combined-cycle combustion (gas) turbine",null,0.89,"6th Plan Resource Characterization",null,null,null,null,null,null,null,null,null,null,null,null,null,null,null,null,null,null,null,null,null,null,null,null,null,null,null,null,null,null,null,null,null,null,null,null,null,null,null,null,null,null,"Y"]
[null,"CCCG","Combined-cycle combustion (gas) turbine w/cogeneration",null,0.89,"6th Plan Resource Characterization",null,null,null,null,null,null,null,null,null,null,null,null,null,null,null,null,null,null,null,null,null,null,null,null,null,null,null,null,null,null,null,null,null,null,null,null,null,null,null,null,null,null,"Y"]
[null,"CCICG","Combined-cycle combustion (gas) turbine w/cogeneration - industrial site",null,0.89,"6th Plan Resource Characterization",null,null,null,null,null,null,null,null,null,null,null,null,null,null,null,null,null,null,null,null,null,null,null,null,null,null,null,null,null,null,null,null,null,null,null,null,null,null,null,null,null,null,"Y"]
[null,"CG","Cogeneration (Unknown prime mover)",null,0.8,"Assume unknowns are typically steam units",null,null,null,null,null,null,null,null,null,null,null,null,null,null,null,null,null,null,null,null,null,null,null,null,null,null,null,null,null,null,null,null,null,null,null,null,null,null,null,null,null,null,"Y"]
[null,"FBST","Fluidized bed boiler steam electric",null,0.86,"Based on ST",null,null,null,null,null,null,null,null,null,null,null,null,null,null,null,null,null,null,null,null,null,null,null,null,null,null,null,null,null,null,null,null,null,null,null,null,null,null,null,null,null,null,"Y"]
[null,"FBSTCG","Fluidized bed boiler steam electric w/cogeneration",null,0.8,"Based on STCG",null,null,null,null,null,null,null,null,null,null,null,null,null,null,null,null,null,null,null,null,null,null,null,null,null,null,null,null,null,null,null,null,null,null,null,null,null,null,null,null,null,null,"Y"]
[null,"FC","Fuel cell",null,0.95,"4th Plan T. FNG-1",null,null,null,null,null,null,null,null,null,null,null,null,null,null,null,null,null,null,null,null,null,null,null,null,null,null,null,null,null,null,null,null,null,null,null,null,null,null,null,null,null,null,"Y"]
[null,"FCCG","Fuel cell w/cogeneration",null,0.95,"4th Plan T. FNG-1",null,null,null,null,null,null,null,null,null,null,null,null,null,null,null,null,null,null,null,null,null,null,null,null,null,null,null,null,null,null,null,null,null,null,null,null,null,null,null,null,null,null,"Y"]
[null,"BGICCG","Biomass gasifier w/reciprocating engine generator w/cogeneration",null,0.75,"6th Plan Resource Characterization - animal manure",null,null,null,null,null,null,null,null,null,null,null,null,null,null,null,null,null,null,null,null,null,null,null,null,null,null,null,null,null,null,null,null,null,null,null,null,null,null,null,null,null,null,"Y"]
[null,"GB","Geothermal plant - Binary cycle",null,0.9,"6th Plan Resource Characterization",null,null,null,null,null,null,null,null,null,null,null,null,null,null,null,null,null,null,null,null,null,null,null,null,null,null,null,null,null,null,null,null,null,null,null,null,null,null,null,null,null,null,"Y"]
[null,"GT","Simple-cycle combustion (gas) turbine",null,0.91,"Sixth Plan Resource Characterization",null,null,null,null,null,null,null,null,null,null,null,null,null,null,null,null,null,null,null,null,null,null,null,null,null,null,null,null,null,null,null,null,null,null,null,null,null,null,null,null,null,null,"Y"]
[null,"GTCG","Simple-cycle combustion (gas) turbine w/cogeneration",null,0.8,"Sixth Plan Resource Characterization",null,null,null,null,null,null,null,null,null,null,null,null,null,null,null,null,null,null,null,null,null,null,null,null,null,null,null,null,null,null,null,null,null,null,null,null,null,null,null,null,null,null,"Y"]
[null,"GTaero","Simple-cycle combustion (gas) turbine (aeroderivative)",null,0.91,"Sixth Plan Resource Characterization",null,null,null,null,null,null,null,null,null,null,null,null,null,null,null,null,null,null,null,null,null,null,null,null,null,null,null,null,null,null,null,null,null,null,null,null,null,null,null,null,null,null,"Y"]
[null,"GTaeroCG","Simple-cycle combustion (gas) turbine (aeroderivative) w/cogeneration",null,0.8,"Sixth Plan Resource Characterization",null,null,null,null,null,null,null,null,null,null,null,null,null,null,null,null,null,null,null,null,null,null,null,null,null,null,null,null,null,null,null,null,null,null,null,null,null,null,null,null,null,null,"Y"]
[null,"GTintercooled","GE LMS100",null,0.91,"Sixth Plan Resource Characterization"]
[null,"HRCG","Waste heat recovery (bottoming cycle) cogeneration",null,0.8,"Sixth Plan Resource Characterization",null,null,null,null,null,null,null,null,null,null,null,null,null,null,null,null,null,null,null,null,null,null,null,null,null,null,null,null,null,null,null,null,null,null,null,null,null,null,null,null,null,null,"Y"]
[null,"HY","Hydro",null,0.42699999999999999,"Provisional PNWE value from AURORA 80-yr hydro record",null,null,null,null,null,null,null,null,null,null,null,null,null,null,null,null,null,null,null,null,null,null,null,null,null,null,null,null,null,null,null,null,null,null,null,null,null,null,null,null,null,null,"Y"]
[null,"IC","Reciprocating engine",null,0.93,"Sixth Plan Resource Characterization",null,null,null,null,null,null,null,null,null,null,null,null,null,null,null,null,null,null,null,null,null,null,null,null,null,null,null,null,null,null,null,null,null,null,null,null,null,null,null,null,null,null,"Y"]
[null,"ICCG","Reciprocating engine cogeneration",null,0.8,"Sixth Plan Resource Characterization",null,null,null,null,null,null,null,null,null,null,null,null,null,null,null,null,null,null,null,null,null,null,null,null,null,null,null,null,null,null,null,null,null,null,null,null,null,null,null,null,null,null,"Y"]
[null,"LFG","Landfill gas (any technology)",null,0.75,"AURORA resources assumption (differs from 6P)"]
[null,"NB","Boiling water reactor",null,0.9,"Sixth Plan Resource Characterization",null,null,null,null,null,null,null,null,null,null,null,null,null,null,null,null,null,null,null,null,null,null,null,null,null,null,null,null,null,null,null,null,null,null,null,null,null,null,null,null,null,null,"Y"]
[null,"NP","Pressurized water reactor",null,0.9,"Sixth Plan Resource Characterization",null,null,null,null,null,null,null,null,null,null,null,null,null,null,null,null,null,null,null,null,null,null,null,null,null,null,null,null,null,null,null,null,null,null,null,null,null,null,null,null,null,null,"Y"]
[null,"OT","Other",null,0.8,"Default",null,null,null,null,null,null,null,null,null,null,null,null,null,null,null,null,null,null,null,null,null,null,null,null,null,null,null,null,null,null,null,null,null,null,null,null,null,null,null,null,null,null,"Y"]
[null,"PV","Solar photovoltaic",null,0.254,"Sixth Plan Resource Characterization",null,null,null,null,null,null,null,null,null,null,null,null,null,null,null,null,null,null,null,null,null,null,null,null,null,null,null,null,null,null,null,null,null,null,null,null,null,null,null,null,null,null,"Y"]
[null,"PS","Pumped Storage Hydropower",null,0,null,null,null,null,null,null,null,null,null,null,null,null,null,null,null,null,null,null,null,null,null,null,null,null,null,null,null,null,null,null,null,null,null,null,null,null,null,null,null,null,null,null,null,"Y"]
[null,"RBCG","Chemical recovery boiler w/cogeneration",null,0.8,"Based on STCG",null,null,null,null,null,null,null,null,null,null,null,null,null,null,null,null,null,null,null,null,null,null,null,null,null,null,null,null,null,null,null,null,null,null,null,null,null,null,null,null,null,null,"Y"]
[null,"RB/STCG","Chemical recovery boiler(s) and power boiler(s) w/cogeneration",null,0.8,"Based on STCG",null,null,null,null,null,null,null,null,null,null,null,null,null,null,null,null,null,null,null,null,null,null,null,null,null,null,null,null,null,null,null,null,null,null,null,null,null,null,null,null,null,null,"Y"]
[null,"ST","Boiler steam electric plant",null,0.86,"Sixth Plan Resource Characterization",null,null,null,null,null,null,null,null,null,null,null,null,null,null,null,null,null,null,null,null,null,null,null,null,null,null,null,null,null,null,null,null,null,null,null,null,null,null,null,null,null,null,"Y"]
[null,"STCG","Boiler steam electric plant w/cogeneration",null,0.8,"Sixth Plan Resource Characterization",null,null,null,null,null,null,null,null,null,null,null,null,null,null,null,null,null,null,null,null,null,null,null,null,null,null,null,null,null,null,null,null,null,null,null,null,null,null,null,null,null,null,"Y"]
[null,"UN","Unknown",null,0.8,"Assume unknowns are typically thermal units",null,null,null,null,null,null,null,null,null,null,null,null,null,null,null,null,null,null,null,null,null,null,null,null,null,null,null,null,null,null,null,null,null,null,null,null,null,null,null,null,null,null,"Y"]
[null,"WT","Wind turbine",null,0.32,"Sixth Plan Resource Characterization",null,null,null,null,null,null,null,null,null,null,null,null,null,null,null,null,null,null,null,null,null,null,null,null,null,null,null,null,null,null,null,null,null,null,null,null,null,null,null,null,null,null,"Y"]
[null,null,null,null,null,null,null,null,null,null,null,null,null,null,null,null,null,null,null,null,null,null,null,null,null,null,null,null,null,null,null,null,null,null,null,null,null,null,null,null,null,null,null,null,null,null,null,null,"Y"]
["Resource Type",null,null,null,null,null,null,null,null,null,null,null,null,null,null,null,null,null,null,null,null,null,null,null,null,null,null,null,null,null,null,null,null,null,null,null,null,null,null,null,null,null,null,null,null,null,null,null,"Y"]
[null,"AW","Agricultural waste",null,null,null,null,null,null,null,null,null,null,null,null,null,null,null,null,null,null,null,null,null,null,null,null,null,null,null,null,null,null,null,null,null,null,null,null,null,null,null,null,null,null,null,null,null,"Y"]
[null,"BIO","Biomass (unknown or mixed)",null,null,null,null,null,null,null,null,null,null,null,null,null,null,null,null,null,null,null,null,null,null,null,null,null,null,null,null,null,null,null,null,null,null,null,null,null,null,null,null,null,null,null,null,null,"Y"]
[null,"BIT","BItuminous coal",null,null,null,null,null,null,null,null,null,null,null,null,null,null,null,null,null,null,null,null,null,null,null,null,null,null,null,null,null,null,null,null,null,null,null,null,null,null,null,null,null,null,null,null,null,"Y"]
[null,"BL","Spent pulping liquor (black liquor)",null,null,null,null,null,null,null,null,null,null,null,null,null,null,null,null,null,null,null,null,null,null,null,null,null,null,null,null,null,null,null,null,null,null,null,null,null,null,null,null,null,null,null,null,null,"Y"]
[null,"COL","Coal",null,null,null,null,null,null,null,null,null,null,null,null,null,null,null,null,null,null,null,null,null,null,null,null,null,null,null,null,null,null,null,null,null,null,null,null,null,null,null,null,null,null,null,null,null,"Y"]
[null,"FO2","Fuel oil #2 (diesel)",null,null,null,null,null,null,null,null,null,null,null,null,null,null,null,null,null,null,null,null,null,null,null,null,null,null,null,null,null,null,null,null,null,null,null,null,null,null,null,null,null,null,null,null,null,"Y"]
[null,"GST","Geothermal fluid",null,null,null,null,null,null,null,null,null,null,null,null,null,null,null,null,null,null,null,null,null,null,null,null,null,null,null,null,null,null,null,null,null,null,null,null,null,null,null,null,null,null,null,null,null,"Y"]
[null,"LFG","Landfill gas",null,null,null,null,null,null,null,null,null,null,null,null,null,null,null,null,null,null,null,null,null,null,null,null,null,null,null,null,null,null,null,null,null,null,null,null,null,null,null,null,null,null,null,null,null,"Y"]
[null,"LPG","Liquified Petroleum Gas",null,null,null,null,null,null,null,null,null,null,null,null,null,null,null,null,null,null,null,null,null,null,null,null,null,null,null,null,null,null,null,null,null,null,null,null,null,null,null,null,null,null,null,null,null,"Y"]
[null,"MOX","Mixed-oxide fuel (uranium & plutonium)",null,null,null,null,null,null,null,null,null,null,null,null,null,null,null,null,null,null,null,null,null,null,null,null,null,null,null,null,null,null,null,null,null,null,null,null,null,null,null,null,null,null,null,null,null,"Y"]
[null,"NG","Natural gas",null,null,null,null,null,null,null,null,null,null,null,null,null,null,null,null,null,null,null,null,null,null,null,null,null,null,null,null,null,null,null,null,null,null,null,null,null,null,null,null,null,null,null,null,null,"Y"]
[null,"OT","Other",null,null,null,null,null,null,null,null,null,null,null,null,null,null,null,null,null,null,null,null,null,null,null,null,null,null,null,null,null,null,null,null,null,null,null,null,null,null,null,null,null,null,null,null,null,"Y"]
[null,"PC","Petroleum coke",null,null,null,null,null,null,null,null,null,null,null,null,null,null,null,null,null,null,null,null,null,null,null,null,null,null,null,null,null,null,null,null,null,null,null,null,null,null,null,null,null,null,null,null,null,"Y"]
[null,"PG","Propane",null,null,null,null,null,null,null,null,null,null,null,null,null,null,null,null,null,null,null,null,null,null,null,null,null,null,null,null,null,null,null,null,null,null,null,null,null,null,null,null,null,null,null,null,null,"Y"]
[null,"REF","Municipal solid waste",null,null,null,null,null,null,null,null,null,null,null,null,null,null,null,null,null,null,null,null,null,null,null,null,null,null,null,null,null,null,null,null,null,null,null,null,null,null,null,null,null,null,null,null,null,"Y"]
[null,"RG","Refinery gas",null,null,null,null,null,null,null,null,null,null,null,null,null,null,null,null,null,null,null,null,null,null,null,null,null,null,null,null,null,null,null,null,null,null,null,null,null,null,null,null,null,null,null,null,null,"Y"]
[null,"SUB","Subbituminous coal",null,null,null,null,null,null,null,null,null,null,null,null,null,null,null,null,null,null,null,null,null,null,null,null,null,null,null,null,null,null,null,null,null,null,null,null,null,null,null,null,null,null,null,null,null,"Y"]
[null,"T&D","Transmission & Distribution System",null,null,null,null,null,null,null,null,null,null,null,null,null,null,null,null,null,null,null,null,null,null,null,null,null,null,null,null,null,null,null,null,null,null,null,null,null,null,null,null,null,null,null,null,null,"Y"]
[null,"UN","Unknown",null,null,null,null,null,null,null,null,null,null,null,null,null,null,null,null,null,null,null,null,null,null,null,null,null,null,null,null,null,null,null,null,null,null,null,null,null,null,null,null,null,null,null,null,null,"Y"]
[null,"UR","Uranium",null,null,null,null,null,null,null,null,null,null,null,null,null,null,null,null,null,null,null,null,null,null,null,null,null,null,null,null,null,null,null,null,null,null,null,null,null,null,null,null,null,null,null,null,null,"Y"]
[null,"VR","Various",null,null,null,null,null,null,null,null,null,null,null,null,null,null,null,null,null,null,null,null,null,null,null,null,null,null,null,null,null,null,null,null,null,null,null,null,null,null,null,null,null,null,null,null,null,"Y"]
[null,"WAT","Water",null,null,null,null,null,null,null,null,null,null,null,null,null,null,null,null,null,null,null,null,null,null,null,null,null,null,null,null,null,null,null,null,null,null,null,null,null,null,null,null,null,null,null,null,null,"Y"]
[null,"WC","Waste Coal (Culm)",null,null,null,null,null,null,null,null,null,null,null,null,null,null,null,null,null,null,null,null,null,null,null,null,null,null,null,null,null,null,null,null,null,null,null,null,null,null,null,null,null,null,null,null,null,"Y"]
[null,"WG","Wastewater treatment plant gas",null,null,null,null,null,null,null,null,null,null,null,null,null,null,null,null,null,null,null,null,null,null,null,null,null,null,null,null,null,null,null,null,null,null,null,null,null,null,null,null,null,null,null,null,null,"Y"]
[null,"WND","Wind (EIA)",null,null,null,null,null,null,null,null,null,null,null,null,null,null,null,null,null,null,null,null,null,null,null,null,null,null,null,null,null,null,null,null,null,null,null,null,null,null,null,null,null,null,null,null,null,"Y"]
[null,"WO","Waste/Other Oil, including crude oil, liquid butane, liquid propane, oil waste, re-refined motor oil, sludge oil, tar oil, othejr petroleum-based liquid wastes (EIA)",null,null,null,null,null,null,null,null,null,null,null,null,null,null,null,null,null,null,null,null,null,null,null,null,null,null,null,null,null,null,null,null,null,null,null,null,null,null,null,null,null,null,null,null,null,"Y"]
[null,"WW","Wood Residue",null,null,null,null,null,null,null,null,null,null,null,null,null,null,null,null,null,null,null,null,null,null,null,null,null,null,null,null,null,null,null,null,null,null,null,null,null,null,null,null,null,null,null,null,null,"Y"]
[null,null,null,null,null,null,null,null,null,null,null,null,null,null,null,null,null,null,null,null,null,null,null,null,null,null,null,null,null,null,null,null,null,null,null,null,null,null,null,null,null,null,null,null,null,null,null,null,"Y"]
["Project Owner/Power Purchaser",null,null,null,null,null,null,null,null,null,null,null,null,null,null,null,null,null,null,null,null,null,null,null,null,null,null,null,null,null,null,null,null,null,null,null,null,null,null,null,null,null,null,null,null,null,null,null,"Y"]
[null,"APS","Arizona Public Service",null,null,null,null,null,null,null,null,null,null,null,null,null,null,null,null,null,null,null,null,null,null,null,null,null,null,null,null,null,null,null,null,null,null,null,null,null,null,null,null,null,null,null,null,null,"Y"]
[null,"BPA","Bonneville Power Administration",null,null,null,null,null,null,null,null,null,null,null,null,null,null,null,null,null,null,null,null,null,null,null,null,null,null,null,null,null,null,null,null,null,null,null,null,null,null,null,null,null,null,null,null,null,"Y"]
[null,"CARES","Conservation and Renewable Energy System",null,null,null,null,null,null,null,null,null,null,null,null,null,null,null,null,null,null,null,null,null,null,null,null,null,null,null,null,null,null,null,null,null,null,null,null,null,null,null,null,null,null,null,null,null,"Y"]
[null,"Chelan PUD","Chelan Co. PUD",null,null,null,null,null,null,null,null,null,null,null,null,null,null,null,null,null,null,null,null,null,null,null,null,null,null,null,null,null,null,null,null,null,null,null,null,null,null,null,null,null,null,null,null,null,"Y"]
[null,"Clark","Clark Co. PUD",null,null,null,null,null,null,null,null,null,null,null,null,null,null,null,null,null,null,null,null,null,null,null,null,null,null,null,null,null,null,null,null,null,null,null,null,null,null,null,null,null,null,null,null,null,"Y"]
[null,"CPUD","Clatskanie People's Utility District",null,null,null,null,null,null,null,null,null,null,null,null,null,null,null,null,null,null,null,null,null,null,null,null,null,null,null,null,null,null,null,null,null,null,null,null,null,null,null,null,null,null,null,null,null,"Y"]
[null,"Coop","REA Cooperative",null,null,null,null,null,null,null,null,null,null,null,null,null,null,null,null,null,null,null,null,null,null,null,null,null,null,null,null,null,null,null,null,null,null,null,null,null,null,null,null,null,null,null,null,null,"Y"]
[null,"Douglas PUD","Douglas Co. PUD",null,null,null,null,null,null,null,null,null,null,null,null,null,null,null,null,null,null,null,null,null,null,null,null,null,null,null,null,null,null,null,null,null,null,null,null,null,null,null,null,null,null,null,null,null,"Y"]
[null,"EPUD","Emerald PUD",null,null,null,null,null,null,null,null,null,null,null,null,null,null,null,null,null,null,null,null,null,null,null,null,null,null,null,null,null,null,null,null,null,null,null,null,null,null,null,null,null,null,null,null,null,"Y"]
[null,"EWEB","Eugene Water & Electric Board",null,null,null,null,null,null,null,null,null,null,null,null,null,null,null,null,null,null,null,null,null,null,null,null,null,null,null,null,null,null,null,null,null,null,null,null,null,null,null,null,null,null,null,null,null,"Y"]
[null,"Fall River","Fall River Electric Co-op",null,null,null,null,null,null,null,null,null,null,null,null,null,null,null,null,null,null,null,null,null,null,null,null,null,null,null,null,null,null,null,null,null,null,null,null,null,null,null,null,null,null,null,null,null,"Y"]
[null,"GHPD","Grays Harbor PUD",null,null,null,null,null,null,null,null,null,null,null,null,null,null,null,null,null,null,null,null,null,null,null,null,null,null,null,null,null,null,null,null,null,null,null,null,null,null,null,null,null,null,null,null,null,"Y"]
[null,"Grant","Grant Co. PUD",null,null,null,null,null,null,null,null,null,null,null,null,null,null,null,null,null,null,null,null,null,null,null,null,null,null,null,null,null,null,null,null,null,null,null,null,null,null,null,null,null,null,null,null,null,"Y"]
[null,"IPC","Idaho Power Company",null,null,null,null,null,null,null,null,null,null,null,null,null,null,null,null,null,null,null,null,null,null,null,null,null,null,null,null,null,null,null,null,null,null,null,null,null,null,null,null,null,null,null,null,null,"Y"]
[null,"Jefferson","Jefferson Co. PUD",null,null,null,null,null,null,null,null,null,null,null,null,null,null,null,null,null,null,null,null,null,null,null,null,null,null,null,null,null,null,null,null,null,null,null,null,null,null,null,null,null,null,null,null,null,"Y"]
[null,"JOA","Joint Operating Agency",null,null,null,null,null,null,null,null,null,null,null,null,null,null,null,null,null,null,null,null,null,null,null,null,null,null,null,null,null,null,null,null,null,null,null,null,null,null,null,null,null,null,null,null,null,"Y"]
[null,"Klickitat","Klickitat Co. PUD",null,null,null,null,null,null,null,null,null,null,null,null,null,null,null,null,null,null,null,null,null,null,null,null,null,null,null,null,null,null,null,null,null,null,null,null,null,null,null,null,null,null,null,null,null,"Y"]
[null,"Lane","Lane Electric Cooperative",null,null,null,null,null,null,null,null,null,null,null,null,null,null,null,null,null,null,null,null,null,null,null,null,null,null,null,null,null,null,null,null,null,null,null,null,null,null,null,null,null,null,null,null,null,"Y"]
[null,"Lewis","Lewis Co. PUD",null,null,null,null,null,null,null,null,null,null,null,null,null,null,null,null,null,null,null,null,null,null,null,null,null,null,null,null,null,null,null,null,null,null,null,null,null,null,null,null,null,null,null,null,null,"Y"]
[null,"Lower Valley","Lower Valley Power & Light ",null,null,null,null,null,null,null,null,null,null,null,null,null,null,null,null,null,null,null,null,null,null,null,null,null,null,null,null,null,null,null,null,null,null,null,null,null,null,null,null,null,null,null,null,null,"Y"]
[null,"Mason 1","Mason Co. PUD No. 1",null,null,null,null,null,null,null,null,null,null,null,null,null,null,null,null,null,null,null,null,null,null,null,null,null,null,null,null,null,null,null,null,null,null,null,null,null,null,null,null,null,null,null,null,null,"Y"]
[null,"Mason 3","Mason Co. PUD No. 3",null,null,null,null,null,null,null,null,null,null,null,null,null,null,null,null,null,null,null,null,null,null,null,null,null,null,null,null,null,null,null,null,null,null,null,null,null,null,null,null,null,null,null,null,null,"Y"]
[null,"MPC","Montana Power Company (now NorthWestern)",null,null,null,null,null,null,null,null,null,null,null,null,null,null,null,null,null,null,null,null,null,null,null,null,null,null,null,null,null,null,null,null,null,null,null,null,null,null,null,null,null,null,null,null,null,"Y"]
[null,"N. Wasco","Northern Wasco PUD",null,null,null,null,null,null,null,null,null,null,null,null,null,null,null,null,null,null,null,null,null,null,null,null,null,null,null,null,null,null,null,null,null,null,null,null,null,null,null,null,null,null,null,null,null,"Y"]
[null,"NorthWestern","NorthWestern Corporation",null,null,null,null,null,null,null,null,null,null,null,null,null,null,null,null,null,null,null,null,null,null,null,null,null,null,null,null,null,null,null,null,null,null,null,null,null,null,null,null,null,null,null,null,null,"Y"]
[null,"Okanogan PUD","Okanogan Co. PUD",null,null,null,null,null,null,null,null,null,null,null,null,null,null,null,null,null,null,null,null,null,null,null,null,null,null,null,null,null,null,null,null,null,null,null,null,null,null,null,null,null,null,null,null,null,"Y"]
[null,"PAC","PacifiCorp",null,null,null,null,null,null,null,null,null,null,null,null,null,null,null,null,null,null,null,null,null,null,null,null,null,null,null,null,null,null,null,null,null,null,null,null,null,null,null,null,null,null,null,null,null,"Y"]
[null,"PGE","Portland General Electric Company",null,null,null,null,null,null,null,null,null,null,null,null,null,null,null,null,null,null,null,null,null,null,null,null,null,null,null,null,null,null,null,null,null,null,null,null,null,null,null,null,null,null,null,null,null,"Y"]
[null,"PRM","Power Resource Managers Resource Package",null,null,null,null,null,null,null,null,null,null,null,null,null,null,null,null,null,null,null,null,null,null,null,null,null,null,null,null,null,null,null,null,null,null,null,null,null,null,null,null,null,null,null,null,null,"Y"]
[null,"PSE","Puget Sound Energy",null,null,null,null,null,null,null,null,null,null,null,null,null,null,null,null,null,null,null,null,null,null,null,null,null,null,null,null,null,null,null,null,null,null,null,null,null,null,null,null,null,null,null,null,null,"Y"]
[null,"PSPL","Puget Sound Power & Light (Now Puget Sound Energy)",null,null,null,null,null,null,null,null,null,null,null,null,null,null,null,null,null,null,null,null,null,null,null,null,null,null,null,null,null,null,null,null,null,null,null,null,null,null,null,null,null,null,null,null,null,"Y"]
[null,"PUD","Public Utility District",null,null,null,null,null,null,null,null,null,null,null,null,null,null,null,null,null,null,null,null,null,null,null,null,null,null,null,null,null,null,null,null,null,null,null,null,null,null,null,null,null,null,null,null,null,"Y"]
[null,"SCL","Seattle City Light",null,null,null,null,null,null,null,null,null,null,null,null,null,null,null,null,null,null,null,null,null,null,null,null,null,null,null,null,null,null,null,null,null,null,null,null,null,null,null,null,null,null,null,null,null,"Y"]
[null,"SHPD","Snohomish County PUD",null,null,null,null,null,null,null,null,null,null,null,null,null,null,null,null,null,null,null,null,null,null,null,null,null,null,null,null,null,null,null,null,null,null,null,null,null,null,null,null,null,null,null,null,null,"Y"]
[null,"Snohomish","Snohomish Co. PUD",null,null,null,null,null,null,null,null,null,null,null,null,null,null,null,null,null,null,null,null,null,null,null,null,null,null,null,null,null,null,null,null,null,null,null,null,null,null,null,null,null,null,null,null,null,"Y"]
[null,"SPP","Sierra Pacific Power Company",null,null,null,null,null,null,null,null,null,null,null,null,null,null,null,null,null,null,null,null,null,null,null,null,null,null,null,null,null,null,null,null,null,null,null,null,null,null,null,null,null,null,null,null,null,"Y"]
[null,"SUB","Springfield Utility Board",null,null,null,null,null,null,null,null,null,null,null,null,null,null,null,null,null,null,null,null,null,null,null,null,null,null,null,null,null,null,null,null,null,null,null,null,null,null,null,null,null,null,null,null,null,"Y"]
[null,"Tillamook","Tillamook PUD",null,null,null,null,null,null,null,null,null,null,null,null,null,null,null,null,null,null,null,null,null,null,null,null,null,null,null,null,null,null,null,null,null,null,null,null,null,null,null,null,null,null,null,null,null,"Y"]
[null,"USBR","U.S. Bureau of Reclamation",null,null,null,null,null,null,null,null,null,null,null,null,null,null,null,null,null,null,null,null,null,null,null,null,null,null,null,null,null,null,null,null,null,null,null,null,null,null,null,null,null,null,null,null,null,"Y"]
[null,"WWP","Washington Water Power (now Avista)",null,null,null,null,null,null,null,null,null,null,null,null,null,null,null,null,null,null,null,null,null,null,null,null,null,null,null,null,null,null,null,null,null,null,null,null,null,null,null,null,null,null,null,null,null,"Y"]
[null,null,null,null,null,null,null,null,null,null,null,null,null,null,null,null,null,null,null,null,null,null,null,null,null,null,null,null,null,null,null,null,null,null,null,null,null,null,null,null,null,null,null,null,null,null,null,null,"Y"]
["Other Codes and Abbreviations:",null,null,null,null,null,null,null,null,null,null,null,null,null,null,null,null,null,null,null,null,null,null,null,null,null,null,null,null,null,null,null,null,null,null,null,null,null,null,null,null,null,null,null,null,null,null,null,"Y"]
[null,"Temp.","Temporarily permitted generation.",null,null,null,null,null,null,null,null,null,null,null,null,null,null,null,null,null,null,null,null,null,null,null,null,null,null,null,null,null,null,null,null,null,null,null,null,null,null,null,null,null,null,null,null,null,"Y"]
[null,"Project ID","Federal Energy Regulatory Commission hydropower project identification number.",null,null,null,null,null,null,null,null,null,null,null,null,null,null,null,null,null,null,null,null,null,null,null,null,null,null,null,null,null,null,null,null,null,null,null,null,null,null,null,null,null,null,null,null,null,"Y"]
[null,"NERC","North American Electric Reliability Council",null,null,null,null,null,null,null,null,null,null,null,null,null,null,null,null,null,null,null,null,null,null,null,null,null,null,null,null,null,null,null,null,null,null,null,null,null,null,null,null,null,null,null,null,null,"Y"]
[null,"MAPP","Mid-Continent Area Power Pool",null,null,null,null,null,null,null,null,null,null,null,null,null,null,null,null,null,null,null,null,null,null,null,null,null,null,null,null,null,null,null,null,null,null,null,null,null,null,null,null,null,null,null,null,null,"Y"]
[null,"WWTP","Wastewater treatment plant",null,null,null,null,null,null,null,null,null,null,null,null,null,null,null,null,null,null,null,null,null,null,null,null,null,null,null,null,null,null,null,null,null,null,null,null,null,null,null,null,null,null,null,null,null,"Y"]
[null,null,null,null,null,null,null,null,null,null,null,null,null,null,null,null,null,null,null,null,null,null,null,null,null,null,null,null,null,null,null,null,null,null,null,null,null,null,null,null,null,null,null,null,null,null,null,null,"Y"]
[null,null,null,null,null,null,null,null,null,null,null,null,null,null,null,null,null,null,null,null,null,null,null,null,null,null,null,null,null,null,null,null,null,null,null,null,null,null,null,null,null,null,null,null,null,null,null,null,"Y"]
[null,"Operating",null,null,null,null,null,null,null,null,null,null,null,null,null,null,null,null,null,null,null,null,null,null,null,null,null,null,null,null,null,null,null,null,null,null,null,null,null,null,null,null,null,null,null,null,null,null,"Y"]
[null,"Construction",null,null,null,null,null,null,null,null,null,null,null,null,null,null,null,null,null,null,null,null,null,null,null,null,null,null,null,null,null,null,null,null,null,null,null,null,null,null,null,null,null,null,null,null,null,null,"Y"]
[null,"Planned","High probability that they will be constructed.  Project has site certificate.  Engineering procurement and construction (EPC) contract.  Announcement of construction schedule.",null,null,null,null,null,null,null,null,null,null,null,null,null,null,null,null,null,null,null,null,null,null,null,null,null,null,null,null,null,null,null,null,null,null,null,null,null,null,null,null,null,null,null,null,null,"Y"]
[null,"Proposed","Some sort of concrete action has been taken.  For example, submitting a NOI, application for site certificate, interconnection agreement application, in a utility IRP, etc.",null,null,null,null,null,null,null,null,null,null,null,null,null,null,null,null,null,null,null,null,null,null,null,null,null,null,null,null,null,null,null,null,null,null,null,null,null,null,null,null,null,null,null,null,null,"Y"]
[null,"Announced",null,null,null,null,null,null,null,null,null,null,null,null,null,null,null,null,null,null,null,null,null,null,null,null,null,null,null,null,null,null,null,null,null,null,null,null,null,null,null,null,null,null,null,null,null,null,"Y"]
[null,"Upgrade","An interim term used to describe a project (usually hydro) that is undergoing an upgrade.  While the upgrade may be listed as a separate project from the original, the upgrade may happen in phases in which case some of the upgrade may be up and operational while the entire upgrade isn't completed until a later date. ",null,null,null,null,null,null,null,null,null,null,null,null,null,null,null,null,null,null,null,null,null,null,null,null,null,null,null,null,null,null,null,null,null,null,null,null,null,null,null,null,null,null,null,null,null,"Y"]
[null,null,null,null,null,null,null,null,null,null,null,null,null,null,null,null,null,null,null,null,null,null,null,null,null,null,null,null,null,null,null,null,null,null,null,null,null,null,null,null,null,null,null,null,null,null,null,null,"Y"]
[null,null,null,null,null,null,null,null,null,null,null,null,null,null,null,null,null,null,null,null,null,null,null,null,null,null,null,null,null,null,null,null,null,null,null,null,null,null,null,null,null,null,null,null,null,null,null,null,"Y"]
[null,null,null,null,null,null,null,null,null,null,null,null,null,null,null,null,null,null,null,null,null,null,null,null,null,null,null,null,null,null,null,null,null,null,null,null,null,null,null,null,null,null,null,null,null,null,null,null,"Y"]
[null,null,null,null,null,null,null,null,null,null,null,null,null,null,null,null,null,null,null,null,null,null,null,null,null,null,null,null,null,null,null,null,null,null,null,null,null,null,null,null,null,null,null,null,null,null,null,null,"Y"]
[null,null,null,null,null,null,null,null,null,null,null,null,null,null,null,null,null,null,null,null,null,null,null,null,null,null,null,null,null,null,null,null,null,null,null,null,null,null,null,null,null,null,null,null,null,null,null,null,"Y"]
[null,null,null,null,null,null,null,null,null,null,null,null,null,null,null,null,null,null,null,null,null,null,null,null,null,null,null,null,null,null,null,null,null,null,null,null,null,null,null,null,null,null,null,null,null,null,null,null,"Y"]
[null,null,null,null,null,null,null,null,null,null,null,null,null,null,null,null,null,null,null,null,null,null,null,null,null,null,null,null,null,null,null,null,null,null,null,null,null,null,null,null,null,null,null,null,null,null,null,null,"Y"]
[null,null,null,null,null,null,null,null,null,null,null,null,null,null,null,null,null,null,null,null,null,null,null,null,null,null,null,null,null,null,null,null,null,null,null,null,null,null,null,null,null,null,null,null,null,null,null,null,"Y"]
[null,null,null,null,null,null,null,null,null,null,null,null,null,null,null,null,null,null,null,null,null,null,null,null,null,null,null,null,null,null,null,null,null,null,null,null,null,null,null,null,null,null,null,null,null,null,null,null,"Y"]
[null,null,null,null,null,null,null,null,null,null,null,null,null,null,null,null,null,null,null,null,null,null,null,null,null,null,null,null,null,null,null,null,null,null,null,null,null,null,null,null,null,null,null,null,null,null,null,null,"Y"]
[null,null,null,null,null,null,null,null,null,null,null,null,null,null,null,null,null,null,null,null,null,null,null,null,null,null,null,null,null,null,null,null,null,null,null,null,null,null,null,null,null,null,null,null,null,null,null,null,"Y"]
[null,null,null,null,null,null,null,null,null,null,null,null,null,null,null,null,null,null,null,null,null,null,null,null,null,null,null,null,null,null,null,null,null,null,null,null,null,null,null,null,null,null,null,null,null,null,null,null,"Y"]
[null,null,null,null,null,null,null,null,null,null,null,null,null,null,null,null,null,null,null,null,null,null,null,null,null,null,null,null,null,null,null,null,null,null,null,null,null,null,null,null,null,null,null,null,null,null,null,null,"Y"]
[null,null,null,null,null,null,null,null,null,null,null,null,null,null,null,null,null,null,null,null,null,null,null,null,null,null,null,null,null,null,null,null,null,null,null,null,null,null,null,null,null,null,null,null,null,null,null,null,"Y"]
[null,null,null,null,null,null,null,null,null,null,null,null,null,null,null,null,null,null,null,null,null,null,null,null,null,null,null,null,null,null,null,null,null,null,null,null,null,null,null,null,null,null,null,null,null,null,null,null,"Y"]
[null,null,null,null,null,null,null,null,null,null,null,null,null,null,null,null,null,null,null,null,null,null,null,null,null,null,null,null,null,null,null,null,null,null,null,null,null,null,null,null,null,null,null,null,null,null,null,null,"Y"]
[null,null,null,null,null,null,null,null,null,null,null,null,null,null,null,null,null,null,null,null,null,null,null,null,null,null,null,null,null,null,null,null,null,null,null,null,null,null,null,null,null,null,null,null,null,null,null,null,"Y"]
[null,null,null,null,null,null,null,null,null,null,null,null,null,null,null,null,null,null,null,null,null,null,null,null,null,null,null,null,null,null,null,null,null,null,null,null,null,null,null,null,null,null,null,null,null,null,null,null,"Y"]
[null,null,null,null,null,null,null,null,null,null,null,null,null,null,null,null,null,null,null,null,null,null,null,null,null,null,null,null,null,null,null,null,null,null,null,null,null,null,null,null,null,null,null,null,null,null,null,null,"Y"]
[null,null,null,null,null,null,null,null,null,null,null,null,null,null,null,null,null,null,null,null,null,null,null,null,null,null,null,null,null,null,null,null,null,null,null,null,null,null,null,null,null,null,null,null,null,null,null,null,"Y"]
[null,null,null,null,null,null,null,null,null,null,null,null,null,null,null,null,null,null,null,null,null,null,null,null,null,null,null,null,null,null,null,null,null,null,null,null,null,null,null,null,null,null,null,null,null,null,null,null,"Y"]
[null,null,null,null,null,null,null,null,null,null,null,null,null,null,null,null,null,null,null,null,null,null,null,null,null,null,null,null,null,null,null,null,null,null,null,null,null,null,null,null,null,null,null,null,null,null,null,null,"Y"]
[null,null,null,null,null,null,null,null,null,null,null,null,null,null,null,null,null,null,null,null,null,null,null,null,null,null,null,null,null,null,null,null,null,null,null,null,null,null,null,null,null,null,null,null,null,null,null,null,"Y"]
[null,null,null,null,null,null,null,null,null,null,null,null,null,null,null,null,null,null,null,null,null,null,null,null,null,null,null,null,null,null,null,null,null,null,null,null,null,null,null,null,null,null,null,null,null,null,null,null,"Y"]
[null,null,null,null,null,null,null,null,null,null,null,null,null,null,null,null,null,null,null,null,null,null,null,null,null,null,null,null,null,null,null,null,null,null,null,null,null,null,null,null,null,null,null,null,null,null,null,null,"Y"]
[null,null,null,null,null,null,null,null,null,null,null,null,null,null,null,null,null,null,null,null,null,null,null,null,null,null,null,null,null,null,null,null,null,null,null,null,null,null,null,null,null,null,null,null,null,null,null,null,"Y"]
[null,null,null,null,null,null,null,null,null,null,null,null,null,null,null,null,null,null,null,null,null,null,null,null,null,null,null,null,null,null,null,null,null,null,null,null,null,null,null,null,null,null,null,null,null,null,null,null,"Y"]
[null,null,null,null,null,null,null,null,null,null,null,null,null,null,null,null,null,null,null,null,null,null,null,null,null,null,null,null,null,null,null,null,null,null,null,null,null,null,null,null,null,null,null,null,null,null,null,null,"Y"]
[null,null,null,null,null,null,null,null,null,null,null,null,null,null,null,null,null,null,null,null,null,null,null,null,null,null,null,null,null,null,null,null,null,null,null,null,null,null,null,null,null,null,null,null,null,null,null,null,"Y"]
[null,null,null,null,null,null,null,null,null,null,null,null,null,null,null,null,null,null,null,null,null,null,null,null,null,null,null,null,null,null,null,null,null,null,null,null,null,null,null,null,null,null,null,null,null,null,null,null,"Y"]
[null,null,null,null,null,null,null,null,null,null,null,null,null,null,null,null,null,null,null,null,null,null,null,null,null,null,null,null,null,null,null,null,null,null,null,null,null,null,null,null,null,null,null,null,null,null,null,null,"Y"]
[null,null,null,null,null,null,null,null,null,null,null,null,null,null,null,null,null,null,null,null,null,null,null,null,null,null,null,null,null,null,null,null,null,null,null,null,null,null,null,null,null,null,null,null,null,null,null,null,"Y"]
[null,null,null,null,null,null,null,null,null,null,null,null,null,null,null,null,null,null,null,null,null,null,null,null,null,null,null,null,null,null,null,null,null,null,null,null,null,null,null,null,null,null,null,null,null,null,null,null,"Y"]
[null,null,null,null,null,null,null,null,null,null,null,null,null,null,null,null,null,null,null,null,null,null,null,null,null,null,null,null,null,null,null,null,null,null,null,null,null,null,null,null,null,null,null,null,null,null,null,null,"Y"]
[null,null,null,null,null,null,null,null,null,null,null,null,null,null,null,null,null,null,null,null,null,null,null,null,null,null,null,null,null,null,null,null,null,null,null,null,null,null,null,null,null,null,null,null,null,null,null,null,"Y"]
[null,null,null,null,null,null,null,null,null,null,null,null,null,null,null,null,null,null,null,null,null,null,null,null,null,null,null,null,null,null,null,null,null,null,null,null,null,null,null,null,null,null,null,null,null,null,null,null,"Y"]
[null,null,null,null,null,null,null,null,null,null,null,null,null,null,null,null,null,null,null,null,null,null,null,null,null,null,null,null,null,null,null,null,null,null,null,null,null,null,null,null,null,null,null,null,null,null,null,null,"Y"]
[null,null,null,null,null,null,null,null,null,null,null,null,null,null,null,null,null,null,null,null,null,null,null,null,null,null,null,null,null,null,null,null,null,null,null,null,null,null,null,null,null,null,null,null,null,null,null,null,"Y"]
[null,null,null,null,null,null,null,null,null,null,null,null,null,null,null,null,null,null,null,null,null,null,null,null,null,null,null,null,null,null,null,null,null,null,null,null,null,null,null,null,null,null,null,null,null,null,null,null,"Y"]
[null,null,null,null,null,null,null,null,null,null,null,null,null,null,null,null,null,null,null,null,null,null,null,null,null,null,null,null,null,null,null,null,null,null,null,null,null,null,null,null,null,null,null,null,null,null,null,null,"Y"]
[null,null,null,null,null,null,null,null,null,null,null,null,null,null,null,null,null,null,null,null,null,null,null,null,null,null,null,null,null,null,null,null,null,null,null,null,null,null,null,null,null,null,null,null,null,null,null,null,"Y"]
[null,null,null,null,null,null,null,null,null,null,null,null,null,null,null,null,null,null,null,null,null,null,null,null,null,null,null,null,null,null,null,null,null,null,null,null,null,null,null,null,null,null,null,null,null,null,null,null,"Y"]
[null,null,null,null,null,null,null,null,null,null,null,null,null,null,null,null,null,null,null,null,null,null,null,null,null,null,null,null,null,null,null,null,null,null,null,null,null,null,null,null,null,null,null,null,null,null,null,null,"Y"]
[null,null,null,null,null,null,null,null,null,null,null,null,null,null,null,null,null,null,null,null,null,null,null,null,null,null,null,null,null,null,null,null,null,null,null,null,null,null,null,null,null,null,null,null,null,null,null,null,"Y"]
[null,null,null,null,null,null,null,null,null,null,null,null,null,null,null,null,null,null,null,null,null,null,null,null,null,null,null,null,null,null,null,null,null,null,null,null,null,null,null,null,null,null,null,null,null,null,null,null,"Y"]
[null,null,null,null,null,null,null,null,null,null,null,null,null,null,null,null,null,null,null,null,null,null,null,null,null,null,null,null,null,null,null,null,null,null,null,null,null,null,null,null,null,null,null,null,null,null,null,null,"Y"]
[null,null,null,null,null,null,null,null,null,null,null,null,null,null,null,null,null,null,null,null,null,null,null,null,null,null,null,null,null,null,null,null,null,null,null,null,null,null,null,null,null,null,null,null,null,null,null,null,"Y"]
[null,null,null,null,null,null,null,null,null,null,null,null,null,null,null,null,null,null,null,null,null,null,null,null,null,null,null,null,null,null,null,null,null,null,null,null,null,null,null,null,null,null,null,null,null,null,null,null,"Y"]
[null,null,null,null,null,null,null,null,null,null,null,null,null,null,null,null,null,null,null,null,null,null,null,null,null,null,null,null,null,null,null,null,null,null,null,null,null,null,null,null,null,null,null,null,null,null,null,null,"Y"]
[null,null,null,null,null,null,null,null,null,null,null,null,null,null,null,null,null,null,null,null,null,null,null,null,null,null,null,null,null,null,null,null,null,null,null,null,null,null,null,null,null,null,null,null,null,null,null,null,"Y"]
[null,null,null,null,null,null,null,null,null,null,null,null,null,null,null,null,null,null,null,null,null,null,null,null,null,null,null,null,null,null,null,null,null,null,null,null,null,null,null,null,null,null,null,null,null,null,null,null,"Y"]
[null,null,null,null,null,null,null,null,null,null,null,null,null,null,null,null,null,null,null,null,null,null,null,null,null,null,null,null,null,null,null,null,null,null,null,null,null,null,null,null,null,null,null,null,null,null,null,null,"Y"]
[null,null,null,null,null,null,null,null,null,null,null,null,null,null,null,null,null,null,null,null,null,null,null,null,null,null,null,null,null,null,null,null,null,null,null,null,null,null,null,null,null,null,null,null,null,null,null,null,"Y"]
[null,null,null,null,null,null,null,null,null,null,null,null,null,null,null,null,null,null,null,null,null,null,null,null,null,null,null,null,null,null,null,null,null,null,null,null,null,null,null,null,null,null,null,null,null,null,null,null,"Y"]
[null,null,null,null,null,null,null,null,null,null,null,null,null,null,null,null,null,null,null,null,null,null,null,null,null,null,null,null,null,null,null,null,null,null,null,null,null,null,null,null,null,null,null,null,null,null,null,null,"Y"]
[null,null,null,null,null,null,null,null,null,null,null,null,null,null,null,null,null,null,null,null,null,null,null,null,null,null,null,null,null,null,null,null,null,null,null,null,null,null,null,null,null,null,null,null,null,null,null,null,"Y"]
[null,null,null,null,null,null,null,null,null,null,null,null,null,null,null,null,null,null,null,null,null,null,null,null,null,null,null,null,null,null,null,null,null,null,null,null,null,null,null,null,null,null,null,null,null,null,null,null,"Y"]
[null,null,null,null,null,null,null,null,null,null,null,null,null,null,null,null,null,null,null,null,null,null,null,null,null,null,null,null,null,null,null,null,null,null,null,null,null,null,null,null,null,null,null,null,null,null,null,null,"Y"]
[null,null,null,null,null,null,null,null,null,null,null,null,null,null,null,null,null,null,null,null,null,null,null,null,null,null,null,null,null,null,null,null,null,null,null,null,null,null,null,null,null,null,null,null,null,null,null,null,"Y"]
[null,null,null,null,null,null,null,null,null,null,null,null,null,null,null,null,null,null,null,null,null,null,null,null,null,null,null,null,null,null,null,null,null,null,null,null,null,null,null,null,null,null,null,null,null,null,null,null,"Y"]
[null,null,null,null,null,null,null,null,null,null,null,null,null,null,null,null,null,null,null,null,null,null,null,null,null,null,null,null,null,null,null,null,null,null,null,null,null,null,null,null,null,null,null,null,null,null,null,null,"Y"]
[null,null,null,null,null,null,null,null,null,null,null,null,null,null,null,null,null,null,null,null,null,null,null,null,null,null,null,null,null,null,null,null,null,null,null,null,null,null,null,null,null,null,null,null,null,null,null,null,"Y"]
[null,null,null,null,null,null,null,null,null,null,null,null,null,null,null,null,null,null,null,null,null,null,null,null,null,null,null,null,null,null,null,null,null,null,null,null,null,null,null,null,null,null,null,null,null,null,null,null,"Y"]
[null,null,null,null,null,null,null,null,null,null,null,null,null,null,null,null,null,null,null,null,null,null,null,null,null,null,null,null,null,null,null,null,null,null,null,null,null,null,null,null,null,null,null,null,null,null,null,null,"Y"]
[null,null,null,null,null,null,null,null,null,null,null,null,null,null,null,null,null,null,null,null,null,null,null,null,null,null,null,null,null,null,null,null,null,null,null,null,null,null,null,null,null,null,null,null,null,null,null,null,"Y"]
[null,null,null,null,null,null,null,null,null,null,null,null,null,null,null,null,null,null,null,null,null,null,null,null,null,null,null,null,null,null,null,null,null,null,null,null,null,null,null,null,null,null,null,null,null,null,null,null,"Y"]
[null,null,null,null,null,null,null,null,null,null,null,null,null,null,null,null,null,null,null,null,null,null,null,null,null,null,null,null,null,null,null,null,null,null,null,null,null,null,null,null,null,null,null,null,null,null,null,null,"Y"]
[null,null,null,null,null,null,null,null,null,null,null,null,null,null,null,null,null,null,null,null,null,null,null,null,null,null,null,null,null,null,null,null,null,null,null,null,null,null,null,null,null,null,null,null,null,null,null,null,"Y"]
[null,null,null,null,null,null,null,null,null,null,null,null,null,null,null,null,null,null,null,null,null,null,null,null,null,null,null,null,null,null,null,null,null,null,null,null,null,null,null,null,null,null,null,null,null,null,null,null,"Y"]
[null,null,null,null,null,null,null,null,null,null,null,null,null,null,null,null,null,null,null,null,null,null,null,null,null,null,null,null,null,null,null,null,null,null,null,null,null,null,null,null,null,null,null,null,null,null,null,null,"Y"]
[null,null,null,null,null,null,null,null,null,null,null,null,null,null,null,null,null,null,null,null,null,null,null,null,null,null,null,null,null,null,null,null,null,null,null,null,null,null,null,null,null,null,null,null,null,null,null,null,"Y"]
[null,null,null,null,null,null,null,null,null,null,null,null,null,null,null,null,null,null,null,null,null,null,null,null,null,null,null,null,null,null,null,null,null,null,null,null,null,null,null,null,null,null,null,null,null,null,null,null,"Y"]
[null,null,null,null,null,null,null,null,null,null,null,null,null,null,null,null,null,null,null,null,null,null,null,null,null,null,null,null,null,null,null,null,null,null,null,null,null,null,null,null,null,null,null,null,null,null,null,null,"Y"]
[null,null,null,null,null,null,null,null,null,null,null,null,null,null,null,null,null,null,null,null,null,null,null,null,null,null,null,null,null,null,null,null,null,null,null,null,null,null,null,null,null,null,null,null,null,null,null,null,"Y"]
[null,null,null,null,null,null,null,null,null,null,null,null,null,null,null,null,null,null,null,null,null,null,null,null,null,null,null,null,null,null,null,null,null,null,null,null,null,null,null,null,null,null,null,null,null,null,null,null,"Y"]
[null,null,null,null,null,null,null,null,null,null,null,null,null,null,null,null,null,null,null,null,null,null,null,null,null,null,null,null,null,null,null,null,null,null,null,null,null,null,null,null,null,null,null,null,null,null,null,null,"Y"]
[null,null,null,null,null,null,null,null,null,null,null,null,null,null,null,null,null,null,null,null,null,null,null,null,null,null,null,null,null,null,null,null,null,null,null,null,null,null,null,null,null,null,null,null,null,null,null,null,"Y"]
[null,null,null,null,null,null,null,null,null,null,null,null,null,null,null,null,null,null,null,null,null,null,null,null,null,null,null,null,null,null,null,null,null,null,null,null,null,null,null,null,null,null,null,null,null,null,null,null,"Y"]
[null,null,null,null,null,null,null,null,null,null,null,null,null,null,null,null,null,null,null,null,null,null,null,null,null,null,null,null,null,null,null,null,null,null,null,null,null,null,null,null,null,null,null,null,null,null,null,null,"Y"]
[null,null,null,null,null,null,null,null,null,null,null,null,null,null,null,null,null,null,null,null,null,null,null,null,null,null,null,null,null,null,null,null,null,null,null,null,null,null,null,null,null,null,null,null,null,null,null,null,"Y"]
[null,null,null,null,null,null,null,null,null,null,null,null,null,null,null,null,null,null,null,null,null,null,null,null,null,null,null,null,null,null,null,null,null,null,null,null,null,null,null,null,null,null,null,null,null,null,null,null,"Y"]
[null,null,null,null,null,null,null,null,null,null,null,null,null,null,null,null,null,null,null,null,null,null,null,null,null,null,null,null,null,null,null,null,null,null,null,null,null,null,null,null,null,null,null,null,null,null,null,null,"Y"]
[null,null,null,null,null,null,null,null,null,null,null,null,null,null,null,null,null,null,null,null,null,null,null,null,null,null,null,null,null,null,null,null,null,null,null,null,null,null,null,null,null,null,null,null,null,null,null,null,"Y"]
[null,null,null,null,null,null,null,null,null,null,null,null,null,null,null,null,null,null,null,null,null,null,null,null,null,null,null,null,null,null,null,null,null,null,null,null,null,null,null,null,null,null,null,null,null,null,null,null,"Y"]
[null,null,null,null,null,null,null,null,null,null,null,null,null,null,null,null,null,null,null,null,null,null,null,null,null,null,null,null,null,null,null,null,null,null,null,null,null,null,null,null,null,null,null,null,null,null,null,null,"Y"]
[null,null,null,null,null,null,null,null,null,null,null,null,null,null,null,null,null,null,null,null,null,null,null,null,null,null,null,null,null,null,null,null,null,null,null,null,null,null,null,null,null,null,null,null,null,null,null,null,"Y"]
[null,null,null,null,null,null,null,null,null,null,null,null,null,null,null,null,null,null,null,null,null,null,null,null,null,null,null,null,null,null,null,null,null,null,null,null,null,null,null,null,null,null,null,null,null,null,null,null,"Y"]
[null,null,null,null,null,null,null,null,null,null,null,null,null,null,null,null,null,null,null,null,null,null,null,null,null,null,null,null,null,null,null,null,null,null,null,null,null,null,null,null,null,null,null,null,null,null,null,null,"Y"]
[null,null,null,null,null,null,null,null,null,null,null,null,null,null,null,null,null,null,null,null,null,null,null,null,null,null,null,null,null,null,null,null,null,null,null,null,null,null,null,null,null,null,null,null,null,null,null,null,"Y"]
[null,null,null,null,null,null,null,null,null,null,null,null,null,null,null,null,null,null,null,null,null,null,null,null,null,null,null,null,null,null,null,null,null,null,null,null,null,null,null,null,null,null,null,null,null,null,null,null,"Y"]
[null,null,null,null,null,null,null,null,null,null,null,null,null,null,null,null,null,null,null,null,null,null,null,null,null,null,null,null,null,null,null,null,null,null,null,null,null,null,null,null,null,null,null,null,null,null,null,null,"Y"]
[null,null,null,null,null,null,null,null,null,null,null,null,null,null,null,null,null,null,null,null,null,null,null,null,null,null,null,null,null,null,null,null,null,null,null,null,null,null,null,null,null,null,null,null,null,null,null,null,"Y"]
[null,null,null,null,null,null,null,null,null,null,null,null,null,null,null,null,null,null,null,null,null,null,null,null,null,null,null,null,null,null,null,null,null,null,null,null,null,null,null,null,null,null,null,null,null,null,null,null,"Y"]
[null,null,null,null,null,null,null,null,null,null,null,null,null,null,null,null,null,null,null,null,null,null,null,null,null,null,null,null,null,null,null,null,null,null,null,null,null,null,null,null,null,null,null,null,null,null,null,null,"Y"]
[null,null,null,null,null,null,null,null,null,null,null,null,null,null,null,null,null,null,null,null,null,null,null,null,null,null,null,null,null,null,null,null,null,null,null,null,null,null,null,null,null,null,null,null,null,null,null,null,"Y"]
[null,null,null,null,null,null,null,null,null,null,null,null,null,null,null,null,null,null,null,null,null,null,null,null,null,null,null,null,null,null,null,null,null,null,null,null,null,null,null,null,null,null,null,null,null,null,null,null,"Y"]
[null,null,null,null,null,null,null,null,null,null,null,null,null,null,null,null,null,null,null,null,null,null,null,null,null,null,null,null,null,null,null,null,null,null,null,null,null,null,null,null,null,null,null,null,null,null,null,null,"Y"]
[null,null,null,null,null,null,null,null,null,null,null,null,null,null,null,null,null,null,null,null,null,null,null,null,null,null,null,null,null,null,null,null,null,null,null,null,null,null,null,null,null,null,null,null,null,null,null,null,"Y"]
[null,null,null,null,null,null,null,null,null,null,null,null,null,null,null,null,null,null,null,null,null,null,null,null,null,null,null,null,null,null,null,null,null,null,null,null,null,null,null,null,null,null,null,null,null,null,null,null,"Y"]
[null,null,null,null,null,null,null,null,null,null,null,null,null,null,null,null,null,null,null,null,null,null,null,null,null,null,null,null,null,null,null,null,null,null,null,null,null,null,null,null,null,null,null,null,null,null,null,null,"Y"]
[null,null,null,null,null,null,null,null,null,null,null,null,null,null,null,null,null,null,null,null,null,null,null,null,null,null,null,null,null,null,null,null,null,null,null,null,null,null,null,null,null,null,null,null,null,null,null,null,"Y"]
[null,null,null,null,null,null,null,null,null,null,null,null,null,null,null,null,null,null,null,null,null,null,null,null,null,null,null,null,null,null,null,null,null,null,null,null,null,null,null,null,null,null,null,null,null,null,null,null,"Y"]
[null,null,null,null,null,null,null,null,null,null,null,null,null,null,null,null,null,null,null,null,null,null,null,null,null,null,null,null,null,null,null,null,null,null,null,null,null,null,null,null,null,null,null,null,null,null,null,null,"Y"]
[null,null,null,null,null,null,null,null,null,null,null,null,null,null,null,null,null,null,null,null,null,null,null,null,null,null,null,null,null,null,null,null,null,null,null,null,null,null,null,null,null,null,null,null,null,null,null,null,"Y"]
[null,null,null,null,null,null,null,null,null,null,null,null,null,null,null,null,null,null,null,null,null,null,null,null,null,null,null,null,null,null,null,null,null,null,null,null,null,null,null,null,null,null,null,null,null,null,null,null,"Y"]
[null,null,null,null,null,null,null,null,null,null,null,null,null,null,null,null,null,null,null,null,null,null,null,null,null,null,null,null,null,null,null,null,null,null,null,null,null,null,null,null,null,null,null,null,null,null,null,null,"Y"]
[null,null,null,null,null,null,null,null,null,null,null,null,null,null,null,null,null,null,null,null,null,null,null,null,null,null,null,null,null,null,null,null,null,null,null,null,null,null,null,null,null,null,null,null,null,null,null,null,"Y"]
[null,null,null,null,null,null,null,null,null,null,null,null,null,null,null,null,null,null,null,null,null,null,null,null,null,null,null,null,null,null,null,null,null,null,null,null,null,null,null,null,null,null,null,null,null,null,null,null,"Y"]
[null,null,null,null,null,null,null,null,null,null,null,null,null,null,null,null,null,null,null,null,null,null,null,null,null,null,null,null,null,null,null,null,null,null,null,null,null,null,null,null,null,null,null,null,null,null,null,null,"Y"]
[null,null,null,null,null,null,null,null,null,null,null,null,null,null,null,null,null,null,null,null,null,null,null,null,null,null,null,null,null,null,null,null,null,null,null,null,null,null,null,null,null,null,null,null,null,null,null,null,"Y"]
[null,null,null,null,null,null,null,null,null,null,null,null,null,null,null,null,null,null,null,null,null,null,null,null,null,null,null,null,null,null,null,null,null,null,null,null,null,null,null,null,null,null,null,null,null,null,null,null,"Y"]
[null,null,null,null,null,null,null,null,null,null,null,null,null,null,null,null,null,null,null,null,null,null,null,null,null,null,null,null,null,null,null,null,null,null,null,null,null,null,null,null,null,null,null,null,null,null,null,null,"Y"]
[null,null,null,null,null,null,null,null,null,null,null,null,null,null,null,null,null,null,null,null,null,null,null,null,null,null,null,null,null,null,null,null,null,null,null,null,null,null,null,null,null,null,null,null,null,null,null,null,"Y"]
[null,null,null,null,null,null,null,null,null,null,null,null,null,null,null,null,null,null,null,null,null,null,null,null,null,null,null,null,null,null,null,null,null,null,null,null,null,null,null,null,null,null,null,null,null,null,null,null,"Y"]
[null,null,null,null,null,null,null,null,null,null,null,null,null,null,null,null,null,null,null,null,null,null,null,null,null,null,null,null,null,null,null,null,null,null,null,null,null,null,null,null,null,null,null,null,null,null,null,null,"Y"]
[null,null,null,null,null,null,null,null,null,null,null,null,null,null,null,null,null,null,null,null,null,null,null,null,null,null,null,null,null,null,null,null,null,null,null,null,null,null,null,null,null,null,null,null,null,null,null,null,"Y"]
[null,null,null,null,null,null,null,null,null,null,null,null,null,null,null,null,null,null,null,null,null,null,null,null,null,null,null,null,null,null,null,null,null,null,null,null,null,null,null,null,null,null,null,null,null,null,null,null,"Y"]
[null,null,null,null,null,null,null,null,null,null,null,null,null,null,null,null,null,null,null,null,null,null,null,null,null,null,null,null,null,null,null,null,null,null,null,null,null,null,null,null,null,null,null,null,null,null,null,null,"Y"]
[null,null,null,null,null,null,null,null,null,null,null,null,null,null,null,null,null,null,null,null,null,null,null,null,null,null,null,null,null,null,null,null,null,null,null,null,null,null,null,null,null,null,null,null,null,null,null,null,"Y"]
[null,null,null,null,null,null,null,null,null,null,null,null,null,null,null,null,null,null,null,null,null,null,null,null,null,null,null,null,null,null,null,null,null,null,null,null,null,null,null,null,null,null,null,null,null,null,null,null,"Y"]
[null,null,null,null,null,null,null,null,null,null,null,null,null,null,null,null,null,null,null,null,null,null,null,null,null,null,null,null,null,null,null,null,null,null,null,null,null,null,null,null,null,null,null,null,null,null,null,null,"Y"]
[null,null,null,null,null,null,null,null,null,null,null,null,null,null,null,null,null,null,null,null,null,null,null,null,null,null,null,null,null,null,null,null,null,null,null,null,null,null,null,null,null,null,null,null,null,null,null,null,"Y"]
[null,null,null,null,null,null,null,null,null,null,null,null,null,null,null,null,null,null,null,null,null,null,null,null,null,null,null,null,null,null,null,null,null,null,null,null,null,null,null,null,null,null,null,null,null,null,null,null,"Y"]
[null,null,null,null,null,null,null,null,null,null,null,null,null,null,null,null,null,null,null,null,null,null,null,null,null,null,null,null,null,null,null,null,null,null,null,null,null,null,null,null,null,null,null,null,null,null,null,null,"Y"]
[null,null,null,null,null,null,null,null,null,null,null,null,null,null,null,null,null,null,null,null,null,null,null,null,null,null,null,null,null,null,null,null,null,null,null,null,null,null,null,null,null,null,null,null,null,null,null,null,"Y"]
[null,null,null,null,null,null,null,null,null,null,null,null,null,null,null,null,null,null,null,null,null,null,null,null,null,null,null,null,null,null,null,null,null,null,null,null,null,null,null,null,null,null,null,null,null,null,null,null,"Y"]
[null,null,null,null,null,null,null,null,null,null,null,null,null,null,null,null,null,null,null,null,null,null,null,null,null,null,null,null,null,null,null,null,null,null,null,null,null,null,null,null,null,null,null,null,null,null,null,null,"Y"]
[null,null,null,null,null,null,null,null,null,null,null,null,null,null,null,null,null,null,null,null,null,null,null,null,null,null,null,null,null,null,null,null,null,null,null,null,null,null,null,null,null,null,null,null,null,null,null,null,"Y"]
[null,null,null,null,null,null,null,null,null,null,null,null,null,null,null,null,null,null,null,null,null,null,null,null,null,null,null,null,null,null,null,null,null,null,null,null,null,null,null,null,null,null,null,null,null,null,null,null,"Y"]
[null,null,null,null,null,null,null,null,null,null,null,null,null,null,null,null,null,null,null,null,null,null,null,null,null,null,null,null,null,null,null,null,null,null,null,null,null,null,null,null,null,null,null,null,null,null,null,null,"Y"]
[null,null,null,null,null,null,null,null,null,null,null,null,null,null,null,null,null,null,null,null,null,null,null,null,null,null,null,null,null,null,null,null,null,null,null,null,null,null,null,null,null,null,null,null,null,null,null,null,"Y"]
[null,null,null,null,null,null,null,null,null,null,null,null,null,null,null,null,null,null,null,null,null,null,null,null,null,null,null,null,null,null,null,null,null,null,null,null,null,null,null,null,null,null,null,null,null,null,null,null,"Y"]
[null,null,null,null,null,null,null,null,null,null,null,null,null,null,null,null,null,null,null,null,null,null,null,null,null,null,null,null,null,null,null,null,null,null,null,null,null,null,null,null,null,null,null,null,null,null,null,null,"Y"]
[null,null,null,null,null,null,null,null,null,null,null,null,null,null,null,null,null,null,null,null,null,null,null,null,null,null,null,null,null,null,null,null,null,null,null,null,null,null,null,null,null,null,null,null,null,null,null,null,"Y"]
[null,null,null,null,null,null,null,null,null,null,null,null,null,null,null,null,null,null,null,null,null,null,null,null,null,null,null,null,null,null,null,null,null,null,null,null,null,null,null,null,null,null,null,null,null,null,null,null,"Y"]
[null,null,null,null,null,null,null,null,null,null,null,null,null,null,null,null,null,null,null,null,null,null,null,null,null,null,null,null,null,null,null,null,null,null,null,null,null,null,null,null,null,null,null,null,null,null,null,null,"Y"]
[null,null,null,null,null,null,null,null,null,null,null,null,null,null,null,null,null,null,null,null,null,null,null,null,null,null,null,null,null,null,null,null,null,null,null,null,null,null,null,null,null,null,null,null,null,null,null,null,"Y"]
[null,null,null,null,null,null,null,null,null,null,null,null,null,null,null,null,null,null,null,null,null,null,null,null,null,null,null,null,null,null,null,null,null,null,null,null,null,null,null,null,null,null,null,null,null,null,null,null,"Y"]
[null,null,null,null,null,null,null,null,null,null,null,null,null,null,null,null,null,null,null,null,null,null,null,null,null,null,null,null,null,null,null,null,null,null,null,null,null,null,null,null,null,null,null,null,null,null,null,null,"Y"]
[null,null,null,null,null,null,null,null,null,null,null,null,null,null,null,null,null,null,null,null,null,null,null,null,null,null,null,null,null,null,null,null,null,null,null,null,null,null,null,null,null,null,null,null,null,null,null,null,"Y"]
[null,null,null,null,null,null,null,null,null,null,null,null,null,null,null,null,null,null,null,null,null,null,null,null,null,null,null,null,null,null,null,null,null,null,null,null,null,null,null,null,null,null,null,null,null,null,null,null,"Y"]
[null,null,null,null,null,null,null,null,null,null,null,null,null,null,null,null,null,null,null,null,null,null,null,null,null,null,null,null,null,null,null,null,null,null,null,null,null,null,null,null,null,null,null,null,null,null,null,null,"Y"]
[null,null,null,null,null,null,null,null,null,null,null,null,null,null,null,null,null,null,null,null,null,null,null,null,null,null,null,null,null,null,null,null,null,null,null,null,null,null,null,null,null,null,null,null,null,null,null,null,"Y"]
[null,null,null,null,null,null,null,null,null,null,null,null,null,null,null,null,null,null,null,null,null,null,null,null,null,null,null,null,null,null,null,null,null,null,null,null,null,null,null,null,null,null,null,null,null,null,null,null,"Y"]
[null,null,null,null,null,null,null,null,null,null,null,null,null,null,null,null,null,null,null,null,null,null,null,null,null,null,null,null,null,null,null,null,null,null,null,null,null,null,null,null,null,null,null,null,null,null,null,null,"Y"]
[null,null,null,null,null,null,null,null,null,null,null,null,null,null,null,null,null,null,null,null,null,null,null,null,null,null,null,null,null,null,null,null,null,null,null,null,null,null,null,null,null,null,null,null,null,null,null,null,"Y"]
[null,null,null,null,null,null,null,null,null,null,null,null,null,null,null,null,null,null,null,null,null,null,null,null,null,null,null,null,null,null,null,null,null,null,null,null,null,null,null,null,null,null,null,null,null,null,null,null,"Y"]
[null,null,null,null,null,null,null,null,null,null,null,null,null,null,null,null,null,null,null,null,null,null,null,null,null,null,null,null,null,null,null,null,null,null,null,null,null,null,null,null,null,null,null,null,null,null,null,null,"Y"]
[null,null,null,null,null,null,null,null,null,null,null,null,null,null,null,null,null,null,null,null,null,null,null,null,null,null,null,null,null,null,null,null,null,null,null,null,null,null,null,null,null,null,null,null,null,null,null,null,"Y"]
[null,null,null,null,null,null,null,null,null,null,null,null,null,null,null,null,null,null,null,null,null,null,null,null,null,null,null,null,null,null,null,null,null,null,null,null,null,null,null,null,null,null,null,null,null,null,null,null,"Y"]
[null,null,null,null,null,null,null,null,null,null,null,null,null,null,null,null,null,null,null,null,null,null,null,null,null,null,null,null,null,null,null,null,null,null,null,null,null,null,null,null,null,null,null,null,null,null,null,null,"Y"]
[null,null,null,null,null,null,null,null,null,null,null,null,null,null,null,null,null,null,null,null,null,null,null,null,null,null,null,null,null,null,null,null,null,null,null,null,null,null,null,null,null,null,null,null,null,null,null,null,"Y"]
[null,null,null,null,null,null,null,null,null,null,null,null,null,null,null,null,null,null,null,null,null,null,null,null,null,null,null,null,null,null,null,null,null,null,null,null,null,null,null,null,null,null,null,null,null,null,null,null,"Y"]
[null,null,null,null,null,null,null,null,null,null,null,null,null,null,null,null,null,null,null,null,null,null,null,null,null,null,null,null,null,null,null,null,null,null,null,null,null,null,null,null,null,null,null,null,null,null,null,null,"Y"]
[null,null,null,null,null,null,null,null,null,null,null,null,null,null,null,null,null,null,null,null,null,null,null,null,null,null,null,null,null,null,null,null,null,null,null,null,null,null,null,null,null,null,null,null,null,null,null,null,"Y"]
[null,null,null,null,null,null,null,null,null,null,null,null,null,null,null,null,null,null,null,null,null,null,null,null,null,null,null,null,null,null,null,null,null,null,null,null,null,null,null,null,null,null,null,null,null,null,null,null,"Y"]
[null,null,null,null,null,null,null,null,null,null,null,null,null,null,null,null,null,null,null,null,null,null,null,null,null,null,null,null,null,null,null,null,null,null,null,null,null,null,null,null,null,null,null,null,null,null,null,null,"Y"]
[null,null,null,null,null,null,null,null,null,null,null,null,null,null,null,null,null,null,null,null,null,null,null,null,null,null,null,null,null,null,null,null,null,null,null,null,null,null,null,null,null,null,null,null,null,null,null,null,"Y"]
[null,null,null,null,null,null,null,null,null,null,null,null,null,null,null,null,null,null,null,null,null,null,null,null,null,null,null,null,null,null,null,null,null,null,null,null,null,null,null,null,null,null,null,null,null,null,null,null,"Y"]
[null,null,null,null,null,null,null,null,null,null,null,null,null,null,null,null,null,null,null,null,null,null,null,null,null,null,null,null,null,null,null,null,null,null,null,null,null,null,null,null,null,null,null,null,null,null,null,null,"Y"]
[null,null,null,null,null,null,null,null,null,null,null,null,null,null,null,null,null,null,null,null,null,null,null,null,null,null,null,null,null,null,null,null,null,null,null,null,null,null,null,null,null,null,null,null,null,null,null,null,"Y"]
[null,null,null,null,null,null,null,null,null,null,null,null,null,null,null,null,null,null,null,null,null,null,null,null,null,null,null,null,null,null,null,null,null,null,null,null,null,null,null,null,null,null,null,null,null,null,null,null,"Y"]
[null,null,null,null,null,null,null,null,null,null,null,null,null,null,null,null,null,null,null,null,null,null,null,null,null,null,null,null,null,null,null,null,null,null,null,null,null,null,null,null,null,null,null,null,null,null,null,null,"Y"]
[null,null,null,null,null,null,null,null,null,null,null,null,null,null,null,null,null,null,null,null,null,null,null,null,null,null,null,null,null,null,null,null,null,null,null,null,null,null,null,null,null,null,null,null,null,null,null,null,"Y"]
[null,null,null,null,null,null,null,null,null,null,null,null,null,null,null,null,null,null,null,null,null,null,null,null,null,null,null,null,null,null,null,null,null,null,null,null,null,null,null,null,null,null,null,null,null,null,null,null,"Y"]
[null,null,null,null,null,null,null,null,null,null,null,null,null,null,null,null,null,null,null,null,null,null,null,null,null,null,null,null,null,null,null,null,null,null,null,null,null,null,null,null,null,null,null,null,null,null,null,null,"Y"]
[null,null,null,null,null,null,null,null,null,null,null,null,null,null,null,null,null,null,null,null,null,null,null,null,null,null,null,null,null,null,null,null,null,null,null,null,null,null,null,null,null,null,null,null,null,null,null,null,"Y"]
[null,null,null,null,null,null,null,null,null,null,null,null,null,null,null,null,null,null,null,null,null,null,null,null,null,null,null,null,null,null,null,null,null,null,null,null,null,null,null,null,null,null,null,null,null,null,null,null,"Y"]
[null,null,null,null,null,null,null,null,null,null,null,null,null,null,null,null,null,null,null,null,null,null,null,null,null,null,null,null,null,null,null,null,null,null,null,null,null,null,null,null,null,null,null,null,null,null,null,null,"Y"]
[null,null,null,null,null,null,null,null,null,null,null,null,null,null,null,null,null,null,null,null,null,null,null,null,null,null,null,null,null,null,null,null,null,null,null,null,null,null,null,null,null,null,null,null,null,null,null,null,"Y"]
[null,null,null,null,null,null,null,null,null,null,null,null,null,null,null,null,null,null,null,null,null,null,null,null,null,null,null,null,null,null,null,null,null,null,null,null,null,null,null,null,null,null,null,null,null,null,null,null,"Y"]
[null,null,null,null,null,null,null,null,null,null,null,null,null,null,null,null,null,null,null,null,null,null,null,null,null,null,null,null,null,null,null,null,null,null,null,null,null,null,null,null,null,null,null,null,null,null,null,null,"Y"]
[null,null,null,null,null,null,null,null,null,null,null,null,null,null,null,null,null,null,null,null,null,null,null,null,null,null,null,null,null,null,null,null,null,null,null,null,null,null,null,null,null,null,null,null,null,null,null,null,"Y"]
[null,null,null,null,null,null,null,null,null,null,null,null,null,null,null,null,null,null,null,null,null,null,null,null,null,null,null,null,null,null,null,null,null,null,null,null,null,null,null,null,null,null,null,null,null,null,null,null,"Y"]
[null,null,null,null,null,null,null,null,null,null,null,null,null,null,null,null,null,null,null,null,null,null,null,null,null,null,null,null,null,null,null,null,null,null,null,null,null,null,null,null,null,null,null,null,null,null,null,null,"Y"]
[null,null,null,null,null,null,null,null,null,null,null,null,null,null,null,null,null,null,null,null,null,null,null,null,null,null,null,null,null,null,null,null,null,null,null,null,null,null,null,null,null,null,null,null,null,null,null,null,"Y"]
[null,null,null,null,null,null,null,null,null,null,null,null,null,null,null,null,null,null,null,null,null,null,null,null,null,null,null,null,null,null,null,null,null,null,null,null,null,null,null,null,null,null,null,null,null,null,null,null,"Y"]
[null,null,null,null,null,null,null,null,null,null,null,null,null,null,null,null,null,null,null,null,null,null,null,null,null,null,null,null,null,null,null,null,null,null,null,null,null,null,null,null,null,null,null,null,null,null,null,null,"Y"]
[null,null,null,null,null,null,null,null,null,null,null,null,null,null,null,null,null,null,null,null,null,null,null,null,null,null,null,null,null,null,null,null,null,null,null,null,null,null,null,null,null,null,null,null,null,null,null,null,"Y"]
[null,null,null,null,null,null,null,null,null,null,null,null,null,null,null,null,null,null,null,null,null,null,null,null,null,null,null,null,null,null,null,null,null,null,null,null,null,null,null,null,null,null,null,null,null,null,null,null,"Y"]
[null,null,null,null,null,null,null,null,null,null,null,null,null,null,null,null,null,null,null,null,null,null,null,null,null,null,null,null,null,null,null,null,null,null,null,null,null,null,null,null,null,null,null,null,null,null,null,null,"Y"]
[null,null,null,null,null,null,null,null,null,null,null,null,null,null,null,null,null,null,null,null,null,null,null,null,null,null,null,null,null,null,null,null,null,null,null,null,null,null,null,null,null,null,null,null,null,null,null,null,"Y"]
[null,null,null,null,null,null,null,null,null,null,null,null,null,null,null,null,null,null,null,null,null,null,null,null,null,null,null,null,null,null,null,null,null,null,null,null,null,null,null,null,null,null,null,null,null,null,null,null,"Y"]
[null,null,null,null,null,null,null,null,null,null,null,null,null,null,null,null,null,null,null,null,null,null,null,null,null,null,null,null,null,null,null,null,null,null,null,null,null,null,null,null,null,null,null,null,null,null,null,null,"Y"]
[null,null,null,null,null,null,null,null,null,null,null,null,null,null,null,null,null,null,null,null,null,null,null,null,null,null,null,null,null,null,null,null,null,null,null,null,null,null,null,null,null,null,null,null,null,null,null,null,"Y"]
[null,null,null,null,null,null,null,null,null,null,null,null,null,null,null,null,null,null,null,null,null,null,null,null,null,null,null,null,null,null,null,null,null,null,null,null,null,null,null,null,null,null,null,null,null,null,null,null,"Y"]
[null,null,null,null,null,null,null,null,null,null,null,null,null,null,null,null,null,null,null,null,null,null,null,null,null,null,null,null,null,null,null,null,null,null,null,null,null,null,null,null,null,null,null,null,null,null,null,null,"Y"]
[null,null,null,null,null,null,null,null,null,null,null,null,null,null,null,null,null,null,null,null,null,null,null,null,null,null,null,null,null,null,null,null,null,null,null,null,null,null,null,null,null,null,null,null,null,null,null,null,"Y"]
[null,null,null,null,null,null,null,null,null,null,null,null,null,null,null,null,null,null,null,null,null,null,null,null,null,null,null,null,null,null,null,null,null,null,null,null,null,null,null,null,null,null,null,null,null,null,null,null,"Y"]
[null,null,null,null,null,null,null,null,null,null,null,null,null,null,null,null,null,null,null,null,null,null,null,null,null,null,null,null,null,null,null,null,null,null,null,null,null,null,null,null,null,null,null,null,null,null,null,null,"Y"]
[null,null,null,null,null,null,null,null,null,null,null,null,null,null,null,null,null,null,null,null,null,null,null,null,null,null,null,null,null,null,null,null,null,null,null,null,null,null,null,null,null,null,null,null,null,null,null,null,"Y"]
[null,null,null,null,null,null,null,null,null,null,null,null,null,null,null,null,null,null,null,null,null,null,null,null,null,null,null,null,null,null,null,null,null,null,null,null,null,null,null,null,null,null,null,null,null,null,null,null,"Y"]
[null,null,null,null,null,null,null,null,null,null,null,null,null,null,null,null,null,null,null,null,null,null,null,null,null,null,null,null,null,null,null,null,null,null,null,null,null,null,null,null,null,null,null,null,null,null,null,null,"Y"]
[null,null,null,null,null,null,null,null,null,null,null,null,null,null,null,null,null,null,null,null,null,null,null,null,null,null,null,null,null,null,null,null,null,null,null,null,null,null,null,null,null,null,null,null,null,null,null,null,"Y"]
[null,null,null,null,null,null,null,null,null,null,null,null,null,null,null,null,null,null,null,null,null,null,null,null,null,null,null,null,null,null,null,null,null,null,null,null,null,null,null,null,null,null,null,null,null,null,null,null,"Y"]
[null,null,null,null,null,null,null,null,null,null,null,null,null,null,null,null,null,null,null,null,null,null,null,null,null,null,null,null,null,null,null,null,null,null,null,null,null,null,null,null,null,null,null,null,null,null,null,null,"Y"]
[null,null,null,null,null,null,null,null,null,null,null,null,null,null,null,null,null,null,null,null,null,null,null,null,null,null,null,null,null,null,null,null,null,null,null,null,null,null,null,null,null,null,null,null,null,null,null,null,"Y"]
[null,null,null,null,null,null,null,null,null,null,null,null,null,null,null,null,null,null,null,null,null,null,null,null,null,null,null,null,null,null,null,null,null,null,null,null,null,null,null,null,null,null,null,null,null,null,null,null,"Y"]
[null,null,null,null,null,null,null,null,null,null,null,null,null,null,null,null,null,null,null,null,null,null,null,null,null,null,null,null,null,null,null,null,null,null,null,null,null,null,null,null,null,null,null,null,null,null,null,null,"Y"]
[null,null,null,null,null,null,null,null,null,null,null,null,null,null,null,null,null,null,null,null,null,null,null,null,null,null,null,null,null,null,null,null,null,null,null,null,null,null,null,null,null,null,null,null,null,null,null,null,"Y"]
[null,null,null,null,null,null,null,null,null,null,null,null,null,null,null,null,null,null,null,null,null,null,null,null,null,null,null,null,null,null,null,null,null,null,null,null,null,null,null,null,null,null,null,null,null,null,null,null,"Y"]
[null,null,null,null,null,null,null,null,null,null,null,null,null,null,null,null,null,null,null,null,null,null,null,null,null,null,null,null,null,null,null,null,null,null,null,null,null,null,null,null,null,null,null,null,null,null,null,null,"Y"]
[null,null,null,null,null,null,null,null,null,null,null,null,null,null,null,null,null,null,null,null,null,null,null,null,null,null,null,null,null,null,null,null,null,null,null,null,null,null,null,null,null,null,null,null,null,null,null,null,"Y"]
[null,null,null,null,null,null,null,null,null,null,null,null,null,null,null,null,null,null,null,null,null,null,null,null,null,null,null,null,null,null,null,null,null,null,null,null,null,null,null,null,null,null,null,null,null,null,null,null,"Y"]
[null,null,null,null,null,null,null,null,null,null,null,null,null,null,null,null,null,null,null,null,null,null,null,null,null,null,null,null,null,null,null,null,null,null,null,null,null,null,null,null,null,null,null,null,null,null,null,null,"Y"]
[null,null,null,null,null,null,null,null,null,null,null,null,null,null,null,null,null,null,null,null,null,null,null,null,null,null,null,null,null,null,null,null,null,null,null,null,null,null,null,null,null,null,null,null,null,null,null,null,"Y"]
[null,null,null,null,null,null,null,null,null,null,null,null,null,null,null,null,null,null,null,null,null,null,null,null,null,null,null,null,null,null,null,null,null,null,null,null,null,null,null,null,null,null,null,null,null,null,null,null,"Y"]
[null,null,null,null,null,null,null,null,null,null,null,null,null,null,null,null,null,null,null,null,null,null,null,null,null,null,null,null,null,null,null,null,null,null,null,null,null,null,null,null,null,null,null,null,null,null,null,null,"Y"]
[null,null,null,null,null,null,null,null,null,null,null,null,null,null,null,null,null,null,null,null,null,null,null,null,null,null,null,null,null,null,null,null,null,null,null,null,null,null,null,null,null,null,null,null,null,null,null,null,"Y"]
[null,null,null,null,null,null,null,null,null,null,null,null,null,null,null,null,null,null,null,null,null,null,null,null,null,null,null,null,null,null,null,null,null,null,null,null,null,null,null,null,null,null,null,null,null,null,null,null,"Y"]
[null,null,null,null,null,null,null,null,null,null,null,null,null,null,null,null,null,null,null,null,null,null,null,null,null,null,null,null,null,null,null,null,null,null,null,null,null,null,null,null,null,null,null,null,null,null,null,null,"Y"]
[null,null,null,null,null,null,null,null,null,null,null,null,null,null,null,null,null,null,null,null,null,null,null,null,null,null,null,null,null,null,null,null,null,null,null,null,null,null,null,null,null,null,null,null,null,null,null,null,"Y"]
[null,null,null,null,null,null,null,null,null,null,null,null,null,null,null,null,null,null,null,null,null,null,null,null,null,null,null,null,null,null,null,null,null,null,null,null,null,null,null,null,null,null,null,null,null,null,null,null,"Y"]
[null,null,null,null,null,null,null,null,null,null,null,null,null,null,null,null,null,null,null,null,null,null,null,null,null,null,null,null,null,null,null,null,null,null,null,null,null,null,null,null,null,null,null,null,null,null,null,null,"Y"]
[null,null,null,null,null,null,null,null,null,null,null,null,null,null,null,null,null,null,null,null,null,null,null,null,null,null,null,null,null,null,null,null,null,null,null,null,null,null,null,null,null,null,null,null,null,null,null,null,"Y"]
[null,null,null,null,null,null,null,null,null,null,null,null,null,null,null,null,null,null,null,null,null,null,null,null,null,null,null,null,null,null,null,null,null,null,null,null,null,null,null,null,null,null,null,null,null,null,null,null,"Y"]
[null,null,null,null,null,null,null,null,null,null,null,null,null,null,null,null,null,null,null,null,null,null,null,null,null,null,null,null,null,null,null,null,null,null,null,null,null,null,null,null,null,null,null,null,null,null,null,null,"Y"]
[null,null,null,null,null,null,null,null,null,null,null,null,null,null,null,null,null,null,null,null,null,null,null,null,null,null,null,null,null,null,null,null,null,null,null,null,null,null,null,null,null,null,null,null,null,null,null,null,"Y"]
[null,null,null,null,null,null,null,null,null,null,null,null,null,null,null,null,null,null,null,null,null,null,null,null,null,null,null,null,null,null,null,null,null,null,null,null,null,null,null,null,null,null,null,null,null,null,null,null,"Y"]
[null,null,null,null,null,null,null,null,null,null,null,null,null,null,null,null,null,null,null,null,null,null,null,null,null,null,null,null,null,null,null,null,null,null,null,null,null,null,null,null,null,null,null,null,null,null,null,null,"Y"]
[null,null,null,null,null,null,null,null,null,null,null,null,null,null,null,null,null,null,null,null,null,null,null,null,null,null,null,null,null,null,null,null,null,null,null,null,null,null,null,null,null,null,null,null,null,null,null,null,"Y"]
[null,null,null,null,null,null,null,null,null,null,null,null,null,null,null,null,null,null,null,null,null,null,null,null,null,null,null,null,null,null,null,null,null,null,null,null,null,null,null,null,null,null,null,null,null,null,null,null,"Y"]
[null,null,null,null,null,null,null,null,null,null,null,null,null,null,null,null,null,null,null,null,null,null,null,null,null,null,null,null,null,null,null,null,null,null,null,null,null,null,null,null,null,null,null,null,null,null,null,null,"Y"]
[null,null,null,null,null,null,null,null,null,null,null,null,null,null,null,null,null,null,null,null,null,null,null,null,null,null,null,null,null,null,null,null,null,null,null,null,null,null,null,null,null,null,null,null,null,null,null,null,"Y"]
[null,null,null,null,null,null,null,null,null,null,null,null,null,null,null,null,null,null,null,null,null,null,null,null,null,null,null,null,null,null,null,null,null,null,null,null,null,null,null,null,null,null,null,null,null,null,null,null,"Y"]
[null,null,null,null,null,null,null,null,null,null,null,null,null,null,null,null,null,null,null,null,null,null,null,null,null,null,null,null,null,null,null,null,null,null,null,null,null,null,null,null,null,null,null,null,null,null,null,null,"Y"]
[null,null,null,null,null,null,null,null,null,null,null,null,null,null,null,null,null,null,null,null,null,null,null,null,null,null,null,null,null,null,null,null,null,null,null,null,null,null,null,null,null,null,null,null,null,null,null,null,"Y"]
[null,null,null,null,null,null,null,null,null,null,null,null,null,null,null,null,null,null,null,null,null,null,null,null,null,null,null,null,null,null,null,null,null,null,null,null,null,null,null,null,null,null,null,null,null,null,null,null,"Y"]
[null,null,null,null,null,null,null,null,null,null,null,null,null,null,null,null,null,null,null,null,null,null,null,null,null,null,null,null,null,null,null,null,null,null,null,null,null,null,null,null,null,null,null,null,null,null,null,null,"Y"]
[null,null,null,null,null,null,null,null,null,null,null,null,null,null,null,null,null,null,null,null,null,null,null,null,null,null,null,null,null,null,null,null,null,null,null,null,null,null,null,null,null,null,null,null,null,null,null,null,"Y"]
[null,null,null,null,null,null,null,null,null,null,null,null,null,null,null,null,null,null,null,null,null,null,null,null,null,null,null,null,null,null,null,null,null,null,null,null,null,null,null,null,null,null,null,null,null,null,null,null,"Y"]
[null,null,null,null,null,null,null,null,null,null,null,null,null,null,null,null,null,null,null,null,null,null,null,null,null,null,null,null,null,null,null,null,null,null,null,null,null,null,null,null,null,null,null,null,null,null,null,null,"Y"]
[null,null,null,null,null,null,null,null,null,null,null,null,null,null,null,null,null,null,null,null,null,null,null,null,null,null,null,null,null,null,null,null,null,null,null,null,null,null,null,null,null,null,null,null,null,null,null,null,"Y"]
[null,null,null,null,null,null,null,null,null,null,null,null,null,null,null,null,null,null,null,null,null,null,null,null,null,null,null,null,null,null,null,null,null,null,null,null,null,null,null,null,null,null,null,null,null,null,null,null,"Y"]
[null,null,null,null,null,null,null,null,null,null,null,null,null,null,null,null,null,null,null,null,null,null,null,null,null,null,null,null,null,null,null,null,null,null,null,null,null,null,null,null,null,null,null,null,null,null,null,null,"Y"]
[null,null,null,null,null,null,null,null,null,null,null,null,null,null,null,null,null,null,null,null,null,null,null,null,null,null,null,null,null,null,null,null,null,null,null,null,null,null,null,null,null,null,null,null,null,null,null,null,"Y"]
[null,null,null,null,null,null,null,null,null,null,null,null,null,null,null,null,null,null,null,null,null,null,null,null,null,null,null,null,null,null,null,null,null,null,null,null,null,null,null,null,null,null,null,null,null,null,null,null,"Y"]
[null,null,null,null,null,null,null,null,null,null,null,null,null,null,null,null,null,null,null,null,null,null,null,null,null,null,null,null,null,null,null,null,null,null,null,null,null,null,null,null,null,null,null,null,null,null,null,null,"Y"]
[null,null,null,null,null,null,null,null,null,null,null,null,null,null,null,null,null,null,null,null,null,null,null,null,null,null,null,null,null,null,null,null,null,null,null,null,null,null,null,null,null,null,null,null,null,null,null,null,"Y"]
[null,null,null,null,null,null,null,null,null,null,null,null,null,null,null,null,null,null,null,null,null,null,null,null,null,null,null,null,null,null,null,null,null,null,null,null,null,null,null,null,null,null,null,null,null,null,null,null,"Y"]
[null,null,null,null,null,null,null,null,null,null,null,null,null,null,null,null,null,null,null,null,null,null,null,null,null,null,null,null,null,null,null,null,null,null,null,null,null,null,null,null,null,null,null,null,null,null,null,null,"Y"]
[null,null,null,null,null,null,null,null,null,null,null,null,null,null,null,null,null,null,null,null,null,null,null,null,null,null,null,null,null,null,null,null,null,null,null,null,null,null,null,null,null,null,null,null,null,null,null,null,"Y"]
[null,null,null,null,null,null,null,null,null,null,null,null,null,null,null,null,null,null,null,null,null,null,null,null,null,null,null,null,null,null,null,null,null,null,null,null,null,null,null,null,null,null,null,null,null,null,null,null,"Y"]
[null,null,null,null,null,null,null,null,null,null,null,null,null,null,null,null,null,null,null,null,null,null,null,null,null,null,null,null,null,null,null,null,null,null,null,null,null,null,null,null,null,null,null,null,null,null,null,null,"Y"]
[null,null,null,null,null,null,null,null,null,null,null,null,null,null,null,null,null,null,null,null,null,null,null,null,null,null,null,null,null,null,null,null,null,null,null,null,null,null,null,null,null,null,null,null,null,null,null,null,"Y"]
[null,null,null,null,null,null,null,null,null,null,null,null,null,null,null,null,null,null,null,null,null,null,null,null,null,null,null,null,null,null,null,null,null,null,null,null,null,null,null,null,null,null,null,null,null,null,null,null,"Y"]
[null,null,null,null,null,null,null,null,null,null,null,null,null,null,null,null,null,null,null,null,null,null,null,null,null,null,null,null,null,null,null,null,null,null,null,null,null,null,null,null,null,null,null,null,null,null,null,null,"Y"]
[null,null,null,null,null,null,null,null,null,null,null,null,null,null,null,null,null,null,null,null,null,null,null,null,null,null,null,null,null,null,null,null,null,null,null,null,null,null,null,null,null,null,null,null,null,null,null,null,"Y"]
[null,null,null,null,null,null,null,null,null,null,null,null,null,null,null,null,null,null,null,null,null,null,null,null,null,null,null,null,null,null,null,null,null,null,null,null,null,null,null,null,null,null,null,null,null,null,null,null,"Y"]
[null,null,null,null,null,null,null,null,null,null,null,null,null,null,null,null,null,null,null,null,null,null,null,null,null,null,null,null,null,null,null,null,null,null,null,null,null,null,null,null,null,null,null,null,null,null,null,null,"Y"]
[null,null,null,null,null,null,null,null,null,null,null,null,null,null,null,null,null,null,null,null,null,null,null,null,null,null,null,null,null,null,null,null,null,null,null,null,null,null,null,null,null,null,null,null,null,null,null,null,"Y"]
[null,null,null,null,null,null,null,null,null,null,null,null,null,null,null,null,null,null,null,null,null,null,null,null,null,null,null,null,null,null,null,null,null,null,null,null,null,null,null,null,null,null,null,null,null,null,null,null,"Y"]
[null,null,null,null,null,null,null,null,null,null,null,null,null,null,null,null,null,null,null,null,null,null,null,null,null,null,null,null,null,null,null,null,null,null,null,null,null,null,null,null,null,null,null,null,null,null,null,null,"Y"]
[null,null,null,null,null,null,null,null,null,null,null,null,null,null,null,null,null,null,null,null,null,null,null,null,null,null,null,null,null,null,null,null,null,null,null,null,null,null,null,null,null,null,null,null,null,null,null,null,"Y"]
[null,null,null,null,null,null,null,null,null,null,null,null,null,null,null,null,null,null,null,null,null,null,null,null,null,null,null,null,null,null,null,null,null,null,null,null,null,null,null,null,null,null,null,null,null,null,null,null,"Y"]
[null,null,null,null,null,null,null,null,null,null,null,null,null,null,null,null,null,null,null,null,null,null,null,null,null,null,null,null,null,null,null,null,null,null,null,null,null,null,null,null,null,null,null,null,null,null,null,null,"Y"]
[null,null,null,null,null,null,null,null,null,null,null,null,null,null,null,null,null,null,null,null,null,null,null,null,null,null,null,null,null,null,null,null,null,null,null,null,null,null,null,null,null,null,null,null,null,null,null,null,"Y"]
[null,null,null,null,null,null,null,null,null,null,null,null,null,null,null,null,null,null,null,null,null,null,null,null,null,null,null,null,null,null,null,null,null,null,null,null,null,null,null,null,null,null,null,null,null,null,null,null,"Y"]
[null,null,null,null,null,null,null,null,null,null,null,null,null,null,null,null,null,null,null,null,null,null,null,null,null,null,null,null,null,null,null,null,null,null,null,null,null,null,null,null,null,null,null,null,null,null,null,null,"Y"]
[null,null,null,null,null,null,null,null,null,null,null,null,null,null,null,null,null,null,null,null,null,null,null,null,null,null,null,null,null,null,null,null,null,null,null,null,null,null,null,null,null,null,null,null,null,null,null,null,"Y"]
[null,null,null,null,null,null,null,null,null,null,null,null,null,null,null,null,null,null,null,null,null,null,null,null,null,null,null,null,null,null,null,null,null,null,null,null,null,null,null,null,null,null,null,null,null,null,null,null,"Y"]
[null,null,null,null,null,null,null,null,null,null,null,null,null,null,null,null,null,null,null,null,null,null,null,null,null,null,null,null,null,null,null,null,null,null,null,null,null,null,null,null,null,null,null,null,null,null,null,null,"Y"]
[null,null,null,null,null,null,null,null,null,null,null,null,null,null,null,null,null,null,null,null,null,null,null,null,null,null,null,null,null,null,null,null,null,null,null,null,null,null,null,null,null,null,null,null,null,null,null,null,"Y"]
[null,null,null,null,null,null,null,null,null,null,null,null,null,null,null,null,null,null,null,null,null,null,null,null,null,null,null,null,null,null,null,null,null,null,null,null,null,null,null,null,null,null,null,null,null,null,null,null,"Y"]
[null,null,null,null,null,null,null,null,null,null,null,null,null,null,null,null,null,null,null,null,null,null,null,null,null,null,null,null,null,null,null,null,null,null,null,null,null,null,null,null,null,null,null,null,null,null,null,null,"Y"]
[null,null,null,null,null,null,null,null,null,null,null,null,null,null,null,null,null,null,null,null,null,null,null,null,null,null,null,null,null,null,null,null,null,null,null,null,null,null,null,null,null,null,null,null,null,null,null,null,"Y"]
[null,null,null,null,null,null,null,null,null,null,null,null,null,null,null,null,null,null,null,null,null,null,null,null,null,null,null,null,null,null,null,null,null,null,null,null,null,null,null,null,null,null,null,null,null,null,null,null,"Y"]
[null,null,null,null,null,null,null,null,null,null,null,null,null,null,null,null,null,null,null,null,null,null,null,null,null,null,null,null,null,null,null,null,null,null,null,null,null,null,null,null,null,null,null,null,null,null,null,null,"Y"]
[null,null,null,null,null,null,null,null,null,null,null,null,null,null,null,null,null,null,null,null,null,null,null,null,null,null,null,null,null,null,null,null,null,null,null,null,null,null,null,null,null,null,null,null,null,null,null,null,"Y"]
[null,null,null,null,null,null,null,null,null,null,null,null,null,null,null,null,null,null,null,null,null,null,null,null,null,null,null,null,null,null,null,null,null,null,null,null,null,null,null,null,null,null,null,null,null,null,null,null,"Y"]
[null,null,null,null,null,null,null,null,null,null,null,null,null,null,null,null,null,null,null,null,null,null,null,null,null,null,null,null,null,null,null,null,null,null,null,null,null,null,null,null,null,null,null,null,null,null,null,null,"Y"]
[null,null,null,null,null,null,null,null,null,null,null,null,null,null,null,null,null,null,null,null,null,null,null,null,null,null,null,null,null,null,null,null,null,null,null,null,null,null,null,null,null,null,null,null,null,null,null,null,"Y"]
[null,null,null,null,null,null,null,null,null,null,null,null,null,null,null,null,null,null,null,null,null,null,null,null,null,null,null,null,null,null,null,null,null,null,null,null,null,null,null,null,null,null,null,null,null,null,null,null,"Y"]
[null,null,null,null,null,null,null,null,null,null,null,null,null,null,null,null,null,null,null,null,null,null,null,null,null,null,null,null,null,null,null,null,null,null,null,null,null,null,null,null,null,null,null,null,null,null,null,null,"Y"]
[null,null,null,null,null,null,null,null,null,null,null,null,null,null,null,null,null,null,null,null,null,null,null,null,null,null,null,null,null,null,null,null,null,null,null,null,null,null,null,null,null,null,null,null,null,null,null,null,"Y"]
[null,null,null,null,null,null,null,null,null,null,null,null,null,null,null,null,null,null,null,null,null,null,null,null,null,null,null,null,null,null,null,null,null,null,null,null,null,null,null,null,null,null,null,null,null,null,null,null,"Y"]
[null,null,null,null,null,null,null,null,null,null,null,null,null,null,null,null,null,null,null,null,null,null,null,null,null,null,null,null,null,null,null,null,null,null,null,null,null,null,null,null,null,null,null,null,null,null,null,null,"Y"]
[null,null,null,null,null,null,null,null,null,null,null,null,null,null,null,null,null,null,null,null,null,null,null,null,null,null,null,null,null,null,null,null,null,null,null,null,null,null,null,null,null,null,null,null,null,null,null,null,"Y"]
[null,null,null,null,null,null,null,null,null,null,null,null,null,null,null,null,null,null,null,null,null,null,null,null,null,null,null,null,null,null,null,null,null,null,null,null,null,null,null,null,null,null,null,null,null,null,null,null,"Y"]
[null,null,null,null,null,null,null,null,null,null,null,null,null,null,null,null,null,null,null,null,null,null,null,null,null,null,null,null,null,null,null,null,null,null,null,null,null,null,null,null,null,null,null,null,null,null,null,null,"Y"]
[null,null,null,null,null,null,null,null,null,null,null,null,null,null,null,null,null,null,null,null,null,null,null,null,null,null,null,null,null,null,null,null,null,null,null,null,null,null,null,null,null,null,null,null,null,null,null,null,"Y"]
[null,null,null,null,null,null,null,null,null,null,null,null,null,null,null,null,null,null,null,null,null,null,null,null,null,null,null,null,null,null,null,null,null,null,null,null,null,null,null,null,null,null,null,null,null,null,null,null,"Y"]
[null,null,null,null,null,null,null,null,null,null,null,null,null,null,null,null,null,null,null,null,null,null,null,null,null,null,null,null,null,null,null,null,null,null,null,null,null,null,null,null,null,null,null,null,null,null,null,null,"Y"]
[null,null,null,null,null,null,null,null,null,null,null,null,null,null,null,null,null,null,null,null,null,null,null,null,null,null,null,null,null,null,null,null,null,null,null,null,null,null,null,null,null,null,null,null,null,null,null,null,"Y"]
[null,null,null,null,null,null,null,null,null,null,null,null,null,null,null,null,null,null,null,null,null,null,null,null,null,null,null,null,null,null,null,null,null,null,null,null,null,null,null,null,null,null,null,null,null,null,null,null,"Y"]
[null,null,null,null,null,null,null,null,null,null,null,null,null,null,null,null,null,null,null,null,null,null,null,null,null,null,null,null,null,null,null,null,null,null,null,null,null,null,null,null,null,null,null,null,null,null,null,null,"Y"]
[null,null,null,null,null,null,null,null,null,null,null,null,null,null,null,null,null,null,null,null,null,null,null,null,null,null,null,null,null,null,null,null,null,null,null,null,null,null,null,null,null,null,null,null,null,null,null,null,"Y"]
[null,null,null,null,null,null,null,null,null,null,null,null,null,null,null,null,null,null,null,null,null,null,null,null,null,null,null,null,null,null,null,null,null,null,null,null,null,null,null,null,null,null,null,null,null,null,null,null,"Y"]
[null,null,null,null,null,null,null,null,null,null,null,null,null,null,null,null,null,null,null,null,null,null,null,null,null,null,null,null,null,null,null,null,null,null,null,null,null,null,null,null,null,null,null,null,null,null,null,null,"Y"]
[null,null,null,null,null,null,null,null,null,null,null,null,null,null,null,null,null,null,null,null,null,null,null,null,null,null,null,null,null,null,null,null,null,null,null,null,null,null,null,null,null,null,null,null,null,null,null,null,"Y"]
[null,null,null,null,null,null,null,null,null,null,null,null,null,null,null,null,null,null,null,null,null,null,null,null,null,null,null,null,null,null,null,null,null,null,null,null,null,null,null,null,null,null,null,null,null,null,null,null,"Y"]
[null,null,null,null,null,null,null,null,null,null,null,null,null,null,null,null,null,null,null,null,null,null,null,null,null,null,null,null,null,null,null,null,null,null,null,null,null,null,null,null,null,null,null,null,null,null,null,null,"Y"]
[null,null,null,null,null,null,null,null,null,null,null,null,null,null,null,null,null,null,null,null,null,null,null,null,null,null,null,null,null,null,null,null,null,null,null,null,null,null,null,null,null,null,null,null,null,null,null,null,"Y"]
[null,null,null,null,null,null,null,null,null,null,null,null,null,null,null,null,null,null,null,null,null,null,null,null,null,null,null,null,null,null,null,null,null,null,null,null,null,null,null,null,null,null,null,null,null,null,null,null,"Y"]
[null,null,null,null,null,null,null,null,null,null,null,null,null,null,null,null,null,null,null,null,null,null,null,null,null,null,null,null,null,null,null,null,null,null,null,null,null,null,null,null,null,null,null,null,null,null,null,null,"Y"]
[null,null,null,null,null,null,null,null,null,null,null,null,null,null,null,null,null,null,null,null,null,null,null,null,null,null,null,null,null,null,null,null,null,null,null,null,null,null,null,null,null,null,null,null,null,null,null,null,"Y"]
[null,null,null,null,null,null,null,null,null,null,null,null,null,null,null,null,null,null,null,null,null,null,null,null,null,null,null,null,null,null,null,null,null,null,null,null,null,null,null,null,null,null,null,null,null,null,null,null,"Y"]
[null,null,null,null,null,null,null,null,null,null,null,null,null,null,null,null,null,null,null,null,null,null,null,null,null,null,null,null,null,null,null,null,null,null,null,null,null,null,null,null,null,null,null,null,null,null,null,null,"Y"]
[null,null,null,null,null,null,null,null,null,null,null,null,null,null,null,null,null,null,null,null,null,null,null,null,null,null,null,null,null,null,null,null,null,null,null,null,null,null,null,null,null,null,null,null,null,null,null,null,"Y"]
[null,null,null,null,null,null,null,null,null,null,null,null,null,null,null,null,null,null,null,null,null,null,null,null,null,null,null,null,null,null,null,null,null,null,null,null,null,null,null,null,null,null,null,null,null,null,null,null,"Y"]
[null,null,null,null,null,null,null,null,null,null,null,null,null,null,null,null,null,null,null,null,null,null,null,null,null,null,null,null,null,null,null,null,null,null,null,null,null,null,null,null,null,null,null,null,null,null,null,null,"Y"]
[null,null,null,null,null,null,null,null,null,null,null,null,null,null,null,null,null,null,null,null,null,null,null,null,null,null,null,null,null,null,null,null,null,null,null,null,null,null,null,null,null,null,null,null,null,null,null,null,"Y"]
[null,null,null,null,null,null,null,null,null,null,null,null,null,null,null,null,null,null,null,null,null,null,null,null,null,null,null,null,null,null,null,null,null,null,null,null,null,null,null,null,null,null,null,null,null,null,null,null,"Y"]
[null,null,null,null,null,null,null,null,null,null,null,null,null,null,null,null,null,null,null,null,null,null,null,null,null,null,null,null,null,null,null,null,null,null,null,null,null,null,null,null,null,null,null,null,null,null,null,null,"Y"]
[null,null,null,null,null,null,null,null,null,null,null,null,null,null,null,null,null,null,null,null,null,null,null,null,null,null,null,null,null,null,null,null,null,null,null,null,null,null,null,null,null,null,null,null,null,null,null,null,"Y"]
[null,null,null,null,null,null,null,null,null,null,null,null,null,null,null,null,null,null,null,null,null,null,null,null,null,null,null,null,null,null,null,null,null,null,null,null,null,null,null,null,null,null,null,null,null,null,null,null,"Y"]
[null,null,null,null,null,null,null,null,null,null,null,null,null,null,null,null,null,null,null,null,null,null,null,null,null,null,null,null,null,null,null,null,null,null,null,null,null,null,null,null,null,null,null,null,null,null,null,null,"Y"]
[null,null,null,null,null,null,null,null,null,null,null,null,null,null,null,null,null,null,null,null,null,null,null,null,null,null,null,null,null,null,null,null,null,null,null,null,null,null,null,null,null,null,null,null,null,null,null,null,"Y"]
[null,null,null,null,null,null,null,null,null,null,null,null,null,null,null,null,null,null,null,null,null,null,null,null,null,null,null,null,null,null,null,null,null,null,null,null,null,null,null,null,null,null,null,null,null,null,null,null,"Y"]
[null,null,null,null,null,null,null,null,null,null,null,null,null,null,null,null,null,null,null,null,null,null,null,null,null,null,null,null,null,null,null,null,null,null,null,null,null,null,null,null,null,null,null,null,null,null,null,null,"Y"]
[null,null,null,null,null,null,null,null,null,null,null,null,null,null,null,null,null,null,null,null,null,null,null,null,null,null,null,null,null,null,null,null,null,null,null,null,null,null,null,null,null,null,null,null,null,null,null,null,"Y"]
[null,null,null,null,null,null,null,null,null,null,null,null,null,null,null,null,null,null,null,null,null,null,null,null,null,null,null,null,null,null,null,null,null,null,null,null,null,null,null,null,null,null,null,null,null,null,null,null,"Y"]
[null,null,null,null,null,null,null,null,null,null,null,null,null,null,null,null,null,null,null,null,null,null,null,null,null,null,null,null,null,null,null,null,null,null,null,null,null,null,null,null,null,null,null,null,null,null,null,null,"Y"]
[null,null,null,null,null,null,null,null,null,null,null,null,null,null,null,null,null,null,null,null,null,null,null,null,null,null,null,null,null,null,null,null,null,null,null,null,null,null,null,null,null,null,null,null,null,null,null,null,"Y"]
[null,null,null,null,null,null,null,null,null,null,null,null,null,null,null,null,null,null,null,null,null,null,null,null,null,null,null,null,null,null,null,null,null,null,null,null,null,null,null,null,null,null,null,null,null,null,null,null,"Y"]
[null,null,null,null,null,null,null,null,null,null,null,null,null,null,null,null,null,null,null,null,null,null,null,null,null,null,null,null,null,null,null,null,null,null,null,null,null,null,null,null,null,null,null,null,null,null,null,null,"Y"]
[null,null,null,null,null,null,null,null,null,null,null,null,null,null,null,null,null,null,null,null,null,null,null,null,null,null,null,null,null,null,null,null,null,null,null,null,null,null,null,null,null,null,null,null,null,null,null,null,"Y"]
[null,null,null,null,null,null,null,null,null,null,null,null,null,null,null,null,null,null,null,null,null,null,null,null,null,null,null,null,null,null,null,null,null,null,null,null,null,null,null,null,null,null,null,null,null,null,null,null,"Y"]
[null,null,null,null,null,null,null,null,null,null,null,null,null,null,null,null,null,null,null,null,null,null,null,null,null,null,null,null,null,null,null,null,null,null,null,null,null,null,null,null,null,null,null,null,null,null,null,null,"Y"]
[null,null,null,null,null,null,null,null,null,null,null,null,null,null,null,null,null,null,null,null,null,null,null,null,null,null,null,null,null,null,null,null,null,null,null,null,null,null,null,null,null,null,null,null,null,null,null,null,"Y"]
[null,null,null,null,null,null,null,null,null,null,null,null,null,null,null,null,null,null,null,null,null,null,null,null,null,null,null,null,null,null,null,null,null,null,null,null,null,null,null,null,null,null,null,null,null,null,null,null,"Y"]
[null,null,null,null,null,null,null,null,null,null,null,null,null,null,null,null,null,null,null,null,null,null,null,null,null,null,null,null,null,null,null,null,null,null,null,null,null,null,null,null,null,null,null,null,null,null,null,null,"Y"]
[null,null,null,null,null,null,null,null,null,null,null,null,null,null,null,null,null,null,null,null,null,null,null,null,null,null,null,null,null,null,null,null,null,null,null,null,null,null,null,null,null,null,null,null,null,null,null,null,"Y"]
[null,null,null,null,null,null,null,null,null,null,null,null,null,null,null,null,null,null,null,null,null,null,null,null,null,null,null,null,null,null,null,null,null,null,null,null,null,null,null,null,null,null,null,null,null,null,null,null,"Y"]
[null,null,null,null,null,null,null,null,null,null,null,null,null,null,null,null,null,null,null,null,null,null,null,null,null,null,null,null,null,null,null,null,null,null,null,null,null,null,null,null,null,null,null,null,null,null,null,null,"Y"]
[null,null,null,null,null,null,null,null,null,null,null,null,null,null,null,null,null,null,null,null,null,null,null,null,null,null,null,null,null,null,null,null,null,null,null,null,null,null,null,null,null,null,null,null,null,null,null,null,"Y"]
[null,null,null,null,null,null,null,null,null,null,null,null,null,null,null,null,null,null,null,null,null,null,null,null,null,null,null,null,null,null,null,null,null,null,null,null,null,null,null,null,null,null,null,null,null,null,null,null,"Y"]
[null,null,null,null,null,null,null,null,null,null,null,null,null,null,null,null,null,null,null,null,null,null,null,null,null,null,null,null,null,null,null,null,null,null,null,null,null,null,null,null,null,null,null,null,null,null,null,null,"Y"]
[null,null,null,null,null,null,null,null,null,null,null,null,null,null,null,null,null,null,null,null,null,null,null,null,null,null,null,null,null,null,null,null,null,null,null,null,null,null,null,null,null,null,null,null,null,null,null,null,"Y"]
[null,null,null,null,null,null,null,null,null,null,null,null,null,null,null,null,null,null,null,null,null,null,null,null,null,null,null,null,null,null,null,null,null,null,null,null,null,null,null,null,null,null,null,null,null,null,null,null,"Y"]
[null,null,null,null,null,null,null,null,null,null,null,null,null,null,null,null,null,null,null,null,null,null,null,null,null,null,null,null,null,null,null,null,null,null,null,null,null,null,null,null,null,null,null,null,null,null,null,null,"Y"]
[null,null,null,null,null,null,null,null,null,null,null,null,null,null,null,null,null,null,null,null,null,null,null,null,null,null,null,null,null,null,null,null,null,null,null,null,null,null,null,null,null,null,null,null,null,null,null,null,"Y"]
[null,null,null,null,null,null,null,null,null,null,null,null,null,null,null,null,null,null,null,null,null,null,null,null,null,null,null,null,null,null,null,null,null,null,null,null,null,null,null,null,null,null,null,null,null,null,null,null,"Y"]
[null,null,null,null,null,null,null,null,null,null,null,null,null,null,null,null,null,null,null,null,null,null,null,null,null,null,null,null,null,null,null,null,null,null,null,null,null,null,null,null,null,null,null,null,null,null,null,null,"Y"]
[null,null,null,null,null,null,null,null,null,null,null,null,null,null,null,null,null,null,null,null,null,null,null,null,null,null,null,null,null,null,null,null,null,null,null,null,null,null,null,null,null,null,null,null,null,null,null,null,"Y"]
[null,null,null,null,null,null,null,null,null,null,null,null,null,null,null,null,null,null,null,null,null,null,null,null,null,null,null,null,null,null,null,null,null,null,null,null,null,null,null,null,null,null,null,null,null,null,null,null,"Y"]
[null,null,null,null,null,null,null,null,null,null,null,null,null,null,null,null,null,null,null,null,null,null,null,null,null,null,null,null,null,null,null,null,null,null,null,null,null,null,null,null,null,null,null,null,null,null,null,null,"Y"]
[null,null,null,null,null,null,null,null,null,null,null,null,null,null,null,null,null,null,null,null,null,null,null,null,null,null,null,null,null,null,null,null,null,null,null,null,null,null,null,null,null,null,null,null,null,null,null,null,"Y"]
[null,null,null,null,null,null,null,null,null,null,null,null,null,null,null,null,null,null,null,null,null,null,null,null,null,null,null,null,null,null,null,null,null,null,null,null,null,null,null,null,null,null,null,null,null,null,null,null,"Y"]
[null,null,null,null,null,null,null,null,null,null,null,null,null,null,null,null,null,null,null,null,null,null,null,null,null,null,null,null,null,null,null,null,null,null,null,null,null,null,null,null,null,null,null,null,null,null,null,null,"Y"]
[null,null,null,null,null,null,null,null,null,null,null,null,null,null,null,null,null,null,null,null,null,null,null,null,null,null,null,null,null,null,null,null,null,null,null,null,null,null,null,null,null,null,null,null,null,null,null,null,"Y"]
[null,null,null,null,null,null,null,null,null,null,null,null,null,null,null,null,null,null,null,null,null,null,null,null,null,null,null,null,null,null,null,null,null,null,null,null,null,null,null,null,null,null,null,null,null,null,null,null,"Y"]
[null,null,null,null,null,null,null,null,null,null,null,null,null,null,null,null,null,null,null,null,null,null,null,null,null,null,null,null,null,null,null,null,null,null,null,null,null,null,null,null,null,null,null,null,null,null,null,null,"Y"]
[null,null,null,null,null,null,null,null,null,null,null,null,null,null,null,null,null,null,null,null,null,null,null,null,null,null,null,null,null,null,null,null,null,null,null,null,null,null,null,null,null,null,null,null,null,null,null,null,"Y"]
[null,null,null,null,null,null,null,null,null,null,null,null,null,null,null,null,null,null,null,null,null,null,null,null,null,null,null,null,null,null,null,null,null,null,null,null,null,null,null,null,null,null,null,null,null,null,null,null,"Y"]
[null,null,null,null,null,null,null,null,null,null,null,null,null,null,null,null,null,null,null,null,null,null,null,null,null,null,null,null,null,null,null,null,null,null,null,null,null,null,null,null,null,null,null,null,null,null,null,null,"Y"]
[null,null,null,null,null,null,null,null,null,null,null,null,null,null,null,null,null,null,null,null,null,null,null,null,null,null,null,null,null,null,null,null,null,null,null,null,null,null,null,null,null,null,null,null,null,null,null,null,"Y"]
[null,null,null,null,null,null,null,null,null,null,null,null,null,null,null,null,null,null,null,null,null,null,null,null,null,null,null,null,null,null,null,null,null,null,null,null,null,null,null,null,null,null,null,null,null,null,null,null,"Y"]
[null,null,null,null,null,null,null,null,null,null,null,null,null,null,null,null,null,null,null,null,null,null,null,null,null,null,null,null,null,null,null,null,null,null,null,null,null,null,null,null,null,null,null,null,null,null,null,null,"Y"]
[null,null,null,null,null,null,null,null,null,null,null,null,null,null,null,null,null,null,null,null,null,null,null,null,null,null,null,null,null,null,null,null,null,null,null,null,null,null,null,null,null,null,null,null,null,null,null,null,"Y"]
[null,null,null,null,null,null,null,null,null,null,null,null,null,null,null,null,null,null,null,null,null,null,null,null,null,null,null,null,null,null,null,null,null,null,null,null,null,null,null,null,null,null,null,null,null,null,null,null,"Y"]
[null,null,null,null,null,null,null,null,null,null,null,null,null,null,null,null,null,null,null,null,null,null,null,null,null,null,null,null,null,null,null,null,null,null,null,null,null,null,null,null,null,null,null,null,null,null,null,null,"Y"]
[null,null,null,null,null,null,null,null,null,null,null,null,null,null,null,null,null,null,null,null,null,null,null,null,null,null,null,null,null,null,null,null,null,null,null,null,null,null,null,null,null,null,null,null,null,null,null,null,"Y"]
[null,null,null,null,null,null,null,null,null,null,null,null,null,null,null,null,null,null,null,null,null,null,null,null,null,null,null,null,null,null,null,null,null,null,null,null,null,null,null,null,null,null,null,null,null,null,null,null,"Y"]
[null,null,null,null,null,null,null,null,null,null,null,null,null,null,null,null,null,null,null,null,null,null,null,null,null,null,null,null,null,null,null,null,null,null,null,null,null,null,null,null,null,null,null,null,null,null,null,null,"Y"]
[null,null,null,null,null,null,null,null,null,null,null,null,null,null,null,null,null,null,null,null,null,null,null,null,null,null,null,null,null,null,null,null,null,null,null,null,null,null,null,null,null,null,null,null,null,null,null,null,"Y"]
[null,null,null,null,null,null,null,null,null,null,null,null,null,null,null,null,null,null,null,null,null,null,null,null,null,null,null,null,null,null,null,null,null,null,null,null,null,null,null,null,null,null,null,null,null,null,null,null,"Y"]
[null,null,null,null,null,null,null,null,null,null,null,null,null,null,null,null,null,null,null,null,null,null,null,null,null,null,null,null,null,null,null,null,null,null,null,null,null,null,null,null,null,null,null,null,null,null,null,null,"Y"]
[null,null,null,null,null,null,null,null,null,null,null,null,null,null,null,null,null,null,null,null,null,null,null,null,null,null,null,null,null,null,null,null,null,null,null,null,null,null,null,null,null,null,null,null,null,null,null,null,"Y"]
[null,null,null,null,null,null,null,null,null,null,null,null,null,null,null,null,null,null,null,null,null,null,null,null,null,null,null,null,null,null,null,null,null,null,null,null,null,null,null,null,null,null,null,null,null,null,null,null,"Y"]
[null,null,null,null,null,null,null,null,null,null,null,null,null,null,null,null,null,null,null,null,null,null,null,null,null,null,null,null,null,null,null,null,null,null,null,null,null,null,null,null,null,null,null,null,null,null,null,null,"Y"]
[null,null,null,null,null,null,null,null,null,null,null,null,null,null,null,null,null,null,null,null,null,null,null,null,null,null,null,null,null,null,null,null,null,null,null,null,null,null,null,null,null,null,null,null,null,null,null,null,"Y"]
[null,null,null,null,null,null,null,null,null,null,null,null,null,null,null,null,null,null,null,null,null,null,null,null,null,null,null,null,null,null,null,null,null,null,null,null,null,null,null,null,null,null,null,null,null,null,null,null,"Y"]
[null,null,null,null,null,null,null,null,null,null,null,null,null,null,null,null,null,null,null,null,null,null,null,null,null,null,null,null,null,null,null,null,null,null,null,null,null,null,null,null,null,null,null,null,null,null,null,null,"Y"]
[null,null,null,null,null,null,null,null,null,null,null,null,null,null,null,null,null,null,null,null,null,null,null,null,null,null,null,null,null,null,null,null,null,null,null,null,null,null,null,null,null,null,null,null,null,null,null,null,"Y"]
[null,null,null,null,null,null,null,null,null,null,null,null,null,null,null,null,null,null,null,null,null,null,null,null,null,null,null,null,null,null,null,null,null,null,null,null,null,null,null,null,null,null,null,null,null,null,null,null,"Y"]
[null,null,null,null,null,null,null,null,null,null,null,null,null,null,null,null,null,null,null,null,null,null,null,null,null,null,null,null,null,null,null,null,null,null,null,null,null,null,null,null,null,null,null,null,null,null,null,null,"Y"]
[null,null,null,null,null,null,null,null,null,null,null,null,null,null,null,null,null,null,null,null,null,null,null,null,null,null,null,null,null,null,null,null,null,null,null,null,null,null,null,null,null,null,null,null,null,null,null,null,"Y"]
[null,null,null,null,null,null,null,null,null,null,null,null,null,null,null,null,null,null,null,null,null,null,null,null,null,null,null,null,null,null,null,null,null,null,null,null,null,null,null,null,null,null,null,null,null,null,null,null,"Y"]
[null,null,null,null,null,null,null,null,null,null,null,null,null,null,null,null,null,null,null,null,null,null,null,null,null,null,null,null,null,null,null,null,null,null,null,null,null,null,null,null,null,null,null,null,null,null,null,null,"Y"]
[null,null,null,null,null,null,null,null,null,null,null,null,null,null,null,null,null,null,null,null,null,null,null,null,null,null,null,null,null,null,null,null,null,null,null,null,null,null,null,null,null,null,null,null,null,null,null,null,"Y"]
[null,null,null,null,null,null,null,null,null,null,null,null,null,null,null,null,null,null,null,null,null,null,null,null,null,null,null,null,null,null,null,null,null,null,null,null,null,null,null,null,null,null,null,null,null,null,null,null,"Y"]
[null,null,null,null,null,null,null,null,null,null,null,null,null,null,null,null,null,null,null,null,null,null,null,null,null,null,null,null,null,null,null,null,null,null,null,null,null,null,null,null,null,null,null,null,null,null,null,null,"Y"]
[null,null,null,null,null,null,null,null,null,null,null,null,null,null,null,null,null,null,null,null,null,null,null,null,null,null,null,null,null,null,null,null,null,null,null,null,null,null,null,null,null,null,null,null,null,null,null,null,"Y"]
[null,null,null,null,null,null,null,null,null,null,null,null,null,null,null,null,null,null,null,null,null,null,null,null,null,null,null,null,null,null,null,null,null,null,null,null,null,null,null,null,null,null,null,null,null,null,null,null,"Y"]
[null,null,null,null,null,null,null,null,null,null,null,null,null,null,null,null,null,null,null,null,null,null,null,null,null,null,null,null,null,null,null,null,null,null,null,null,null,null,null,null,null,null,null,null,null,null,null,null,"Y"]
[null,null,null,null,null,null,null,null,null,null,null,null,null,null,null,null,null,null,null,null,null,null,null,null,null,null,null,null,null,null,null,null,null,null,null,null,null,null,null,null,null,null,null,null,null,null,null,null,"Y"]
[null,null,null,null,null,null,null,null,null,null,null,null,null,null,null,null,null,null,null,null,null,null,null,null,null,null,null,null,null,null,null,null,null,null,null,null,null,null,null,null,null,null,null,null,null,null,null,null,"Y"]
[null,null,null,null,null,null,null,null,null,null,null,null,null,null,null,null,null,null,null,null,null,null,null,null,null,null,null,null,null,null,null,null,null,null,null,null,null,null,null,null,null,null,null,null,null,null,null,null,"Y"]
[null,null,null,null,null,null,null,null,null,null,null,null,null,null,null,null,null,null,null,null,null,null,null,null,null,null,null,null,null,null,null,null,null,null,null,null,null,null,null,null,null,null,null,null,null,null,null,null,"Y"]
[null,null,null,null,null,null,null,null,null,null,null,null,null,null,null,null,null,null,null,null,null,null,null,null,null,null,null,null,null,null,null,null,null,null,null,null,null,null,null,null,null,null,null,null,null,null,null,null,"Y"]
[null,null,null,null,null,null,null,null,null,null,null,null,null,null,null,null,null,null,null,null,null,null,null,null,null,null,null,null,null,null,null,null,null,null,null,null,null,null,null,null,null,null,null,null,null,null,null,null,"Y"]
[null,null,null,null,null,null,null,null,null,null,null,null,null,null,null,null,null,null,null,null,null,null,null,null,null,null,null,null,null,null,null,null,null,null,null,null,null,null,null,null,null,null,null,null,null,null,null,null,"Y"]
[null,null,null,null,null,null,null,null,null,null,null,null,null,null,null,null,null,null,null,null,null,null,null,null,null,null,null,null,null,null,null,null,null,null,null,null,null,null,null,null,null,null,null,null,null,null,null,null,"Y"]
[null,null,null,null,null,null,null,null,null,null,null,null,null,null,null,null,null,null,null,null,null,null,null,null,null,null,null,null,null,null,null,null,null,null,null,null,null,null,null,null,null,null,null,null,null,null,null,null,"Y"]
[null,null,null,null,null,null,null,null,null,null,null,null,null,null,null,null,null,null,null,null,null,null,null,null,null,null,null,null,null,null,null,null,null,null,null,null,null,null,null,null,null,null,null,null,null,null,null,null,"Y"]
[null,null,null,null,null,null,null,null,null,null,null,null,null,null,null,null,null,null,null,null,null,null,null,null,null,null,null,null,null,null,null,null,null,null,null,null,null,null,null,null,null,null,null,null,null,null,null,null,"Y"]
[null,null,null,null,null,null,null,null,null,null,null,null,null,null,null,null,null,null,null,null,null,null,null,null,null,null,null,null,null,null,null,null,null,null,null,null,null,null,null,null,null,null,null,null,null,null,null,null,"Y"]
[null,null,null,null,null,null,null,null,null,null,null,null,null,null,null,null,null,null,null,null,null,null,null,null,null,null,null,null,null,null,null,null,null,null,null,null,null,null,null,null,null,null,null,null,null,null,null,null,"Y"]
[null,null,null,null,null,null,null,null,null,null,null,null,null,null,null,null,null,null,null,null,null,null,null,null,null,null,null,null,null,null,null,null,null,null,null,null,null,null,null,null,null,null,null,null,null,null,null,null,"Y"]
[null,null,null,null,null,null,null,null,null,null,null,null,null,null,null,null,null,null,null,null,null,null,null,null,null,null,null,null,null,null,null,null,null,null,null,null,null,null,null,null,null,null,null,null,null,null,null,null,"Y"]
[null,null,null,null,null,null,null,null,null,null,null,null,null,null,null,null,null,null,null,null,null,null,null,null,null,null,null,null,null,null,null,null,null,null,null,null,null,null,null,null,null,null,null,null,null,null,null,null,"Y"]
[null,null,null,null,null,null,null,null,null,null,null,null,null,null,null,null,null,null,null,null,null,null,null,null,null,null,null,null,null,null,null,null,null,null,null,null,null,null,null,null,null,null,null,null,null,null,null,null,"Y"]
[null,null,null,null,null,null,null,null,null,null,null,null,null,null,null,null,null,null,null,null,null,null,null,null,null,null,null,null,null,null,null,null,null,null,null,null,null,null,null,null,null,null,null,null,null,null,null,null,"Y"]
[null,null,null,null,null,null,null,null,null,null,null,null,null,null,null,null,null,null,null,null,null,null,null,null,null,null,null,null,null,null,null,null,null,null,null,null,null,null,null,null,null,null,null,null,null,null,null,null,"Y"]
[null,null,null,null,null,null,null,null,null,null,null,null,null,null,null,null,null,null,null,null,null,null,null,null,null,null,null,null,null,null,null,null,null,null,null,null,null,null,null,null,null,null,null,null,null,null,null,null,"Y"]
[null,null,null,null,null,null,null,null,null,null,null,null,null,null,null,null,null,null,null,null,null,null,null,null,null,null,null,null,null,null,null,null,null,null,null,null,null,null,null,null,null,null,null,null,null,null,null,null,"Y"]
[null,null,null,null,null,null,null,null,null,null,null,null,null,null,null,null,null,null,null,null,null,null,null,null,null,null,null,null,null,null,null,null,null,null,null,null,null,null,null,null,null,null,null,null,null,null,null,null,"Y"]
[null,null,null,null,null,null,null,null,null,null,null,null,null,null,null,null,null,null,null,null,null,null,null,null,null,null,null,null,null,null,null,null,null,null,null,null,null,null,null,null,null,null,null,null,null,null,null,null,"Y"]
[null,null,null,null,null,null,null,null,null,null,null,null,null,null,null,null,null,null,null,null,null,null,null,null,null,null,null,null,null,null,null,null,null,null,null,null,null,null,null,null,null,null,null,null,null,null,null,null,"Y"]
[null,null,null,null,null,null,null,null,null,null,null,null,null,null,null,null,null,null,null,null,null,null,null,null,null,null,null,null,null,null,null,null,null,null,null,null,null,null,null,null,null,null,null,null,null,null,null,null,"Y"]
[null,null,null,null,null,null,null,null,null,null,null,null,null,null,null,null,null,null,null,null,null,null,null,null,null,null,null,null,null,null,null,null,null,null,null,null,null,null,null,null,null,null,null,null,null,null,null,null,"Y"]
[null,null,null,null,null,null,null,null,null,null,null,null,null,null,null,null,null,null,null,null,null,null,null,null,null,null,null,null,null,null,null,null,null,null,null,null,null,null,null,null,null,null,null,null,null,null,null,null,"Y"]
[null,null,null,null,null,null,null,null,null,null,null,null,null,null,null,null,null,null,null,null,null,null,null,null,null,null,null,null,null,null,null,null,null,null,null,null,null,null,null,null,null,null,null,null,null,null,null,null,"Y"]
[null,null,null,null,null,null,null,null,null,null,null,null,null,null,null,null,null,null,null,null,null,null,null,null,null,null,null,null,null,null,null,null,null,null,null,null,null,null,null,null,null,null,null,null,null,null,null,null,"Y"]
[null,null,null,null,null,null,null,null,null,null,null,null,null,null,null,null,null,null,null,null,null,null,null,null,null,null,null,null,null,null,null,null,null,null,null,null,null,null,null,null,null,null,null,null,null,null,null,null,"Y"]
[null,null,null,null,null,null,null,null,null,null,null,null,null,null,null,null,null,null,null,null,null,null,null,null,null,null,null,null,null,null,null,null,null,null,null,null,null,null,null,null,null,null,null,null,null,null,null,null,"Y"]
[null,null,null,null,null,null,null,null,null,null,null,null,null,null,null,null,null,null,null,null,null,null,null,null,null,null,null,null,null,null,null,null,null,null,null,null,null,null,null,null,null,null,null,null,null,null,null,null,"Y"]
[null,null,null,null,null,null,null,null,null,null,null,null,null,null,null,null,null,null,null,null,null,null,null,null,null,null,null,null,null,null,null,null,null,null,null,null,null,null,null,null,null,null,null,null,null,null,null,null,"Y"]
[null,null,null,null,null,null,null,null,null,null,null,null,null,null,null,null,null,null,null,null,null,null,null,null,null,null,null,null,null,null,null,null,null,null,null,null,null,null,null,null,null,null,null,null,null,null,null,null,"Y"]
[null,null,null,null,null,null,null,null,null,null,null,null,null,null,null,null,null,null,null,null,null,null,null,null,null,null,null,null,null,null,null,null,null,null,null,null,null,null,null,null,null,null,null,null,null,null,null,null,"Y"]
[null,null,null,null,null,null,null,null,null,null,null,null,null,null,null,null,null,null,null,null,null,null,null,null,null,null,null,null,null,null,null,null,null,null,null,null,null,null,null,null,null,null,null,null,null,null,null,null,"Y"]
[null,null,null,null,null,null,null,null,null,null,null,null,null,null,null,null,null,null,null,null,null,null,null,null,null,null,null,null,null,null,null,null,null,null,null,null,null,null,null,null,null,null,null,null,null,null,null,null,"Y"]
[null,null,null,null,null,null,null,null,null,null,null,null,null,null,null,null,null,null,null,null,null,null,null,null,null,null,null,null,null,null,null,null,null,null,null,null,null,null,null,null,null,null,null,null,null,null,null,null,"Y"]
[null,null,null,null,null,null,null,null,null,null,null,null,null,null,null,null,null,null,null,null,null,null,null,null,null,null,null,null,null,null,null,null,null,null,null,null,null,null,null,null,null,null,null,null,null,null,null,null,"Y"]
[null,null,null,null,null,null,null,null,null,null,null,null,null,null,null,null,null,null,null,null,null,null,null,null,null,null,null,null,null,null,null,null,null,null,null,null,null,null,null,null,null,null,null,null,null,null,null,null,"Y"]
[null,null,null,null,null,null,null,null,null,null,null,null,null,null,null,null,null,null,null,null,null,null,null,null,null,null,null,null,null,null,null,null,null,null,null,null,null,null,null,null,null,null,null,null,null,null,null,null,"Y"]
[null,null,null,null,null,null,null,null,null,null,null,null,null,null,null,null,null,null,null,null,null,null,null,null,null,null,null,null,null,null,null,null,null,null,null,null,null,null,null,null,null,null,null,null,null,null,null,null,"Y"]
[null,null,null,null,null,null,null,null,null,null,null,null,null,null,null,null,null,null,null,null,null,null,null,null,null,null,null,null,null,null,null,null,null,null,null,null,null,null,null,null,null,null,null,null,null,null,null,null,"Y"]
[null,null,null,null,null,null,null,null,null,null,null,null,null,null,null,null,null,null,null,null,null,null,null,null,null,null,null,null,null,null,null,null,null,null,null,null,null,null,null,null,null,null,null,null,null,null,null,null,"Y"]
[null,null,null,null,null,null,null,null,null,null,null,null,null,null,null,null,null,null,null,null,null,null,null,null,null,null,null,null,null,null,null,null,null,null,null,null,null,null,null,null,null,null,null,null,null,null,null,null,"Y"]
[null,null,null,null,null,null,null,null,null,null,null,null,null,null,null,null,null,null,null,null,null,null,null,null,null,null,null,null,null,null,null,null,null,null,null,null,null,null,null,null,null,null,null,null,null,null,null,null,"Y"]
[null,null,null,null,null,null,null,null,null,null,null,null,null,null,null,null,null,null,null,null,null,null,null,null,null,null,null,null,null,null,null,null,null,null,null,null,null,null,null,null,null,null,null,null,null,null,null,null,"Y"]
[null,null,null,null,null,null,null,null,null,null,null,null,null,null,null,null,null,null,null,null,null,null,null,null,null,null,null,null,null,null,null,null,null,null,null,null,null,null,null,null,null,null,null,null,null,null,null,null,"Y"]
[null,null,null,null,null,null,null,null,null,null,null,null,null,null,null,null,null,null,null,null,null,null,null,null,null,null,null,null,null,null,null,null,null,null,null,null,null,null,null,null,null,null,null,null,null,null,null,null,"Y"]
[null,null,null,null,null,null,null,null,null,null,null,null,null,null,null,null,null,null,null,null,null,null,null,null,null,null,null,null,null,null,null,null,null,null,null,null,null,null,null,null,null,null,null,null,null,null,null,null,"Y"]
[null,null,null,null,null,null,null,null,null,null,null,null,null,null,null,null,null,null,null,null,null,null,null,null,null,null,null,null,null,null,null,null,null,null,null,null,null,null,null,null,null,null,null,null,null,null,null,null,"Y"]
[null,null,null,null,null,null,null,null,null,null,null,null,null,null,null,null,null,null,null,null,null,null,null,null,null,null,null,null,null,null,null,null,null,null,null,null,null,null,null,null,null,null,null,null,null,null,null,null,"Y"]
[null,null,null,null,null,null,null,null,null,null,null,null,null,null,null,null,null,null,null,null,null,null,null,null,null,null,null,null,null,null,null,null,null,null,null,null,null,null,null,null,null,null,null,null,null,null,null,null,"Y"]
[null,null,null,null,null,null,null,null,null,null,null,null,null,null,null,null,null,null,null,null,null,null,null,null,null,null,null,null,null,null,null,null,null,null,null,null,null,null,null,null,null,null,null,null,null,null,null,null,"Y"]
[null,null,null,null,null,null,null,null,null,null,null,null,null,null,null,null,null,null,null,null,null,null,null,null,null,null,null,null,null,null,null,null,null,null,null,null,null,null,null,null,null,null,null,null,null,null,null,null,"Y"]
[null,null,null,null,null,null,null,null,null,null,null,null,null,null,null,null,null,null,null,null,null,null,null,null,null,null,null,null,null,null,null,null,null,null,null,null,null,null,null,null,null,null,null,null,null,null,null,null,"Y"]
[null,null,null,null,null,null,null,null,null,null,null,null,null,null,null,null,null,null,null,null,null,null,null,null,null,null,null,null,null,null,null,null,null,null,null,null,null,null,null,null,null,null,null,null,null,null,null,null,"Y"]
[null,null,null,null,null,null,null,null,null,null,null,null,null,null,null,null,null,null,null,null,null,null,null,null,null,null,null,null,null,null,null,null,null,null,null,null,null,null,null,null,null,null,null,null,null,null,null,null,"Y"]
[null,null,null,null,null,null,null,null,null,null,null,null,null,null,null,null,null,null,null,null,null,null,null,null,null,null,null,null,null,null,null,null,null,null,null,null,null,null,null,null,null,null,null,null,null,null,null,null,"Y"]
[null,null,null,null,null,null,null,null,null,null,null,null,null,null,null,null,null,null,null,null,null,null,null,null,null,null,null,null,null,null,null,null,null,null,null,null,null,null,null,null,null,null,null,null,null,null,null,null,"Y"]
[null,null,null,null,null,null,null,null,null,null,null,null,null,null,null,null,null,null,null,null,null,null,null,null,null,null,null,null,null,null,null,null,null,null,null,null,null,null,null,null,null,null,null,null,null,null,null,null,"Y"]
[null,null,null,null,null,null,null,null,null,null,null,null,null,null,null,null,null,null,null,null,null,null,null,null,null,null,null,null,null,null,null,null,null,null,null,null,null,null,null,null,null,null,null,null,null,null,null,null,"Y"]
[null,null,null,null,null,null,null,null,null,null,null,null,null,null,null,null,null,null,null,null,null,null,null,null,null,null,null,null,null,null,null,null,null,null,null,null,null,null,null,null,null,null,null,null,null,null,null,null,"Y"]
[null,null,null,null,null,null,null,null,null,null,null,null,null,null,null,null,null,null,null,null,null,null,null,null,null,null,null,null,null,null,null,null,null,null,null,null,null,null,null,null,null,null,null,null,null,null,null,null,"Y"]
[null,null,null,null,null,null,null,null,null,null,null,null,null,null,null,null,null,null,null,null,null,null,null,null,null,null,null,null,null,null,null,null,null,null,null,null,null,null,null,null,null,null,null,null,null,null,null,null,"Y"]
[null,null,null,null,null,null,null,null,null,null,null,null,null,null,null,null,null,null,null,null,null,null,null,null,null,null,null,null,null,null,null,null,null,null,null,null,null,null,null,null,null,null,null,null,null,null,null,null,"Y"]
[null,null,null,null,null,null,null,null,null,null,null,null,null,null,null,null,null,null,null,null,null,null,null,null,null,null,null,null,null,null,null,null,null,null,null,null,null,null,null,null,null,null,null,null,null,null,null,null,"Y"]
[null,null,null,null,null,null,null,null,null,null,null,null,null,null,null,null,null,null,null,null,null,null,null,null,null,null,null,null,null,null,null,null,null,null,null,null,null,null,null,null,null,null,null,null,null,null,null,null,"Y"]
[null,null,null,null,null,null,null,null,null,null,null,null,null,null,null,null,null,null,null,null,null,null,null,null,null,null,null,null,null,null,null,null,null,null,null,null,null,null,null,null,null,null,null,null,null,null,null,null,"Y"]
[null,null,null,null,null,null,null,null,null,null,null,null,null,null,null,null,null,null,null,null,null,null,null,null,null,null,null,null,null,null,null,null,null,null,null,null,null,null,null,null,null,null,null,null,null,null,null,null,"Y"]
[null,null,null,null,null,null,null,null,null,null,null,null,null,null,null,null,null,null,null,null,null,null,null,null,null,null,null,null,null,null,null,null,null,null,null,null,null,null,null,null,null,null,null,null,null,null,null,null,"Y"]
[null,null,null,null,null,null,null,null,null,null,null,null,null,null,null,null,null,null,null,null,null,null,null,null,null,null,null,null,null,null,null,null,null,null,null,null,null,null,null,null,null,null,null,null,null,null,null,null,"Y"]
[null,null,null,null,null,null,null,null,null,null,null,null,null,null,null,null,null,null,null,null,null,null,null,null,null,null,null,null,null,null,null,null,null,null,null,null,null,null,null,null,null,null,null,null,null,null,null,null,"Y"]
[null,null,null,null,null,null,null,null,null,null,null,null,null,null,null,null,null,null,null,null,null,null,null,null,null,null,null,null,null,null,null,null,null,null,null,null,null,null,null,null,null,null,null,null,null,null,null,null,"Y"]
[null,null,null,null,null,null,null,null,null,null,null,null,null,null,null,null,null,null,null,null,null,null,null,null,null,null,null,null,null,null,null,null,null,null,null,null,null,null,null,null,null,null,null,null,null,null,null,null,"Y"]
[null,null,null,null,null,null,null,null,null,null,null,null,null,null,null,null,null,null,null,null,null,null,null,null,null,null,null,null,null,null,null,null,null,null,null,null,null,null,null,null,null,null,null,null,null,null,null,null,"Y"]
[null,null,null,null,null,null,null,null,null,null,null,null,null,null,null,null,null,null,null,null,null,null,null,null,null,null,null,null,null,null,null,null,null,null,null,null,null,null,null,null,null,null,null,null,null,null,null,null,"Y"]
[null,null,null,null,null,null,null,null,null,null,null,null,null,null,null,null,null,null,null,null,null,null,null,null,null,null,null,null,null,null,null,null,null,null,null,null,null,null,null,null,null,null,null,null,null,null,null,null,"Y"]
[null,null,null,null,null,null,null,null,null,null,null,null,null,null,null,null,null,null,null,null,null,null,null,null,null,null,null,null,null,null,null,null,null,null,null,null,null,null,null,null,null,null,null,null,null,null,null,null,"Y"]
[null,null,null,null,null,null,null,null,null,null,null,null,null,null,null,null,null,null,null,null,null,null,null,null,null,null,null,null,null,null,null,null,null,null,null,null,null,null,null,null,null,null,null,null,null,null,null,null,"Y"]
[null,null,null,null,null,null,null,null,null,null,null,null,null,null,null,null,null,null,null,null,null,null,null,null,null,null,null,null,null,null,null,null,null,null,null,null,null,null,null,null,null,null,null,null,null,null,null,null,"Y"]
[null,null,null,null,null,null,null,null,null,null,null,null,null,null,null,null,null,null,null,null,null,null,null,null,null,null,null,null,null,null,null,null,null,null,null,null,null,null,null,null,null,null,null,null,null,null,null,null,"Y"]
[null,null,null,null,null,null,null,null,null,null,null,null,null,null,null,null,null,null,null,null,null,null,null,null,null,null,null,null,null,null,null,null,null,null,null,null,null,null,null,null,null,null,null,null,null,null,null,null,"Y"]
[null,null,null,null,null,null,null,null,null,null,null,null,null,null,null,null,null,null,null,null,null,null,null,null,null,null,null,null,null,null,null,null,null,null,null,null,null,null,null,null,null,null,null,null,null,null,null,null,"Y"]
[null,null,null,null,null,null,null,null,null,null,null,null,null,null,null,null,null,null,null,null,null,null,null,null,null,null,null,null,null,null,null,null,null,null,null,null,null,null,null,null,null,null,null,null,null,null,null,null,"Y"]
[null,null,null,null,null,null,null,null,null,null,null,null,null,null,null,null,null,null,null,null,null,null,null,null,null,null,null,null,null,null,null,null,null,null,null,null,null,null,null,null,null,null,null,null,null,null,null,null,"Y"]
[null,null,null,null,null,null,null,null,null,null,null,null,null,null,null,null,null,null,null,null,null,null,null,null,null,null,null,null,null,null,null,null,null,null,null,null,null,null,null,null,null,null,null,null,null,null,null,null,"Y"]
[null,null,null,null,null,null,null,null,null,null,null,null,null,null,null,null,null,null,null,null,null,null,null,null,null,null,null,null,null,null,null,null,null,null,null,null,null,null,null,null,null,null,null,null,null,null,null,null,"Y"]
[null,null,null,null,null,null,null,null,null,null,null,null,null,null,null,null,null,null,null,null,null,null,null,null,null,null,null,null,null,null,null,null,null,null,null,null,null,null,null,null,null,null,null,null,null,null,null,null,"Y"]
[null,null,null,null,null,null,null,null,null,null,null,null,null,null,null,null,null,null,null,null,null,null,null,null,null,null,null,null,null,null,null,null,null,null,null,null,null,null,null,null,null,null,null,null,null,null,null,null,"Y"]
[null,null,null,null,null,null,null,null,null,null,null,null,null,null,null,null,null,null,null,null,null,null,null,null,null,null,null,null,null,null,null,null,null,null,null,null,null,null,null,null,null,null,null,null,null,null,null,null,"Y"]
[null,null,null,null,null,null,null,null,null,null,null,null,null,null,null,null,null,null,null,null,null,null,null,null,null,null,null,null,null,null,null,null,null,null,null,null,null,null,null,null,null,null,null,null,null,null,null,null,"Y"]
[null,null,null,null,null,null,null,null,null,null,null,null,null,null,null,null,null,null,null,null,null,null,null,null,null,null,null,null,null,null,null,null,null,null,null,null,null,null,null,null,null,null,null,null,null,null,null,null,"Y"]
[null,null,null,null,null,null,null,null,null,null,null,null,null,null,null,null,null,null,null,null,null,null,null,null,null,null,null,null,null,null,null,null,null,null,null,null,null,null,null,null,null,null,null,null,null,null,null,null,"Y"]
[null,null,null,null,null,null,null,null,null,null,null,null,null,null,null,null,null,null,null,null,null,null,null,null,null,null,null,null,null,null,null,null,null,null,null,null,null,null,null,null,null,null,null,null,null,null,null,null,"Y"]
[null,null,null,null,null,null,null,null,null,null,null,null,null,null,null,null,null,null,null,null,null,null,null,null,null,null,null,null,null,null,null,null,null,null,null,null,null,null,null,null,null,null,null,null,null,null,null,null,"Y"]
[null,null,null,null,null,null,null,null,null,null,null,null,null,null,null,null,null,null,null,null,null,null,null,null,null,null,null,null,null,null,null,null,null,null,null,null,null,null,null,null,null,null,null,null,null,null,null,null,"Y"]
[null,null,null,null,null,null,null,null,null,null,null,null,null,null,null,null,null,null,null,null,null,null,null,null,null,null,null,null,null,null,null,null,null,null,null,null,null,null,null,null,null,null,null,null,null,null,null,null,"Y"]
[null,null,null,null,null,null,null,null,null,null,null,null,null,null,null,null,null,null,null,null,null,null,null,null,null,null,null,null,null,null,null,null,null,null,null,null,null,null,null,null,null,null,null,null,null,null,null,null,"Y"]
[null,null,null,null,null,null,null,null,null,null,null,null,null,null,null,null,null,null,null,null,null,null,null,null,null,null,null,null,null,null,null,null,null,null,null,null,null,null,null,null,null,null,null,null,null,null,null,null,"Y"]
[null,null,null,null,null,null,null,null,null,null,null,null,null,null,null,null,null,null,null,null,null,null,null,null,null,null,null,null,null,null,null,null,null,null,null,null,null,null,null,null,null,null,null,null,null,null,null,null,"Y"]
[null,null,null,null,null,null,null,null,null,null,null,null,null,null,null,null,null,null,null,null,null,null,null,null,null,null,null,null,null,null,null,null,null,null,null,null,null,null,null,null,null,null,null,null,null,null,null,null,"Y"]
[null,null,null,null,null,null,null,null,null,null,null,null,null,null,null,null,null,null,null,null,null,null,null,null,null,null,null,null,null,null,null,null,null,null,null,null,null,null,null,null,null,null,null,null,null,null,null,null,"Y"]
[null,null,null,null,null,null,null,null,null,null,null,null,null,null,null,null,null,null,null,null,null,null,null,null,null,null,null,null,null,null,null,null,null,null,null,null,null,null,null,null,null,null,null,null,null,null,null,null,"Y"]
[null,null,null,null,null,null,null,null,null,null,null,null,null,null,null,null,null,null,null,null,null,null,null,null,null,null,null,null,null,null,null,null,null,null,null,null,null,null,null,null,null,null,null,null,null,null,null,null,"Y"]
[null,null,null,null,null,null,null,null,null,null,null,null,null,null,null,null,null,null,null,null,null,null,null,null,null,null,null,null,null,null,null,null,null,null,null,null,null,null,null,null,null,null,null,null,null,null,null,null,"Y"]
[null,null,null,null,null,null,null,null,null,null,null,null,null,null,null,null,null,null,null,null,null,null,null,null,null,null,null,null,null,null,null,null,null,null,null,null,null,null,null,null,null,null,null,null,null,null,null,null,"Y"]
[null,null,null,null,null,null,null,null,null,null,null,null,null,null,null,null,null,null,null,null,null,null,null,null,null,null,null,null,null,null,null,null,null,null,null,null,null,null,null,null,null,null,null,null,null,null,null,null,"Y"]
[null,null,null,null,null,null,null,null,null,null,null,null,null,null,null,null,null,null,null,null,null,null,null,null,null,null,null,null,null,null,null,null,null,null,null,null,null,null,null,null,null,null,null,null,null,null,null,null,"Y"]
[null,null,null,null,null,null,null,null,null,null,null,null,null,null,null,null,null,null,null,null,null,null,null,null,null,null,null,null,null,null,null,null,null,null,null,null,null,null,null,null,null,null,null,null,null,null,null,null,"Y"]
[null,null,null,null,null,null,null,null,null,null,null,null,null,null,null,null,null,null,null,null,null,null,null,null,null,null,null,null,null,null,null,null,null,null,null,null,null,null,null,null,null,null,null,null,null,null,null,null,"Y"]
[null,null,null,null,null,null,null,null,null,null,null,null,null,null,null,null,null,null,null,null,null,null,null,null,null,null,null,null,null,null,null,null,null,null,null,null,null,null,null,null,null,null,null,null,null,null,null,null,"Y"]
[null,null,null,null,null,null,null,null,null,null,null,null,null,null,null,null,null,null,null,null,null,null,null,null,null,null,null,null,null,null,null,null,null,null,null,null,null,null,null,null,null,null,null,null,null,null,null,null,"Y"]
[null,null,null,null,null,null,null,null,null,null,null,null,null,null,null,null,null,null,null,null,null,null,null,null,null,null,null,null,null,null,null,null,null,null,null,null,null,null,null,null,null,null,null,null,null,null,null,null,"Y"]
[null,null,null,null,null,null,null,null,null,null,null,null,null,null,null,null,null,null,null,null,null,null,null,null,null,null,null,null,null,null,null,null,null,null,null,null,null,null,null,null,null,null,null,null,null,null,null,null,"Y"]
[null,null,null,null,null,null,null,null,null,null,null,null,null,null,null,null,null,null,null,null,null,null,null,null,null,null,null,null,null,null,null,null,null,null,null,null,null,null,null,null,null,null,null,null,null,null,null,null,"Y"]
[null,null,null,null,null,null,null,null,null,null,null,null,null,null,null,null,null,null,null,null,null,null,null,null,null,null,null,null,null,null,null,null,null,null,null,null,null,null,null,null,null,null,null,null,null,null,null,null,"Y"]
[null,null,null,null,null,null,null,null,null,null,null,null,null,null,null,null,null,null,null,null,null,null,null,null,null,null,null,null,null,null,null,null,null,null,null,null,null,null,null,null,null,null,null,null,null,null,null,null,"Y"]
[null,null,null,null,null,null,null,null,null,null,null,null,null,null,null,null,null,null,null,null,null,null,null,null,null,null,null,null,null,null,null,null,null,null,null,null,null,null,null,null,null,null,null,null,null,null,null,null,"Y"]
[null,null,null,null,null,null,null,null,null,null,null,null,null,null,null,null,null,null,null,null,null,null,null,null,null,null,null,null,null,null,null,null,null,null,null,null,null,null,null,null,null,null,null,null,null,null,null,null,"Y"]
[null,null,null,null,null,null,null,null,null,null,null,null,null,null,null,null,null,null,null,null,null,null,null,null,null,null,null,null,null,null,null,null,null,null,null,null,null,null,null,null,null,null,null,null,null,null,null,null,"Y"]
[null,null,null,null,null,null,null,null,null,null,null,null,null,null,null,null,null,null,null,null,null,null,null,null,null,null,null,null,null,null,null,null,null,null,null,null,null,null,null,null,null,null,null,null,null,null,null,null,"Y"]
[null,null,null,null,null,null,null,null,null,null,null,null,null,null,null,null,null,null,null,null,null,null,null,null,null,null,null,null,null,null,null,null,null,null,null,null,null,null,null,null,null,null,null,null,null,null,null,null,"Y"]
[null,null,null,null,null,null,null,null,null,null,null,null,null,null,null,null,null,null,null,null,null,null,null,null,null,null,null,null,null,null,null,null,null,null,null,null,null,null,null,null,null,null,null,null,null,null,null,null,"Y"]
[null,null,null,null,null,null,null,null,null,null,null,null,null,null,null,null,null,null,null,null,null,null,null,null,null,null,null,null,null,null,null,null,null,null,null,null,null,null,null,null,null,null,null,null,null,null,null,null,"Y"]
[null,null,null,null,null,null,null,null,null,null,null,null,null,null,null,null,null,null,null,null,null,null,null,null,null,null,null,null,null,null,null,null,null,null,null,null,null,null,null,null,null,null,null,null,null,null,null,null,"Y"]
[null,null,null,null,null,null,null,null,null,null,null,null,null,null,null,null,null,null,null,null,null,null,null,null,null,null,null,null,null,null,null,null,null,null,null,null,null,null,null,null,null,null,null,null,null,null,null,null,"Y"]
[null,null,null,null,null,null,null,null,null,null,null,null,null,null,null,null,null,null,null,null,null,null,null,null,null,null,null,null,null,null,null,null,null,null,null,null,null,null,null,null,null,null,null,null,null,null,null,null,"Y"]
[null,null,null,null,null,null,null,null,null,null,null,null,null,null,null,null,null,null,null,null,null,null,null,null,null,null,null,null,null,null,null,null,null,null,null,null,null,null,null,null,null,null,null,null,null,null,null,null,"Y"]
[null,null,null,null,null,null,null,null,null,null,null,null,null,null,null,null,null,null,null,null,null,null,null,null,null,null,null,null,null,null,null,null,null,null,null,null,null,null,null,null,null,null,null,null,null,null,null,null,"Y"]
[null,null,null,null,null,null,null,null,null,null,null,null,null,null,null,null,null,null,null,null,null,null,null,null,null,null,null,null,null,null,null,null,null,null,null,null,null,null,null,null,null,null,null,null,null,null,null,null,"Y"]
[null,null,null,null,null,null,null,null,null,null,null,null,null,null,null,null,null,null,null,null,null,null,null,null,null,null,null,null,null,null,null,null,null,null,null,null,null,null,null,null,null,null,null,null,null,null,null,null,"Y"]
[null,null,null,null,null,null,null,null,null,null,null,null,null,null,null,null,null,null,null,null,null,null,null,null,null,null,null,null,null,null,null,null,null,null,null,null,null,null,null,null,null,null,null,null,null,null,null,null,"Y"]
[null,null,null,null,null,null,null,null,null,null,null,null,null,null,null,null,null,null,null,null,null,null,null,null,null,null,null,null,null,null,null,null,null,null,null,null,null,null,null,null,null,null,null,null,null,null,null,null,"Y"]
[null,null,null,null,null,null,null,null,null,null,null,null,null,null,null,null,null,null,null,null,null,null,null,null,null,null,null,null,null,null,null,null,null,null,null,null,null,null,null,null,null,null,null,null,null,null,null,null,"Y"]
[null,null,null,null,null,null,null,null,null,null,null,null,null,null,null,null,null,null,null,null,null,null,null,null,null,null,null,null,null,null,null,null,null,null,null,null,null,null,null,null,null,null,null,null,null,null,null,null,"Y"]
[null,null,null,null,null,null,null,null,null,null,null,null,null,null,null,null,null,null,null,null,null,null,null,null,null,null,null,null,null,null,null,null,null,null,null,null,null,null,null,null,null,null,null,null,null,null,null,null,"Y"]
[null,null,null,null,null,null,null,null,null,null,null,null,null,null,null,null,null,null,null,null,null,null,null,null,null,null,null,null,null,null,null,null,null,null,null,null,null,null,null,null,null,null,null,null,null,null,null,null,"Y"]
[null,null,null,null,null,null,null,null,null,null,null,null,null,null,null,null,null,null,null,null,null,null,null,null,null,null,null,null,null,null,null,null,null,null,null,null,null,null,null,null,null,null,null,null,null,null,null,null,"Y"]
[null,null,null,null,null,null,null,null,null,null,null,null,null,null,null,null,null,null,null,null,null,null,null,null,null,null,null,null,null,null,null,null,null,null,null,null,null,null,null,null,null,null,null,null,null,null,null,null,"Y"]
[null,null,null,null,null,null,null,null,null,null,null,null,null,null,null,null,null,null,null,null,null,null,null,null,null,null,null,null,null,null,null,null,null,null,null,null,null,null,null,null,null,null,null,null,null,null,null,null,"Y"]
[null,null,null,null,null,null,null,null,null,null,null,null,null,null,null,null,null,null,null,null,null,null,null,null,null,null,null,null,null,null,null,null,null,null,null,null,null,null,null,null,null,null,null,null,null,null,null,null,"Y"]
[null,null,null,null,null,null,null,null,null,null,null,null,null,null,null,null,null,null,null,null,null,null,null,null,null,null,null,null,null,null,null,null,null,null,null,null,null,null,null,null,null,null,null,null,null,null,null,null,"Y"]
[null,null,null,null,null,null,null,null,null,null,null,null,null,null,null,null,null,null,null,null,null,null,null,null,null,null,null,null,null,null,null,null,null,null,null,null,null,null,null,null,null,null,null,null,null,null,null,null,"Y"]
[null,null,null,null,null,null,null,null,null,null,null,null,null,null,null,null,null,null,null,null,null,null,null,null,null,null,null,null,null,null,null,null,null,null,null,null,null,null,null,null,null,null,null,null,null,null,null,null,"Y"]
[null,null,null,null,null,null,null,null,null,null,null,null,null,null,null,null,null,null,null,null,null,null,null,null,null,null,null,null,null,null,null,null,null,null,null,null,null,null,null,null,null,null,null,null,null,null,null,null,"Y"]
[null,null,null,null,null,null,null,null,null,null,null,null,null,null,null,null,null,null,null,null,null,null,null,null,null,null,null,null,null,null,null,null,null,null,null,null,null,null,null,null,null,null,null,null,null,null,null,null,"Y"]
[null,null,null,null,null,null,null,null,null,null,null,null,null,null,null,null,null,null,null,null,null,null,null,null,null,null,null,null,null,null,null,null,null,null,null,null,null,null,null,null,null,null,null,null,null,null,null,null,"Y"]
[null,null,null,null,null,null,null,null,null,null,null,null,null,null,null,null,null,null,null,null,null,null,null,null,null,null,null,null,null,null,null,null,null,null,null,null,null,null,null,null,null,null,null,null,null,null,null,null,"Y"]
[null,null,null,null,null,null,null,null,null,null,null,null,null,null,null,null,null,null,null,null,null,null,null,null,null,null,null,null,null,null,null,null,null,null,null,null,null,null,null,null,null,null,null,null,null,null,null,null,"Y"]
[null,null,null,null,null,null,null,null,null,null,null,null,null,null,null,null,null,null,null,null,null,null,null,null,null,null,null,null,null,null,null,null,null,null,null,null,null,null,null,null,null,null,null,null,null,null,null,null,"Y"]
[null,null,null,null,null,null,null,null,null,null,null,null,null,null,null,null,null,null,null,null,null,null,null,null,null,null,null,null,null,null,null,null,null,null,null,null,null,null,null,null,null,null,null,null,null,null,null,null,"Y"]
[null,null,null,null,null,null,null,null,null,null,null,null,null,null,null,null,null,null,null,null,null,null,null,null,null,null,null,null,null,null,null,null,null,null,null,null,null,null,null,null,null,null,null,null,null,null,null,null,"Y"]
[null,null,null,null,null,null,null,null,null,null,null,null,null,null,null,null,null,null,null,null,null,null,null,null,null,null,null,null,null,null,null,null,null,null,null,null,null,null,null,null,null,null,null,null,null,null,null,null,"Y"]
[null,null,null,null,null,null,null,null,null,null,null,null,null,null,null,null,null,null,null,null,null,null,null,null,null,null,null,null,null,null,null,null,null,null,null,null,null,null,null,null,null,null,null,null,null,null,null,null,"Y"]
[null,null,null,null,null,null,null,null,null,null,null,null,null,null,null,null,null,null,null,null,null,null,null,null,null,null,null,null,null,null,null,null,null,null,null,null,null,null,null,null,null,null,null,null,null,null,null,null,"Y"]
[null,null,null,null,null,null,null,null,null,null,null,null,null,null,null,null,null,null,null,null,null,null,null,null,null,null,null,null,null,null,null,null,null,null,null,null,null,null,null,null,null,null,null,null,null,null,null,null,"Y"]
[null,null,null,null,null,null,null,null,null,null,null,null,null,null,null,null,null,null,null,null,null,null,null,null,null,null,null,null,null,null,null,null,null,null,null,null,null,null,null,null,null,null,null,null,null,null,null,null,"Y"]
[null,null,null,null,null,null,null,null,null,null,null,null,null,null,null,null,null,null,null,null,null,null,null,null,null,null,null,null,null,null,null,null,null,null,null,null,null,null,null,null,null,null,null,null,null,null,null,null,"Y"]
[null,null,null,null,null,null,null,null,null,null,null,null,null,null,null,null,null,null,null,null,null,null,null,null,null,null,null,null,null,null,null,null,null,null,null,null,null,null,null,null,null,null,null,null,null,null,null,null,"Y"]
[null,null,null,null,null,null,null,null,null,null,null,null,null,null,null,null,null,null,null,null,null,null,null,null,null,null,null,null,null,null,null,null,null,null,null,null,null,null,null,null,null,null,null,null,null,null,null,null,"Y"]
[null,null,null,null,null,null,null,null,null,null,null,null,null,null,null,null,null,null,null,null,null,null,null,null,null,null,null,null,null,null,null,null,null,null,null,null,null,null,null,null,null,null,null,null,null,null,null,null,"Y"]
[null,null,null,null,null,null,null,null,null,null,null,null,null,null,null,null,null,null,null,null,null,null,null,null,null,null,null,null,null,null,null,null,null,null,null,null,null,null,null,null,null,null,null,null,null,null,null,null,"Y"]
[null,null,null,null,null,null,null,null,null,null,null,null,null,null,null,null,null,null,null,null,null,null,null,null,null,null,null,null,null,null,null,null,null,null,null,null,null,null,null,null,null,null,null,null,null,null,null,null,"Y"]
[null,null,null,null,null,null,null,null,null,null,null,null,null,null,null,null,null,null,null,null,null,null,null,null,null,null,null,null,null,null,null,null,null,null,null,null,null,null,null,null,null,null,null,null,null,null,null,null,"Y"]
[null,null,null,null,null,null,null,null,null,null,null,null,null,null,null,null,null,null,null,null,null,null,null,null,null,null,null,null,null,null,null,null,null,null,null,null,null,null,null,null,null,null,null,null,null,null,null,null,"Y"]
[null,null,null,null,null,null,null,null,null,null,null,null,null,null,null,null,null,null,null,null,null,null,null,null,null,null,null,null,null,null,null,null,null,null,null,null,null,null,null,null,null,null,null,null,null,null,null,null,"Y"]
[null,null,null,null,null,null,null,null,null,null,null,null,null,null,null,null,null,null,null,null,null,null,null,null,null,null,null,null,null,null,null,null,null,null,null,null,null,null,null,null,null,null,null,null,null,null,null,null,"Y"]
[null,null,null,null,null,null,null,null,null,null,null,null,null,null,null,null,null,null,null,null,null,null,null,null,null,null,null,null,null,null,null,null,null,null,null,null,null,null,null,null,null,null,null,null,null,null,null,null,"Y"]
[null,null,null,null,null,null,null,null,null,null,null,null,null,null,null,null,null,null,null,null,null,null,null,null,null,null,null,null,null,null,null,null,null,null,null,null,null,null,null,null,null,null,null,null,null,null,null,null,"Y"]
[null,null,null,null,null,null,null,null,null,null,null,null,null,null,null,null,null,null,null,null,null,null,null,null,null,null,null,null,null,null,null,null,null,null,null,null,null,null,null,null,null,null,null,null,null,null,null,null,"Y"]
[null,null,null,null,null,null,null,null,null,null,null,null,null,null,null,null,null,null,null,null,null,null,null,null,null,null,null,null,null,null,null,null,null,null,null,null,null,null,null,null,null,null,null,null,null,null,null,null,"Y"]
[null,null,null,null,null,null,null,null,null,null,null,null,null,null,null,null,null,null,null,null,null,null,null,null,null,null,null,null,null,null,null,null,null,null,null,null,null,null,null,null,null,null,null,null,null,null,null,null,"Y"]
[null,null,null,null,null,null,null,null,null,null,null,null,null,null,null,null,null,null,null,null,null,null,null,null,null,null,null,null,null,null,null,null,null,null,null,null,null,null,null,null,null,null,null,null,null,null,null,null,"Y"]
[null,null,null,null,null,null,null,null,null,null,null,null,null,null,null,null,null,null,null,null,null,null,null,null,null,null,null,null,null,null,null,null,null,null,null,null,null,null,null,null,null,null,null,null,null,null,null,null,"Y"]
[null,null,null,null,null,null,null,null,null,null,null,null,null,null,null,null,null,null,null,null,null,null,null,null,null,null,null,null,null,null,null,null,null,null,null,null,null,null,null,null,null,null,null,null,null,null,null,null,"Y"]
[null,null,null,null,null,null,null,null,null,null,null,null,null,null,null,null,null,null,null,null,null,null,null,null,null,null,null,null,null,null,null,null,null,null,null,null,null,null,null,null,null,null,null,null,null,null,null,null,"Y"]
[null,null,null,null,null,null,null,null,null,null,null,null,null,null,null,null,null,null,null,null,null,null,null,null,null,null,null,null,null,null,null,null,null,null,null,null,null,null,null,null,null,null,null,null,null,null,null,null,"Y"]
[null,null,null,null,null,null,null,null,null,null,null,null,null,null,null,null,null,null,null,null,null,null,null,null,null,null,null,null,null,null,null,null,null,null,null,null,null,null,null,null,null,null,null,null,null,null,null,null,"Y"]
[null,null,null,null,null,null,null,null,null,null,null,null,null,null,null,null,null,null,null,null,null,null,null,null,null,null,null,null,null,null,null,null,null,null,null,null,null,null,null,null,null,null,null,null,null,null,null,null,"Y"]
[null,null,null,null,null,null,null,null,null,null,null,null,null,null,null,null,null,null,null,null,null,null,null,null,null,null,null,null,null,null,null,null,null,null,null,null,null,null,null,null,null,null,null,null,null,null,null,null,"Y"]
[null,null,null,null,null,null,null,null,null,null,null,null,null,null,null,null,null,null,null,null,null,null,null,null,null,null,null,null,null,null,null,null,null,null,null,null,null,null,null,null,null,null,null,null,null,null,null,null,"Y"]
[null,null,null,null,null,null,null,null,null,null,null,null,null,null,null,null,null,null,null,null,null,null,null,null,null,null,null,null,null,null,null,null,null,null,null,null,null,null,null,null,null,null,null,null,null,null,null,null,"Y"]
[null,null,null,null,null,null,null,null,null,null,null,null,null,null,null,null,null,null,null,null,null,null,null,null,null,null,null,null,null,null,null,null,null,null,null,null,null,null,null,null,null,null,null,null,null,null,null,null,"Y"]
[null,null,null,null,null,null,null,null,null,null,null,null,null,null,null,null,null,null,null,null,null,null,null,null,null,null,null,null,null,null,null,null,null,null,null,null,null,null,null,null,null,null,null,null,null,null,null,null,"Y"]
[null,null,null,null,null,null,null,null,null,null,null,null,null,null,null,null,null,null,null,null,null,null,null,null,null,null,null,null,null,null,null,null,null,null,null,null,null,null,null,null,null,null,null,null,null,null,null,null,"Y"]
[null,null,null,null,null,null,null,null,null,null,null,null,null,null,null,null,null,null,null,null,null,null,null,null,null,null,null,null,null,null,null,null,null,null,null,null,null,null,null,null,null,null,null,null,null,null,null,null,"Y"]
[null,null,null,null,null,null,null,null,null,null,null,null,null,null,null,null,null,null,null,null,null,null,null,null,null,null,null,null,null,null,null,null,null,null,null,null,null,null,null,null,null,null,null,null,null,null,null,null,"Y"]
[null,null,null,null,null,null,null,null,null,null,null,null,null,null,null,null,null,null,null,null,null,null,null,null,null,null,null,null,null,null,null,null,null,null,null,null,null,null,null,null,null,null,null,null,null,null,null,null,"Y"]
[null,null,null,null,null,null,null,null,null,null,null,null,null,null,null,null,null,null,null,null,null,null,null,null,null,null,null,null,null,null,null,null,null,null,null,null,null,null,null,null,null,null,null,null,null,null,null,null,"Y"]
[null,null,null,null,null,null,null,null,null,null,null,null,null,null,null,null,null,null,null,null,null,null,null,null,null,null,null,null,null,null,null,null,null,null,null,null,null,null,null,null,null,null,null,null,null,null,null,null,"Y"]
[null,null,null,null,null,null,null,null,null,null,null,null,null,null,null,null,null,null,null,null,null,null,null,null,null,null,null,null,null,null,null,null,null,null,null,null,null,null,null,null,null,null,null,null,null,null,null,null,"Y"]
[null,null,null,null,null,null,null,null,null,null,null,null,null,null,null,null,null,null,null,null,null,null,null,null,null,null,null,null,null,null,null,null,null,null,null,null,null,null,null,null,null,null,null,null,null,null,null,null,"Y"]
[null,null,null,null,null,null,null,null,null,null,null,null,null,null,null,null,null,null,null,null,null,null,null,null,null,null,null,null,null,null,null,null,null,null,null,null,null,null,null,null,null,null,null,null,null,null,null,null,"Y"]
[null,null,null,null,null,null,null,null,null,null,null,null,null,null,null,null,null,null,null,null,null,null,null,null,null,null,null,null,null,null,null,null,null,null,null,null,null,null,null,null,null,null,null,null,null,null,null,null,"Y"]
[null,null,null,null,null,null,null,null,null,null,null,null,null,null,null,null,null,null,null,null,null,null,null,null,null,null,null,null,null,null,null,null,null,null,null,null,null,null,null,null,null,null,null,null,null,null,null,null,"Y"]
[null,null,null,null,null,null,null,null,null,null,null,null,null,null,null,null,null,null,null,null,null,null,null,null,null,null,null,null,null,null,null,null,null,null,null,null,null,null,null,null,null,null,null,null,null,null,null,null,"Y"]
[null,null,null,null,null,null,null,null,null,null,null,null,null,null,null,null,null,null,null,null,null,null,null,null,null,null,null,null,null,null,null,null,null,null,null,null,null,null,null,null,null,null,null,null,null,null,null,null,"Y"]
[null,null,null,null,null,null,null,null,null,null,null,null,null,null,null,null,null,null,null,null,null,null,null,null,null,null,null,null,null,null,null,null,null,null,null,null,null,null,null,null,null,null,null,null,null,null,null,null,"Y"]
[null,null,null,null,null,null,null,null,null,null,null,null,null,null,null,null,null,null,null,null,null,null,null,null,null,null,null,null,null,null,null,null,null,null,null,null,null,null,null,null,null,null,null,null,null,null,null,null,"Y"]
[null,null,null,null,null,null,null,null,null,null,null,null,null,null,null,null,null,null,null,null,null,null,null,null,null,null,null,null,null,null,null,null,null,null,null,null,null,null,null,null,null,null,null,null,null,null,null,null,"Y"]
[null,null,null,null,null,null,null,null,null,null,null,null,null,null,null,null,null,null,null,null,null,null,null,null,null,null,null,null,null,null,null,null,null,null,null,null,null,null,null,null,null,null,null,null,null,null,null,null,"Y"]
[null,null,null,null,null,null,null,null,null,null,null,null,null,null,null,null,null,null,null,null,null,null,null,null,null,null,null,null,null,null,null,null,null,null,null,null,null,null,null,null,null,null,null,null,null,null,null,null,"Y"]
[null,null,null,null,null,null,null,null,null,null,null,null,null,null,null,null,null,null,null,null,null,null,null,null,null,null,null,null,null,null,null,null,null,null,null,null,null,null,null,null,null,null,null,null,null,null,null,null,"Y"]

{"sheet":"New Projects Key & Lookups","index":4,"n_rows":187,"n_cols":6,"rows_kept":187,"cut":false,"hidden":false,"merged":[[0,0,0,1]]}
["Back to Navigation"]
["Northwest Power & Conservation Council"]
["NOTES AND ABBREVIATIONS USED IN PROJECT DATABASE"]
[{"$f":"TODAY()","v":"2018-01-10"}]
[]
[]
["Status:"]
[]
[null,"In-service","Project in operation."]
[null,"Construction","Project under construction."]
[null,"Planned","Firm date for start of construction or for completion published; construction not underway."]
[null,"Proposed","Project under development.  Specific site, fuel, technology and capacity announced."]
[null,"Deferred","Development suspended."]
[null,"Suspended","Construction suspended."]
[null,"Terminated","Development or construction terminated."]
[null,"Retired","Previously operating project retired."]
[]
["Abbreviations:"]
[]
[null,"APS","Arizona Public Service"]
[null,"AW","Agricultural waste"]
[null,"BCGE","Binary cycle geothermal"]
[null,"BD","Biodiesel"]
[null,"BIO","Biomass (unknown or mixed)"]
[null,"BIT","BItuminous coal"]
[null,"BP","Buoy pump"]
[null,"BPA","Bonneville Power Administration"]
[null,"CC","Combined-cycle combustion (gas) turbine"]
[null,"CFBC","Circulating fluidized bed combustion (boiler)"]
[null,"CG","Cogeneration"]
[null,"Chelan PUD","Chelan Co. PUD"]
[null,"Clark","Clark Co. PUD"]
[null,"COL","Coal"]
[null,"CPUD","Clatskanie People's Utility District"]
[null,"CUP","Conditional Use Permit"]
[null,"DEF","Deferred project never constructed."]
[null,"DEIS","Draft Environmental Impact Statement"]
[null,"Douglas PUD","Douglas Co. PUD"]
[null,"PSS","WA Energy Facility Site Eveluation Council Potential Site Study"]
[null,"EPUD","Emerald PUD"]
[null,"EWEB","Eugene Water & Electric Board"]
[null,"EX","License exemption"]
[null,"EXT","Extension granted"]
[null,"Fall River","Fall River Electric Co-op"]
[null,"FO","Fuel oil"]
[null,"FO2","No. 2 Fuel oil"]
[null,"FSGE","Flashed steam geothermal plant"]
[null,"G","New permanent power plant."]
[null,"BG","Biomass gasifier"]
[null,"GC","Coal gasifier"]
[null,"GE","Geothermal plant"]
[null,"GB","Geothermal plant - Binary"]
[null,"GHPD","Grays Harbor PUD"]
[null,"GR","Proposed retirement of existing generation"]
[null,"Grant","Grant Co. PUD"]
[null,"GST","Geothermal fluid"]
[null,"GT","Simple-cycle combustion (gas) turbine"]
[null,"GTD","Granted"]
[null,"HY","Hydropower"]
[null,"HY Eff","Hydropower efficiency improvements (upgrades and refurbishments)."]
[null,"IC","Reciprocating engine"]
[null,"INA","Inactive.  Not permitted or no recent evidence of development activity (10 years for hydro projects holding licenses or exemptions)."]
[null,"INS","In-service.  Operating or available for service (may be on standby)."]
[null,"IPC","Idaho Power Company"]
[null,"Jefferson","Jefferson Co. PUD"]
[null,"Klickitat","Klickitat Co. PUD"]
[null,"LA","License amendment (hydropower projects)"]
[null,"Lane","Lane Electric Cooperative"]
[null,"LC","License or site certificate"]
[null,"Lewis","Lewis Co. PUD"]
[null,"LFG","Landfill gas"]
[null,"LGIA","Large Generator Interconnection Agreement"]
[null,"LIG","Lignite"]
[null,"LIQ","Spent pulping liquor"]
[null,"Lower Valley","Lower Valley Power & Light "]
[null,"M","Actions involving generic or multiple projects; may include projects listed separately."]
[null,"Mason 3","Mason co. PUD No. 3"]
[null,"MOX","Mixed-oxide fuel (uranium & plutonium)"]
[null,"MPC","Montana Power Company (now NorthWestern Corporation)"]
[null,"N. Wasco","Northern Wasco PUD"]
[null,"NB","Boiling water reactor"]
[null,"NG","Natural gas"]
[null,"NOI","Notice of intent to apply for a site certificate"]
[null,"NorthWestern","NorthWestern Corporation"]
[null,"Okanogan PUD","Okanogan Co. PUD"]
[null,"OT","Other"]
[null,"PAC","PacifiCorp"]
[null,"PC","Pulverized coal"]
[null,"PC","Petroleum coke"]
[null,"PG&E","Pacific Gas & Electric"]
[null,"PGE","Portland General Electric Company"]
[null,"PLN","Planned for construction.  Permits sought "]
[null,"PLNR","Planned retirement."]
[null,"PND","Pending (Application complete)"]
[null,"PO","Project order (stipulations for a license application)"]
[null,"POT","Permits secured or being secured or otherwise under consideration; construction not scheduled.  Also see INA (inactive)."]
[null,"PP","FERC preliminary permit"]
[null,"PG","Propane"]
[null,"PRM","Power Resource Managers Resource Package"]
[null,"Project ID","Federal Energy Regulatory Commission hydropower project identification number."]
[null,"PS","Pumped Storage Hydropower"]
[null,"PSE","Puget Sound Energy"]
[null,"PSPL","Puget Sound Power & Light (Now Puget Sound Energy)"]
[null,"RAC","Reactivation of existing unit."]
[null,"R&B","Rehabilitation and betterment"]
[null,"RB","Chemical recovery boiler"]
[null,"REF","Municipal solid waste"]
[null,"RET","Retired from service."]
[null,"RG","Refinery gas"]
[null,"RL","Relicense "]
[null,"SC ","Site certificate"]
[null,"SCL","Seattle City Light"]
[null,"SHPD","Snohomish County PUD"]
[null,"Snohomish","Snohomish Co. PUD"]
[null,"SPP","Sierra Pacific Power Company"]
[null,"ST","Boiler-steam turbine"]
[null,"STY","Stayed"]
[null,"SUB","Subbituminous coal"]
[null,"SUB","Springfield Utility Board"]
[null,"SUS","Suspended partially constructed project."]
[null,"T&D","Transmission & Distribution System"]
[null,"TCL","Tacoma Public Utilities"]
[null,"TER","Terminated project prior to construction."]
[null,"TG","Temporary generation (permitted for 24 months, or less)."]
[null,"Tillamook","Tillamook PUD"]
[null,"U","Unconfirmed"]
[null,"UN","Unknown"]
[null,"UNC","Under construction"]
[null,"UR","Uranium"]
[null,"USBR","U.S. Bureau of Reclamation"]
[null,"VR","Various"]
[null,"VR","Various"]
[null,"WAT","Water"]
[null,"WC","Waste Coal (Culm)"]
[null,"WCS","Water control structure (dam, canal, conduit, etc.)"]
[null,"WDN","Withdrawn"]
[null,"WEC","Wave energy converter"]
[null,"WG","Wastewater treatment plant gas"]
[null,"WND","Wind"]
[null,"WT","Wind turbine"]
[null,"WW","Woody residues"]
[null,"XG","Refurbishment, expansion or retirement of existing power plant."]
[]
[]
["Notes:"]
[]
[null,"Capacity and energy values shown for upgrades and additions are incremental unless noted."]
[null,"Average energy estimates are shown for non-thermal projects only."]
[]
[]
["Default capacity factors for calculating energy"]
[]
[null,"Code","Technology",null,"Default Capacity Factor","Source"]
[null,"BG","Biogasification recip",null,0.9]
[null,"BGCG","Biogasification cogeneration",null,0.9]
[null,"BGGT","Digester combustion turbine",null,0.9,"5th Plan Resource Characterization"]
[null,"BGIC","Biogasification recip",null,0.9]
[null,"BGICCG","Biogasification recip w/cogeneration",null,0.9]
[null,"CC","Combined-cycle combustion (gas) turbine",null,0.9,"5th Plan Resource Characterization"]
[null,"CCCG","Combined-cycle combustion (gas) turbine w/cogeneration",null,0.9,"5th Plan Resource Characterization"]
[null,"CFBCST","Circulating fluidized bed combustion",null,0.84]
[null,"FC","Fuel cell",null,0.9]
[null,"FCCG","Fuel cell",null,0.9]
[null,"GB","Geothermal binary",null,0.92,"Equivalent to Geothermal flash steam"]
[null,"GE","Geothermal",null,0.92,"5th Plan Resource Characterization"]
[null,"GST","Geothermal flash steam",null,0.92,"5th Plan Resource Characterization"]
[null,"GT","Simple-cycle combustion (gas) turbine",null,0.94,"5th Plan Resource Characterization"]
[null,"GTCG","Simple-cycle combustion (gas) turbine w/cogeneration",null,0.94,"5th Plan Resource Characterization"]
[null,"GTintercooled","GE LMS100",null,0.91,"6th Plan Resource Characterization"]
[null,"HY","Hydro",null,0.5,"Typical"]
[null,"IC","Reciprocating engine",null,0.91,"5th Plan Resource Characterization"]
[null,"ICCG","Reciprocating engine cogeneration",null,0.91,"5th Plan Resource Characterization"]
[null,"IGCC","Coal gasification combined-cycle",null,0.83,"5th Plan Resource Characterization"]
[null,"OT","Other",null,0.9]
[null,"NP","Pressurized water reactor",null,0.9]
[null,"PS","Pumped Storage",null,0]
[null,"PV","Solar photovoltaic",null,0.22,"5th Plan Resource Characterization"]
[null,"RBSTCG","Boiler steam electric plant w/cogeneration",null,0.84,"To match steam cogen"]
[null,"ST","Boiler steam electric plant",null,0.84,"5th Plan Resource Characterization"]
[null,"STCG","Boiler steam electric plant w/cogeneration",null,0.84,"5th Plan Resource Characterization"]
[null,"TISEC","Tidal In-stream energy converters",null,0.3,"Provisional - more detail in EPRI report."]
[null,"UN","Unknown",null,0.8,"Assume unknowns are typically thermal units"]
[null,"WEC","Wave energy conversion device",null,0.37,"1991 Power Plan"]
[null,"WT","Wind turbine",null,0.32,"Biennial review - Wind (Jun 2006)"]
[]
[]
[null,"GTintercooled","GE LMS100"]

{"sheet":"Chart - Project Status","index":5,"n_rows":75,"n_cols":23,"rows_kept":75,"cut":false,"hidden":false,"merged":[]}
["Back to Navigation"]
["Northwest Power and Conservation Council"]
["NEW PROJECT - DEVELOPMENT STATUS"]
[]
[]
[]
[]
[]
[]
[]
[]
[]
[]
[]
[]
[]
[]
[]
[]
[]
[]
[]
[]
[]
[]
[]
[]
[]
[]
[]
[]
[]
[]
[]
["Since 2010:",null,null,null,null,null,null,null,null,null,null,null,"Since 2015:","As of July 5, 2017"]
[null,"Biomass","Coal","Geothermal","Hydro","Natural Gas","Wind","Solar","Pumped Storage","Nuclear","Total",null,null,"Biomass","Coal","Geothermal","Hydro","Natural Gas","Wind","Solar","Pumped Storage","Nuclear","Total"]
["Proposed",6,0,81,239,2345,5015,707,4448,600,{"$f":"SUM(B37:J37)","v":13441},null,"Proposed",6,null,81,239,1815,4350,696,4448,600,12235]
["Under Construction",0,0,0,22,0,290,99,0,0,{"$f":"SUM(B38:J38)","v":411},null,"Under Construction",null,null,null,22,null,3265,85,null,null,3371]
["Terminated Since 2010",354,0,160,94,4523,6658,320,1650,0,13759,null,"Terminated Since 2015",3,null,20,368,1180,1083,270,1650,null,4043]
["Operating Since 2010",123.4,null,33.4,161.69999999999999,1206,4365.7,234.2,0,0,6124.4,null,"Operating Since 2015",2,null,3,7,445,165,33,null,null,953]
[]
[]
[]
[]
[]
["SYEAR","(All)"]
["TYEAR","(blank)"]
["STATE","(Multiple Items)"]
[]
["Sum of InstMW","Column Labels"]
["Row Labels","Biomass","Geothermal","Hydro","Natural gas","Pump Storage","Solar","Wind","Uranium","Wind - Offshore","Grand Total"]
["Construction",null,null,21.6,null,null,28.5,588.5,null,null,638.6]
["Planned",null,null,7,null,null,null,null,null,null,7]
["Proposed",7.1,45,207.15,1395,4448.3,804,4125.5,600,30,11662.05]
["Grand Total",7.1,45,235.75,1395,4448.3,832.5,4714,600,30,12307.65]
[]
[]
[]
[]
[]
[]
[]
[]
[]
["SYEAR","(Multiple Items)"]
["CSTAT","Operating"]
[]
["Row Labels","Sum of NCap"]
["Biomass",123.43499999999999]
["Geothermal",33.35]
["Hydro",161.69000000000003]
["Natural gas",1206]
["Solar",234.20000000000002]
["Wind",4365.72]
["Grand Total",6124.3950000000004]

{"sheet":"NextID","index":6,"n_rows":7,"n_cols":3,"rows_kept":7,"cut":false,"hidden":true,"merged":[]}
["Next available unique NWPCCID"]
[]
["From Access database:",2253,"<- this auto-refreshes when file opens, so is always sync'd with Access db"]
["From this spreadsheet:",{"$f":"MAX([2]Projects!B:B)+1","v":2253}]
["From 'New Projects Master':",{"$f":"MAX('[2]New Projects'!B$1:B$65751)+1","v":2256}]
[]
["Use this for next ID:",{"$f":"MAX(B3:B5)","v":2256}]

{"sheet":"Installed Capacity","index":7,"n_rows":91,"n_cols":12,"rows_kept":91,"cut":false,"hidden":false,"merged":[]}
["Back to Navigation"]
["Northwest Power & Conservation Council"]
["POWER PLANTS IN THE PACIFIC NORTHWEST"]
["INSTALLED CAPACITY"]
[]
[]
[]
[null,null,null,null,{"$f":"\"Pacific Northwest Installed Nameplate Capacity - \"&TEXT(F49,\"0,000\")&\" MW\"","v":"Pacific Northwest Installed Nameplate Capacity - 63,512 MW"}]
[]
[]
[]
[]
[]
[]
[]
[]
[]
[]
[]
[]
[]
[]
[]
[]
[]
[]
[]
[]
[]
[]
[]
[]
[]
[]
[]
[]
[]
["Chart Data"]
[]
["Resource","Idle","Construction","Standby","Operating","Total","Percent","Note"]
["Biomass",183,0,25,1002,{"$f":"SUM(B41:E41)","v":1210},{"$f":"F41/$F$49","v":1.9051507324556675E-2},null,null,null,null,"Biomass"]
["Coal",22,0,0,{"$f":"GETPIVOTDATA(\"NCap\",$A$56,\"RES\",$L42,\"CSTAT\",E$40)-0.5*[2]Projects!J550-0.5*[2]Projects!J551","v":7123.5349999999999},{"$f":"SUM(B42:E42)","v":7145.5349999999999},0.11250678709948436,"Total coal less SPP share of Valmy 1 & 2 (261 MW)",null,null,null,"Coal"]
["Hydro",1,0,0,34317,34318,0.54033853583812896,null,null,null,null,"Hydro"]
["Natural Gas Baseload",0,0,0,7284,7284,0.11468692508435606,null,null,null,null,"Natural gas"]
["Natural Gas Peaking",76,0,2.5,2089,2167.5,3.4127390186757513E-2,"NG w/Techs GT, GTaero & IC"]
["Nuclear",{"$f":"GETPIVOTDATA(\"NCap\",$A$56,\"RES\",$L46,\"CSTAT\",B$40)","v":0},0,0,{"$f":"GETPIVOTDATA(\"NCap\",$A$56,\"RES\",$L46,\"CSTAT\",E$40)","v":1200},{"$f":"SUM(B46:E46)","v":1200},1.889405685080001E-2,null,null,null,null,"Uranium"]
["Wind",{"$f":"GETPIVOTDATA(\"NCap\",$A$56,\"RES\",$L47,\"CSTAT\",B$40)","v":0},25,0,9188,9213,0.14505912147201708,null,null,null,null,"Wind"]
["Other*",{"$f":"(GETPIVOTDATA(\"NCap\",$A$56,\"RES\",\"Geothermal\",\"CSTAT\",\"Idle\")+GETPIVOTDATA(\"NCap\",$A$56,\"RES\",\"Petroleum\",\"CSTAT\",\"Idle\")+GETPIVOTDATA(\"NCap\",$A$56,\"RES\",\"Solar\",\"CSTAT\",\"Idle\"))","v":0},0,10,964,974,1.533567614389934E-2]
["Totals",{"$f":"SUM(B41:B48)","v":282},{"$f":"SUM(C41:C48)","v":25},{"$f":"SUM(D41:D48)","v":37.5},{"$f":"SUM(E41:E48)","v":63167.535000000003},{"$f":"SUM(F41:F48)","v":63512.035000000003},null,null,"non NW share of North Valmy 1&2: ",{"$f":"0.5*[2]Projects!L550+0.5*[2]Projects!L551","v":261}]
[]
["BA","(All)","(Select Sum of NCAp or DefMWa)"]
["STATE","(All)"]
["TECH","(All)"]
["NERC","WECC"]
[]
["Sum of NCap","CSTAT"]
["RES","Idle","Operating","Standby","Upgrade","Grand Total"]
["Biomass",182.7,900.50099999999986,25,null,1108.2009999999998]
["Coal",21.56,7384.165,null,null,7405.7250000000004]
["Geothermal",null,61.150000000000006,null,null,61.150000000000006]
["Hydro",0.98,34286.5792,null,60,34347.559200000003]
["Natural gas",76,9373.6,2.5,null,9452.1]
["Petroleum",null,113.10000000000001,26.4,null,139.5]
["Solar",null,430.9,null,null,430.9,null,null,null,{"$f":"GETPIVOTDATA(\"NCap\",$A$56,\"RES\",\"Petroleum\",\"CSTAT\",\"Operating\")+GETPIVOTDATA(\"NCap\",$A$56,\"RES\",\"Pump Storage\",\"CSTAT\",\"Operating\")+GETPIVOTDATA(\"NCap\",$A$56,\"RES\",\"Solar\",\"CSTAT\",\"Operating\")+GETPIVOTDATA(\"NCap\",$A$56,\"RES\",\"Geothermal\",\"CSTAT\",\"Operating\")","v":{"$error":"#REF!"}}]
["Unknown",null,2.8,null,null,2.8]
["Uranium",null,1200,null,null,1200]
["Wind",null,9188.4749999999985,null,null,9188.4749999999985]
["Energy Storage",null,332.19999999999993,null,null,332.19999999999993]
["Grand Total",281.24,63273.470199999996,53.9,60,63668.610200000003]
[]
[]
[]
[]
[]
[]
["NERC","WECC"]
["RES","Natural gas"]
[]
["Sum of NCap","Column Labels"]
["Row Labels","Idle","Operating","Standby","Grand Total"]
["CC",null,4628.4000000000005,null,4628.4000000000005]
["CCCG",null,2339.7000000000003,null,2339.7000000000003]
["CCICG",null,316.20000000000005,null,316.20000000000005]
["GT",null,1249.9000000000001,null,1249.9000000000001]
["GTaero",null,428.99999999999994,null,428.99999999999994]
["GTaeroCG",51,6,null,57]
["GTCG",null,23.4,null,23.4]
["IC",null,326.85000000000002,null,326.85000000000002]
["ICCG",null,17.600000000000001,null,17.600000000000001]
["STCG",25,36.549999999999997,2.5,64.05]
["Grand Total",76,9373.6,2.5,9452.1]

{"sheet":"Energy Capability","index":8,"n_rows":87,"n_cols":11,"rows_kept":87,"cut":false,"hidden":false,"merged":[]}
["Back to Navigation"]
["POWER PLANTS IN THE PACIFIC NORTHWEST"]
["ENERGY GENERATING CAPABILITY"]
[]
[]
[]
[null,null,null,null,null,null,null,null,{"$f":"\"Northwest Generating Capability - \"&TEXT(F43,\"0,000\")&\" MWa\"","v":"Northwest Generating Capability - 34,480 MWa"}]
[]
[]
[]
[]
[]
[]
[]
[]
[]
[]
[]
[]
[]
[]
[]
[]
[]
[]
[]
[]
[]
[]
[]
[]
["Chart Data"]
[]
["Resource","Idle","Construction","Standby","Operating","Total"]
["Biomass",{"$f":"GETPIVOTDATA(\"DefMWa\",$A$53,\"RES\",$G35,\"CSTAT\",B$34)","v":130.87},0,{"$f":"GETPIVOTDATA(\"DefMWa\",$A$53,\"RES\",$G35,\"CSTAT\",D$34)","v":20},{"$f":"GETPIVOTDATA(\"DefMWa\",$A$53,\"RES\",$G35,\"CSTAT\",E$34)","v":630.68661164383548},{"$f":"SUM(B35:E35)","v":781.55661164383548},"Biomass"]
["Coal",{"$f":"GETPIVOTDATA(\"DefMWa\",$A$53,\"RES\",$G36,\"CSTAT\",B$34)","v":16.048000000000002},0,{"$f":"GETPIVOTDATA(\"DefMWa\",$A$53,\"RES\",$G36,\"CSTAT\",D$34)","v":0},{"$f":"K56","v":5683.9299999999994},{"$f":"SUM(B36:E36)","v":5699.9779999999992},"Coal"]
["Hydro (average)",{"$f":"GETPIVOTDATA(\"DefMWa\",$A$53,\"RES\",$G37,\"CSTAT\",B$34)","v":0.27},0,{"$f":"GETPIVOTDATA(\"DefMWa\",$A$53,\"RES\",$G37,\"CSTAT\",D$34)","v":0},{"$f":"GETPIVOTDATA(\"DefMWa\",$A$53,\"RES\",\"Hydro\",\"CSTAT\",\"Operating\")+GETPIVOTDATA(\"DefMWa\",$A$53,\"RES\",\"Hydro\",\"CSTAT\",\"Upgrade\")","v":16251.067167632871},16251.337167632872,"Hydro"]
["Natural Gas Baseload",0,0,0,5717,5717,"Natural gas"]
["Natural Gas Peaking",18.8,0,2,1848,1868.8]
["Nuclear",{"$f":"GETPIVOTDATA(\"DefMWa\",$A$53,\"RES\",$G40,\"CSTAT\",B$34)","v":0},0,0,1026,1026,"Uranium"]
["Wind",0,0,0,2880.072133333334,2880.072133333334,"Wind"]
["Other",{"$f":"GETPIVOTDATA(\"DefMWa\",$A$53,\"RES\",\"Geothermal\",\"CSTAT\",\"Idle\")+GETPIVOTDATA(\"DefMWa\",$A$53,\"RES\",\"Petroleum\",\"CSTAT\",\"Idle\")+GETPIVOTDATA(\"DefMWa\",$A$53,\"RES\",\"Solar\",\"CSTAT\",\"Idle\")","v":0},0,{"$f":"GETPIVOTDATA(\"DefMWa\",$A$53,\"RES\",\"Geothermal\",\"CSTAT\",\"Standby\")+GETPIVOTDATA(\"DefMWa\",$A$53,\"RES\",\"Petroleum\",\"CSTAT\",\"Standby\")+GETPIVOTDATA(\"DefMWa\",$A$53,\"RES\",\"Solar\",\"CSTAT\",\"Standby\")","v":17.972250000000003},{"$f":"GETPIVOTDATA(\"DefMWa\",$A$53,\"RES\",\"Geothermal\",\"CSTAT\",\"Operating\")+GETPIVOTDATA(\"DefMWa\",$A$53,\"RES\",\"Petroleum\",\"CSTAT\",\"Operating\")+GETPIVOTDATA(\"DefMWa\",$A$53,\"RES\",\"Solar\",\"CSTAT\",\"Operating\")","v":237.08085342465753},255.05310342465754]
["Totals",{"$f":"SUM(B35:B42)","v":165.98800000000003},{"$f":"SUM(C35:C41)","v":0},{"$f":"SUM(D35:D42)","v":39.972250000000003},{"$f":"SUM(E35:E41)","v":34036.755912610039},{"$f":"SUM(F35:F42)","v":34479.797016034696},null,{"$f":"TEXT(F43,\"0,000\")","v":"34,480"}]
[]
[]
[]
["TECH","(All)"]
["STATE","(All)"]
["NERC","WECC"]
["SYEAR","(All)"]
["RDATE","(All)"]
[]
["Sum of DefMWa","CSTAT"]
["RES","Idle","Operating","Standby","Upgrade","Grand Total",null,null,"Valmy Total","Non-PNW Valmy","Operating PNW Coal"]
["Biomass",130.87,630.68661164383548,20,null,781.55661164383548]
["Coal",16.048000000000002,5903.1799999999994,null,null,5919.2279999999992,null,null,438.5,{"$f":"0.5*I56","v":219.25},{"$f":"C56-J56","v":5683.9299999999994}]
["Geothermal",null,45.510000000000005,null,null,45.510000000000005]
["Hydro",0.27,16203.187167632872,null,47.88,16251.337167632872]
["Natural gas",18.8,7856.6505999999972,2,null,7877.4505999999974]
["Petroleum",null,77.495500000000007,17.972250000000003,null,95.467750000000009]
["Solar",null,114.07535342465752,null,null,114.07535342465752]
["Uranium",null,1026,null,null,1026]
["Wind",null,2880.072133333334,null,null,2880.072133333334]
["Energy Storage",null,12.980799999999999,null,null,12.980799999999999]
["Grand Total",165.98800000000003,34749.838166034693,39.972250000000003,47.88,35003.678416034694]
[]
[]
[]
[]
[]
[]
["RES","Natural gas"]
["NERC","WECC"]
[]
["Sum of DefMWa","Column Labels"]
["Row Labels","Idle","Operating","Standby","Suspended","Grand Total"]
["CC",null,3860.3748499999997,null,null,3860.3748499999997]
["CCCG",null,1968.1675,null,null,1968.1675]
["CCICG",null,279.9495,null,null,279.9495]
["GT",null,1010.5094999999999,null,39.130000000000003,1049.6395]
["GTaero",null,384.47500000000002,null,null,384.47500000000002]
["GTaeroCG",18.8,4.8000000000000007,null,null,23.6]
["GTCG",null,19.759999999999998,null,4,23.759999999999998]
["IC",null,300.13425000000007,null,null,300.13425000000007]
["ICCG",null,14.080000000000002,null,null,14.080000000000002]
["STCG",0,18.48,2,null,20.48]
["Grand Total",18.8,7860.7305999999999,2,43.13,7924.6606000000002]

{"sheet":"Historical Energy","index":9,"n_rows":97,"n_cols":46,"rows_kept":97,"cut":false,"hidden":false,"merged":[]}
["Back to Navigation"]
["Northwest Power & Conservation Council"]
["POWER PLANTS IN THE PACIFIC NORTHWEST"]
["HISTORICAL ENERGY PRODUCTION"]
[]
[]
[]
[]
[]
[]
[]
[]
[]
[]
[]
[]
[]
[]
[]
[]
[]
[]
[]
[]
[]
[]
[]
[]
[]
[]
[]
[]
[]
[]
[]
[]
["Consolidation table for chart"]
[]
["Resource",2002,{"$f":"B39+1","v":2003},2004,2005,2006,2007,2008,2009,2010,2011,2012,2013,2014,2015,2016,null,null,2016,2015,2014,2013,2012,2011,2010,"%",null,null,null,null,null,2002,{"$f":"AF39+1","v":2003},{"$f":"AG39+1","v":2004},2005,2006,2007,2008,{"$f":"AL39+1","v":2009},2010,2011,2012,2013,2014,2015,2016]
["Biomass",233.8,249.9,323.10000000000002,283.47945205479448,311.89052511415525,298.89999999999998,294.5,343.1,395.4,382.2,384.2,426,430.4,442.1,443.2,null,"Biomass",{"$f":"P40","v":443.2},{"$f":"O40","v":442.1},{"$f":"N40","v":430.4},{"$f":"M40","v":426},{"$f":"L40","v":384.2},{"$f":"VALUE(K40)","v":382.2},{"$f":"VALUE(J40)","v":395.4},{"$f":"S40/$S$50","v":1.337915731726024E-2},null,null,null,null,"Biomass",{"$f":"VALUE(B40)","v":233.8},249.9,323.10000000000002,283.47945205479448,311.89052511415525,298.89999999999998,294.5,343.1,395.4,382.2,384.2,426,430.4,442.1,443.2]
["Coal",4860.0000000000009,5138.9999999999991,5275.8499999999995,5360.850513698635,4635.183504566211,5333.8,5475.6100000000006,4899.49595890411,{"$f":"J75","v":5395.65},4235.3,3954.3,4707.8999999999996,4641,4275.6000000000004,3742.8,null,"Coal",{"$f":"P41","v":3742.8},{"$f":"O41","v":4275.6000000000004},{"$f":"N41","v":4641},{"$f":"M41","v":4707.8999999999996},{"$f":"L41","v":3954.3},{"$f":"VALUE(K41)","v":4235.3},{"$f":"VALUE(J41)","v":5395.65},{"$f":"S41/$S$50","v":0.11298625904115892},null,null,null,null,"Coal",4860.0000000000009,5138.9999999999991,5275.8499999999995,5360.850513698635,4635.183504566211,5333.8,5475.6100000000006,4899.49595890411,5395.65,4235.3,3954.3,4707.8999999999996,4641,4275.6000000000004,3742.8]
["Geothermal",null,null,null,0,null,null,9.8000000000000007,8.6999999999999993,8.1999999999999993,7.3,10.4,23.3,29.9,29,29.2,null,"Geothermal",{"$f":"P42","v":29.2},{"$f":"O42","v":29},{"$f":"N42","v":29.9},{"$f":"M42","v":23.3},{"$f":"L42","v":10.4},{"$f":"VALUE(K42)","v":7.3},{"$f":"VALUE(J42)","v":8.1999999999999993},8.8147877631768732E-4,null,null,null,null,"Geothermal",0,0,0,0,0,0,9.8000000000000007,8.6999999999999993,8.1999999999999993,7.3,10.4,23.3,29.9,29,29.2]
["Hydro",14658.5,13355.2,13426.6,13058.4730593607,15317.099657534245,14223.8,14362,14355.7,13407.1,18279.3,17255.5,14769.3,15434.3,14080.5,15125.9,null,"Hydro",{"$f":"P43","v":15125.9},{"$f":"O43","v":14080.5},{"$f":"N43","v":15434.3},{"$f":"M43","v":14769.3},{"$f":"L43","v":17255.5},{"$f":"VALUE(K43)","v":18279.3},{"$f":"VALUE(J43)","v":13407.1},0.4566150624213598,null,null,null,null,"Hydro",14658.5,13355.2,13426.6,13058.4730593607,15317.099657534245,14223.8,14362,14355.7,13407.1,18279.3,17255.5,14769.3,15434.3,14080.5,15125.9]
["Natural gas baseload",1688.2,2014.2,2656.9,2548.8000000000002,2329.6999999999998,2665.3,3274,3359.6,3146.1,1647.63,2170.6,3286.7,3004.87,3211.5,3301.5,null,"Natural Gas",{"$f":"P44+P45","v":3439.5},{"$f":"O44+O45","v":3394.14},{"$f":"N44+N45","v":3090.5899999999997},{"$f":"M44+M45","v":3404.45},{"$f":"L44+L45","v":2244.6999999999998},{"$f":"K44+K45","v":1720.2700000000002},{"$f":"J44+J45","v":3180.6},0.10383035106659881,null,null,null,null,"Natural Gas",{"$f":"SUM(B44:B45)","v":1702.3},2021.1000000000001,2670.1,2551.7000000000003,2340.3999999999996,2698.2000000000003,3293.7,3412.7999999999997,3180.6,1720.2700000000002,2244.6999999999998,3404.45,3090.5899999999997,3394.14,3439.5]
["Natural gas peaking",14.1,6.9,13.2,2.9,10.7,32.9,19.7,53.2,34.5,72.64,74.099999999999994,117.75,85.72,182.64,138,null,"Nuclear",{"$f":"P46","v":1098.8},{"$f":"O46","v":931.6},{"$f":"N46","v":1084.2},{"$f":"M46","v":965.9},{"$f":"L46","v":1065.5},{"$f":"VALUE(K46)","v":548.70000000000005},{"$f":"VALUE(J46)","v":1054.9000000000001},3.3170167103351876E-2,null,null,null,null,"Nuclear",{"$f":"VALUE(B46)","v":1032.9000000000001},869.3,1022.5,940.89874429223744,1064.8718036529681,925.6,1056.2,757.3,1054.9000000000001,548.70000000000005,1065.5,965.9,1084.2,931.6,1098.8]
["Nuclear",1032.9000000000001,869.3,1022.5,940.89874429223744,1064.8718036529681,925.6,1056.2,757.3,1054.9000000000001,548.70000000000005,1065.5,965.9,1084.2,931.6,1098.8,null,"Wind",{"$f":"P47","v":2687.4},{"$f":"O47","v":2408.9},{"$f":"N47","v":2647.9},{"$f":"M47","v":2560.6},{"$f":"L47","v":2006.6},{"$f":"VALUE(K47)","v":1668},{"$f":"VALUE(J47)","v":1129.7},8.1126235050553178E-2,null,null,null,null,"Wind",112.6,142.69999999999999,152,113.67420091324202,327.14942922374428,482.6,749.9,922.7,1129.7,1668,2006.6,2560.6,2647.9,2408.9,2687.4]
["Wind",112.6,142.69999999999999,152,113.67420091324202,327.14942922374428,482.6,749.9,922.7,1129.7,1668,2006.6,2560.6,2647.9,2408.9,2687.4,null,"Petroleum & Pet Coke",{"$f":"P48","v":51.6},{"$f":"O48","v":57.1},{"$f":"N48","v":46.2},{"$f":"M48","v":51.2},{"$f":"L48","v":53.2},{"$f":"VALUE(K48)","v":50.8},{"$f":"VALUE(J48)","v":45.6},1.557681673218927E-3,null,null,null,null,"Petroleum & Pet Coke",39.700000000000003,43.5,49.4,47.098515981735154,47,47,46.3,54.8,45.6,50.8,53.2,51.2,46.2,57.1,51.6]
["Petroleum & Pet Coke",39.700000000000003,43.5,49.4,47.098515981735154,47,47,46.3,54.8,45.6,50.8,53.2,51.2,46.2,57.1,51.6,null,"Energy Efficiency",{"$f":"AT48","v":6500.1520804628462},{"$f":"AS48","v":6224.4473441515811},{"$f":"AR48","v":5915.5662879806359},{"$f":"AQ48","v":5621.576952701047},{"$f":"AP48","v":5314.3858667747554},{"$f":"AO48","v":5028.7776691137769},4662,0.1962241815673034,null,null,null,null,"Energy Efficiency",2470.9545597958609,2685.8802007613067,2908.8682689762372,3152.55816892028,3406.6272267222957,3724.476182843332,4070.8781904750781,4414.7513469103542,4710.2160681418572,5028.7776691137769,5314.3858667747554,5621.576952701047,5915.5662879806359,6224.4473441515811,6500.1520804628462]
["Solar",null,null,null,null,null,null,null,null,null,null,0.7,2.2999999999999998,2.2999999999999998,2.4,7.6,null,"Solar",{"$f":"P49","v":7.6},{"$f":"O49","v":2.4},{"$f":"M49","v":2.2999999999999998},2.2999999999999998,0.7,null,null,2.2942598287720628E-4,null,null,null,null,"Solar",null,null,null,null,null,null,null,null,null,null,{"$f":"L49","v":0.7},{"$f":"M49","v":2.2999999999999998},2.2999999999999998,2.4,7.6]
["Total",{"$f":"SUM(B40:B48)","v":22639.800000000003},21820.7,22919.550000000003,22356.174486301348,24043.594920091324,24009.899999999998,{"$f":"SUM(H40:H48)","v":25288.010000000002},24754.595958904109,{"$f":"SUM(J40:J48)","v":24617.149999999998},{"$f":"SUM(K40:K48)","v":26891.87},{"$f":"SUM(L40:L49)","v":26975.1},{"$f":"SUM(M40:M49)","v":26910.95},{"$f":"SUM(N40:N49)","v":27406.79},{"$f":"SUM(O40:O49)","v":25621.34},{"$f":"SUM(P40:P49)","v":26625.999999999996},null,null,{"$f":"SUM(S40:S49)","v":33126.152080462845},{"$f":"SUM(T40:T49)","v":31845.78734415158},33322.356287980641,32532.52695270105,32289.485866774758,31920.647669113776,29279.149999999998,{"$f":"SUM(Z40:Z48)","v":0.99977057401712266},null,null,null,null,null,{"$f":"SUM(AF40:AF49)","v":25110.754559795863},{"$f":"SUM(AG40:AG49)","v":24506.580200761302},25828.418268976238,25508.732655221629,27450.222146813616,27734.376182843331,29358.888190475082,29169.347305814463,29327.366068141855,31920.647669113776,32289.485866774758,32532.52695270105,33322.356287980641,31845.78734415158,33126.152080462845]
[]
["Pivot Table",null,null,null,null,{"$f":"F47/F50","v":1.3606510603386163E-2},2.0100042065981118E-2,2.9654369798177076E-2,3.7273886494928202E-2,4.5890771271247896E-2,6.2026181146941438E-2,7.4387119973605295E-2,9.5150858665338831E-2,9.6614744010517103E-2,9.4019282363842022E-2,0.10093142041613462]
[null,null,null,null,null,null,null,null,null,null,null,null,null,null,null,null,null,null,null,null,null,null,null,null,null,null,null,null,null,null,null,2002,{"$f":"AF53+1","v":2003},{"$f":"AG53+1","v":2004},2005,2006,2007,2008,{"$f":"AL53+1","v":2009},{"$f":"AM53+1","v":2010},2011,2012,2013,2014,2015,2016]
["BA","(All)",null,null,null,null,null,null,null,null,null,null,null,null,null,null,null,null,null,null,null,null,null,null,null,null,null,null,null,null,"Biomass",{"$f":"AF40/$AF$50","v":9.3107516718884571E-3},{"$f":"AG40/$AG$50","v":1.0197261223425895E-2},{"$f":"AH40/$AH$50","v":1.2509476834208274E-2},{"$f":"AI40/$AI$50","v":1.1113035519495568E-2},{"$f":"AJ40/$AJ$50","v":1.1362040111954397E-2},{"$f":"AK40/$AK$50","v":1.0777238976981263E-2},{"$f":"AL40/$AL$50","v":1.0031033807865544E-2},{"$f":"AM40/$AM$50","v":1.1762347521969006E-2},{"$f":"AN40/$AN$50","v":1.3482288149617386E-2},{"$f":"AO40/$AO$50","v":1.1973441264784059E-2},{"$f":"AP40/$AP$50","v":1.1898610017675573E-2},{"$f":"AQ40/$AQ$50","v":1.3094586861308382E-2},{"$f":"AR40/$AR$50","v":1.2916253469003483E-2},{"$f":"AS40/$AS$50","v":1.3882526917055197E-2},{"$f":"AT40/$AT$50","v":1.337915731726024E-2}]
["STATE","(All)",null,null,null,null,null,null,null,null,null,null,null,null,null,null,null,null,null,null,null,null,null,null,null,null,null,null,null,null,"Coal",{"$f":"AF41/$AF$50","v":0.19354257110940079},{"$f":"AG41/$AG$50","v":0.20969878122123115},{"$f":"AH41/$AH$50","v":0.20426531524530397},{"$f":"AI41/$AI$50","v":0.21015746200159696},{"$f":"AJ41/$AJ$50","v":0.16885777753548187},{"$f":"AK41/$AK$50","v":0.1923172875725081},{"$f":"AL41/$AL$50","v":0.18650604084443687},{"$f":"AM41/$AM$50","v":0.16796728111662171},{"$f":"AN41/$AN$50","v":0.18398004060314377},{"$f":"AO41/$AO$50","v":0.13268214492082661},{"$f":"AP41/$AP$50","v":0.12246401247499876},{"$f":"AQ41/$AQ$50","v":0.14471362789754397},{"$f":"AR41/$AR$50","v":0.13927586512464027},{"$f":"AS41/$AS$50","v":0.13425951614241394},{"$f":"AT41/$AT$50","v":0.11298625904115892}]
["TECH","(All)",null,null,null,null,null,null,null,null,null,null,null,null,null,null,null,null,null,null,null,null,null,null,null,null,null,null,null,null,"Geothermal",0,0,0,0,0,0,3.3380010633983818E-4,2.98258302072662E-4,2.796023339070879E-4,2.2869210160367251E-4,3.2208626804743876E-4,7.1620627668658526E-4,8.9729548959852263E-4,9.1063849942230415E-4,8.8147877631768732E-4]
["NERC","WECC",null,null,null,null,null,null,null,null,null,null,null,null,null,null,null,null,null,null,null,null,null,null,null,null,null,null,null,null,"Hydro",0.58375386391093642,0.54496383789954983,0.51983825955487717,0.51192167152559953,0.55799547178936881,0.51285811897218503,0.48918746196456686,0.492150196214312,0.45715322572264866,0.57264815518411105,0.53439996137428647,0.45398563786554436,0.46318153094014974,0.44214639279709494,0.4566150624213598]
[null,null,null,null,null,null,null,null,null,null,null,null,null,null,null,null,null,null,null,null,null,null,null,null,null,null,null,null,null,null,"Natural Gas",6.7791670534883317E-2,8.2471727325594546E-2,0.10337837850516716,0.10003240986092926,8.5259783599662783E-2,9.7287207118403649E-2,0.11218749084199232,0.11699953256477941,0.1084516077103517,5.3892076935034214E-2,6.9517985181354394E-2,0.10464757333328949,9.2748243050110299E-2,0.10658050194583515,0.10383035106659881]
[null,"Data",null,null,null,null,null,null,null,null,null,null,null,null,null,null,null,null,null,null,null,null,null,null,null,null,null,null,null,null,"Nuclear",4.1133769896893012E-2,3.547210556832385E-2,3.9588177229891545E-2,3.6885358320599901E-2,3.8792830089230332E-2,3.3373745055516421E-2,3.5975476766952758E-2,2.5962185305704245E-2,3.5969817321778917E-2,1.7189500842456865E-2,3.2998357558129424E-2,2.9690285092342176E-2,3.2536714709789909E-2,2.9253476760752364E-2,3.3170167103351876E-2]
["RES","Sum of 2002MWa","Sum of 2003MWa","Sum of 2004MWa","Sum of 2005MWa","Sum of 2006MWa","Sum of 2007MWa","Sum of 2008MWa","Sum of 2009MWa","Sum of 2010MWa","Sum of 2011MWa","Sum of 2012MWa","Sum of 2013MWa","Sum of 2014MWa","Sum of 2015MWa","Sum of 2016MWa",null,null,null,null,null,null,null,null,null,null,null,null,null,null,"Wind",4.484134466444141E-3,5.8229258766821727E-3,5.8849906493335111E-3,4.4562857139816767E-3,1.1917915544509331E-2,1.7400787990268177E-2,2.5542520382065777E-2,3.1632521301430488E-2,3.8520336172541129E-2,5.2254578832181611E-2,6.2144067833076015E-2,7.870891811517898E-2,7.9463168124010983E-2,7.5642657974427194E-2,8.1126235050553178E-2]
["Biomass",233.79999999999998,249.94000000000003,323.08515981735155,283.47945205479454,311.89052511415525,298.89999999999998,294.51999999999987,350.51,405.95,392.59000000000009,393.59999999999997,435.99000000000018,445.35999999999996,442.05,443.2,null,null,null,null,null,null,null,null,null,null,null,null,null,null,"Petroleum & Pet Coke",1.5809958998031298E-3,1.7750334662626106E-3,1.9126219610333911E-3,1.8463683248526306E-3,1.7121901509076019E-3,1.6946478150489108E-3,1.5770351962790311E-3,1.8786844774232043E-3,1.5548617592881964E-3,1.5914464056803511E-3,1.6475951403965138E-3,1.5738095007018526E-3,1.3864565759013963E-3,1.7930158040349506E-3,1.557681673218927E-3]
["Coal",4979.3000000000011,5273.6999999999989,5504.7999999999993,5586.4256849315116,4837.8618721461198,5527.4000000000005,5677.72,5092.3609589041098,5559.0999999999995,4341.51,4047.2000000000003,4852.26,4798.7300000000005,4356.9420000000009,3798.2,null,null,null,null,null,null,null,null,null,null,null,null,null,null,"Energy Efficiency",9.8402242509750701E-2,0.10959832741893009,0.11262278002018496,0.12358740873294434,0.12410199117888496,0.1342909664990885,0.13865914008950089,0.15134899319568734,0.16060822022672322,0.15753996351332156,0.16458564526860905,0.17279865658373977,0.17752544978682608,0.1954559099728049,0.1962241815673034]
["Geothermal",null,null,null,null,null,null,9.77,8.67,8.1999999999999993,7.25,10.4,23.330000000000002,29.94,29.035000000000004,29.2,null,null,null,null,null,null,null,null,null,null,null,null,null,null,"Solar",0,0,0,0,0,0,0,0,0,0,2.1678883426269914E-5,7.0698473664341033E-5,6.9022729969117126E-5,7.536318615908724E-5,2.2942598287720628E-4]
["Hydro",14658.500000000005,13356.600000000004,13428.100000000004,13060.073059360733,15318.799657534259,14223.799999999997,14362.019999999991,14355.710000000006,13407.109999999999,18279.320000000007,17252.199999999997,14769.329999999994,15435.700000000006,14080.471000000005,15125.916985999993,null,null,null,null,null,null,null,null,null,null,null,null,null,null,null,{"$f":"SUM(AF54:AF63)","v":1},{"$f":"SUM(AG54:AG63)","v":1.0000000000000002},1,1,1,1,0.99999999999999989,1,1,0.99999999999999989,1,0.99999999999999989,0.99999999999999989,1,0.99999999999999989]
["Natural gas",1702.3,2021.0999999999995,2670.1220319634699,2551.5582191780823,2340.4198630137003,2697.9,3292.5299999999997,3405.4299999999989,3169.9899999999989,1710.2700000000004,2235.3000000000002,3423.2899999999995,3075.630000000001,3393.8139999999994,3439.4999999999995]
["Petroleum",39.700000000000003,43.5,49.4,47.098515981735169,46.699771689497744,47,46.279999999999994,54.769999999999996,45.580000000000005,50.75,53.199999999999996,51.23,46.23,57.127000000000002,51.6,null,null,null,null,null,null,null,null,null,null,null,null,null,null,"Coal",{"$f":"AF41/(AF41+AF44)","v":0.74059399905520928},{"$f":"AG41/(AG41+AG44)","v":0.71772740604181495},0.6639671782480383,0.67751232733587485,0.66448684924093071,0.66406872509960158,0.62440602510345733,0.5894275159507264,0.62913860953213818,0.71114939460034887,0.63789320858202936,0.58033738682379332,0.60026462862102103,0.55746348637633092,0.52111440624869476]
["Solar",null,null,null,null,null,null,null,null,null,0.01,0.7,2.34,2.25,2.3609999999999998,7.5999999999999988,null,null,null,null,null,null,null,null,null,null,null,null,null,null,"Natural Gas",{"$f":"AF44/(AF41+AF44)","v":0.25940600094479066},{"$f":"AG44/(AG41+AG44)","v":0.28227259395818499},0.33603282175196175,0.32248767266412509,0.33551315075906923,0.33593127490039842,0.3755939748965425,0.41057248404927371,0.37086139046786182,0.28885060539965107,0.36210679141797059,0.41966261317620668,0.39973537137897891,0.44253651362366914,0.47888559375130529]
["Unknown",null,null,null,0,0,null,null,null,null,null,null,null,null,null,null,null,null,null,null,null,null,null,null,null,null,null,null,null,null,null,{"$f":"SUM(AF66:AF67)","v":1},{"$f":"SUM(AG66:AG67)","v":1},1,1,1,1,0.99999999999999978,1,1,1,1,1,1,1,1]
["Uranium",1032.9000000000001,869.3,1022.5,940.89874429223698,1064.8718036529699,925.6,1056.2,757.31,1054.92,548.66,1065.5,965.86,1084.17,931.61,1098.8]
["Wind",115,145.5,152,113.67420091324205,333.06552511415515,482.56803652968051,749.87999999999988,922.67,1129.72,1667.97,2006.6000000000004,2560.6099999999997,2647.8900000000008,2408.8830000000003,2687.3999999999996]
["Energy Storage",null,null,null,null,null,null,5.56,6]
["Grand Total",22761.500000000007,21959.64,23150.007191780827,22583.207876712335,24253.609018264859,24203.168036529678,25494.479999999992,24953.430958904115,24780.57,26998.330000000005,27064.699999999997,27084.239999999998,27565.900000000009,25702.293000000009,26681.416985999989]
[null,null,null,null,null,null,null,null,null,null,null,null,null,null,null,null,null,null,null,null,null,null,null,null,null,null,null,null,null,null,null,null,null,null,null,null,null,null,null,2016]
["Valmy (MWa)",238.6,269.39999999999998,457.9,451.150342465753,405.35673515981699,387.2,404.22,385.73,326.89999999999998,212.5,185.9,288.8,314.60000000000002,162.69999999999999,null,null,null,null,null,null,null,null,null,null,null,null,null,null,null,null,null,null,null,null,null,null,null,"Biomass",443.2,{"$f":"AN74/$AN$83","v":1.6610811945728051E-2}]
["Coal less SPP share of Valmy",{"$f":"GETPIVOTDATA(\"Sum of 2002MWa\",$A$59,\"RES\",\"Coal\")-(0.5*B74)","v":4860.0000000000009},{"$f":"GETPIVOTDATA(\"Sum of 2003MWa\",$A$59,\"RES\",\"Coal\")-(0.5*C74)","v":5138.9999999999991},{"$f":"GETPIVOTDATA(\"Sum of 2004MWa\",$A$59,\"RES\",\"Coal\")-(0.5*D74)","v":5275.8499999999995},{"$f":"GETPIVOTDATA(\"Sum of 2005MWa\",$A$59,\"RES\",\"Coal\")-(0.5*E74)","v":5360.850513698635},{"$f":"GETPIVOTDATA(\"Sum of 2006MWa\",$A$59,\"RES\",\"Coal\")-(0.5*F74)","v":4635.183504566211},{"$f":"GETPIVOTDATA(\"Sum of 2007MWa\",$A$59,\"RES\",\"Coal\")-(0.5*G74)","v":5333.8},{"$f":"GETPIVOTDATA(\"Sum of 2008MWa\",$A$59,\"RES\",\"Coal\")-(0.5*H74)","v":5475.6100000000006},{"$f":"GETPIVOTDATA(\"Sum of 2009MWa\",$A$59,\"RES\",\"Coal\")-(0.5*I74)","v":4899.49595890411},{"$f":"GETPIVOTDATA(\"Sum of 2010MWa\",$A$59,\"RES\",\"Coal\")-(0.5*J74)","v":5395.65},{"$f":"GETPIVOTDATA(\"Sum of 2011MWa\",$A$59,\"RES\",\"Coal\")-(0.5*K74)","v":4235.26},{"$f":"GETPIVOTDATA(\"Sum of 2012MWa\",$A$59,\"RES\",\"Coal\")-(0.5*L74)","v":3954.2500000000005},{"$f":"GETPIVOTDATA(\"Sum of 2013MWa\",$A$59,\"RES\",\"Coal\")-(0.5*M74)","v":4707.8600000000006},{"$f":"GETPIVOTDATA(\"Sum of 2014MWa\",$A$59,\"RES\",\"Coal\")-(0.5*N74)","v":4641.43},{"$f":"GETPIVOTDATA(\"Sum of 2015MWa\",$A$59,\"RES\",\"Coal\")-(0.5*O74)","v":4275.5920000000006},null,null,null,null,null,null,null,null,null,null,null,null,null,null,null,null,null,null,null,null,null,null,null,"Coal",3798.2,0.14235375887243748]
[null,null,null,null,null,null,null,null,null,null,null,null,null,null,null,null,null,null,null,null,null,null,null,null,null,null,null,null,null,null,null,null,null,null,null,null,null,null,"Geothermal",29.2,1.094394649853924E-3]
[null,null,null,null,null,null,null,null,null,null,null,null,null,null,null,null,null,null,null,null,null,null,null,null,null,null,null,null,null,null,null,null,null,null,null,null,null,null,"Hydro",15125.916985999993,0.56690830902784195]
["BA","(All)",null,null,null,null,null,null,null,null,null,null,null,null,null,null,null,null,null,null,null,null,null,null,null,null,null,null,null,null,null,null,null,null,null,null,null,null,"Natural Gas",3439.4999999999995,0.12890994514289628]
["STATE","(All)",null,null,null,null,null,null,null,null,null,null,null,null,null,null,null,null,null,null,null,null,null,null,null,null,null,null,null,null,null,null,null,null,null,null,null,null,"Nuclear",1098.8,4.1182220591078483E-2]
["NERC","WECC",null,null,null,null,null,null,null,null,null,null,null,null,null,null,null,null,null,null,null,null,null,null,null,null,null,null,null,null,null,null,null,null,null,null,null,null,"Wind",2687.3999999999996,0.10072178705539162]
["RES","Natural gas",null,null,null,null,null,null,null,null,null,null,null,null,null,null,null,null,null,null,null,null,null,null,null,null,null,null,null,null,null,null,null,null,null,null,null,null,"Petroleum & Pet Coke",51.6,1.9339302716596741E-3]
[null,null,null,null,null,null,null,null,null,null,null,null,null,null,null,null,null,null,null,null,null,null,null,null,null,null,null,null,null,null,null,null,null,null,null,null,null,null,"Solar",7.5999999999999988,2.848424431126651E-4]
[null,"Values",null,null,null,null,null,null,null,null,null,null,null,null,null,null,null,null,null,null,null,null,null,null,null,null,null,null,null,null,null,null,null,null,null,null,null,null,null,{"$f":"SUM(AN74:AN82)","v":26681.416985999989},{"$f":"SUM(AO74:AO82)","v":1}]
["Row Labels","Sum of 2002MWa","Sum of 2003MWa","Sum of 2004MWa","Sum of 2005MWa","Sum of 2006MWa","Sum of 2007MWa","Sum of 2008MWa","Sum of 2009MWa","Sum of 2010MWa","Sum of 2011MWa","Sum of 2012MWa","Sum of 2013MWa","Sum of 2014MWa","Sum of 2015MWa","Sum of 2016MWa"]
["CC",369.2,414.5,897.30000000000007,898.54360730593578,897.1245433789959,1180.5999999999999,1607.8899999999999,1702.71,1617.08,739.34,998.3,1853.3600000000001,1676.5700000000002,2060.2600000000002,1974.6999999999996]
["CCCG",1035.5,1336.5,1540.2,1444.1695205479457,1240.7202054794527,1345.6,1507.3000000000002,1417.42,1359.24,740.12,1004.2,1272.03,1146.51,976.93000000000006,1159.3]
["CCICG",233.2,212.5,170.9,164.21004566209999,141.9702054794524,136.5,127.93,157.05000000000001,140.13,134.99,135.6,151.34,139.58000000000001,148.32999999999998,141.5]
["FCCG"]
["GT",13.1,5.0999999999999996,12.322031963470319,2.0052511415525118,9.0172374429223687,31,10.69,37.550000000000004,30.339999999999996,29.470000000000002,27.6,54.38000000000001,27.930000000000003,80.599999999999994,73.099999999999994]
["GTaero",0,0.4,0.1,0.168036529680365,0.76141552511415578,0.30000000000000004,2.0100000000000002,4.8899999999999997,0.79999999999999993,40.880000000000003,43.199999999999996,56.46,51.35,52.481999999999999,35.6]
["GTaeroCG",50.3,50.3,48.4,41.686301369863003,47.523972602739697,null,12.6,45.54]
["GTCG",null,null,null,0,0,null,7.38,13.29,8.3000000000000007,13.620000000000001,13.899999999999999,14.31,13.27,13.54,11.6]
["IC",1,1.8,0.9,0.77545662100456603,0.89132420091324205,1.6,6.9600000000000009,10.79,3.4000000000000004,2.29,3.3000000000000003,6.91,6.4399999999999995,49.182000000000002,29.3]
["ICCG"]
["ST",null,null,null,0,0]
["STCG",null,null,null,0,2.4109589041095898,2.2999999999999998,9.77,16.189999999999998,10.7,9.5599999999999987,9.1999999999999993,14.5,13.98,12.49,14.4]
["Grand Total",1702.3,2021.1,2670.1220319634704,2551.5582191780818,2340.4198630137007,2697.9,3292.53,3405.4300000000003,3169.9900000000002,1710.27,2235.2999999999997,3423.2900000000004,3075.6299999999997,3393.8139999999999,3439.4999999999995]

{"sheet":"Adds & Retirements - Capacity","index":10,"n_rows":114,"n_cols":25,"rows_kept":114,"cut":false,"hidden":false,"merged":[]}
["Back to Navigation"]
["Northwest Power & Conservation Council"]
["POWER PLANTS IN THE PACIFIC NORTHWEST"]
["ANNUAL ADDITIONS & RETIREMENTS: INSTALLED CAPACITY"]
[]
[]
[]
[]
[]
[]
[]
[]
[]
[]
[]
[]
[]
[]
[]
[]
[]
[]
[]
[]
[]
[]
[]
[]
[]
["Consolidation tables for charts below pivot tables"]
[]
[]
[]
[]
[]
[]
[]
[]
[]
[]
[]
[]
[]
[]
[]
[]
[]
[]
["Pivot Table for Additions"]
[]
["STATE","(All)"]
["CSTAT","(Multiple Items)"]
["NERC","WECC"]
["TECH","(All)"]
[]
["Sum of NCap","SYEAR"]
["RES",1995,1996,1997,1998,1999,2000,2001,2002,2003,2004,2005,2006,2007,2008,2009,2010,2011,2012,2013,2014,2015,2016,2017,"Grand Total"]
["Biomass",57.2,93.5,null,2.7,15.129999999999999,47.034999999999997,10,17.5,18.399999999999999,2.7,8.5,7.6000000000000005,53.2,5.6000000000000005,69.099999999999994,5.085,47,27.4,36.25,8,1.7,null,null,533.59999999999991]
["Coal",null,null,null,null,null,null,null,null,null,null,16.5,115.7,null,null,null,null,null,null,null,null,null,null,null,132.19999999999999]
["Geothermal",null,null,null,null,null,null,null,null,null,null,null,null,12,15.8,null,null,null,28.5,null,1.75,3.1,null,null,61.15]
["Hydro",26.36,1.3,10,null,null,3.16,null,null,0.3,7.5,0.625,15.799999999999999,2.2999999999999998,null,0.79,22.02,21.6,1.1000000000000001,66.87,43.199999999999996,5.6,1.3,null,229.82499999999999]
["Natural gas",385.9,489.8,251.6,null,24.5,null,1210.6999999999998,1461.7999999999997,973.09999999999991,280.3,176.75,54.9,404,1139,5.5,null,192.6,300,null,220,null,445,null,8015.45]
["Petroleum",65,null,null,null,0.5,1.2,76,10,null,null,null,null,null,null,1,null,null,null,null,null,null,null,6,159.69999999999999]
["Solar",null,null,null,null,null,null,null,null,null,null,null,null,0.5,null,null,14.3,2.4,8.5,null,3.2,null,209.00000000000003,193,430.90000000000003]
["Wind",null,null,null,25,68,16.8,424.08500000000004,95.9,41,3.4440000000000004,441.6,582.6,794.1,951.09999999999991,1339.85,1511.8,531.09999999999991,1906.3,4.3,286.72000000000003,null,115,50,9188.6989999999969]
["Energy Storage",null,null,null,null,null,null,null,null,null,null,null,null,null,null,null,null,null,null,5,null,3.2,2,2.2000000000000002,12.399999999999999]
["Grand Total",534.46,584.6,261.60000000000002,27.7,108.13,68.194999999999993,1720.7849999999999,1585.1999999999998,1032.8,293.94400000000002,643.97500000000002,776.6,1266.0999999999999,2111.5,1416.24,1553.2049999999999,794.69999999999982,2271.8000000000002,112.42,562.87,13.599999999999998,772.30000000000007,251.2,18763.923999999999]
[]
["Pivot Table for Retirements"]
["STATE","(All)"]
["CSTAT","(Multiple Items)"]
["NERC","WECC"]
["TECH","(All)"]
[]
["Sum of NCap","Column Labels"]
["Row Labels",1995,1996,1997,1998,1999,2000,2001,2002,2003,2004,2005,2006,2007,2009,2011,2012,2015,2013,2008,2014,2016,2018,"Grand Total"]
["Biomass",10.8,7.5,13,null,null,7.5,14.8,25,1.8,null,7.5,null,3.9,9.7750000000000004,15.5,null,12.100000000000001,null,null,null,68.5,null,197.67500000000001]
["Coal",null,null,null,null,null,null,null,null,null,2,14,null,null,null,null,null,172.8,null,null,null,null,115.7,304.5]
["Hydro",3.3,null,3,4.3,0.3,0.12,null,8.9699999999999989,11.1,70,1.5,3,26.8,1.3,28.9,14.7,null,36.6,null,null,null,null,213.89000000000001]
["Natural gas",null,69,null,1.5,null,null,72.8,68,null,1.5,0.5,null,42.7,null,15,25,42.6,null,92,322,10.4,null,763]
["Petroleum",70.2,null,null,140.4,61,null,null,null,1.3,null,26,10,32,null,null,null,null,null,null,null,null,null,340.90000000000003]
["Wind",null,null,null,null,null,null,null,null,null,null,null,null,0.224,null,null,null,null,null,null,null,null,null,0.224]
["Grand Total",84.300000000000011,76.5,16,146.20000000000002,61.3,7.62,87.6,101.97,14.200000000000001,73.5,49.5,13,105.62400000000001,11.075000000000001,59.4,39.700000000000003,227.5,36.6,92,322,78.900000000000006,115.7,1820.1890000000001]
[]
[]
["Resource",1995,1996,1997,1998,1999,2000,2001,2002,2003,2004,2005,2006,2007,2008,2009,2010,2011,2012,2013,2014,2015,2016,2017]
["Biomass",57,94,null,3,15,47,10,18,18.399999999999999,2.7,9,7.6,53,5.6,69,5,47,27,36,8,2]
["Coal",null,null,null,null,null,null,null,null,null,null,17,115.7]
["Geothermal",null,null,null,null,null,null,null,null,null,null,null,null,12,15.8,null,null,null,29,null,2,3]
["Hydro",26,1,10,null,null,3,null,null,null,7.5,1,15.8,2.2999999999999998,null,0.5,22,22,1,67,43,6,1]
["Natural gas",386,490,252,null,25,null,1211,1462,973,280.3,176.75,54.9,404,1139,5.5,null,193,300,null,220,null,445]
["Petroleum",65,null,null,null,1,1,76,10,null,null,null,null,null,null,1,null,null,null,null,null,null,null,6]
["Solar",null,null,null,null,null,null,null,null,null,null,null,null,1,null,null,14,2,9,null,3,null,209,193]
["Wind",null,null,null,25,68,17,424,96,41,3.22,441.6,583,794.1,951,1340,1512,531,1906,4,287,null,115,50]
["Energy Storage",null,null,null,null,null,null,null,null,null,null,null,null,null,null,null,null,null,null,5,null,3,2,2]
["Biomass (retirements)",-11,-8,-13,null,null,-8,-15,-25,-2,null,-8,null,-4,null,-10,null,-16,null,null,null,-12,-69]
["Coal (retirement)",null,null,null,null,null,null,null,null,null,-2,-14,null,null,null,null,null,null,null,null,null,-173]
["Hydro (retirements)",-3,null,-3,-4,null,null,null,-9,-11,-70,-2,-3,-27,null,-1,null,-29,-15,-37]
["Natural gas (retirements)",null,-69,null,-2,null,null,-73,-68,null,-2,-1,null,-43,-92,null,null,-15,-25,null,-322,-43,-10]
["Petroleum (retirements)",-70,null,null,-140,-61,null,null,null,-1,null,-26,-10,-32]
[]
[]
[]
[]
[null,1995,1996,1997,1998,1999,2000,2001,2002,2003,2004,2005,2006,2007,2008,2009,2010,2011,2012,2013,2014,2015,2016,2017]
["Biomass",{"$f":"B87","v":57},{"$f":"B106+C87","v":151},{"$f":"C106+D87","v":151},{"$f":"D106+E87","v":154},{"$f":"E106+F87","v":169},{"$f":"F106+G87","v":216},226,244,262.39999999999998,265.09999999999997,274.09999999999997,281.7,334.7,340.3,409.3,414.3,461.3,488.3,524.29999999999995,532.29999999999995,534.29999999999995,534.29999999999995,534.29999999999995]
["Coal",0,{"$f":"B107+C88","v":0},0,0,0,0,0,0,0,0,17,132.69999999999999,132.69999999999999,132.69999999999999,132.69999999999999,132.69999999999999,132.69999999999999,132.69999999999999,132.69999999999999,132.69999999999999,132.69999999999999,132.69999999999999,132.69999999999999]
["Geothermal",0,0,0,0,0,0,0,0,0,0,0,0,12,27.8,27.8,27.8,27.8,56.8,56.8,58.8,61.8,61.8,61.8]
["Hydro",26,27,37,37,37,40,40,40,40,47.5,48.5,64.3,66.599999999999994,66.599999999999994,67.099999999999994,89.1,111.1,112.1,179.1,222.1,228.1,229.1,229.1]
["Natural gas",386,876,1128,1128,1153,1153,2364,3826,4799,5079.3,5256.05,5310.95,5714.95,6853.95,6859.45,6859.45,7052.45,7352.45,7352.45,7572.45,7572.45,8017.45,8017.45]
["Petroleum",65,65,65,65,66,67,143,153,153,153,153,153,153,153,154,154,154,154,154,154,154,154,160]
["Solar",0,0,0,0,0,0,0,0,0,0,0,0,1,1,1,15,17,26,26,29,29,238,431]
["Wind",0,0,0,25,93,110,534,630,671,674.22,1115.8200000000002,1698.8200000000002,2492.92,3443.92,4783.92,6295.92,6826.92,8732.92,8736.92,9023.92,9023.92,9138.92,9188.92]
["Energy Storage",0,0,0,0,0,0,0,0,0,0,0,0,0,0,0,0,0,0,5,5,8,10,12]

{"sheet":"Adds & Retirements - Capability","index":11,"n_rows":85,"n_cols":16,"rows_kept":85,"cut":false,"hidden":false,"merged":[]}
["Back to Navigation"]
["Northwest Power & Conservation Council"]
["POWER PLANTS IN THE PACIFIC NORTHWEST"]
["ANNUAL ADDITIONS & RETIREMENTS: ENERGY CAPABILITY"]
[]
[]
[]
[]
[]
[]
[]
[]
[]
[]
[]
[]
[]
[]
[]
[]
[]
[]
[]
[]
[]
[]
[]
[]
[]
[]
[]
[]
["Consolidation table for chart"]
[]
[null,2003,2004,2005,2006,2007,2008,2009,2010,2011,2012,2013,2014,2015,2016]
["Resource",{"$f":"\"yr\"&B35","v":"yr2003"},{"$f":"\"yr\"&C35","v":"yr2004"},"yr2005","yr2006","yr2007","yr2008","yr2009","yr2010","yr2011","yr2012",{"$f":"\"yr\"&L35","v":"yr2013"},{"$f":"\"yr\"&M35","v":"yr2014"}]
["Biomass",13,1.9940000000000002,7.6550000000000002,6.4820000000000011,38,5.2450000000000001,56,5,39,18,26,7,null,null,{"$f":"SUM(B37:O37)","v":223.376}]
["Coal",null,null,12,102,null,null,null,null,null,null,null,null,null,null,{"$f":"SUM(B38:O38)","v":114}]
["Geothermal",null,null,null,null,9,12.3,null,null,null,21,null,2,3,null,{"$f":"SUM(B39:O39)","v":47.3}]
["Hydro",null,4.7,0.3125,6.8500000000000005,0.9,null,0.44549429223744291,11,9,null,51,18,2,null,104.20799429223744]
["Natural gas",656,243,159,47.32,349,985,5.17,null,137,294,null,204,null,396,3475.49]
["Petroleum",null,null,null,null,null,null,1,null,null,null,null,null,null,null,1]
["Solar",null,null,null,null,0.11,null,null,4,1,1,null,null,null,12,18.11]
["Wind",14,1.0304,125,167,261,304,428,503,167,608,1,92,null,8,2679.0304000000001]
["Biomass (retirements)",0,null,-6,null,-1,null,-3,null,-6,null,null,null,null,-2,-18]
["Coal (retirement)",null,-2,-8,null,null,null,null,null,null,null,null,null,null,null,-10]
["Hydro (retirements)",-7,-46,-1,-3,-15,null,null,null,-21,-6,-27,null,null,null,-126]
["Natural gas (retirements)",null,-1,0,null,-10,null,null,null,-12,-24,null,-219,null,null,-266]
["Petroleum (retirements)",0,null,-24,-9,-33,null,null,null,null,null,null,null,null,null,-66]
[]
[]
["Pivot Table for Additions"]
[]
["STATE","(All)"]
["CSTAT","(Multiple Items)"]
["NERC","WECC"]
["TECH","(All)"]
[]
["Sum of DefMWa","SYEAR"]
["RES",2003,2004,2005,2006,2007,2008,2009,2010,2011,2012,2013,2014,2015,2016,"Grand Total"]
["Biomass",12.96,1.9000000000000001,7.5200000000000005,5.9,37.722499999999997,4.6475,55.55,4.5739999999999998,38.658219178082192,18.38,26.20659246575342,7,null,null,221.01881164383562]
["Coal",null,null,12,102.34,null,null,null,null,null,null,null,null,null,null,114.34]
["Geothermal",null,null,null,null,9,12.3,null,null,null,20.790000000000003,null,1.575,2.79,null,46.455000000000005]
["Hydro",0.12809999999999999,4.7,0.15692249999999999,6.7494500000000004,0.9,null,0.44549429223744302,11.020249999999999,8.5190365296803652,0.46970000000000001,50.596290000000003,18.423299999999998,2.3912,null,104.49974332191782]
["Natural gas",656.24150000000009,242.83650000000003,158.596,47.313750000000006,349,984.64049999999997,4.88,null,136.5,293.7,null,204.22800000000001,null,395.6,3473.5362499999997]
["Petroleum",null,null,null,null,null,null,0.93,null,null,null,null,null,null,null,0.93]
["Solar",null,null,null,null,0.127,null,null,3.6322000000000001,0.63500000000000001,1.3937999999999999,null,null,null,12.18,17.968]
["Wind",14,1.0304,125.29600000000001,166.91200000000001,260.84000000000003,304.24,427.82133333333343,503.09000000000003,166.98799999999997,607.65200000000004,1.3759999999999999,91.750399999999999,null,8,2678.996133333334]
["Grand Total",683.32960000000014,250.46690000000001,303.56892249999999,329.21519999999998,657.58950000000004,1305.828,489.62682762557085,522.31645000000003,351.30025570776252,942.38550000000009,78.178882465753432,322.97669999999999,5.1812000000000005,415.78000000000003,6657.7439382990869]
[]
["Pivot Table for Retirements"]
["STATE","(All)"]
["CSTAT","(Multiple Items)"]
["NERC","WECC"]
["TECH","(All)"]
[]
["Sum of DefMWa","Column Labels"]
["Row Labels",2003,2004,2005,2006,2007,2009,2011,2012,2015,2013,2014,2016,"Grand Total"]
["Biomass",0,null,6,null,1.3,4.68,6,null,9.09,null,null,28.43,55.5]
["Coal",null,1.6,7.8400000000000007,null,null,null,null,null,131.57999999999998,null,null,null,141.01999999999998]
["Hydro",6.52,46,1.05,3.49,14.517799999999998,0.2,21.2,6.1274499999999996,null,27.516999999999999,null,null,126.62224999999999]
["Natural gas",null,1.1199999999999999,0.47499999999999998,null,9.7370000000000001,null,12,24.2515,15.4520547945205,null,218.94,4,285.97555479452052]
["Petroleum",0,null,24.18,9.3000000000000007,33.480000000000004,null,null,null,null,null,null,null,66.960000000000008]
["Wind",null,null,null,null,3.5840000000000004E-2,null,null,null,null,null,null,null,3.5840000000000004E-2]
["Grand Total",6.52,48.72,39.545000000000002,12.790000000000001,59.070640000000004,4.88,39.200000000000003,30.37895,156.12205479452049,27.516999999999999,218.94,32.43,676.1136447945205]

{"sheet":"lkpLatLong","index":12,"n_rows":1078,"n_cols":4,"rows_kept":1078,"cut":false,"hidden":true,"merged":[]}
["Lookup latitude and longitude from SQL for display Projects!Latitude, Projects!Longitude, Projects!ProjectUrl"]
[]
["NWPCCID","Latitude","Longitude","URL"]
[1000]
[1001,48.595300000000002,-118.0603]
[1002]
[1003,"48.18","-116.997","http://en.wikipedia.org/wiki/Albeni_Falls_Dam"]
[1004,"46.155595","-123.407887"]
[1005,"46.801","-122.308","http://www.ci.tacoma.wa.us/power/parksandpower/hydro_power/nisqually/alder_dam.htm"]
[1006,"43.605063","-116.573758"]
[1007]
[1008]
[1009,"42.53061","-114.429584"]
[1010,"42.779","-112.875","http://www.idwr.state.id.us/Water/stream_dam/dams/AmericanFalls.htm"]
[1011]
[1012,"43.357","-115.451","http://www.usbr.gov/projects/Facility.jsp?fac_Name=Anderson+Ranch+Dam"]
[1013,"44.2234","-111.4755"]
[1014]
[1015]
[1016]
[1017,43.561000999999997,-116.121269]
[1018]
[1019,"45.93","-112.524"]
[1020,"46.174","-123.178"]
[1021,"46.174","-123.178"]
[1022,44.062325999999999,-121.31333100000001]
[1023,"43.118","-115.686","http://www.idahopower.com/energycenter/electricitybasics/generation/thermal.htm#bennetMt"]
[1024]
[1025]
[1026,"44.7506775","-122.28313","http://www.bpa.gov/corporate/bpanews/library/images/dams/descriptions/BigCliff.cfm"]
[1027,48.059199999999997,-114.07080000000001]
[1028,"46.75","-122.863","http://www.transalta.com/transalta/webcms.nsf/AllDoc/8E2BA08371EE79B187257157004FC335?OpenDocument"]
[1029,"45.89842","-120.288483","http://www.facebook.com/pages/Big-Horn-Wind-Farm/136744476362272"]
[1030,48.947741000000001,-117.795376]
[1031,"45.694343","-120.626478","http://en.wikipedia.org/wiki/Biglow_Canyon_Wind_Farm"]
[1032]
[1033,"42.436","-122.85","http://www.biomassone.com/"]
[1034,44.027444000000003,-112.71943899999999]
[1035]
[1036,"43.9304438","-116.4365228","http://www.usbr.gov/projects/Facility.jsp?fac_Name=Black+Canyon+Diversion+Dam"]
[1037]
[1038,47.534464999999997,-121.702596]
[1039,"47.52027","-111.26248","http://www.northwesternenergy.com/our-company/hydroelectric-facilities"]
[1040,42.699840000000002,-114.822603]
[1041,"42.913","-115.07"]
[1042,"45.355","-122.6128"]
[1043]
[1044,"45.6964","-119.808","http://en.wikipedia.org/wiki/Boardman_Coal_Plant"]
[1045]
[1046,"42.355075","-122.900775"]
[1047,"43.5375","-116.09333","http://www.usbr.gov/projects/Powerplant.jsp?fac_Name=Boise+River+Diversion+Powerplant"]
[1048]
[1049]
[1050]
[1051,"45.638","-121.942","http://www.nwcouncil.org/energy/powersupply/dams/dam.asp?id=1"]
[1052,"45.638","-121.942"]
[1053]
[1054,"47.696410","-117.147488"]
[1055,"48.992","-117.348","http://www.nwcouncil.org/energy/powersupply/dams/dam.asp?id=21"]
[1056]
[1057]
[1058,"48.781215","-117.412244","http://www.popud.com/Box%20Canyon%20Hydro.htm"]
[1059,41.279200000000003,-122.3292]
[1060]
[1061,"47.550221","-122.671981","http://www.cityofbremerton.com/content/wastewater.html"]
[1062]
[1063]
[1064,"46.119722","-111.408333","http://en.wikipedia.org/wiki/Toston_Dam"]
[1065,"44.841","-116.896","http://www.nwcouncil.org/energy/powersupply/dams/dam.asp?id=20"]
[1066]
[1067]
[1068,"45.42901","-122.23395","http://en.wikipedia.org/wiki/Bull_Run_Hydroelectric_Project"]
[1069,"45.42901","-122.23395","http://en.wikipedia.org/wiki/Bull_Run_Hydroelectric_Project"]
[1070,"45.42901","-122.23395","http://en.wikipedia.org/wiki/Bull_Run_Hydroelectric_Project"]
[1071]
[1072]
[1073]
[1074,"42.5596337","-114.055861","http://www.enelgreenpower.com/en-GB/ena/power_plants/wm/bypass/index.aspx"]
[1075,"42.946","-115.975","http://www.idahopower.com/riversrec/parksrec/swanfalls.htm"]
[1076,"48.087","-116.057","http://www.avistautilities.com/resources/hydro/clarkfork/project/proj_cg.asp"]
[1077]
[1078]
[1079,"46.649","-111.728","http://goldwest.visitmt.com/listings/97.htm"]
[1080,"44.279","-122.049","http://www.eweb.org/content.aspx/1f46b0f5-8c35-4fbc-9a22-1eadb1553e92"]
[1081,"44.7578","-115.561"]
[1082]
[1083,42.622512999999998,-114.50093]
[1084,"47.419","-121.781","http://www.ci.seattle.wa.us/light/environment/fish/ev5ff_cf.htm"]
[1085,"44.065925","-121.311962","http://www.coid.org/powerplant.htm"]
[1086,"46.756","-122.857","http://www.transalta.com/transalta/webcms.nsf/AllDoc/D7E5E521CBB488BF87257226006EEC84?OpenDocument"]
[1087,"46.756","-122.857","http://www.transalta.com/transalta/webcms.nsf/AllDoc/D7E5E521CBB488BF87257226006EEC84?OpenDocument"]
[1088,"46.212742","-119.77222","http://www.bpa.gov/corporate/bpanews/library/images/dams/descriptions/Chandler.cfm"]
[1089,"46.622","-122.917"]
[1090,"47.808","-119.985","http://www.chelanpud.org/relicense/process/facts.htm"]
[1091,"47.999","-119.634","http://www.nwcouncil.org/energy/powersupply/dams/dam.asp?id=10"]
[1092]
[1093]
[1094,"47.490047","-111.3138"]
[1095,"45.546652","-122.45893","http://greshamoregon.gov/city/city-departments/environmental-services/wastewater-division/template.aspx?id=4330"]
[1096,"46.620298","-112.002433","http://www.ci.helena.mt.us/index.php?id=397"]
[1097,"42.435993","-122.904072","http://www.ci.medford.or.us/SectionIndex.asp?SectionID=32"]
[1098,42.667009999999998,-114.78012]
[1099,"43.335612","-122.783589"]
[1100,"43.267","-122.409"]
[1101]
[1102,44.277799999999999,-121.2564]
[1103,"47.554","-111.148","http://www.northwesternenergy.com/our-company/hydroelectric-facilities"]
[1104,"44.697279","-123.223496","http://www.pngc.com/future/coffin_butte.aspx"]
[1105,42.961126,-123.359138]
[1106]
[1107,"45.884204","-106.612002","http://www.pplmontana.com/producing+power/power+plants/Colstrip.htm"]
[1108,"45.884204","-106.612002","http://www.pplmontana.com/producing+power/power+plants/Colstrip.htm"]
[1109,"45.884204","-106.612002","http://www.pplmontana.com/producing+power/power+plants/Colstrip.htm"]
[1110,"45.884204","-106.612002","http://www.pplweb.com/ppl+generation/coal+plants/colstrip.htm"]
[1111,"45.596391","-122.720041","http://brownfield.org/bes/index.cfm?a=40645&c=31031"]
[1112,"46.469","-119.32","http://www.energy-northwest.com/generation/cgs/index.php"]
[1113,"48.400525","-119.517086"]
[1114,"48.400525","-119.517086"]
[1115,"45.942","-118.498","http://www.transmission.bpa.gov/PlanProj/Wind/default.cfm?page=combine"]
[1116]
[1117]
[1118,"45.7673415","-121.5378","http://en.wikipedia.org/wiki/Condit_Hydroelectric_Project#Decommissioning"]
[1119,"45.276","-120.287","http://www.transmission.bpa.gov/PlanProj/Wind/completed.cfm?page=condon"]
[1120]
[1121,"41.9798639","-122.3344629"]
[1122,"41.981","-122.336"]
[1123]
[1124,"45.768","-108.5","http://www.pplmontana.com/producing+power/power+plants/J.E.+Corette.htm"]
[1125,"44.128","-122.24","http://www.nwp.usace.army.mil/op/v/proj_cougar.asp"]
[1126,"45.048","-122.963","http://www.covantaholding.com/site/marion/covanta-marion.html"]
[1127,"42.531586","-111.79578"]
[1128,46.692627999999999,-120.737194]
[1129,"46.466","-122.109","http://www.lcpud.org/cowlitz_falls_project.htm"]
[1130,"45.8496","-119.674","http://www.oregon.gov/ENERGY/SITING/COY.shtml"]
[1131,"45.8496","-119.674","http://www.oregon.gov/ENERGY/SITING/COY.shtml"]
[1132,46.953468000000001,-121.47519800000001]
[1133]
[1134,"47.423","-123.221","http://www.ci.tacoma.wa.us/power/parksandpower/hydro_power/cushman_hydro_project.htm"]
[1135,"47.37","-123.159","http://www.ci.tacoma.wa.us/power/parksandpower/hydro_power/cushman_hydro_project.htm"]
[1136,"43.179","-115.734","http://www.idahopower.com/energycenter/electricitybasics/generation/thermal.htm#evanderAndrews"]
[1137,"43.179","-115.734","http://www.idahopower.com/energycenter/electricitybasics/generation/thermal.htm#evanderAndrews"]
[1138,"43.179","-115.734","http://www.idahopower.com/energycenter/electricitybasics/generation/thermal.htm#evanderAndrews"]
[1139]
[1140]
[1141]
[1142]
[1143,"46.407021","-120.122464","http://www.terrapass.com/projects/details/george-deruyter-and-sons-dairy.html"]
[1144,"44.722","-122.251","http://www.nwp.usace.army.mil/op/v/proj_detbc.asp"]
[1145,"43.92151","-122.814517","http://www.bpa.gov/corporate/bpanews/library/images/dams/descriptions/dexter.cfm"]
[1146,"48.716","-121.14","http://en.wikipedia.org/wiki/Ross_Dam"]
[1147,"46.262505","-104.254582","http://en.openei.org/wiki/Diamond_Willow_Wind_(07)_Wind_Farm"]
[1148,42.836046000000003,-114.26795199999999]
[1149,"42.911839","-112.5315","http://www.simplot.com/agricultural/simphos_feed/dist_pocatello.cfm"]
[1150]
[1151,"43.289910","-123.361267","http://www.dcfp.com/index.php"]
[1152,44.027444000000003,-112.71943899999999]
[1153,"42.432265","-122.889452","http://roguedisposal.com/about-the-landfill/"]
[1154,"45.403787","-122.764526","http://www.cleanwaterservices.org/AboutUs/WastewaterAndStormwater/TreatmentFacilities/DurhamFacility.aspx"]
[1155,"46.52","-116.299","http://www.nwcouncil.org/energy/powersupply/dams/dam.asp?id=22"]
[1156,42.514575000000001,-122.757062]
[1157,"46.584768","-113.18576","http://www.prenticelumber.com/eagle_posts_and_poles.html"]
[1158]
[1159,42.224846999999997,-121.795496]
[1160]
[1161]
[1162,"46.993","-122.173"]
[1163,45.217784000000002,-116.31577]
[1164,"45.101449","-117.829110","http://www.horizonwind.com/projects/whatwevedone/elkhorn.aspx"]
[1165]
[1166,46.378380999999997,-119.25452199999999]
[1167,"48.095","-123.555","http://en.wikipedia.org/wiki/Elwha_Dam"]
[1168]
[1169,"48.748","-122.487"]
[1170,"44.095088","-123.117062","http://www.mwmcpartners.org/treatmentplant.html"]
[1171,"47.986","-122.216","http://www.snopud.com/energy/pwrsource/green.ashx?p=1927"]
[1172,"44.957171","-116.386590"]
[1173,41.985605,-122.360455]
[1174,"44.016987","-111.582490","http://02e5106.netsolhost.com/fallsriver.htm"]
[1175,44.396814999999997,-122.350246]
[1176]
[1177,"45.268","-122.318","http://www.portlandgeneral.com/community_and_env/hydropower_and_fish/phototour/clackamas/faraday_dam.aspx"]
[1178,45.664999999999999,-121.5]
[1179,45.667639999999999,-121.548455]
[1180]
[1181]
[1182,"46.174","-119.023"]
[1183,"43.229844","-122.446153"]
[1184]
[1185,"41.719667","-106.102330","http://www.rnp.org/projects/foote.html"]
[1186,"41.635896","-106.203156","http://www.rnp.org/projects/foote.html"]
[1187,"41.640287","-106.200736","http://www.rnp.org/projects/foote.html"]
[1188,"41.642990","-106.178600","http://www.rnp.org/projects/foote.html"]
[1189]
[1190]
[1191,"48.013","-106.411","http://www.fortpeckdam.com/"]
[1192,"48.013","-106.411","http://www.fortpeckdam.com/"]
[1193,"48.013","-106.411","http://www.fortpeckdam.com/"]
[1194]
[1195,"42.892","-114.95"]
[1196,"44.415791","-122.670563","http://en.wikipedia.org/wiki/Foster_Dam"]
[1197]
[1198,"47.08","-122.366","http://www.primaryenergy.com/plants/frederickson.asp"]
[1199,"47.08","-122.366","http://www.primaryenergy.com/plants/frederickson.asp"]
[1200,"47.086","-122.366","http://www.epcor.ca/About/Media+Room/Backgrounders/FredericksonPowerBackgrounder.htm"]
[1201,"48.446","-122.444"]
[1202,"48.446","-122.444"]
[1203,"48.446","-122.444"]
[1204,"48.446","-122.444"]
[1205,"44.77193","-122.607254"]
[1206,42.8489,-123.1778]
[1207,"43.420833","-112.101944","http://en.wikipedia.org/wiki/Gem_State_Dam"]
[1208,42.954383999999997,-114.462563]
[1209]
[1210]
[1211,"45.581","-122.413"]
[1212,"46.16","-123.412","http://www.eweb.org/content.aspx/64802755-7fb4-49c9-967c-9a54ac58f27c"]
[1213,"48.52328","-112.11155","http://www.naturener.net/glacierwind1"]
[1214,47.053899999999999,-104.74]
[1215,47.053899999999999,-104.74]
[1216]
[1217,"42.954339","-115.29106"]
[1218,"48.002","-123.56"]
[1219,"45.812","-120.833","http://phx.corporate-ir.net/phoenix.zhtml?c=103361&p=irol-newsArticle&ID=641606&highlight="]
[1220,"45.782709","-120.548279","http://www.edf-re.com/projects/detail/goodnoe_hills/"]
[1221,"45.78","-120.51"]
[1222]
[1223,"48.698","-121.207","http://en.wikipedia.org/wiki/Ross_Dam"]
[1224,"42.588056","-111.728889"]
[1225,"47.967","-118.977","http://www.nwcouncil.org/energy/powersupply/dams/dam.asp?id=11"]
[1226,"47.967","-118.977"]
[1227]
[1228,"47.005813","-123.399690","http://www.duke-energy.com/news/releases/2001/Oct/2001101001.html"]
[1229,"46.971622","-123.871093","http://www.ghplp.com/planet.html"]
[1230]
[1231,"44.45","-122.548","http://www.nwp.usace.army.mil/op/v/proj_gpfoster.asp"]
[1232,"42.3775","-122.3475","http://www.usbr.gov/projects/Project.jsp?proj_Name=Rogue+River+Basin+Project"]
[1233,45.555833,-122.494722]
[1234,"45.81","-120.182","http://www.klickpud.com/power/lfgtour.asp"]
[1235]
[1236,"48.261819","-121.598179"]
[1237]
[1238,"45.755337","-107.599945","http://www.coloradoenergy.com/hardin.htm"]
[1239,"46.766341","-111.887048","http://www.northwesternenergy.com/our-company/hydroelectric-facilities"]
[1240,"42.587264","-114.067554"]
[1241,"42.60412","-114.084580","http://02e5106.netsolhost.com/hazelton.htm"]
[1242]
[1243,"45.245","-116.702","http://www.nwcouncil.org/energy/powersupply/dams/dam.asp?id=18"]
[1244,"47.976","-121.685","http://www.snopud.com/water/jhp.ashx?p=1819"]
[1245,"45.376694","-119.585777","http://www.pes-world.com/Heppner%20Summary.htm"]
[1246,"45.804","-119.369","http://www.calpine.com/power/plant.asp?plant=62"]
[1247,"45.804","-119.369","http://www.calpine.com/power/plant.asp?plant=62"]
[1248,"45.795","-119.311","http://www.calpine.com/power/plant.asp?plant=62"]
[1249,"43.70263","-116.281243","http://www.adaweb.net/SolidWasteManagement.aspx"]
[1250,"43.711","-122.425","http://www.nwp.usace.army.mil/op/v/proj_hillscreek.asp"]
[1251,"46.991","-112.004","http://www.northwesternenergy.com/our-company/hydroelectric-facilities"]
[1252]
[1253,46.43,-117.829652,"http://www.transmission.bpa.gov/PlanProj/Wind/completed.cfm?page=hopkins"]
[1254]
[1255,"47.4","-111.468","http://greatfalls.aroundmontana.com/Landmarks/HorseshoeBendWindPark/tabid/152/Default.aspx"]
[1256,"43.909096","-116.192183"]
[1257,"48.341","-114.015","http://www.nwcouncil.org/energy/powersupply/dams/dam.asp?id=13"]
[1258,"46.253","-118.893","http://www.nwcouncil.org/energy/powersupply/dams/dam.asp?id=14"]
[1259,"43.491619","-112.045062","http://www.idahofallsidaho.gov/city/city-departments/idaho-falls-power/power-portfolio/ifp-electric-project.html"]
[1260,"43.468218","-112.062253","http://www.idahofallsidaho.gov/city/city-departments/idaho-falls-power/power-portfolio/ifp-electric-project.html"]
[1261,43.468398000000001,-112.062499]
[1262,"43.552754","-112.050641","http://www.idahofallsidaho.gov/city/city-departments/idaho-falls-power/power-portfolio/ifp-electric-project.html"]
[1263]
[1264]
[1265,"43.477887","-121.690387"]
[1266]
[1267,"41.93389","-122.434267"]
[1268,44.418292999999998,-111.395971]
[1269]
[1270]
[1271,"41.729","-108.777","http://www.idahopower.com/energycenter/electricitybasics/generation/thermal.htm#bridger"]
[1272,"41.729","-108.777","http://www.idahopower.com/energycenter/electricitybasics/generation/thermal.htm#bridger"]
[1273,"41.729","-108.777","http://www.idahopower.com/energycenter/electricitybasics/generation/thermal.htm#bridger"]
[1274,"41.729","-108.777","http://www.idahopower.com/energycenter/electricitybasics/generation/thermal.htm#bridger"]
[1275,46.383828000000001,-115.949338]
[1276]
[1277,"42.123","-122.048"]
[1278,"45.717","-120.693","http://www.nwcouncil.org/energy/powersupply/dams/dam.asp?id=3"]
[1279]
[1280,42.945664000000001,-114.795698]
[1281,"46.733","-109.677","http://dnrc.mt.gov/trust/wind/judith_gap.asp"]
[1282,42.594830000000002,-114.435295]
[1283]
[1284]
[1285,"47.678","-114.235","http://www.northwesternenergy.com/our-company/hydroelectric-facilities"]
[1286,"48.613","-118.122","http://www.avistautilities.com/inside/resources/kettlefalls/Pages/default.aspx"]
[1287,48.613,-118.122]
[1289]
[1290,"42.174","-121.814","http://www.iberdrolarenewables.us/klamath.html"]
[1291,"42.174","-121.814","http://www.iberdrolarenewables.us/klamath.html"]
[1292,"42.174","-121.814","http://www.iberdrolarenewables.us/klamath.html"]
[1293,"45.594","-120.601","http://www.transmission.bpa.gov/PlanProj/Wind/completed.cfm?page=klon"]
[1294,"45.594","-120.601","http://www.transmission.bpa.gov/PlanProj/Wind/completed.cfm?page=klon2"]
[1295,"45.594","-120.601","http://www.iberdrolarenewables.us/rel_06.11.09.html"]
[1296,"45.594","-120.601","http://www.iberdrolarenewables.us/rel_06.11.09.html"]
[1297,"48.680257","-121.723083","http://www.atlanticpower.com/assets/existing-projects/koma-kulshan.aspx"]
[1298,44.597518000000001,-122.685441]
[1299,"46.834","-122.322","http://www.ci.tacoma.wa.us/power/parksandpower/hydro_power/nisqually/grande_dam.htm"]
[1300,44.414999999999999,-110.57389999999999]
[1301]
[1302]
[1303]
[1304]
[1305,"47.804447","-116.86832"]
[1306]
[1307,42.603349000000001,-111.705304]
[1308,42.647376000000001,-114.89031]
[1309,"44.137627","-122.610627","http://en.wikipedia.org/wiki/Leaburg,_Oregon#Hydropower_project_and_hatchery"]
[1310,"45.68","-120.20","http://www.transmission.bpa.gov/PlanProj/Wind/default.cfm?page=juniper"]
[1311,"43.323","-122.194","http://www.pacificorp.com/Article/Article44907.html"]
[1312,"43.323","-122.194","http://www.pacificorp.com/Article/Article44907.html"]
[1313]
[1314,"","",""]
[1315,"47.6161053","-104.2068675"]
[1316,"48.41","-115.316","http://virtualmuseum.ca/Exhibitions/Hydro/en/dams/?action=libby"]
[1317,47.470599999999997,-123.1153]
[1318,"47.829","-117.918","http://www.avistautilities.com/inside/resources/merchant/hydropower/littlefalls/Pages/default.aspx"]
[1319]
[1320,"46.589","-118.024","http://www.nwcouncil.org/energy/powersupply/dams/dam.asp?id=16"]
[1321,42.629637000000002,-114.66162]
[1322]
[1323,43.425227999999997,-114.025597]
[1324,"47.837","-117.84","http://www.avistautilities.com/resources/relicensing/spokane/project/proj_ll.asp"]
[1325,"46.131090","-122.982786"]
[1326,"46.108","-122.927"]
[1327,"43.916","-122.753","http://www.nwd-wc.usace.army.mil/report/lop.htm"]
[1328,"42.671","-122.673","http://www.nwd-wc.usace.army.mil/report/los.htm"]
[1329]
[1330,"43.572258","-116.748031"]
[1331]
[1332,"48.544","-121.741","http://www.pse.com/energyEnvironment/energysupply/Pages/EnergySupply_ElectricityHydro.aspx"]
[1333,"46.662","-117.426","http://www.nwcouncil.org/energy/powersupply/dams/dam.asp?id=17"]
[1334,42.477110000000003,-114.380118]
[1335,"42.866027","-114.906133","http://www.idahopower.com/AboutUs/OurPowerPlants/Hydroelectric/Malad/default.cfm"]
[1336,"46.562","-118.538","http://www.nwcouncil.org/energy/powersupply/dams/dam.asp?id=15"]
[1337,"42.843","-114.903","http://www.idahopower.com/energycenter/electricitybasics/generation/hydroelectric.htm#lowersalmon"]
[1338]
[1339,"43.528","-116.059","http://idptv.state.id.us/buildingbig/dams/luckypeak.html"]
[1340]
[1341,"45.469831","-111.637236","http://www.northwesternenergy.com/our-company/hydroelectric-facilities"]
[1342,"43.254348","-114.36199"]
[1343,"47.617","-119.298"]
[1344,"48.478","-122.566","http://www.edison.com/ourcompany/eme.asp?id=1593"]
[1345,"46.32","-117.98","http://www.res-americas.com/wind-farms/operational-/marengo-wind-farm.aspx"]
[1346,"46.27","-117.83","http://www.res-americas.com/wind-farms/operational-/marengo-ii-wind-farm.aspx"]
[1347]
[1348,42.625971999999997,-112.149344]
[1349,"46.504","-122.587","http://www.ci.tacoma.wa.us/power/parksandpower/hydro_power/cowlitz/mayfield_dam.htm"]
[1350]
[1351,"45.937","-119.301","http://www.nwcouncil.org/energy/powersupply/dams/dam.asp?id=4"]
[1352,"45.932053","-119.299433","http://www.klickitatpud.com/yourPUD/projects/mcnary.aspx"]
[1353,"45.957","-122.554","http://en.wikipedia.org/wiki/Merwin_Dam"]
[1354,48.595300000000002,-118.0603]
[1355,45.480701000000003,-121.59984]
[1356,45.480701000000003,-121.59984]
[1357,45.480701000000003,-121.59984]
[1358,42.740138999999999,-114.16117300000001]
[1359,"46.396296","-105.869443"]
[1360]
[1361]
[1362]
[1363,"42.525","-114.013","http://www.usbr.gov/dataweb/dams/milner_diversion.htm"]
[1364,42.524999999999999,-114.01300000000001]
[1365,"42.67","-113.48","http://www.usbr.gov/dataweb/dams/id00275.htm"]
[1366]
[1367,42.260843999999999,-111.665589]
[1368,"46.131090","-122.982786","http://www.pse.com/SiteCollectionDocuments/mediaKit/053_Mint_Farm.pdf"]
[1369]
[1370,43.771895999999998,-117.155023]
[1371,"47.662035","-117.425545","http://www.avistautilities.com/resources/relicensing/spokane/project/proj_ms.asp"]
[1372,"45.884204","-106.612002","http://www.pplweb.com/ppl+generation/coal+plants/colstrip.htm"]
[1373]
[1374,43.460011999999999,-116.47254]
[1375,"47.581","-111.059","http://www.northwesternenergy.com/our-company/hydroelectric-facilities"]
[1376,"45.835","-119.653","http://www.makad.com/projects_Morrow_Power.html"]
[1377]
[1378,"46.535","-122.424","http://www.ci.tacoma.wa.us/power/parksandpower/hydro_power/cowlitz/mossyrock_dam.htm"]
[1380]
[1381,48.733899999999998,-116.1752]
[1382,48.733899999999998,-116.1752]
[1383,48.733899999999998,-116.1752]
[1384]
[1385]
[1386,"45.2438317","-109.7312846","http://www.northwesternenergy.com/our-company/hydroelectric-facilities"]
[1387,42.636558000000001,-114.55776400000001]
[1388,"46.697","-120.653","http://www.usbr.gov/pn/programs/storage_study/reports/ts-yss-21/fullreport.pdf"]
[1389]
[1390,43.913476000000003,-111.28331900000001]
[1391,48.675944000000001,-121.240826]
[1392]
[1393]
[1394,"46.099","-119.086","http://www.transmission.bpa.gov/PlanProj/Wind/completed.cfm?page=nine"]
[1395,"47.775","-117.543","http://www.avistautilities.com/resources/relicensing/spokane/project/proj_nm.asp"]
[1396]
[1397,"45.244","-122.278","http://www.portlandgeneral.com/community_and_env/hydropower_and_fish/phototour/clackamas/north_fork.asp"]
[1398,42.501359999999998,-120.98944]
[1399,"40.873","-117.167"]
[1400,"40.873","-117.167"]
[1401]
[1402,"47.736","-117.366"]
[1403,"47.736","-117.366"]
[1404]
[1405,"47.96","-115.734","http://www.avistautilities.com/resources/hydro/clarkfork/project/proj_nr.asp"]
[1406]
[1407,"45.122","-122.068","http://www.portlandgeneral.com/community_and_env/hydropower_and_fish/phototour/clackamas/oak_grove.aspx"]
[1408]
[1409]
[1410,44.453299999999999,-110.8347]
[1411]
[1412,"42.1807","-111.8057"]
[1413,44.49004,-121.298812]
[1414]
[1415,46.596412999999998,-120.67748899999999]
[1416]
[1417,43.641603000000003,-117.24374]
[1418,"43.642","-117.241","http://en.wikipedia.org/wiki/Owyhee_Dam"]
[1419,"44.971","-116.835","http://www.nwcouncil.org/energy/powersupply/dams/dam.asp?id=19"]
[1420,"46.603","-121.657","http://www.energy-northwest.com/generation/packwood/index.php"]
[1421,"43.335","-111.205","http://www.usbr.gov/dataweb/dams/id00273.htm"]
[1422]
[1423,"46.307","-119.114","http://www.ghpud.org/Engineering/Goals___Objectives/Grays_Harbor_Franklin_County_C/grays_harbor_franklin_county_c.html"]
[1424,"46.307","-119.114","http://www.ghpud.org/Engineering/Goals___Objectives/Grays_Harbor_Franklin_County_C/grays_harbor_franklin_county_c.html"]
[1425,"46.307","-119.114"]
[1426,"46.307","-119.114"]
[1427,"45.712306","-120.184242","http://en.openei.org/wiki/Pebble_Springs_Wind_Farm"]
[1428,"44.694","-121.23","http://www.portlandgeneral.com/about_pge/news/peltonroundbutte/factsheet.aspx"]
[1429,44.724241999999997,-121.23473300000001]
[1430,"42.858257","-114.839712"]
[1432]
[1433]
[1434]
[1435]
[1436]
[1437,"47.327695","-116.891601"]
[1438]
[1439,"48.093946","-122.798486"]
[1440,"48.093946","-122.798486"]
[1441,"48.093946","-122.798486"]
[1442,48.093946000000003,-122.798486]
[1443,"46.174","-123.178","http://www.emersonprocess-powerwater.com/news/ae/PR_PM_TopPlant_PortWestward.pdf"]
[1444,"45.562120","-122.508239","http://www.phcnw.com/pages/documents/ARTPHC032008SolarUpdate.pdf"]
[1445]
[1446,"47.71","-116.96","http://www.avistautilities.com/resources/relicensing/spokane/project/proj_pf.asp"]
[1447,46.378469000000003,-119.25444299999999]
[1448,"46.983","-119.258","http://www.gcpud.org/energyResources/hydroPower/potholesEastCanal.html"]
[1449,"46.426","-116.958"]
[1450,"45.665","-121.524","http://www.hydroreform.org/news/2003/06/06/pacificorp-to-remove-powerdale-dam-on-oregons-hood-river"]
[1451,"44.458679","-118.717228"]
[1452]
[1453]
[1454,"46.645","-119.901","http://www.nwcouncil.org/energy/powersupply/dams/dam.asp?id=5"]
[1455]
[1456,"42.759","-122.497","http://www.pacificorp.com/es/hydro/hl/rr.html"]
[1457,"42.759","-122.497","http://www.pacificorp.com/es/hydro/hl/rr.html"]
[1458,"42.756","-122.498","http://www.pacificorp.com/es/hydro/hl/rr.html"]
[1459,"42.759","-122.497","http://www.pacificorp.com/es/hydro/hl/rr.html"]
[1460]
[1461]
[1462,"46.97465","-122.292485","http://www.lrilandfill.com/gas_plant.asp"]
[1463,"47.452","-119.516","http://www.gcpud.org/yourPud/newsRoom/mediakit/powerSupply.html"]
[1464,"42.102639","-113.385311","http://www.usgeothermal.com/RaftRiverProject.aspx"]
[1465,"47.539","-111.194","http://www.pplmontana.com/producing+power/power+plants/Rainbow+Dam.htm"]
[1466]
[1467,"47.786","-116.922"]
[1468,"47.786","-116.922"]
[1469,"45.672766","-120.211870","http://www.horizonwind.com/projects/whatwevedone/rattlesnake-road.aspx"]
[1470]
[1471]
[1472]
[1473]
[1474,"45.3","-122.35","http://www.portlandgeneral.com/community_environment/initiatives/protecting_fish/clackamas_river/hydro_plants_fish_passage.aspx#rivermill"]
[1475,"45.649","-122.726","http://www.clarkpud.com/AboutUs/ourPowerSupply/riverRoadGenPlant"]
[1476,42.632483000000001,-114.538769]
[1477,42.620724000000003,-114.53148899999999]
[1478]
[1479]
[1480,"47.346","-120.091","http://www.nwcouncil.org/energy/powersupply/dams/dam.asp?id=7"]
[1481,"41.719667","-106.102330","http://www.terrapass.com/projects/details/rock-river.html"]
[1482,47.533611000000001,-120.295278]
[1483,"47.536","-120.284","http://www.nwcouncil.org/energy/powersupply/dams/dam.asp?id=8"]
[1484,"43.108","-123.417"]
[1485,"48.73","-121.07","http://en.wikipedia.org/wiki/Ross_Dam"]
[1486]
[1487,"42.105335","-123.675457","http://www.rrlumber.com/"]
[1488,"44.606","-121.276","http://www.portlandgeneral.com/about_pge/news/peltonroundbutte/factsheet.aspx"]
[1489,"46.7465157","-120.466177","http://www.usbr.gov/projects/Facility.jsp?fac_Name=Roza+Diversion+Dam"]
[1490,"42.60688","-113.68373"]
[1491,"47.159","-119.896","http://www.gcpud.org/energyResources/hydroPower/potholesEastCanal.html"]
[1492,"47.57","-111.121","http://www.pplmontana.com/producing+power/power+plants/Ryan+Dam.htm"]
[1493]
[1494]
[1495,45.183368000000002,-113.885307]
[1496,45.183368000000002,-113.885307]
[1497]
[1498]
[1499]
[1500]
[1501,"45.713089","-121.471457","http://www.sdslumber.com/sds_power.htm"]
[1502,"45.713089","-121.471457","http://www.sdslumber.com/sds_power.htm"]
[1503]
[1504]
[1505,"43.961435","-123","http://www.epud.org/about/powerResources/landfillGas.aspx"]
[1506,"42.596","-114.4","http://www.idahopower.com/AboutUs/OurPowerPlants/Hydroelectric/Shoshone/default.cfm"]
[1507]
[1508]
[1509]
[1510,"46.973","-123.776"]
[1511,"48.455172","-122.435435"]
[1512]
[1513,"47.266364","-122.427896"]
[1514]
[1515,46.784399999999998,-122.7197]
[1516,40.976858999999997,-122.45625099999999]
[1517]
[1518,"43.275","-122.449","http://www.pacificorp.com/es/hydro/hl/nur.html"]
[1519]
[1520,"48.929744","-116.656349","http://www.eweb.org/resources/smith"]
[1521,"46.964941","-114.201332"]
[1522,"46.964941","-114.201332"]
[1523]
[1524]
[1525]
[1526,"47.544","-121.84"]
[1527,"47.544","-121.84","http://www.pse.com/energyEnvironment/hydrolic/Pages/HydroSnoqualmie.aspx"]
[1528]
[1529,"42.644660","-111.696499"]
[1530]
[1531]
[1532,"43.30282","-122.494766"]
[1533,45.206341000000002,-109.1652]
[1534,"47.693","-121.689","http://www.seattle.gov/light/environment/fish/ev5ff_sft.htm"]
[1535,"47.467379","-122.239205","http://www.kingcounty.gov/environment/wtd/About/System/South/Process.aspx"]
[1536,"47.47013","-122.239662","http://www.kingcounty.gov/environment/wtd/About/System/South.aspx"]
[1537]
[1538]
[1539,"45.284","-122.959","http://www.chpcenternw.org/NwChpDocs/SpNewsprintCaseStudyFinal.pdf"]
[1540,"45.284","-122.959","http://www.chpcenternw.org/NwChpDocs/SpNewsprintCaseStudyFinal.pdf"]
[1541,"45.284","-122.959"]
[1542]
[1544]
[1545]
[1546,"46.035","-118.853","http://www.transmission.bpa.gov/PlanProj/Wind/completed.cfm?page=state"]
[1547]
[1548]
[1549]
[1550]
[1551]
[1552,"48.382","-115.539"]
[1553,"45.109","-121.759","http://www.eweb.org/resources/stone"]
[1554]
[1555,42.905141999999998,-110.893422]
[1556,"48.993","-122.274","http://www.efsec.wa.gov/Sumas2.html"]
[1557,"47.502","-119.291"]
[1558]
[1559]
[1560]
[1561,"43.244","-116.378","http://en.wikipedia.org/wiki/Swan_Falls_Dam"]
[1562,"46.061","-122.201","http://www.lewisriver.com/swift.html"]
[1563,"46.059","-122.26","http://www.lewisriver.com/swift.html"]
[1564,42.728439000000002,-110.91659199999999]
[1565]
[1566,"47.71593","-104.135366"]
[1567]
[1568,"45.355","-122.62","http://www.lowimpacthydro.org/lihi-certificate-33-willamette-falls-hydroelectric-project-oregon.html"]
[1569]
[1570]
[1571,"48.829","-122.692"]
[1572,"48.4718","-122.56"]
[1573,"45.612","-121.149","http://www.nwcouncil.org/energy/powersupply/dams/dam.asp?id=2"]
[1574,45.614375000000003,-121.13688500000001]
[1575,"47.594","-115.358","http://www.pplmontana.com/producing+power/power+plants/Thompson+Falls+Dam.htm"]
[1576]
[1577]
[1578,"42.744","-114.841","http://www.idahopower.com/AboutUs/OurPowerPlants/Hydroelectric/hydroelectric.cfm"]
[1579,"48.322","-111.098","http://www.usbr.gov/projects/Facility.jsp?fac_Name=Tiber%20Dam"]
[1580,"46.656","-121.128","http://www.usbr.gov/projects/Facility.jsp?fac_Name=Tieton+Dam"]
[1581]
[1582,"43.265307","-122.420339"]
[1583,"44.273","-122.05","http://www.eweb.org/relicensing/map"]
[1584]
[1585]
[1586]
[1587]
[1588]
[1589,"42.589","-114.355"]
[1590,"47.443979","-121.687332"]
[1591,46.088332999999999,-118.254722]
[1592,"46.497810","-110.27114",""]
[1593]
[1594]
[1595]
[1596]
[1597]
[1598,47.6539,-122.3036]
[1599,"48.65","-121.69","http://www.pse.com/energyEnvironment/energysupply/Pages/EnergySupply_ElectricityHydro.aspx"]
[1600,"47.663","-117.415","http://www.avistautilities.com/resources/relicensing/spokane/project/proj_uf.asp"]
[1601]
[1602,"42.864","-114.886","http://www.idahopower.com/AboutUs/OurPowerPlants/Hydroelectric/Malad/default.cfm"]
[1603,"42.768","-114.925","http://www.idahopower.com/AboutUs/OurPowerPlants/Hydroelectric/midsnake/default.cfm"]
[1604,"42.765","-114.896","http://www.idahopower.com/AboutUs/OurPowerPlants/Hydroelectric/midsnake/default.cfm"]
[1605,"47.682","-117.332","http://www.spokanewater.org/?page_id=21"]
[1606,"48.549364","-117.917875"]
[1607]
[1608,"45.921","-118.605","http://en.wikipedia.org/wiki/Vansycle_Wind_Project"]
[1609,"44.6587","-123.064331"]
[1610,45.266702000000002,-117.212732]
[1611,"44.064","-122.878","http://www.eweb.org/resources/leaburg"]
[1612,"46.88","-119.969","http://www.nwcouncil.org/energy/powersupply/dams/dam.asp?id=6"]
[1613,46.449199999999998,-120.5342]
[1614,46.423133,-120.5342]
[1615,"44.765664","-121.233882"]
[1616]
[1617,47.433480000000003,-121.64830000000001]
[1618,"47.950","-119.859","http://www.nwcouncil.org/energy/powersupply/dams/dam.asp?id=9"]
[1619]
[1620]
[1621]
[1622,"47.662348","-122.427906","http://www.kingcounty.gov/environment/wtd/About/System/West.aspx"]
[1623]
[1624,"44.661","-123.068"]
[1625,"44.661","-123.068"]
[1626,46.954070999999999,-123.76108600000001]
[1627,46.954070999999999,-123.76108600000001]
[1628]
[1629]
[1630,"46.131090","-122.982786"]
[1631]
[1632,"46.131090","-122.982786"]
[1633,"46.131090","-122.982786"]
[1634,"44.063","-122.983"]
[1635,"44.063","-122.983"]
[1636,"44.063","-122.983"]
[1637,"44.063","-122.983","http://www.oregon.gov/energy/facilities-safety/facilities/Pages/SUI.aspx"]
[1638]
[1639]
[1640,"45.66783","-120.1667","http://www.horizonwind.com/projects/whatwevedone/wheat-field.aspx"]
[1641,"47.627","-117.505","https://my.spokanecity.org/solidwaste/waste-to-energy/"]
[1642,"","",""]
[1643,"45.746543","-120.223861","http://www.cowlitzpud.org/pdf/WC_Q&A_07.pdf"]
[1644]
[1645,"47.239","-122.226"]
[1646]
[1647]
[1648]
[1649]
[1650,"48.886","-122.754","http://www.ecy.wa.gov/programs/wq/permits/permit_pdfs/pse_whitehorn/pse_whitehorn_fs.pdf"]
[1651,"48.886","-122.754","http://www.ecy.wa.gov/programs/wq/permits/permit_pdfs/pse_whitehorn/pse_whitehorn_fs.pdf"]
[1652,"47.024","-120.208","http://www.pse.com/SiteCollectionDocuments/mediaKit/057_Wild_Horse_English.pdf"]
[1653,"47.028","-120.214","http://www.horizonwind.com/projects/whatwevedone/wildhorse.aspx"]
[1654]
[1655,"45.6","-119.941161","http://www.landandfarm.com/property/Willow_Creek_ranch_and_wind_farm-283622/"]
[1656]
[1657,"42.629","-114.175","http://www.energyjustice.net/map/displaycorporation-2305.htm"]
[1658]
[1659]
[1660,"43.267","-111.983","http://www.invenergyllc.com/projects/wolverine_creek.html"]
[1661,"47.32955","-116.8917"]
[1662]
[1663]
[1664,"46.729491","-117.149164","http://www.harrisgroup.com/node/28"]
[1665,"47.385","-123.605","http://en.wikipedia.org/wiki/Wynoochee_Dam"]
[1666]
[1667,"45.963","-122.334","http://www.lewisriver.com/yale.html"]
[1668,"45.812172","-108.427582","http://pdcharris.adhostclient.com/taxonomy/term/24?n=27"]
[1669,"45.307","-107.957","http://www.usbr.gov/dataweb/dams/mt00576.htm"]
[1670,"46.975","-122.636","http://www.cityofcentralia.com/Page.asp?NavID=359"]
[1671]
[1672,"45.562796","-122.514403","http://ir.prologis.com/releasedetail.cfm?ReleaseID=340403"]
[1673,44.564332999999998,-123.289089]
[1675,"45.507272","-120.560455"]
[1676,null,null,"http://www.andgar.com/specialty-general-contracting-digester-projects-farm-power-nw.php"]
[1677,"45.690987","-120.86504","http://www.cannonpowergroup.com/wind/projects/wp-wf/"]
[1678,"42.788344","-114.635735","http://bettencourtdairy.com/dry_creek_dairy_video"]
[1679,"45.694343","-120.626478","http://en.wikipedia.org/wiki/Biglow_Canyon_Wind_Farm"]
[1680,"45.701387","-119.399724","http://www.exeloncorp.com/PowerPlants/exelonwind-oregon/Pages/profile.aspx#content_wrapper"]
[1685]
[1688,"43.595556","-115.922222","http://en.wikipedia.org/wiki/Arrowrock_Dam"]
[1689]
[1690]
[1692,"43.046640","-115.48548","https://www.pacificpower.net/env/bsre/bses/bcwf.html"]
[1693,"42.846975","-114.800487","http://www.andgar.com/specialty-general-contracting-digester-projects-in-progress-big-sky-dairy.php"]
[1695,"45.694343","-120.626478","http://en.wikipedia.org/wiki/Biglow_Canyon_Wind_Farm"]
[1699]
[1700]
[1701]
[1706,44.018332999999998,-111.583611]
[1709]
[1711]
[1712]
[1714]
[1716,"45.616193","-120.243065","http://www.wmnorthwest.com/landfill/landfillcities/columbia.html"]
[1719,"45.942","-118.498","http://www.transmission.bpa.gov/PlanProj/Wind/default.cfm?page=combine"]
[1725]
[1726]
[1728]
[1731,"46.262505","-104.254582","http://en.openei.org/wiki/Diamond_Willow_Wind_(07)_Wind_Farm"]
[1732,43.771093999999998,-122.92963]
[1736]
[1737]
[1738]
[1739]
[1740]
[1741]
[1742]
[1744]
[1745]
[1746]
[1748,"48.52328","-112.11155","http://www.naturener.net/glacierwind2"]
[1751,"42.379924","-113.876892","http://www.exergydevelopment.com/projects/sites/golden-valley"]
[1754,"43.482495","-111.850616","http://en.openei.org/wiki/Goshen_North_Wind_Project"]
[1756]
[1759]
[1760]
[1762]
[1763,"45.778","-120.235","http://www.res-americas.com/en/portfolio/wind/constructed/harvest-wind.aspx"]
[1767,"47.560944","-111.057581","http://www.smegt.net/project-information/"]
[1770]
[1771,"42.95","-115.63","https://www.rockymountainpower.net/env/bsre/bses/hswf.html"]
[1775]
[1776,"47.151","-120.676"]
[1778,"43.904282","-116.820559","https://www.idahopower.com/aboutus/energysources/gas/gas.cfm"]
[1780,"45.68","-120.20","https://www.pacificpower.net/env/bsre/bses/ljii.html"]
[1781]
[1784,"","",""]
[1786,"47.621426","-112.067460"]
[1791,"","",""]
[1792,"","",""]
[1795]
[1797,"46.10163","-112.8728","http://www.northwesternenergy.com/documents/millcreek/DGGS.pdf"]
[1798,"42.495962","-114.021106","http://www.exergydevelopment.com/projects/sites/milner-dam"]
[1799,"","",""]
[1801,"44.023055","-117.46","http://www.usgeothermal.com/NealHotSpringProject.aspx"]
[1802]
[1804,"","",""]
[1806,"","",""]
[1807,"","",""]
[1811,42.2562,-121.7859,"http://www.oit.edu/orec/geo-heat-center"]
[1813,"45.62659","-120.609857","http://www.exergydevelopment.com/projects/sites/oregon-trail"]
[1815,"42.741336","-114.865865","http://www.exergydevelopment.com/projects/sites/pilgrim-stage-station"]
[1816]
[1820]
[1821,"47.539","-111.194","http://www.northwesternenergy.com/our-company/hydroelectric-facilities"]
[1826,"","",""]
[1829,"","",""]
[1830,"45.741139","-120.078","http://en.wikipedia.org/wiki/Shepherds_Flat_Wind_Farm"]
[1833]
[1834]
[1835]
[1837]
[1839,45.451667,-120.941667]
[1841]
[1843]
[1845]
[1846,"42.7452","-114.828","http://www.exergydevelopment.com/projects/sites/thousand-springs"]
[1847,"45.748281","-119.937265",""]
[1848,"","","http://www.greenhunterenergy.com/Projects/projects_wind.html"]
[1849,"42.842309","-114.956863","https://www.pacificpower.net/env/bsre/bses/tgwp.html"]
[1850]
[1852,"45.8045","-119.376772"]
[1853,"47.601778","-112.141483"]
[1855,"46.896","-120.1215","http://www.invenergyllc.com/ProjectsbyCountry/UnitedStates/Vantage.aspx"]
[1856,"46.120967","-118.895516"]
[1861,"44.168807","-123.074590"]
[1862,"44.168807","-123.074590"]
[1866,"45.690987","-120.86504","http://en.wikipedia.org/wiki/Windy_Point/Windy_Flats"]
[1868,"47.798594","-121.82231","http://www.snopud.com/PowerSupply/hydro/ycp.ashx?p=1199"]
[1871,"42.162371","-112.380623","https://www.pacificpower.net/env/bsre/bses/ts.html"]
[1872,"","",""]
[1874,"42.688182","-114.616723","http://www.andgar.com/specialty-general-contracting-digester-projects-in-progress-double-a-dairy.php"]
[1875,"49.339","-117.765","http://www.columbiapower.org/projects/arrowlakesstation.asp"]
[1876]
[1877,"45.741139","-120.078","http://en.wikipedia.org/wiki/Shepherds_Flat_Wind_Farm"]
[1878,"45.741139","-120.078","http://en.wikipedia.org/wiki/Shepherds_Flat_Wind_Farm"]
[1879,44.058,-121.315,"http://www.deschutesriver.org/what-we-do/drc-projects/juniper-ridge-piping/"]
[1880,"48.12031","-114.25804","http://flathead.mt.gov/waste/"]
[1881,"45.472471","-120.526128","http://www.virtualmuseum.ca/Exhibitions/Hydro/en/dams/index.php?action=kootenaycanal"]
[1882,"45.725224","-120.768782","http://www.scppa.org/pages/projects/linden.html"]
[1883,"44.53991","-123.23482","http://www.stahlbush.com/sustainable-farming/energy/"]
[1885,"42.816","-115.058","https://www.pacificpower.net/env/bsre/bses/crwp.html"]
[1886,"42.707954","-114.8902","http://www.exergydevelopment.com/projects/sites/payne-s-ferry"]
[1887,"42.74398","-114.92946","http://www.exergydevelopment.com/projects/sites/yahoo-creek"]
[1888,"42.162371","-112.380623"]
[1891,"48.633333","-111.95","http://www.naturener.net/rimrock"]
[1892,"45.6964","-119.808","http://www.portlandgeneral.com/our_company/energy_strategy/proposed/carty_station.aspx"]
[1893]
[1894]
[1895,"44.605949","-123.93797"]
[1896]
[1897,"48.214332","-104.398117","http://www.basinelectric.com/Electricity/Generation/Culbertson_Generation_Station/index.html"]
[1900,46.519784000000001,-117.832064,"http://pse.com/inyourcommunity/sewashington/Pages/Lower-Snake-River.aspx"]
[1901,"45.840524","-120.326519","http://www.facebook.com/pages/Big-Horn-Wind-Farm/136744476362272"]
[1902,"42.86232","-115.026510","http://www.exeloncorp.com/PowerPlants/exelonwind-idaho/Pages/profile.aspx"]
[1904,"","",""]
[1905,"45.68","-120.20","https://www.pacificpower.net/env/bsre/bses/ljii.html"]
[1906,45.585700000000003,-120.0904]
[1907,43.236944000000001,-120.49,"http://obsidianrenewables.com/projects_outback.asp"]
[1913,48.1355,-123.465,"http://www.npiusa.com/co-gen/cogen-project-summary/"]
[1915,"45.674376","-119.62096","http://finleybutteslandfill.com/"]
[1916,"45.161249","-123.252072","http://riverbendlandfill.wm.com/green-energy/index.jsp"]
[1917,"46.793272","-124.065341","http://en.openei.org/wiki/Coastal_Energy_(CCAP)"]
[1918,45.776899999999998,-108.4911]
[1919,"45.914681","-118.58903","http://en.wikipedia.org/wiki/Vansycle_Wind_Project"]
[1922,"47.706563","-116.807166","http://www.kcgov.us/departments/solidwaste/fc.asp"]
[1932,43.386693999999999,-116.33409399999999]
[1933,"42.593606","-114.594846"]
[1934]
[1935]
[1936,null,null,"http://www.andgar.com/specialty-general-contracting-digester-projects-farm-power-lynden.php"]
[1937,"42.717204","-114.616717","http://www.epa.gov/agstar/projects/profiles/bettencourtdairyb6farm.html"]
[1938]
[1939]
[1944]
[1945,"45.434020","-123.803327","http://www.farmpower.com/"]
[1947,46.213299999999997,-113.28100000000001]
[1952,"47.1572222","-117.3325","http://www.firstwind.com/projects/palouse-wind"]
[1953,"45.603734","-120.618621","http://en.openei.org/wiki/PaTu_Wind_Farm"]
[1954,"45.8956","-120.168","http://efw.bpa.gov/environmental_services/Document_Library/Juniper_Canyon_Wind/"]
[1958]
[1959]
[1960,48.214199999999998,-104.39749999999999]
[1961,45.108888999999998,-123.278611]
[1962,"","",""]
[1965,"42.733","-112.75",""]
[1966,"42.7","-112.75",""]
[1969,"43.492","-111.789","http://www.rnp.org/node/horse-butte-wind"]
[1970,"42.6799","-112.914837","http://www.atlanticpower.com/assets/existing-projects/rockland-wind.aspx"]
[1972,"47.279","-110.622","http://www.compassenergies.com/portfolio/spion-kop/"]
[1975,"46.174","-123.178","http://www.portlandgeneral.com/our_company/energy_strategy/proposed/port_westward.aspx"]
[1976]
[1977,"44.172","-114.936","http://www.powerworks.com/ProjectDetails.aspx?p=15"]
[1978]
[1979]
[1980,"45.724","-119.436"]
[1981,"45.724","-119.436"]
[1982,"45.724","-119.436","http://www.rnp.org/node/echo-windfarms-1-9"]
[1983,"45.724","-119.436","http://www.rnp.org/node/echo-windfarms-1-9"]
[1984,"42.927683","-114.919252","http://en.openei.org/wiki/Oregon_Trail_Wind_Park"]
[1985,"45.724","-119.436","http://www.rnp.org/node/echo-windfarms-1-9"]
[1986,"45.724","-119.436","http://www.rnp.org/node/echo-windfarms-1-9"]
[1987,"45.724","-119.436","http://www.rnp.org/node/echo-windfarms-1-9"]
[1988,"45.724","-119.436","http://www.rnp.org/node/echo-windfarms-1-9"]
[1989,"48.544","-121.741","http://www.pse.com/energyEnvironment/energysupply/Pages/EnergySupply_ElectricityHydro.aspx"]
[1990]
[1991,"44.11554","-123.17886","http://senecasawmill.com/seneca-sustainable-energy/biomass/"]
[1992,45.891813999999997,-118.4719197,"http://us.baywa-re.com/en/references/wind-projects/"]
[1993,46.7331,-117.1583]
[1994,"42.4644","-113.895","http://www.exergydevelopment.com/projects/sites/burley-butte"]
[1995,"42.76","-114.9","http://www.exergydevelopment.com/projects/sites/salmon-falls"]
[1997,"42.88797667","-115.0169849","http://en.openei.org/wiki/High_Mesa"]
[1999,43.624499999999998,-116.89]
[2000]
[2001]
[2002]
[2003]
[2004,"47.37","-123.159","http://www.ci.tacoma.wa.us/power/parksandpower/hydro_power/cushman_hydro_project.htm"]
[2005,"45.81","-120.182","http://www.klickpud.com/power/lfgtour.asp"]
[2009,"45.112421","-123.234399","http://www.edf-re.com/projects/detail/bellevue_solar_project/"]
[2010,48.387700000000002,-114.2409]
[2012,"42.171","-120.361","http://www.pacificorp.com/blackcap"]
[2014,"44.406667","-117.310278","http://en.openei.org/wiki/Lime_Wind"]
[2015,"46.41040464","-110.3341484","http://en.openei.org/wiki/Gordon_Butte"]
[2017,"42.9989","-106.02136","http://en.openei.org/wiki/Campbell_Hill_Wind_Farm"]
[2018,"43.01578","-105.993723","http://www.chevron.com/news/currentissues/casperwind/"]
[2019,"42.013591","-106.21419","http://en.openei.org/wiki/Dunlap_Wind_Energy_Project"]
[2020,"42.86","105.86","http://www.thewindpower.net/windfarm_en_4008_glenrock-i.php"]
[2021,"42.86","105.86","http://www.thewindpower.net/windfarm_en_6684_glenrock-iii.php"]
[2022,"41.665943","-106.043487","http://en.openei.org/wiki/High_Plains_Wind_Farm"]
[2023,"41.7244","-105.9906","http://www.pacificorp.com/content/dam/pacificorp/doc/Energy_Sources/EnergyGeneration_FactSheets/RMP_GFS_McFadden_Ridge.pdf"]
[2024,"41.275629","-110.539488","http://en.openei.org/wiki/Mountain_Wind_I_Wind_Farm"]
[2025,"41.275629","-110.539488","http://www.rnp.org/node/mountain-wind-ii"]
[2026,"41.965806","-106.411691","http://www.pacificorp.com/content/dam/pacificorp/doc/Energy_Sources/EnergyGeneration_FactSheets/RMP_GFS_Seven_Mile_Hill.pdf"]
[2027,"42.914132","-105.691223","http://en.openei.org/wiki/Top_of_the_World_(Siemens)"]
[2028,"41.836667","-112.0475"]
[2029,"38.486","-112.852","http://www.pacificorp.com/es/re/blundell.html"]
[2038,null,null,"http://www.andgar.com/specialty-general-contracting-digester-projects-farm-power-misty-meadow.php"]
[2039,"45.616193","-120.243065","http://www.wmnorthwest.com/landfill/landfillcities/columbia.html"]
[2040,45.801999000000002,-119.37212]
[2044,"43.026","-115.395","http://www.rnp.org/node/mtn-air-cold-springs-windfarm"]
[2045,"43.062","-115.451","http://www.rnp.org/node/mtn-air-desert-meadow-windfarm"]
[2046,"43.009","-115.451","http://www.rnp.org/node/mtn-air-hammett-hill-windfarm"]
[2047,"43.043","-115.417","http://www.terna-energy.com/activities/?EntryId=8d6196be-cbf6-416e-a551-d771aaa4cb95&catid=67e8558e-78c1-44cc-9d53-56994d9e6f7e&countryId=90d7e946-ff8d-4785-988e-810cef3c59b4"]
[2048,"43.033","-115.441","http://www.terna-energy.com/activities/?EntryId=8d6196be-cbf6-416e-a551-d771aaa4cb95&catid=67e8558e-78c1-44cc-9d53-56994d9e6f7e&countryId=90d7e946-ff8d-4785-988e-810cef3c59b4"]
[2049,"43.011","-115.486","http://www.terna-energy.com/activities/?EntryId=8d6196be-cbf6-416e-a551-d771aaa4cb95&catid=67e8558e-78c1-44cc-9d53-56994d9e6f7e&countryId=90d7e946-ff8d-4785-988e-810cef3c59b4"]
[2050,42.728197999999999,-105.866765]
[2051,42.728197999999999,-105.866765]
[2052,"43.055248","-105.827791","http://www.pacificorp.com/content/dam/pacificorp/doc/Energy_Sources/EnergyGeneration_FactSheets/RMP_GFS_Rolling_Hills.pdf"]
[2053,46.434769000000003,-110.072108,"http://www.njrcleanenergyventures.com/wind/projects.asp"]
[2063,43.024999999999999,-116.01600000000001]
[2070,"43.630127","-112.28169"]
[2071,43.909652999999999,-111.285421]
[2074,"46.401","-109.554","http://www.goldwindamerica.com/project_profiles/musselshell/"]
[2075,"46.407","-109.478","http://www.goldwindamerica.com/project_profiles/musselshell/"]
[2076,"47.14163","-120.754376","http://en.openei.org/wiki/Swauk_Valley"]
[2077]
[2078]
[2079]
[2080,44.366943999999997,-117.343889]
[2081,44.353056000000002,-117.32305599999999]
[2082]
[2083,46.443838999999997,-118.069289,"https://www.portlandgeneral.com/our-company/energy-strategy/how-we-generate-electricity/our-wind-farms"]
[2084,46.975555999999997,-122.290556,"http://www.tpchd.org/environment/waste-management/lri-landfill/biofuels/"]
[2085]
[2086]
[2087,45.268999999999998,-122.771,"http://live.deckmonitoring.com/?id=baldock_solar_highway"]
[2088,43.540999999999997,-111.789,"http://www.atlanticpower.com/assets/existing-projects/meadow-creek.aspx"]
[2089]
[2090,45.71,-119.90111]
[2091]
[2092,42.781999999999996,-112.375,"http://www.bannockcountylandfill.us/gas-to-energy.html"]
[2093]
[2094]
[2095,44.528055999999999,-121.152778]
[2096,42.762799999999999,-114.3903,"http://magicvalley.com/business/agriculture/north-side-canal-co-touts-new-hydroelectric-plant/article_b18438c8-8dd0-5798-938e-23d985712ca5.html"]
[2097]
[2098]
[2099,45.114387000000001,-108.663391]
[2100,42.165832999999999,-121.685]
[2101,42.826959000000002,-112.743943]
[2102,42.826959000000002,-112.743943]
[2103,43.213124999999998,-116.43470000000001]
[2104,43.332138999999998,-116.02970000000001]
[2105,43.283079999999998,-115.94370000000001]
[2106,42.695618000000003,-120.557711,"http://www.surprisevalleyelectric.org/content/paisley-geothermal-project"]
[2107,43.269964000000002,-115.880692]
[2108,43.332436000000001,-116.009422]
[2109,43.313274999999997,-115.834592]
[2110,43.356538999999998,-115.86806900000001]
[2111,43.129871999999999,-115.73636399999999]
[2112,42.920721999999998,-112.59451900000001]
[2113,47.711844999999997,-111.90029800000001,"http://windata-inc.com/category/wind-projects/greenfield-wind/"]
[2114,43.935000000000002,-117.383889]
[2115,44.152000000000001,-116.98699999999999]
[2116,43.796999999999997,-117.06100000000001]
[2117,43.999000000000002,-117.102]
[2118,43.935000000000002,-116.98699999999999]
[2119,43.963000000000001,-117.258]
[2120]
[2121]
[2122]
[2123]
[2124,45.855428000000003,-109.64916700000001]
[2125,"47.662348","-122.427906","http://www.kingcounty.gov/environment/wastewater/ResourceRecovery/Energy/Renewable/cogen.aspx"]
[2126]
[2127]
[2128,47.6008,-121.68861]
[2129,43.268205999999999,-120.913617]
[2130,42.406500000000001,-121.044089,"https://www.pacificpower.net/about/nr/nr2015/bly-oregon-solar-facility.html"]
[2131,47.714455999999998,-111.956574]
[2132]
[2133]
[2134]
[2135]
[2136]
[2137]
[2138]
[2139,45.067784000000003,-123.470945,"http://www.oneenergyrenewables.com/projects/featured-projects/steel-bridge-solar"]
[2140,42.179000000000002,-121.759,"http://www.oneenergyrenewables.com/projects/featured-projects/ewauna-i-ii"]
[2141,null,null,"http://www.oneenergyrenewables.com/projects/featured-projects/ewauna-i-ii"]
[2142]
[2143]
[2144]
[2145]
[2146]
[2147]
[2148]
[2149]
[2150]
[2151]
[2152]
[2153]
[2154]
[2155,43.519584999999999,-112.046184]
[2156]
[2157]
[2158]
[2159]
[2160,42.542084000000003,-122.78133800000001]
[2161,44.060814000000001,-121.23720299999999]
[2162,42.174999999999997,-120.35980000000001]
[2163]
[2164]
[2165]
[2166]
[2167]
[2168]
[2169]
[2170,46.694488,-112.06362300000001]
[2171]
[2172]
[2173]
[2174]
[2175]
[2176,44.06803,-121.22838]
[2177,44.061,-121.22799999999999]
[2178]
[2179]
[2180]
[2181,42.022359999999999,-121.418873]
[2182]
[2183,43.818100000000001,-111.78279999999999,"http://big-d.com/projects/byu-idaho-central-energy-facility/"]
[2184,null,null,"https://www.umatillaelectric.com/uecs-solar-station-producing-1-megawatt-power-march-31-2016/"]
[2185,44.424999999999997,-117.273889]
[2186,44.418056,-117.255]
[2187,44.381943999999997,-117.273056]
[2188]
[2189]
[2190]
[2191]
[2192]
[2193]
[2194]
[2195]
[2196]
[2197]
[2198]
[2199]
[2200]
[2201]
[2202]
[2203]
[2204]
[2205]
[2206]
[2207]
[2208]
[2209]
[2210]
[2211]
[2212,"45.403787","-122.764526","https://www.cleanwaterservices.org/media/1225/durham-at-a-glance.pdf"]
[2213]
[2214]
[2215]
[2216,45.528100000000002,-122.663,"https://www.oregoncc.org/about/sustainability"]
[2217,42.206000000000003,-114.646]
[2218]
[2219]
[2220,44.1843,-120.91800000000001]
[2221]
[2222]
[2223]
[2224]
[2225]
[2226,47.547466,-111.253974]
[2227]
[2228]
[2229]
[2230]
[2231]
[2232]
[2233]
[2234]
[2235]
[2236]
[2237]
[2238,42.206000000000003,-114.646]
[2239,45.703778999999997,-109.565219]
[2240,47.6539,-122.3036]
[2241,47.6539,-122.3036,"https://green.uw.edu/wcup"]
[2242]
[2243,46.751832,-117.16138599999999]
[2244,44.921999999999997,-123.0183,"https://www.portlandgeneral.com/our-company/energy-strategy/smart-grid/salem-smart-power-center"]
[2245,47.936194,-122.246917,"http://www.snopud.com/PowerSupply/energystorage/projects.ashx?p=2800"]
[2246,47.972667000000001,-122.198694,"http://www.snopud.com/PowerSupply/energystorage/projects.ashx?p=2800"]
[2247,48.888039999999997,-121.9462,"https://pse.com/inyourcommunity/pse-projects/system-improvements/Pages/Glacier-battery-storage-project.aspx"]
[2248,42.254167000000002,-121.785]
[2249,44.573484000000001,-123.31695000000001]
[2250,45.729121999999997,-107.635302]
[2251,46.805739000000003,-112.249048]
[2252,46.291438999999997,-108.937935]
[2253,47.566358000000001,-112.307807]
[2254,45.865839999999999,-109.476647]
[2255,46.502000000000002,-110.273]
[2256]
[2257]