## 7PSourceSummary
Measure: | Dairy Efficiency
Item | Methods & Sources | Note | 7P Updates
Measures Described | VSD on vacuum pump, milk pre-cooler, EE lighting, heat recovery ventilation |  | same as 6P
Energy Savings Calculation Basis | based on study in New York |  | same as 6P
Applicable Stock | Tie stall & free stall dairies, based on size of herd. Assume all growth occurs in large dairies (free stall) |  | same as 6P
Baseline Saturation | based on NYSERDA study; accomplishments small so no significant change |  | same as 6P
Baseline HVAC Loads |  |  | same as 6P
Permutations | free stall vs tie stall (HRV only for free stall) |  | same as 6P
Costs | NYSERDA study |  | same as 6P
Measure Life | 15 years |  | same as 6P
Savings Shape | varies for measure, based on |  | same as 6P
Achievability Ramp Rate |  |  | same as 6P

## forRPM
Ramp Rate | Resource Type | Measure Category | Sector | End Use | kW per unit | kWh per unit | TRC Net Levelized Cost (Net of All Benefits) | segment | measure | 2016 | 2017 | 2018 | 2019 | 2020 | 2021 | 2022 | 2023 | 2024 | 2025 | 2026 | 2027 | 2028 | 2029 | 2030 | 2031 | 2032 | 2033 | 2034 | 2035 | MAX | Savings Allocation by Category and Month for Segments 1 | [11 empty] | Savings Allocation by Category and Month for Segments 2
[5 empty] | Wholesale KW | Busbar Savings | lvlcost | 1 |  | aMW_2016 | aMW_2017 | aMW_2018 | aMW_2019 | aMW_2020 | aMW_2021 | aMW_2022 | aMW_2023 | aMW_2024 | aMW_2025 | aMW_2026 | aMW_2027 | aMW_2028 | aMW_2029 | aMW_2030 | aMW_2031 | aMW_2032 | aMW_2033 | aMW_2034 | aMW_2035 | MAX | Jan | Feb | Mar | Apr | May | Jun | Jul | Aug | Sep | Oct | Nov | Dec | Jan | Feb | Mar | Apr | May | Jun | Jul | Aug | Sep | Oct | Nov | Dec
Retro5Med | Retro | Dairy | Agriculture | Motors/Drives | 0.0025652 | 7.4915 | -11.2033 | VSD - Vacuum Pump | Idaho FreeStall | 0.0010457 | 0.0013044 | 0.0016174 | 0.0019107 | 0.0022179 | 0.0026422 | 0.0029512 | 0.0030764 | 0.0029617 | 0.0026029 | 0.0020669 | 0.0014502 | 0.00088819 | 0.00046346 | 0.00020275 | 7.2671e-05 | 2.076e-05 | 4.6004e-06 | 7.7027e-07 | 9.3612e-08 | 0.034846 | 0.42402 | 0.38739 | 0.45109 | 0.41557 | 0.43216 | 0.43245 | 0.41783 | 0.44987 | 0.39896 | 0.44827 | 0.40198 | 0.42259 | 0.2204 | 0.19137 | 0.18546 | 0.19697 | 0.20074 | 0.18034 | 0.2175 | 0.18464 | 0.21281 | 0.18438 | 0.21521 | 0.21956
Retro5Med | Retro | Dairy | Agriculture | Refrigeration | 0.0014192 | 4.1447 | -11.2042 | Plate Milk Pre-cooler | Idaho FreeStall | 0.010992 | 0.013712 | 0.017002 | 0.020085 | 0.023314 | 0.027775 | 0.031023 | 0.032339 | 0.031133 | 0.027362 | 0.021727 | 0.015244 | 0.0093366 | 0.0048719 | 0.0021313 | 0.00076391 | 0.00021823 | 4.8359e-05 | 8.097e-06 | 9.8404e-07 | 0.3663 | 0.23459 | 0.21432 | 0.24957 | 0.22992 | 0.2391 | 0.23925 | 0.23117 | 0.2489 | 0.22073 | 0.24801 | 0.2224 | 0.2338 | 0.12194 | 0.10587 | 0.10261 | 0.10897 | 0.11106 | 0.099774 | 0.12033 | 0.10215 | 0.11774 | 0.10201 | 0.11907 | 0.12147
Retro5Med | Retro | Dairy | Agriculture | Lighting | 9.9437e-05 | 0.56446 | -0.066825 | Energy Efficient Lighting | Idaho FreeStall | 0.0071212 | 0.0088835 | 0.011015 | 0.013012 | 0.015104 | 0.017994 | 0.020098 | 0.020951 | 0.02017 | 0.017727 | 0.014076 | 0.0098759 | 0.0060488 | 0.0031563 | 0.0013808 | 0.00049491 | 0.00014138 | 3.1329e-05 | 5.2457e-06 | 6.3752e-07 | 0.23731 | 0.033987 | 0.030759 | 0.035812 | 0.033303 | 0.034063 | 0.033259 | 0.031634 | 0.033961 | 0.031264 | 0.035474 | 0.031671 | 0.033547 | 0.015281 | 0.013262 | 0.013007 | 0.013508 | 0.013633 | 0.012439 | 0.014603 | 0.01256 | 0.014644 | 0.01271 | 0.014849 | 0.015233
Retro5Med | Retro | Dairy | Agriculture | Motors/Drives | 0.0017982 | 5.2517 | -12.4151 | VSD - Vacuum Pump | Idaho TieStall | 0.00087051 | 0.0010688 | 0.001308 | 0.0015183 | 0.0017318 | 0.0020247 | 0.0022212 | 0.0022691 | 0.0021383 | 0.0018381 | 0.0014224 | 0.00097615 | 0.00058413 | 0.00029909 | 0.00012832 | 4.5081e-05 | 1.2647e-05 | 2.7564e-06 | 4.5308e-07 | 5.4385e-08 | 0.020244 | 0.29725 | 0.27156 | 0.31622 | 0.29132 | 0.30295 | 0.30315 | 0.2929 | 0.31537 | 0.27968 | 0.31425 | 0.28179 | 0.29625 | 0.1545 | 0.13415 | 0.13001 | 0.13808 | 0.14072 | 0.12642 | 0.15247 | 0.12944 | 0.14918 | 0.12925 | 0.15087 | 0.15392
Retro5Med | Retro | Dairy | Agriculture | Refrigeration | 0.001903 | 5.5575 | -12.3654 | Heat Recovery Refrigeration | Idaho TieStall | 0.004832 | 0.0059329 | 0.0072602 | 0.0084279 | 0.0096131 | 0.011239 | 0.012329 | 0.012595 | 0.011869 | 0.010203 | 0.0078953 | 0.0054184 | 0.0032424 | 0.0016602 | 0.00071228 | 0.00025024 | 7.02e-05 | 1.53e-05 | 2.515e-06 | 3.0188e-07 | 0.11237 | 0.31456 | 0.28738 | 0.33463 | 0.30829 | 0.32059 | 0.32081 | 0.30996 | 0.33374 | 0.29596 | 0.33255 | 0.2982 | 0.3135 | 0.1635 | 0.14196 | 0.13758 | 0.14612 | 0.14892 | 0.13378 | 0.16135 | 0.13697 | 0.15787 | 0.13678 | 0.15965 | 0.16288
Retro5Med | Retro | Dairy | Agriculture | Refrigeration | 0.0014714 | 4.2971 | -13.3491 | Plate Milk Pre-Cooler | Idaho TieStall | 0.0023965 | 0.0029425 | 0.0036008 | 0.0041799 | 0.0047678 | 0.0055741 | 0.0061149 | 0.0062468 | 0.0058868 | 0.0050602 | 0.0039158 | 0.0026873 | 0.0016081 | 0.00082339 | 0.00035326 | 0.00012411 | 3.4817e-05 | 7.5885e-06 | 1.2473e-06 | 1.4972e-07 | 0.055733 | 0.24322 | 0.2222 | 0.25874 | 0.23837 | 0.24788 | 0.24805 | 0.23966 | 0.25804 | 0.22884 | 0.25713 | 0.23057 | 0.2424 | 0.12642 | 0.10977 | 0.10638 | 0.11298 | 0.11514 | 0.10344 | 0.12476 | 0.10591 | 0.12206 | 0.10576 | 0.12344 | 0.12594
Retro5Med | Retro | Dairy | Agriculture | Lighting | 0.0005364 | 3.0449 | -0.8572 | Energy Efficient Lighting | Idaho TieStall | 0.00022615 | 0.00027768 | 0.0003398 | 0.00039446 | 0.00044993 | 0.00052602 | 0.00057705 | 0.0005895 | 0.00055553 | 0.00047752 | 0.00036953 | 0.0002536 | 0.00015176 | 7.7702e-05 | 3.3337e-05 | 1.1712e-05 | 3.2856e-06 | 7.1611e-07 | 1.1771e-07 | 1.4129e-08 | 0.0052594 | 0.18334 | 0.16592 | 0.19318 | 0.17965 | 0.18375 | 0.17941 | 0.17064 | 0.1832 | 0.16865 | 0.19136 | 0.17085 | 0.18097 | 0.082429 | 0.07154 | 0.070164 | 0.072869 | 0.07354 | 0.067102 | 0.078776 | 0.067751 | 0.078993 | 0.068564 | 0.080103 | 0.082174
Retro5Med | Retro | Dairy | Agriculture | Motors/Drives | 0.0025652 | 7.4915 | -11.2033 | VSD - Vacuum Pump | Montana FreeStall | 1.9824e-05 | 2.4389e-05 | 2.9846e-05 | 3.4698e-05 | 3.9554e-05 | 4.6217e-05 | 5.0768e-05 | 5.1913e-05 | 4.8804e-05 | 4.1944e-05 | 3.2459e-05 | 2.2136e-05 | 1.3237e-05 | 6.768e-06 | 2.8973e-06 | 1.0152e-06 | 2.8479e-07 | 6.1832e-08 | 1.0125e-08 | 1.2154e-09 | 0.00045243 | 0.42402 | 0.38739 | 0.45109 | 0.41557 | 0.43216 | 0.43245 | 0.41783 | 0.44987 | 0.39896 | 0.44827 | 0.40198 | 0.42259 | 0.2204 | 0.19137 | 0.18546 | 0.19697 | 0.20074 | 0.18034 | 0.2175 | 0.18464 | 0.21281 | 0.18438 | 0.21521 | 0.21956
Retro5Med | Retro | Dairy | Agriculture | Refrigeration | 0.0014192 | 4.1447 | -11.2042 | Plate Milk Pre-cooler | Montana FreeStall | 0.00020838 | 0.00025638 | 0.00031374 | 0.00036474 | 0.00041579 | 0.00048583 | 0.00053367 | 0.0005457 | 0.00051302 | 0.00044092 | 0.0003412 | 0.00023269 | 0.00013915 | 7.1144e-05 | 3.0456e-05 | 1.0671e-05 | 2.9937e-06 | 6.4997e-07 | 1.0644e-07 | 1.2776e-08 | 0.0047559 | 0.23459 | 0.21432 | 0.24957 | 0.22992 | 0.2391 | 0.23925 | 0.23117 | 0.2489 | 0.22073 | 0.24801 | 0.2224 | 0.2338 | 0.12194 | 0.10587 | 0.10261 | 0.10897 | 0.11106 | 0.099774 | 0.12033 | 0.10215 | 0.11774 | 0.10201 | 0.11907 | 0.12147
Retro5Med | Retro | Dairy | Agriculture | Lighting | 9.9437e-05 | 0.56446 | -0.066825 | Energy Efficient Lighting | Montana FreeStall | 0.000135 | 0.0001661 | 0.00020326 | 0.0002363 | 0.00026937 | 0.00031475 | 0.00034574 | 0.00035354 | 0.00033237 | 0.00028565 | 0.00022105 | 0.00015075 | 9.0146e-05 | 4.6091e-05 | 1.9731e-05 | 6.9135e-06 | 1.9395e-06 | 4.2109e-07 | 6.8956e-08 | 8.2774e-09 | 0.0030812 | 0.033987 | 0.030759 | 0.035812 | 0.033303 | 0.034063 | 0.033259 | 0.031634 | 0.033961 | 0.031264 | 0.035474 | 0.031671 | 0.033547 | 0.015281 | 0.013262 | 0.013007 | 0.013508 | 0.013633 | 0.012439 | 0.014603 | 0.01256 | 0.014644 | 0.01271 | 0.014849 | 0.015233
Retro5Med | Retro | Dairy | Agriculture | Motors/Drives | 0.0017982 | 5.2517 | -12.4151 | VSD - Vacuum Pump | Montana TieStall | 0.00017155 | 0.00021064 | 0.00025776 | 0.00029922 | 0.00034129 | 0.00039901 | 0.00043772 | 0.00044716 | 0.0004214 | 0.00036223 | 0.00028031 | 0.00019237 | 0.00011512 | 5.8941e-05 | 2.5288e-05 | 8.8841e-06 | 2.4923e-06 | 5.4321e-07 | 8.9288e-08 | 1.0718e-08 | 0.0039895 | 0.29725 | 0.27156 | 0.31622 | 0.29132 | 0.30295 | 0.30315 | 0.2929 | 0.31537 | 0.27968 | 0.31425 | 0.28179 | 0.29625 | 0.1545 | 0.13415 | 0.13001 | 0.13808 | 0.14072 | 0.12642 | 0.15247 | 0.12944 | 0.14918 | 0.12925 | 0.15087 | 0.15392
Retro5Med | Retro | Dairy | Agriculture | Refrigeration | 0.001903 | 5.5575 | -12.3654 | Heat Recovery Refrigeration | Montana TieStall | 0.00095224 | 0.0011692 | 0.0014308 | 0.0016609 | 0.0018944 | 0.0022148 | 0.0024297 | 0.0024821 | 0.0023391 | 0.0020107 | 0.0015559 | 0.0010678 | 0.00063898 | 0.00032717 | 0.00014037 | 4.9314e-05 | 1.3834e-05 | 3.0152e-06 | 4.9562e-07 | 5.9492e-08 | 0.022145 | 0.31456 | 0.28738 | 0.33463 | 0.30829 | 0.32059 | 0.32081 | 0.30996 | 0.33374 | 0.29596 | 0.33255 | 0.2982 | 0.3135 | 0.1635 | 0.14196 | 0.13758 | 0.14612 | 0.14892 | 0.13378 | 0.16135 | 0.13697 | 0.15787 | 0.13678 | 0.15965 | 0.16288
Retro5Med | Retro | Dairy | Agriculture | Refrigeration | 0.0014714 | 4.2971 | -13.3491 | Plate Milk Pre-Cooler | Montana TieStall | 0.00047228 | 0.00057988 | 0.00070961 | 0.00082374 | 0.00093958 | 0.0010985 | 0.0012051 | 0.001231 | 0.0011601 | 0.00099722 | 0.00077169 | 0.00052959 | 0.00031691 | 0.00016227 | 6.9617e-05 | 2.4458e-05 | 6.8613e-06 | 1.4955e-06 | 2.4581e-07 | 2.9506e-08 | 0.010983 | 0.24322 | 0.2222 | 0.25874 | 0.23837 | 0.24788 | 0.24805 | 0.23966 | 0.25804 | 0.22884 | 0.25713 | 0.23057 | 0.2424 | 0.12642 | 0.10977 | 0.10638 | 0.11298 | 0.11514 | 0.10344 | 0.12476 | 0.10591 | 0.12206 | 0.10576 | 0.12344 | 0.12594
Retro5Med | Retro | Dairy | Agriculture | Lighting | 0.0005364 | 3.0449 | -0.8572 | Energy Efficient Lighting | Montana TieStall | 4.4568e-05 | 5.4722e-05 | 6.6964e-05 | 7.7735e-05 | 8.8667e-05 | 0.00010366 | 0.00011372 | 0.00011617 | 0.00010948 | 9.4106e-05 | 7.2823e-05 | 4.9977e-05 | 2.9906e-05 | 1.5313e-05 | 6.5697e-06 | 2.3081e-06 | 6.4749e-07 | 1.4112e-07 | 2.3197e-08 | 2.7844e-09 | 0.0010365 | 0.18334 | 0.16592 | 0.19318 | 0.17965 | 0.18375 | 0.17941 | 0.17064 | 0.1832 | 0.16865 | 0.19136 | 0.17085 | 0.18097 | 0.082429 | 0.07154 | 0.070164 | 0.072869 | 0.07354 | 0.067102 | 0.078776 | 0.067751 | 0.078993 | 0.068564 | 0.080103 | 0.082174
Retro5Med | Retro | Dairy | Agriculture | Motors/Drives | 0.0025652 | 7.4915 | -11.2033 | VSD - Vacuum Pump | Oregon FreeStall | 0.00020772 | 0.00025861 | 0.00032074 | 0.00037705 | 0.00043549 | 0.00051567 | 0.00057381 | 0.00059516 | 0.0005698 | 0.00049784 | 0.00039189 | 0.00027332 | 0.00016617 | 8.6403e-05 | 3.7709e-05 | 1.3432e-05 | 3.8238e-06 | 8.4702e-07 | 1.4118e-07 | 1.7206e-08 | 0.0064047 | 0.42402 | 0.38739 | 0.45109 | 0.41557 | 0.43216 | 0.43245 | 0.41783 | 0.44987 | 0.39896 | 0.44827 | 0.40198 | 0.42259 | 0.2204 | 0.19137 | 0.18546 | 0.19697 | 0.20074 | 0.18034 | 0.2175 | 0.18464 | 0.21281 | 0.18438 | 0.21521 | 0.21956
Retro5Med | Retro | Dairy | Agriculture | Refrigeration | 0.0014192 | 4.1447 | -11.2042 | Plate Milk Pre-cooler | Oregon FreeStall | 0.0021835 | 0.0027184 | 0.0033716 | 0.0039635 | 0.0045778 | 0.0054207 | 0.0060318 | 0.0062562 | 0.0059896 | 0.0052333 | 0.0041195 | 0.0028731 | 0.0017468 | 0.00090826 | 0.0003964 | 0.00014119 | 4.0195e-05 | 8.9038e-06 | 1.4841e-06 | 1.8087e-07 | 0.067326 | 0.23459 | 0.21432 | 0.24957 | 0.22992 | 0.2391 | 0.23925 | 0.23117 | 0.2489 | 0.22073 | 0.24801 | 0.2224 | 0.2338 | 0.12194 | 0.10587 | 0.10261 | 0.10897 | 0.11106 | 0.099774 | 0.12033 | 0.10215 | 0.11774 | 0.10201 | 0.11907 | 0.12147
Retro5Med | Retro | Dairy | Agriculture | Lighting | 9.9437e-05 | 0.56446 | -0.066825 | Energy Efficient Lighting | Oregon FreeStall | 0.0014146 | 0.0017612 | 0.0021843 | 0.0025678 | 0.0029658 | 0.0035118 | 0.0039078 | 0.0040532 | 0.0038804 | 0.0033904 | 0.0026689 | 0.0018614 | 0.0011317 | 0.00058842 | 0.00025681 | 9.1472e-05 | 2.6041e-05 | 5.7684e-06 | 9.6147e-07 | 1.1718e-07 | 0.043617 | 0.033987 | 0.030759 | 0.035812 | 0.033303 | 0.034063 | 0.033259 | 0.031634 | 0.033961 | 0.031264 | 0.035474 | 0.031671 | 0.033547 | 0.015281 | 0.013262 | 0.013007 | 0.013508 | 0.013633 | 0.012439 | 0.014603 | 0.01256 | 0.014644 | 0.01271 | 0.014849 | 0.015233
Retro5Med | Retro | Dairy | Agriculture | Motors/Drives | 0.0017982 | 5.2517 | -12.4151 | VSD - Vacuum Pump | Oregon TieStall | 0.0003025 | 0.00037142 | 0.00045451 | 0.00052762 | 0.00060181 | 0.00070359 | 0.00077185 | 0.0007885 | 0.00074307 | 0.00063873 | 0.00049428 | 0.00033921 | 0.00020299 | 0.00010393 | 4.4591e-05 | 1.5666e-05 | 4.3948e-06 | 9.5786e-07 | 1.5745e-07 | 1.8899e-08 | 0.0070349 | 0.29725 | 0.27156 | 0.31622 | 0.29132 | 0.30295 | 0.30315 | 0.2929 | 0.31537 | 0.27968 | 0.31425 | 0.28179 | 0.29625 | 0.1545 | 0.13415 | 0.13001 | 0.13808 | 0.14072 | 0.12642 | 0.15247 | 0.12944 | 0.14918 | 0.12925 | 0.15087 | 0.15392
Retro5Med | Retro | Dairy | Agriculture | Refrigeration | 0.001903 | 5.5575 | -12.3654 | Heat Recovery Refrigeration | Oregon TieStall | 0.0016791 | 0.0020617 | 0.0025229 | 0.0029287 | 0.0033405 | 0.0039055 | 0.0042844 | 0.0043768 | 0.0041246 | 0.0035455 | 0.0027436 | 0.0018829 | 0.0011267 | 0.00057691 | 0.00024751 | 8.6957e-05 | 2.4394e-05 | 5.3169e-06 | 8.7395e-07 | 1.049e-07 | 0.039049 | 0.31456 | 0.28738 | 0.33463 | 0.30829 | 0.32059 | 0.32081 | 0.30996 | 0.33374 | 0.29596 | 0.33255 | 0.2982 | 0.3135 | 0.1635 | 0.14196 | 0.13758 | 0.14612 | 0.14892 | 0.13378 | 0.16135 | 0.13697 | 0.15787 | 0.13678 | 0.15965 | 0.16288
Retro5Med | Retro | Dairy | Agriculture | Refrigeration | 0.0014714 | 4.2971 | -13.3491 | Plate Milk Pre-Cooler | Oregon TieStall | 0.00083278 | 0.0010225 | 0.0012513 | 0.0014525 | 0.0016568 | 0.001937 | 0.0021249 | 0.0021707 | 0.0020457 | 0.0017584 | 0.0013607 | 0.00093385 | 0.00055882 | 0.00028613 | 0.00012276 | 4.3128e-05 | 1.2099e-05 | 2.637e-06 | 4.3345e-07 | 5.2028e-08 | 0.019367 | 0.24322 | 0.2222 | 0.25874 | 0.23837 | 0.24788 | 0.24805 | 0.23966 | 0.25804 | 0.22884 | 0.25713 | 0.23057 | 0.2424 | 0.12642 | 0.10977 | 0.10638 | 0.11298 | 0.11514 | 0.10344 | 0.12476 | 0.10591 | 0.12206 | 0.10576 | 0.12344 | 0.12594
Retro5Med | Retro | Dairy | Agriculture | Lighting | 0.0005364 | 3.0449 | -0.8572 | Energy Efficient Lighting | Oregon TieStall | 7.8588e-05 | 9.6494e-05 | 0.00011808 | 0.00013707 | 0.00015635 | 0.00018279 | 0.00020052 | 0.00020485 | 0.00019305 | 0.00016594 | 0.00012841 | 8.8126e-05 | 5.2735e-05 | 2.7001e-05 | 1.1585e-05 | 4.0699e-06 | 1.1417e-06 | 2.4885e-07 | 4.0904e-08 | 4.9098e-09 | 0.0018276 | 0.18334 | 0.16592 | 0.19318 | 0.17965 | 0.18375 | 0.17941 | 0.17064 | 0.1832 | 0.16865 | 0.19136 | 0.17085 | 0.18097 | 0.082429 | 0.07154 | 0.070164 | 0.072869 | 0.07354 | 0.067102 | 0.078776 | 0.067751 | 0.078993 | 0.068564 | 0.080103 | 0.082174
Retro5Med | Retro | Dairy | Agriculture | Motors/Drives | 0.0025652 | 7.4915 | -11.2033 | VSD - Vacuum Pump | Washington FreeStall | 0.00049309 | 0.00061602 | 0.00076796 | 0.00090545 | 0.0010496 | 0.0012439 | 0.0013876 | 0.0014354 | 0.0013731 | 0.0012003 | 0.00094592 | 0.00066167 | 0.00040288 | 0.00020992 | 9.1562e-05 | 3.28e-05 | 9.3687e-06 | 2.0735e-06 | 3.4734e-07 | 4.2276e-08 | 0.015737 | 0.42402 | 0.38739 | 0.45109 | 0.41557 | 0.43216 | 0.43245 | 0.41783 | 0.44987 | 0.39896 | 0.44827 | 0.40198 | 0.42259 | 0.2204 | 0.19137 | 0.18546 | 0.19697 | 0.20074 | 0.18034 | 0.2175 | 0.18464 | 0.21281 | 0.18438 | 0.21521 | 0.21956
Retro5Med | Retro | Dairy | Agriculture | Refrigeration | 0.0014192 | 4.1447 | -11.2042 | Plate Milk Pre-cooler | Washington FreeStall | 0.0051833 | 0.0064755 | 0.0080727 | 0.009518 | 0.011034 | 0.013075 | 0.014586 | 0.015088 | 0.014434 | 0.012618 | 0.0099434 | 0.0069554 | 0.0042351 | 0.0022066 | 0.00096249 | 0.00034479 | 9.8482e-05 | 2.1797e-05 | 3.6512e-06 | 4.444e-07 | 0.16542 | 0.23459 | 0.21432 | 0.24957 | 0.22992 | 0.2391 | 0.23925 | 0.23117 | 0.2489 | 0.22073 | 0.24801 | 0.2224 | 0.2338 | 0.12194 | 0.10587 | 0.10261 | 0.10897 | 0.11106 | 0.099774 | 0.12033 | 0.10215 | 0.11774 | 0.10201 | 0.11907 | 0.12147
Retro5Med | Retro | Dairy | Agriculture | Lighting | 9.9437e-05 | 0.56446 | -0.066825 | Energy Efficient Lighting | Washington FreeStall | 0.0033581 | 0.0041952 | 0.00523 | 0.0061663 | 0.0071483 | 0.008471 | 0.0094497 | 0.0097752 | 0.009351 | 0.0081746 | 0.0064419 | 0.0045061 | 0.0027437 | 0.0014296 | 0.00062356 | 0.00022337 | 6.3803e-05 | 1.4121e-05 | 2.3655e-06 | 2.8791e-07 | 0.10717 | 0.033987 | 0.030759 | 0.035812 | 0.033303 | 0.034063 | 0.033259 | 0.031634 | 0.033961 | 0.031264 | 0.035474 | 0.031671 | 0.033547 | 0.015281 | 0.013262 | 0.013007 | 0.013508 | 0.013633 | 0.012439 | 0.014603 | 0.01256 | 0.014644 | 0.01271 | 0.014849 | 0.015233
Retro5Med | Retro | Dairy | Agriculture | Motors/Drives | 0.0017982 | 5.2517 | -12.4151 | VSD - Vacuum Pump | Washington TieStall | 0.0003774 | 0.00046339 | 0.00056706 | 0.00065826 | 0.00075083 | 0.00087781 | 0.00096297 | 0.00098375 | 0.00092706 | 0.00079689 | 0.00061667 | 0.0004232 | 0.00025325 | 0.00012967 | 5.5632e-05 | 1.9545e-05 | 5.483e-06 | 1.195e-06 | 1.9643e-07 | 2.3578e-08 | 0.0087768 | 0.29725 | 0.27156 | 0.31622 | 0.29132 | 0.30295 | 0.30315 | 0.2929 | 0.31537 | 0.27968 | 0.31425 | 0.28179 | 0.29625 | 0.1545 | 0.13415 | 0.13001 | 0.13808 | 0.14072 | 0.12642 | 0.15247 | 0.12944 | 0.14918 | 0.12925 | 0.15087 | 0.15392
Retro5Med | Retro | Dairy | Agriculture | Refrigeration | 0.001903 | 5.5575 | -12.3654 | Heat Recovery Refrigeration | Washington TieStall | 0.0020949 | 0.0025722 | 0.0031476 | 0.0036539 | 0.0041677 | 0.0048726 | 0.0053453 | 0.0054606 | 0.0051459 | 0.0044234 | 0.003423 | 0.0023491 | 0.0014057 | 0.00071976 | 0.0003088 | 0.00010849 | 3.0435e-05 | 6.6334e-06 | 1.0904e-06 | 1.3088e-07 | 0.048718 | 0.31456 | 0.28738 | 0.33463 | 0.30829 | 0.32059 | 0.32081 | 0.30996 | 0.33374 | 0.29596 | 0.33255 | 0.2982 | 0.3135 | 0.1635 | 0.14196 | 0.13758 | 0.14612 | 0.14892 | 0.13378 | 0.16135 | 0.13697 | 0.15787 | 0.13678 | 0.15965 | 0.16288
Retro5Med | Retro | Dairy | Agriculture | Refrigeration | 0.0014714 | 4.2971 | -13.3491 | Plate Milk Pre-Cooler | Washington TieStall | 0.001039 | 0.0012757 | 0.0015611 | 0.0018122 | 0.002067 | 0.0024166 | 0.0026511 | 0.0027083 | 0.0025522 | 0.0021938 | 0.0016977 | 0.0011651 | 0.00069719 | 0.00035698 | 0.00015316 | 5.3807e-05 | 1.5095e-05 | 3.2899e-06 | 5.4078e-07 | 6.4911e-08 | 0.024163 | 0.24322 | 0.2222 | 0.25874 | 0.23837 | 0.24788 | 0.24805 | 0.23966 | 0.25804 | 0.22884 | 0.25713 | 0.23057 | 0.2424 | 0.12642 | 0.10977 | 0.10638 | 0.11298 | 0.11514 | 0.10344 | 0.12476 | 0.10591 | 0.12206 | 0.10576 | 0.12344 | 0.12594
Retro5Med | Retro | Dairy | Agriculture | Lighting | 0.0005364 | 3.0449 | -0.8572 | Energy Efficient Lighting | Washington TieStall | 9.8048e-05 | 0.00012039 | 0.00014732 | 0.00017101 | 0.00019506 | 0.00022805 | 0.00025018 | 0.00025557 | 0.00024085 | 0.00020703 | 0.00016021 | 0.00010995 | 6.5793e-05 | 3.3687e-05 | 1.4453e-05 | 5.0777e-06 | 1.4245e-06 | 3.1047e-07 | 5.1032e-08 | 6.1256e-09 | 0.0022802 | 0.18334 | 0.16592 | 0.19318 | 0.17965 | 0.18375 | 0.17941 | 0.17064 | 0.1832 | 0.16865 | 0.19136 | 0.17085 | 0.18097 | 0.082429 | 0.07154 | 0.070164 | 0.072869 | 0.07354 | 0.067102 | 0.078776 | 0.067751 | 0.078993 | 0.068564 | 0.080103 | 0.082174

## SC-Retro
Methodology | Retrofit
='[7P Forecasts D2.xlsx]Ag Forecast (Base Case)'!$BD$20
| Vintage | Retro | Existing
End Use: | Measure Bundle | Dairy | Region
Refrigeration | Report Year | 2035
Output Range
1000LBS of MILK PRODUCTION -Dairy |  | lbs milk |  | 2016 | 2017 | 2018 | 2019 | 2020 | 2021 | 2022 | 2023 | 2024 | 2025 | 2026 | 2027 | 2028 | 2029 | 2030 | 2031 | 2032 | 2033 | 2034 | 2035
|  |  |  | 1000 LBS_2016 | LBS_2017 | LBS_2018 | LBS_2019 | LBS_2020 | LBS_2021 | LBS_2022 | LBS_2023 | LBS_2024 | LBS_2025 | LBS_2026 | LBS_2027 | LBS_2028 | LBS_2029 | LBS_2030 | LBS_2031 | LBS_2032 | LBS_2033 | LBS_2034 | LBS_2035
13629012.1106 | Idaho FreeStall | FreeStall | Idaho | 13381373.6527 | 13595268.6564 | 13775577.9675 | 14018680.8961 | 14266045.0436 | 14537100.3354 | 14801183.0519 | 15103443.2101 | 15429063.1564 | 15775271.9423 | 16187695.5437 | 16549288.6356 | 16938370.3807 | 17262025.3184 | 17601407.0601 | 17957477.7706 | 18286205.1224 | 18591819.098 | 18938586.2529 | 19174754.3802
302484.3194 | Montana FreeStall | FreeStall | Montana | 253682.3451 | 254192.452 | 254196.5674 | 254575.4832 | 254423.8765 | 254279.7125 | 254617.1858 | 254862.3625 | 254248.1028 | 254208.1028 | 254210.8598 | 252617.0999 | 252436.2642 | 252078.0739 | 251521.5306 | 250854.0263 | 250852.8806 | 249886.425 | 248949.0065 | 248959.295
2744180.5516 | Oregon FreeStall | FreeStall | Oregon | 2658126.5225 | 2695271.2875 | 2731748.8285 | 2766392.6505 | 2801216.3494 | 2837151.4899 | 2877817.6819 | 2921874.5677 | 2968404.6357 | 3017218.3223 | 3069238.6139 | 3119163.9544 | 3169024.5611 | 3218154.5329 | 3273658.8263 | 3319006.488 | 3368111.2268 | 3423146.526 | 3471172.6526 | 3524303.6375
6417416.6625 | Washington FreeStall | FreeStall | Washington | 6310054.1611 | 6420322.0972 | 6540712.3514 | 6643214.3383 | 6751632.201 | 6843582.329 | 6959143.0102 | 7046833.8853 | 7153197.0137 | 7274820.3757 | 7408249.9564 | 7551019.0579 | 7683241.6606 | 7818591.0598 | 7948796.9571 | 8104978.8244 | 8252273.5195 | 8379997.9767 | 8540059.1596 | 8659500.7781
| Idaho TieStall | TieStall | Idaho | 247638.4579 | 247638.4579 | 247638.4579 | 247638.4579 | 247638.4579 | 247638.4579 | 247638.4579 | 247638.4579 | 247638.4579 | 247638.4579 | 247638.4579 | 247638.4579 | 247638.4579 | 247638.4579 | 247638.4579 | 247638.4579 | 247638.4579 | 247638.4579 | 247638.4579 | 247638.4579
| Montana TieStall | TieStall | Montana | 48801.9743 | 48801.9743 | 48801.9743 | 48801.9743 | 48801.9743 | 48801.9743 | 48801.9743 | 48801.9743 | 48801.9743 | 48801.9743 | 48801.9743 | 48801.9743 | 48801.9743 | 48801.9743 | 48801.9743 | 48801.9743 | 48801.9743 | 48801.9743 | 48801.9743 | 48801.9743
| Oregon TieStall | TieStall | Oregon | 86054.0292 | 86054.0292 | 86054.0292 | 86054.0292 | 86054.0292 | 86054.0292 | 86054.0292 | 86054.0292 | 86054.0292 | 86054.0292 | 86054.0292 | 86054.0292 | 86054.0292 | 86054.0292 | 86054.0292 | 86054.0292 | 86054.0292 | 86054.0292 | 86054.0292 | 86054.0292
| Washington TieStall | TieStall | Washington | 107362.5014 | 107362.5014 | 107362.5014 | 107362.5014 | 107362.5014 | 107362.5014 | 107362.5014 | 107362.5014 | 107362.5014 | 107362.5014 | 107362.5014 | 107362.5014 | 107362.5014 | 107362.5014 | 107362.5014 | 107362.5014 | 107362.5014 | 107362.5014 | 107362.5014 | 107362.5014
| REG_TOTAL_STOCK_1000# LBS Milk | Total Regional Stock |  | 22603236.6814 | 22965054.4931 | 23302235.7147 | 23682863.3681 | 24073317.4706 | 24472113.8669 | 24892760.9299 | 25327014.0255 | 25804912.9085 | 26321518.7432 | 26919394.9738 | 27472088.7479 | 28043072.8666 | 28550848.9851 | 29075384.3742 | 29632317.1093 | 30157442.7493 | 30644850.0258 | 31198767.0716 | 31607518.0908
# ACRES APPLICABLE BY YEAR FOR MEASURE - Dairy - Retro | [25 empty] | 85%
Applicability | Saturation | Dairy - Retro | 2 | 3 | 4 | 5 | 6 | 7 | 8 | 9 | 10 | 11 | 12 | 13 | 14 | 15 | 16 | 17 | 18 | 19 | 20 | 21 | 22 | 23 |  | MAX
0.25% | FreeStall | VSD - Vacuum Pump | Idaho | 33453.4341 | 33988.1716 | 34438.9449 | 35046.7022 | 35665.1126 | 36342.7508 | 37002.9576 | 37758.608 | 38572.6579 | 39438.1799 | 40469.2389 | 41373.2216 | 42345.926 | 43155.0633 | 44003.5177 | 44893.6944 | 45715.5128 | 46479.5477 | 47346.4656 | 47936.886 |  | VSD - Vacuum Pump - Idaho FreeStall | 40746.3531
4.75% | FreeStall | Plate Milk Pre-cooler | Idaho | 635615.2485 | 645775.2612 | 654339.9535 | 665887.3426 | 677637.1396 | 690512.2659 | 703056.195 | 717413.5525 | 732880.4999 | 749325.4173 | 768915.5383 | 786091.2102 | 804572.5931 | 819946.2026 | 836066.8354 | 852980.1941 | 868594.7433 | 883111.4072 | 899582.847 | 910800.8331 |  | Plate Milk Pre-cooler - Idaho FreeStall | 774180.7081
22.6% | FreeStall | Energy Efficient Lighting | Idaho | 3023688.2865 | 3072020.5306 | 3112763.6685 | 3167695.8075 | 3223590.8221 | 3284839.1462 | 3344511.93 | 3412811.3829 | 3486389.2713 | 3564619.4648 | 3657811.7218 | 3739518.1912 | 3827436.0647 | 3900569.9349 | 3977257.4726 | 4057716.091 | 4131996.1365 | 4201053.4263 | 4279409.7902 | 4332774.9244 |  | Energy Efficient Lighting - Idaho FreeStall | 3682858.6857
16.04% | TieStall | VSD - Vacuum Pump | Idaho | 39727.3329 | 39727.3329 | 39727.3329 | 39727.3329 | 39727.3329 | 39727.3329 | 39727.3329 | 39727.3329 | 39727.3329 | 39727.3329 | 39727.3329 | 39727.3329 | 39727.3329 | 39727.3329 | 39727.3329 | 39727.3329 | 39727.3329 | 39727.3329 | 39727.3329 | 39727.3329 |  | VSD - Vacuum Pump - Idaho TieStall | 33768.2329
84.15% | TieStall | Heat Recovery Refrigeration | Idaho | 208382.5061 | 208382.5061 | 208382.5061 | 208382.5061 | 208382.5061 | 208382.5061 | 208382.5061 | 208382.5061 | 208382.5061 | 208382.5061 | 208382.5061 | 208382.5061 | 208382.5061 | 208382.5061 | 208382.5061 | 208382.5061 | 208382.5061 | 208382.5061 | 208382.5061 | 208382.5061 |  | Heat Recovery Refrigeration - Idaho TieStall | 177125.1302
53.98% | TieStall | Plate Milk Pre-Cooler | Idaho | 133665.4466 | 133665.4466 | 133665.4466 | 133665.4466 | 133665.4466 | 133665.4466 | 133665.4466 | 133665.4466 | 133665.4466 | 133665.4466 | 133665.4466 | 133665.4466 | 133665.4466 | 133665.4466 | 133665.4466 | 133665.4466 | 133665.4466 | 133665.4466 | 133665.4466 | 133665.4466 |  | Plate Milk Pre-Cooler - Idaho TieStall | 113615.6296
7.188% | TieStall | Energy Efficient Lighting | Idaho | 17801.046 | 17801.046 | 17801.046 | 17801.046 | 17801.046 | 17801.046 | 17801.046 | 17801.046 | 17801.046 | 17801.046 | 17801.046 | 17801.046 | 17801.046 | 17801.046 | 17801.046 | 17801.046 | 17801.046 | 17801.046 | 17801.046 | 17801.046 |  | Energy Efficient Lighting - Idaho TieStall | 15130.8891
0.25% | FreeStall | VSD - Vacuum Pump | Montana | 634.2059 | 635.4811 | 635.4914 | 636.4387 | 636.0597 | 635.6993 | 636.543 | 637.1559 | 635.6203 | 635.5203 | 635.5271 | 631.5427 | 631.0907 | 630.1952 | 628.8038 | 627.1351 | 627.1322 | 624.7161 | 622.3725 | 622.3982 |  | VSD - Vacuum Pump - Montana FreeStall | 529.0385
4.75% | FreeStall | Plate Milk Pre-cooler | Montana | 12049.9114 | 12074.1415 | 12074.337 | 12092.3355 | 12085.1341 | 12078.2863 | 12094.3163 | 12105.9622 | 12076.7849 | 12074.8849 | 12075.0158 | 11999.3122 | 11990.7225 | 11973.7085 | 11947.2727 | 11915.5663 | 11915.5118 | 11869.6052 | 11825.0778 | 11825.5665 |  | Plate Milk Pre-cooler - Montana FreeStall | 10051.7315
22.6% | FreeStall | Energy Efficient Lighting | Montana | 57322.6901 | 57437.9551 | 57438.8851 | 57524.5058 | 57490.2484 | 57457.6727 | 57533.929 | 57589.3298 | 57450.5301 | 57441.4916 | 57442.1146 | 57081.9847 | 57041.1226 | 56960.1851 | 56834.4271 | 56683.5962 | 56683.3373 | 56464.9546 | 56253.1332 | 56255.458 |  | Energy Efficient Lighting - Montana FreeStall | 47817.1393
16.04% | TieStall | VSD - Vacuum Pump | Montana | 7829.0436 | 7829.0436 | 7829.0436 | 7829.0436 | 7829.0436 | 7829.0436 | 7829.0436 | 7829.0436 | 7829.0436 | 7829.0436 | 7829.0436 | 7829.0436 | 7829.0436 | 7829.0436 | 7829.0436 | 7829.0436 | 7829.0436 | 7829.0436 | 7829.0436 | 7829.0436 |  | VSD - Vacuum Pump - Montana TieStall | 6654.687
84.15% | TieStall | Heat Recovery Refrigeration | Montana | 41065.8256 | 41065.8256 | 41065.8256 | 41065.8256 | 41065.8256 | 41065.8256 | 41065.8256 | 41065.8256 | 41065.8256 | 41065.8256 | 41065.8256 | 41065.8256 | 41065.8256 | 41065.8256 | 41065.8256 | 41065.8256 | 41065.8256 | 41065.8256 | 41065.8256 | 41065.8256 |  | Heat Recovery Refrigeration - Montana TieStall | 34905.9517
53.98% | TieStall | Plate Milk Pre-Cooler | Montana | 26341.3759 | 26341.3759 | 26341.3759 | 26341.3759 | 26341.3759 | 26341.3759 | 26341.3759 | 26341.3759 | 26341.3759 | 26341.3759 | 26341.3759 | 26341.3759 | 26341.3759 | 26341.3759 | 26341.3759 | 26341.3759 | 26341.3759 | 26341.3759 | 26341.3759 | 26341.3759 |  | Plate Milk Pre-Cooler - Montana TieStall | 22390.1695
7.188% | TieStall | Energy Efficient Lighting | Montana | 3508.0423 | 3508.0423 | 3508.0423 | 3508.0423 | 3508.0423 | 3508.0423 | 3508.0423 | 3508.0423 | 3508.0423 | 3508.0423 | 3508.0423 | 3508.0423 | 3508.0423 | 3508.0423 | 3508.0423 | 3508.0423 | 3508.0423 | 3508.0423 | 3508.0423 | 3508.0423 |  | Energy Efficient Lighting - Montana TieStall | 2981.836
0.25% | FreeStall | VSD - Vacuum Pump | Oregon | 6645.3163 | 6738.1782 | 6829.3721 | 6915.9816 | 7003.0409 | 7092.8787 | 7194.5442 | 7304.6864 | 7421.0116 | 7543.0458 | 7673.0965 | 7797.9099 | 7922.5614 | 8045.3863 | 8184.1471 | 8297.5162 | 8420.2781 | 8557.8663 | 8677.9316 | 8810.7591 |  | VSD - Vacuum Pump - Oregon FreeStall | 7489.1452
4.75% | FreeStall | Plate Milk Pre-cooler | Oregon | 126261.0098 | 128025.3862 | 129758.0694 | 131403.6509 | 133057.7766 | 134764.6958 | 136696.3399 | 138789.042 | 140999.2202 | 143317.8703 | 145788.8342 | 148160.2878 | 150528.6667 | 152862.3403 | 155498.7943 | 157652.8082 | 159985.2833 | 162599.46 | 164880.701 | 167404.4228 |  | Plate Milk Pre-cooler - Oregon FreeStall | 142293.7594
22.6% | FreeStall | Energy Efficient Lighting | Oregon | 600636.8433 | 609030.1663 | 617272.7217 | 625100.9254 | 632969.7745 | 641089.7678 | 650278.8011 | 660234.004 | 670748.0532 | 681778.1146 | 693532.7483 | 704814.0017 | 716080.6277 | 727182.1577 | 739724.0451 | 749970.9149 | 761066.7431 | 773502.6554 | 784354.7578 | 796360.3665 |  | Energy Efficient Lighting - Oregon FreeStall | 676906.3116
16.04% | TieStall | VSD - Vacuum Pump | Oregon | 13805.1944 | 13805.1944 | 13805.1944 | 13805.1944 | 13805.1944 | 13805.1944 | 13805.1944 | 13805.1944 | 13805.1944 | 13805.1944 | 13805.1944 | 13805.1944 | 13805.1944 | 13805.1944 | 13805.1944 | 13805.1944 | 13805.1944 | 13805.1944 | 13805.1944 | 13805.1944 |  | VSD - Vacuum Pump - Oregon TieStall | 11734.4153
84.15% | TieStall | Heat Recovery Refrigeration | Oregon | 72412.639 | 72412.639 | 72412.639 | 72412.639 | 72412.639 | 72412.639 | 72412.639 | 72412.639 | 72412.639 | 72412.639 | 72412.639 | 72412.639 | 72412.639 | 72412.639 | 72412.639 | 72412.639 | 72412.639 | 72412.639 | 72412.639 | 72412.639 |  | Heat Recovery Refrigeration - Oregon TieStall | 61550.7432
53.98% | TieStall | Plate Milk Pre-Cooler | Oregon | 46448.5619 | 46448.5619 | 46448.5619 | 46448.5619 | 46448.5619 | 46448.5619 | 46448.5619 | 46448.5619 | 46448.5619 | 46448.5619 | 46448.5619 | 46448.5619 | 46448.5619 | 46448.5619 | 46448.5619 | 46448.5619 | 46448.5619 | 46448.5619 | 46448.5619 | 46448.5619 |  | Plate Milk Pre-Cooler - Oregon TieStall | 39481.2776
7.188% | TieStall | Energy Efficient Lighting | Oregon | 6185.8394 | 6185.8394 | 6185.8394 | 6185.8394 | 6185.8394 | 6185.8394 | 6185.8394 | 6185.8394 | 6185.8394 | 6185.8394 | 6185.8394 | 6185.8394 | 6185.8394 | 6185.8394 | 6185.8394 | 6185.8394 | 6185.8394 | 6185.8394 | 6185.8394 | 6185.8394 |  | Energy Efficient Lighting - Oregon TieStall | 5257.9635
0.25% | FreeStall | VSD - Vacuum Pump | Washington | 15775.1354 | 16050.8052 | 16351.7809 | 16608.0358 | 16879.0805 | 17108.9558 | 17397.8575 | 17617.0847 | 17882.9925 | 18187.0509 | 18520.6249 | 18877.5476 | 19208.1042 | 19546.4776 | 19871.9924 | 20262.4471 | 20630.6838 | 20949.9949 | 21350.1479 | 21648.7519 |  | VSD - Vacuum Pump - Washington FreeStall | 18401.4392
4.75% | FreeStall | Plate Milk Pre-cooler | Washington | 299727.5727 | 304965.2996 | 310683.8367 | 315552.6811 | 320702.5295 | 325070.1606 | 330559.293 | 334724.6095 | 339776.8581 | 345553.9678 | 351891.8729 | 358673.4052 | 364953.9789 | 371383.0753 | 377567.8555 | 384986.4942 | 391982.9922 | 398049.9039 | 405652.8101 | 411326.287 |  | Plate Milk Pre-cooler - Washington FreeStall | 349627.3439
22.6% | FreeStall | Energy Efficient Lighting | Washington | 1425835.4448 | 1450751.8604 | 1477955.54 | 1501117.1424 | 1525615.5109 | 1546392.7892 | 1572505.1665 | 1592320.0135 | 1616354.0891 | 1643836.4048 | 1673986.4829 | 1706246.9421 | 1736124.2885 | 1766708.1735 | 1796129.8201 | 1831421.0611 | 1864704.1347 | 1893565.0689 | 1929732.8897 | 1956722.2132 |  | Energy Efficient Lighting - Washington FreeStall | 1663213.8813
16.04% | TieStall | VSD - Vacuum Pump | Washington | 17223.6003 | 17223.6003 | 17223.6003 | 17223.6003 | 17223.6003 | 17223.6003 | 17223.6003 | 17223.6003 | 17223.6003 | 17223.6003 | 17223.6003 | 17223.6003 | 17223.6003 | 17223.6003 | 17223.6003 | 17223.6003 | 17223.6003 | 17223.6003 | 17223.6003 | 17223.6003 |  | VSD - Vacuum Pump - Washington TieStall | 14640.0603
84.15% | TieStall | Heat Recovery Refrigeration | Washington | 90343.2661 | 90343.2661 | 90343.2661 | 90343.2661 | 90343.2661 | 90343.2661 | 90343.2661 | 90343.2661 | 90343.2661 | 90343.2661 | 90343.2661 | 90343.2661 | 90343.2661 | 90343.2661 | 90343.2661 | 90343.2661 | 90343.2661 | 90343.2661 | 90343.2661 | 90343.2661 |  | Heat Recovery Refrigeration - Washington TieStall | 76791.7762
53.98% | TieStall | Plate Milk Pre-Cooler | Washington | 57950.0326 | 57950.0326 | 57950.0326 | 57950.0326 | 57950.0326 | 57950.0326 | 57950.0326 | 57950.0326 | 57950.0326 | 57950.0326 | 57950.0326 | 57950.0326 | 57950.0326 | 57950.0326 | 57950.0326 | 57950.0326 | 57950.0326 | 57950.0326 | 57950.0326 | 57950.0326 |  | Plate Milk Pre-Cooler - Washington TieStall | 49257.5277
7.188% | TieStall | Energy Efficient Lighting | Washington | 7717.5607 | 7717.5607 | 7717.5607 | 7717.5607 | 7717.5607 | 7717.5607 | 7717.5607 | 7717.5607 | 7717.5607 | 7717.5607 | 7717.5607 | 7717.5607 | 7717.5607 | 7717.5607 | 7717.5607 | 7717.5607 | 7717.5607 | 7717.5607 | 7717.5607 | 7717.5607 |  | Energy Efficient Lighting - Washington TieStall | 6559.9266
|  |  |  | 3732484.302 | 3791511.2963 | 3841269.8997 | 3908357.1851 | 3976620.4071 | 4051421.4958 | 4124298.4154 | 4207710.8762 | 4297569.762 | 4393110.3948 | 4506923.8319 | 4606709.9559 | 4714081.9166 | 4803398.5336 | 4897055.1585 | 4995317.3124 | 5086033.7255 | 5170371.714 | 5266066.4358 | 5331239.9763 |  |  | 4531553.9798
# UNITS ACHIEVABLE BY YEAR FOR MEASURE - Dairy - Retro |  |  | 3: Achievability =>
|  | Dairy - Retro |  | 4.3% | 5.28% | 6.461% | 7.5% | 8.555% | 10% | 10.97% | 11.21% | 10.56% | 9.079% | 7.026% | 4.822% | 2.885% | 1.477% | 0.6339% | 0.2227% | 0.06247% | 0.01362% | 0.002238% | 0.0002686%
| VSD - Vacuum PumpIdaho FreeStall | VSD - Vacuum Pump | Idaho FreeStall | 1222.723 | 1525.3066 | 1891.284 | 2234.2273 | 2593.3868 | 3089.5886 | 3450.8976 | 3597.3278 | 3463.1369 | 3043.6565 | 2416.8864 | 1695.7066 | 1038.5804 | 541.9357 | 237.0801 | 84.9761 | 24.2751 | 5.3793 | 0.9007 | 0.10946 |  |  | 32157.3649
| Plate Milk Pre-coolerIdaho FreeStall | Plate Milk Pre-cooler | Idaho FreeStall | 23231.7373 | 28980.8251 | 35934.3962 | 42450.3181 | 49274.3493 | 58702.1841 | 65567.055 | 68349.2284 | 65799.6012 | 57829.4734 | 45920.8408 | 32218.4249 | 19733.0274 | 10296.778 | 4504.5226 | 1614.5457 | 461.2269 | 102.2066 | 17.1133 | 2.0798 |  |  | 610989.9339
| Energy Efficient LightingIdaho FreeStall | Energy Efficient Lighting | Idaho FreeStall | 110515.8069 | 137864.8193 | 170943.6852 | 201940.6077 | 234403.2385 | 279252.4358 | 311909.3455 | 325144.4356 | 313015.5921 | 275100.8596 | 218450.2476 | 153266.4205 | 93872.0775 | 48982.8509 | 21428.4857 | 7680.5629 | 2194.1045 | 486.2075 | 81.4095 | 9.8938 |  |  | 2906543.0865
| VSD - Vacuum PumpIdaho TieStall | VSD - Vacuum Pump | Idaho TieStall | 1452.034 | 1782.8662 | 2181.7065 | 2532.6175 | 2888.7709 | 3377.3205 | 3704.973 | 3784.8916 | 3566.8061 | 3065.972 | 2372.5786 | 1628.2488 | 974.3565 | 498.8907 | 214.0411 | 75.1971 | 21.0954 | 4.5978 | 0.75575 | 0.090716 |  |  | 34127.8107
| Heat Recovery RefrigerationIdaho TieStall | Heat Recovery Refrigeration | Idaho TieStall | 7616.3806 | 9351.7007 | 11443.745 | 13284.3848 | 15152.5231 | 17715.1208 | 19433.7627 | 19852.9613 | 18709.0335 | 16081.999 | 12444.9298 | 8540.6834 | 5110.8101 | 2616.8405 | 1122.7137 | 394.4325 | 110.6518 | 24.1171 | 3.9642 | 0.47584 |  |  | 179011.2301
| Plate Milk Pre-CoolerIdaho TieStall | Plate Milk Pre-Cooler | Idaho TieStall | 4885.4721 | 5998.5806 | 7340.5072 | 8521.1722 | 9719.476 | 11363.2357 | 12465.6461 | 12734.538 | 12000.7738 | 10315.6816 | 7982.7099 | 5478.3594 | 3278.292 | 1678.5533 | 720.1566 | 253.0058 | 70.9768 | 15.4697 | 2.5428 | 0.30522 |  |  | 114825.4548
| Energy Efficient LightingIdaho TieStall | Energy Efficient Lighting | Idaho TieStall | 650.6282 | 798.8677 | 977.5803 | 1134.8167 | 1294.4021 | 1513.3117 | 1660.1264 | 1695.9364 | 1598.2165 | 1373.8025 | 1063.1064 | 729.5867 | 436.5902 | 223.5432 | 95.9077 | 33.6943 | 9.4524 | 2.0602 | 0.33864 | 0.040648 |  |  | 15292.0089
| VSD - Vacuum PumpMontana FreeStall | VSD - Vacuum Pump | Montana FreeStall | 23.1802 | 28.5188 | 34.8993 | 40.573 | 46.251 | 54.0424 | 59.364 | 60.7029 | 57.0674 | 49.0465 | 37.9547 | 25.8842 | 15.4782 | 7.9139 | 3.3878 | 1.1871 | 0.33301 | 0.072301 | 0.01184 | 0.0014212 |  |  | 545.87
| Plate Milk Pre-coolerMontana FreeStall | Plate Milk Pre-cooler | Montana FreeStall | 440.4243 | 541.8581 | 663.0865 | 770.8864 | 878.7699 | 1026.8055 | 1127.9165 | 1153.3559 | 1084.2799 | 931.8838 | 721.1389 | 491.7991 | 294.0857 | 150.3643 | 64.369 | 22.5541 | 6.3272 | 1.3737 | 0.22495 | 0.027003 |  |  | 10371.5308
| Energy Efficient LightingMontana FreeStall | Energy Efficient Lighting | Montana FreeStall | 2095.1443 | 2577.6759 | 3154.372 | 3667.1872 | 4180.4004 | 4884.6212 | 5365.617 | 5486.6349 | 5158.0332 | 4433.0689 | 3430.5331 | 2339.5398 | 1398.9962 | 715.2986 | 306.2099 | 107.2924 | 30.0991 | 6.535 | 1.0701 | 0.12846 |  |  | 49338.4578
| VSD - Vacuum PumpMontana TieStall | VSD - Vacuum Pump | Montana TieStall | 286.1515 | 351.3485 | 429.9477 | 499.1015 | 569.2885 | 665.5667 | 730.137 | 745.8865 | 702.9085 | 604.2094 | 467.5628 | 320.8781 | 192.0159 | 98.3161 | 42.181 | 14.819 | 4.1572 | 0.90609 | 0.14894 | 0.017877 |  |  | 6725.5488
| Heat Recovery RefrigerationMontana TieStall | Heat Recovery Refrigeration | Montana TieStall | 1500.9559 | 1842.9345 | 2255.2125 | 2617.9464 | 2986.0994 | 3491.1091 | 3829.8009 | 3912.4121 | 3686.9789 | 3169.2707 | 2452.5155 | 1683.1078 | 1007.1845 | 515.6993 | 221.2526 | 77.7306 | 21.8061 | 4.7527 | 0.78122 | 0.093773 |  |  | 35277.6444
| Plate Milk Pre-CoolerMontana TieStall | Plate Milk Pre-Cooler | Montana TieStall | 962.7773 | 1182.137 | 1446.5897 | 1679.2627 | 1915.4118 | 2239.3466 | 2456.598 | 2509.5884 | 2364.9859 | 2032.9057 | 1573.1482 | 1079.6173 | 646.0512 | 330.7916 | 141.9209 | 49.8597 | 13.9874 | 3.0486 | 0.50111 | 0.06015 |  |  | 22628.589
| Energy Efficient LightingMontana TieStall | Energy Efficient Lighting | Montana TieStall | 128.2189 | 157.4324 | 192.6512 | 223.6377 | 255.0871 | 298.2275 | 327.1602 | 334.2173 | 314.9596 | 270.7345 | 209.5058 | 143.7792 | 86.0386 | 44.0535 | 18.9005 | 6.6401 | 1.8628 | 0.406 | 0.066735 | 0.0080105 |  |  | 3013.5878
| VSD - Vacuum PumpOregon FreeStall | VSD - Vacuum Pump | Oregon FreeStall | 242.8863 | 302.3931 | 375.0487 | 440.8938 | 509.2258 | 602.9835 | 670.9635 | 695.9301 | 666.2745 | 582.1374 | 458.2493 | 319.6021 | 194.3095 | 101.0329 | 44.0942 | 15.7058 | 4.4712 | 0.99044 | 0.16508 | 0.020119 |  |  | 6227.3774
| Plate Milk Pre-coolerOregon FreeStall | Plate Milk Pre-cooler | Oregon FreeStall | 4614.8399 | 5745.4683 | 7125.9257 | 8376.9827 | 9675.2893 | 11456.6857 | 12748.3073 | 13222.6718 | 12659.2159 | 11060.611 | 8706.7376 | 6072.4392 | 3691.881 | 1919.6254 | 837.7893 | 298.4098 | 84.9527 | 18.8184 | 3.1366 | 0.38226 |  |  | 118320.17
| Energy Efficient LightingOregon FreeStall | Energy Efficient Lighting | Oregon FreeStall | 21953.2766 | 27331.7945 | 33898.7745 | 39850.184 | 46026.3641 | 54500.6532 | 60645.0327 | 62901.634 | 60221.2153 | 52616.4847 | 41418.8625 | 28887.2292 | 17562.6647 | 9131.8591 | 3985.4513 | 1419.5667 | 404.1291 | 89.5211 | 14.9212 | 1.8185 |  |  | 562861.4371
| VSD - Vacuum PumpOregon TieStall | VSD - Vacuum Pump | Oregon TieStall | 504.5799 | 619.5436 | 758.1401 | 880.0811 | 1003.844 | 1173.6143 | 1287.4731 | 1315.2447 | 1239.4603 | 1065.4211 | 824.4678 | 565.8143 | 338.5876 | 173.3638 | 74.379 | 26.1309 | 7.3306 | 1.5977 | 0.26262 | 0.031524 |  |  | 11859.3681
| Heat Recovery RefrigerationOregon TieStall | Heat Recovery Refrigeration | Oregon TieStall | 2646.682 | 3249.7033 | 3976.6859 | 4616.3057 | 5265.4813 | 6155.9805 | 6753.2062 | 6898.8772 | 6501.3638 | 5588.4729 | 4324.5963 | 2967.8759 | 1775.9996 | 909.3485 | 390.1415 | 137.0647 | 38.4514 | 8.3807 | 1.3775 | 0.16535 |  |  | 62206.1603
| Plate Milk Pre-CoolerOregon TieStall | Plate Milk Pre-Cooler | Oregon TieStall | 1697.6949 | 2084.4986 | 2550.8163 | 2961.0958 | 3377.5048 | 3948.709 | 4331.7951 | 4425.2347 | 4170.2527 | 3584.6854 | 2773.9809 | 1903.7225 | 1139.202 | 583.295 | 250.2534 | 87.9192 | 24.6643 | 5.3757 | 0.88362 | 0.10606 |  |  | 39901.6902
| Energy Efficient LightingOregon TieStall | Energy Efficient Lighting | Oregon TieStall | 226.0924 | 277.6054 | 339.7078 | 394.3473 | 449.803 | 525.8738 | 576.8917 | 589.3356 | 555.3781 | 477.3945 | 369.428 | 253.5304 | 151.7145 | 77.681 | 33.3278 | 11.7087 | 3.2847 | 0.71592 | 0.11768 | 0.014125 |  |  | 5313.9524
| VSD - Vacuum PumpWashington FreeStall | VSD - Vacuum Pump | Washington FreeStall | 576.5812 | 720.3212 | 897.991 | 1058.7623 | 1227.3615 | 1454.4754 | 1622.525 | 1678.4101 | 1605.5739 | 1403.5926 | 1106.0807 | 773.7077 | 471.0999 | 245.4621 | 107.0654 | 38.3533 | 10.955 | 2.4246 | 0.40616 | 0.049434 |  |  | 15001.1984
| Plate Milk Pre-coolerWashington FreeStall | Plate Milk Pre-cooler | Washington FreeStall | 10955.0428 | 13686.1019 | 17061.8285 | 20116.4834 | 23319.8677 | 27635.0318 | 30827.9758 | 31889.7917 | 30505.9034 | 26668.2586 | 21015.534 | 14700.447 | 8950.8976 | 4663.7804 | 2034.2428 | 728.7136 | 208.1443 | 46.0682 | 7.717 | 0.93925 |  |  | 285022.7698
| Energy Efficient LightingWashington FreeStall | Energy Efficient Lighting | Washington FreeStall | 52114.2855 | 65106.2195 | 81164.9047 | 95696.2178 | 110935.0523 | 131462.7395 | 146651.9084 | 151703.0782 | 145119.7766 | 126863.6982 | 99973.0958 | 69931.5655 | 42580.3569 | 22186.0919 | 9677.106 | 3466.567 | 990.1645 | 219.1511 | 36.7104 | 4.4681 |  |  | 1355883.158
| VSD - Vacuum PumpWashington TieStall | VSD - Vacuum Pump | Washington TieStall | 629.5226 | 772.9533 | 945.8687 | 1098.0045 | 1252.4132 | 1464.2216 | 1606.2738 | 1640.9222 | 1546.3722 | 1329.2379 | 1028.6204 | 705.9197 | 422.4277 | 216.2917 | 92.7965 | 32.6013 | 9.1458 | 1.9934 | 0.32765 | 0.03933 |  |  | 14795.9536
| Heat Recovery RefrigerationWashington TieStall | Heat Recovery Refrigeration | Washington TieStall | 3302.0464 | 4054.3863 | 4961.3824 | 5759.3832 | 6569.3059 | 7680.3082 | 8425.4174 | 8607.159 | 8111.2144 | 6972.2758 | 5395.4414 | 3702.7735 | 2215.7679 | 1134.519 | 486.7473 | 171.0044 | 47.9726 | 10.4558 | 1.7186 | 0.2063 |  |  | 77609.486
| Plate Milk Pre-CoolerWashington TieStall | Plate Milk Pre-Cooler | Washington TieStall | 2118.0737 | 2600.6567 | 3182.4427 | 3694.3146 | 4213.8336 | 4926.478 | 5404.4229 | 5520.9997 | 5202.8796 | 4472.3157 | 3460.8667 | 2375.1172 | 1421.2883 | 727.729 | 312.2205 | 109.6895 | 30.7717 | 6.7068 | 1.1024 | 0.13233 |  |  | 49782.0417
| Energy Efficient LightingWashington TieStall | Energy Efficient Lighting | Washington TieStall | 282.0768 | 346.3454 | 423.8254 | 491.9945 | 561.182 | 656.0892 | 719.7401 | 735.2653 | 692.8993 | 595.6057 | 460.9048 | 316.3089 | 189.2817 | 96.9161 | 41.5803 | 14.608 | 4.0981 | 0.89319 | 0.14682 | 0.017623 |  |  | 6629.7793
|  | 1000lbs milk production Treated Max |  | 256875.3157 | 319882.8626 | 396553.0057 | 467031.79 | 540543.9832 | 641316.7599 | 714360.3329 | 741186.6715 | 710320.1536 | 621582.7554 | 490860.5247 | 343118.0887 | 209189.0633 | 108868.8257 | 47488.3245 | 16974.5405 | 4838.8916 | 1070.2257 | 178.8231 | 21.7224 |  |  | 6632262.6609
SUPPLY CURVE SAVINGS BY BUNDLE |  | Dairy | 3: aMW
kWh per home | TRC Net Levelized Cost (Net of All Benefits) in mills/kWh | 1 |  | 2016 | 2017 | 2018 | 2019 | 2020 | 2021 | 2022 | 2023 | 2024 | 2025 | 2026 | 2027 | 2028 | 2029 | 2030 | 2031 | 2032 | 2033 | 2034 | 2035 | MAX
Busbar Savings | lvlcost | measure | state | Units_2016 | Units_2017 | Units_2018 | Units_2019 | Units_2020 | Units_2021 | Units_2022 | Units_2023 | Units_2024 | Units_2025 | Units_2026 | Units_2027 | Units_2028 | Units_2029 | Units_2030 | Units_2031 | Units_2032 | Units_2033 | Units_2034 | Units_2035 | MAX
7.4915 | -11.2033 | VSD - Vacuum Pump | Idaho FreeStall | 0.0010457 | 0.0013044 | 0.0016174 | 0.0019107 | 0.0022179 | 0.0026422 | 0.0029512 | 0.0030764 | 0.0029617 | 0.0026029 | 0.0020669 | 0.0014502 | 0.00088819 | 0.00046346 | 0.00020275 | 7.2671e-05 | 2.076e-05 | 4.6004e-06 | 7.7027e-07 | 9.3612e-08 | 0.034846 |  | 0.027501
4.1447 | -11.2042 | Plate Milk Pre-cooler | Idaho FreeStall | 0.010992 | 0.013712 | 0.017002 | 0.020085 | 0.023314 | 0.027775 | 0.031023 | 0.032339 | 0.031133 | 0.027362 | 0.021727 | 0.015244 | 0.0093366 | 0.0048719 | 0.0021313 | 0.00076391 | 0.00021823 | 4.8359e-05 | 8.097e-06 | 9.8404e-07 | 0.3663 |  | 0.28909
0.56446 | -0.066825 | Energy Efficient Lighting | Idaho FreeStall | 0.0071212 | 0.0088835 | 0.011015 | 0.013012 | 0.015104 | 0.017994 | 0.020098 | 0.020951 | 0.02017 | 0.017727 | 0.014076 | 0.0098759 | 0.0060488 | 0.0031563 | 0.0013808 | 0.00049491 | 0.00014138 | 3.1329e-05 | 5.2457e-06 | 6.3752e-07 | 0.23731 |  | 0.18729 | VSD - Vacuum Pump | 0.086594
5.2517 | -12.4151 | VSD - Vacuum Pump | Idaho TieStall | 0.00087051 | 0.0010688 | 0.001308 | 0.0015183 | 0.0017318 | 0.0020247 | 0.0022212 | 0.0022691 | 0.0021383 | 0.0018381 | 0.0014224 | 0.00097615 | 0.00058413 | 0.00029909 | 0.00012832 | 4.5081e-05 | 1.2647e-05 | 2.7564e-06 | 4.5308e-07 | 5.4385e-08 | 0.020244 |  | 0.02046 | Plate Milk Pre-cooler | 0.59625
5.5575 | -12.3654 | Heat Recovery Refrigeration | Idaho TieStall | 0.004832 | 0.0059329 | 0.0072602 | 0.0084279 | 0.0096131 | 0.011239 | 0.012329 | 0.012595 | 0.011869 | 0.010203 | 0.0078953 | 0.0054184 | 0.0032424 | 0.0016602 | 0.00071228 | 0.00025024 | 7.02e-05 | 1.53e-05 | 2.515e-06 | 3.0188e-07 | 0.11237 |  | 0.11357 | Energy Efficient Lighting | 0.32462
4.2971 | -13.3491 | Plate Milk Pre-Cooler | Idaho TieStall | 0.0023965 | 0.0029425 | 0.0036008 | 0.0041799 | 0.0047678 | 0.0055741 | 0.0061149 | 0.0062468 | 0.0058868 | 0.0050602 | 0.0039158 | 0.0026873 | 0.0016081 | 0.00082339 | 0.00035326 | 0.00012411 | 3.4817e-05 | 7.5885e-06 | 1.2473e-06 | 1.4972e-07 | 0.055733 |  | 0.056326 | Heat Recovery Refrigeration | 0.22465
3.0449 | -0.8572 | Energy Efficient Lighting | Idaho TieStall | 0.00022615 | 0.00027768 | 0.0003398 | 0.00039446 | 0.00044993 | 0.00052602 | 0.00057705 | 0.0005895 | 0.00055553 | 0.00047752 | 0.00036953 | 0.0002536 | 0.00015176 | 7.7702e-05 | 3.3337e-05 | 1.1712e-05 | 3.2856e-06 | 7.1611e-07 | 1.1771e-07 | 1.4129e-08 | 0.0052594 |  | 0.0053154
7.4915 | -11.2033 | VSD - Vacuum Pump | Montana FreeStall | 1.9824e-05 | 2.4389e-05 | 2.9846e-05 | 3.4698e-05 | 3.9554e-05 | 4.6217e-05 | 5.0768e-05 | 5.1913e-05 | 4.8804e-05 | 4.1944e-05 | 3.2459e-05 | 2.2136e-05 | 1.3237e-05 | 6.768e-06 | 2.8973e-06 | 1.0152e-06 | 2.8479e-07 | 6.1832e-08 | 1.0125e-08 | 1.2154e-09 | 0.00045243 |  | 0.00046683
4.1447 | -11.2042 | Plate Milk Pre-cooler | Montana FreeStall | 0.00020838 | 0.00025638 | 0.00031374 | 0.00036474 | 0.00041579 | 0.00048583 | 0.00053367 | 0.0005457 | 0.00051302 | 0.00044092 | 0.0003412 | 0.00023269 | 0.00013915 | 7.1144e-05 | 3.0456e-05 | 1.0671e-05 | 2.9937e-06 | 6.4997e-07 | 1.0644e-07 | 1.2776e-08 | 0.0047559 |  | 0.0049072
0.56446 | -0.066825 | Energy Efficient Lighting | Montana FreeStall | 0.000135 | 0.0001661 | 0.00020326 | 0.0002363 | 0.00026937 | 0.00031475 | 0.00034574 | 0.00035354 | 0.00033237 | 0.00028565 | 0.00022105 | 0.00015075 | 9.0146e-05 | 4.6091e-05 | 1.9731e-05 | 6.9135e-06 | 1.9395e-06 | 4.2109e-07 | 6.8956e-08 | 8.2774e-09 | 0.0030812 |  | 0.0031792
5.2517 | -12.4151 | VSD - Vacuum Pump | Montana TieStall | 0.00017155 | 0.00021064 | 0.00025776 | 0.00029922 | 0.00034129 | 0.00039901 | 0.00043772 | 0.00044716 | 0.0004214 | 0.00036223 | 0.00028031 | 0.00019237 | 0.00011512 | 5.8941e-05 | 2.5288e-05 | 8.8841e-06 | 2.4923e-06 | 5.4321e-07 | 8.9288e-08 | 1.0718e-08 | 0.0039895 |  | 0.004032
5.5575 | -12.3654 | Heat Recovery Refrigeration | Montana TieStall | 0.00095224 | 0.0011692 | 0.0014308 | 0.0016609 | 0.0018944 | 0.0022148 | 0.0024297 | 0.0024821 | 0.0023391 | 0.0020107 | 0.0015559 | 0.0010678 | 0.00063898 | 0.00032717 | 0.00014037 | 4.9314e-05 | 1.3834e-05 | 3.0152e-06 | 4.9562e-07 | 5.9492e-08 | 0.022145 |  | 0.022381
4.2971 | -13.3491 | Plate Milk Pre-Cooler | Montana TieStall | 0.00047228 | 0.00057988 | 0.00070961 | 0.00082374 | 0.00093958 | 0.0010985 | 0.0012051 | 0.001231 | 0.0011601 | 0.00099722 | 0.00077169 | 0.00052959 | 0.00031691 | 0.00016227 | 6.9617e-05 | 2.4458e-05 | 6.8613e-06 | 1.4955e-06 | 2.4581e-07 | 2.9506e-08 | 0.010983 |  | 0.0111
3.0449 | -0.8572 | Energy Efficient Lighting | Montana TieStall | 4.4568e-05 | 5.4722e-05 | 6.6964e-05 | 7.7735e-05 | 8.8667e-05 | 0.00010366 | 0.00011372 | 0.00011617 | 0.00010948 | 9.4106e-05 | 7.2823e-05 | 4.9977e-05 | 2.9906e-05 | 1.5313e-05 | 6.5697e-06 | 2.3081e-06 | 6.4749e-07 | 1.4112e-07 | 2.3197e-08 | 2.7844e-09 | 0.0010365 |  | 0.0010475
7.4915 | -11.2033 | VSD - Vacuum Pump | Oregon FreeStall | 0.00020772 | 0.00025861 | 0.00032074 | 0.00037705 | 0.00043549 | 0.00051567 | 0.00057381 | 0.00059516 | 0.0005698 | 0.00049784 | 0.00039189 | 0.00027332 | 0.00016617 | 8.6403e-05 | 3.7709e-05 | 1.3432e-05 | 3.8238e-06 | 8.4702e-07 | 1.4118e-07 | 1.7206e-08 | 0.0064047 |  | 0.0053256
4.1447 | -11.2042 | Plate Milk Pre-cooler | Oregon FreeStall | 0.0021835 | 0.0027184 | 0.0033716 | 0.0039635 | 0.0045778 | 0.0054207 | 0.0060318 | 0.0062562 | 0.0059896 | 0.0052333 | 0.0041195 | 0.0028731 | 0.0017468 | 0.00090826 | 0.0003964 | 0.00014119 | 4.0195e-05 | 8.9038e-06 | 1.4841e-06 | 1.8087e-07 | 0.067326 |  | 0.055983
0.56446 | -0.066825 | Energy Efficient Lighting | Oregon FreeStall | 0.0014146 | 0.0017612 | 0.0021843 | 0.0025678 | 0.0029658 | 0.0035118 | 0.0039078 | 0.0040532 | 0.0038804 | 0.0033904 | 0.0026689 | 0.0018614 | 0.0011317 | 0.00058842 | 0.00025681 | 9.1472e-05 | 2.6041e-05 | 5.7684e-06 | 9.6147e-07 | 1.1718e-07 | 0.043617 |  | 0.036269
5.2517 | -12.4151 | VSD - Vacuum Pump | Oregon TieStall | 0.0003025 | 0.00037142 | 0.00045451 | 0.00052762 | 0.00060181 | 0.00070359 | 0.00077185 | 0.0007885 | 0.00074307 | 0.00063873 | 0.00049428 | 0.00033921 | 0.00020299 | 0.00010393 | 4.4591e-05 | 1.5666e-05 | 4.3948e-06 | 9.5786e-07 | 1.5745e-07 | 1.8899e-08 | 0.0070349 |  | 0.0071098
5.5575 | -12.3654 | Heat Recovery Refrigeration | Oregon TieStall | 0.0016791 | 0.0020617 | 0.0025229 | 0.0029287 | 0.0033405 | 0.0039055 | 0.0042844 | 0.0043768 | 0.0041246 | 0.0035455 | 0.0027436 | 0.0018829 | 0.0011267 | 0.00057691 | 0.00024751 | 8.6957e-05 | 2.4394e-05 | 5.3169e-06 | 8.7395e-07 | 1.049e-07 | 0.039049 |  | 0.039465
4.2971 | -13.3491 | Plate Milk Pre-Cooler | Oregon TieStall | 0.00083278 | 0.0010225 | 0.0012513 | 0.0014525 | 0.0016568 | 0.001937 | 0.0021249 | 0.0021707 | 0.0020457 | 0.0017584 | 0.0013607 | 0.00093385 | 0.00055882 | 0.00028613 | 0.00012276 | 4.3128e-05 | 1.2099e-05 | 2.637e-06 | 4.3345e-07 | 5.2028e-08 | 0.019367 |  | 0.019573
3.0449 | -0.8572 | Energy Efficient Lighting | Oregon TieStall | 7.8588e-05 | 9.6494e-05 | 0.00011808 | 0.00013707 | 0.00015635 | 0.00018279 | 0.00020052 | 0.00020485 | 0.00019305 | 0.00016594 | 0.00012841 | 8.8126e-05 | 5.2735e-05 | 2.7001e-05 | 1.1585e-05 | 4.0699e-06 | 1.1417e-06 | 2.4885e-07 | 4.0904e-08 | 4.9098e-09 | 0.0018276 |  | 0.0018471
7.4915 | -11.2033 | VSD - Vacuum Pump | Washington FreeStall | 0.00049309 | 0.00061602 | 0.00076796 | 0.00090545 | 0.0010496 | 0.0012439 | 0.0013876 | 0.0014354 | 0.0013731 | 0.0012003 | 0.00094592 | 0.00066167 | 0.00040288 | 0.00020992 | 9.1562e-05 | 3.28e-05 | 9.3687e-06 | 2.0735e-06 | 3.4734e-07 | 4.2276e-08 | 0.015737 |  | 0.012829
4.1447 | -11.2042 | Plate Milk Pre-cooler | Washington FreeStall | 0.0051833 | 0.0064755 | 0.0080727 | 0.009518 | 0.011034 | 0.013075 | 0.014586 | 0.015088 | 0.014434 | 0.012618 | 0.0099434 | 0.0069554 | 0.0042351 | 0.0022066 | 0.00096249 | 0.00034479 | 9.8482e-05 | 2.1797e-05 | 3.6512e-06 | 4.444e-07 | 0.16542 |  | 0.13486
0.56446 | -0.066825 | Energy Efficient Lighting | Washington FreeStall | 0.0033581 | 0.0041952 | 0.00523 | 0.0061663 | 0.0071483 | 0.008471 | 0.0094497 | 0.0097752 | 0.009351 | 0.0081746 | 0.0064419 | 0.0045061 | 0.0027437 | 0.0014296 | 0.00062356 | 0.00022337 | 6.3803e-05 | 1.4121e-05 | 2.3655e-06 | 2.8791e-07 | 0.10717 |  | 0.087368
5.2517 | -12.4151 | VSD - Vacuum Pump | Washington TieStall | 0.0003774 | 0.00046339 | 0.00056706 | 0.00065826 | 0.00075083 | 0.00087781 | 0.00096297 | 0.00098375 | 0.00092706 | 0.00079689 | 0.00061667 | 0.0004232 | 0.00025325 | 0.00012967 | 5.5632e-05 | 1.9545e-05 | 5.483e-06 | 1.195e-06 | 1.9643e-07 | 2.3578e-08 | 0.0087768 |  | 0.0088703
5.5575 | -12.3654 | Heat Recovery Refrigeration | Washington TieStall | 0.0020949 | 0.0025722 | 0.0031476 | 0.0036539 | 0.0041677 | 0.0048726 | 0.0053453 | 0.0054606 | 0.0051459 | 0.0044234 | 0.003423 | 0.0023491 | 0.0014057 | 0.00071976 | 0.0003088 | 0.00010849 | 3.0435e-05 | 6.6334e-06 | 1.0904e-06 | 1.3088e-07 | 0.048718 |  | 0.049237
4.2971 | -13.3491 | Plate Milk Pre-Cooler | Washington TieStall | 0.001039 | 0.0012757 | 0.0015611 | 0.0018122 | 0.002067 | 0.0024166 | 0.0026511 | 0.0027083 | 0.0025522 | 0.0021938 | 0.0016977 | 0.0011651 | 0.00069719 | 0.00035698 | 0.00015316 | 5.3807e-05 | 1.5095e-05 | 3.2899e-06 | 5.4078e-07 | 6.4911e-08 | 0.024163 |  | 0.02442
3.0449 | -0.8572 | Energy Efficient Lighting | Washington TieStall | 9.8048e-05 | 0.00012039 | 0.00014732 | 0.00017101 | 0.00019506 | 0.00022805 | 0.00025018 | 0.00025557 | 0.00024085 | 0.00020703 | 0.00016021 | 0.00010995 | 6.5793e-05 | 3.3687e-05 | 1.4453e-05 | 5.0777e-06 | 1.4245e-06 | 3.1047e-07 | 5.1032e-08 | 6.1256e-09 | 0.0022802 |  | 0.0023045
| -8.7221 |  |  | 0.04883 | 0.060592 | 0.074872 | 0.087866 | 0.10133 | 0.1198 | 0.13296 | 0.13745 | 0.13121 | 0.11435 | 0.089885 | 0.062573 | 0.037993 | 0.019703 | 0.008564 | 0.00305 | 0.00086655 | 0.00019108 | 3.1821e-05 | 3.8561e-06 | 1.4354 |  | 1.2321
|  |  |  | 0.04883 | 0.10942 | 0.1843 | 0.27216 | 0.37349 | 0.49329 | 0.62625 | 0.7637 | 0.89491 | 1.0093 | 1.0991 | 1.1617 | 1.1997 | 1.2194 | 1.228 | 1.231 | 1.2319 | 1.2321 | 1.2321 | 1.2321
RECOMBINE MEASURE BUNDLES INTO SUPPLY CURVE CUMULATIVE
|  |  |  | 2016 | 2017 | 2018 | 2019 | 2020 | 2021 | 2022 | 2023 | 2024 | 2025 | 2026 | 2027 | 2028 | 2029 | 2030 | 2031 | 2032 | 2033 | 2034 | 2035 | MAX
|  | lvlcost | lvlcost | Units_2016 | Units_2017 | Units_2018 | Units_2019 | Units_2020 | Units_2021 | Units_2022 | Units_2023 | Units_2024 | Units_2025 | Units_2026 | Units_2027 | Units_2028 | Units_2029 | Units_2030 | Units_2031 | Units_2032 | Units_2033 | Units_2034 | Units_2035 | MAX
| Block 1: <= 0 mills/kWh | >=-9999 | <=0 | 0.04883 | 0.060592 | 0.074872 | 0.087866 | 0.10133 | 0.1198 | 0.13296 | 0.13745 | 0.13121 | 0.11435 | 0.089885 | 0.062573 | 0.037993 | 0.019703 | 0.008564 | 0.00305 | 0.00086655 | 0.00019108 | 3.1821e-05 | 3.8561e-06 | 1.4354
| Block 2: <= 10 mills/kWh | >0 | <=10 | 0.04883 | 0.060592 | 0.074872 | 0.087866 | 0.10133 | 0.1198 | 0.13296 | 0.13745 | 0.13121 | 0.11435 | 0.089885 | 0.062573 | 0.037993 | 0.019703 | 0.008564 | 0.00305 | 0.00086655 | 0.00019108 | 3.1821e-05 | 3.8561e-06 | 1.4354
| Block 3: 10-20 mills/kWh | >10 | <=20 | 0.04883 | 0.060592 | 0.074872 | 0.087866 | 0.10133 | 0.1198 | 0.13296 | 0.13745 | 0.13121 | 0.11435 | 0.089885 | 0.062573 | 0.037993 | 0.019703 | 0.008564 | 0.00305 | 0.00086655 | 0.00019108 | 3.1821e-05 | 3.8561e-06 | 1.4354
| Block 4: 20-30 mills/kWh | >20 | <=30 | 0.04883 | 0.060592 | 0.074872 | 0.087866 | 0.10133 | 0.1198 | 0.13296 | 0.13745 | 0.13121 | 0.11435 | 0.089885 | 0.062573 | 0.037993 | 0.019703 | 0.008564 | 0.00305 | 0.00086655 | 0.00019108 | 3.1821e-05 | 3.8561e-06 | 1.4354
| Block 5: 30-40 mills/kWh | >30 | <=40 | 0.04883 | 0.060592 | 0.074872 | 0.087866 | 0.10133 | 0.1198 | 0.13296 | 0.13745 | 0.13121 | 0.11435 | 0.089885 | 0.062573 | 0.037993 | 0.019703 | 0.008564 | 0.00305 | 0.00086655 | 0.00019108 | 3.1821e-05 | 3.8561e-06 | 1.4354
| Block 6: 40-50 mills/kWh | >40 | <=50 | 0.04883 | 0.060592 | 0.074872 | 0.087866 | 0.10133 | 0.1198 | 0.13296 | 0.13745 | 0.13121 | 0.11435 | 0.089885 | 0.062573 | 0.037993 | 0.019703 | 0.008564 | 0.00305 | 0.00086655 | 0.00019108 | 3.1821e-05 | 3.8561e-06 | 1.4354
| Block 7: 50-60 mills/kWh | >50 | <=60 | 0.04883 | 0.060592 | 0.074872 | 0.087866 | 0.10133 | 0.1198 | 0.13296 | 0.13745 | 0.13121 | 0.11435 | 0.089885 | 0.062573 | 0.037993 | 0.019703 | 0.008564 | 0.00305 | 0.00086655 | 0.00019108 | 3.1821e-05 | 3.8561e-06 | 1.4354
| Block 8: 60-70 mills/kWh | >60 | <=70 | 0.04883 | 0.060592 | 0.074872 | 0.087866 | 0.10133 | 0.1198 | 0.13296 | 0.13745 | 0.13121 | 0.11435 | 0.089885 | 0.062573 | 0.037993 | 0.019703 | 0.008564 | 0.00305 | 0.00086655 | 0.00019108 | 3.1821e-05 | 3.8561e-06 | 1.4354
| Block 9: 70-80 mills/kWh | >70 | <=80 | 0.04883 | 0.060592 | 0.074872 | 0.087866 | 0.10133 | 0.1198 | 0.13296 | 0.13745 | 0.13121 | 0.11435 | 0.089885 | 0.062573 | 0.037993 | 0.019703 | 0.008564 | 0.00305 | 0.00086655 | 0.00019108 | 3.1821e-05 | 3.8561e-06 | 1.4354
| Block 10: 80-90 mills/kWh | >80 | <=90 | 0.04883 | 0.060592 | 0.074872 | 0.087866 | 0.10133 | 0.1198 | 0.13296 | 0.13745 | 0.13121 | 0.11435 | 0.089885 | 0.062573 | 0.037993 | 0.019703 | 0.008564 | 0.00305 | 0.00086655 | 0.00019108 | 3.1821e-05 | 3.8561e-06 | 1.4354
| Block 11: 90-100 mills/kWh | >90 | <=100 | 0.04883 | 0.060592 | 0.074872 | 0.087866 | 0.10133 | 0.1198 | 0.13296 | 0.13745 | 0.13121 | 0.11435 | 0.089885 | 0.062573 | 0.037993 | 0.019703 | 0.008564 | 0.00305 | 0.00086655 | 0.00019108 | 3.1821e-05 | 3.8561e-06 | 1.4354
| Block 12: 100-110 mills/kWh | >100 | <=110 | 0.04883 | 0.060592 | 0.074872 | 0.087866 | 0.10133 | 0.1198 | 0.13296 | 0.13745 | 0.13121 | 0.11435 | 0.089885 | 0.062573 | 0.037993 | 0.019703 | 0.008564 | 0.00305 | 0.00086655 | 0.00019108 | 3.1821e-05 | 3.8561e-06 | 1.4354
| Block 13: 110-120 mills/kWh | >110 | <=120 | 0.04883 | 0.060592 | 0.074872 | 0.087866 | 0.10133 | 0.1198 | 0.13296 | 0.13745 | 0.13121 | 0.11435 | 0.089885 | 0.062573 | 0.037993 | 0.019703 | 0.008564 | 0.00305 | 0.00086655 | 0.00019108 | 3.1821e-05 | 3.8561e-06 | 1.4354
| Block 14: 120-130 mills/kWh | >120 | <=130 | 0.04883 | 0.060592 | 0.074872 | 0.087866 | 0.10133 | 0.1198 | 0.13296 | 0.13745 | 0.13121 | 0.11435 | 0.089885 | 0.062573 | 0.037993 | 0.019703 | 0.008564 | 0.00305 | 0.00086655 | 0.00019108 | 3.1821e-05 | 3.8561e-06 | 1.4354
| Block 15: 130-140 mills/kWh | >130 | <=140 | 0.04883 | 0.060592 | 0.074872 | 0.087866 | 0.10133 | 0.1198 | 0.13296 | 0.13745 | 0.13121 | 0.11435 | 0.089885 | 0.062573 | 0.037993 | 0.019703 | 0.008564 | 0.00305 | 0.00086655 | 0.00019108 | 3.1821e-05 | 3.8561e-06 | 1.4354
| Block 16: 140-150 mills/kWh | >140 | <=150 | 0.04883 | 0.060592 | 0.074872 | 0.087866 | 0.10133 | 0.1198 | 0.13296 | 0.13745 | 0.13121 | 0.11435 | 0.089885 | 0.062573 | 0.037993 | 0.019703 | 0.008564 | 0.00305 | 0.00086655 | 0.00019108 | 3.1821e-05 | 3.8561e-06 | 1.4354
| Block 17: 150-160 mills/kWh | >150 | <=160 | 0.04883 | 0.060592 | 0.074872 | 0.087866 | 0.10133 | 0.1198 | 0.13296 | 0.13745 | 0.13121 | 0.11435 | 0.089885 | 0.062573 | 0.037993 | 0.019703 | 0.008564 | 0.00305 | 0.00086655 | 0.00019108 | 3.1821e-05 | 3.8561e-06 | 1.4354
| Block 18: 160-170 mills/kWh | >160 | <=170 | 0.04883 | 0.060592 | 0.074872 | 0.087866 | 0.10133 | 0.1198 | 0.13296 | 0.13745 | 0.13121 | 0.11435 | 0.089885 | 0.062573 | 0.037993 | 0.019703 | 0.008564 | 0.00305 | 0.00086655 | 0.00019108 | 3.1821e-05 | 3.8561e-06 | 1.4354
| Block 19: 170-180 mills/kWh | >170 | <=180 | 0.04883 | 0.060592 | 0.074872 | 0.087866 | 0.10133 | 0.1198 | 0.13296 | 0.13745 | 0.13121 | 0.11435 | 0.089885 | 0.062573 | 0.037993 | 0.019703 | 0.008564 | 0.00305 | 0.00086655 | 0.00019108 | 3.1821e-05 | 3.8561e-06 | 1.4354
| Block 20: 180-190 mills/kWh | >180 | <=190 | 0.04883 | 0.060592 | 0.074872 | 0.087866 | 0.10133 | 0.1198 | 0.13296 | 0.13745 | 0.13121 | 0.11435 | 0.089885 | 0.062573 | 0.037993 | 0.019703 | 0.008564 | 0.00305 | 0.00086655 | 0.00019108 | 3.1821e-05 | 3.8561e-06 | 1.4354
| Block 21: 190-200 mills/kWh | >190 | <=200 | 0.04883 | 0.060592 | 0.074872 | 0.087866 | 0.10133 | 0.1198 | 0.13296 | 0.13745 | 0.13121 | 0.11435 | 0.089885 | 0.062573 | 0.037993 | 0.019703 | 0.008564 | 0.00305 | 0.00086655 | 0.00019108 | 3.1821e-05 | 3.8561e-06 | 1.4354
| Block 22: 200-210 mills/kWh | >200 | <=210 | 0.04883 | 0.060592 | 0.074872 | 0.087866 | 0.10133 | 0.1198 | 0.13296 | 0.13745 | 0.13121 | 0.11435 | 0.089885 | 0.062573 | 0.037993 | 0.019703 | 0.008564 | 0.00305 | 0.00086655 | 0.00019108 | 3.1821e-05 | 3.8561e-06 | 1.4354
| Block 23: 210-220 mills/kWh | >210 | <=220 | 0.04883 | 0.060592 | 0.074872 | 0.087866 | 0.10133 | 0.1198 | 0.13296 | 0.13745 | 0.13121 | 0.11435 | 0.089885 | 0.062573 | 0.037993 | 0.019703 | 0.008564 | 0.00305 | 0.00086655 | 0.00019108 | 3.1821e-05 | 3.8561e-06 | 1.4354
| Block 24: 220-230 mills/kWh | >220 | <=230 | 0.04883 | 0.060592 | 0.074872 | 0.087866 | 0.10133 | 0.1198 | 0.13296 | 0.13745 | 0.13121 | 0.11435 | 0.089885 | 0.062573 | 0.037993 | 0.019703 | 0.008564 | 0.00305 | 0.00086655 | 0.00019108 | 3.1821e-05 | 3.8561e-06 | 1.4354
| Block 25: 230-240 mills/kWh | >230 | <=240 | 0.04883 | 0.060592 | 0.074872 | 0.087866 | 0.10133 | 0.1198 | 0.13296 | 0.13745 | 0.13121 | 0.11435 | 0.089885 | 0.062573 | 0.037993 | 0.019703 | 0.008564 | 0.00305 | 0.00086655 | 0.00019108 | 3.1821e-05 | 3.8561e-06 | 1.4354
| Block 26: 240-250 mills/kWh | >240 | <=250 | 0.04883 | 0.060592 | 0.074872 | 0.087866 | 0.10133 | 0.1198 | 0.13296 | 0.13745 | 0.13121 | 0.11435 | 0.089885 | 0.062573 | 0.037993 | 0.019703 | 0.008564 | 0.00305 | 0.00086655 | 0.00019108 | 3.1821e-05 | 3.8561e-06 | 1.4354
| Block 27: 250-260 mills/kWh | >250 | <=260 | 0.04883 | 0.060592 | 0.074872 | 0.087866 | 0.10133 | 0.1198 | 0.13296 | 0.13745 | 0.13121 | 0.11435 | 0.089885 | 0.062573 | 0.037993 | 0.019703 | 0.008564 | 0.00305 | 0.00086655 | 0.00019108 | 3.1821e-05 | 3.8561e-06 | 1.4354
| Block 28: 260-270 mills/kWh | >260 | <=270 | 0.04883 | 0.060592 | 0.074872 | 0.087866 | 0.10133 | 0.1198 | 0.13296 | 0.13745 | 0.13121 | 0.11435 | 0.089885 | 0.062573 | 0.037993 | 0.019703 | 0.008564 | 0.00305 | 0.00086655 | 0.00019108 | 3.1821e-05 | 3.8561e-06 | 1.4354
| Block 29: 270-280 mills/kWh | >270 | <=280 | 0.04883 | 0.060592 | 0.074872 | 0.087866 | 0.10133 | 0.1198 | 0.13296 | 0.13745 | 0.13121 | 0.11435 | 0.089885 | 0.062573 | 0.037993 | 0.019703 | 0.008564 | 0.00305 | 0.00086655 | 0.00019108 | 3.1821e-05 | 3.8561e-06 | 1.4354
| Block 30: 280-290 mills/kWh | >280 | <=290 | 0.04883 | 0.060592 | 0.074872 | 0.087866 | 0.10133 | 0.1198 | 0.13296 | 0.13745 | 0.13121 | 0.11435 | 0.089885 | 0.062573 | 0.037993 | 0.019703 | 0.008564 | 0.00305 | 0.00086655 | 0.00019108 | 3.1821e-05 | 3.8561e-06 | 1.4354
| Block 31: 290-300 mills/kWh | >290 | <=300 | 0.04883 | 0.060592 | 0.074872 | 0.087866 | 0.10133 | 0.1198 | 0.13296 | 0.13745 | 0.13121 | 0.11435 | 0.089885 | 0.062573 | 0.037993 | 0.019703 | 0.008564 | 0.00305 | 0.00086655 | 0.00019108 | 3.1821e-05 | 3.8561e-06 | 1.4354
| Block 32: > 300 mills/kWh | >300 | <=9999 | 0.04883 | 0.060592 | 0.074872 | 0.087866 | 0.10133 | 0.1198 | 0.13296 | 0.13745 | 0.13121 | 0.11435 | 0.089885 | 0.062573 | 0.037993 | 0.019703 | 0.008564 | 0.00305 | 0.00086655 | 0.00019108 | 3.1821e-05 | 3.8561e-06 | 1.4354
|  |  |  | 0.04883 | 0.10942 | 0.1843 | 0.27216 | 0.37349 | 0.49329 | 0.62625 | 0.7637 | 0.89491 | 1.0093 | 1.0991 | 1.1617 | 1.1997 | 1.2194 | 1.228 | 1.231 | 1.2319 | 1.2321 | 1.2321 | 1.2321
RECOMBINE MEASURE BUNDLES INTO SUPPLY CURVE INCREMENTAL
|  |  | Dairy - Retro | 2016 | 2017 | 2018 | 2019 | 2020 | 2021 | 2022 | 2023 | 2024 | 2025 | 2026 | 2027 | 2028 | 2029 | 2030 | 2031 | 2032 | 2033 | 2034 | 2035 | MAX
|  |  |  | Units_2016 | Units_2017 | Units_2018 | Units_2019 | Units_2020 | Units_2021 | Units_2022 | Units_2023 | Units_2024 | Units_2025 | Units_2026 | Units_2027 | Units_2028 | Units_2029 | Units_2030 | Units_2031 | Units_2032 | Units_2033 | Units_2034 | Units_2035 | MAX
|  |  | Block 1: <= 0 mills/kWh | 0.04883 | 0.060592 | 0.074872 | 0.087866 | 0.10133 | 0.1198 | 0.13296 | 0.13745 | 0.13121 | 0.11435 | 0.089885 | 0.062573 | 0.037993 | 0.019703 | 0.008564 | 0.00305 | 0.00086655 | 0.00019108 | 3.1821e-05 | 3.8561e-06 | 1.4354
|  |  | Block 2: <= 10 mills/kWh | 0 | 0 | 0 | 0 | 0 | 0 | 0 | 0 | 0 | 0 | 0 | 0 | 0 | 0 | 0 | 0 | 0 | 0 | 0 | 0 | 0
|  |  | Block 3: 10-20 mills/kWh | 0 | 0 | 0 | 0 | 0 | 0 | 0 | 0 | 0 | 0 | 0 | 0 | 0 | 0 | 0 | 0 | 0 | 0 | 0 | 0 | 0
|  |  | Block 4: 20-30 mills/kWh | 0 | 0 | 0 | 0 | 0 | 0 | 0 | 0 | 0 | 0 | 0 | 0 | 0 | 0 | 0 | 0 | 0 | 0 | 0 | 0 | 0
|  |  | Block 5: 30-40 mills/kWh | 0 | 0 | 0 | 0 | 0 | 0 | 0 | 0 | 0 | 0 | 0 | 0 | 0 | 0 | 0 | 0 | 0 | 0 | 0 | 0 | 0
|  |  | Block 6: 40-50 mills/kWh | 0 | 0 | 0 | 0 | 0 | 0 | 0 | 0 | 0 | 0 | 0 | 0 | 0 | 0 | 0 | 0 | 0 | 0 | 0 | 0 | 0
|  |  | Block 7: 50-60 mills/kWh | 0 | 0 | 0 | 0 | 0 | 0 | 0 | 0 | 0 | 0 | 0 | 0 | 0 | 0 | 0 | 0 | 0 | 0 | 0 | 0 | 0
|  |  | Block 8: 60-70 mills/kWh | 0 | 0 | 0 | 0 | 0 | 0 | 0 | 0 | 0 | 0 | 0 | 0 | 0 | 0 | 0 | 0 | 0 | 0 | 0 | 0 | 0
|  |  | Block 9: 70-80 mills/kWh | 0 | 0 | 0 | 0 | 0 | 0 | 0 | 0 | 0 | 0 | 0 | 0 | 0 | 0 | 0 | 0 | 0 | 0 | 0 | 0 | 0
|  |  | Block 10: 80-90 mills/kWh | 0 | 0 | 0 | 0 | 0 | 0 | 0 | 0 | 0 | 0 | 0 | 0 | 0 | 0 | 0 | 0 | 0 | 0 | 0 | 0 | 0
|  |  | Block 11: 90-100 mills/kWh | 0 | 0 | 0 | 0 | 0 | 0 | 0 | 0 | 0 | 0 | 0 | 0 | 0 | 0 | 0 | 0 | 0 | 0 | 0 | 0 | 0
|  |  | Block 12: 100-110 mills/kWh | 0 | 0 | 0 | 0 | 0 | 0 | 0 | 0 | 0 | 0 | 0 | 0 | 0 | 0 | 0 | 0 | 0 | 0 | 0 | 0 | 0
|  |  | Block 13: 110-120 mills/kWh | 0 | 0 | 0 | 0 | 0 | 0 | 0 | 0 | 0 | 0 | 0 | 0 | 0 | 0 | 0 | 0 | 0 | 0 | 0 | 0 | 0
|  |  | Block 14: 120-130 mills/kWh | 0 | 0 | 0 | 0 | 0 | 0 | 0 | 0 | 0 | 0 | 0 | 0 | 0 | 0 | 0 | 0 | 0 | 0 | 0 | 0 | 0
|  |  | Block 15: 130-140 mills/kWh | 0 | 0 | 0 | 0 | 0 | 0 | 0 | 0 | 0 | 0 | 0 | 0 | 0 | 0 | 0 | 0 | 0 | 0 | 0 | 0 | 0
|  |  | Block 16: 140-150 mills/kWh | 0 | 0 | 0 | 0 | 0 | 0 | 0 | 0 | 0 | 0 | 0 | 0 | 0 | 0 | 0 | 0 | 0 | 0 | 0 | 0 | 0
|  |  | Block 17: 150-160 mills/kWh | 0 | 0 | 0 | 0 | 0 | 0 | 0 | 0 | 0 | 0 | 0 | 0 | 0 | 0 | 0 | 0 | 0 | 0 | 0 | 0 | 0
|  |  | Block 18: 160-170 mills/kWh | 0 | 0 | 0 | 0 | 0 | 0 | 0 | 0 | 0 | 0 | 0 | 0 | 0 | 0 | 0 | 0 | 0 | 0 | 0 | 0 | 0
|  |  | Block 19: 170-180 mills/kWh | 0 | 0 | 0 | 0 | 0 | 0 | 0 | 0 | 0 | 0 | 0 | 0 | 0 | 0 | 0 | 0 | 0 | 0 | 0 | 0 | 0
|  |  | Block 20: 180-190 mills/kWh | 0 | 0 | 0 | 0 | 0 | 0 | 0 | 0 | 0 | 0 | 0 | 0 | 0 | 0 | 0 | 0 | 0 | 0 | 0 | 0 | 0
|  |  | Block 21: 190-200 mills/kWh | 0 | 0 | 0 | 0 | 0 | 0 | 0 | 0 | 0 | 0 | 0 | 0 | 0 | 0 | 0 | 0 | 0 | 0 | 0 | 0 | 0
|  |  | Block 22: 200-210 mills/kWh | 0 | 0 | 0 | 0 | 0 | 0 | 0 | 0 | 0 | 0 | 0 | 0 | 0 | 0 | 0 | 0 | 0 | 0 | 0 | 0 | 0
|  |  | Block 23: 210-220 mills/kWh | 0 | 0 | 0 | 0 | 0 | 0 | 0 | 0 | 0 | 0 | 0 | 0 | 0 | 0 | 0 | 0 | 0 | 0 | 0 | 0 | 0
|  |  | Block 24: 220-230 mills/kWh | 0 | 0 | 0 | 0 | 0 | 0 | 0 | 0 | 0 | 0 | 0 | 0 | 0 | 0 | 0 | 0 | 0 | 0 | 0 | 0 | 0
|  |  | Block 25: 230-240 mills/kWh | 0 | 0 | 0 | 0 | 0 | 0 | 0 | 0 | 0 | 0 | 0 | 0 | 0 | 0 | 0 | 0 | 0 | 0 | 0 | 0 | 0
|  |  | Block 26: 240-250 mills/kWh | 0 | 0 | 0 | 0 | 0 | 0 | 0 | 0 | 0 | 0 | 0 | 0 | 0 | 0 | 0 | 0 | 0 | 0 | 0 | 0 | 0
|  |  | Block 27: 250-260 mills/kWh | 0 | 0 | 0 | 0 | 0 | 0 | 0 | 0 | 0 | 0 | 0 | 0 | 0 | 0 | 0 | 0 | 0 | 0 | 0 | 0 | 0
|  |  | Block 28: 260-270 mills/kWh | 0 | 0 | 0 | 0 | 0 | 0 | 0 | 0 | 0 | 0 | 0 | 0 | 0 | 0 | 0 | 0 | 0 | 0 | 0 | 0 | 0
|  |  | Block 29: 270-280 mills/kWh | 0 | 0 | 0 | 0 | 0 | 0 | 0 | 0 | 0 | 0 | 0 | 0 | 0 | 0 | 0 | 0 | 0 | 0 | 0 | 0 | 0
|  |  | Block 30: 280-290 mills/kWh | 0 | 0 | 0 | 0 | 0 | 0 | 0 | 0 | 0 | 0 | 0 | 0 | 0 | 0 | 0 | 0 | 0 | 0 | 0 | 0 | 0
|  |  | Block 31: 290-300 mills/kWh | 0 | 0 | 0 | 0 | 0 | 0 | 0 | 0 | 0 | 0 | 0 | 0 | 0 | 0 | 0 | 0 | 0 | 0 | 0 | 0 | 0
|  |  | Block 32: > 300 mills/kWh | 0 | 0 | 0 | 0 | 0 | 0 | 0 | 0 | 0 | 0 | 0 | 0 | 0 | 0 | 0 | 0 | 0 | 0 | 0 | 0 | 0
|  |  | Total per Year | 0.04883 | 0.060592 | 0.074872 | 0.087866 | 0.10133 | 0.1198 | 0.13296 | 0.13745 | 0.13121 | 0.11435 | 0.089885 | 0.062573 | 0.037993 | 0.019703 | 0.008564 | 0.00305 | 0.00086655 | 0.00019108 | 3.1821e-05 | 3.8561e-06 | 1.4354
|  |  | Total Cumulative | 0.04883 | 0.10942 | 0.1843 | 0.27216 | 0.37349 | 0.49329 | 0.62625 | 0.7637 | 0.89491 | 1.0093 | 1.0991 | 1.1617 | 1.1997 | 1.2194 | 1.228 | 1.231 | 1.2319 | 1.2321 | 1.2321 | 1.2321

## M_Input_Out
Shaped Savings Results; By Category and sorted by TRC BC ratio
[14 empty] | Savings Allocation by Category and Month for Segments 1 | [11 empty] | Savings Allocation by Category and Month for Segments 2
Category | Measure | Busbar Savings | First Cost | Admin Cost | First Year Program Cost | PV Cost | PV Benefits | Unit Program Cost: First Year Program Cost in $/average annual kW saved | Utility System Net Levelized Cost (Net of T&D Capacity Benefits, Act Credit & Risk-Mitigation) in mills/kWh | TRC Net Levelized Cost (Net of All Benefits) in mills/kWh | TRC B/C Ratio | Net Electric & Gas System CO2 Avoided (Lifetime Tons) | Wholesale KW | Jan | Feb | Mar | Apr | May | Jun | Jul | Aug | Sep | Oct | Nov | Dec | Jan | Feb | Mar | Apr | May | Jun | Jul | Aug | Sep | Oct | Nov | Dec
Plate Milk Pre-Cooler - Idaho TieStall |  | 4.2971 | 0.4515 | 0.090299 | 0.5418 | 0.69059 | 3.6832 | 1104.4956 | -22.6713 | -13.3491 | 5.3334 | 0.040823 | 0.0014714 | 0.24322 | 0.2222 | 0.25874 | 0.23837 | 0.24788 | 0.24805 | 0.23966 | 0.25804 | 0.22884 | 0.25713 | 0.23057 | 0.2424 | 0.12642 | 0.10977 | 0.10638 | 0.11298 | 0.11514 | 0.10344 | 0.12476 | 0.10591 | 0.12206 | 0.10576 | 0.12344 | 0.12594
Plate Milk Pre-Cooler - Montana TieStall |  | 4.2971 | 0.4515 | 0.090299 | 0.5418 | 0.69059 | 3.6832 | 1104.4956 | -22.6713 | -13.3491 | 5.3334 | 0.040823 | 0.0014714 | 0.24322 | 0.2222 | 0.25874 | 0.23837 | 0.24788 | 0.24805 | 0.23966 | 0.25804 | 0.22884 | 0.25713 | 0.23057 | 0.2424 | 0.12642 | 0.10977 | 0.10638 | 0.11298 | 0.11514 | 0.10344 | 0.12476 | 0.10591 | 0.12206 | 0.10576 | 0.12344 | 0.12594
Plate Milk Pre-Cooler - Oregon TieStall |  | 4.2971 | 0.4515 | 0.090299 | 0.5418 | 0.69059 | 3.6832 | 1104.4956 | -22.6713 | -13.3491 | 5.3334 | 0.040823 | 0.0014714 | 0.24322 | 0.2222 | 0.25874 | 0.23837 | 0.24788 | 0.24805 | 0.23966 | 0.25804 | 0.22884 | 0.25713 | 0.23057 | 0.2424 | 0.12642 | 0.10977 | 0.10638 | 0.11298 | 0.11514 | 0.10344 | 0.12476 | 0.10591 | 0.12206 | 0.10576 | 0.12344 | 0.12594
Plate Milk Pre-Cooler - Washington TieStall |  | 4.2971 | 0.4515 | 0.090299 | 0.5418 | 0.69059 | 3.6832 | 1104.4956 | -22.6713 | -13.3491 | 5.3334 | 0.040823 | 0.0014714 | 0.24322 | 0.2222 | 0.25874 | 0.23837 | 0.24788 | 0.24805 | 0.23966 | 0.25804 | 0.22884 | 0.25713 | 0.23057 | 0.2424 | 0.12642 | 0.10977 | 0.10638 | 0.11298 | 0.11514 | 0.10344 | 0.12476 | 0.10591 | 0.12206 | 0.10576 | 0.12344 | 0.12594
VSD - Vacuum Pump - Idaho TieStall |  | 5.2517 | 0.59538 | 0.11908 | 0.71445 | 0.91067 | 4.5014 | 1191.734 | -22.4735 | -12.4151 | 4.943 | 0.049892 | 0.0017982 | 0.29725 | 0.27156 | 0.31622 | 0.29132 | 0.30295 | 0.30315 | 0.2929 | 0.31537 | 0.27968 | 0.31425 | 0.28179 | 0.29625 | 0.1545 | 0.13415 | 0.13001 | 0.13808 | 0.14072 | 0.12642 | 0.15247 | 0.12944 | 0.14918 | 0.12925 | 0.15087 | 0.15392
VSD - Vacuum Pump - Montana TieStall |  | 5.2517 | 0.59538 | 0.11908 | 0.71445 | 0.91067 | 4.5014 | 1191.734 | -22.4735 | -12.4151 | 4.943 | 0.049892 | 0.0017982 | 0.29725 | 0.27156 | 0.31622 | 0.29132 | 0.30295 | 0.30315 | 0.2929 | 0.31537 | 0.27968 | 0.31425 | 0.28179 | 0.29625 | 0.1545 | 0.13415 | 0.13001 | 0.13808 | 0.14072 | 0.12642 | 0.15247 | 0.12944 | 0.14918 | 0.12925 | 0.15087 | 0.15392
VSD - Vacuum Pump - Oregon TieStall |  | 5.2517 | 0.59538 | 0.11908 | 0.71445 | 0.91067 | 4.5014 | 1191.734 | -22.4735 | -12.4151 | 4.943 | 0.049892 | 0.0017982 | 0.29725 | 0.27156 | 0.31622 | 0.29132 | 0.30295 | 0.30315 | 0.2929 | 0.31537 | 0.27968 | 0.31425 | 0.28179 | 0.29625 | 0.1545 | 0.13415 | 0.13001 | 0.13808 | 0.14072 | 0.12642 | 0.15247 | 0.12944 | 0.14918 | 0.12925 | 0.15087 | 0.15392
VSD - Vacuum Pump - Washington TieStall |  | 5.2517 | 0.59538 | 0.11908 | 0.71445 | 0.91067 | 4.5014 | 1191.734 | -22.4735 | -12.4151 | 4.943 | 0.049892 | 0.0017982 | 0.29725 | 0.27156 | 0.31622 | 0.29132 | 0.30295 | 0.30315 | 0.2929 | 0.31537 | 0.27968 | 0.31425 | 0.28179 | 0.29625 | 0.1545 | 0.13415 | 0.13001 | 0.13808 | 0.14072 | 0.12642 | 0.15247 | 0.12944 | 0.14918 | 0.12925 | 0.15087 | 0.15392
Heat Recovery Refrigeration - Idaho TieStall |  | 5.5575 | 0.63251 | 0.1265 | 0.75901 | 0.96746 | 4.7636 | 1196.3735 | -22.463 | -12.3654 | 4.9238 | 0.052797 | 0.001903 | 0.31456 | 0.28738 | 0.33463 | 0.30829 | 0.32059 | 0.32081 | 0.30996 | 0.33374 | 0.29596 | 0.33255 | 0.2982 | 0.3135 | 0.1635 | 0.14196 | 0.13758 | 0.14612 | 0.14892 | 0.13378 | 0.16135 | 0.13697 | 0.15787 | 0.13678 | 0.15965 | 0.16288
Heat Recovery Refrigeration - Montana TieStall |  | 5.5575 | 0.63251 | 0.1265 | 0.75901 | 0.96746 | 4.7636 | 1196.3735 | -22.463 | -12.3654 | 4.9238 | 0.052797 | 0.001903 | 0.31456 | 0.28738 | 0.33463 | 0.30829 | 0.32059 | 0.32081 | 0.30996 | 0.33374 | 0.29596 | 0.33255 | 0.2982 | 0.3135 | 0.1635 | 0.14196 | 0.13758 | 0.14612 | 0.14892 | 0.13378 | 0.16135 | 0.13697 | 0.15787 | 0.13678 | 0.15965 | 0.16288
Heat Recovery Refrigeration - Oregon TieStall |  | 5.5575 | 0.63251 | 0.1265 | 0.75901 | 0.96746 | 4.7636 | 1196.3735 | -22.463 | -12.3654 | 4.9238 | 0.052797 | 0.001903 | 0.31456 | 0.28738 | 0.33463 | 0.30829 | 0.32059 | 0.32081 | 0.30996 | 0.33374 | 0.29596 | 0.33255 | 0.2982 | 0.3135 | 0.1635 | 0.14196 | 0.13758 | 0.14612 | 0.14892 | 0.13378 | 0.16135 | 0.13697 | 0.15787 | 0.13678 | 0.15965 | 0.16288
Heat Recovery Refrigeration - Washington TieStall |  | 5.5575 | 0.63251 | 0.1265 | 0.75901 | 0.96746 | 4.7636 | 1196.3735 | -22.463 | -12.3654 | 4.9238 | 0.052797 | 0.001903 | 0.31456 | 0.28738 | 0.33463 | 0.30829 | 0.32059 | 0.32081 | 0.30996 | 0.33374 | 0.29596 | 0.33255 | 0.2982 | 0.3135 | 0.1635 | 0.14196 | 0.13758 | 0.14612 | 0.14892 | 0.13378 | 0.16135 | 0.13697 | 0.15787 | 0.13678 | 0.15965 | 0.16288
Plate Milk Pre-cooler - Idaho FreeStall |  | 4.1447 | 0.51448 | 0.1029 | 0.61737 | 0.78693 | 3.5526 | 1304.8325 | -22.2172 | -11.2042 | 4.5145 | 0.039376 | 0.0014192 | 0.23459 | 0.21432 | 0.24957 | 0.22992 | 0.2391 | 0.23925 | 0.23117 | 0.2489 | 0.22073 | 0.24801 | 0.2224 | 0.2338 | 0.12194 | 0.10587 | 0.10261 | 0.10897 | 0.11106 | 0.099774 | 0.12033 | 0.10215 | 0.11774 | 0.10201 | 0.11907 | 0.12147
Plate Milk Pre-cooler - Montana FreeStall |  | 4.1447 | 0.51448 | 0.1029 | 0.61737 | 0.78693 | 3.5526 | 1304.8325 | -22.2172 | -11.2042 | 4.5145 | 0.039376 | 0.0014192 | 0.23459 | 0.21432 | 0.24957 | 0.22992 | 0.2391 | 0.23925 | 0.23117 | 0.2489 | 0.22073 | 0.24801 | 0.2224 | 0.2338 | 0.12194 | 0.10587 | 0.10261 | 0.10897 | 0.11106 | 0.099774 | 0.12033 | 0.10215 | 0.11774 | 0.10201 | 0.11907 | 0.12147
Plate Milk Pre-cooler - Oregon FreeStall |  | 4.1447 | 0.51448 | 0.1029 | 0.61737 | 0.78693 | 3.5526 | 1304.8325 | -22.2172 | -11.2042 | 4.5145 | 0.039376 | 0.0014192 | 0.23459 | 0.21432 | 0.24957 | 0.22992 | 0.2391 | 0.23925 | 0.23117 | 0.2489 | 0.22073 | 0.24801 | 0.2224 | 0.2338 | 0.12194 | 0.10587 | 0.10261 | 0.10897 | 0.11106 | 0.099774 | 0.12033 | 0.10215 | 0.11774 | 0.10201 | 0.11907 | 0.12147
Plate Milk Pre-cooler - Washington FreeStall |  | 4.1447 | 0.51448 | 0.1029 | 0.61737 | 0.78693 | 3.5526 | 1304.8325 | -22.2172 | -11.2042 | 4.5145 | 0.039376 | 0.0014192 | 0.23459 | 0.21432 | 0.24957 | 0.22992 | 0.2391 | 0.23925 | 0.23117 | 0.2489 | 0.22073 | 0.24801 | 0.2224 | 0.2338 | 0.12194 | 0.10587 | 0.10261 | 0.10897 | 0.11106 | 0.099774 | 0.12033 | 0.10215 | 0.11774 | 0.10201 | 0.11907 | 0.12147
VSD - Vacuum Pump - Idaho FreeStall |  | 7.4915 | 0.92997 | 0.18599 | 1.116 | 1.4224 | 6.4212 | 1304.9142 | -22.217 | -11.2033 | 4.5142 | 0.07117 | 0.0025652 | 0.42402 | 0.38739 | 0.45109 | 0.41557 | 0.43216 | 0.43245 | 0.41783 | 0.44987 | 0.39896 | 0.44827 | 0.40198 | 0.42259 | 0.2204 | 0.19137 | 0.18546 | 0.19697 | 0.20074 | 0.18034 | 0.2175 | 0.18464 | 0.21281 | 0.18438 | 0.21521 | 0.21956
VSD - Vacuum Pump - Montana FreeStall |  | 7.4915 | 0.92997 | 0.18599 | 1.116 | 1.4224 | 6.4212 | 1304.9142 | -22.217 | -11.2033 | 4.5142 | 0.07117 | 0.0025652 | 0.42402 | 0.38739 | 0.45109 | 0.41557 | 0.43216 | 0.43245 | 0.41783 | 0.44987 | 0.39896 | 0.44827 | 0.40198 | 0.42259 | 0.2204 | 0.19137 | 0.18546 | 0.19697 | 0.20074 | 0.18034 | 0.2175 | 0.18464 | 0.21281 | 0.18438 | 0.21521 | 0.21956
VSD - Vacuum Pump - Oregon FreeStall |  | 7.4915 | 0.92997 | 0.18599 | 1.116 | 1.4224 | 6.4212 | 1304.9142 | -22.217 | -11.2033 | 4.5142 | 0.07117 | 0.0025652 | 0.42402 | 0.38739 | 0.45109 | 0.41557 | 0.43216 | 0.43245 | 0.41783 | 0.44987 | 0.39896 | 0.44827 | 0.40198 | 0.42259 | 0.2204 | 0.19137 | 0.18546 | 0.19697 | 0.20074 | 0.18034 | 0.2175 | 0.18464 | 0.21281 | 0.18438 | 0.21521 | 0.21956
VSD - Vacuum Pump - Washington FreeStall |  | 7.4915 | 0.92997 | 0.18599 | 1.116 | 1.4224 | 6.4212 | 1304.9142 | -22.217 | -11.2033 | 4.5142 | 0.07117 | 0.0025652 | 0.42402 | 0.38739 | 0.45109 | 0.41557 | 0.43216 | 0.43245 | 0.41783 | 0.44987 | 0.39896 | 0.44827 | 0.40198 | 0.42259 | 0.2204 | 0.19137 | 0.18546 | 0.19697 | 0.20074 | 0.18034 | 0.2175 | 0.18464 | 0.21281 | 0.18438 | 0.21521 | 0.21956
Energy Efficient Lighting - Idaho TieStall |  | 3.0449 | 0.3776 | 0.075521 | 0.45313 | 0.57757 | 2.1907 | 1303.6061 | -11.8599 | -0.8572 | 3.7929 | 0.028927 | 0.0005364 | 0.18334 | 0.16592 | 0.19318 | 0.17965 | 0.18375 | 0.17941 | 0.17064 | 0.1832 | 0.16865 | 0.19136 | 0.17085 | 0.18097 | 0.082429 | 0.07154 | 0.070164 | 0.072869 | 0.07354 | 0.067102 | 0.078776 | 0.067751 | 0.078993 | 0.068564 | 0.080103 | 0.082174
Energy Efficient Lighting - Montana TieStall |  | 3.0449 | 0.3776 | 0.075521 | 0.45313 | 0.57757 | 2.1907 | 1303.6061 | -11.8599 | -0.8572 | 3.7929 | 0.028927 | 0.0005364 | 0.18334 | 0.16592 | 0.19318 | 0.17965 | 0.18375 | 0.17941 | 0.17064 | 0.1832 | 0.16865 | 0.19136 | 0.17085 | 0.18097 | 0.082429 | 0.07154 | 0.070164 | 0.072869 | 0.07354 | 0.067102 | 0.078776 | 0.067751 | 0.078993 | 0.068564 | 0.080103 | 0.082174
Energy Efficient Lighting - Oregon TieStall |  | 3.0449 | 0.3776 | 0.075521 | 0.45313 | 0.57757 | 2.1907 | 1303.6061 | -11.8599 | -0.8572 | 3.7929 | 0.028927 | 0.0005364 | 0.18334 | 0.16592 | 0.19318 | 0.17965 | 0.18375 | 0.17941 | 0.17064 | 0.1832 | 0.16865 | 0.19136 | 0.17085 | 0.18097 | 0.082429 | 0.07154 | 0.070164 | 0.072869 | 0.07354 | 0.067102 | 0.078776 | 0.067751 | 0.078993 | 0.068564 | 0.080103 | 0.082174
Energy Efficient Lighting - Washington TieStall |  | 3.0449 | 0.3776 | 0.075521 | 0.45313 | 0.57757 | 2.1907 | 1303.6061 | -11.8599 | -0.8572 | 3.7929 | 0.028927 | 0.0005364 | 0.18334 | 0.16592 | 0.19318 | 0.17965 | 0.18375 | 0.17941 | 0.17064 | 0.1832 | 0.16865 | 0.19136 | 0.17085 | 0.18097 | 0.082429 | 0.07154 | 0.070164 | 0.072869 | 0.07354 | 0.067102 | 0.078776 | 0.067751 | 0.078993 | 0.068564 | 0.080103 | 0.082174
Energy Efficient Lighting - Idaho FreeStall |  | 0.56446 | 0.073964 | 0.014793 | 0.088756 | 0.11313 | 0.40611 | 1377.4269 | -11.6926 | -0.066825 | 3.5897 | 0.0053625 | 9.9437e-05 | 0.033987 | 0.030759 | 0.035812 | 0.033303 | 0.034063 | 0.033259 | 0.031634 | 0.033961 | 0.031264 | 0.035474 | 0.031671 | 0.033547 | 0.015281 | 0.013262 | 0.013007 | 0.013508 | 0.013633 | 0.012439 | 0.014603 | 0.01256 | 0.014644 | 0.01271 | 0.014849 | 0.015233
Energy Efficient Lighting - Montana FreeStall |  | 0.56446 | 0.073964 | 0.014793 | 0.088756 | 0.11313 | 0.40611 | 1377.4269 | -11.6926 | -0.066825 | 3.5897 | 0.0053625 | 9.9437e-05 | 0.033987 | 0.030759 | 0.035812 | 0.033303 | 0.034063 | 0.033259 | 0.031634 | 0.033961 | 0.031264 | 0.035474 | 0.031671 | 0.033547 | 0.015281 | 0.013262 | 0.013007 | 0.013508 | 0.013633 | 0.012439 | 0.014603 | 0.01256 | 0.014644 | 0.01271 | 0.014849 | 0.015233
Energy Efficient Lighting - Oregon FreeStall |  | 0.56446 | 0.073964 | 0.014793 | 0.088756 | 0.11313 | 0.40611 | 1377.4269 | -11.6926 | -0.066825 | 3.5897 | 0.0053625 | 9.9437e-05 | 0.033987 | 0.030759 | 0.035812 | 0.033303 | 0.034063 | 0.033259 | 0.031634 | 0.033961 | 0.031264 | 0.035474 | 0.031671 | 0.033547 | 0.015281 | 0.013262 | 0.013007 | 0.013508 | 0.013633 | 0.012439 | 0.014603 | 0.01256 | 0.014644 | 0.01271 | 0.014849 | 0.015233
Energy Efficient Lighting - Washington FreeStall |  | 0.56446 | 0.073964 | 0.014793 | 0.088756 | 0.11313 | 0.40611 | 1377.4269 | -11.6926 | -0.066825 | 3.5897 | 0.0053625 | 9.9437e-05 | 0.033987 | 0.030759 | 0.035812 | 0.033303 | 0.034063 | 0.033259 | 0.031634 | 0.033961 | 0.031264 | 0.035474 | 0.031671 | 0.033547 | 0.015281 | 0.013262 | 0.013007 | 0.013508 | 0.013633 | 0.012439 | 0.014603 | 0.01256 | 0.014644 | 0.01271 | 0.014849 | 0.015233

## M_Input
Data Set Name
Dairy Efficiency
Costs must be denominated in the same year as 'Input Cost Reference Year' = |  | 2012
1 | 2 | 3 | 4 | 5 | 6 | 7 | 8 | 9 | 10 | 11 | 12 | 13 | 14 | 15 | 16 | 17 | 18 | 19 | 20 | 21 | 22 | 23 | 24 | 25 | 26 | 27 | 28 | 29 | 30 | 31 | 32 | 33 | 34 | 35 | 36 | 37 | 38 | 39 | 40 | 41 | 42 | 43 | 44 | 45 | 46 | 47 | 48 | 49 | 50 | 51 | 52 | 53 | 54 | 55 | 56 | 57 | 58 | 59 | 60 | 61 | 62 | 63 | 64 | 65 | 66 | 67 | 68 | 69 | 70 | 71 | 72 | 73 | 74 | 75 | 76 | 77 | 78 | 79 | 80 | 81 | 82 | 83 | 84 | 85 | 86 | 87 | 88 | 89 | 90 | 91 | 92 | 93 | 94 | 95 | 96 | 97 | 98 | 99 | 100 | 101 | 102 | 103 | 104 | 105
Input Data | [7 empty] | Periodic Replacement Costs and Savings and Replacement Period | [5 empty] | Gas Inputs
Category Name | Measure Name | Savings (kwh/yr/1000 gals) | Life (yrs) | Capital Cost | Annual O&M | Shape Pointer | Non-E Val ($/yr) | Cost 1 ($) | Period 1 | Cost 2 ($) | Period 2 | Cost 3 ($) | Period 3 | Savings (therms/yr) | Shape Pointer
VSD - Vacuum Pump - Idaho FreeStall | VSD - Vacuum Pump | 6.9736 | 15 | 0.92997 | 0 | A-Da-Proc-MilkingSchedule-All-All-S | 0 | 0 | 0 | 0 | 0 | 0 | 0 | 0
Plate Milk Pre-cooler - Idaho FreeStall | Plate Milk Pre-cooler | 3.8582 | 15 | 0.51448 | 0 | A-Da-Proc-MilkingSchedule-All-All-S | 0 | 0 | 0 | 0 | 0 | 0 | 0 | 0
Energy Efficient Lighting - Idaho FreeStall | Energy Efficient Lighting | 0.5253 | 15 | 0.073964 | 0 | C-All-Lgt-LPD Int-All-All-E | 0 | 0 | 0 | 0 | 0 | 0 | 0 | 0
VSD - Vacuum Pump - Idaho TieStall | VSD - Vacuum Pump | 4.8886 | 15 | 0.59538 | 0 | A-Da-Proc-MilkingSchedule-All-All-S | 0 | 0 | 0 | 0 | 0 | 0 | 0 | 0
Heat Recovery Refrigeration - Idaho TieStall | Heat Recovery Refrigeration | 5.1733 | 15 | 0.63251 | 0 | A-Da-Proc-MilkingSchedule-All-All-S | 0 | 0 | 0 | 0 | 0 | 0 | 0 | 0
Plate Milk Pre-Cooler - Idaho TieStall | Plate Milk Pre-Cooler | 4 | 15 | 0.4515 | 0 | A-Da-Proc-MilkingSchedule-All-All-S | 0 | 0 | 0 | 0 | 0 | 0 | 0 | 0
Energy Efficient Lighting - Idaho TieStall | Energy Efficient Lighting | 2.8337 | 15 | 0.3776 | 0 | C-All-Lgt-LPD Int-All-All-E | 0 | 0 | 0 | 0 | 0 | 0 | 0 | 0
VSD - Vacuum Pump - Montana FreeStall | VSD - Vacuum Pump | 6.9736 | 15 | 0.92997 | 0 | A-Da-Proc-MilkingSchedule-All-All-S | 0 | 0 | 0 | 0 | 0 | 0 | 0 | 0
Plate Milk Pre-cooler - Montana FreeStall | Plate Milk Pre-cooler | 3.8582 | 15 | 0.51448 | 0 | A-Da-Proc-MilkingSchedule-All-All-S | 0 | 0 | 0 | 0 | 0 | 0 | 0 | 0
Energy Efficient Lighting - Montana FreeStall | Energy Efficient Lighting | 0.5253 | 15 | 0.073964 | 0 | C-All-Lgt-LPD Int-All-All-E | 0 | 0 | 0 | 0 | 0 | 0 | 0 | 0
VSD - Vacuum Pump - Montana TieStall | VSD - Vacuum Pump | 4.8886 | 15 | 0.59538 | 0 | A-Da-Proc-MilkingSchedule-All-All-S | 0 | 0 | 0 | 0 | 0 | 0 | 0 | 0
Heat Recovery Refrigeration - Montana TieStall | Heat Recovery Refrigeration | 5.1733 | 15 | 0.63251 | 0 | A-Da-Proc-MilkingSchedule-All-All-S | 0 | 0 | 0 | 0 | 0 | 0 | 0 | 0
Plate Milk Pre-Cooler - Montana TieStall | Plate Milk Pre-Cooler | 4 | 15 | 0.4515 | 0 | A-Da-Proc-MilkingSchedule-All-All-S | 0 | 0 | 0 | 0 | 0 | 0 | 0 | 0
Energy Efficient Lighting - Montana TieStall | Energy Efficient Lighting | 2.8337 | 15 | 0.3776 | 0 | C-All-Lgt-LPD Int-All-All-E | 0 | 0 | 0 | 0 | 0 | 0 | 0 | 0
VSD - Vacuum Pump - Oregon FreeStall | VSD - Vacuum Pump | 6.9736 | 15 | 0.92997 | 0 | A-Da-Proc-MilkingSchedule-All-All-S | 0 | 0 | 0 | 0 | 0 | 0 | 0 | 0
Plate Milk Pre-cooler - Oregon FreeStall | Plate Milk Pre-cooler | 3.8582 | 15 | 0.51448 | 0 | A-Da-Proc-MilkingSchedule-All-All-S | 0 | 0 | 0 | 0 | 0 | 0 | 0 | 0
Energy Efficient Lighting - Oregon FreeStall | Energy Efficient Lighting | 0.5253 | 15 | 0.073964 | 0 | C-All-Lgt-LPD Int-All-All-E | 0 | 0 | 0 | 0 | 0 | 0 | 0 | 0
VSD - Vacuum Pump - Oregon TieStall | VSD - Vacuum Pump | 4.8886 | 15 | 0.59538 | 0 | A-Da-Proc-MilkingSchedule-All-All-S | 0 | 0 | 0 | 0 | 0 | 0 | 0 | 0
Heat Recovery Refrigeration - Oregon TieStall | Heat Recovery Refrigeration | 5.1733 | 15 | 0.63251 | 0 | A-Da-Proc-MilkingSchedule-All-All-S | 0 | 0 | 0 | 0 | 0 | 0 | 0 | 0
Plate Milk Pre-Cooler - Oregon TieStall | Plate Milk Pre-Cooler | 4 | 15 | 0.4515 | 0 | A-Da-Proc-MilkingSchedule-All-All-S | 0 | 0 | 0 | 0 | 0 | 0 | 0 | 0
Energy Efficient Lighting - Oregon TieStall | Energy Efficient Lighting | 2.8337 | 15 | 0.3776 | 0 | C-All-Lgt-LPD Int-All-All-E | 0 | 0 | 0 | 0 | 0 | 0 | 0 | 0
VSD - Vacuum Pump - Washington FreeStall | VSD - Vacuum Pump | 6.9736 | 15 | 0.92997 | 0 | A-Da-Proc-MilkingSchedule-All-All-S | 0 | 0 | 0 | 0 | 0 | 0 | 0 | 0
Plate Milk Pre-cooler - Washington FreeStall | Plate Milk Pre-cooler | 3.8582 | 15 | 0.51448 | 0 | A-Da-Proc-MilkingSchedule-All-All-S | 0 | 0 | 0 | 0 | 0 | 0 | 0 | 0
Energy Efficient Lighting - Washington FreeStall | Energy Efficient Lighting | 0.5253 | 15 | 0.073964 | 0 | C-All-Lgt-LPD Int-All-All-E | 0 | 0 | 0 | 0 | 0 | 0 | 0 | 0
VSD - Vacuum Pump - Washington TieStall | VSD - Vacuum Pump | 4.8886 | 15 | 0.59538 | 0 | A-Da-Proc-MilkingSchedule-All-All-S | 0 | 0 | 0 | 0 | 0 | 0 | 0 | 0
Heat Recovery Refrigeration - Washington TieStall | Heat Recovery Refrigeration | 5.1733 | 15 | 0.63251 | 0 | A-Da-Proc-MilkingSchedule-All-All-S | 0 | 0 | 0 | 0 | 0 | 0 | 0 | 0
Plate Milk Pre-Cooler - Washington TieStall | Plate Milk Pre-Cooler | 4 | 15 | 0.4515 | 0 | A-Da-Proc-MilkingSchedule-All-All-S | 0 | 0 | 0 | 0 | 0 | 0 | 0 | 0
Energy Efficient Lighting - Washington TieStall | Energy Efficient Lighting | 2.8337 | 15 | 0.3776 | 0 | C-All-Lgt-LPD Int-All-All-E | 0 | 0 | 0 | 0 | 0 | 0 | 0 | 0
ProCost Results
Version: | ProCost 3.0 - Beta04
Run Time: | Friday, 23 January , 2015 at 4:35 PM
Regurgitation of ProData input parameters which were used for this run
| Run Parameters |  | Run Parameters |  |  | Marginal Cost & Conservation Load Shape Parameters | [9 empty] | Sponsor Parameters | [5 empty] | Program Parameters |  |  | Utility System Parameters
| Run Type | Electric | Run Type | Electric |  | Marginal Costs and Savings Shape File | \\nas2\Q\SeventhPlan\Conservation Analysis\Global EE Inputs\MC Files\MC_AND_LOADSHAPE_v3.0_24segment-7P-D9 - NewSegValues.xlsx |  |  | 6P MidC Final (with carbon) | [6 empty] | Customer | Wholesale Elec | Retail Elec | Nat Gas |  | Program Life (yrs) | 20 |  |  | Electric | Gas
| Negative B/C Ratios | Off | Negative B/C Ratios | Off |  | Marginal Elec Avoided Cost Input Worksheet | 7P Mid |  |  | Conservation Load Shapes | [5 empty] | Real After-Tax Cost of Capital | 0.067944 | 0.043878 | 0.053289 | 0.054479 |  | Program Start Date | 2016 |  | Bulk System T&D Loss Factor | 0.0040389 | 0.01
| Admin Cost @ Category Level | On | Admin Cost @ Category Level | On |  | Elec Savings Shape Input Worksheet | GLSShapes |  |  | 6P_Gas_Final | [5 empty] | Financial Life (years) | 12 | 12 | 1 | 1 |  | Present Value Time Zero | 2016 |  | Bulk System T&D Credit ($/kw-yr)($/dailytherm-yr) | 26 | 0
| Repeat Periodic Replacement | On | Repeat Periodic Replacement | On |  | Marginal Gas Avoided Cost Input Worksheet | 7P Gas |  |  | Conservation Load Shapes | [6 empty] | Customer | Wholesale Elec | Retail Elec | Nat Gas |  | Input Cost Reference Year | 2012 |  | Bulk System T&D I2R Loss Component (%) | 0.9 | N/A
[6 empty] | Gas Savings Shape Input Worksheet | GLSShapes | [8 empty] | Sponsor Share of Initial Capital Cost | 0.35 | 0.195 | 0.04875 | 0.40625 |  | Real Discount Rate | 0.04 |  | Local System Dist Loss Factor | 0.047399 | 0
| Run Type: | Electric |  |  |  | Marginal Elec CO2 per kWh Input Worksheet | CO2 lbs per kWh .95 |  |  | CO2 lbs per therm | [5 empty] | Sponsor Share of Annual O&M | 1 | 0 | 0 | 0 |  | Capital Real Escalation Rate | 0 |  | Local System Dist Credit ($/kw-yr)($/dailytherm-yr) | 31 | 0
| Negative B/C Ratios: | False: (Converts Negative B/C Ratios) |  |  |  | Marginal Gas CO2 per therm Input Worksheet | CO2 lbs per therm |  |  | Zero Dollars per ton CO2 | [5 empty] | Sponsor Share of Periodic Replacement Cost | 1 | 0 | 0 | 0 |  | Admin Cost (as % of Initial Capital Cost) | 0.2 |  | Local System Dist I2R Loss Component (%) | 0.7 | N/A
| Admin Cost / Category Level: | True: Admin Costs added at Category Results |  |  |  | Marginal Avoided Cost CO2 Input Worksheet | Zero Dollars per ton CO2 |  |  | LineLossShapes | [5 empty] | Sponsor Share of Admin Cost |  | 0.3 | 0.075 | 0.625 |  | Regional Act Conservation Credit (%) | 0.1 |  | Risk-Mitigation Credit (mills/kWh)(mills/therm) - Retro. | 0 | 0
| Periodic O&M Treatment: | True: (Periodic O&M Repeats over measure life) |  |  |  | Line Loss Shape Input Worksheet | LineLossShapes | [8 empty] | Last Year of Non-Customer O&M & Period Replacement |  | 20 |  |  |  | Report Annual Carbon Saved for Year | 2018 |  | Risk-Mitigation Credit (mills/kWh)(mills/therm) - Lost Op. | 0 | 0
Measure Results; Sorted in same order as input
Total Results |  | Measure Input Data | [8 empty] | Savings | [5 empty] | PV Capital |  |  |  | PV Admin |  |  |  | PV O&M |  |  |  | PV Periodic Repl. |  |  |  | Total PV Capital, O&M and Periodic Repl Costs |  |  |  |  | PV Wholesale Electric Utility Costs & Benefits | [6 empty] | PV Retail Electric Utility Costs & Benefits | [6 empty] | PV Electric Utility System Costs & Benefits | [5 empty] | Electric Utility System Economics |  | Sponsor Levelized Cost (mills/kwh) |  |  |  |  | PV Regional Costs & Benefits | [15 empty] | TRC Economics |  | Physical CO2 | [6 empty] | Gas Inputs |  |  |  | PV Gas Utility System Costs & Benefits |  |  |  |  | Gas Utility System Economics
Category | Measure | Measure Life | Site Savings (kWh) | Site Savings (therms) | Capital Cost ($/unit) | Annual O&M Cost ($/unit) | PV Per. Repl. Cost ($/unit) | Load Shape (electric) | Diversified Load Factor (electric) | Wholesale Power Coincidence Factor (electric) | Wholesale Electric Energy (kWh) | Wholesale Electric Demand (kw) | Retail Electric Demand (kW) | Wholesale Gas Energy (therms/yr) | Wholesale Gas Demand (therms/day) | Retail Gas Demand (therms/day) | Wholesale Electric | Retail Electric | Natural Gas | Customer | Wholesale Electric | Retail Electric | Natural Gas | Customer | Wholesale Electric | Retail Electric | Natural Gas | Customer | Wholesale Electric | Retail Electric | Natural Gas | Customer | Wholesale Electric | Retail Electric | Natural Gas | Customer | Total | Wholesale Utility System Energy | Wholesale Utility System T&D Def. Cap. | Wholesale Utility System Act C-E Credit | Wholesale Utility System Risk Mitigation Benefit | Wholesale Utility System Total System Benefit | Wholesale Utility System Total Non-Consumer Cost | Wholesale Utility System B/C Ratio | Retail Utility System Energy | Retail Utility System T&D Def. Cap. | Retail Utility System Act C-E Credit | Retail Utility System Risk Mitigation Benefit | Retail Utility System Total System Benefit | Retail Utility System Total Non-Consumer Cost | Retail Utility System System B/C Ratio | Utility System Energy | Utility System T&D Def. Cap. | Utility System Act C-E Credit | Utility System Total Risk Mitigation Benefit | Utility System Total System Benefit | Utility System Total Non-Consumer Cost | Utility System Net Levelized Cost (Net of Elec T&D Capacity Benefits, Act Credit & Risk-Mitigation Benefit) in mills/kwh | Utility System System B/C Ratio | Wholesale Electric Levelized Cost | Retail Electric Levelized Cost | Natural Gas Levelized Cost | Customer Levelized Cost | Total Levelized Cost | PV Regional Electric Energy | PV Regional Gas Energy | PV Regional Electric T&D Def. Cap. | PV Regional Gas T&D Def. Cap. | PV Regional Electric System CO2 | PV Regional Gas System CO2 | PV Regional Electric System Risk-Mitigation Benefit | PV Regional Gas System Risk-Mitigation Benefit | PV Regional Non-E Value | PV Regional Act Credit | PV Regional Capital Cost | PV Regional Admin Cost | PV Regional Annual O&M Cost | PV Regional Periodic Replacement Cost | PV Total Regional Benefit | PV Total Regional Cost | TRC B/C Ratio | TRC Net Levelized Cost (Net of All Benefits) in mills/kWh | Electric System CO2 Avoided (Lifetime Tons) | Gas System CO2 Avoided (Lifetime Tons) | Total System CO2 Avoided (Lifetime Tons) | Electric System CO2 Avoided (Annual Tons in 2018) | Gas System CO2 Avoided (Annual Tons in 2018) | Total System CO2 Avoided (Annual Tons in 2018) |  | Gas Site Savings (therms) | Load Shape (gas) | Diversitfied Load Factor (gas) | Wholesale Coincidence Factor (gas) | Total Gas Utility System Energy | Gas Utility System T&D Def. Cap. | Gas Utility System Risk Mitigation Benefit | Gas Utility System Total System Benefit | Gas Utility System Total Non-Consumer Cost | Gas Utility System Net Levelized Cost (Net of Gas T&D Capacity Benefits & Risk-Mitigation Benefits) in cents/therm | Gas Utility System System B/C Ratio
VSD - Vacuum Pump - Idaho FreeStall | VSD - Vacuum Pump | 15 | 6.9736 | 0 | 0.92997 | 0 | 0 | A-Da-Proc-MilkingSchedule-All-All-S |  |  | 7.4915 | 0.0025652 | 0.0025467 | 0 | 0 | 0 | 0.18545 | 0.045915 | 0.38306 | 0.62203 | (na) | (na) | (na) | (na) | 0 | 0 | 0 | 0 | 0 | 0 | 0 | 0 | 0.18545 | 0.045915 | 0.38306 | 0.62203 | 1.2365 | 3.8582 | 0.90641 | 0.47646 | 0 | 5.241 | 0.18545 | 28.2615 | 3.8582 | 1.0729 | 0.49311 | 0 | 5.4242 | 0.045915 | 118.135 | 3.8582 | 1.9793 | 0.58375 | 0 | 6.4212 | 0.23136 | -22.9021 | 27.754 | 1.8215 | 0.45098 | 3.7624 | 6.1096 | 12.1444 | 3.8582 | 0 | 1.9793 | 0 | 0 | 0 | 0 | 0 | 0 | 0.58375 | 1.2365 |  | 0 | 0 | 6.4212 | 1.2365 | 5.1933 | -13.0301 | 0.07117 | 0 | 0.07117 | 0.0035585 | 0 | 0.0035585 |  | 0 |  | 0 | 0 | 0 | 0 | 0 | 0 | 0.38306 | 9999 | 0
Plate Milk Pre-cooler - Idaho FreeStall | Plate Milk Pre-cooler | 15 | 3.8582 | 0 | 0.51448 | 0 | 0 | A-Da-Proc-MilkingSchedule-All-All-S |  |  | 4.1447 | 0.0014192 | 0.001409 | 0 | 0 | 0 | 0.10259 | 0.025401 | 0.21192 | 0.34412 | (na) | (na) | (na) | (na) | 0 | 0 | 0 | 0 | 0 | 0 | 0 | 0 | 0.10259 | 0.025401 | 0.21192 | 0.34412 | 0.68403 | 2.1346 | 0.50148 | 0.2636 | 0 | 2.8996 | 0.10259 | 28.2632 | 2.1346 | 0.5936 | 0.27282 | 0 | 3.001 | 0.025401 | 118.1424 | 2.1346 | 1.0951 | 0.32296 | 0 | 3.5526 | 0.128 | -22.9022 | 27.7557 | 1.8214 | 0.45095 | 3.7622 | 6.1092 | 12.1436 | 2.1346 | 0 | 1.0951 | 0 | 0 | 0 | 0 | 0 | 0 | 0.32296 | 0.68403 |  | 0 | 0 | 3.5526 | 0.68403 | 5.1936 | -13.0309 | 0.039376 | 0 | 0.039376 | 0.0019688 | 0 | 0.0019688 |  | 0 |  | 0 | 0 | 0 | 0 | 0 | 0 | 0.21192 | 9999 | 0
Energy Efficient Lighting - Idaho FreeStall | Energy Efficient Lighting | 15 | 0.5253 | 0 | 0.073964 | 0 | 0 | C-All-Lgt-LPD Int-All-All-E |  |  | 0.56446 | 9.9437e-05 | 9.8719e-05 | 0 | 0 | 0 | 0.014749 | 0.0036518 | 0.030466 | 0.049472 | (na) | (na) | (na) | (na) | 0 | 0 | 0 | 0 | 0 | 0 | 0 | 0 | 0.014749 | 0.0036518 | 0.030466 | 0.049472 | 0.09834 | 0.29246 | 0.035136 | 0.03276 | 0 | 0.36036 | 0.014749 | 24.432 | 0.29246 | 0.04159 | 0.033405 | 0 | 0.36746 | 0.0036518 | 100.6233 | 0.29246 | 0.076726 | 0.036919 | 0 | 0.40611 | 0.018401 | -12.4157 | 22.0696 | 1.9227 | 0.47604 | 3.9715 | 6.4491 | 12.8192 | 0.29246 | 0 | 0.076726 | 0 | 0 | 0 | 0 | 0 | 0 | 0.036919 | 0.09834 |  | 0 | 0 | 0.40611 | 0.09834 | 4.1296 | -1.9952 | 0.0053625 | 0 | 0.0053625 | 0.00026812 | 0 | 0.00026812 |  | 0 |  | 0 | 0 | 0 | 0 | 0 | 0 | 0.030466 | 9999 | 0
VSD - Vacuum Pump - Idaho TieStall | VSD - Vacuum Pump | 15 | 4.8886 | 0 | 0.59538 | 0 | 0 | A-Da-Proc-MilkingSchedule-All-All-S |  |  | 5.2517 | 0.0017982 | 0.0017853 | 0 | 0 | 0 | 0.11873 | 0.029396 | 0.24524 | 0.39823 | (na) | (na) | (na) | (na) | 0 | 0 | 0 | 0 | 0 | 0 | 0 | 0 | 0.11873 | 0.029396 | 0.24524 | 0.39823 | 0.79159 | 2.7046 | 0.63541 | 0.334 | 0 | 3.674 | 0.11873 | 30.9455 | 2.7046 | 0.75213 | 0.34568 | 0 | 3.8024 | 0.029396 | 129.3544 | 2.7046 | 1.3875 | 0.40922 | 0 | 4.5014 | 0.14812 | -23.0992 | 30.3898 | 1.6635 | 0.41186 | 3.4361 | 5.5797 | 11.0911 | 2.7046 | 0 | 1.3875 | 0 | 0 | 0 | 0 | 0 | 0 | 0.40922 | 0.79159 |  | 0 | 0 | 4.5014 | 0.79159 | 5.6865 | -14.0835 | 0.049892 | 0 | 0.049892 | 0.0024946 | 0 | 0.0024946 |  | 0 |  | 0 | 0 | 0 | 0 | 0 | 0 | 0.24524 | 9999 | 0
Heat Recovery Refrigeration - Idaho TieStall | Heat Recovery Refrigeration | 15 | 5.1733 | 0 | 0.63251 | 0 | 0 | A-Da-Proc-MilkingSchedule-All-All-S |  |  | 5.5575 | 0.001903 | 0.0018892 | 0 | 0 | 0 | 0.12613 | 0.031229 | 0.26053 | 0.42307 | (na) | (na) | (na) | (na) | 0 | 0 | 0 | 0 | 0 | 0 | 0 | 0 | 0.12613 | 0.031229 | 0.26053 | 0.42307 | 0.84096 | 2.8621 | 0.67241 | 0.35346 | 0 | 3.888 | 0.12613 | 30.8255 | 2.8621 | 0.79594 | 0.36581 | 0 | 4.0239 | 0.031229 | 128.8527 | 2.8621 | 1.4684 | 0.43305 | 0 | 4.7636 | 0.15736 | -23.0911 | 30.2719 | 1.67 | 0.41347 | 3.4494 | 5.6014 | 11.1342 | 2.8621 | 0 | 1.4684 | 0 | 0 | 0 | 0 | 0 | 0 | 0.43305 | 0.84096 |  | 0 | 0 | 4.7636 | 0.84096 | 5.6644 | -14.0403 | 0.052797 | 0 | 0.052797 | 0.0026398 | 0 | 0.0026398 |  | 0 |  | 0 | 0 | 0 | 0 | 0 | 0 | 0.26053 | 9999 | 0
Plate Milk Pre-Cooler - Idaho TieStall | Plate Milk Pre-Cooler | 15 | 4 | 0 | 0.4515 | 0 | 0 | A-Da-Proc-MilkingSchedule-All-All-S |  |  | 4.2971 | 0.0014714 | 0.0014608 | 0 | 0 | 0 | 0.090034 | 0.022292 | 0.18597 | 0.30199 | (na) | (na) | (na) | (na) | 0 | 0 | 0 | 0 | 0 | 0 | 0 | 0 | 0.090034 | 0.022292 | 0.18597 | 0.30199 | 0.60029 | 2.213 | 0.51991 | 0.27329 | 0 | 3.0062 | 0.090034 | 33.3897 | 2.213 | 0.61542 | 0.28284 | 0 | 3.1113 | 0.022292 | 139.5714 | 2.213 | 1.1353 | 0.33484 | 0 | 3.6832 | 0.11233 | -23.2511 | 32.7901 | 1.5417 | 0.38171 | 3.1845 | 5.1712 | 10.2792 | 2.213 | 0 | 1.1353 | 0 | 0 | 0 | 0 | 0 | 0 | 0.33484 | 0.60029 |  | 0 | 0 | 3.6832 | 0.60029 | 6.1356 | -14.8954 | 0.040823 | 0 | 0.040823 | 0.0020411 | 0 | 0.0020411 |  | 0 |  | 0 | 0 | 0 | 0 | 0 | 0 | 0.18597 | 9999 | 0
Energy Efficient Lighting - Idaho TieStall | Energy Efficient Lighting | 15 | 2.8337 | 0 | 0.3776 | 0 | 0 | C-All-Lgt-LPD Int-All-All-E |  |  | 3.0449 | 0.0005364 | 0.00053253 | 0 | 0 | 0 | 0.075299 | 0.018643 | 0.15554 | 0.25257 | (na) | (na) | (na) | (na) | 0 | 0 | 0 | 0 | 0 | 0 | 0 | 0 | 0.075299 | 0.018643 | 0.15554 | 0.25257 | 0.50205 | 1.5776 | 0.18954 | 0.17672 | 0 | 1.9439 | 0.075299 | 25.8156 | 1.5776 | 0.22435 | 0.1802 | 0 | 1.9822 | 0.018643 | 106.3214 | 1.5776 | 0.41389 | 0.19915 | 0 | 2.1907 | 0.093943 | -12.5442 | 23.3193 | 1.8196 | 0.45053 | 3.7586 | 6.1034 | 12.1322 | 1.5776 | 0 | 0.41389 | 0 | 0 | 0 | 0 | 0 | 0 | 0.19915 | 0.50205 |  | 0 | 0 | 2.1907 | 0.50205 | 4.3635 | -2.6822 | 0.028927 | 0 | 0.028927 | 0.0014463 | 0 | 0.0014463 |  | 0 |  | 0 | 0 | 0 | 0 | 0 | 0 | 0.15554 | 9999 | 0
VSD - Vacuum Pump - Montana FreeStall | VSD - Vacuum Pump | 15 | 6.9736 | 0 | 0.92997 | 0 | 0 | A-Da-Proc-MilkingSchedule-All-All-S |  |  | 7.4915 | 0.0025652 | 0.0025467 | 0 | 0 | 0 | 0.18545 | 0.045915 | 0.38306 | 0.62203 | (na) | (na) | (na) | (na) | 0 | 0 | 0 | 0 | 0 | 0 | 0 | 0 | 0.18545 | 0.045915 | 0.38306 | 0.62203 | 1.2365 | 3.8582 | 0.90641 | 0.47646 | 0 | 5.241 | 0.18545 | 28.2615 | 3.8582 | 1.0729 | 0.49311 | 0 | 5.4242 | 0.045915 | 118.135 | 3.8582 | 1.9793 | 0.58375 | 0 | 6.4212 | 0.23136 | -22.9021 | 27.754 | 1.8215 | 0.45098 | 3.7624 | 6.1096 | 12.1444 | 3.8582 | 0 | 1.9793 | 0 | 0 | 0 | 0 | 0 | 0 | 0.58375 | 1.2365 |  | 0 | 0 | 6.4212 | 1.2365 | 5.1933 | -13.0301 | 0.07117 | 0 | 0.07117 | 0.0035585 | 0 | 0.0035585 |  | 0 |  | 0 | 0 | 0 | 0 | 0 | 0 | 0.38306 | 9999 | 0
Plate Milk Pre-cooler - Montana FreeStall | Plate Milk Pre-cooler | 15 | 3.8582 | 0 | 0.51448 | 0 | 0 | A-Da-Proc-MilkingSchedule-All-All-S |  |  | 4.1447 | 0.0014192 | 0.001409 | 0 | 0 | 0 | 0.10259 | 0.025401 | 0.21192 | 0.34412 | (na) | (na) | (na) | (na) | 0 | 0 | 0 | 0 | 0 | 0 | 0 | 0 | 0.10259 | 0.025401 | 0.21192 | 0.34412 | 0.68403 | 2.1346 | 0.50148 | 0.2636 | 0 | 2.8996 | 0.10259 | 28.2632 | 2.1346 | 0.5936 | 0.27282 | 0 | 3.001 | 0.025401 | 118.1424 | 2.1346 | 1.0951 | 0.32296 | 0 | 3.5526 | 0.128 | -22.9022 | 27.7557 | 1.8214 | 0.45095 | 3.7622 | 6.1092 | 12.1436 | 2.1346 | 0 | 1.0951 | 0 | 0 | 0 | 0 | 0 | 0 | 0.32296 | 0.68403 |  | 0 | 0 | 3.5526 | 0.68403 | 5.1936 | -13.0309 | 0.039376 | 0 | 0.039376 | 0.0019688 | 0 | 0.0019688 |  | 0 |  | 0 | 0 | 0 | 0 | 0 | 0 | 0.21192 | 9999 | 0
Energy Efficient Lighting - Montana FreeStall | Energy Efficient Lighting | 15 | 0.5253 | 0 | 0.073964 | 0 | 0 | C-All-Lgt-LPD Int-All-All-E |  |  | 0.56446 | 9.9437e-05 | 9.8719e-05 | 0 | 0 | 0 | 0.014749 | 0.0036518 | 0.030466 | 0.049472 | (na) | (na) | (na) | (na) | 0 | 0 | 0 | 0 | 0 | 0 | 0 | 0 | 0.014749 | 0.0036518 | 0.030466 | 0.049472 | 0.09834 | 0.29246 | 0.035136 | 0.03276 | 0 | 0.36036 | 0.014749 | 24.432 | 0.29246 | 0.04159 | 0.033405 | 0 | 0.36746 | 0.0036518 | 100.6233 | 0.29246 | 0.076726 | 0.036919 | 0 | 0.40611 | 0.018401 | -12.4157 | 22.0696 | 1.9227 | 0.47604 | 3.9715 | 6.4491 | 12.8192 | 0.29246 | 0 | 0.076726 | 0 | 0 | 0 | 0 | 0 | 0 | 0.036919 | 0.09834 |  | 0 | 0 | 0.40611 | 0.09834 | 4.1296 | -1.9952 | 0.0053625 | 0 | 0.0053625 | 0.00026812 | 0 | 0.00026812 |  | 0 |  | 0 | 0 | 0 | 0 | 0 | 0 | 0.030466 | 9999 | 0
VSD - Vacuum Pump - Montana TieStall | VSD - Vacuum Pump | 15 | 4.8886 | 0 | 0.59538 | 0 | 0 | A-Da-Proc-MilkingSchedule-All-All-S |  |  | 5.2517 | 0.0017982 | 0.0017853 | 0 | 0 | 0 | 0.11873 | 0.029396 | 0.24524 | 0.39823 | (na) | (na) | (na) | (na) | 0 | 0 | 0 | 0 | 0 | 0 | 0 | 0 | 0.11873 | 0.029396 | 0.24524 | 0.39823 | 0.79159 | 2.7046 | 0.63541 | 0.334 | 0 | 3.674 | 0.11873 | 30.9455 | 2.7046 | 0.75213 | 0.34568 | 0 | 3.8024 | 0.029396 | 129.3544 | 2.7046 | 1.3875 | 0.40922 | 0 | 4.5014 | 0.14812 | -23.0992 | 30.3898 | 1.6635 | 0.41186 | 3.4361 | 5.5797 | 11.0911 | 2.7046 | 0 | 1.3875 | 0 | 0 | 0 | 0 | 0 | 0 | 0.40922 | 0.79159 |  | 0 | 0 | 4.5014 | 0.79159 | 5.6865 | -14.0835 | 0.049892 | 0 | 0.049892 | 0.0024946 | 0 | 0.0024946 |  | 0 |  | 0 | 0 | 0 | 0 | 0 | 0 | 0.24524 | 9999 | 0
Heat Recovery Refrigeration - Montana TieStall | Heat Recovery Refrigeration | 15 | 5.1733 | 0 | 0.63251 | 0 | 0 | A-Da-Proc-MilkingSchedule-All-All-S |  |  | 5.5575 | 0.001903 | 0.0018892 | 0 | 0 | 0 | 0.12613 | 0.031229 | 0.26053 | 0.42307 | (na) | (na) | (na) | (na) | 0 | 0 | 0 | 0 | 0 | 0 | 0 | 0 | 0.12613 | 0.031229 | 0.26053 | 0.42307 | 0.84096 | 2.8621 | 0.67241 | 0.35346 | 0 | 3.888 | 0.12613 | 30.8255 | 2.8621 | 0.79594 | 0.36581 | 0 | 4.0239 | 0.031229 | 128.8527 | 2.8621 | 1.4684 | 0.43305 | 0 | 4.7636 | 0.15736 | -23.0911 | 30.2719 | 1.67 | 0.41347 | 3.4494 | 5.6014 | 11.1342 | 2.8621 | 0 | 1.4684 | 0 | 0 | 0 | 0 | 0 | 0 | 0.43305 | 0.84096 |  | 0 | 0 | 4.7636 | 0.84096 | 5.6644 | -14.0403 | 0.052797 | 0 | 0.052797 | 0.0026398 | 0 | 0.0026398 |  | 0 |  | 0 | 0 | 0 | 0 | 0 | 0 | 0.26053 | 9999 | 0
Plate Milk Pre-Cooler - Montana TieStall | Plate Milk Pre-Cooler | 15 | 4 | 0 | 0.4515 | 0 | 0 | A-Da-Proc-MilkingSchedule-All-All-S |  |  | 4.2971 | 0.0014714 | 0.0014608 | 0 | 0 | 0 | 0.090034 | 0.022292 | 0.18597 | 0.30199 | (na) | (na) | (na) | (na) | 0 | 0 | 0 | 0 | 0 | 0 | 0 | 0 | 0.090034 | 0.022292 | 0.18597 | 0.30199 | 0.60029 | 2.213 | 0.51991 | 0.27329 | 0 | 3.0062 | 0.090034 | 33.3897 | 2.213 | 0.61542 | 0.28284 | 0 | 3.1113 | 0.022292 | 139.5714 | 2.213 | 1.1353 | 0.33484 | 0 | 3.6832 | 0.11233 | -23.2511 | 32.7901 | 1.5417 | 0.38171 | 3.1845 | 5.1712 | 10.2792 | 2.213 | 0 | 1.1353 | 0 | 0 | 0 | 0 | 0 | 0 | 0.33484 | 0.60029 |  | 0 | 0 | 3.6832 | 0.60029 | 6.1356 | -14.8954 | 0.040823 | 0 | 0.040823 | 0.0020411 | 0 | 0.0020411 |  | 0 |  | 0 | 0 | 0 | 0 | 0 | 0 | 0.18597 | 9999 | 0
Energy Efficient Lighting - Montana TieStall | Energy Efficient Lighting | 15 | 2.8337 | 0 | 0.3776 | 0 | 0 | C-All-Lgt-LPD Int-All-All-E |  |  | 3.0449 | 0.0005364 | 0.00053253 | 0 | 0 | 0 | 0.075299 | 0.018643 | 0.15554 | 0.25257 | (na) | (na) | (na) | (na) | 0 | 0 | 0 | 0 | 0 | 0 | 0 | 0 | 0.075299 | 0.018643 | 0.15554 | 0.25257 | 0.50205 | 1.5776 | 0.18954 | 0.17672 | 0 | 1.9439 | 0.075299 | 25.8156 | 1.5776 | 0.22435 | 0.1802 | 0 | 1.9822 | 0.018643 | 106.3214 | 1.5776 | 0.41389 | 0.19915 | 0 | 2.1907 | 0.093943 | -12.5442 | 23.3193 | 1.8196 | 0.45053 | 3.7586 | 6.1034 | 12.1322 | 1.5776 | 0 | 0.41389 | 0 | 0 | 0 | 0 | 0 | 0 | 0.19915 | 0.50205 |  | 0 | 0 | 2.1907 | 0.50205 | 4.3635 | -2.6822 | 0.028927 | 0 | 0.028927 | 0.0014463 | 0 | 0.0014463 |  | 0 |  | 0 | 0 | 0 | 0 | 0 | 0 | 0.15554 | 9999 | 0
VSD - Vacuum Pump - Oregon FreeStall | VSD - Vacuum Pump | 15 | 6.9736 | 0 | 0.92997 | 0 | 0 | A-Da-Proc-MilkingSchedule-All-All-S |  |  | 7.4915 | 0.0025652 | 0.0025467 | 0 | 0 | 0 | 0.18545 | 0.045915 | 0.38306 | 0.62203 | (na) | (na) | (na) | (na) | 0 | 0 | 0 | 0 | 0 | 0 | 0 | 0 | 0.18545 | 0.045915 | 0.38306 | 0.62203 | 1.2365 | 3.8582 | 0.90641 | 0.47646 | 0 | 5.241 | 0.18545 | 28.2615 | 3.8582 | 1.0729 | 0.49311 | 0 | 5.4242 | 0.045915 | 118.135 | 3.8582 | 1.9793 | 0.58375 | 0 | 6.4212 | 0.23136 | -22.9021 | 27.754 | 1.8215 | 0.45098 | 3.7624 | 6.1096 | 12.1444 | 3.8582 | 0 | 1.9793 | 0 | 0 | 0 | 0 | 0 | 0 | 0.58375 | 1.2365 |  | 0 | 0 | 6.4212 | 1.2365 | 5.1933 | -13.0301 | 0.07117 | 0 | 0.07117 | 0.0035585 | 0 | 0.0035585 |  | 0 |  | 0 | 0 | 0 | 0 | 0 | 0 | 0.38306 | 9999 | 0
Plate Milk Pre-cooler - Oregon FreeStall | Plate Milk Pre-cooler | 15 | 3.8582 | 0 | 0.51448 | 0 | 0 | A-Da-Proc-MilkingSchedule-All-All-S |  |  | 4.1447 | 0.0014192 | 0.001409 | 0 | 0 | 0 | 0.10259 | 0.025401 | 0.21192 | 0.34412 | (na) | (na) | (na) | (na) | 0 | 0 | 0 | 0 | 0 | 0 | 0 | 0 | 0.10259 | 0.025401 | 0.21192 | 0.34412 | 0.68403 | 2.1346 | 0.50148 | 0.2636 | 0 | 2.8996 | 0.10259 | 28.2632 | 2.1346 | 0.5936 | 0.27282 | 0 | 3.001 | 0.025401 | 118.1424 | 2.1346 | 1.0951 | 0.32296 | 0 | 3.5526 | 0.128 | -22.9022 | 27.7557 | 1.8214 | 0.45095 | 3.7622 | 6.1092 | 12.1436 | 2.1346 | 0 | 1.0951 | 0 | 0 | 0 | 0 | 0 | 0 | 0.32296 | 0.68403 |  | 0 | 0 | 3.5526 | 0.68403 | 5.1936 | -13.0309 | 0.039376 | 0 | 0.039376 | 0.0019688 | 0 | 0.0019688 |  | 0 |  | 0 | 0 | 0 | 0 | 0 | 0 | 0.21192 | 9999 | 0
Energy Efficient Lighting - Oregon FreeStall | Energy Efficient Lighting | 15 | 0.5253 | 0 | 0.073964 | 0 | 0 | C-All-Lgt-LPD Int-All-All-E |  |  | 0.56446 | 9.9437e-05 | 9.8719e-05 | 0 | 0 | 0 | 0.014749 | 0.0036518 | 0.030466 | 0.049472 | (na) | (na) | (na) | (na) | 0 | 0 | 0 | 0 | 0 | 0 | 0 | 0 | 0.014749 | 0.0036518 | 0.030466 | 0.049472 | 0.09834 | 0.29246 | 0.035136 | 0.03276 | 0 | 0.36036 | 0.014749 | 24.432 | 0.29246 | 0.04159 | 0.033405 | 0 | 0.36746 | 0.0036518 | 100.6233 | 0.29246 | 0.076726 | 0.036919 | 0 | 0.40611 | 0.018401 | -12.4157 | 22.0696 | 1.9227 | 0.47604 | 3.9715 | 6.4491 | 12.8192 | 0.29246 | 0 | 0.076726 | 0 | 0 | 0 | 0 | 0 | 0 | 0.036919 | 0.09834 |  | 0 | 0 | 0.40611 | 0.09834 | 4.1296 | -1.9952 | 0.0053625 | 0 | 0.0053625 | 0.00026812 | 0 | 0.00026812 |  | 0 |  | 0 | 0 | 0 | 0 | 0 | 0 | 0.030466 | 9999 | 0
VSD - Vacuum Pump - Oregon TieStall | VSD - Vacuum Pump | 15 | 4.8886 | 0 | 0.59538 | 0 | 0 | A-Da-Proc-MilkingSchedule-All-All-S |  |  | 5.2517 | 0.0017982 | 0.0017853 | 0 | 0 | 0 | 0.11873 | 0.029396 | 0.24524 | 0.39823 | (na) | (na) | (na) | (na) | 0 | 0 | 0 | 0 | 0 | 0 | 0 | 0 | 0.11873 | 0.029396 | 0.24524 | 0.39823 | 0.79159 | 2.7046 | 0.63541 | 0.334 | 0 | 3.674 | 0.11873 | 30.9455 | 2.7046 | 0.75213 | 0.34568 | 0 | 3.8024 | 0.029396 | 129.3544 | 2.7046 | 1.3875 | 0.40922 | 0 | 4.5014 | 0.14812 | -23.0992 | 30.3898 | 1.6635 | 0.41186 | 3.4361 | 5.5797 | 11.0911 | 2.7046 | 0 | 1.3875 | 0 | 0 | 0 | 0 | 0 | 0 | 0.40922 | 0.79159 |  | 0 | 0 | 4.5014 | 0.79159 | 5.6865 | -14.0835 | 0.049892 | 0 | 0.049892 | 0.0024946 | 0 | 0.0024946 |  | 0 |  | 0 | 0 | 0 | 0 | 0 | 0 | 0.24524 | 9999 | 0
Heat Recovery Refrigeration - Oregon TieStall | Heat Recovery Refrigeration | 15 | 5.1733 | 0 | 0.63251 | 0 | 0 | A-Da-Proc-MilkingSchedule-All-All-S |  |  | 5.5575 | 0.001903 | 0.0018892 | 0 | 0 | 0 | 0.12613 | 0.031229 | 0.26053 | 0.42307 | (na) | (na) | (na) | (na) | 0 | 0 | 0 | 0 | 0 | 0 | 0 | 0 | 0.12613 | 0.031229 | 0.26053 | 0.42307 | 0.84096 | 2.8621 | 0.67241 | 0.35346 | 0 | 3.888 | 0.12613 | 30.8255 | 2.8621 | 0.79594 | 0.36581 | 0 | 4.0239 | 0.031229 | 128.8527 | 2.8621 | 1.4684 | 0.43305 | 0 | 4.7636 | 0.15736 | -23.0911 | 30.2719 | 1.67 | 0.41347 | 3.4494 | 5.6014 | 11.1342 | 2.8621 | 0 | 1.4684 | 0 | 0 | 0 | 0 | 0 | 0 | 0.43305 | 0.84096 |  | 0 | 0 | 4.7636 | 0.84096 | 5.6644 | -14.0403 | 0.052797 | 0 | 0.052797 | 0.0026398 | 0 | 0.0026398 |  | 0 |  | 0 | 0 | 0 | 0 | 0 | 0 | 0.26053 | 9999 | 0
Plate Milk Pre-Cooler - Oregon TieStall | Plate Milk Pre-Cooler | 15 | 4 | 0 | 0.4515 | 0 | 0 | A-Da-Proc-MilkingSchedule-All-All-S |  |  | 4.2971 | 0.0014714 | 0.0014608 | 0 | 0 | 0 | 0.090034 | 0.022292 | 0.18597 | 0.30199 | (na) | (na) | (na) | (na) | 0 | 0 | 0 | 0 | 0 | 0 | 0 | 0 | 0.090034 | 0.022292 | 0.18597 | 0.30199 | 0.60029 | 2.213 | 0.51991 | 0.27329 | 0 | 3.0062 | 0.090034 | 33.3897 | 2.213 | 0.61542 | 0.28284 | 0 | 3.1113 | 0.022292 | 139.5714 | 2.213 | 1.1353 | 0.33484 | 0 | 3.6832 | 0.11233 | -23.2511 | 32.7901 | 1.5417 | 0.38171 | 3.1845 | 5.1712 | 10.2792 | 2.213 | 0 | 1.1353 | 0 | 0 | 0 | 0 | 0 | 0 | 0.33484 | 0.60029 |  | 0 | 0 | 3.6832 | 0.60029 | 6.1356 | -14.8954 | 0.040823 | 0 | 0.040823 | 0.0020411 | 0 | 0.0020411 |  | 0 |  | 0 | 0 | 0 | 0 | 0 | 0 | 0.18597 | 9999 | 0
Energy Efficient Lighting - Oregon TieStall | Energy Efficient Lighting | 15 | 2.8337 | 0 | 0.3776 | 0 | 0 | C-All-Lgt-LPD Int-All-All-E |  |  | 3.0449 | 0.0005364 | 0.00053253 | 0 | 0 | 0 | 0.075299 | 0.018643 | 0.15554 | 0.25257 | (na) | (na) | (na) | (na) | 0 | 0 | 0 | 0 | 0 | 0 | 0 | 0 | 0.075299 | 0.018643 | 0.15554 | 0.25257 | 0.50205 | 1.5776 | 0.18954 | 0.17672 | 0 | 1.9439 | 0.075299 | 25.8156 | 1.5776 | 0.22435 | 0.1802 | 0 | 1.9822 | 0.018643 | 106.3214 | 1.5776 | 0.41389 | 0.19915 | 0 | 2.1907 | 0.093943 | -12.5442 | 23.3193 | 1.8196 | 0.45053 | 3.7586 | 6.1034 | 12.1322 | 1.5776 | 0 | 0.41389 | 0 | 0 | 0 | 0 | 0 | 0 | 0.19915 | 0.50205 |  | 0 | 0 | 2.1907 | 0.50205 | 4.3635 | -2.6822 | 0.028927 | 0 | 0.028927 | 0.0014463 | 0 | 0.0014463 |  | 0 |  | 0 | 0 | 0 | 0 | 0 | 0 | 0.15554 | 9999 | 0
VSD - Vacuum Pump - Washington FreeStall | VSD - Vacuum Pump | 15 | 6.9736 | 0 | 0.92997 | 0 | 0 | A-Da-Proc-MilkingSchedule-All-All-S |  |  | 7.4915 | 0.0025652 | 0.0025467 | 0 | 0 | 0 | 0.18545 | 0.045915 | 0.38306 | 0.62203 | (na) | (na) | (na) | (na) | 0 | 0 | 0 | 0 | 0 | 0 | 0 | 0 | 0.18545 | 0.045915 | 0.38306 | 0.62203 | 1.2365 | 3.8582 | 0.90641 | 0.47646 | 0 | 5.241 | 0.18545 | 28.2615 | 3.8582 | 1.0729 | 0.49311 | 0 | 5.4242 | 0.045915 | 118.135 | 3.8582 | 1.9793 | 0.58375 | 0 | 6.4212 | 0.23136 | -22.9021 | 27.754 | 1.8215 | 0.45098 | 3.7624 | 6.1096 | 12.1444 | 3.8582 | 0 | 1.9793 | 0 | 0 | 0 | 0 | 0 | 0 | 0.58375 | 1.2365 |  | 0 | 0 | 6.4212 | 1.2365 | 5.1933 | -13.0301 | 0.07117 | 0 | 0.07117 | 0.0035585 | 0 | 0.0035585 |  | 0 |  | 0 | 0 | 0 | 0 | 0 | 0 | 0.38306 | 9999 | 0
Plate Milk Pre-cooler - Washington FreeStall | Plate Milk Pre-cooler | 15 | 3.8582 | 0 | 0.51448 | 0 | 0 | A-Da-Proc-MilkingSchedule-All-All-S |  |  | 4.1447 | 0.0014192 | 0.001409 | 0 | 0 | 0 | 0.10259 | 0.025401 | 0.21192 | 0.34412 | (na) | (na) | (na) | (na) | 0 | 0 | 0 | 0 | 0 | 0 | 0 | 0 | 0.10259 | 0.025401 | 0.21192 | 0.34412 | 0.68403 | 2.1346 | 0.50148 | 0.2636 | 0 | 2.8996 | 0.10259 | 28.2632 | 2.1346 | 0.5936 | 0.27282 | 0 | 3.001 | 0.025401 | 118.1424 | 2.1346 | 1.0951 | 0.32296 | 0 | 3.5526 | 0.128 | -22.9022 | 27.7557 | 1.8214 | 0.45095 | 3.7622 | 6.1092 | 12.1436 | 2.1346 | 0 | 1.0951 | 0 | 0 | 0 | 0 | 0 | 0 | 0.32296 | 0.68403 |  | 0 | 0 | 3.5526 | 0.68403 | 5.1936 | -13.0309 | 0.039376 | 0 | 0.039376 | 0.0019688 | 0 | 0.0019688 |  | 0 |  | 0 | 0 | 0 | 0 | 0 | 0 | 0.21192 | 9999 | 0
Energy Efficient Lighting - Washington FreeStall | Energy Efficient Lighting | 15 | 0.5253 | 0 | 0.073964 | 0 | 0 | C-All-Lgt-LPD Int-All-All-E |  |  | 0.56446 | 9.9437e-05 | 9.8719e-05 | 0 | 0 | 0 | 0.014749 | 0.0036518 | 0.030466 | 0.049472 | (na) | (na) | (na) | (na) | 0 | 0 | 0 | 0 | 0 | 0 | 0 | 0 | 0.014749 | 0.0036518 | 0.030466 | 0.049472 | 0.09834 | 0.29246 | 0.035136 | 0.03276 | 0 | 0.36036 | 0.014749 | 24.432 | 0.29246 | 0.04159 | 0.033405 | 0 | 0.36746 | 0.0036518 | 100.6233 | 0.29246 | 0.076726 | 0.036919 | 0 | 0.40611 | 0.018401 | -12.4157 | 22.0696 | 1.9227 | 0.47604 | 3.9715 | 6.4491 | 12.8192 | 0.29246 | 0 | 0.076726 | 0 | 0 | 0 | 0 | 0 | 0 | 0.036919 | 0.09834 |  | 0 | 0 | 0.40611 | 0.09834 | 4.1296 | -1.9952 | 0.0053625 | 0 | 0.0053625 | 0.00026812 | 0 | 0.00026812 |  | 0 |  | 0 | 0 | 0 | 0 | 0 | 0 | 0.030466 | 9999 | 0
VSD - Vacuum Pump - Washington TieStall | VSD - Vacuum Pump | 15 | 4.8886 | 0 | 0.59538 | 0 | 0 | A-Da-Proc-MilkingSchedule-All-All-S |  |  | 5.2517 | 0.0017982 | 0.0017853 | 0 | 0 | 0 | 0.11873 | 0.029396 | 0.24524 | 0.39823 | (na) | (na) | (na) | (na) | 0 | 0 | 0 | 0 | 0 | 0 | 0 | 0 | 0.11873 | 0.029396 | 0.24524 | 0.39823 | 0.79159 | 2.7046 | 0.63541 | 0.334 | 0 | 3.674 | 0.11873 | 30.9455 | 2.7046 | 0.75213 | 0.34568 | 0 | 3.8024 | 0.029396 | 129.3544 | 2.7046 | 1.3875 | 0.40922 | 0 | 4.5014 | 0.14812 | -23.0992 | 30.3898 | 1.6635 | 0.41186 | 3.4361 | 5.5797 | 11.0911 | 2.7046 | 0 | 1.3875 | 0 | 0 | 0 | 0 | 0 | 0 | 0.40922 | 0.79159 |  | 0 | 0 | 4.5014 | 0.79159 | 5.6865 | -14.0835 | 0.049892 | 0 | 0.049892 | 0.0024946 | 0 | 0.0024946 |  | 0 |  | 0 | 0 | 0 | 0 | 0 | 0 | 0.24524 | 9999 | 0
Heat Recovery Refrigeration - Washington TieStall | Heat Recovery Refrigeration | 15 | 5.1733 | 0 | 0.63251 | 0 | 0 | A-Da-Proc-MilkingSchedule-All-All-S |  |  | 5.5575 | 0.001903 | 0.0018892 | 0 | 0 | 0 | 0.12613 | 0.031229 | 0.26053 | 0.42307 | (na) | (na) | (na) | (na) | 0 | 0 | 0 | 0 | 0 | 0 | 0 | 0 | 0.12613 | 0.031229 | 0.26053 | 0.42307 | 0.84096 | 2.8621 | 0.67241 | 0.35346 | 0 | 3.888 | 0.12613 | 30.8255 | 2.8621 | 0.79594 | 0.36581 | 0 | 4.0239 | 0.031229 | 128.8527 | 2.8621 | 1.4684 | 0.43305 | 0 | 4.7636 | 0.15736 | -23.0911 | 30.2719 | 1.67 | 0.41347 | 3.4494 | 5.6014 | 11.1342 | 2.8621 | 0 | 1.4684 | 0 | 0 | 0 | 0 | 0 | 0 | 0.43305 | 0.84096 |  | 0 | 0 | 4.7636 | 0.84096 | 5.6644 | -14.0403 | 0.052797 | 0 | 0.052797 | 0.0026398 | 0 | 0.0026398 |  | 0 |  | 0 | 0 | 0 | 0 | 0 | 0 | 0.26053 | 9999 | 0
Plate Milk Pre-Cooler - Washington TieStall | Plate Milk Pre-Cooler | 15 | 4 | 0 | 0.4515 | 0 | 0 | A-Da-Proc-MilkingSchedule-All-All-S |  |  | 4.2971 | 0.0014714 | 0.0014608 | 0 | 0 | 0 | 0.090034 | 0.022292 | 0.18597 | 0.30199 | (na) | (na) | (na) | (na) | 0 | 0 | 0 | 0 | 0 | 0 | 0 | 0 | 0.090034 | 0.022292 | 0.18597 | 0.30199 | 0.60029 | 2.213 | 0.51991 | 0.27329 | 0 | 3.0062 | 0.090034 | 33.3897 | 2.213 | 0.61542 | 0.28284 | 0 | 3.1113 | 0.022292 | 139.5714 | 2.213 | 1.1353 | 0.33484 | 0 | 3.6832 | 0.11233 | -23.2511 | 32.7901 | 1.5417 | 0.38171 | 3.1845 | 5.1712 | 10.2792 | 2.213 | 0 | 1.1353 | 0 | 0 | 0 | 0 | 0 | 0 | 0.33484 | 0.60029 |  | 0 | 0 | 3.6832 | 0.60029 | 6.1356 | -14.8954 | 0.040823 | 0 | 0.040823 | 0.0020411 | 0 | 0.0020411 |  | 0 |  | 0 | 0 | 0 | 0 | 0 | 0 | 0.18597 | 9999 | 0
Energy Efficient Lighting - Washington TieStall | Energy Efficient Lighting | 15 | 2.8337 | 0 | 0.3776 | 0 | 0 | C-All-Lgt-LPD Int-All-All-E |  |  | 3.0449 | 0.0005364 | 0.00053253 | 0 | 0 | 0 | 0.075299 | 0.018643 | 0.15554 | 0.25257 | (na) | (na) | (na) | (na) | 0 | 0 | 0 | 0 | 0 | 0 | 0 | 0 | 0.075299 | 0.018643 | 0.15554 | 0.25257 | 0.50205 | 1.5776 | 0.18954 | 0.17672 | 0 | 1.9439 | 0.075299 | 25.8156 | 1.5776 | 0.22435 | 0.1802 | 0 | 1.9822 | 0.018643 | 106.3214 | 1.5776 | 0.41389 | 0.19915 | 0 | 2.1907 | 0.093943 | -12.5442 | 23.3193 | 1.8196 | 0.45053 | 3.7586 | 6.1034 | 12.1322 | 1.5776 | 0 | 0.41389 | 0 | 0 | 0 | 0 | 0 | 0 | 0.19915 | 0.50205 |  | 0 | 0 | 2.1907 | 0.50205 | 4.3635 | -2.6822 | 0.028927 | 0 | 0.028927 | 0.0014463 | 0 | 0.0014463 |  | 0 |  | 0 | 0 | 0 | 0 | 0 | 0 | 0.15554 | 9999 | 0
Category Results; Sorted by TRC Levelized Cost
Total Results |  | Measure Input Data | [8 empty] | Savings | [5 empty] | PV Capital |  |  |  | PV Admin |  |  |  | PV O&M |  |  |  | PV Periodic Repl. |  |  |  | Total PV Capital, O&M and Periodic Repl Costs |  |  |  |  | PV Wholesale Electric Utility Costs & Benefits | [6 empty] | PV Retail Electric Utility Costs & Benefits | [6 empty] | PV Electric Utility System Costs & Benefits | [5 empty] | Electric Utility System Economics |  | Sponsor Levelized Cost (mills/kwh) |  |  |  |  | PV Regional Costs & Benefits | [15 empty] | TRC Economics |  | Physical CO2 | [6 empty] | Gas Inputs |  |  |  | PV Gas Utility System Costs & Benefits |  |  |  |  | Gas Utility System Economics
Category | Measure | Measure Life | Site Savings (kWh) | Site Savings (therms) | Capital Cost ($/unit) | Annual O&M Cost ($/unit) | PV Per. Repl. Cost ($/unit) | Load Shape (electric) | Diversified Load Factor (electric) | Wholesale Power Coincidence Factor (electric) | Wholesale Electric Energy (kWh) | Wholesale Electric Demand (kw) | Retail Electric Demand (kW) | Wholesale Gas Energy (therms/yr) | Wholesale Gas Demand (therms/day) | Retail Gas Demand (therms/day) | Wholesale Electric | Retail Electric | Natural Gas | Customer | Wholesale Electric | Retail Electric | Natural Gas | Customer | Wholesale Electric | Retail Electric | Natural Gas | Customer | Wholesale Electric | Retail Electric | Natural Gas | Customer | Wholesale Electric | Retail Electric | Natural Gas | Customer | Total | Wholesale Utility System Energy | Wholesale Utility System T&D Def. Cap. | Wholesale Utility System Act C-E Credit | Wholesale Utility System Risk Mitigation Benefit | Wholesale Utility System Total System Benefit | Wholesale Utility System Total Non-Consumer Cost | Wholesale Utility System B/C Ratio | Retail Utility System Energy | Retail Utility System T&D Def. Cap. | Retail Utility System Act C-E Credit | Retail Utility System Risk Mitigation Benefit | Retail Utility System Total System Benefit | Retail Utility System Total Non-Consumer Cost | Retail Utility System System B/C Ratio | Utility System Energy | Utility System T&D Def. Cap. | Utility System Act C-E Credit | Utility System Total Risk Mitigation Benefit | Utility System Total System Benefit | Utility System Total Non-Consumer Cost | Utility System Net Levelized Cost (Net of Elec T&D Capacity Benefits, Act Credit & Risk-Mitigation Benefit) in mills/kwh | Utility System System B/C Ratio | Wholesale Electric Levelized Cost | Retail Electric Levelized Cost | Natural Gas Levelized Cost | Customer Levelized Cost | Total Levelized Cost | PV Regional Electric Energy | PV Regional Gas Energy | PV Regional Electric T&D Def. Cap. | PV Regional Gas T&D Def. Cap. | PV Regional Electric System CO2 | PV Regional Gas System CO2 | PV Regional Electric System Risk-Mitigation Benefit | PV Regional Gas System Risk-Mitigation Benefit | PV Regional Non-E Value | PV Regional Act Credit | PV Regional Capital Cost | PV Regional Admin Cost | PV Regional Annual O&M Cost | PV Regional Periodic Replacement Cost | PV Total Regional Benefit | PV Total Regional Cost | TRC B/C Ratio | TRC Net Levelized Cost (Net of All Benefits) in mills/kWh | Electric System CO2 Avoided (Lifetime Tons) | Gas System CO2 Avoided (Lifetime Tons) | Total System CO2 Avoided (Lifetime Tons) | Electric System CO2 Avoided (Annual Tons in 2018) | Gas System CO2 Avoided (Annual Tons in 2018) | Total System CO2 Avoided (Annual Tons in 2018) |  | Gas Site Savings (therms) | Load Shape (gas) | Diversitfied Load Factor (gas) | Wholesale Coincidence Factor (gas) | Total Gas Utility System Energy | Gas Utility System T&D Def. Cap. | Gas Utility System Risk Mitigation Benefit | Gas Utility System Total System Benefit | Gas Utility System Total Non-Consumer Cost | Gas Utility System Net Levelized Cost (Net of Gas T&D Capacity Benefits & Risk-Mitigation Benefits) in cents/therm | Gas Utility System System B/C Ratio
Plate Milk Pre-Cooler - Idaho TieStall |  | 15 | 4 | 0 | 0.4515 | 0 | 0 |  |  |  | 4.2971 | 0.0014714 | 0.0014608 | 0 | 0 | 0 | 0.090034 | 0.022292 | 0.18597 | 0.30199 | 0.02709 | 0.0067724 | 0.056437 | 0 | 0 | 0 | 0 | 0 | 0 | 0 | 0 | 0 | 0.11712 | 0.029064 | 0.24241 | 0.30199 | 0.69059 | 2.213 | 0.51991 | 0.27329 | 0 | 3.0062 | 0.11712 | 25.667 | 2.213 | 0.61542 | 0.28284 | 0 | 3.1113 | 0.029064 | 107.0489 | 2.213 | 1.1353 | 0.33484 | 0 | 3.6832 | 0.14619 | -22.6713 | 25.1948 | 2.0056 | 0.49768 | 4.1509 | 5.1712 | 11.8254 | 2.213 | 0 | 1.1353 | 0 | 0 | 0 | 0 | 0 | 0 | 0.33484 | 0.60029 | 0.090299 | 0 | 0 | 3.6832 | 0.69059 | 5.3334 | -13.3491 | 0.040823 | 0 | 0.040823 | 0.0020411 | 0 | 0.0020411 |  | 0 |  | 0 | 0 | 0 | 0 | 0 | 0 | 0.24241 | 9999 | 0
Plate Milk Pre-Cooler - Montana TieStall |  | 15 | 4 | 0 | 0.4515 | 0 | 0 |  |  |  | 4.2971 | 0.0014714 | 0.0014608 | 0 | 0 | 0 | 0.090034 | 0.022292 | 0.18597 | 0.30199 | 0.02709 | 0.0067724 | 0.056437 | 0 | 0 | 0 | 0 | 0 | 0 | 0 | 0 | 0 | 0.11712 | 0.029064 | 0.24241 | 0.30199 | 0.69059 | 2.213 | 0.51991 | 0.27329 | 0 | 3.0062 | 0.11712 | 25.667 | 2.213 | 0.61542 | 0.28284 | 0 | 3.1113 | 0.029064 | 107.0489 | 2.213 | 1.1353 | 0.33484 | 0 | 3.6832 | 0.14619 | -22.6713 | 25.1948 | 2.0056 | 0.49768 | 4.1509 | 5.1712 | 11.8254 | 2.213 | 0 | 1.1353 | 0 | 0 | 0 | 0 | 0 | 0 | 0.33484 | 0.60029 | 0.090299 | 0 | 0 | 3.6832 | 0.69059 | 5.3334 | -13.3491 | 0.040823 | 0 | 0.040823 | 0.0020411 | 0 | 0.0020411 |  | 0 |  | 0 | 0 | 0 | 0 | 0 | 0 | 0.24241 | 9999 | 0
Plate Milk Pre-Cooler - Oregon TieStall |  | 15 | 4 | 0 | 0.4515 | 0 | 0 |  |  |  | 4.2971 | 0.0014714 | 0.0014608 | 0 | 0 | 0 | 0.090034 | 0.022292 | 0.18597 | 0.30199 | 0.02709 | 0.0067724 | 0.056437 | 0 | 0 | 0 | 0 | 0 | 0 | 0 | 0 | 0 | 0.11712 | 0.029064 | 0.24241 | 0.30199 | 0.69059 | 2.213 | 0.51991 | 0.27329 | 0 | 3.0062 | 0.11712 | 25.667 | 2.213 | 0.61542 | 0.28284 | 0 | 3.1113 | 0.029064 | 107.0489 | 2.213 | 1.1353 | 0.33484 | 0 | 3.6832 | 0.14619 | -22.6713 | 25.1948 | 2.0056 | 0.49768 | 4.1509 | 5.1712 | 11.8254 | 2.213 | 0 | 1.1353 | 0 | 0 | 0 | 0 | 0 | 0 | 0.33484 | 0.60029 | 0.090299 | 0 | 0 | 3.6832 | 0.69059 | 5.3334 | -13.3491 | 0.040823 | 0 | 0.040823 | 0.0020411 | 0 | 0.0020411 |  | 0 |  | 0 | 0 | 0 | 0 | 0 | 0 | 0.24241 | 9999 | 0
Plate Milk Pre-Cooler - Washington TieStall |  | 15 | 4 | 0 | 0.4515 | 0 | 0 |  |  |  | 4.2971 | 0.0014714 | 0.0014608 | 0 | 0 | 0 | 0.090034 | 0.022292 | 0.18597 | 0.30199 | 0.02709 | 0.0067724 | 0.056437 | 0 | 0 | 0 | 0 | 0 | 0 | 0 | 0 | 0 | 0.11712 | 0.029064 | 0.24241 | 0.30199 | 0.69059 | 2.213 | 0.51991 | 0.27329 | 0 | 3.0062 | 0.11712 | 25.667 | 2.213 | 0.61542 | 0.28284 | 0 | 3.1113 | 0.029064 | 107.0489 | 2.213 | 1.1353 | 0.33484 | 0 | 3.6832 | 0.14619 | -22.6713 | 25.1948 | 2.0056 | 0.49768 | 4.1509 | 5.1712 | 11.8254 | 2.213 | 0 | 1.1353 | 0 | 0 | 0 | 0 | 0 | 0 | 0.33484 | 0.60029 | 0.090299 | 0 | 0 | 3.6832 | 0.69059 | 5.3334 | -13.3491 | 0.040823 | 0 | 0.040823 | 0.0020411 | 0 | 0.0020411 |  | 0 |  | 0 | 0 | 0 | 0 | 0 | 0 | 0.24241 | 9999 | 0
VSD - Vacuum Pump - Idaho TieStall |  | 15 | 4.8886 | 0 | 0.59538 | 0 | 0 |  |  |  | 5.2517 | 0.0017982 | 0.0017853 | 0 | 0 | 0 | 0.11873 | 0.029396 | 0.24524 | 0.39823 | 0.035723 | 0.0089307 | 0.074422 | 0 | 0 | 0 | 0 | 0 | 0 | 0 | 0 | 0 | 0.15445 | 0.038326 | 0.31966 | 0.39823 | 0.91067 | 2.7046 | 0.63541 | 0.334 | 0 | 3.674 | 0.15445 | 23.7881 | 2.7046 | 0.75213 | 0.34568 | 0 | 3.8024 | 0.038326 | 99.2126 | 2.7046 | 1.3875 | 0.40922 | 0 | 4.5014 | 0.19278 | -22.4735 | 23.3505 | 2.164 | 0.53699 | 4.4788 | 5.5797 | 12.7594 | 2.7046 | 0 | 1.3875 | 0 | 0 | 0 | 0 | 0 | 0 | 0.40922 | 0.79159 | 0.11908 | 0 | 0 | 4.5014 | 0.91067 | 4.943 | -12.4151 | 0.049892 | 0 | 0.049892 | 0.0024946 | 0 | 0.0024946 |  | 0 |  | 0 | 0 | 0 | 0 | 0 | 0 | 0.31966 | 9999 | 0
VSD - Vacuum Pump - Montana TieStall |  | 15 | 4.8886 | 0 | 0.59538 | 0 | 0 |  |  |  | 5.2517 | 0.0017982 | 0.0017853 | 0 | 0 | 0 | 0.11873 | 0.029396 | 0.24524 | 0.39823 | 0.035723 | 0.0089307 | 0.074422 | 0 | 0 | 0 | 0 | 0 | 0 | 0 | 0 | 0 | 0.15445 | 0.038326 | 0.31966 | 0.39823 | 0.91067 | 2.7046 | 0.63541 | 0.334 | 0 | 3.674 | 0.15445 | 23.7881 | 2.7046 | 0.75213 | 0.34568 | 0 | 3.8024 | 0.038326 | 99.2126 | 2.7046 | 1.3875 | 0.40922 | 0 | 4.5014 | 0.19278 | -22.4735 | 23.3505 | 2.164 | 0.53699 | 4.4788 | 5.5797 | 12.7594 | 2.7046 | 0 | 1.3875 | 0 | 0 | 0 | 0 | 0 | 0 | 0.40922 | 0.79159 | 0.11908 | 0 | 0 | 4.5014 | 0.91067 | 4.943 | -12.4151 | 0.049892 | 0 | 0.049892 | 0.0024946 | 0 | 0.0024946 |  | 0 |  | 0 | 0 | 0 | 0 | 0 | 0 | 0.31966 | 9999 | 0
VSD - Vacuum Pump - Oregon TieStall |  | 15 | 4.8886 | 0 | 0.59538 | 0 | 0 |  |  |  | 5.2517 | 0.0017982 | 0.0017853 | 0 | 0 | 0 | 0.11873 | 0.029396 | 0.24524 | 0.39823 | 0.035723 | 0.0089307 | 0.074422 | 0 | 0 | 0 | 0 | 0 | 0 | 0 | 0 | 0 | 0.15445 | 0.038326 | 0.31966 | 0.39823 | 0.91067 | 2.7046 | 0.63541 | 0.334 | 0 | 3.674 | 0.15445 | 23.7881 | 2.7046 | 0.75213 | 0.34568 | 0 | 3.8024 | 0.038326 | 99.2126 | 2.7046 | 1.3875 | 0.40922 | 0 | 4.5014 | 0.19278 | -22.4735 | 23.3505 | 2.164 | 0.53699 | 4.4788 | 5.5797 | 12.7594 | 2.7046 | 0 | 1.3875 | 0 | 0 | 0 | 0 | 0 | 0 | 0.40922 | 0.79159 | 0.11908 | 0 | 0 | 4.5014 | 0.91067 | 4.943 | -12.4151 | 0.049892 | 0 | 0.049892 | 0.0024946 | 0 | 0.0024946 |  | 0 |  | 0 | 0 | 0 | 0 | 0 | 0 | 0.31966 | 9999 | 0
VSD - Vacuum Pump - Washington TieStall |  | 15 | 4.8886 | 0 | 0.59538 | 0 | 0 |  |  |  | 5.2517 | 0.0017982 | 0.0017853 | 0 | 0 | 0 | 0.11873 | 0.029396 | 0.24524 | 0.39823 | 0.035723 | 0.0089307 | 0.074422 | 0 | 0 | 0 | 0 | 0 | 0 | 0 | 0 | 0 | 0.15445 | 0.038326 | 0.31966 | 0.39823 | 0.91067 | 2.7046 | 0.63541 | 0.334 | 0 | 3.674 | 0.15445 | 23.7881 | 2.7046 | 0.75213 | 0.34568 | 0 | 3.8024 | 0.038326 | 99.2126 | 2.7046 | 1.3875 | 0.40922 | 0 | 4.5014 | 0.19278 | -22.4735 | 23.3505 | 2.164 | 0.53699 | 4.4788 | 5.5797 | 12.7594 | 2.7046 | 0 | 1.3875 | 0 | 0 | 0 | 0 | 0 | 0 | 0.40922 | 0.79159 | 0.11908 | 0 | 0 | 4.5014 | 0.91067 | 4.943 | -12.4151 | 0.049892 | 0 | 0.049892 | 0.0024946 | 0 | 0.0024946 |  | 0 |  | 0 | 0 | 0 | 0 | 0 | 0 | 0.31966 | 9999 | 0
Heat Recovery Refrigeration - Idaho TieStall |  | 15 | 5.1733 | 0 | 0.63251 | 0 | 0 |  |  |  | 5.5575 | 0.001903 | 0.0018892 | 0 | 0 | 0 | 0.12613 | 0.031229 | 0.26053 | 0.42307 | 0.03795 | 0.0094876 | 0.079063 | 0 | 0 | 0 | 0 | 0 | 0 | 0 | 0 | 0 | 0.16408 | 0.040716 | 0.3396 | 0.42307 | 0.96746 | 2.8621 | 0.67241 | 0.35346 | 0 | 3.888 | 0.16408 | 23.6958 | 2.8621 | 0.79594 | 0.36581 | 0 | 4.0239 | 0.040716 | 98.8278 | 2.8621 | 1.4684 | 0.43305 | 0 | 4.7636 | 0.2048 | -22.463 | 23.2599 | 2.1724 | 0.53908 | 4.4962 | 5.6014 | 12.8091 | 2.8621 | 0 | 1.4684 | 0 | 0 | 0 | 0 | 0 | 0 | 0.43305 | 0.84096 | 0.1265 | 0 | 0 | 4.7636 | 0.96746 | 4.9238 | -12.3654 | 0.052797 | 0 | 0.052797 | 0.0026398 | 0 | 0.0026398 |  | 0 |  | 0 | 0 | 0 | 0 | 0 | 0 | 0.3396 | 9999 | 0
Heat Recovery Refrigeration - Montana TieStall |  | 15 | 5.1733 | 0 | 0.63251 | 0 | 0 |  |  |  | 5.5575 | 0.001903 | 0.0018892 | 0 | 0 | 0 | 0.12613 | 0.031229 | 0.26053 | 0.42307 | 0.03795 | 0.0094876 | 0.079063 | 0 | 0 | 0 | 0 | 0 | 0 | 0 | 0 | 0 | 0.16408 | 0.040716 | 0.3396 | 0.42307 | 0.96746 | 2.8621 | 0.67241 | 0.35346 | 0 | 3.888 | 0.16408 | 23.6958 | 2.8621 | 0.79594 | 0.36581 | 0 | 4.0239 | 0.040716 | 98.8278 | 2.8621 | 1.4684 | 0.43305 | 0 | 4.7636 | 0.2048 | -22.463 | 23.2599 | 2.1724 | 0.53908 | 4.4962 | 5.6014 | 12.8091 | 2.8621 | 0 | 1.4684 | 0 | 0 | 0 | 0 | 0 | 0 | 0.43305 | 0.84096 | 0.1265 | 0 | 0 | 4.7636 | 0.96746 | 4.9238 | -12.3654 | 0.052797 | 0 | 0.052797 | 0.0026398 | 0 | 0.0026398 |  | 0 |  | 0 | 0 | 0 | 0 | 0 | 0 | 0.3396 | 9999 | 0
Heat Recovery Refrigeration - Oregon TieStall |  | 15 | 5.1733 | 0 | 0.63251 | 0 | 0 |  |  |  | 5.5575 | 0.001903 | 0.0018892 | 0 | 0 | 0 | 0.12613 | 0.031229 | 0.26053 | 0.42307 | 0.03795 | 0.0094876 | 0.079063 | 0 | 0 | 0 | 0 | 0 | 0 | 0 | 0 | 0 | 0.16408 | 0.040716 | 0.3396 | 0.42307 | 0.96746 | 2.8621 | 0.67241 | 0.35346 | 0 | 3.888 | 0.16408 | 23.6958 | 2.8621 | 0.79594 | 0.36581 | 0 | 4.0239 | 0.040716 | 98.8278 | 2.8621 | 1.4684 | 0.43305 | 0 | 4.7636 | 0.2048 | -22.463 | 23.2599 | 2.1724 | 0.53908 | 4.4962 | 5.6014 | 12.8091 | 2.8621 | 0 | 1.4684 | 0 | 0 | 0 | 0 | 0 | 0 | 0.43305 | 0.84096 | 0.1265 | 0 | 0 | 4.7636 | 0.96746 | 4.9238 | -12.3654 | 0.052797 | 0 | 0.052797 | 0.0026398 | 0 | 0.0026398 |  | 0 |  | 0 | 0 | 0 | 0 | 0 | 0 | 0.3396 | 9999 | 0
Heat Recovery Refrigeration - Washington TieStall |  | 15 | 5.1733 | 0 | 0.63251 | 0 | 0 |  |  |  | 5.5575 | 0.001903 | 0.0018892 | 0 | 0 | 0 | 0.12613 | 0.031229 | 0.26053 | 0.42307 | 0.03795 | 0.0094876 | 0.079063 | 0 | 0 | 0 | 0 | 0 | 0 | 0 | 0 | 0 | 0.16408 | 0.040716 | 0.3396 | 0.42307 | 0.96746 | 2.8621 | 0.67241 | 0.35346 | 0 | 3.888 | 0.16408 | 23.6958 | 2.8621 | 0.79594 | 0.36581 | 0 | 4.0239 | 0.040716 | 98.8278 | 2.8621 | 1.4684 | 0.43305 | 0 | 4.7636 | 0.2048 | -22.463 | 23.2599 | 2.1724 | 0.53908 | 4.4962 | 5.6014 | 12.8091 | 2.8621 | 0 | 1.4684 | 0 | 0 | 0 | 0 | 0 | 0 | 0.43305 | 0.84096 | 0.1265 | 0 | 0 | 4.7636 | 0.96746 | 4.9238 | -12.3654 | 0.052797 | 0 | 0.052797 | 0.0026398 | 0 | 0.0026398 |  | 0 |  | 0 | 0 | 0 | 0 | 0 | 0 | 0.3396 | 9999 | 0
Plate Milk Pre-cooler - Idaho FreeStall |  | 15 | 3.8582 | 0 | 0.51448 | 0 | 0 |  |  |  | 4.1447 | 0.0014192 | 0.001409 | 0 | 0 | 0 | 0.10259 | 0.025401 | 0.21192 | 0.34412 | 0.030869 | 0.0077172 | 0.06431 | 0 | 0 | 0 | 0 | 0 | 0 | 0 | 0 | 0 | 0.13346 | 0.033119 | 0.27623 | 0.34412 | 0.78693 | 2.1346 | 0.50148 | 0.2636 | 0 | 2.8996 | 0.13346 | 21.7262 | 2.1346 | 0.5936 | 0.27282 | 0 | 3.001 | 0.033119 | 90.6132 | 2.1346 | 1.0951 | 0.32296 | 0 | 3.5526 | 0.16658 | -22.2172 | 21.3265 | 2.3694 | 0.58795 | 4.9039 | 6.1092 | 13.9703 | 2.1346 | 0 | 1.0951 | 0 | 0 | 0 | 0 | 0 | 0 | 0.32296 | 0.68403 | 0.1029 | 0 | 0 | 3.5526 | 0.78693 | 4.5145 | -11.2042 | 0.039376 | 0 | 0.039376 | 0.0019688 | 0 | 0.0019688 |  | 0 |  | 0 | 0 | 0 | 0 | 0 | 0 | 0.27623 | 9999 | 0
Plate Milk Pre-cooler - Montana FreeStall |  | 15 | 3.8582 | 0 | 0.51448 | 0 | 0 |  |  |  | 4.1447 | 0.0014192 | 0.001409 | 0 | 0 | 0 | 0.10259 | 0.025401 | 0.21192 | 0.34412 | 0.030869 | 0.0077172 | 0.06431 | 0 | 0 | 0 | 0 | 0 | 0 | 0 | 0 | 0 | 0.13346 | 0.033119 | 0.27623 | 0.34412 | 0.78693 | 2.1346 | 0.50148 | 0.2636 | 0 | 2.8996 | 0.13346 | 21.7262 | 2.1346 | 0.5936 | 0.27282 | 0 | 3.001 | 0.033119 | 90.6132 | 2.1346 | 1.0951 | 0.32296 | 0 | 3.5526 | 0.16658 | -22.2172 | 21.3265 | 2.3694 | 0.58795 | 4.9039 | 6.1092 | 13.9703 | 2.1346 | 0 | 1.0951 | 0 | 0 | 0 | 0 | 0 | 0 | 0.32296 | 0.68403 | 0.1029 | 0 | 0 | 3.5526 | 0.78693 | 4.5145 | -11.2042 | 0.039376 | 0 | 0.039376 | 0.0019688 | 0 | 0.0019688 |  | 0 |  | 0 | 0 | 0 | 0 | 0 | 0 | 0.27623 | 9999 | 0
Plate Milk Pre-cooler - Oregon FreeStall |  | 15 | 3.8582 | 0 | 0.51448 | 0 | 0 |  |  |  | 4.1447 | 0.0014192 | 0.001409 | 0 | 0 | 0 | 0.10259 | 0.025401 | 0.21192 | 0.34412 | 0.030869 | 0.0077172 | 0.06431 | 0 | 0 | 0 | 0 | 0 | 0 | 0 | 0 | 0 | 0.13346 | 0.033119 | 0.27623 | 0.34412 | 0.78693 | 2.1346 | 0.50148 | 0.2636 | 0 | 2.8996 | 0.13346 | 21.7262 | 2.1346 | 0.5936 | 0.27282 | 0 | 3.001 | 0.033119 | 90.6132 | 2.1346 | 1.0951 | 0.32296 | 0 | 3.5526 | 0.16658 | -22.2172 | 21.3265 | 2.3694 | 0.58795 | 4.9039 | 6.1092 | 13.9703 | 2.1346 | 0 | 1.0951 | 0 | 0 | 0 | 0 | 0 | 0 | 0.32296 | 0.68403 | 0.1029 | 0 | 0 | 3.5526 | 0.78693 | 4.5145 | -11.2042 | 0.039376 | 0 | 0.039376 | 0.0019688 | 0 | 0.0019688 |  | 0 |  | 0 | 0 | 0 | 0 | 0 | 0 | 0.27623 | 9999 | 0
Plate Milk Pre-cooler - Washington FreeStall |  | 15 | 3.8582 | 0 | 0.51448 | 0 | 0 |  |  |  | 4.1447 | 0.0014192 | 0.001409 | 0 | 0 | 0 | 0.10259 | 0.025401 | 0.21192 | 0.34412 | 0.030869 | 0.0077172 | 0.06431 | 0 | 0 | 0 | 0 | 0 | 0 | 0 | 0 | 0 | 0.13346 | 0.033119 | 0.27623 | 0.34412 | 0.78693 | 2.1346 | 0.50148 | 0.2636 | 0 | 2.8996 | 0.13346 | 21.7262 | 2.1346 | 0.5936 | 0.27282 | 0 | 3.001 | 0.033119 | 90.6132 | 2.1346 | 1.0951 | 0.32296 | 0 | 3.5526 | 0.16658 | -22.2172 | 21.3265 | 2.3694 | 0.58795 | 4.9039 | 6.1092 | 13.9703 | 2.1346 | 0 | 1.0951 | 0 | 0 | 0 | 0 | 0 | 0 | 0.32296 | 0.68403 | 0.1029 | 0 | 0 | 3.5526 | 0.78693 | 4.5145 | -11.2042 | 0.039376 | 0 | 0.039376 | 0.0019688 | 0 | 0.0019688 |  | 0 |  | 0 | 0 | 0 | 0 | 0 | 0 | 0.27623 | 9999 | 0
VSD - Vacuum Pump - Idaho FreeStall |  | 15 | 6.9736 | 0 | 0.92997 | 0 | 0 |  |  |  | 7.4915 | 0.0025652 | 0.0025467 | 0 | 0 | 0 | 0.18545 | 0.045915 | 0.38306 | 0.62203 | 0.055798 | 0.01395 | 0.11625 | 0 | 0 | 0 | 0 | 0 | 0 | 0 | 0 | 0 | 0.24125 | 0.059865 | 0.4993 | 0.62203 | 1.4224 | 3.8582 | 0.90641 | 0.47646 | 0 | 5.241 | 0.24125 | 21.7248 | 3.8582 | 1.0729 | 0.49311 | 0 | 5.4242 | 0.059865 | 90.6075 | 3.8582 | 1.9793 | 0.58375 | 0 | 6.4212 | 0.30111 | -22.217 | 21.3252 | 2.3695 | 0.58799 | 4.9042 | 6.1096 | 13.9712 | 3.8582 | 0 | 1.9793 | 0 | 0 | 0 | 0 | 0 | 0 | 0.58375 | 1.2365 | 0.18599 | 0 | 0 | 6.4212 | 1.4224 | 4.5142 | -11.2033 | 0.07117 | 0 | 0.07117 | 0.0035585 | 0 | 0.0035585 |  | 0 |  | 0 | 0 | 0 | 0 | 0 | 0 | 0.4993 | 9999 | 0
VSD - Vacuum Pump - Montana FreeStall |  | 15 | 6.9736 | 0 | 0.92997 | 0 | 0 |  |  |  | 7.4915 | 0.0025652 | 0.0025467 | 0 | 0 | 0 | 0.18545 | 0.045915 | 0.38306 | 0.62203 | 0.055798 | 0.01395 | 0.11625 | 0 | 0 | 0 | 0 | 0 | 0 | 0 | 0 | 0 | 0.24125 | 0.059865 | 0.4993 | 0.62203 | 1.4224 | 3.8582 | 0.90641 | 0.47646 | 0 | 5.241 | 0.24125 | 21.7248 | 3.8582 | 1.0729 | 0.49311 | 0 | 5.4242 | 0.059865 | 90.6075 | 3.8582 | 1.9793 | 0.58375 | 0 | 6.4212 | 0.30111 | -22.217 | 21.3252 | 2.3695 | 0.58799 | 4.9042 | 6.1096 | 13.9712 | 3.8582 | 0 | 1.9793 | 0 | 0 | 0 | 0 | 0 | 0 | 0.58375 | 1.2365 | 0.18599 | 0 | 0 | 6.4212 | 1.4224 | 4.5142 | -11.2033 | 0.07117 | 0 | 0.07117 | 0.0035585 | 0 | 0.0035585 |  | 0 |  | 0 | 0 | 0 | 0 | 0 | 0 | 0.4993 | 9999 | 0
VSD - Vacuum Pump - Oregon FreeStall |  | 15 | 6.9736 | 0 | 0.92997 | 0 | 0 |  |  |  | 7.4915 | 0.0025652 | 0.0025467 | 0 | 0 | 0 | 0.18545 | 0.045915 | 0.38306 | 0.62203 | 0.055798 | 0.01395 | 0.11625 | 0 | 0 | 0 | 0 | 0 | 0 | 0 | 0 | 0 | 0.24125 | 0.059865 | 0.4993 | 0.62203 | 1.4224 | 3.8582 | 0.90641 | 0.47646 | 0 | 5.241 | 0.24125 | 21.7248 | 3.8582 | 1.0729 | 0.49311 | 0 | 5.4242 | 0.059865 | 90.6075 | 3.8582 | 1.9793 | 0.58375 | 0 | 6.4212 | 0.30111 | -22.217 | 21.3252 | 2.3695 | 0.58799 | 4.9042 | 6.1096 | 13.9712 | 3.8582 | 0 | 1.9793 | 0 | 0 | 0 | 0 | 0 | 0 | 0.58375 | 1.2365 | 0.18599 | 0 | 0 | 6.4212 | 1.4224 | 4.5142 | -11.2033 | 0.07117 | 0 | 0.07117 | 0.0035585 | 0 | 0.0035585 |  | 0 |  | 0 | 0 | 0 | 0 | 0 | 0 | 0.4993 | 9999 | 0
VSD - Vacuum Pump - Washington FreeStall |  | 15 | 6.9736 | 0 | 0.92997 | 0 | 0 |  |  |  | 7.4915 | 0.0025652 | 0.0025467 | 0 | 0 | 0 | 0.18545 | 0.045915 | 0.38306 | 0.62203 | 0.055798 | 0.01395 | 0.11625 | 0 | 0 | 0 | 0 | 0 | 0 | 0 | 0 | 0 | 0.24125 | 0.059865 | 0.4993 | 0.62203 | 1.4224 | 3.8582 | 0.90641 | 0.47646 | 0 | 5.241 | 0.24125 | 21.7248 | 3.8582 | 1.0729 | 0.49311 | 0 | 5.4242 | 0.059865 | 90.6075 | 3.8582 | 1.9793 | 0.58375 | 0 | 6.4212 | 0.30111 | -22.217 | 21.3252 | 2.3695 | 0.58799 | 4.9042 | 6.1096 | 13.9712 | 3.8582 | 0 | 1.9793 | 0 | 0 | 0 | 0 | 0 | 0 | 0.58375 | 1.2365 | 0.18599 | 0 | 0 | 6.4212 | 1.4224 | 4.5142 | -11.2033 | 0.07117 | 0 | 0.07117 | 0.0035585 | 0 | 0.0035585 |  | 0 |  | 0 | 0 | 0 | 0 | 0 | 0 | 0.4993 | 9999 | 0
Energy Efficient Lighting - Idaho TieStall |  | 15 | 2.8337 | 0 | 0.3776 | 0 | 0 |  |  |  | 3.0449 | 0.0005364 | 0.00053253 | 0 | 0 | 0 | 0.075299 | 0.018643 | 0.15554 | 0.25257 | 0.022656 | 0.0056641 | 0.047201 | 0 | 0 | 0 | 0 | 0 | 0 | 0 | 0 | 0 | 0.097956 | 0.024307 | 0.20274 | 0.25257 | 0.57757 | 1.5776 | 0.18954 | 0.17672 | 0 | 1.9439 | 0.097956 | 19.8447 | 1.5776 | 0.22435 | 0.1802 | 0 | 1.9822 | 0.024307 | 81.5467 | 1.5776 | 0.41389 | 0.19915 | 0 | 2.1907 | 0.12226 | -11.8599 | 17.9178 | 2.3671 | 0.5874 | 4.8992 | 6.1034 | 13.9572 | 1.5776 | 0 | 0.41389 | 0 | 0 | 0 | 0 | 0 | 0 | 0.19915 | 0.50205 | 0.075521 | 0 | 0 | 2.1907 | 0.57757 | 3.7929 | -0.8572 | 0.028927 | 0 | 0.028927 | 0.0014463 | 0 | 0.0014463 |  | 0 |  | 0 | 0 | 0 | 0 | 0 | 0 | 0.20274 | 9999 | 0
Energy Efficient Lighting - Montana TieStall |  | 15 | 2.8337 | 0 | 0.3776 | 0 | 0 |  |  |  | 3.0449 | 0.0005364 | 0.00053253 | 0 | 0 | 0 | 0.075299 | 0.018643 | 0.15554 | 0.25257 | 0.022656 | 0.0056641 | 0.047201 | 0 | 0 | 0 | 0 | 0 | 0 | 0 | 0 | 0 | 0.097956 | 0.024307 | 0.20274 | 0.25257 | 0.57757 | 1.5776 | 0.18954 | 0.17672 | 0 | 1.9439 | 0.097956 | 19.8447 | 1.5776 | 0.22435 | 0.1802 | 0 | 1.9822 | 0.024307 | 81.5467 | 1.5776 | 0.41389 | 0.19915 | 0 | 2.1907 | 0.12226 | -11.8599 | 17.9178 | 2.3671 | 0.5874 | 4.8992 | 6.1034 | 13.9572 | 1.5776 | 0 | 0.41389 | 0 | 0 | 0 | 0 | 0 | 0 | 0.19915 | 0.50205 | 0.075521 | 0 | 0 | 2.1907 | 0.57757 | 3.7929 | -0.8572 | 0.028927 | 0 | 0.028927 | 0.0014463 | 0 | 0.0014463 |  | 0 |  | 0 | 0 | 0 | 0 | 0 | 0 | 0.20274 | 9999 | 0
Energy Efficient Lighting - Oregon TieStall |  | 15 | 2.8337 | 0 | 0.3776 | 0 | 0 |  |  |  | 3.0449 | 0.0005364 | 0.00053253 | 0 | 0 | 0 | 0.075299 | 0.018643 | 0.15554 | 0.25257 | 0.022656 | 0.0056641 | 0.047201 | 0 | 0 | 0 | 0 | 0 | 0 | 0 | 0 | 0 | 0.097956 | 0.024307 | 0.20274 | 0.25257 | 0.57757 | 1.5776 | 0.18954 | 0.17672 | 0 | 1.9439 | 0.097956 | 19.8447 | 1.5776 | 0.22435 | 0.1802 | 0 | 1.9822 | 0.024307 | 81.5467 | 1.5776 | 0.41389 | 0.19915 | 0 | 2.1907 | 0.12226 | -11.8599 | 17.9178 | 2.3671 | 0.5874 | 4.8992 | 6.1034 | 13.9572 | 1.5776 | 0 | 0.41389 | 0 | 0 | 0 | 0 | 0 | 0 | 0.19915 | 0.50205 | 0.075521 | 0 | 0 | 2.1907 | 0.57757 | 3.7929 | -0.8572 | 0.028927 | 0 | 0.028927 | 0.0014463 | 0 | 0.0014463 |  | 0 |  | 0 | 0 | 0 | 0 | 0 | 0 | 0.20274 | 9999 | 0
Energy Efficient Lighting - Washington TieStall |  | 15 | 2.8337 | 0 | 0.3776 | 0 | 0 |  |  |  | 3.0449 | 0.0005364 | 0.00053253 | 0 | 0 | 0 | 0.075299 | 0.018643 | 0.15554 | 0.25257 | 0.022656 | 0.0056641 | 0.047201 | 0 | 0 | 0 | 0 | 0 | 0 | 0 | 0 | 0 | 0.097956 | 0.024307 | 0.20274 | 0.25257 | 0.57757 | 1.5776 | 0.18954 | 0.17672 | 0 | 1.9439 | 0.097956 | 19.8447 | 1.5776 | 0.22435 | 0.1802 | 0 | 1.9822 | 0.024307 | 81.5467 | 1.5776 | 0.41389 | 0.19915 | 0 | 2.1907 | 0.12226 | -11.8599 | 17.9178 | 2.3671 | 0.5874 | 4.8992 | 6.1034 | 13.9572 | 1.5776 | 0 | 0.41389 | 0 | 0 | 0 | 0 | 0 | 0 | 0.19915 | 0.50205 | 0.075521 | 0 | 0 | 2.1907 | 0.57757 | 3.7929 | -0.8572 | 0.028927 | 0 | 0.028927 | 0.0014463 | 0 | 0.0014463 |  | 0 |  | 0 | 0 | 0 | 0 | 0 | 0 | 0.20274 | 9999 | 0
Energy Efficient Lighting - Idaho FreeStall |  | 15 | 0.5253 | 0 | 0.073964 | 0 | 0 |  |  |  | 0.56446 | 9.9437e-05 | 9.8719e-05 | 0 | 0 | 0 | 0.014749 | 0.0036518 | 0.030466 | 0.049472 | 0.0044378 | 0.0011095 | 0.0092455 | 0 | 0 | 0 | 0 | 0 | 0 | 0 | 0 | 0 | 0.019187 | 0.0047613 | 0.039712 | 0.049472 | 0.11313 | 0.29246 | 0.035136 | 0.03276 | 0 | 0.36036 | 0.019187 | 18.7811 | 0.29246 | 0.04159 | 0.033405 | 0 | 0.36746 | 0.0047613 | 77.1763 | 0.29246 | 0.076726 | 0.036919 | 0 | 0.40611 | 0.023948 | -11.6926 | 16.9575 | 2.5012 | 0.62066 | 5.1767 | 6.4491 | 14.7476 | 0.29246 | 0 | 0.076726 | 0 | 0 | 0 | 0 | 0 | 0 | 0.036919 | 0.09834 | 0.014793 | 0 | 0 | 0.40611 | 0.11313 | 3.5897 | -0.066825 | 0.0053625 | 0 | 0.0053625 | 0.00026812 | 0 | 0.00026812 |  | 0 |  | 0 | 0 | 0 | 0 | 0 | 0 | 0.039712 | 9999 | 0
Energy Efficient Lighting - Montana FreeStall |  | 15 | 0.5253 | 0 | 0.073964 | 0 | 0 |  |  |  | 0.56446 | 9.9437e-05 | 9.8719e-05 | 0 | 0 | 0 | 0.014749 | 0.0036518 | 0.030466 | 0.049472 | 0.0044378 | 0.0011095 | 0.0092455 | 0 | 0 | 0 | 0 | 0 | 0 | 0 | 0 | 0 | 0.019187 | 0.0047613 | 0.039712 | 0.049472 | 0.11313 | 0.29246 | 0.035136 | 0.03276 | 0 | 0.36036 | 0.019187 | 18.7811 | 0.29246 | 0.04159 | 0.033405 | 0 | 0.36746 | 0.0047613 | 77.1763 | 0.29246 | 0.076726 | 0.036919 | 0 | 0.40611 | 0.023948 | -11.6926 | 16.9575 | 2.5012 | 0.62066 | 5.1767 | 6.4491 | 14.7476 | 0.29246 | 0 | 0.076726 | 0 | 0 | 0 | 0 | 0 | 0 | 0.036919 | 0.09834 | 0.014793 | 0 | 0 | 0.40611 | 0.11313 | 3.5897 | -0.066825 | 0.0053625 | 0 | 0.0053625 | 0.00026812 | 0 | 0.00026812 |  | 0 |  | 0 | 0 | 0 | 0 | 0 | 0 | 0.039712 | 9999 | 0
Energy Efficient Lighting - Oregon FreeStall |  | 15 | 0.5253 | 0 | 0.073964 | 0 | 0 |  |  |  | 0.56446 | 9.9437e-05 | 9.8719e-05 | 0 | 0 | 0 | 0.014749 | 0.0036518 | 0.030466 | 0.049472 | 0.0044378 | 0.0011095 | 0.0092455 | 0 | 0 | 0 | 0 | 0 | 0 | 0 | 0 | 0 | 0.019187 | 0.0047613 | 0.039712 | 0.049472 | 0.11313 | 0.29246 | 0.035136 | 0.03276 | 0 | 0.36036 | 0.019187 | 18.7811 | 0.29246 | 0.04159 | 0.033405 | 0 | 0.36746 | 0.0047613 | 77.1763 | 0.29246 | 0.076726 | 0.036919 | 0 | 0.40611 | 0.023948 | -11.6926 | 16.9575 | 2.5012 | 0.62066 | 5.1767 | 6.4491 | 14.7476 | 0.29246 | 0 | 0.076726 | 0 | 0 | 0 | 0 | 0 | 0 | 0.036919 | 0.09834 | 0.014793 | 0 | 0 | 0.40611 | 0.11313 | 3.5897 | -0.066825 | 0.0053625 | 0 | 0.0053625 | 0.00026812 | 0 | 0.00026812 |  | 0 |  | 0 | 0 | 0 | 0 | 0 | 0 | 0.039712 | 9999 | 0
Energy Efficient Lighting - Washington FreeStall |  | 15 | 0.5253 | 0 | 0.073964 | 0 | 0 |  |  |  | 0.56446 | 9.9437e-05 | 9.8719e-05 | 0 | 0 | 0 | 0.014749 | 0.0036518 | 0.030466 | 0.049472 | 0.0044378 | 0.0011095 | 0.0092455 | 0 | 0 | 0 | 0 | 0 | 0 | 0 | 0 | 0 | 0.019187 | 0.0047613 | 0.039712 | 0.049472 | 0.11313 | 0.29246 | 0.035136 | 0.03276 | 0 | 0.36036 | 0.019187 | 18.7811 | 0.29246 | 0.04159 | 0.033405 | 0 | 0.36746 | 0.0047613 | 77.1763 | 0.29246 | 0.076726 | 0.036919 | 0 | 0.40611 | 0.023948 | -11.6926 | 16.9575 | 2.5012 | 0.62066 | 5.1767 | 6.4491 | 14.7476 | 0.29246 | 0 | 0.076726 | 0 | 0 | 0 | 0 | 0 | 0 | 0.036919 | 0.09834 | 0.014793 | 0 | 0 | 0.40611 | 0.11313 | 3.5897 | -0.066825 | 0.0053625 | 0 | 0.0053625 | 0.00026812 | 0 | 0.00026812 |  | 0 |  | 0 | 0 | 0 | 0 | 0 | 0 | 0.039712 | 9999 | 0
Supply Curve Results; Categories sorted by TRC Net Levelized Cost
Totals for Categories with Benefits Exceeding Costs. Levelized cost is TRC Net Levelized Cost (Net of Benefits) | [12 empty] | Savings Allocation by Cost Bin and Month for Segments 1 | [12 empty] | Savings Allocation by Cost Bin and Month for Segments 2
| Totals Basis | Busbar Electric Savings in kWh | First Cost | Admin Cost | First Year Program Cost | PV Cost | PV Benefits | Unit Program Cost: First Year Program Cost in $/average annual kW saved | Utility System Net Levelized Cost (Net of T&D Capacity Benefits, Act Credit & Risk-Mitigation) in mills/kWh | TRC Net Levelized Cost (Net of All Benefits) in mills/kWh | TRC B/C Ratio | Net Electric & Gas System CO2 Avoided (Lifetime Tons) | Jan | Feb | Mar | Apr | May | Jun | Jul | Aug | Sep | Oct | Nov | Dec |  | Jan | Feb | Mar | Apr | May | Jun | Jul | Aug | Sep | Oct | Nov | Dec
| Measures with B/C > 1.00 | 121.408 | 14.3016 | 0 | 14.3016 | 19.0149 | 102.0751 | 1031.9072 | -21.7861 | -12.4182 | 5.3953 | 1.1534 | 6.9239 | 6.3182 | 7.357 | 6.7857 | 7.042 | 7.0255 | 6.7752 | 7.2923 | 6.4963 | 7.3081 | 6.5498 | 6.8922 |  | 3.5379 | 3.0717 | 2.9808 | 3.158 | 3.215 | 2.8932 | 3.4792 | 2.9577 | 3.4132 | 2.9578 | 3.4528 | 3.5247
| Categories with B/C > 1.00 | 121.408 | 14.3016 | 2.8603 | 17.1619 | 21.8752 | 102.0751 | 1238.2887 | -21.136 | -10.6846 | 4.6899 | 1.1534 | 0.41793 | 0.38025 | 0.44275 | 0.40956 | 0.42285 | 0.41866 | 0.40181 | 0.4321 | 0.38937 | 0.43937 | 0.39324 | 0.41477 |  | 0.20437 | 0.17741 | 0.17277 | 0.18184 | 0.1846 | 0.16688 | 0.19911 | 0.1699 | 0.19673 | 0.17057 | 0.19917 | 0.20365
Supply Curve Results: By TRC Net Levelized Cost - Net of Benefits
| Block 1: <= 0 mills/kWh | 121.408 | 14.3016 | 2.8603 | 17.1619 | 21.8752 | 102.0751 | 1238.2887 | -21.136 | -10.6846 | 4.6899 | 1.1534 | 6.9239 | 6.3182 | 7.357 | 6.7857 | 7.042 | 7.0255 | 6.7752 | 7.2923 | 6.4963 | 7.3081 | 6.5498 | 6.8922 |  | 3.5379 | 3.0717 | 2.9808 | 3.158 | 3.215 | 2.8932 | 3.4792 | 2.9577 | 3.4132 | 2.9578 | 3.4528 | 3.5247
| Block 2: <= 10 mills/kWh | 0 | 0 | 0 | 0 | 0 | 0 | 0 | 0 | 0 | 0 | 0 | 0 | 0 | 0 | 0 | 0 | 0 | 0 | 0 | 0 | 0 | 0 | 0 |  | 0 | 0 | 0 | 0 | 0 | 0 | 0 | 0 | 0 | 0 | 0 | 0
| Block 3: 10-20 mills/kWh | 0 | 0 | 0 | 0 | 0 | 0 | 0 | 0 | 0 | 0 | 0 | 0 | 0 | 0 | 0 | 0 | 0 | 0 | 0 | 0 | 0 | 0 | 0 |  | 0 | 0 | 0 | 0 | 0 | 0 | 0 | 0 | 0 | 0 | 0 | 0
| Block 4: 20-30 mills/kWh | 0 | 0 | 0 | 0 | 0 | 0 | 0 | 0 | 0 | 0 | 0 | 0 | 0 | 0 | 0 | 0 | 0 | 0 | 0 | 0 | 0 | 0 | 0 |  | 0 | 0 | 0 | 0 | 0 | 0 | 0 | 0 | 0 | 0 | 0 | 0
| Block 5: 30-40 mills/kWh | 0 | 0 | 0 | 0 | 0 | 0 | 0 | 0 | 0 | 0 | 0 | 0 | 0 | 0 | 0 | 0 | 0 | 0 | 0 | 0 | 0 | 0 | 0 |  | 0 | 0 | 0 | 0 | 0 | 0 | 0 | 0 | 0 | 0 | 0 | 0
| Block 6: 40-50 mills/kWh | 0 | 0 | 0 | 0 | 0 | 0 | 0 | 0 | 0 | 0 | 0 | 0 | 0 | 0 | 0 | 0 | 0 | 0 | 0 | 0 | 0 | 0 | 0 |  | 0 | 0 | 0 | 0 | 0 | 0 | 0 | 0 | 0 | 0 | 0 | 0
| Block 7: 50-60 mills/kWh | 0 | 0 | 0 | 0 | 0 | 0 | 0 | 0 | 0 | 0 | 0 | 0 | 0 | 0 | 0 | 0 | 0 | 0 | 0 | 0 | 0 | 0 | 0 |  | 0 | 0 | 0 | 0 | 0 | 0 | 0 | 0 | 0 | 0 | 0 | 0
| Block 8: 60-70 mills/kWh | 0 | 0 | 0 | 0 | 0 | 0 | 0 | 0 | 0 | 0 | 0 | 0 | 0 | 0 | 0 | 0 | 0 | 0 | 0 | 0 | 0 | 0 | 0 |  | 0 | 0 | 0 | 0 | 0 | 0 | 0 | 0 | 0 | 0 | 0 | 0
| Block 9: 70-80 mills/kWh | 0 | 0 | 0 | 0 | 0 | 0 | 0 | 0 | 0 | 0 | 0 | 0 | 0 | 0 | 0 | 0 | 0 | 0 | 0 | 0 | 0 | 0 | 0 |  | 0 | 0 | 0 | 0 | 0 | 0 | 0 | 0 | 0 | 0 | 0 | 0
| Block 10: 80-90 mills/kWh | 0 | 0 | 0 | 0 | 0 | 0 | 0 | 0 | 0 | 0 | 0 | 0 | 0 | 0 | 0 | 0 | 0 | 0 | 0 | 0 | 0 | 0 | 0 |  | 0 | 0 | 0 | 0 | 0 | 0 | 0 | 0 | 0 | 0 | 0 | 0
| Block 11: 90-100 mills/kWh | 0 | 0 | 0 | 0 | 0 | 0 | 0 | 0 | 0 | 0 | 0 | 0 | 0 | 0 | 0 | 0 | 0 | 0 | 0 | 0 | 0 | 0 | 0 |  | 0 | 0 | 0 | 0 | 0 | 0 | 0 | 0 | 0 | 0 | 0 | 0
| Block 12: 100-110 mills/kWh | 0 | 0 | 0 | 0 | 0 | 0 | 0 | 0 | 0 | 0 | 0 | 0 | 0 | 0 | 0 | 0 | 0 | 0 | 0 | 0 | 0 | 0 | 0 |  | 0 | 0 | 0 | 0 | 0 | 0 | 0 | 0 | 0 | 0 | 0 | 0
| Block 13: 110-120 mills/kWh | 0 | 0 | 0 | 0 | 0 | 0 | 0 | 0 | 0 | 0 | 0 | 0 | 0 | 0 | 0 | 0 | 0 | 0 | 0 | 0 | 0 | 0 | 0 |  | 0 | 0 | 0 | 0 | 0 | 0 | 0 | 0 | 0 | 0 | 0 | 0
| Block 14: 120-130 mills/kWh | 0 | 0 | 0 | 0 | 0 | 0 | 0 | 0 | 0 | 0 | 0 | 0 | 0 | 0 | 0 | 0 | 0 | 0 | 0 | 0 | 0 | 0 | 0 |  | 0 | 0 | 0 | 0 | 0 | 0 | 0 | 0 | 0 | 0 | 0 | 0
| Block 15: 130-140 mills/kWh | 0 | 0 | 0 | 0 | 0 | 0 | 0 | 0 | 0 | 0 | 0 | 0 | 0 | 0 | 0 | 0 | 0 | 0 | 0 | 0 | 0 | 0 | 0 |  | 0 | 0 | 0 | 0 | 0 | 0 | 0 | 0 | 0 | 0 | 0 | 0
| Block 16: 140-150 mills/kWh | 0 | 0 | 0 | 0 | 0 | 0 | 0 | 0 | 0 | 0 | 0 | 0 | 0 | 0 | 0 | 0 | 0 | 0 | 0 | 0 | 0 | 0 | 0 |  | 0 | 0 | 0 | 0 | 0 | 0 | 0 | 0 | 0 | 0 | 0 | 0
| Block 17: 150-160 mills/kWh | 0 | 0 | 0 | 0 | 0 | 0 | 0 | 0 | 0 | 0 | 0 | 0 | 0 | 0 | 0 | 0 | 0 | 0 | 0 | 0 | 0 | 0 | 0 |  | 0 | 0 | 0 | 0 | 0 | 0 | 0 | 0 | 0 | 0 | 0 | 0
| Block 18: 160-170 mills/kWh | 0 | 0 | 0 | 0 | 0 | 0 | 0 | 0 | 0 | 0 | 0 | 0 | 0 | 0 | 0 | 0 | 0 | 0 | 0 | 0 | 0 | 0 | 0 |  | 0 | 0 | 0 | 0 | 0 | 0 | 0 | 0 | 0 | 0 | 0 | 0
| Block 19: 170-180 mills/kWh | 0 | 0 | 0 | 0 | 0 | 0 | 0 | 0 | 0 | 0 | 0 | 0 | 0 | 0 | 0 | 0 | 0 | 0 | 0 | 0 | 0 | 0 | 0 |  | 0 | 0 | 0 | 0 | 0 | 0 | 0 | 0 | 0 | 0 | 0 | 0
| Block 20: 180-190 mills/kWh | 0 | 0 | 0 | 0 | 0 | 0 | 0 | 0 | 0 | 0 | 0 | 0 | 0 | 0 | 0 | 0 | 0 | 0 | 0 | 0 | 0 | 0 | 0 |  | 0 | 0 | 0 | 0 | 0 | 0 | 0 | 0 | 0 | 0 | 0 | 0
| Block 21: 190-200 mills/kWh | 0 | 0 | 0 | 0 | 0 | 0 | 0 | 0 | 0 | 0 | 0 | 0 | 0 | 0 | 0 | 0 | 0 | 0 | 0 | 0 | 0 | 0 | 0 |  | 0 | 0 | 0 | 0 | 0 | 0 | 0 | 0 | 0 | 0 | 0 | 0
| Block 22: > 200 mills/kWh | 0 | 0 | 0 | 0 | 0 | 0 | 0 | 0 | 0 | 0 | 0 | 0 | 0 | 0 | 0 | 0 | 0 | 0 | 0 | 0 | 0 | 0 | 0 |  | 0 | 0 | 0 | 0 | 0 | 0 | 0 | 0 | 0 | 0 | 0 | 0
Shaped Savings Results; By Category and sorted by TRC BC ratio
[13 empty] | Savings Allocation by Cost Bin and Month for Segments 1 Feb: Savings Allocation by Category and Month for Segments 1 |  |  | Savings Allocation by Category and Month for Segments 2
Category | Measure | Busbar Savings | First Cost | Admin Cost | First Year Program Cost | PV Cost | PV Benefits | Unit Program Cost: First Year Program Cost in $/average annual kW saved | Utility System Net Levelized Cost (Net of T&D Capacity Benefits, Act Credit & Risk-Mitigation) in mills/kWh | TRC Net Levelized Cost (Net of All Benefits) in mills/kWh | TRC B/C Ratio | Net Electric & Gas System CO2 Avoided (Lifetime Tons) | Wholesale KW | Jan | Feb | Mar | Apr | May | Jun | Jul | Aug | Sep | Oct | Nov | Dec |  | Jan | Feb | Mar | Apr | May | Jun | Jul | Aug | Sep | Oct | Nov | Dec
Plate Milk Pre-Cooler - Idaho TieStall |  | 4.2971 | 0.4515 | 0.090299 | 0.5418 | 0.69059 | 3.6832 | 1104.4956 | -22.6713 | -13.3491 | 5.3334 | 0.040823 | 0.0014714 | 0.24322 | 0.2222 | 0.25874 | 0.23837 | 0.24788 | 0.24805 | 0.23966 | 0.25804 | 0.22884 | 0.25713 | 0.23057 | 0.2424 |  | 0.12642 | 0.10977 | 0.10638 | 0.11298 | 0.11514 | 0.10344 | 0.12476 | 0.10591 | 0.12206 | 0.10576 | 0.12344 | 0.12594
Plate Milk Pre-Cooler - Montana TieStall |  | 4.2971 | 0.4515 | 0.090299 | 0.5418 | 0.69059 | 3.6832 | 1104.4956 | -22.6713 | -13.3491 | 5.3334 | 0.040823 | 0.0014714 | 0.24322 | 0.2222 | 0.25874 | 0.23837 | 0.24788 | 0.24805 | 0.23966 | 0.25804 | 0.22884 | 0.25713 | 0.23057 | 0.2424 |  | 0.12642 | 0.10977 | 0.10638 | 0.11298 | 0.11514 | 0.10344 | 0.12476 | 0.10591 | 0.12206 | 0.10576 | 0.12344 | 0.12594
Plate Milk Pre-Cooler - Oregon TieStall |  | 4.2971 | 0.4515 | 0.090299 | 0.5418 | 0.69059 | 3.6832 | 1104.4956 | -22.6713 | -13.3491 | 5.3334 | 0.040823 | 0.0014714 | 0.24322 | 0.2222 | 0.25874 | 0.23837 | 0.24788 | 0.24805 | 0.23966 | 0.25804 | 0.22884 | 0.25713 | 0.23057 | 0.2424 |  | 0.12642 | 0.10977 | 0.10638 | 0.11298 | 0.11514 | 0.10344 | 0.12476 | 0.10591 | 0.12206 | 0.10576 | 0.12344 | 0.12594
Plate Milk Pre-Cooler - Washington TieStall |  | 4.2971 | 0.4515 | 0.090299 | 0.5418 | 0.69059 | 3.6832 | 1104.4956 | -22.6713 | -13.3491 | 5.3334 | 0.040823 | 0.0014714 | 0.24322 | 0.2222 | 0.25874 | 0.23837 | 0.24788 | 0.24805 | 0.23966 | 0.25804 | 0.22884 | 0.25713 | 0.23057 | 0.2424 |  | 0.12642 | 0.10977 | 0.10638 | 0.11298 | 0.11514 | 0.10344 | 0.12476 | 0.10591 | 0.12206 | 0.10576 | 0.12344 | 0.12594
VSD - Vacuum Pump - Idaho TieStall |  | 5.2517 | 0.59538 | 0.11908 | 0.71445 | 0.91067 | 4.5014 | 1191.734 | -22.4735 | -12.4151 | 4.943 | 0.049892 | 0.0017982 | 0.29725 | 0.27156 | 0.31622 | 0.29132 | 0.30295 | 0.30315 | 0.2929 | 0.31537 | 0.27968 | 0.31425 | 0.28179 | 0.29625 |  | 0.1545 | 0.13415 | 0.13001 | 0.13808 | 0.14072 | 0.12642 | 0.15247 | 0.12944 | 0.14918 | 0.12925 | 0.15087 | 0.15392
VSD - Vacuum Pump - Montana TieStall |  | 5.2517 | 0.59538 | 0.11908 | 0.71445 | 0.91067 | 4.5014 | 1191.734 | -22.4735 | -12.4151 | 4.943 | 0.049892 | 0.0017982 | 0.29725 | 0.27156 | 0.31622 | 0.29132 | 0.30295 | 0.30315 | 0.2929 | 0.31537 | 0.27968 | 0.31425 | 0.28179 | 0.29625 |  | 0.1545 | 0.13415 | 0.13001 | 0.13808 | 0.14072 | 0.12642 | 0.15247 | 0.12944 | 0.14918 | 0.12925 | 0.15087 | 0.15392
VSD - Vacuum Pump - Oregon TieStall |  | 5.2517 | 0.59538 | 0.11908 | 0.71445 | 0.91067 | 4.5014 | 1191.734 | -22.4735 | -12.4151 | 4.943 | 0.049892 | 0.0017982 | 0.29725 | 0.27156 | 0.31622 | 0.29132 | 0.30295 | 0.30315 | 0.2929 | 0.31537 | 0.27968 | 0.31425 | 0.28179 | 0.29625 |  | 0.1545 | 0.13415 | 0.13001 | 0.13808 | 0.14072 | 0.12642 | 0.15247 | 0.12944 | 0.14918 | 0.12925 | 0.15087 | 0.15392
VSD - Vacuum Pump - Washington TieStall |  | 5.2517 | 0.59538 | 0.11908 | 0.71445 | 0.91067 | 4.5014 | 1191.734 | -22.4735 | -12.4151 | 4.943 | 0.049892 | 0.0017982 | 0.29725 | 0.27156 | 0.31622 | 0.29132 | 0.30295 | 0.30315 | 0.2929 | 0.31537 | 0.27968 | 0.31425 | 0.28179 | 0.29625 |  | 0.1545 | 0.13415 | 0.13001 | 0.13808 | 0.14072 | 0.12642 | 0.15247 | 0.12944 | 0.14918 | 0.12925 | 0.15087 | 0.15392
Heat Recovery Refrigeration - Idaho TieStall |  | 5.5575 | 0.63251 | 0.1265 | 0.75901 | 0.96746 | 4.7636 | 1196.3735 | -22.463 | -12.3654 | 4.9238 | 0.052797 | 0.001903 | 0.31456 | 0.28738 | 0.33463 | 0.30829 | 0.32059 | 0.32081 | 0.30996 | 0.33374 | 0.29596 | 0.33255 | 0.2982 | 0.3135 |  | 0.1635 | 0.14196 | 0.13758 | 0.14612 | 0.14892 | 0.13378 | 0.16135 | 0.13697 | 0.15787 | 0.13678 | 0.15965 | 0.16288
Heat Recovery Refrigeration - Montana TieStall |  | 5.5575 | 0.63251 | 0.1265 | 0.75901 | 0.96746 | 4.7636 | 1196.3735 | -22.463 | -12.3654 | 4.9238 | 0.052797 | 0.001903 | 0.31456 | 0.28738 | 0.33463 | 0.30829 | 0.32059 | 0.32081 | 0.30996 | 0.33374 | 0.29596 | 0.33255 | 0.2982 | 0.3135 |  | 0.1635 | 0.14196 | 0.13758 | 0.14612 | 0.14892 | 0.13378 | 0.16135 | 0.13697 | 0.15787 | 0.13678 | 0.15965 | 0.16288
Heat Recovery Refrigeration - Oregon TieStall |  | 5.5575 | 0.63251 | 0.1265 | 0.75901 | 0.96746 | 4.7636 | 1196.3735 | -22.463 | -12.3654 | 4.9238 | 0.052797 | 0.001903 | 0.31456 | 0.28738 | 0.33463 | 0.30829 | 0.32059 | 0.32081 | 0.30996 | 0.33374 | 0.29596 | 0.33255 | 0.2982 | 0.3135 |  | 0.1635 | 0.14196 | 0.13758 | 0.14612 | 0.14892 | 0.13378 | 0.16135 | 0.13697 | 0.15787 | 0.13678 | 0.15965 | 0.16288
Heat Recovery Refrigeration - Washington TieStall |  | 5.5575 | 0.63251 | 0.1265 | 0.75901 | 0.96746 | 4.7636 | 1196.3735 | -22.463 | -12.3654 | 4.9238 | 0.052797 | 0.001903 | 0.31456 | 0.28738 | 0.33463 | 0.30829 | 0.32059 | 0.32081 | 0.30996 | 0.33374 | 0.29596 | 0.33255 | 0.2982 | 0.3135 |  | 0.1635 | 0.14196 | 0.13758 | 0.14612 | 0.14892 | 0.13378 | 0.16135 | 0.13697 | 0.15787 | 0.13678 | 0.15965 | 0.16288
Plate Milk Pre-cooler - Idaho FreeStall |  | 4.1447 | 0.51448 | 0.1029 | 0.61737 | 0.78693 | 3.5526 | 1304.8325 | -22.2172 | -11.2042 | 4.5145 | 0.039376 | 0.0014192 | 0.23459 | 0.21432 | 0.24957 | 0.22992 | 0.2391 | 0.23925 | 0.23117 | 0.2489 | 0.22073 | 0.24801 | 0.2224 | 0.2338 |  | 0.12194 | 0.10587 | 0.10261 | 0.10897 | 0.11106 | 0.099774 | 0.12033 | 0.10215 | 0.11774 | 0.10201 | 0.11907 | 0.12147
Plate Milk Pre-cooler - Montana FreeStall |  | 4.1447 | 0.51448 | 0.1029 | 0.61737 | 0.78693 | 3.5526 | 1304.8325 | -22.2172 | -11.2042 | 4.5145 | 0.039376 | 0.0014192 | 0.23459 | 0.21432 | 0.24957 | 0.22992 | 0.2391 | 0.23925 | 0.23117 | 0.2489 | 0.22073 | 0.24801 | 0.2224 | 0.2338 |  | 0.12194 | 0.10587 | 0.10261 | 0.10897 | 0.11106 | 0.099774 | 0.12033 | 0.10215 | 0.11774 | 0.10201 | 0.11907 | 0.12147
Plate Milk Pre-cooler - Oregon FreeStall |  | 4.1447 | 0.51448 | 0.1029 | 0.61737 | 0.78693 | 3.5526 | 1304.8325 | -22.2172 | -11.2042 | 4.5145 | 0.039376 | 0.0014192 | 0.23459 | 0.21432 | 0.24957 | 0.22992 | 0.2391 | 0.23925 | 0.23117 | 0.2489 | 0.22073 | 0.24801 | 0.2224 | 0.2338 |  | 0.12194 | 0.10587 | 0.10261 | 0.10897 | 0.11106 | 0.099774 | 0.12033 | 0.10215 | 0.11774 | 0.10201 | 0.11907 | 0.12147
Plate Milk Pre-cooler - Washington FreeStall |  | 4.1447 | 0.51448 | 0.1029 | 0.61737 | 0.78693 | 3.5526 | 1304.8325 | -22.2172 | -11.2042 | 4.5145 | 0.039376 | 0.0014192 | 0.23459 | 0.21432 | 0.24957 | 0.22992 | 0.2391 | 0.23925 | 0.23117 | 0.2489 | 0.22073 | 0.24801 | 0.2224 | 0.2338 |  | 0.12194 | 0.10587 | 0.10261 | 0.10897 | 0.11106 | 0.099774 | 0.12033 | 0.10215 | 0.11774 | 0.10201 | 0.11907 | 0.12147
VSD - Vacuum Pump - Idaho FreeStall |  | 7.4915 | 0.92997 | 0.18599 | 1.116 | 1.4224 | 6.4212 | 1304.9142 | -22.217 | -11.2033 | 4.5142 | 0.07117 | 0.0025652 | 0.42402 | 0.38739 | 0.45109 | 0.41557 | 0.43216 | 0.43245 | 0.41783 | 0.44987 | 0.39896 | 0.44827 | 0.40198 | 0.42259 |  | 0.2204 | 0.19137 | 0.18546 | 0.19697 | 0.20074 | 0.18034 | 0.2175 | 0.18464 | 0.21281 | 0.18438 | 0.21521 | 0.21956
VSD - Vacuum Pump - Montana FreeStall |  | 7.4915 | 0.92997 | 0.18599 | 1.116 | 1.4224 | 6.4212 | 1304.9142 | -22.217 | -11.2033 | 4.5142 | 0.07117 | 0.0025652 | 0.42402 | 0.38739 | 0.45109 | 0.41557 | 0.43216 | 0.43245 | 0.41783 | 0.44987 | 0.39896 | 0.44827 | 0.40198 | 0.42259 |  | 0.2204 | 0.19137 | 0.18546 | 0.19697 | 0.20074 | 0.18034 | 0.2175 | 0.18464 | 0.21281 | 0.18438 | 0.21521 | 0.21956
VSD - Vacuum Pump - Oregon FreeStall |  | 7.4915 | 0.92997 | 0.18599 | 1.116 | 1.4224 | 6.4212 | 1304.9142 | -22.217 | -11.2033 | 4.5142 | 0.07117 | 0.0025652 | 0.42402 | 0.38739 | 0.45109 | 0.41557 | 0.43216 | 0.43245 | 0.41783 | 0.44987 | 0.39896 | 0.44827 | 0.40198 | 0.42259 |  | 0.2204 | 0.19137 | 0.18546 | 0.19697 | 0.20074 | 0.18034 | 0.2175 | 0.18464 | 0.21281 | 0.18438 | 0.21521 | 0.21956
VSD - Vacuum Pump - Washington FreeStall |  | 7.4915 | 0.92997 | 0.18599 | 1.116 | 1.4224 | 6.4212 | 1304.9142 | -22.217 | -11.2033 | 4.5142 | 0.07117 | 0.0025652 | 0.42402 | 0.38739 | 0.45109 | 0.41557 | 0.43216 | 0.43245 | 0.41783 | 0.44987 | 0.39896 | 0.44827 | 0.40198 | 0.42259 |  | 0.2204 | 0.19137 | 0.18546 | 0.19697 | 0.20074 | 0.18034 | 0.2175 | 0.18464 | 0.21281 | 0.18438 | 0.21521 | 0.21956
Energy Efficient Lighting - Idaho TieStall |  | 3.0449 | 0.3776 | 0.075521 | 0.45313 | 0.57757 | 2.1907 | 1303.6061 | -11.8599 | -0.8572 | 3.7929 | 0.028927 | 0.0005364 | 0.18334 | 0.16592 | 0.19318 | 0.17965 | 0.18375 | 0.17941 | 0.17064 | 0.1832 | 0.16865 | 0.19136 | 0.17085 | 0.18097 |  | 0.082429 | 0.07154 | 0.070164 | 0.072869 | 0.07354 | 0.067102 | 0.078776 | 0.067751 | 0.078993 | 0.068564 | 0.080103 | 0.082174
Energy Efficient Lighting - Montana TieStall |  | 3.0449 | 0.3776 | 0.075521 | 0.45313 | 0.57757 | 2.1907 | 1303.6061 | -11.8599 | -0.8572 | 3.7929 | 0.028927 | 0.0005364 | 0.18334 | 0.16592 | 0.19318 | 0.17965 | 0.18375 | 0.17941 | 0.17064 | 0.1832 | 0.16865 | 0.19136 | 0.17085 | 0.18097 |  | 0.082429 | 0.07154 | 0.070164 | 0.072869 | 0.07354 | 0.067102 | 0.078776 | 0.067751 | 0.078993 | 0.068564 | 0.080103 | 0.082174
Energy Efficient Lighting - Oregon TieStall |  | 3.0449 | 0.3776 | 0.075521 | 0.45313 | 0.57757 | 2.1907 | 1303.6061 | -11.8599 | -0.8572 | 3.7929 | 0.028927 | 0.0005364 | 0.18334 | 0.16592 | 0.19318 | 0.17965 | 0.18375 | 0.17941 | 0.17064 | 0.1832 | 0.16865 | 0.19136 | 0.17085 | 0.18097 |  | 0.082429 | 0.07154 | 0.070164 | 0.072869 | 0.07354 | 0.067102 | 0.078776 | 0.067751 | 0.078993 | 0.068564 | 0.080103 | 0.082174
Energy Efficient Lighting - Washington TieStall |  | 3.0449 | 0.3776 | 0.075521 | 0.45313 | 0.57757 | 2.1907 | 1303.6061 | -11.8599 | -0.8572 | 3.7929 | 0.028927 | 0.0005364 | 0.18334 | 0.16592 | 0.19318 | 0.17965 | 0.18375 | 0.17941 | 0.17064 | 0.1832 | 0.16865 | 0.19136 | 0.17085 | 0.18097 |  | 0.082429 | 0.07154 | 0.070164 | 0.072869 | 0.07354 | 0.067102 | 0.078776 | 0.067751 | 0.078993 | 0.068564 | 0.080103 | 0.082174
Energy Efficient Lighting - Idaho FreeStall |  | 0.56446 | 0.073964 | 0.014793 | 0.088756 | 0.11313 | 0.40611 | 1377.4269 | -11.6926 | -0.066825 | 3.5897 | 0.0053625 | 9.9437e-05 | 0.033987 | 0.030759 | 0.035812 | 0.033303 | 0.034063 | 0.033259 | 0.031634 | 0.033961 | 0.031264 | 0.035474 | 0.031671 | 0.033547 |  | 0.015281 | 0.013262 | 0.013007 | 0.013508 | 0.013633 | 0.012439 | 0.014603 | 0.01256 | 0.014644 | 0.01271 | 0.014849 | 0.015233
Energy Efficient Lighting - Montana FreeStall |  | 0.56446 | 0.073964 | 0.014793 | 0.088756 | 0.11313 | 0.40611 | 1377.4269 | -11.6926 | -0.066825 | 3.5897 | 0.0053625 | 9.9437e-05 | 0.033987 | 0.030759 | 0.035812 | 0.033303 | 0.034063 | 0.033259 | 0.031634 | 0.033961 | 0.031264 | 0.035474 | 0.031671 | 0.033547 |  | 0.015281 | 0.013262 | 0.013007 | 0.013508 | 0.013633 | 0.012439 | 0.014603 | 0.01256 | 0.014644 | 0.01271 | 0.014849 | 0.015233
Energy Efficient Lighting - Oregon FreeStall |  | 0.56446 | 0.073964 | 0.014793 | 0.088756 | 0.11313 | 0.40611 | 1377.4269 | -11.6926 | -0.066825 | 3.5897 | 0.0053625 | 9.9437e-05 | 0.033987 | 0.030759 | 0.035812 | 0.033303 | 0.034063 | 0.033259 | 0.031634 | 0.033961 | 0.031264 | 0.035474 | 0.031671 | 0.033547 |  | 0.015281 | 0.013262 | 0.013007 | 0.013508 | 0.013633 | 0.012439 | 0.014603 | 0.01256 | 0.014644 | 0.01271 | 0.014849 | 0.015233
Energy Efficient Lighting - Washington FreeStall |  | 0.56446 | 0.073964 | 0.014793 | 0.088756 | 0.11313 | 0.40611 | 1377.4269 | -11.6926 | -0.066825 | 3.5897 | 0.0053625 | 9.9437e-05 | 0.033987 | 0.030759 | 0.035812 | 0.033303 | 0.034063 | 0.033259 | 0.031634 | 0.033961 | 0.031264 | 0.035474 | 0.031671 | 0.033547 |  | 0.015281 | 0.013262 | 0.013007 | 0.013508 | 0.013633 | 0.012439 | 0.014603 | 0.01256 | 0.014644 | 0.01271 | 0.014849 | 0.015233
Note on I6: :ProCost Perioodic replacement costs and savinsg of the measure. These are costs and savings that occur periodicially, but at different periods than annually. Can be positive or negative. Periodic replacement costs for both the measure and the baseline measure should be included if applicable. ProCost can analysze these costs in two ways dependent on the 'Repeat Periodic Replacemetn' switch in the ProData page. When set to 'On', ProCost repeats replacement costs for multiple times over the life of a measure depending on the input period and measure life. For example fluorescent lamps may have a 4-year replacement cycle that repeats 3 times in a 15-year measure life. When set to 'Off', ProCost reads the period as the year after installation that the replacement cost occurs and does not subsequently reinstall or repeat the replacement costs. For example a compressor may be replaced only once in the life of a heat-pump system. Example: A new fluorescent lighting systems may have a measure life of 15 years, and a lamp life of five years. Two lamps lamps per fixture must be replaced at years 6 and 11. Lamp and labor costs, expressed as positive costs, are entered as a cost and the period would be enetered as 5. The baseline measure may have a four year lamp life and would have required a three-lamp replacement at years 5, 9 and 13. Lamp and labor replacement costs would be entered as annual savings in dollars with a 4-year period. ProCost determines the net present value of the two cost streams.
Note on O6: :ProCost If the measure has gas savings for incfreases, enter the annual savings and shape of the savings here. Example: Clothes washer saves electric motor and dryer energy and gas water heat.
Note on A7: :Procost Category for the measure. Individual measures can be grouped into categories. Procost output is reported by measure and by category. All measures must belong to at least one category. Category name can be the same as measure name. Example: Measures can be combined into one category if they have components with different load shapes or measure lives. On wash machines there may be one load shape for the electric motor savings component, a second load shape for the electric water heat savings component and a third shape for electric dryer savings component.
Note on B7: :ProCost Name of Measure. User-defined. For PTR measures, defined naming conventions apply.
Note on C7: :ProCost Annual electric savings for the measure in kWh at the site. May be positive, negative or zero. Savings are incremental to the baseline alternative.
Note on D7: :ProCost Physical life of the measure in years. Must be >=1.
Note on E7: :ProCost Initial cost to install the measure in dollars. Costs are incremental to the baseline alternative. Dollars must be denominated in the same year as 'Input Cost Reference Year' input on the ProData page.
Note on F7: :ProCost Annaul opperations and maintenace cost for the measure in dollars. Must be incremental cost over the baseline alternative. May be positive, negative or zero. Dollars must be denominated in the same year as 'Input Cost Reference Year' input on the ProData page. O&M costs are enetered as positive values. Negative values represent O&M savings compared to the baseline alternative. Example: Annualized maintenace cost for a heat pump heating system compared to a baseline electric resistance heating system.
Note on G7: :ProCost Name of the pointer to the shape of the savings. The shapes represent the daily and monthly shape of the savings in four time segments for each month of the year. Shape of the savings is relative to the baseline alternative. These shaps are in the MC_AND_Loadshape file.
Note on H7: :ProCost Annual value of any non-energy benefits of the measure, relative to the baseline alternative. Expressed in dollars per year and denominated in dollars of the 'Cost Reference Year'. Positive value represents dollar savings. Negative value represents dollar cost. Example: Water, detergent and sewer savings from efficient clothes washer.
Note on I7: : Cost in dollars that is incurred for Period 1. Positive value if cost. Negative value if savings. Dollars must be denominated in the same year as 'Input Cost Reference Year' input on the ProData page.
Note on J7: :ProCost Duration of Period1. The time at which Period 1 costs, or savings, occur. In years.
Note on K7: : Cost in dollars that is incurred for Period 2 Positive value if cost. Negative value if savings. Dollars must be denominated in the same year as 'Input Cost Reference Year' input on the ProData page.
Note on L7: :ProCost Duration of Period 2. The time at which Period 2 costs, or savings, occur. In years.
Note on M7: : Cost in dollars that is incurred for Period 3. Positive value if cost. Negative value if savings. Dollars must be denominated in the same year as 'Input Cost Reference Year' input on the ProData page.
Note on N7: :ProCost Duration of Period 3. The time at which Period 3 costs, or savings, occur. In years.
Note on O7: : Annual gas savings, or increases, in therms.
Note on P7: :ProCost Name of the pointer to the shape of the savings. The shapes represent the daily and monthly shape of the savings in four time segments for each month of the year. Shape of the savings is relative to the baseline alternative. These shaps are in the MC_AND_Loadshape file.
Note on BH62: Direct and program administrative costs incurred by the utility system minus benefits that accrue to the utility system.There are separate Utility System Net Levelized Costs for the electric and the gas system. Utility system benefits include deferred transmission and distribution system capacity, risk-mitigation and Regional Act credit all of which are user-determined inputs.Utility System benefits do not include any non-energy benefits such as, other-fuel benefits, O&M benefits or periodic replacement benefits which generally accrue to the customer or to non-utility sponsors. Utility System Net Levelized Costs correspond to Utility System B/C ratio with regard to the costs and benefits included. Benefits are subtracted from costs, then levelized over the life of the measure The Risk-Mitigation credit is used to determine program cost-effectiveness and impacts both the Utility System B/C ratio and the Utility System Net Levelized Cost. If the Risk-Mitigation credit is non-zero, the Utility System Net Levelized Cost will be reduced by the Risk-Mitigation benefit. When using ProCost to build conservation supply curves, the user should set the Risk-Mitigation Credit to zero so the credit is not reflected in the supply curves.
Note on BM62: Direct and program administrative costs of the measure to sponsor. Separate costs for each sponsor. Depends on share of costs incurred by sponsor, sponsor cost of capital, and financing term which are user-defined inputs. Includes applicable Capital, O&M, Periodic Replacement and Program Administrative costs. Sponsor costs are levelized over program life. Does not include any adjustments for benefit. NOTE: Units are per kWh for 'Electric' runs and per therm for 'Gas' runs for all sponsors.
Note on CE62: All costs minus all benefits regardless of which sponsor incurs the cost or accrues the benefits. TRC Net Levelized Cost includes all applicable costs and all benefits. In addition to energy system costs and benefits, TRC Net Levelized Cost includes non-energy, other-fuel, O&M, periodic-replacement and risk-mitigation benefits and costs. TRC Net Levelized Cost corresponds to TRC B/C ratios with regard to the costs and benefits included. Benefits are subtracted from costs, then levelized over the life of the measure. The Risk-Mitigation credit is used to determine program cost-effectiveness and impacts both the TRC B/C ratio and the TRC Net Levelized Cost. If Risk-Mitigation credit is non-zero, TRC Levelized Cost will be reduced by the risk-mitigation benefit. When using ProCost to build conservation supply curves, the user should set the Risk-Mitigation Credit to zero so the credit is not reflected in the supply curves.
Note on CW62: Direct and program administrative costs incurred by the utility system minus benefits that accrue to the utility system.There are separate Utility System Net Levelized Costs for the electric and the gas system. Utility system benefits include deferred transmission and distribution system capacity, risk-mitigation and Regional Act credit all of which are user-determined inputs.Utility System benefits do not include any non-energy benefits such as, other-fuel benefits, O&M benefits or periodic replacement benefits which generally accrue to the customer or to non-utility sponsors. Utility System Net Levelized Costs correspond to Utility System B/C ratio with regard to the costs and benefits included. Benefits are subtracted from costs, then levelized over the life of the measure The Risk-Mitigation credit is used to determine program cost-effectiveness and impacts both the Utility System B/C ratio and the Utility System Net Levelized Cost. If the Risk-Mitigation credit is non-zero, the Utility System Net Levelized Cost will be reduced by the Risk-Mitigation benefit. When using ProCost to build conservation supply curves, the user should set the Risk-Mitigation Credit to zero so the credit is not reflected in the supply curves.
Note on BH95: Direct and program administrative costs incurred by the utility system minus benefits that accrue to the utility system.There are separate Utility System Net Levelized Costs for the electric and the gas system. Utility system benefits include deferred transmission and distribution system capacity, risk-mitigation and Regional Act credit all of which are user-determined inputs.Utility System benefits do not include any non-energy benefits such as, other-fuel benefits, O&M benefits or periodic replacement benefits which generally accrue to the customer or to non-utility sponsors. Utility System Net Levelized Costs correspond to Utility System B/C ratio with regard to the costs and benefits included. Benefits are subtracted from costs, then levelized over the life of the measure The Risk-Mitigation credit is used to determine program cost-effectiveness and impacts both the Utility System B/C ratio and the Utility System Net Levelized Cost. If the Risk-Mitigation credit is non-zero, the Utility System Net Levelized Cost will be reduced by the Risk-Mitigation benefit. When using ProCost to build conservation supply curves, the user should set the Risk-Mitigation Credit to zero so the credit is not reflected in the supply curves.
Note on BM95: Direct and program administrative costs of the measure to sponsor. Separate costs for each sponsor. Depends on share of costs incurred by sponsor, sponsor cost of capital, and financing term which are user-defined inputs. Includes applicable Capital, O&M, Periodic Replacement and Program Administrative costs. Sponsor costs are levelized over program life. Does not include any adjustments for benefit. NOTE: Units are per kWh for 'Electric' runs and per therm for 'Gas' runs for all sponsors.
Note on CE95: All costs minus all benefits regardless of which sponsor incurs the cost or accrues the benefits. TRC Net Levelized Cost includes all applicable costs and all benefits. In addition to energy system costs and benefits, TRC Net Levelized Cost includes non-energy, other-fuel, O&M, periodic-replacement and risk-mitigation benefits and costs. TRC Net Levelized Cost corresponds to TRC B/C ratios with regard to the costs and benefits included. Benefits are subtracted from costs, then levelized over the life of the measure. The Risk-Mitigation credit is used to determine program cost-effectiveness and impacts both the TRC B/C ratio and the TRC Net Levelized Cost. If Risk-Mitigation credit is non-zero, TRC Levelized Cost will be reduced by the risk-mitigation benefit. When using ProCost to build conservation supply curves, the user should set the Risk-Mitigation Credit to zero so the credit is not reflected in the supply curves.
Note on CW95: Direct and program administrative costs incurred by the utility system minus benefits that accrue to the utility system.There are separate Utility System Net Levelized Costs for the electric and the gas system. Utility system benefits include deferred transmission and distribution system capacity, risk-mitigation and Regional Act credit all of which are user-determined inputs.Utility System benefits do not include any non-energy benefits such as, other-fuel benefits, O&M benefits or periodic replacement benefits which generally accrue to the customer or to non-utility sponsors. Utility System Net Levelized Costs correspond to Utility System B/C ratio with regard to the costs and benefits included. Benefits are subtracted from costs, then levelized over the life of the measure The Risk-Mitigation credit is used to determine program cost-effectiveness and impacts both the Utility System B/C ratio and the Utility System Net Levelized Cost. If the Risk-Mitigation credit is non-zero, the Utility System Net Levelized Cost will be reduced by the Risk-Mitigation benefit. When using ProCost to build conservation supply curves, the user should set the Risk-Mitigation Credit to zero so the credit is not reflected in the supply curves.

## Raw
Data Set Name
Dairy Efficiency
Costs must be denominated in the same year as 'Input Cost Reference Year' = |  | 2012
1 | 2 | 3 | 4 | 5 | 6 | 7 | 8 | 9 | 10 | 11 | 12 | 13 | 14 | 15 | 16 | 17 | 18 | 19 | 20 | 21 | 22 | 23 | 24 | 25 | 26 | 27 | 28 | 29 | 30 | 31 | 32 | 33 | 34 | 35 | 36 | 37 | 38 | 39 | 40 | 41 | 42 | 43 | 44 | 45 | 46 | 47 | 48 | 49 | 50 | 51 | 52 | 53 | 54 | 55 | 56 | 57 | 58 | 59 | 60 | 61 | 62 | 63 | 64 | 65 | 66 | 67 | 68 | 69 | 70 | 71 | 72 | 73 | 74 | 75 | 76 | 77 | 78 | 79 | 80 | 81 | 82 | 83 | 84 | 85 | 86 | 87 | 88 | 89 | 90 | 91 | 92 | 93 | 94 | 95 | 96 | 97 | 98 | 99 | 100 | 101 | 102 | 103 | 104 | 105
Input Data | [7 empty] | Periodic Replacement Costs and Savings and Replacement Period | [5 empty] | Gas Inputs
Category Name | Measure Name | Savings (kwh/yr/1000 gals) | Life (yrs) | Capital Cost | Annual O&M | Shape Pointer | Non-E Val ($/yr) | Cost 1 ($) | Period 1 | Cost 2 ($) | Period 2 | Cost 3 ($) | Period 3 | Savings (therms/yr) | Shape Pointer
Install VSD - Vacuum Pump at Free Stall Dairy - Idaho | VSD - Vacuum Pump | 6.9736 | 15 | 0.92997 | 0 | DairyVFD
Install Plate Milk Pre-cooler at Free Stall Dairy - Idaho | Plate Milk Pre-cooler | 3.8582 | 15 | 0.51448 | 0 | DairyDHW
Install Energy Efficient Lighting at Free Stall Dairy - Idaho | Energy Efficient Lighting | 0.5253 | 15 | 0.073964 | 0 | GrocCaseLight18h
Install VSD - Vacuum Pump at Tie Stall Dairy - Idaho | VSD - Vacuum Pump | 4.8886 | 15 | 0.59538 | 0 | DairyVFD
Install Heat Recovery Refrigeration at Tie Stall Dairy - Idaho | Heat Recovery Refrigeration | 5.1733 | 15 | 0.63251 | 0 | DairyVFD
Install Plate Milk Pre-Cooler at Tie Stall Dairy - Idaho | Plate Milk Pre-Cooler | 4 | 15 | 0.4515 | 0 | DairyDHW
Install Energy Efficient Lighting at Tie Stall Dairy - Idaho | Energy Efficient Lighting | 2.8337 | 15 | 0.3776 | 0 | GrocCaseLight18h
Install VSD - Vacuum Pump at Free Stall Dairy - Montana | VSD - Vacuum Pump | 6.9736 | 15 | 0.92997 | 0 | DairyVFD
Install Plate Milk Pre-cooler at Free Stall Dairy - Montana | Plate Milk Pre-cooler | 3.8582 | 15 | 0.51448 | 0 | DairyDHW
Install Energy Efficient Lighting at Free Stall Dairy - Montana | Energy Efficient Lighting | 0.5253 | 15 | 0.073964 | 0 | GrocCaseLight18h
Install VSD - Vacuum Pump at Tie Stall Dairy - Montana | VSD - Vacuum Pump | 4.8886 | 15 | 0.59538 | 0 | DairyVFD
Install Heat Recovery Refrigeration at Tie Stall Dairy - Montana | Heat Recovery Refrigeration | 5.1733 | 15 | 0.63251 | 0 | DairyVFD
Install Plate Milk Pre-Cooler at Tie Stall Dairy - Montana | Plate Milk Pre-Cooler | 4 | 15 | 0.4515 | 0 | DairyDHW
Install Energy Efficient Lighting at Tie Stall Dairy - Montana | Energy Efficient Lighting | 2.8337 | 15 | 0.3776 | 0 | GrocCaseLight18h
Install VSD - Vacuum Pump at Free Stall Dairy - Oregon | VSD - Vacuum Pump | 6.9736 | 15 | 0.92997 | 0 | DairyVFD
Install Plate Milk Pre-cooler at Free Stall Dairy - Oregon | Plate Milk Pre-cooler | 3.8582 | 15 | 0.51448 | 0 | DairyDHW
Install Energy Efficient Lighting at Free Stall Dairy - Oregon | Energy Efficient Lighting | 0.5253 | 15 | 0.073964 | 0 | GrocCaseLight18h
Install VSD - Vacuum Pump at Tie Stall Dairy - Oregon | VSD - Vacuum Pump | 4.8886 | 15 | 0.59538 | 0 | DairyVFD
Install Heat Recovery Refrigeration at Tie Stall Dairy - Oregon | Heat Recovery Refrigeration | 5.1733 | 15 | 0.63251 | 0 | DairyVFD
Install Plate Milk Pre-Cooler at Tie Stall Dairy - Oregon | Plate Milk Pre-Cooler | 4 | 15 | 0.4515 | 0 | DairyDHW
Install Energy Efficient Lighting at Tie Stall Dairy - Oregon | Energy Efficient Lighting | 2.8337 | 15 | 0.3776 | 0 | GrocCaseLight18h
Install VSD - Vacuum Pump at Free Stall Dairy - Washington | VSD - Vacuum Pump | 6.9736 | 15 | 0.92997 | 0 | DairyVFD
Install Plate Milk Pre-cooler at Free Stall Dairy - Washington | Plate Milk Pre-cooler | 3.8582 | 15 | 0.51448 | 0 | DairyDHW
Install Energy Efficient Lighting at Free Stall Dairy - Washington | Energy Efficient Lighting | 0.5253 | 15 | 0.073964 | 0 | GrocCaseLight18h
Install VSD - Vacuum Pump at Tie Stall Dairy - Washington | VSD - Vacuum Pump | 4.8886 | 15 | 0.59538 | 0 | DairyVFD
Install Heat Recovery Refrigeration at Tie Stall Dairy - Washington | Heat Recovery Refrigeration | 5.1733 | 15 | 0.63251 | 0 | DairyVFD
Install Plate Milk Pre-Cooler at Tie Stall Dairy - Washington | Plate Milk Pre-Cooler | 4 | 15 | 0.4515 | 0 | DairyDHW
Install Energy Efficient Lighting at Tie Stall Dairy - Washington | Energy Efficient Lighting | 2.8337 | 15 | 0.3776 | 0 | GrocCaseLight18h
Note on I6: :ProCost Perioodic replacement costs and savinsg of the measure. These are costs and savings that occur periodicially, but at different periods than annually. Can be positive or negative. Periodic replacement costs for both the measure and the baseline measure should be included if applicable. ProCost can analysze these costs in two ways dependent on the 'Repeat Periodic Replacemetn' switch in the ProData page. When set to 'On', ProCost repeats replacement costs for multiple times over the life of a measure depending on the input period and measure life. For example fluorescent lamps may have a 4-year replacement cycle that repeats 3 times in a 15-year measure life. When set to 'Off', ProCost reads the period as the year after installation that the replacement cost occurs and does not subsequently reinstall or repeat the replacement costs. For example a compressor may be replaced only once in the life of a heat-pump system. Example: A new fluorescent lighting systems may have a measure life of 15 years, and a lamp life of five years. Two lamps lamps per fixture must be replaced at years 6 and 11. Lamp and labor costs, expressed as positive costs, are entered as a cost and the period would be enetered as 5. The baseline measure may have a four year lamp life and would have required a three-lamp replacement at years 5, 9 and 13. Lamp and labor replacement costs would be entered as annual savings in dollars with a 4-year period. ProCost determines the net present value of the two cost streams.
Note on O6: :ProCost If the measure has gas savings for incfreases, enter the annual savings and shape of the savings here. Example: Clothes washer saves electric motor and dryer energy and gas water heat.
Note on A7: :Procost Category for the measure. Individual measures can be grouped into categories. Procost output is reported by measure and by category. All measures must belong to at least one category. Category name can be the same as measure name. Example: Measures can be combined into one category if they have components with different load shapes or measure lives. On wash machines there may be one load shape for the electric motor savings component, a second load shape for the electric water heat savings component and a third shape for electric dryer savings component.
Note on B7: :ProCost Name of Measure. User-defined. For PTR measures, defined naming conventions apply.
Note on C7: :ProCost Annual electric savings for the measure in kWh at the site. May be positive, negative or zero. Savings are incremental to the baseline alternative.
Note on D7: :ProCost Physical life of the measure in years. Must be >=1.
Note on E7: :ProCost Initial cost to install the measure in dollars. Costs are incremental to the baseline alternative. Dollars must be denominated in the same year as 'Input Cost Reference Year' input on the ProData page.
Note on F7: :ProCost Annaul opperations and maintenace cost for the measure in dollars. Must be incremental cost over the baseline alternative. May be positive, negative or zero. Dollars must be denominated in the same year as 'Input Cost Reference Year' input on the ProData page. O&M costs are enetered as positive values. Negative values represent O&M savings compared to the baseline alternative. Example: Annualized maintenace cost for a heat pump heating system compared to a baseline electric resistance heating system.
Note on G7: :ProCost Name of the pointer to the shape of the savings. The shapes represent the daily and monthly shape of the savings in four time segments for each month of the year. Shape of the savings is relative to the baseline alternative. These shaps are in the MC_AND_Loadshape file.
Note on H7: :ProCost Annual value of any non-energy benefits of the measure, relative to the baseline alternative. Expressed in dollars per year and denominated in dollars of the 'Cost Reference Year'. Positive value represents dollar savings. Negative value represents dollar cost. Example: Water, detergent and sewer savings from efficient clothes washer.
Note on I7: : Cost in dollars that is incurred for Period 1. Positive value if cost. Negative value if savings. Dollars must be denominated in the same year as 'Input Cost Reference Year' input on the ProData page.
Note on J7: :ProCost Duration of Period1. The time at which Period 1 costs, or savings, occur. In years.
Note on K7: : Cost in dollars that is incurred for Period 2 Positive value if cost. Negative value if savings. Dollars must be denominated in the same year as 'Input Cost Reference Year' input on the ProData page.
Note on L7: :ProCost Duration of Period 2. The time at which Period 2 costs, or savings, occur. In years.
Note on M7: : Cost in dollars that is incurred for Period 3. Positive value if cost. Negative value if savings. Dollars must be denominated in the same year as 'Input Cost Reference Year' input on the ProData page.
Note on N7: :ProCost Duration of Period 3. The time at which Period 3 costs, or savings, occur. In years.
Note on O7: : Annual gas savings, or increases, in therms.
Note on P7: :ProCost Name of the pointer to the shape of the savings. The shapes represent the daily and monthly shape of the savings in four time segments for each month of the year. Shape of the savings is relative to the baseline alternative. These shaps are in the MC_AND_Loadshape file.

## Accomplishments
savingsYear | BPA Sector | BPA EndUse | BPA Category | BPA TAP | SumOfkWhBusbar | SumOfaMWBusbar
2010 | Agricultural | HVAC | HVAC System Improvements | Interactive HVAC System Improvements | 958360 | 0.1094
2010 | Agricultural | Lighting | Lamps/Ballasts/Fixtures | Lamps/Ballasts/Fixtures | 1089312.89 | 0.12435
2010 | Agricultural | Motors/Drives | Motors | Motor Rewind | 170985.8812 | 0.019519
2010 | Agricultural | Motors/Drives | Motors | Motors | 331864.9593 | 0.037884
2010 | Agricultural | Motors/Drives | Motors/Drives Controls | Motors/Drives Control Improvements (non-VFD) | 817413 | 0.093312
2010 | Agricultural | Motors/Drives | Motors/Drives Controls | Motors/Drives Control Improvements (VFD) | 9806657.63 | 1.1195
2010 | Agricultural | Motors/Drives | Motors/Drives Controls | Unknown | 237928.4458 | 0.027161
2010 | Agricultural | Process Loads | Livestock Tanks | Freeze Resistant Stock Tanks | 13022.68 | 0.0014866
2010 | Agricultural | Refrigeration | Packaged Refrigeration | Packaged Refrigeration System Improvements | 17366 | 0.0019824
2010 | Agricultural | Unknown | Unknown | Unknown | 1805611 | 0.20612
2011 | Agricultural | Compressed Air | Compressed Air System Improvements | Compressed Air System Compressor Improvements (non-VFD) | 73601 | 0.0084019
2011 | Agricultural | Lighting | Lamps/Ballasts/Fixtures | Lamps/Ballasts/Fixtures | 1805071.24 | 0.20606
2011 | Agricultural | Motors/Drives | Motors | Motor Rewind | 34144 | 0.0038977
2011 | Agricultural | Motors/Drives | Motors | Motors | 850145 | 0.097049
2011 | Agricultural | Motors/Drives | Motors/Drives Controls | Motors/Drives Control Improvements (non-VFD) | 1174650 | 0.13409
2011 | Agricultural | Motors/Drives | Motors/Drives Controls | Motors/Drives Control Improvements (VFD) | 14520543.51 | 1.6576
2011 | Agricultural | Motors/Drives | Motors/Drives Controls | Unknown | 70902.208 | 0.0080939
2011 | Agricultural | Process Loads | Livestock Tanks | Freeze Resistant Stock Tanks | 27822.88 | 0.0031761
2011 | Agricultural | Refrigeration | Dairy System Improvements | Plate Milk Pre-cooler | 107172 | 0.012234
2011 | Agricultural | Unknown | Unknown | Unknown | 2800007.1962 | 0.31964
2012 | Agricultural | Lighting | Lamps/Ballasts/Fixtures | Lamps/Ballasts/Fixtures | 1250823.77 | 0.14279
2012 | Agricultural | Motors/Drives | Motors | Motor Rewind | 45152 | 0.0051543
2012 | Agricultural | Motors/Drives | Motors | Motors | 89930 | 0.010266
2012 | Agricultural | Motors/Drives | Motors/Drives Controls | Motors/Drives Control Improvements (VFD) | 6934413 | 0.7916
2012 | Agricultural | Motors/Drives | Motors/Drives Controls | Unknown | 78150.2213 | 0.0089213
2012 | Agricultural | Motors/Drives | Pumps and Fans | Motors/Drives Installation on Pump System | 220000 | 0.025114
2012 | Agricultural | Process Loads | Livestock Tanks | Freeze Resistant Stock Tanks | 13200 | 0.0015068
2012 | Agricultural | Process Loads | Pumps and Fans | Unknown | 28569.4 | 0.0032613
2012 | Agricultural | Refrigeration | Dairy System Improvements | Unknown | 109133.44 | 0.012458
2012 | Agricultural | Refrigeration | Refrigeration System Improvements | Unknown | 12364.77 | 0.0014115
2012 | Agricultural | Unknown | Unknown | Unknown | 15918.9 | 0.0018172
2013 | Agricultural | Lighting | Lamps/Ballasts/Fixtures | Lamps/Ballasts/Fixtures | 408401.22 | 0.046621
2013 | Agricultural | Motors/Drives | Motors | Motor Rewind | 223752.7563 | 0.025543
2013 | Agricultural | Motors/Drives | Motors/Drives Controls | Dairy Milking Machine Control Improvements (VFD) | 28474.52 | 0.0032505
2013 | Agricultural | Motors/Drives | Motors/Drives Controls | Electronically Commutated Motor (ECM) | 11316.74 | 0.0012919
2013 | Agricultural | Motors/Drives | Motors/Drives Controls | Energy Management Systems/System Controls | 159717.96 | 0.018233
2013 | Agricultural | Motors/Drives | Motors/Drives Controls | Motors/Drives Control Improvements (VFD) | 5761422.19 | 0.6577
2013 | Agricultural | Motors/Drives | Pumps and Fans | Motors/Drives Installation on Pump System | 450007.59 | 0.051371
2013 | Agricultural | Motors/Drives | Pumps and Fans | Motors/Drives Installation on Vacuum Pumps | 160081.8442 | 0.018274
2013 | Agricultural | Process Loads | Livestock Tanks | Freeze Resistant Stock Tanks | 4800 | 0.00054795
2013 | Agricultural | Refrigeration | Dairy System Improvements | Heat Recovery Improvements | 12538.5711 | 0.0014313
2013 | Agricultural | Refrigeration | Dairy System Improvements | Plate Milk Pre-cooler | 186633.7557 | 0.021305
2013 | Agricultural | Water Heating | Water Heaters | Water Heaters | 17631.08 | 0.0020127
|  |  |  | Heat Recovery Improvements | 12538.5711 | 0.0014313
|  |  |  | Lamps/Ballasts/Fixtures | 4553609.12 | 0.51982
|  |  |  | Dairy Milking Machine Control Improvements (VFD) | 28474.52 | 0.0032505
|  |  |  | Plate Milk Pre-cooler | 293805.7557 | 0.033539

## Input Assumptions
2013 State Level Dairy Farm Electricity Use Estimate
State | Average Number of Milk Cows | Average Milk Produced per Cow (lbs) | Total Production (lbs)
Idaho | 578761 | 23440 | 13431120000 | Freestall
Assumed Mix of Dairy Farm Type => | Freestall | 98.16% |  | Tiestall
| Tiestall | 1.844%
Milking Parlor Type - Freestall | [8 empty] | 2013 | 2014 | 2015 | 2016 | 2017 | 2018 | 2019 | 2020 | 2021 | 2022 | 2023 | 2024 | 2025 | 2026 | 2027 | 2028 | 2029 | 2030 | 2031 | 2032 | 2033 | 2034 | 2035
No. Cows Milked | 568090 |  |  |  | 568090 | Savings/ kWh/1000 lbs |  | Pre-ECM | 38.5162 | 38.078 | 38.5483 | 39.0947 | 39.7196 | 40.2464 | 40.9566 | 41.6793 | 42.4712 | 43.2428 | 44.1258 | 45.0772 | 46.0886 | 47.2936 | 48.35 | 49.4867 | 50.4323 | 51.4238 | 52.4641 | 53.4245 | 54.3174 | 55.3305 | 56.0205
Total Production (lbs) | 13183481542.1219 |  |  |  | 13183481542.1219 |  |  |  | 13183361542.1219 | 13033389296.9943 | 13194360833.2342 | 13381373652.7318 | 13595268656.3738 | 13775577967.4663 | 14018680896.0893 | 14266045043.6374 | 14537100335.4021 | 14801183051.9478 | 15103443210.0817 | 15429063156.3531 | 15775271942.3209 | 16187695543.6739 | 16549288635.6487 | 16938370380.7485 | 17262025318.3739 | 17601407060.1237 | 17957477770.5596 | 18286205122.4486 | 18591819098.0316 | 18938586252.918 | 19174754380.2171
Average Milked Produced (lbs/cow-yr) | 23440 |  |  |  | 23440 |  |  |  | 23440 | 23440 | 23440 | 23440 | 23440 | 23440 | 23440 | 23440 | 23440 | 23440 | 23440 | 23440 | 23440 | 23440 | 23440 | 23440 | 23440 | 23440 | 23440 | 23440 | 23440 | 23440 | 23440
Average Use (kWh/1000 lbs/yr) | 25.593 |  |  |  | 23.6568 | 1.9362 |  |  | 23.6568 | 23.6568 | 23.6568 | 23.6568 | 23.6568 | 23.6568 | 23.6568 | 23.6568 | 23.6568 | 23.6568 | 23.6568 | 23.6568 | 23.6568 | 23.6568 | 23.6568 | 23.6568 | 23.6568 | 23.6568 | 23.6568 | 23.6568 | 23.6568 | 23.6568 | 23.6568
Average Vacuum Pump (kWh/1000 lbs/yr) | 3.6882 |  |  |  | 2.852 | 0.83628 |  |  | 2.852 | 2.852 | 2.852 | 2.852 | 2.852 | 2.852 | 2.852 | 2.852 | 2.852 | 2.852 | 2.852 | 2.852 | 2.852 | 2.852 | 2.852 | 2.852 | 2.852 | 2.852 | 2.852 | 2.852 | 2.852 | 2.852 | 2.852
Average Milk Cooling (kWh/1000 lbs/yr) | 5.6284 |  |  |  | 4.8103 | 0.81814 |  |  | 4.8103 | 4.8103 | 4.8103 | 4.8103 | 4.8103 | 4.8103 | 4.8103 | 4.8103 | 4.8103 | 4.8103 | 4.8103 | 4.8103 | 4.8103 | 4.8103 | 4.8103 | 4.8103 | 4.8103 | 4.8103 | 4.8103 | 4.8103 | 4.8103 | 4.8103 | 4.8103
Average Lighting (kWh/1000 lbs/yr) | 5.6272 |  |  |  | 5.3454 | 0.28182 |  |  | 5.3454 | 5.3454 | 5.3454 | 5.3454 | 5.3454 | 5.3454 | 5.3454 | 5.3454 | 5.3454 | 5.3454 | 5.3454 | 5.3454 | 5.3454 | 5.3454 | 5.3454 | 5.3454 | 5.3454 | 5.3454 | 5.3454 | 5.3454 | 5.3454 | 5.3454 | 5.3454
Average Ventilation (kWh/1000 lbs/yr) | 4.7444 |  |  |  | 4.7444 | 0 |  |  | 4.7444 | 4.7444 | 4.7444 | 4.7444 | 4.7444 | 4.7444 | 4.7444 | 4.7444 | 4.7444 | 4.7444 | 4.7444 | 4.7444 | 4.7444 | 4.7444 | 4.7444 | 4.7444 | 4.7444 | 4.7444 | 4.7444 | 4.7444 | 4.7444 | 4.7444 | 4.7444
Average Feeding Equipment (kWh/1000 lbs/yr) | 0.30148 |  |  |  | 0.30148 | 0 |  |  | 0.30148 | 0.30148 | 0.30148 | 0.30148 | 0.30148 | 0.30148 | 0.30148 | 0.30148 | 0.30148 | 0.30148 | 0.30148 | 0.30148 | 0.30148 | 0.30148 | 0.30148 | 0.30148 | 0.30148 | 0.30148 | 0.30148 | 0.30148 | 0.30148 | 0.30148 | 0.30148
Average Manure Handling (kWh/1000 lbs/yr) | 0.94136 |  |  |  | 0.94136 | 0 |  |  | 0.94136 | 0.94136 | 0.94136 | 0.94136 | 0.94136 | 0.94136 | 0.94136 | 0.94136 | 0.94136 | 0.94136 | 0.94136 | 0.94136 | 0.94136 | 0.94136 | 0.94136 | 0.94136 | 0.94136 | 0.94136 | 0.94136 | 0.94136 | 0.94136 | 0.94136 | 0.94136
Average Water Heating (kWh/1000 lbs/yr | 0.57899 |  |  |  | 0.57899 | 0 |  |  | 0.57899 | 0.57899 | 0.57899 | 0.57899 | 0.57899 | 0.57899 | 0.57899 | 0.57899 | 0.57899 | 0.57899 | 0.57899 | 0.57899 | 0.57899 | 0.57899 | 0.57899 | 0.57899 | 0.57899 | 0.57899 | 0.57899 | 0.57899 | 0.57899 | 0.57899 | 0.57899
Average Miscellanous/Other (kWh/1000 lbs/yr | 4.0829 |  |  |  | 4.0829 | 0 |  |  | 4.0829 | 4.0829 | 4.0829 | 4.0829 | 4.0829 | 4.0829 | 4.0829 | 4.0829 | 4.0829 | 4.0829 | 4.0829 | 4.0829 | 4.0829 | 4.0829 | 4.0829 | 4.0829 | 4.0829 | 4.0829 | 4.0829 | 4.0829 | 4.0829 | 4.0829 | 4.0829
Freestall Subtotal (kWh/yr) | 337404807.0223 |  |  |  | 311878450.4245 | 25526356.5978 |  |  | 311875611.6134 | 308327754.2991 | 312135819.1964 | 316559936.4653 | 321619999.0957 | 325885533.0793 | 331636560.5625 | 337488394.6764 | 343900684.4881 | 350148025.7656 | 357298521.592 | 365001634.3051 | 373191812.2445 | 382948418.1379 | 391502538.9025 | 400706952.1193 | 408363579.0958 | 416392251.2929 | 424815730.4064 | 432592354.2664 | 439822190.5451 | 448025577.6837 | 453612550.2407
Freestall Subtotal (aMW) | 38.5165 |  |  |  | 35.6026 | 2.914 |  |  | 35.6022 | 35.1972 | 35.6319 | 36.137 | 36.7146 | 37.2015 | 37.8581 | 38.5261 | 39.2581 | 39.9712 | 40.7875 | 41.6669 | 42.6018 | 43.7156 | 44.6921 | 45.7428 | 46.6168 | 47.5334 | 48.4949 | 49.3827 | 50.208 | 51.1445 | 51.7823
Milking Parlor Type - Tiestall | [8 empty] | 2013 | 2014 | 2015 | 2016 | 2017 | 2018 | 2019 | 2020 | 2021 | 2022 | 2023 | 2024 | 2025 | 2026 | 2027 | 2028 | 2029 | 2030 | 2031 | 2032 | 2033 | 2034 | 2035
No. Cows Milked | 10671 |  |  |  | 10671 |  |  |  | 10671 | 10671 | 10671 | 10671 | 10671 | 10671 | 10671 | 10671 | 10671 | 10671 | 10671 | 10671 | 10671 | 10671 | 10671 | 10671 | 10671 | 10671 | 10671 | 10671 | 10671 | 10671 | 10671
Total Production (lbs) | 247638457.8781 |  |  |  | 247638457.8781 |  |  |  | 247638457.8781 | 247638457.8781 | 247638457.8781 | 247638457.8781 | 247638457.8781 | 247638457.8781 | 247638457.8781 | 247638457.8781 | 247638457.8781 | 247638457.8781 | 247638457.8781 | 247638457.8781 | 247638457.8781 | 247638457.8781 | 247638457.8781 | 247638457.8781 | 247638457.8781 | 247638457.8781 | 247638457.8781 | 247638457.8781 | 247638457.8781 | 247638457.8781 | 247638457.8781
Average Milked Produced (lbs/cow-yr) | 23440 |  |  |  | 23440 |  |  |  | 23440 | 23440 | 23440 | 23440 | 23440 | 23440 | 23440 | 23440 | 23440 | 23440 | 23440 | 23440 | 23440 | 23440 | 23440 | 23440 | 23440 | 23440 | 23440 | 23440 | 23440 | 23440 | 23440
Average Use (kWh/1000 lbs/yr) | 51.8791 |  |  |  | 42.7064 | 9.1727 |  |  | 42.7064 | 42.7064 | 42.7064 | 42.7064 | 42.7064 | 42.7064 | 42.7064 | 42.7064 | 42.7064 | 42.7064 | 42.7064 | 42.7064 | 42.7064 | 42.7064 | 42.7064 | 42.7064 | 42.7064 | 42.7064 | 42.7064 | 42.7064 | 42.7064 | 42.7064 | 42.7064
Average Vacuum Pump (kWh/1000 lbs/yr) | 7.8362 |  |  |  | 3.0793 | 4.7568 |  |  | 3.0793 | 3.0793 | 3.0793 | 3.0793 | 3.0793 | 3.0793 | 3.0793 | 3.0793 | 3.0793 | 3.0793 | 3.0793 | 3.0793 | 3.0793 | 3.0793 | 3.0793 | 3.0793 | 3.0793 | 3.0793 | 3.0793 | 3.0793 | 3.0793 | 3.0793 | 3.0793
Average Milk Cooling (kWh/1000 lbs/yr) | 10.1084 |  |  |  | 7.6268 | 2.4816 |  |  | 7.6268 | 7.6268 | 7.6268 | 7.6268 | 7.6268 | 7.6268 | 7.6268 | 7.6268 | 7.6268 | 7.6268 | 7.6268 | 7.6268 | 7.6268 | 7.6268 | 7.6268 | 7.6268 | 7.6268 | 7.6268 | 7.6268 | 7.6268 | 7.6268 | 7.6268 | 7.6268
Average Lighting (kWh/1000 lbs/yr) | 7.2293 |  |  |  | 5.2951 | 1.9343 |  |  | 5.2951 | 5.2951 | 5.2951 | 5.2951 | 5.2951 | 5.2951 | 5.2951 | 5.2951 | 5.2951 | 5.2951 | 5.2951 | 5.2951 | 5.2951 | 5.2951 | 5.2951 | 5.2951 | 5.2951 | 5.2951 | 5.2951 | 5.2951 | 5.2951 | 5.2951 | 5.2951
Average Ventilation (kWh/1000 lbs/yr) | 9.1295 |  |  |  | 9.1295 | 0 |  |  | 9.1295 | 9.1295 | 9.1295 | 9.1295 | 9.1295 | 9.1295 | 9.1295 | 9.1295 | 9.1295 | 9.1295 | 9.1295 | 9.1295 | 9.1295 | 9.1295 | 9.1295 | 9.1295 | 9.1295 | 9.1295 | 9.1295 | 9.1295 | 9.1295 | 9.1295 | 9.1295
Average Feeding Equipment (kWh/1000 lbs/yr) | 3.1396 |  |  |  | 3.1396 | 0 |  |  | 3.1396 | 3.1396 | 3.1396 | 3.1396 | 3.1396 | 3.1396 | 3.1396 | 3.1396 | 3.1396 | 3.1396 | 3.1396 | 3.1396 | 3.1396 | 3.1396 | 3.1396 | 3.1396 | 3.1396 | 3.1396 | 3.1396 | 3.1396 | 3.1396 | 3.1396 | 3.1396
Average Manure Handling (kWh/1000 lbs/yr) | 1.1434 |  |  |  | 1.1434 | 0 |  |  | 1.1434 | 1.1434 | 1.1434 | 1.1434 | 1.1434 | 1.1434 | 1.1434 | 1.1434 | 1.1434 | 1.1434 | 1.1434 | 1.1434 | 1.1434 | 1.1434 | 1.1434 | 1.1434 | 1.1434 | 1.1434 | 1.1434 | 1.1434 | 1.1434 | 1.1434 | 1.1434
Average Water Heating (kWh/1000 lbs/yr | 4.6663 |  |  |  | 4.6663 | 0 |  |  | 4.6663 | 4.6663 | 4.6663 | 4.6663 | 4.6663 | 4.6663 | 4.6663 | 4.6663 | 4.6663 | 4.6663 | 4.6663 | 4.6663 | 4.6663 | 4.6663 | 4.6663 | 4.6663 | 4.6663 | 4.6663 | 4.6663 | 4.6663 | 4.6663 | 4.6663 | 4.6663
Average Miscellanous/Other (kWh/1000 lbs/yr | 8.6265 |  |  |  | 8.6265 | 0 |  |  | 8.6265 | 8.6265 | 8.6265 | 8.6265 | 8.6265 | 8.6265 | 8.6265 | 8.6265 | 8.6265 | 8.6265 | 8.6265 | 8.6265 | 8.6265 | 8.6265 | 8.6265 | 8.6265 | 8.6265 | 8.6265 | 8.6265 | 8.6265 | 8.6265 | 8.6265 | 8.6265
Freestall Subtotal (kWh/yr) | 12847255.0142 |  |  |  | 10575753.1928 | 2271501.8214 |  |  | 10575753.1928 | 10575753.1928 | 10575753.1928 | 10575753.1928 | 10575753.1928 | 10575753.1928 | 10575753.1928 | 10575753.1928 | 10575753.1928 | 10575753.1928 | 10575753.1928 | 10575753.1928 | 10575753.1928 | 10575753.1928 | 10575753.1928 | 10575753.1928 | 10575753.1928 | 10575753.1928 | 10575753.1928 | 10575753.1928 | 10575753.1928 | 10575753.1928 | 10575753.1928
Freestall Subtotal (aMW) | 1.4666 |  |  |  | 1.2073 | 0.2593 |  |  | 1.2073 | 1.2073 | 1.2073 | 1.2073 | 1.2073 | 1.2073 | 1.2073 | 1.2073 | 1.2073 | 1.2073 | 1.2073 | 1.2073 | 1.2073 | 1.2073 | 1.2073 | 1.2073 | 1.2073 | 1.2073 | 1.2073 | 1.2073 | 1.2073 | 1.2073 | 1.2073
[7 empty] | Total Pre-ECM Use (aMW) |  | 39.9828 | 39.5446 | 40.0149 | 40.5613 | 41.1862 | 41.713 | 42.4232 | 43.1459 | 43.9378 | 44.7093 | 45.5924 | 46.5437 | 47.5552 | 48.7601 | 49.8166 | 50.9533 | 51.8989 | 52.8904 | 53.9307 | 54.8911 | 55.784 | 56.7971 | 57.4871
State Total Dairy Sales (aMW) | 39.9831 |  |  |  | 36.8098 | 3.1733 | Total Post-ECM Use (aMW) |  | 36.8095 | 36.4045 | 36.8392 | 37.3443 | 37.9219 | 38.4088 | 39.0653 | 39.7334 | 40.4653 | 41.1785 | 41.9948 | 42.8741 | 43.8091 | 44.9229 | 45.8993 | 46.9501 | 47.8241 | 48.7406 | 49.7022 | 50.59 | 51.4153 | 52.3518 | 52.9895
[7 empty] | Total Post-ECM Savings (aMW) |  | 3.1732 | 3.1401 | 3.1757 | 3.217 | 3.2643 | 3.3041 | 3.3579 | 3.4126 | 3.4725 | 3.5308 | 3.5976 | 3.6696 | 3.7461 | 3.8373 | 3.9172 | 4.0032 | 4.0748 | 4.1498 | 4.2285 | 4.3011 | 4.3687 | 4.4453 | 4.4975
State | Average Number of Milk Cows | Average Milk Produced per Cow (lbs) | Total Production (lbs)
Montana | 13947 | 21286 | 298004000
Assumed Mix of Dairy Farm Type => | Freestall | 83.62%
| Tiestall | 16.38%
Milking Parlor Type - Freestall | [8 empty] | 2013 | 2014 | 2015 | 2016 | 2017 | 2018 | 2019 | 2020 | 2021 | 2022 | 2023 | 2024 | 2025 | 2026 | 2027 | 2028 | 2029 | 2030 | 2031 | 2032 | 2033 | 2034 | 2035
No. Cows Milked | 11663 |  |  |  | 11663 |  |  | Pre-ECM | 0.72805 | 0.74196 | 0.7416 | 0.74115 | 0.74264 | 0.74265 | 0.74376 | 0.74332 | 0.7429 | 0.74388 | 0.7446 | 0.7428 | 0.74269 | 0.7427 | 0.73804 | 0.73751 | 0.73647 | 0.73484 | 0.73289 | 0.73289 | 0.73006 | 0.72732 | 0.72735
Total Production (lbs) | 249202025.6686 |  |  |  | 249202025.6686 |  |  |  | 249198025.6686 | 253959343.2299 | 253834067.1607 | 253682345.0706 | 254192452.0135 | 254196567.388 | 254575483.2263 | 254423876.533 | 254279712.5044 | 254617185.7924 | 254862362.4709 | 254248102.828 | 254208102.8464 | 254210859.8189 | 252617099.8992 | 252436264.1811 | 252078073.9493 | 251521530.6461 | 250854026.3483 | 250852880.5993 | 249886425.0136 | 248949006.5023 | 248959294.9822
Average Milked Produced (lbs/cow-yr) | 21286 |  |  |  | 21286 |  |  |  | 21286 | 21286 | 21286 | 21286 | 21286 | 21286 | 21286 | 21286 | 21286 | 21286 | 21286 | 21286 | 21286 | 21286 | 21286 | 21286 | 21286 | 21286 | 21286 | 21286 | 21286 | 21286 | 21286
Average Use (kWh/1000 lbs/yr) | 25.593 |  |  |  | 23.6568 | 1.9362 |  |  | 23.6568 | 23.6568 | 23.6568 | 23.6568 | 23.6568 | 23.6568 | 23.6568 | 23.6568 | 23.6568 | 23.6568 | 23.6568 | 23.6568 | 23.6568 | 23.6568 | 23.6568 | 23.6568 | 23.6568 | 23.6568 | 23.6568 | 23.6568 | 23.6568 | 23.6568 | 23.6568
Average Vacuum Pump (kWh/1000 lbs/yr) | 3.6882 |  |  |  | 2.852 | 0.83628 |  |  | 2.852 | 2.852 | 2.852 | 2.852 | 2.852 | 2.852 | 2.852 | 2.852 | 2.852 | 2.852 | 2.852 | 2.852 | 2.852 | 2.852 | 2.852 | 2.852 | 2.852 | 2.852 | 2.852 | 2.852 | 2.852 | 2.852 | 2.852
Average Milk Cooling (kWh/1000 lbs/yr) | 5.6284 |  |  |  | 4.8103 | 0.81814 |  |  | 4.8103 | 4.8103 | 4.8103 | 4.8103 | 4.8103 | 4.8103 | 4.8103 | 4.8103 | 4.8103 | 4.8103 | 4.8103 | 4.8103 | 4.8103 | 4.8103 | 4.8103 | 4.8103 | 4.8103 | 4.8103 | 4.8103 | 4.8103 | 4.8103 | 4.8103 | 4.8103
Average Lighting (kWh/1000 lbs/yr) | 5.6272 |  |  |  | 5.3454 | 0.28182 |  |  | 5.3454 | 5.3454 | 5.3454 | 5.3454 | 5.3454 | 5.3454 | 5.3454 | 5.3454 | 5.3454 | 5.3454 | 5.3454 | 5.3454 | 5.3454 | 5.3454 | 5.3454 | 5.3454 | 5.3454 | 5.3454 | 5.3454 | 5.3454 | 5.3454 | 5.3454 | 5.3454
Average Ventilation (kWh/1000 lbs/yr) | 4.7444 |  |  |  | 4.7444 | 0 |  |  | 4.7444 | 4.7444 | 4.7444 | 4.7444 | 4.7444 | 4.7444 | 4.7444 | 4.7444 | 4.7444 | 4.7444 | 4.7444 | 4.7444 | 4.7444 | 4.7444 | 4.7444 | 4.7444 | 4.7444 | 4.7444 | 4.7444 | 4.7444 | 4.7444 | 4.7444 | 4.7444
Average Feeding Equipment (kWh/1000 lbs/yr) | 0.30148 |  |  |  | 0.30148 | 0 |  |  | 0.30148 | 0.30148 | 0.30148 | 0.30148 | 0.30148 | 0.30148 | 0.30148 | 0.30148 | 0.30148 | 0.30148 | 0.30148 | 0.30148 | 0.30148 | 0.30148 | 0.30148 | 0.30148 | 0.30148 | 0.30148 | 0.30148 | 0.30148 | 0.30148 | 0.30148 | 0.30148
Average Manure Handling (kWh/1000 lbs/yr) | 0.94136 |  |  |  | 0.94136 | 0 |  |  | 0.94136 | 0.94136 | 0.94136 | 0.94136 | 0.94136 | 0.94136 | 0.94136 | 0.94136 | 0.94136 | 0.94136 | 0.94136 | 0.94136 | 0.94136 | 0.94136 | 0.94136 | 0.94136 | 0.94136 | 0.94136 | 0.94136 | 0.94136 | 0.94136 | 0.94136 | 0.94136
Average Water Heating (kWh/1000 lbs/yr | 0.57899 |  |  |  | 0.57899 | 0 |  |  | 0.57899 | 0.57899 | 0.57899 | 0.57899 | 0.57899 | 0.57899 | 0.57899 | 0.57899 | 0.57899 | 0.57899 | 0.57899 | 0.57899 | 0.57899 | 0.57899 | 0.57899 | 0.57899 | 0.57899 | 0.57899 | 0.57899 | 0.57899 | 0.57899 | 0.57899 | 0.57899
Average Miscellanous/Other (kWh/1000 lbs/yr | 4.0829 |  |  |  | 4.0829 | 0 |  |  | 4.0829 | 4.0829 | 4.0829 | 4.0829 | 4.0829 | 4.0829 | 4.0829 | 4.0829 | 4.0829 | 4.0829 | 4.0829 | 4.0829 | 4.0829 | 4.0829 | 4.0829 | 4.0829 | 4.0829 | 4.0829 | 4.0829 | 4.0829 | 4.0829 | 4.0829 | 4.0829
Freestall Subtotal (kWh/yr) | 6377826.7608 |  |  |  | 5895312.3543 | 482514.4065 |  |  | 5895217.7273 | 6007855.0711 | 6004891.4453 | 6001302.1923 | 6013369.6695 | 6013467.0259 | 6022430.9467 | 6018844.4237 | 6015433.9699 | 6023417.4943 | 6029217.58 | 6014686.1874 | 6013739.9175 | 6013805.1385 | 5976101.9436 | 5971823.9565 | 5963350.3364 | 5950184.3254 | 5934393.3369 | 5934366.2322 | 5911503.0249 | 5889326.7408 | 5889570.1329
Freestall Subtotal (aMW) | 0.72806 |  |  |  | 0.67298 | 0.055082 |  |  | 0.67297 | 0.68583 | 0.68549 | 0.68508 | 0.68646 | 0.68647 | 0.68749 | 0.68708 | 0.68669 | 0.6876 | 0.68827 | 0.68661 | 0.6865 | 0.68651 | 0.6822 | 0.68172 | 0.68075 | 0.67924 | 0.67744 | 0.67744 | 0.67483 | 0.6723 | 0.67233
Milking Parlor Type - Tiestall | [8 empty] | 2013 | 2014 | 2015 | 2016 | 2017 | 2018 | 2019 | 2020 | 2021 | 2022 | 2023 | 2024 | 2025 | 2026 | 2027 | 2028 | 2029 | 2030 | 2031 | 2032 | 2033 | 2034 | 2035
No. Cows Milked | 2284 |  |  |  | 2284 |  |  |  | 2284 | 2284 | 2284 | 2284 | 2284 | 2284 | 2284 | 2284 | 2284 | 2284 | 2284 | 2284 | 2284 | 2284 | 2284 | 2284 | 2284 | 2284 | 2284 | 2284 | 2284 | 2284 | 2284
Total Production (lbs) | 48801974.3314 |  |  |  | 48801974.3314 |  |  |  | 48801974.3314 | 48801974.3314 | 48801974.3314 | 48801974.3314 | 48801974.3314 | 48801974.3314 | 48801974.3314 | 48801974.3314 | 48801974.3314 | 48801974.3314 | 48801974.3314 | 48801974.3314 | 48801974.3314 | 48801974.3314 | 48801974.3314 | 48801974.3314 | 48801974.3314 | 48801974.3314 | 48801974.3314 | 48801974.3314 | 48801974.3314 | 48801974.3314 | 48801974.3314
Average Milked Produced (lbs/cow-yr) | 21286 |  |  |  | 21286 |  |  |  | 21286 | 21286 | 21286 | 21286 | 21286 | 21286 | 21286 | 21286 | 21286 | 21286 | 21286 | 21286 | 21286 | 21286 | 21286 | 21286 | 21286 | 21286 | 21286 | 21286 | 21286 | 21286 | 21286
Average Use (kWh/1000 lbs/yr) | 51.8791 |  |  |  | 42.7064 | 9.1727 |  |  | 42.7064 | 42.7064 | 42.7064 | 42.7064 | 42.7064 | 42.7064 | 42.7064 | 42.7064 | 42.7064 | 42.7064 | 42.7064 | 42.7064 | 42.7064 | 42.7064 | 42.7064 | 42.7064 | 42.7064 | 42.7064 | 42.7064 | 42.7064 | 42.7064 | 42.7064 | 42.7064
Average Vacuum Pump (kWh/1000 lbs/yr) | 7.8362 |  |  |  | 3.0793 | 4.7568 |  |  | 3.0793 | 3.0793 | 3.0793 | 3.0793 | 3.0793 | 3.0793 | 3.0793 | 3.0793 | 3.0793 | 3.0793 | 3.0793 | 3.0793 | 3.0793 | 3.0793 | 3.0793 | 3.0793 | 3.0793 | 3.0793 | 3.0793 | 3.0793 | 3.0793 | 3.0793 | 3.0793
Average Milk Cooling (kWh/1000 lbs/yr) | 10.1084 |  |  |  | 7.6268 | 2.4816 |  |  | 7.6268 | 7.6268 | 7.6268 | 7.6268 | 7.6268 | 7.6268 | 7.6268 | 7.6268 | 7.6268 | 7.6268 | 7.6268 | 7.6268 | 7.6268 | 7.6268 | 7.6268 | 7.6268 | 7.6268 | 7.6268 | 7.6268 | 7.6268 | 7.6268 | 7.6268 | 7.6268
Average Lighting (kWh/1000 lbs/yr) | 7.2293 |  |  |  | 5.2951 | 1.9343 |  |  | 5.2951 | 5.2951 | 5.2951 | 5.2951 | 5.2951 | 5.2951 | 5.2951 | 5.2951 | 5.2951 | 5.2951 | 5.2951 | 5.2951 | 5.2951 | 5.2951 | 5.2951 | 5.2951 | 5.2951 | 5.2951 | 5.2951 | 5.2951 | 5.2951 | 5.2951 | 5.2951
Average Ventilation (kWh/1000 lbs/yr) | 9.1295 |  |  |  | 9.1295 | 0 |  |  | 9.1295 | 9.1295 | 9.1295 | 9.1295 | 9.1295 | 9.1295 | 9.1295 | 9.1295 | 9.1295 | 9.1295 | 9.1295 | 9.1295 | 9.1295 | 9.1295 | 9.1295 | 9.1295 | 9.1295 | 9.1295 | 9.1295 | 9.1295 | 9.1295 | 9.1295 | 9.1295
Average Feeding Equipment (kWh/1000 lbs/yr) | 3.1396 |  |  |  | 3.1396 | 0 |  |  | 3.1396 | 3.1396 | 3.1396 | 3.1396 | 3.1396 | 3.1396 | 3.1396 | 3.1396 | 3.1396 | 3.1396 | 3.1396 | 3.1396 | 3.1396 | 3.1396 | 3.1396 | 3.1396 | 3.1396 | 3.1396 | 3.1396 | 3.1396 | 3.1396 | 3.1396 | 3.1396
Average Manure Handling (kWh/1000 lbs/yr) | 1.1434 |  |  |  | 1.1434 | 0 |  |  | 1.1434 | 1.1434 | 1.1434 | 1.1434 | 1.1434 | 1.1434 | 1.1434 | 1.1434 | 1.1434 | 1.1434 | 1.1434 | 1.1434 | 1.1434 | 1.1434 | 1.1434 | 1.1434 | 1.1434 | 1.1434 | 1.1434 | 1.1434 | 1.1434 | 1.1434 | 1.1434
Average Water Heating (kWh/1000 lbs/yr | 4.6663 |  |  |  | 4.6663 | 0 |  |  | 4.6663 | 4.6663 | 4.6663 | 4.6663 | 4.6663 | 4.6663 | 4.6663 | 4.6663 | 4.6663 | 4.6663 | 4.6663 | 4.6663 | 4.6663 | 4.6663 | 4.6663 | 4.6663 | 4.6663 | 4.6663 | 4.6663 | 4.6663 | 4.6663 | 4.6663 | 4.6663
Average Miscellanous/Other (kWh/1000 lbs/yr | 8.6265 |  |  |  | 8.6265 | 0 |  |  | 8.6265 | 8.6265 | 8.6265 | 8.6265 | 8.6265 | 8.6265 | 8.6265 | 8.6265 | 8.6265 | 8.6265 | 8.6265 | 8.6265 | 8.6265 | 8.6265 | 8.6265 | 8.6265 | 8.6265 | 8.6265 | 8.6265 | 8.6265 | 8.6265 | 8.6265 | 8.6265
Freestall Subtotal (kWh/yr) | 2531801.4609 |  |  |  | 2084157.8496 | 447643.6113 |  |  | 2084157.8496 | 2084157.8496 | 2084157.8496 | 2084157.8496 | 2084157.8496 | 2084157.8496 | 2084157.8496 | 2084157.8496 | 2084157.8496 | 2084157.8496 | 2084157.8496 | 2084157.8496 | 2084157.8496 | 2084157.8496 | 2084157.8496 | 2084157.8496 | 2084157.8496 | 2084157.8496 | 2084157.8496 | 2084157.8496 | 2084157.8496 | 2084157.8496 | 2084157.8496
Freestall Subtotal (aMW) | 0.28902 |  |  |  | 0.23792 | 0.051101 |  |  | 0.23792 | 0.23792 | 0.23792 | 0.23792 | 0.23792 | 0.23792 | 0.23792 | 0.23792 | 0.23792 | 0.23792 | 0.23792 | 0.23792 | 0.23792 | 0.23792 | 0.23792 | 0.23792 | 0.23792 | 0.23792 | 0.23792 | 0.23792 | 0.23792 | 0.23792 | 0.23792
[7 empty] | Total Pre-ECM Use (aMW) |  | 1.0171 | 1.031 | 1.0306 | 1.0302 | 1.0317 | 1.0317 | 1.0328 | 1.0323 | 1.0319 | 1.0329 | 1.0336 | 1.0318 | 1.0317 | 1.0317 | 1.0271 | 1.0265 | 1.0255 | 1.0239 | 1.0219 | 1.0219 | 1.0191 | 1.0163 | 1.0164
State Total Dairy Sales (aMW) | 1.0171 |  |  |  | 0.9109 | 0.10618 | Total Post-ECM Use (aMW) |  | 0.91089 | 0.92375 | 0.92341 | 0.923 | 0.92438 | 0.92439 | 0.92541 | 0.925 | 0.92461 | 0.92552 | 0.92618 | 0.92453 | 0.92442 | 0.92442 | 0.92012 | 0.91963 | 0.91867 | 0.91716 | 0.91536 | 0.91536 | 0.91275 | 0.91022 | 0.91024
[7 empty] | Total Post-ECM Savings (aMW) |  | 0.10618 | 0.10723 | 0.10721 | 0.10717 | 0.10729 | 0.10729 | 0.10737 | 0.10734 | 0.1073 | 0.10738 | 0.10743 | 0.1073 | 0.10729 | 0.10729 | 0.10694 | 0.1069 | 0.10682 | 0.1067 | 0.10655 | 0.10655 | 0.10633 | 0.10613 | 0.10613
State | Average Number of Milk Cows | Average Milk Produced per Cow (lbs) | Total Production (lbs)
Oregon | 125767 | 20439 | 2513997000
Assumed Mix of Dairy Farm Type => | Freestall | 96.58%
| Tiestall | 3.423%
Milking Parlor Type - Freestall | [8 empty] | 2013 | 2014 | 2015 | 2016 | 2017 | 2018 | 2019 | 2020 | 2021 | 2022 | 2023 | 2024 | 2025 | 2026 | 2027 | 2028 | 2029 | 2030 | 2031 | 2032 | 2033 | 2034 | 2035
No. Cows Milked | 121462 |  |  |  | 121462 |  |  | Pre-ECM | 7.0934 | 7.5185 | 7.6448 | 7.7659 | 7.8744 | 7.981 | 8.0822 | 8.184 | 8.289 | 8.4078 | 8.5365 | 8.6724 | 8.815 | 8.967 | 9.1129 | 9.2585 | 9.4021 | 9.5642 | 9.6967 | 9.8402 | 10.001 | 10.1413 | 10.2965
Total Production (lbs) | 2427942970.8429 |  |  |  | 2427942970.8429 |  |  |  | 2427945970.8429 | 2573442893.2499 | 2616653682.6823 | 2658126522.4655 | 2695271287.514 | 2731748828.5022 | 2766392650.501 | 2801216349.3931 | 2837151489.9284 | 2877817681.9303 | 2921874567.7222 | 2968404635.6556 | 3017218322.3166 | 3069238613.9419 | 3119163954.4377 | 3169024561.0727 | 3218154532.9244 | 3273658826.3374 | 3319006488.034 | 3368111226.7703 | 3423146526.0044 | 3471172652.5954 | 3524303637.4895
Average Milked Produced (lbs/cow-yr) | 20439 |  |  |  | 20439 |  |  |  | 20439 | 20439 | 20439 | 20439 | 20439 | 20439 | 20439 | 20439 | 20439 | 20439 | 20439 | 20439 | 20439 | 20439 | 20439 | 20439 | 20439 | 20439 | 20439 | 20439 | 20439 | 20439 | 20439
Average Use (kWh/1000 lbs/yr) | 25.593 |  |  |  | 23.6568 | 1.9362 |  |  | 23.6568 | 23.6568 | 23.6568 | 23.6568 | 23.6568 | 23.6568 | 23.6568 | 23.6568 | 23.6568 | 23.6568 | 23.6568 | 23.6568 | 23.6568 | 23.6568 | 23.6568 | 23.6568 | 23.6568 | 23.6568 | 23.6568 | 23.6568 | 23.6568 | 23.6568 | 23.6568
Average Vacuum Pump (kWh/1000 lbs/yr) | 3.6882 |  |  |  | 2.852 | 0.83628 |  |  | 2.852 | 2.852 | 2.852 | 2.852 | 2.852 | 2.852 | 2.852 | 2.852 | 2.852 | 2.852 | 2.852 | 2.852 | 2.852 | 2.852 | 2.852 | 2.852 | 2.852 | 2.852 | 2.852 | 2.852 | 2.852 | 2.852 | 2.852
Average Milk Cooling (kWh/1000 lbs/yr) | 5.6284 |  |  |  | 4.8103 | 0.81814 |  |  | 4.8103 | 4.8103 | 4.8103 | 4.8103 | 4.8103 | 4.8103 | 4.8103 | 4.8103 | 4.8103 | 4.8103 | 4.8103 | 4.8103 | 4.8103 | 4.8103 | 4.8103 | 4.8103 | 4.8103 | 4.8103 | 4.8103 | 4.8103 | 4.8103 | 4.8103 | 4.8103
Average Lighting (kWh/1000 lbs/yr) | 5.6272 |  |  |  | 5.3454 | 0.28182 |  |  | 5.3454 | 5.3454 | 5.3454 | 5.3454 | 5.3454 | 5.3454 | 5.3454 | 5.3454 | 5.3454 | 5.3454 | 5.3454 | 5.3454 | 5.3454 | 5.3454 | 5.3454 | 5.3454 | 5.3454 | 5.3454 | 5.3454 | 5.3454 | 5.3454 | 5.3454 | 5.3454
Average Ventilation (kWh/1000 lbs/yr) | 4.7444 |  |  |  | 4.7444 | 0 |  |  | 4.7444 | 4.7444 | 4.7444 | 4.7444 | 4.7444 | 4.7444 | 4.7444 | 4.7444 | 4.7444 | 4.7444 | 4.7444 | 4.7444 | 4.7444 | 4.7444 | 4.7444 | 4.7444 | 4.7444 | 4.7444 | 4.7444 | 4.7444 | 4.7444 | 4.7444 | 4.7444
Average Feeding Equipment (kWh/1000 lbs/yr) | 0.30148 |  |  |  | 0.30148 | 0 |  |  | 0.30148 | 0.30148 | 0.30148 | 0.30148 | 0.30148 | 0.30148 | 0.30148 | 0.30148 | 0.30148 | 0.30148 | 0.30148 | 0.30148 | 0.30148 | 0.30148 | 0.30148 | 0.30148 | 0.30148 | 0.30148 | 0.30148 | 0.30148 | 0.30148 | 0.30148 | 0.30148
Average Manure Handling (kWh/1000 lbs/yr) | 0.94136 |  |  |  | 0.94136 | 0 |  |  | 0.94136 | 0.94136 | 0.94136 | 0.94136 | 0.94136 | 0.94136 | 0.94136 | 0.94136 | 0.94136 | 0.94136 | 0.94136 | 0.94136 | 0.94136 | 0.94136 | 0.94136 | 0.94136 | 0.94136 | 0.94136 | 0.94136 | 0.94136 | 0.94136 | 0.94136 | 0.94136
Average Water Heating (kWh/1000 lbs/yr | 0.57899 |  |  |  | 0.57899 | 0 |  |  | 0.57899 | 0.57899 | 0.57899 | 0.57899 | 0.57899 | 0.57899 | 0.57899 | 0.57899 | 0.57899 | 0.57899 | 0.57899 | 0.57899 | 0.57899 | 0.57899 | 0.57899 | 0.57899 | 0.57899 | 0.57899 | 0.57899 | 0.57899 | 0.57899 | 0.57899 | 0.57899
Average Miscellanous/Other (kWh/1000 lbs/yr | 4.0829 |  |  |  | 4.0829 | 0 |  |  | 4.0829 | 4.0829 | 4.0829 | 4.0829 | 4.0829 | 4.0829 | 4.0829 | 4.0829 | 4.0829 | 4.0829 | 4.0829 | 4.0829 | 4.0829 | 4.0829 | 4.0829 | 4.0829 | 4.0829 | 4.0829 | 4.0829 | 4.0829 | 4.0829 | 4.0829 | 4.0829
Freestall Subtotal (kWh/yr) | 62138337.8071 |  |  |  | 57437262.6113 | 4701075.1959 |  |  | 57437333.5815 | 60879319.2632 | 61901546.5107 | 62882659.5016 | 63761384.27 | 64624324.6794 | 65443885.2398 | 66267701.1047 | 67117810.0771 | 68079840.3955 | 69122083.541 | 70222834.1613 | 71377607.8003 | 72608239.3214 | 73789311.0877 | 74968851.4606 | 76131107.3822 | 77444159.0952 | 78516937.8157 | 79678596.8036 | 80980553.6341 | 82116696.1541 | 83373603.0785
Freestall Subtotal (aMW) | 7.0934 |  |  |  | 6.5568 | 0.53665 |  |  | 6.5568 | 6.9497 | 7.0664 | 7.1784 | 7.2787 | 7.3772 | 7.4708 | 7.5648 | 7.6619 | 7.7717 | 7.8906 | 8.0163 | 8.1481 | 8.2886 | 8.4234 | 8.5581 | 8.6908 | 8.8407 | 8.9631 | 9.0957 | 9.2444 | 9.3741 | 9.5175
Milking Parlor Type - Tiestall | [8 empty] | 2013 | 2014 | 2015 | 2016 | 2017 | 2018 | 2019 | 2020 | 2021 | 2022 | 2023 | 2024 | 2025 | 2026 | 2027 | 2028 | 2029 | 2030 | 2031 | 2032 | 2033 | 2034 | 2035
No. Cows Milked | 4305 |  |  |  | 4305 |  |  |  | 4305 | 4305 | 4305 | 4305 | 4305 | 4305 | 4305 | 4305 | 4305 | 4305 | 4305 | 4305 | 4305 | 4305 | 4305 | 4305 | 4305 | 4305 | 4305 | 4305 | 4305 | 4305 | 4305
Total Production (lbs) | 86054029.1571 |  |  |  | 86054029.1571 |  |  |  | 86054029.1571 | 86054029.1571 | 86054029.1571 | 86054029.1571 | 86054029.1571 | 86054029.1571 | 86054029.1571 | 86054029.1571 | 86054029.1571 | 86054029.1571 | 86054029.1571 | 86054029.1571 | 86054029.1571 | 86054029.1571 | 86054029.1571 | 86054029.1571 | 86054029.1571 | 86054029.1571 | 86054029.1571 | 86054029.1571 | 86054029.1571 | 86054029.1571 | 86054029.1571
Average Milked Produced (lbs/cow-yr) | 20439 |  |  |  | 20439 |  |  |  | 20439 | 20439 | 20439 | 20439 | 20439 | 20439 | 20439 | 20439 | 20439 | 20439 | 20439 | 20439 | 20439 | 20439 | 20439 | 20439 | 20439 | 20439 | 20439 | 20439 | 20439 | 20439 | 20439
Average Use (kWh/1000 lbs/yr) | 51.8791 |  |  |  | 42.7064 | 9.1727 |  |  | 42.7064 | 42.7064 | 42.7064 | 42.7064 | 42.7064 | 42.7064 | 42.7064 | 42.7064 | 42.7064 | 42.7064 | 42.7064 | 42.7064 | 42.7064 | 42.7064 | 42.7064 | 42.7064 | 42.7064 | 42.7064 | 42.7064 | 42.7064 | 42.7064 | 42.7064 | 42.7064
Average Vacuum Pump (kWh/1000 lbs/yr) | 7.8362 |  |  |  | 3.0793 | 4.7568 |  |  | 3.0793 | 3.0793 | 3.0793 | 3.0793 | 3.0793 | 3.0793 | 3.0793 | 3.0793 | 3.0793 | 3.0793 | 3.0793 | 3.0793 | 3.0793 | 3.0793 | 3.0793 | 3.0793 | 3.0793 | 3.0793 | 3.0793 | 3.0793 | 3.0793 | 3.0793 | 3.0793
Average Milk Cooling (kWh/1000 lbs/yr) | 10.1084 |  |  |  | 7.6268 | 2.4816 |  |  | 7.6268 | 7.6268 | 7.6268 | 7.6268 | 7.6268 | 7.6268 | 7.6268 | 7.6268 | 7.6268 | 7.6268 | 7.6268 | 7.6268 | 7.6268 | 7.6268 | 7.6268 | 7.6268 | 7.6268 | 7.6268 | 7.6268 | 7.6268 | 7.6268 | 7.6268 | 7.6268
Average Lighting (kWh/1000 lbs/yr) | 7.2293 |  |  |  | 5.2951 | 1.9343 |  |  | 5.2951 | 5.2951 | 5.2951 | 5.2951 | 5.2951 | 5.2951 | 5.2951 | 5.2951 | 5.2951 | 5.2951 | 5.2951 | 5.2951 | 5.2951 | 5.2951 | 5.2951 | 5.2951 | 5.2951 | 5.2951 | 5.2951 | 5.2951 | 5.2951 | 5.2951 | 5.2951
Average Ventilation (kWh/1000 lbs/yr) | 9.1295 |  |  |  | 9.1295 | 0 |  |  | 9.1295 | 9.1295 | 9.1295 | 9.1295 | 9.1295 | 9.1295 | 9.1295 | 9.1295 | 9.1295 | 9.1295 | 9.1295 | 9.1295 | 9.1295 | 9.1295 | 9.1295 | 9.1295 | 9.1295 | 9.1295 | 9.1295 | 9.1295 | 9.1295 | 9.1295 | 9.1295
Average Feeding Equipment (kWh/1000 lbs/yr) | 3.1396 |  |  |  | 3.1396 | 0 |  |  | 3.1396 | 3.1396 | 3.1396 | 3.1396 | 3.1396 | 3.1396 | 3.1396 | 3.1396 | 3.1396 | 3.1396 | 3.1396 | 3.1396 | 3.1396 | 3.1396 | 3.1396 | 3.1396 | 3.1396 | 3.1396 | 3.1396 | 3.1396 | 3.1396 | 3.1396 | 3.1396
Average Manure Handling (kWh/1000 lbs/yr) | 1.1434 |  |  |  | 1.1434 | 0 |  |  | 1.1434 | 1.1434 | 1.1434 | 1.1434 | 1.1434 | 1.1434 | 1.1434 | 1.1434 | 1.1434 | 1.1434 | 1.1434 | 1.1434 | 1.1434 | 1.1434 | 1.1434 | 1.1434 | 1.1434 | 1.1434 | 1.1434 | 1.1434 | 1.1434 | 1.1434 | 1.1434
Average Water Heating (kWh/1000 lbs/yr | 4.6663 |  |  |  | 4.6663 | 0 |  |  | 4.6663 | 4.6663 | 4.6663 | 4.6663 | 4.6663 | 4.6663 | 4.6663 | 4.6663 | 4.6663 | 4.6663 | 4.6663 | 4.6663 | 4.6663 | 4.6663 | 4.6663 | 4.6663 | 4.6663 | 4.6663 | 4.6663 | 4.6663 | 4.6663 | 4.6663 | 4.6663
Average Miscellanous/Other (kWh/1000 lbs/yr | 8.6265 |  |  |  | 8.6265 | 0 |  |  | 8.6265 | 8.6265 | 8.6265 | 8.6265 | 8.6265 | 8.6265 | 8.6265 | 8.6265 | 8.6265 | 8.6265 | 8.6265 | 8.6265 | 8.6265 | 8.6265 | 8.6265 | 8.6265 | 8.6265 | 8.6265 | 8.6265 | 8.6265 | 8.6265 | 8.6265 | 8.6265
Freestall Subtotal (kWh/yr) | 4464403.7402 |  |  |  | 3675059.9297 | 789343.8105 |  |  | 3675059.9297 | 3675059.9297 | 3675059.9297 | 3675059.9297 | 3675059.9297 | 3675059.9297 | 3675059.9297 | 3675059.9297 | 3675059.9297 | 3675059.9297 | 3675059.9297 | 3675059.9297 | 3675059.9297 | 3675059.9297 | 3675059.9297 | 3675059.9297 | 3675059.9297 | 3675059.9297 | 3675059.9297 | 3675059.9297 | 3675059.9297 | 3675059.9297 | 3675059.9297
Freestall Subtotal (aMW) | 0.50964 |  |  |  | 0.41953 | 0.090108 |  |  | 0.41953 | 0.41953 | 0.41953 | 0.41953 | 0.41953 | 0.41953 | 0.41953 | 0.41953 | 0.41953 | 0.41953 | 0.41953 | 0.41953 | 0.41953 | 0.41953 | 0.41953 | 0.41953 | 0.41953 | 0.41953 | 0.41953 | 0.41953 | 0.41953 | 0.41953 | 0.41953
[7 empty] | Total Pre-ECM Use (aMW) |  | 7.6031 | 8.0281 | 8.1544 | 8.2756 | 8.3841 | 8.4906 | 8.5919 | 8.6936 | 8.7986 | 8.9174 | 9.0461 | 9.1821 | 9.3247 | 9.4766 | 9.6225 | 9.7682 | 9.9117 | 10.0739 | 10.2064 | 10.3498 | 10.5106 | 10.6509 | 10.8062
State Total Dairy Sales (aMW) | 7.6031 |  |  |  | 6.9763 | 0.62676 | Total Post-ECM Use (aMW) |  | 6.9763 | 7.3692 | 7.4859 | 7.5979 | 7.6982 | 7.7967 | 7.8903 | 7.9843 | 8.0814 | 8.1912 | 8.3102 | 8.4358 | 8.5677 | 8.7081 | 8.843 | 8.9776 | 9.1103 | 9.2602 | 9.3826 | 9.5153 | 9.6639 | 9.7936 | 9.9371
[7 empty] | Total Post-ECM Savings (aMW) |  | 0.62676 | 0.65892 | 0.66847 | 0.67764 | 0.68585 | 0.69391 | 0.70157 | 0.70927 | 0.71721 | 0.7262 | 0.73593 | 0.74622 | 0.75701 | 0.76851 | 0.77954 | 0.79056 | 0.80142 | 0.81369 | 0.82371 | 0.83457 | 0.84673 | 0.85735 | 0.86909
State | Average Number of Milk Cows | Average Milk Produced per Cow (lbs) | Total Production (lbs)
Washington | 266989 | 23820 | 6336120000
Assumed Mix of Dairy Farm Type => | Freestall | 98.31%
| Tiestall | 1.694%
Milking Parlor Type - Freestall |  | Baseline ECM Penetration | [6 empty] | 2013 | 2014 | 2015 | 2016 | 2017 | 2018 | 2019 | 2020 | 2021 | 2022 | 2023 | 2024 | 2025 | 2026 | 2027 | 2028 | 2029 | 2030 | 2031 | 2032 | 2033 | 2034 | 2035
No. Cows Milked | 262465 |  |  |  | 262465 |  |  | Pre-ECM | 18.1974 | 17.7914 | 18.0989 | 18.4353 | 18.7575 | 19.1092 | 19.4086 | 19.7254 | 19.994 | 20.3317 | 20.5879 | 20.8986 | 21.2539 | 21.6438 | 22.0609 | 22.4472 | 22.8426 | 23.223 | 23.6793 | 24.1096 | 24.4828 | 24.9504 | 25.2994
Total Production (lbs) | 6228757498.6235 |  |  |  | 6228757498.6235 |  |  |  | 6228637498.6235 | 6089670516.3865 | 6194922894.4031 | 6310054161.0971 | 6420322097.1731 | 6540712351.3795 | 6643214338.2915 | 6751632201.016 | 6843582329.0165 | 6959143010.2368 | 7046833885.262 | 7153197013.6615 | 7274820375.7299 | 7408249956.4016 | 7551019057.888 | 7683241660.5609 | 7818591059.8065 | 7948796957.1403 | 8104978824.3879 | 8252273519.4834 | 8379997976.7093 | 8540059159.6037 | 8659500778.1097
Average Milked Produced (lbs/cow-yr) | 23820 |  |  |  | 23820 |  |  |  | 23820 | 23820 | 23820 | 23820 | 23820 | 23820 | 23820 | 23820 | 23820 | 23820 | 23820 | 23820 | 23820 | 23820 | 23820 | 23820 | 23820 | 23820 | 23820 | 23820 | 23820 | 23820 | 23820
Average Use (kWh/1000 lbs/yr) | 25.593 |  |  |  | 23.6568 | 1.9362 |  |  | 23.6568 | 23.6568 | 23.6568 | 23.6568 | 23.6568 | 23.6568 | 23.6568 | 23.6568 | 23.6568 | 23.6568 | 23.6568 | 23.6568 | 23.6568 | 23.6568 | 23.6568 | 23.6568 | 23.6568 | 23.6568 | 23.6568 | 23.6568 | 23.6568 | 23.6568 | 23.6568
Average Vacuum Pump (kWh/1000 lbs/yr) | 3.6882 |  |  |  | 2.852 | 0.83628 |  |  | 2.852 | 2.852 | 2.852 | 2.852 | 2.852 | 2.852 | 2.852 | 2.852 | 2.852 | 2.852 | 2.852 | 2.852 | 2.852 | 2.852 | 2.852 | 2.852 | 2.852 | 2.852 | 2.852 | 2.852 | 2.852 | 2.852 | 2.852
Average Milk Cooling (kWh/1000 lbs/yr) | 5.6284 |  |  |  | 4.8103 | 0.81814 |  |  | 4.8103 | 4.8103 | 4.8103 | 4.8103 | 4.8103 | 4.8103 | 4.8103 | 4.8103 | 4.8103 | 4.8103 | 4.8103 | 4.8103 | 4.8103 | 4.8103 | 4.8103 | 4.8103 | 4.8103 | 4.8103 | 4.8103 | 4.8103 | 4.8103 | 4.8103 | 4.8103
Average Lighting (kWh/1000 lbs/yr) | 5.6272 |  |  |  | 5.3454 | 0.28182 |  |  | 5.3454 | 5.3454 | 5.3454 | 5.3454 | 5.3454 | 5.3454 | 5.3454 | 5.3454 | 5.3454 | 5.3454 | 5.3454 | 5.3454 | 5.3454 | 5.3454 | 5.3454 | 5.3454 | 5.3454 | 5.3454 | 5.3454 | 5.3454 | 5.3454 | 5.3454 | 5.3454
Average Ventilation (kWh/1000 lbs/yr) | 4.7444 |  |  |  | 4.7444 | 0 |  |  | 4.7444 | 4.7444 | 4.7444 | 4.7444 | 4.7444 | 4.7444 | 4.7444 | 4.7444 | 4.7444 | 4.7444 | 4.7444 | 4.7444 | 4.7444 | 4.7444 | 4.7444 | 4.7444 | 4.7444 | 4.7444 | 4.7444 | 4.7444 | 4.7444 | 4.7444 | 4.7444
Average Feeding Equipment (kWh/1000 lbs/yr) | 0.30148 |  |  |  | 0.30148 | 0 |  |  | 0.30148 | 0.30148 | 0.30148 | 0.30148 | 0.30148 | 0.30148 | 0.30148 | 0.30148 | 0.30148 | 0.30148 | 0.30148 | 0.30148 | 0.30148 | 0.30148 | 0.30148 | 0.30148 | 0.30148 | 0.30148 | 0.30148 | 0.30148 | 0.30148 | 0.30148 | 0.30148
Average Manure Handling (kWh/1000 lbs/yr) | 0.94136 |  |  |  | 0.94136 | 0 |  |  | 0.94136 | 0.94136 | 0.94136 | 0.94136 | 0.94136 | 0.94136 | 0.94136 | 0.94136 | 0.94136 | 0.94136 | 0.94136 | 0.94136 | 0.94136 | 0.94136 | 0.94136 | 0.94136 | 0.94136 | 0.94136 | 0.94136 | 0.94136 | 0.94136 | 0.94136 | 0.94136
Average Water Heating (kWh/1000 lbs/yr | 0.57899 |  |  |  | 0.57899 | 0 |  |  | 0.57899 | 0.57899 | 0.57899 | 0.57899 | 0.57899 | 0.57899 | 0.57899 | 0.57899 | 0.57899 | 0.57899 | 0.57899 | 0.57899 | 0.57899 | 0.57899 | 0.57899 | 0.57899 | 0.57899 | 0.57899 | 0.57899 | 0.57899 | 0.57899 | 0.57899 | 0.57899
Average Miscellanous/Other (kWh/1000 lbs/yr | 4.0829 |  |  |  | 4.0829 | 0 |  |  | 4.0829 | 4.0829 | 4.0829 | 4.0829 | 4.0829 | 4.0829 | 4.0829 | 4.0829 | 4.0829 | 4.0829 | 4.0829 | 4.0829 | 4.0829 | 4.0829 | 4.0829 | 4.0829 | 4.0829 | 4.0829 | 4.0829 | 4.0829 | 4.0829 | 4.0829 | 4.0829
Freestall Subtotal (kWh/yr) | 159412573.6132 |  |  |  | 147352217.283 | 12060356.3302 |  |  | 147349378.4719 | 144061870.0135 | 146551800.1928 | 149275432.8642 | 151884014.8936 | 154732058.1671 | 157156923.0059 | 159721738.2951 | 161896980.3467 | 164630771.5743 | 166705253.5032 | 169221460.437 | 172098675.0465 | 175255186.5285 | 178632640.8071 | 181760599.101 | 184962527.269 | 188042776.8501 | 191737533.7006 | 195222048.8581 | 198243595.6076 | 202030124.4949 | 204855726.122
Freestall Subtotal (aMW) | 18.1978 |  |  |  | 16.821 | 1.3768 |  |  | 16.8207 | 16.4454 | 16.7297 | 17.0406 | 17.3384 | 17.6635 | 17.9403 | 18.2331 | 18.4814 | 18.7935 | 19.0303 | 19.3175 | 19.646 | 20.0063 | 20.3919 | 20.7489 | 21.1144 | 21.4661 | 21.8878 | 22.2856 | 22.6305 | 23.0628 | 23.3854
Milking Parlor Type - Tiestall | [8 empty] | 2013 | 2014 | 2015 | 2016 | 2017 | 2018 | 2019 | 2020 | 2021 | 2022 | 2023 | 2024 | 2025 | 2026 | 2027 | 2028 | 2029 | 2030 | 2031 | 2032 | 2033 | 2034 | 2035
No. Cows Milked | 4524 |  |  |  | 4524 |  |  |  | 4524 | 4524 | 4524 | 4524 | 4524 | 4524 | 4524 | 4524 | 4524 | 4524 | 4524 | 4524 | 4524 | 4524 | 4524 | 4524 | 4524 | 4524 | 4524 | 4524 | 4524 | 4524 | 4524
Total Production (lbs) | 107362501.3765 |  |  |  | 107362501.3765 |  |  |  | 107362501.3765 | 107362501.3765 | 107362501.3765 | 107362501.3765 | 107362501.3765 | 107362501.3765 | 107362501.3765 | 107362501.3765 | 107362501.3765 | 107362501.3765 | 107362501.3765 | 107362501.3765 | 107362501.3765 | 107362501.3765 | 107362501.3765 | 107362501.3765 | 107362501.3765 | 107362501.3765 | 107362501.3765 | 107362501.3765 | 107362501.3765 | 107362501.3765 | 107362501.3765
Average Milked Produced (lbs/cow-yr) | 23820 |  |  |  | 23820 |  |  |  | 23820 | 23820 | 23820 | 23820 | 23820 | 23820 | 23820 | 23820 | 23820 | 23820 | 23820 | 23820 | 23820 | 23820 | 23820 | 23820 | 23820 | 23820 | 23820 | 23820 | 23820 | 23820 | 23820
Average Use (kWh/1000 lbs/yr) | 51.8791 |  |  |  | 42.7064 | 9.1727 |  |  | 42.7064 | 42.7064 | 42.7064 | 42.7064 | 42.7064 | 42.7064 | 42.7064 | 42.7064 | 42.7064 | 42.7064 | 42.7064 | 42.7064 | 42.7064 | 42.7064 | 42.7064 | 42.7064 | 42.7064 | 42.7064 | 42.7064 | 42.7064 | 42.7064 | 42.7064 | 42.7064
Average Vacuum Pump (kWh/1000 lbs/yr) | 7.8362 |  |  |  | 3.0793 | 4.7568 |  |  | 3.0793 | 3.0793 | 3.0793 | 3.0793 | 3.0793 | 3.0793 | 3.0793 | 3.0793 | 3.0793 | 3.0793 | 3.0793 | 3.0793 | 3.0793 | 3.0793 | 3.0793 | 3.0793 | 3.0793 | 3.0793 | 3.0793 | 3.0793 | 3.0793 | 3.0793 | 3.0793
Average Milk Cooling (kWh/1000 lbs/yr) | 10.1084 |  |  |  | 7.6268 | 2.4816 |  |  | 7.6268 | 7.6268 | 7.6268 | 7.6268 | 7.6268 | 7.6268 | 7.6268 | 7.6268 | 7.6268 | 7.6268 | 7.6268 | 7.6268 | 7.6268 | 7.6268 | 7.6268 | 7.6268 | 7.6268 | 7.6268 | 7.6268 | 7.6268 | 7.6268 | 7.6268 | 7.6268
Average Lighting (kWh/1000 lbs/yr) | 7.2293 |  |  |  | 5.2951 | 1.9343 |  |  | 5.2951 | 5.2951 | 5.2951 | 5.2951 | 5.2951 | 5.2951 | 5.2951 | 5.2951 | 5.2951 | 5.2951 | 5.2951 | 5.2951 | 5.2951 | 5.2951 | 5.2951 | 5.2951 | 5.2951 | 5.2951 | 5.2951 | 5.2951 | 5.2951 | 5.2951 | 5.2951
Average Ventilation (kWh/1000 lbs/yr) | 9.1295 |  |  |  | 9.1295 | 0 |  |  | 9.1295 | 9.1295 | 9.1295 | 9.1295 | 9.1295 | 9.1295 | 9.1295 | 9.1295 | 9.1295 | 9.1295 | 9.1295 | 9.1295 | 9.1295 | 9.1295 | 9.1295 | 9.1295 | 9.1295 | 9.1295 | 9.1295 | 9.1295 | 9.1295 | 9.1295 | 9.1295
Average Feeding Equipment (kWh/1000 lbs/yr) | 3.1396 |  |  |  | 3.1396 | 0 |  |  | 3.1396 | 3.1396 | 3.1396 | 3.1396 | 3.1396 | 3.1396 | 3.1396 | 3.1396 | 3.1396 | 3.1396 | 3.1396 | 3.1396 | 3.1396 | 3.1396 | 3.1396 | 3.1396 | 3.1396 | 3.1396 | 3.1396 | 3.1396 | 3.1396 | 3.1396 | 3.1396
Average Manure Handling (kWh/1000 lbs/yr) | 1.1434 |  |  |  | 1.1434 | 0 |  |  | 1.1434 | 1.1434 | 1.1434 | 1.1434 | 1.1434 | 1.1434 | 1.1434 | 1.1434 | 1.1434 | 1.1434 | 1.1434 | 1.1434 | 1.1434 | 1.1434 | 1.1434 | 1.1434 | 1.1434 | 1.1434 | 1.1434 | 1.1434 | 1.1434 | 1.1434 | 1.1434
Average Water Heating (kWh/1000 lbs/yr | 4.6663 |  |  |  | 4.6663 | 0 |  |  | 4.6663 | 4.6663 | 4.6663 | 4.6663 | 4.6663 | 4.6663 | 4.6663 | 4.6663 | 4.6663 | 4.6663 | 4.6663 | 4.6663 | 4.6663 | 4.6663 | 4.6663 | 4.6663 | 4.6663 | 4.6663 | 4.6663 | 4.6663 | 4.6663 | 4.6663 | 4.6663
Average Miscellanous/Other (kWh/1000 lbs/yr | 8.6265 |  |  |  | 8.6265 | 0 |  |  | 8.6265 | 8.6265 | 8.6265 | 8.6265 | 8.6265 | 8.6265 | 8.6265 | 8.6265 | 8.6265 | 8.6265 | 8.6265 | 8.6265 | 8.6265 | 8.6265 | 8.6265 | 8.6265 | 8.6265 | 8.6265 | 8.6265 | 8.6265 | 8.6265 | 8.6265 | 8.6265
Freestall Subtotal (kWh/yr) | 5569867.6448 |  |  |  | 4585068.5974 | 984799.0474 |  |  | 4585068.5974 | 4585068.5974 | 4585068.5974 | 4585068.5974 | 4585068.5974 | 4585068.5974 | 4585068.5974 | 4585068.5974 | 4585068.5974 | 4585068.5974 | 4585068.5974 | 4585068.5974 | 4585068.5974 | 4585068.5974 | 4585068.5974 | 4585068.5974 | 4585068.5974 | 4585068.5974 | 4585068.5974 | 4585068.5974 | 4585068.5974 | 4585068.5974 | 4585068.5974
Freestall Subtotal (aMW) | 0.63583 |  |  |  | 0.52341 | 0.11242 |  |  | 0.52341 | 0.52341 | 0.52341 | 0.52341 | 0.52341 | 0.52341 | 0.52341 | 0.52341 | 0.52341 | 0.52341 | 0.52341 | 0.52341 | 0.52341 | 0.52341 | 0.52341 | 0.52341 | 0.52341 | 0.52341 | 0.52341 | 0.52341 | 0.52341 | 0.52341 | 0.52341
[7 empty] | Total Pre-ECM Use (aMW) |  | 18.8333 | 18.4273 | 18.7348 | 19.0711 | 19.3933 | 19.745 | 20.0445 | 20.3612 | 20.6299 | 20.9675 | 21.2237 | 21.5344 | 21.8898 | 22.2796 | 22.6967 | 23.083 | 23.4784 | 23.8588 | 24.3151 | 24.7455 | 25.1186 | 25.5863 | 25.9352
State Total Dairy Sales (aMW) | 18.8336 |  |  |  | 17.3444 | 1.4892 | Total Post-ECM Use (aMW) |  | 17.3441 | 16.9688 | 17.2531 | 17.564 | 17.8618 | 18.1869 | 18.4637 | 18.7565 | 19.0048 | 19.3169 | 19.5537 | 19.8409 | 20.1694 | 20.5297 | 20.9153 | 21.2723 | 21.6379 | 21.9895 | 22.4113 | 22.809 | 23.154 | 23.5862 | 23.9088
PNW | [6 empty] | Total Post-ECM Savings (aMW) |  | 1.4891 | 1.4584 | 1.4817 | 1.5071 | 1.5315 | 1.5581 | 1.5808 | 1.6047 | 1.6251 | 1.6506 | 1.67 | 1.6935 | 1.7204 | 1.7499 | 1.7814 | 1.8107 | 1.8406 | 1.8694 | 1.9039 | 1.9364 | 1.9647 | 2 | 2.0264
State | Average Number of Milk Cows | Average Milk Produced per Cow (lbs) | Total Production (lbs)
PNW | 985464 | 22912.2941 | 22579241000 |  | 22.5792
Assumed Mix of Dairy Farm Type => | Freestall | 97.83%
| Tiestall | 2.17%
Milking Parlor Type - Freestall |  | Baseline ECM Penetration | [6 empty] | 2013 | 2014 | 2015 | 2016 | 2017 | 2018 | 2019 | 2020 | 2021 | 2022 | 2023 | 2024 | 2025 | 2026 | 2027 | 2028 | 2029 | 2030 | 2031 | 2032 | 2033 | 2034 | 2035
No. Cows Milked | 964084.3442 |  |  |  | 964084.3442 |  |  | Pre-ECM | 17.0799 | 16.6739 | 16.9814 | 17.3178 | 17.64 | 17.9917 | 18.2912 | 18.6079 | 18.8766 | 19.2142 | 19.4704 | 19.7811 | 20.1364 | 20.5263 | 20.9434 | 21.3297 | 21.7251 | 22.1055 | 22.5618 | 22.9921 | 23.3653 | 23.8329 | 24.1819
Total Production (lbs) | 22089384037.2569 |  |  |  | 22089384037.2569 |  |  |  | 5846143037.2569 | 5707176055.0199 | 5812428433.0365 | 5927559699.7305 | 6037827635.8065 | 6158217890.0129 | 6260719876.9249 | 6369137739.6494 | 6461087867.6499 | 6576648548.8702 | 6664339423.8954 | 6770702552.2949 | 6892325914.3633 | 7025755495.0349 | 7168524596.5214 | 7300747199.1943 | 7436096598.4399 | 7566302495.7737 | 7722484363.0213 | 7869779058.1168 | 7997503515.3427 | 8157564698.2371 | 8277006316.7431
Average Milked Produced (lbs/cow-yr) | 22912.2941 |  |  |  | 22912.2941 |  |  |  | 22912.2941 | 22912.2941 | 22912.2941 | 22912.2941 | 22912.2941 | 22912.2941 | 22912.2941 | 22912.2941 | 22912.2941 | 22912.2941 | 22912.2941 | 22912.2941 | 22912.2941 | 22912.2941 | 22912.2941 | 22912.2941 | 22912.2941 | 22912.2941 | 22912.2941 | 22912.2941 | 22912.2941 | 22912.2941 | 22912.2941
Average Use (kWh/1000 lbs/yr) | 25.593 |  |  |  | 23.6568 | 1.9362 |  | Share | 23.6568 | 23.6568 | 23.6568 | 23.6568 | 23.6568 | 23.6568 | 23.6568 | 23.6568 | 23.6568 | 23.6568 | 23.6568 | 23.6568 | 23.6568 | 23.6568 | 23.6568 | 23.6568 | 23.6568 | 23.6568 | 23.6568 | 23.6568 | 23.6568 | 23.6568 | 23.6568
Average Vacuum Pump (kWh/1000 lbs/yr) | 3.6882 |  |  |  | 2.852 | 0.83628 |  | 43.19% | 2.852 | 2.852 | 2.852 | 2.852 | 2.852 | 2.852 | 2.852 | 2.852 | 2.852 | 2.852 | 2.852 | 2.852 | 2.852 | 2.852 | 2.852 | 2.852 | 2.852 | 2.852 | 2.852 | 2.852 | 2.852 | 2.852 | 2.852
Average Milk Cooling (kWh/1000 lbs/yr) | 5.6284 |  |  |  | 4.8103 | 0.81814 |  | 42.25% | 4.8103 | 4.8103 | 4.8103 | 4.8103 | 4.8103 | 4.8103 | 4.8103 | 4.8103 | 4.8103 | 4.8103 | 4.8103 | 4.8103 | 4.8103 | 4.8103 | 4.8103 | 4.8103 | 4.8103 | 4.8103 | 4.8103 | 4.8103 | 4.8103 | 4.8103 | 4.8103
Average Lighting (kWh/1000 lbs/yr) | 5.6272 |  |  |  | 5.3454 | 0.28182 |  | 14.56% | 5.3454 | 5.3454 | 5.3454 | 5.3454 | 5.3454 | 5.3454 | 5.3454 | 5.3454 | 5.3454 | 5.3454 | 5.3454 | 5.3454 | 5.3454 | 5.3454 | 5.3454 | 5.3454 | 5.3454 | 5.3454 | 5.3454 | 5.3454 | 5.3454 | 5.3454 | 5.3454
Average Ventilation (kWh/1000 lbs/yr) | 4.7444 |  |  |  | 4.7444 | 0 |  |  | 4.7444 | 4.7444 | 4.7444 | 4.7444 | 4.7444 | 4.7444 | 4.7444 | 4.7444 | 4.7444 | 4.7444 | 4.7444 | 4.7444 | 4.7444 | 4.7444 | 4.7444 | 4.7444 | 4.7444 | 4.7444 | 4.7444 | 4.7444 | 4.7444 | 4.7444 | 4.7444
Average Feeding Equipment (kWh/1000 lbs/yr) | 0.30148 |  |  |  | 0.30148 | 0 |  |  | 0.30148 | 0.30148 | 0.30148 | 0.30148 | 0.30148 | 0.30148 | 0.30148 | 0.30148 | 0.30148 | 0.30148 | 0.30148 | 0.30148 | 0.30148 | 0.30148 | 0.30148 | 0.30148 | 0.30148 | 0.30148 | 0.30148 | 0.30148 | 0.30148 | 0.30148 | 0.30148
Average Manure Handling (kWh/1000 lbs/yr) | 0.94136 |  |  |  | 0.94136 | 0 |  |  | 0.94136 | 0.94136 | 0.94136 | 0.94136 | 0.94136 | 0.94136 | 0.94136 | 0.94136 | 0.94136 | 0.94136 | 0.94136 | 0.94136 | 0.94136 | 0.94136 | 0.94136 | 0.94136 | 0.94136 | 0.94136 | 0.94136 | 0.94136 | 0.94136 | 0.94136 | 0.94136
Average Water Heating (kWh/1000 lbs/yr | 0.57899 |  |  |  | 0.57899 | 0 |  |  | 0.57899 | 0.57899 | 0.57899 | 0.57899 | 0.57899 | 0.57899 | 0.57899 | 0.57899 | 0.57899 | 0.57899 | 0.57899 | 0.57899 | 0.57899 | 0.57899 | 0.57899 | 0.57899 | 0.57899 | 0.57899 | 0.57899 | 0.57899 | 0.57899 | 0.57899 | 0.57899
Average Miscellanous/Other (kWh/1000 lbs/yr | 4.0829 |  |  |  | 4.0829 | 0 |  |  | 4.0829 | 4.0829 | 4.0829 | 4.0829 | 4.0829 | 4.0829 | 4.0829 | 4.0829 | 4.0829 | 4.0829 | 4.0829 | 4.0829 | 4.0829 | 4.0829 | 4.0829 | 4.0829 | 4.0829 | 4.0829 | 4.0829 | 4.0829 | 4.0829 | 4.0829 | 4.0829
Freestall Subtotal (kWh/yr) | 565333545.2035 |  |  |  | 522563242.6731 | 42770302.5303 |  |  | 138300799.0412 | 135013290.5828 | 137503220.7621 | 140226853.4335 | 142835435.4629 | 145683478.7364 | 148108343.5752 | 150673158.8644 | 152848400.916 | 155582192.1436 | 157656674.0725 | 160172881.0063 | 163050095.6158 | 166206607.0979 | 169584061.3764 | 172712019.6703 | 175913947.8383 | 178994197.4194 | 182688954.2699 | 186173469.4274 | 189195016.1769 | 192981545.0642 | 195807146.6913
Freestall Subtotal (aMW) | 64.5358 |  |  |  | 59.6533 | 4.8825 |  |  | 15.7878 | 15.4125 | 15.6967 | 16.0076 | 16.3054 | 16.6305 | 16.9073 | 17.2001 | 17.4484 | 17.7605 | 17.9973 | 18.2846 | 18.613 | 18.9734 | 19.3589 | 19.716 | 20.0815 | 20.4331 | 20.8549 | 21.2527 | 21.5976 | 22.0299 | 22.3524
Milking Parlor Type - Tiestall | [8 empty] | 2013 | 2014 | 2015 | 2016 | 2017 | 2018 | 2019 | 2020 | 2021 | 2022 | 2023 | 2024 | 2025 | 2026 | 2027 | 2028 | 2029 | 2030 | 2031 | 2032 | 2033 | 2034 | 2035
No. Cows Milked | 21379.6558 |  |  |  | 21379.6558 |  |  |  | 21379.6558 | 21379.6558 | 21379.6558 | 21379.6558 | 21379.6558 | 21379.6558 | 21379.6558 | 21379.6558 | 21379.6558 | 21379.6558 | 21379.6558 | 21379.6558 | 21379.6558 | 21379.6558 | 21379.6558 | 21379.6558 | 21379.6558 | 21379.6558 | 21379.6558 | 21379.6558 | 21379.6558 | 21379.6558 | 21379.6558
Total Production (lbs) | 489856962.7431 |  |  |  | 489856962.7431 |  |  |  | 489856962.7431 | 489856962.7431 | 489856962.7431 | 489856962.7431 | 489856962.7431 | 489856962.7431 | 489856962.7431 | 489856962.7431 | 489856962.7431 | 489856962.7431 | 489856962.7431 | 489856962.7431 | 489856962.7431 | 489856962.7431 | 489856962.7431 | 489856962.7431 | 489856962.7431 | 489856962.7431 | 489856962.7431 | 489856962.7431 | 489856962.7431 | 489856962.7431 | 489856962.7431
Average Milked Produced (lbs/cow-yr) | 22912.2941 |  |  |  | 22912.2941 |  |  |  | 22912.2941 | 22912.2941 | 22912.2941 | 22912.2941 | 22912.2941 | 22912.2941 | 22912.2941 | 22912.2941 | 22912.2941 | 22912.2941 | 22912.2941 | 22912.2941 | 22912.2941 | 22912.2941 | 22912.2941 | 22912.2941 | 22912.2941 | 22912.2941 | 22912.2941 | 22912.2941 | 22912.2941 | 22912.2941 | 22912.2941
Average Use (kWh/1000 lbs/yr) | 51.8791 |  |  |  | 42.7064 | 9.1727 |  | Share | 42.7064 | 42.7064 | 42.7064 | 42.7064 | 42.7064 | 42.7064 | 42.7064 | 42.7064 | 42.7064 | 42.7064 | 42.7064 | 42.7064 | 42.7064 | 42.7064 | 42.7064 | 42.7064 | 42.7064 | 42.7064 | 42.7064 | 42.7064 | 42.7064 | 42.7064 | 42.7064
Average Vacuum Pump (kWh/1000 lbs/yr) | 7.8362 |  |  |  | 3.0793 | 4.7568 |  | 51.86% | 3.0793 | 3.0793 | 3.0793 | 3.0793 | 3.0793 | 3.0793 | 3.0793 | 3.0793 | 3.0793 | 3.0793 | 3.0793 | 3.0793 | 3.0793 | 3.0793 | 3.0793 | 3.0793 | 3.0793 | 3.0793 | 3.0793 | 3.0793 | 3.0793 | 3.0793 | 3.0793
Average Milk Cooling (kWh/1000 lbs/yr) | 10.1084 |  |  |  | 7.6268 | 2.4816 |  | 27.05% | 7.6268 | 7.6268 | 7.6268 | 7.6268 | 7.6268 | 7.6268 | 7.6268 | 7.6268 | 7.6268 | 7.6268 | 7.6268 | 7.6268 | 7.6268 | 7.6268 | 7.6268 | 7.6268 | 7.6268 | 7.6268 | 7.6268 | 7.6268 | 7.6268 | 7.6268 | 7.6268
Average Lighting (kWh/1000 lbs/yr) | 7.2293 |  |  |  | 5.2951 | 1.9343 |  | 21.09% | 5.2951 | 5.2951 | 5.2951 | 5.2951 | 5.2951 | 5.2951 | 5.2951 | 5.2951 | 5.2951 | 5.2951 | 5.2951 | 5.2951 | 5.2951 | 5.2951 | 5.2951 | 5.2951 | 5.2951 | 5.2951 | 5.2951 | 5.2951 | 5.2951 | 5.2951 | 5.2951
Average Ventilation (kWh/1000 lbs/yr) | 9.1295 |  |  |  | 9.1295 | 0 |  |  | 9.1295 | 9.1295 | 9.1295 | 9.1295 | 9.1295 | 9.1295 | 9.1295 | 9.1295 | 9.1295 | 9.1295 | 9.1295 | 9.1295 | 9.1295 | 9.1295 | 9.1295 | 9.1295 | 9.1295 | 9.1295 | 9.1295 | 9.1295 | 9.1295 | 9.1295 | 9.1295
Average Feeding Equipment (kWh/1000 lbs/yr) | 3.1396 |  |  |  | 3.1396 | 0 |  |  | 3.1396 | 3.1396 | 3.1396 | 3.1396 | 3.1396 | 3.1396 | 3.1396 | 3.1396 | 3.1396 | 3.1396 | 3.1396 | 3.1396 | 3.1396 | 3.1396 | 3.1396 | 3.1396 | 3.1396 | 3.1396 | 3.1396 | 3.1396 | 3.1396 | 3.1396 | 3.1396
Average Manure Handling (kWh/1000 lbs/yr) | 1.1434 |  |  |  | 1.1434 | 0 |  |  | 1.1434 | 1.1434 | 1.1434 | 1.1434 | 1.1434 | 1.1434 | 1.1434 | 1.1434 | 1.1434 | 1.1434 | 1.1434 | 1.1434 | 1.1434 | 1.1434 | 1.1434 | 1.1434 | 1.1434 | 1.1434 | 1.1434 | 1.1434 | 1.1434 | 1.1434 | 1.1434
Average Water Heating (kWh/1000 lbs/yr | 4.6663 |  |  |  | 4.6663 | 0 |  |  | 4.6663 | 4.6663 | 4.6663 | 4.6663 | 4.6663 | 4.6663 | 4.6663 | 4.6663 | 4.6663 | 4.6663 | 4.6663 | 4.6663 | 4.6663 | 4.6663 | 4.6663 | 4.6663 | 4.6663 | 4.6663 | 4.6663 | 4.6663 | 4.6663 | 4.6663 | 4.6663
Average Miscellanous/Other (kWh/1000 lbs/yr | 8.6265 |  |  |  | 8.6265 | 0 |  |  | 8.6265 | 8.6265 | 8.6265 | 8.6265 | 8.6265 | 8.6265 | 8.6265 | 8.6265 | 8.6265 | 8.6265 | 8.6265 | 8.6265 | 8.6265 | 8.6265 | 8.6265 | 8.6265 | 8.6265 | 8.6265 | 8.6265 | 8.6265 | 8.6265 | 8.6265 | 8.6265
Freestall Subtotal (kWh/yr) | 25413327.8601 |  |  |  | 20920039.5695 | 4493288.2906 |  |  | 20920039.5695 | 20920039.5695 | 20920039.5695 | 20920039.5695 | 20920039.5695 | 20920039.5695 | 20920039.5695 | 20920039.5695 | 20920039.5695 | 20920039.5695 | 20920039.5695 | 20920039.5695 | 20920039.5695 | 20920039.5695 | 20920039.5695 | 20920039.5695 | 20920039.5695 | 20920039.5695 | 20920039.5695 | 20920039.5695 | 20920039.5695 | 20920039.5695 | 20920039.5695
Freestall Subtotal (aMW) | 2.9011 |  |  |  | 2.3881 | 0.51293 |  |  | 2.3881 | 2.3881 | 2.3881 | 2.3881 | 2.3881 | 2.3881 | 2.3881 | 2.3881 | 2.3881 | 2.3881 | 2.3881 | 2.3881 | 2.3881 | 2.3881 | 2.3881 | 2.3881 | 2.3881 | 2.3881 | 2.3881 | 2.3881 | 2.3881 | 2.3881 | 2.3881
[7 empty] | Total Pre-ECM Use (aMW) |  | 19.981 | 19.575 | 19.8825 | 20.2189 | 20.541 | 20.8928 | 21.1922 | 21.509 | 21.7776 | 22.1152 | 22.3714 | 22.6822 | 23.0375 | 23.4273 | 23.8444 | 24.2307 | 24.6262 | 25.0066 | 25.4629 | 25.8932 | 26.2664 | 26.734 | 27.083
Idaho Total Dairy Sales (aMW) | 67.4369 |  |  |  | 62.0415 | 5.3954 | Total Post-ECM Use (aMW) |  | 18.1759 | 17.8006 | 18.0848 | 18.3958 | 18.6935 | 19.0187 | 19.2955 | 19.5883 | 19.8366 | 20.1487 | 20.3855 | 20.6727 | 21.0012 | 21.3615 | 21.747 | 22.1041 | 22.4696 | 22.8213 | 23.243 | 23.6408 | 23.9857 | 24.418 | 24.7405
PNW | [6 empty] | Total Post-ECM Savings (aMW) |  | 1.8051 | 1.7744 | 1.7977 | 1.8231 | 1.8475 | 1.8741 | 1.8968 | 1.9207 | 1.941 | 1.9666 | 1.986 | 2.0095 | 2.0364 | 2.0658 | 2.0974 | 2.1266 | 2.1565 | 2.1853 | 2.2198 | 2.2524 | 2.2806 | 2.316 | 2.3424
[8 empty] | Pre-ECM Retail Dairy Sales (aMW) | 2013 | 2014 | 2015 | 2016 | 2017 | 2018 | 2019 | 2020 | 2021 | 2022 | 2023 | 2024 | 2025 | 2026 | 2027 | 2028 | 2029 | 2030 | 2031 | 2032 | 2033 | 2034 | 2035
[8 empty] | Idaho | 39.9828 | 39.5446 | 40.0149 | 40.5613 | 41.1862 | 41.713 | 42.4232 | 43.1459 | 43.9378 | 44.7093 | 45.5924 | 46.5437 | 47.5552 | 48.7601 | 49.8166 | 50.9533 | 51.8989 | 52.8904 | 53.9307 | 54.8911 | 55.784 | 56.7971
[8 empty] | Montana | 1.0171 | 1.031 | 1.0306 | 1.0302 | 1.0317 | 1.0317 | 1.0328 | 1.0323 | 1.0319 | 1.0329 | 1.0336 | 1.0318 | 1.0317 | 1.0317 | 1.0271 | 1.0265 | 1.0255 | 1.0239 | 1.0219 | 1.0219 | 1.0191 | 1.0163
[8 empty] | Oregon | 7.6031 | 8.0281 | 8.1544 | 8.2756 | 8.3841 | 8.4906 | 8.5919 | 8.6936 | 8.7986 | 8.9174 | 9.0461 | 9.1821 | 9.3247 | 9.4766 | 9.6225 | 9.7682 | 9.9117 | 10.0739 | 10.2064 | 10.3498 | 10.5106 | 10.6509
[8 empty] | Washington | 18.8333 | 18.4273 | 18.7348 | 19.0711 | 19.3933 | 19.745 | 20.0445 | 20.3612 | 20.6299 | 20.9675 | 21.2237 | 21.5344 | 21.8898 | 22.2796 | 22.6967 | 23.083 | 23.4784 | 23.8588 | 24.3151 | 24.7455 | 25.1186 | 25.5863
[8 empty] | Total | 67.4362 | 67.031 | 67.9347 | 68.9381 | 69.9952 | 70.9803 | 72.0923 | 73.2331 | 74.3982 | 75.6271 | 76.8958 | 78.2921 | 79.8014 | 81.5481 | 83.1628 | 84.831 | 86.3145 | 87.847 | 89.4741 | 91.0083 | 92.4323 | 94.0506
[8 empty] | Post-ECM Retail Dairy Sales (aMW) | 2013 | 2014 | 2015 | 2016 | 2017 | 2018 | 2019 | 2020 | 2021 | 2022 | 2023 | 2024 | 2025 | 2026 | 2027 | 2028 | 2029 | 2030 | 2031 | 2032 | 2033 | 2034 | 2035
[8 empty] | Idaho | 36.8095 | 36.4045 | 36.8392 | 37.3443 | 37.9219 | 38.4088 | 39.0653 | 39.7334 | 40.4653 | 41.1785 | 41.9948 | 42.8741 | 43.8091 | 44.9229 | 45.8993 | 46.9501 | 47.8241 | 48.7406 | 49.7022 | 50.59 | 51.4153 | 52.3518
[8 empty] | Montana | 0.91089 | 0.92375 | 0.92341 | 0.923 | 0.92438 | 0.92439 | 0.92541 | 0.925 | 0.92461 | 0.92552 | 0.92618 | 0.92453 | 0.92442 | 0.92442 | 0.92012 | 0.91963 | 0.91867 | 0.91716 | 0.91536 | 0.91536 | 0.91275 | 0.91022
[8 empty] | Oregon | 6.9763 | 7.3692 | 7.4859 | 7.5979 | 7.6982 | 7.7967 | 7.8903 | 7.9843 | 8.0814 | 8.1912 | 8.3102 | 8.4358 | 8.5677 | 8.7081 | 8.843 | 8.9776 | 9.1103 | 9.2602 | 9.3826 | 9.5153 | 9.6639 | 9.7936
[8 empty] | Washington | 17.3441 | 16.9688 | 17.2531 | 17.564 | 17.8618 | 18.1869 | 18.4637 | 18.7565 | 19.0048 | 19.3169 | 19.5537 | 19.8409 | 20.1694 | 20.5297 | 20.9153 | 21.2723 | 21.6379 | 21.9895 | 22.4113 | 22.809 | 23.154 | 23.5862
[8 empty] | Total | 62.0408 | 61.6663 | 62.5016 | 63.4292 | 64.4063 | 65.3168 | 66.3447 | 67.3992 | 68.4761 | 69.6121 | 70.7848 | 72.0754 | 73.4705 | 75.0851 | 76.5777 | 78.1197 | 79.4909 | 80.9075 | 82.4115 | 83.8296 | 85.1459 | 86.6418
[8 empty] | Retail Dairy Savings (aMW) | 2013 | 2014 | 2015 | 2016 | 2017 | 2018 | 2019 | 2020 | 2021 | 2022 | 2023 | 2024 | 2025 | 2026 | 2027 | 2028 | 2029 | 2030 | 2031 | 2032 | 2033 | 2034 | 2035
[8 empty] | Idaho | 3.1732 | 3.1401 | 3.1757 | 3.217 | 3.2643 | 3.3041 | 3.3579 | 3.4126 | 3.4725 | 3.5308 | 3.5976 | 3.6696 | 3.7461 | 3.8373 | 3.9172 | 4.0032 | 4.0748 | 4.1498 | 4.2285 | 4.3011 | 4.3687 | 4.4453
[8 empty] | Montana | 0.10618 | 0.10723 | 0.10721 | 0.10717 | 0.10729 | 0.10729 | 0.10737 | 0.10734 | 0.1073 | 0.10738 | 0.10743 | 0.1073 | 0.10729 | 0.10729 | 0.10694 | 0.1069 | 0.10682 | 0.1067 | 0.10655 | 0.10655 | 0.10633 | 0.10613
[8 empty] | Oregon | 0.62676 | 0.65892 | 0.66847 | 0.67764 | 0.68585 | 0.69391 | 0.70157 | 0.70927 | 0.71721 | 0.7262 | 0.73593 | 0.74622 | 0.75701 | 0.76851 | 0.77954 | 0.79056 | 0.80142 | 0.81369 | 0.82371 | 0.83457 | 0.84673 | 0.85735
[8 empty] | Washington | 1.4891 | 1.4584 | 1.4817 | 1.5071 | 1.5315 | 1.5581 | 1.5808 | 1.6047 | 1.6251 | 1.6506 | 1.67 | 1.6935 | 1.7204 | 1.7499 | 1.7814 | 1.8107 | 1.8406 | 1.8694 | 1.9039 | 1.9364 | 1.9647 | 2
[8 empty] | Total | 5.3953 | 5.3647 | 5.433 | 5.509 | 5.5889 | 5.6635 | 5.7476 | 5.8339 | 5.922 | 6.015 | 6.111 | 6.2166 | 6.3308 | 6.463 | 6.5851 | 6.7113 | 6.8236 | 6.9395 | 7.0626 | 7.1787 | 7.2864 | 7.4088
Note on B10: Tom Eckman: Ratio of NYSERDA Annual Milk Produced/Cow-yr to State Milk Produced/Cow-yr* NYSERA kWh/cow-yr for Freestall Dairies.
Note on B25: Tom Eckman: Ratio of NYSERDA Annual Milk Produced/Cow-yr to State Milk Produced/Cow-yr* NYSERA kWh/cow-yr for Tiestall Dairies.
Note on B47: Tom Eckman: Ratio of NYSERDA Annual Milk Produced/Cow-yr to State Milk Produced/Cow-yr* NYSERA kWh/cow-yr for Freestall Dairies.
Note on B62: Tom Eckman: Ratio of NYSERDA Annual Milk Produced/Cow-yr to State Milk Produced/Cow-yr* NYSERA kWh/cow-yr for Tiestall Dairies.
Note on A78: Tom Eckman: Based on share of milk production by herd size for 2007. See State Dairy Production Tab
Note on B84: Tom Eckman: Ratio of NYSERDA Annual Milk Produced/Cow-yr to State Milk Produced/Cow-yr* NYSERA kWh/cow-yr for Freestall Dairies.
Note on B99: Tom Eckman: Ratio of NYSERDA Annual Milk Produced/Cow-yr to State Milk Produced/Cow-yr* NYSERA kWh/cow-yr for Tiestall Dairies.
Note on B121: Tom Eckman: Ratio of NYSERDA Annual Milk Produced/Cow-yr to State Milk Produced/Cow-yr* NYSERA kWh/cow-yr for Freestall Dairies.
Note on B136: Tom Eckman: Ratio of NYSERDA Annual Milk Produced/Cow-yr to State Milk Produced/Cow-yr* NYSERA kWh/cow-yr for Tiestall Dairies.
Note on B158: Tom Eckman: Ratio of NYSERDA Annual Milk Produced/Cow-yr to State Milk Produced/Cow-yr* NYSERA kWh/cow-yr for Freestall Dairies.
Note on B173: Tom Eckman: Ratio of NYSERDA Annual Milk Produced/Cow-yr to State Milk Produced/Cow-yr* NYSERA kWh/cow-yr for Tiestall Dairies.

## EUI by End Use
Basic Farm Data | [6 empty] | EUIs | [9 empty] | Existing ECMs | [7 empty] | Farm Data | [6 empty] | Dairy EUIs - PreRetrofit | [15 empty] | Dairy EUIs - Post-Retrofit | [10 empty] | ECM Cost | [5 empty] | Presence of ECM
Farm No | Annual Use (kWh) | Milking Parlor Type | No. Cows Milked | No. Cow-yrs | Annual Milk Production (lbs) | Annual milk Prodcution (lbs/Cow-yr) | Average Use/Cow (kWh/cow-yr) | Electricity Use (kWh/1000 gals/yr) | Vaccuum Pump (kWh/ 1000 lbs/yr) | Milk Cooling (kWh/ 1000 lbs/yr) | Lighting (kWh/ 1000 lbs/yr) | Ventilation (kWh/ 1000 lbs/yr) | Feeding Equipment (kWh/ 1000 lbs/yr) | Manure Handling (kWh/ 1000 lbs/yr) | Water Heating (kWh/ 1000 lbs/yr | Miscellanous/Other (kWh/ 1000 lbs/yr | VSD on Vacuum Pump | VSD on Milk Pump | Heat Recovery Refrigeration | Milk Pre-Cooler | Efficient Lighting | NYSERDA = Efficient | Inlcudes Electric Water Heating Equivalent |  | Number of Farms | Average Annual Electricity Use (kWh) | Milking Parlor Type | Average No. Cows Milked | Average No. Cows-yrs | Average Milked Produced/Cow (lbs) | Average Annual Milk/Farm (lbs) | Average Electricity Use/1000 lbs Milk (kWh) | Vaccuum Pump (kWh/ 1000 lbs/yr) | Refrigeration/Milk Cooling (kWh/ 1000 lbs/yr) | Lighting (kWh/ 1000 lbs/yr) | Ventilation (kWh/ 1000 lbs/yr) | Feeding Equipment (kWh/ 1000 lbs/yr) | Manure Handling (kWh/ 1000 lbs/yr) | Water Heating (kWh/ 1000 lbs/yr | Average Miscellanous/Other (kWh/1000 lbs/yr | Average Use/Cow (kWh/cow-yr) | Average Vacuum Pump (kWh/cow-yr) | Average Refrigeration (kWh/cow-yr) | Average Lighting (kWh/cow-yr) | Average Ventilation (kWh/cow-yr) | Average Annual Electricity Use (kWh) | Average Electricity Use/1000 lbs Milk (kWh) | Vaccuum Pump (kWh/ 1000 lbs/yr) | Milk Cooling (kWh/ 1000 lbs/yr) | Lighting (kWh/ 1000 lbs/yr) | Ventilation (kWh/ 1000 lbs/yr) | Feeding Equipment (kWh/ 1000 lbs/yr) | Manure Handling (kWh/ 1000 lbs/yr) | Water Heating (kWh/ 1000 lbs/yr | Average Miscellanous/Other (kWh/1000 lbs/yr | Average Use/Cow (kWh/cow-yr) | Average Vacuum Pump (kWh/cow-yr) | Average Refrigeration (kWh/cow-yr) | VSD on Vacuum Pump | VSD on Milk Pump | Heat Recovery Refrigeration | Milk Pre-Cooler | Efficient Lighting | NYSERDA = Efficient | VSD on Vacuum Pump | VSD on Milk Pump | Heat Recovery Refrigeration | Milk Pre-Cooler | Efficient Lighting | NYSERDA = Efficient
1 | 184020 | Freestall | 270 | 180.7662 | 7500000 | 27777.7778 | 1018 | 24.536 | 4.302 | 5.0097 | 6.916 | 1.4169 | 0 | 0.91573 | 0.2816 | 0.2816 | 1 | 1 | 1 | 1 | 1 | 1 | 1 |  | 18 | 165219.3333 | Freestall | 244.1111 | 210.517 | 24897.4511 | 6077744.4444 | 27.1843 | 3.9176 | 5.9784 | 5.9771 | 5.0394 | 0.32023 | 0.99989 | 0.61499 | 4.3367 | 784.8267 | 54.4167 | 7.5933 | 172.5628 | 145.4913 | 152719.6667 | 25.1277 | 3.0293 | 5.1094 | 5.6778 | 5.0394 | 0.32023 | 0.99989 | 0.61499 | 4.3367 | 725.4507 | 26357.5 | 0.66667 | 543.8% | 442.5% | 93.67% | 107.1% | 86.31% | 86.31% | 55.56% | 27.78% | 77.78% | 55.56% | 66.67% | 44.44%
2 | 46327 | Freestall | 81 | 56.4275 | 2060100 | 25433.3333 | 821 | 22.4877 | 2.7639 | 7.087 | 2.3814 | 2.644 | 1.3024 | 0.34367 | 0.33542 | 0.33542 | 1 | 0 | 0 | 1 | 0 | 1 | 1 |  | 14 | 72128.1429 | Tiestall | 76.9286 | 82.7692 | 20582.1727 | 1583357.1429 | 45.5539 | 6.8808 | 8.8759 | 6.3479 | 8.0164 | 2.7568 | 1.004 | 4.0974 | 7.5748 | 871.4368 | 71.9214 | 9.4675 | 121.434 | 153.3524 | 59375.2857 | 37.4996 | 2.7039 | 6.6969 | 4.6495 | 8.0164 | 2.7568 | 1.004 | 4.0974 | 7.5748 | 717.3595 | 11993.5714 | 0.85714 | 615.7% | 771.7% | 341.6% | 95.48% | 602.4% | #DIV/0! | 7.143% | 0% | 42.86% | 21.43% | 85.71% | 71.43%
3 | 48880 | Freestall | 70 | 94.9126 | 784800 | 11211.4286 | 515 | 62.2834 | 12.4771 | 13.843 | 8.7755 | 6.5456 | 0.028033 | 0.04842 | 1.0028 | 1.0028 | 0 | 0 | 0 | 0 | 1 | 0 |  |  | Number of Farms | Median Annual Electricity Use (kWh) | Milking Parlor Type | Median No. Cows Milked | Median No. Cow-yrs | Median Milked Produced/Cow (lbs) | Median Annual Milk/Farm (lbs) | Median Electricity Use/1000 lbs Milk | Median Vacuum Pump (kWh/1000 lbs/yr) | Median Milk Cooling (kWh/1000 lbs/yr) | Median Lighting (kWh/1000 lbs/yr) | Median Ventilation (kWh/1000 lbs/yr) | Median Feeding Equipment (kWh/1000 lbs/yr) | Median Manure Handling (kWh/1000 lbs/yr) | Median Water Heating (kWh/1000 lbs/yr | Median Miscellanous/Other (kWh/1000 lbs/yr | Median Use/Cow (kWh/cow-yr) | Median Vacuum Pump (kWh/cow-yr) | Median Refrigeration (kWh/cow-yr) | Median Lighting (kWh/cow-yr) | Median Ventilation (kWh/cow-yr) | Median Annual Electricity Use (kWh) | Median Electricity Use/1000 lbs Milk | Median Vacuum Pump (kWh/1000 lbs/yr) | Median Milk Cooling (kWh/1000 lbs/yr) | Median Lighting (kWh/1000 lbs/yr) | Median Ventilation (kWh/1000 lbs/yr) | Median Feeding Equipment (kWh/1000 lbs/yr) | Median Manure Handling (kWh/1000 lbs/yr) | Median Water Heating (kWh/1000 lbs/yr | Median Miscellanous/Other (kWh/1000 lbs/yr | Median Use/Cow (kWh/cow-yr) | Median Vacuum Pump (kWh/cow-yr) | Median Refrigeration (kWh/cow-yr) | VSD on Vacuum Pump | VSD on Milk Pump | Heat Recovery Refrigeration | Milk Pre-Cooler | Efficient Lighting | NYSERDA = Efficient | VSD on Vacuum Pump | VSD on Milk Pump | Heat Recovery Refrigeration | Milk Pre-Cooler | Efficient Lighting | NYSERDA = Efficient
4 | 212497 | Freestall | 235 | 235.0631 | 5475000 | 23297.8723 | 904 | 38.8122 | 3.2268 | 10.2314 | 7.086 | 6.9078 | 0 | 3.92 | 5.4 | 5.4 | 1 | 0 | 1 | 0 | 1 | 1 |  |  | 18 | 88367 | Freestall | 163.5 | 154.9415 | 22596.3303 | 3694500 | 23.9185 | 4.4001 | 7.9666 | 3.2651 | 3.3521 | 0.040195 | 0.13615 | 0.23752 | 4.3312 | 570.3251 | 42.9 | 7.2507 | 77.8552 | 79.9302 | 84075 | 22.7568 | 3.5652 | 7.4239 | 3.0093 | 3.3521 | 0.040195 | 0.13615 | 0.23752 | 4.3312 | 542.6243 | 16001.5 | 1 | 543.8% | 442.5% | 93.67% | 107.1% | 86.31% | 86.31% | 55.56% | 27.78% | 77.78% | 55.56% | 66.67% | 44.44%
5 | 63351 | Freestall | 100 | 105.4093 | 2336000 | 23360 | 601 | 27.1194 | 2.5711 | 11.4529 | 4.5882 | 5.8977 | 1.1023 | 0 | 0.079195 | 0.079195 | 1 | 0 | 1 | 1 | 1 | 0 | 1 |  | 14 | 64821.5 | Tiestall | 76 | 92.6845 | 20189.4737 | 1534400 | 42.2455 | 6.6984 | 8.8745 | 4.1462 | 7.1324 | 1.949 | 0.93229 | 2.7105 | 6.8049 | 699.3776 | 67.55 | 8.5233 | 68.6414 | 118.0779 | 51566 | 33.6066 | 2.4765 | 5.9893 | 3.6487 | 7.1324 | 1.949 | 0.93229 | 2.7105 | 6.8049 | 556.3603 | 10441.5 | 1 | 615.7% | 771.7% | 341.6% | 95.48% | 602.4% | #DIV/0! | 7.143% | 0% | 42.86% | 21.43% | 85.71% | 71.43%
6 | 170934 | Freestall | 210 | 237.7385 | 6205000 | 29547.619 | 719 | 27.5478 | 9.5118 | 8.3869 | 2.5631 | 2.5573 | 0.59243 | 0 | 0.156 | 0.156 | 0 | 0 | 0 | 0 | 0 | 0
7 | 73072 | Freestall | 92 | 42.0922 | 1752000 | 19043.4783 | 1736 | 41.7078 | 10.2289 | 7.4144 | 2.4401 | 7.0285 | 0.10217 | 7.0908 | 1.3596 | 1.3596 | 0 | 0 | 1 | 0 | 1 | 1 | 1
8 | 98553 | Freestall | 200 | 193.2412 | 4250000 | 21250 | 510 | 23.1889 | 3.4929 | 9.7708 | 2.8348 | 2.0807 | 0.14024 | 0 | 0.17882 | 0.17882 | 1 | 0 | 1 | 0 | 1 | 0 | 1 | [8 empty] | 784.8267
9 | 36895 | Freestall | 65 | 54.4978 | 1496500 | 23023.0769 | 677 | 24.6542 | 5.9759 | 5.4193 | 6.7451 | 8.3228 | 0.078851 | 0 | 0 | 0 | 0 | 0 | 0 | 1 | 0 | 0 | [9 empty] | 871.4368
10 | 77904 | Freestall | 65 | 70.6292 | 1715500 | 26392.3077 | 1103 | 45.4118 | 11.2597 | 9.8374 | 5.3372 | 9.2789 | 1.7237 | 0 | 0.15389 | 0.15389 | 0 | 0 | 1 | 0 | 1 | 1 | 1 | [8 empty] | 86.6101
11 | 390580 | Freestall | 750 | 634.0584 | 18031000 | 24041.3333 | 616 | 21.6616 | 1.5587 | 5.8275 | 3.2219 | 7.5324 | 0 | 0 | 0.095114 | 0.095114 | 1 | 1 | 1 | 1 | 1 | 0
12 | 87127 | Freestall | 250 | 205.4882 | 6000000 | 24000 | 424 | 14.5212 | 1.9163 | 6.107 | 2.013 | 0.16367 | 0 | 3.2193 | 0.093667 | 0.093667 | 1 | 0 | 1 | 1 | 0 | 0
13 | 72017 | Freestall | 65 | 85.1265 | 1569500 | 24146.1538 | 846 | 45.8853 | 4.1822 | 12.3721 | 3.6884 | 0 | 6.3135 | 0.18987 | 4.813 | 4.813 | 0 | 0 | 1 | 0 | 0 | 1 | [9 empty] | 570.3251
14 | 52335 | Freestall | 70 | 55.7348 | 1277500 | 18250 | 939 | 40.9667 | 10.2693 | 9.8622 | 4.5722 | 0 | 2.6192 | 0 | 0.61057 | 0.61057 | 0 | 0 | 1 | 0 | 0 | 1 | 1 | [8 empty] | 699.3776
15 | 775909 | Freestall | 860 | 628.7755 | 24090000 | 28011.6279 | 1234 | 32.2088 | 2.45 | 4.5259 | 11.6862 | 6.3673 | 0 | 0.89315 | 0.66289 | 0.66289 | 1 | 1 | 1 | 1 | 1 | 1 | 1 | [8 empty] | 129.0526
16 | 176240 | Freestall | 384 | 326.3704 | 8030000 | 20911.4583 | 540 | 21.9477 | 2.6518 | 3.9989 | 5.2045 | 3.3163 | 0 | 1.1549 | 0.13151 | 0.13151 | 1 | 1 | 1 | 1 | 1 | 0
17 | 317700 | Freestall | 500 | 453.8571 | 13687500 | 27375 | 700 | 23.211 | 6.66 | 4.2126 | 2.6716 | 6.2762 | 0 | 1.2121 | 0.12866 | 0.12866 | 0 | 1 | 1 | 1 | 1 | 0 | 1
18 | 89607 | Freestall | 127 | 129.1167 | 3139000 | 24716.5354 | 694 | 28.5464 | 2.0226 | 1.3198 | 15.1504 | 3.3074 | 2.8582 | 0.2848 | 0.053839 | 0.053839 | 1 | 0 | 1 | 1 | 1 | 0
1 | 61950 | TieStall | 70 | 78.3186 | 1700000 | 24285.7143 | 791 | 36.4412 | 5.7706 | 8.3412 | 3.4912 | 7.2635 | 2.3412 | 0.41529 | 3.8541 | 3.8541 | 0 | 0 | 1 | 0 | 1 | 1 |  |  | Electricity Consumper/1000 lbs milk
2 | 65719 | TieStall | 67 | 73.7587 | 1781900 | 26595.5224 | 891 | 36.8814 | 3.9144 | 7.6884 | 2.8026 | 10.0859 | 1.0365 | 0.80251 | 7.7934 | 7.7934 | 0 | 0 | 0 | 0 | 0 | 1 |  |  | Total | Vacuum Pump | Milk Cooling | Lighting | Ventilation | Feeding | Manure Handing | Water Heating | Other
3 | 134754 | TieStall | 115 | 100.9393 | 2993000 | 26026.087 | 1335 | 45.0231 | 2.5099 | 10.0227 | 7.8096 | 8.9435 | 0.43334 | 1.3445 | 0.38256 | 0.38256 | 1 | 0 | 0 | 0 | 1 | 1 | 1 | Free Stall | 27.1843 | 3.9176 | 5.9784 | 5.9771 | 5.0394 | 0.32023 | 0.99989 | 0.61499 | 4.3367
4 | 63451 | TieStall | 80 | 94.2808 | 1095000 | 13687.5 | 673 | 57.9461 | 9.5023 | 5.9005 | 12.1863 | 8.7123 | 7.2849 | 0.85662 | 6.39 | 6.39 | 0 | 0 | 1 | 0 | 1 | 0 |  | Tie Stall | 45.5539 | 6.8808 | 8.8759 | 6.3479 | 8.0164 | 2.7568 | 1.004 | 4.0974 | 7.5748
5 | 101698 | TieStall | 140 | 139.3123 | 2847000 | 20335.7143 | 730 | 35.7211 | 5.654 | 4.7538 | 10.0724 | 6.7741 | 1.0762 | 1.5076 | 0.13453 | 0.13453 | 0 | 0 | 1 | 1 | 1 | 0 | 1
6 | 92598 | TieStall | 85 | 99.7823 | 1300000 | 15294.1176 | 928 | 71.2292 | 8.2546 | 8.7054 | 11.66 | 14.07 | 3.7115 | 1.6738 | 9.0923 | 9.0923 | 0 | 0 | 1 | 0 | 1 | 1
7 | 41598 | TieStall | 60 | 50.7293 | 1260000 | 21000 | 820 | 33.0143 | 8.2516 | 9.7794 | 4.9468 | 5.2 | 2.1056 | 0.28413 | 0.21429 | 0.21429 | 0 | 0 | 0 | 0 | 1 | 1
8 | 65083 | TieStall | 42 | 52.4018 | 750300 | 17864.2857 | 1242 | 86.7426 | 10.0387 | 18.9258 | 5.1326 | 7.8755 | 3.8878 | 0.23857 | 25.03 | 25.03 | 0 | 0 | 0 | 1 | 1 | 1
9 | 96326 | TieStall | 81 | 91.2178 | 1934500 | 23882.716 | 1056 | 49.7937 | 9.7074 | 13.2406 | 6.611 | 9.4257 | 3.8568 | 0.28121 | 0.70561 | 0.70561 | 0 | 0 | 0 | 1 | 0 | 1
10 | 51030 | TieStall | 72 | 94.1513 | 1368800 | 19011.1111 | 542 | 37.2808 | 7.4218 | 8.0085 | 2.1311 | 6.0089 | 1.4378 | 1.7702 | 3.6769 | 3.6769 | 0 | 0 | 1 | 0 | 1 | 0
11 | 64560 | TieStall | 100 | 110.5479 | 2007500 | 20075 | 584 | 32.1594 | 6.3611 | 7.6374 | 4.5998 | 4.404 | 4.4548 | 0.9594 | 1.6364 | 1.6364 | 0 | 0 | 1 | 0 | 1 | 0
12 | 85132 | TieStall | 80 | 103.5669 | 1752000 | 21900 | 822 | 48.5913 | 9.5342 | 8.3259 | 3.7049 | 11.149 | 1.4167 | 0.81678 | 0.26027 | 0.26027 | 0 | 0 | 0 | 0 | 1 | 1
13 | 56090 | TieStall | 42 | 50.6685 | 839500 | 19988.0952 | 1107 | 66.8136 | 11.9512 | 10.4062 | 5.8952 | 6.0715 | 12.4181 | 1.7522 | 24.2609 | 24.2609 | 0 | 0 | 0 | 0 | 1 | 1
14 | 29805 | TieStall | 43 | 19.0935 | 537500 | 12500 | 1561 | 55.4512 | 8.5991 | 10.8093 | 5.1516 | 2.054 | 2.3647 | 0.66419 | 0.90419 | 0.90419 | 0 | 0 | 0 | 0 | 1 | 1 | 1
kWh/1000 lbs
Free Stall | 2973948 |  | 4394 | 3789.3053 | 109399400 | 24897.4511 |  | 27.1843
Tie Stall | 1009794 |  | 1077 | 1158.7691 | 22167000 | 20582.1727 |  | 45.5539
All | 3983742 |  | 5471 | 4948.0744 | 131566400 | 24047.962 |  | 30.2793
NYSERDA Finding: Farms with total use of less than 750 kWh/cow-yr, vacuum pump use less than 50 kWh/cow-milking-yr, and 0.7 kWh/cwt (hundredweight-100 lbs of milk produced) for milk cooling would be considered energy efficient.
Note on AA2: Tom Eckman: Electricity only. Does not account for energy use by other fuel types.
Note on AU2: Tom Eckman: Electricity only. Does not account for energy use by other fuel types.

## EUI by Equipment Type
Basic Farm Data | [6 empty] | Annual Use by Equipment Category | [9 empty] | VSD - Vacuum Pump |  | Heat Recovery Refrigeration |  | Plate Milk Pre-cooler |  | Energy Efficient Lighting |  | VSD - Vacuum Pump |  | Heat Recovery Refrigeration |  | Plate Milk Pre-cooler |  | Milk Cooling Total |  | Energy Efficient Lighting |  | Ventilation |  | Feeding Equipment |  | Manure Handling |  | Water Heating Electrical (kWh/yr) or Electrical kWh-equivalent
Farm No. | Milking Parlor Type | Annual Use (kWh) | Milking Parlor Type | No. Cows Milked | Annual Milk Production | Annual milk Production (lbs/Cow-yr) | Vacuum Pump (kWh/cow-yr) | Vacuum Pump (kWh/yr) | Milk Cooling (kWh/yr) | Lighting (kWh/yr) | Ventilation (kWh/yr) | Feeding Equipment (kWh/yr) | Manure Handling (kWh/yr) | Electrical (kWh/yr) | Misc (kWh/yr) | Total (kWh/yr) | Annual Savings (kWh) | Installed Cost | Annual Savings (kWh) | Installed Cost | Annual Savings (kWh) | Installed Cost | Annual Savings (kWh) | Installed Cost | Post-ECM Use (kWh) | Installed Cost | Post-ECM Use (kWh) | Installed Cost | Post-ECM Use (kWh) | Installed Cost | Post-ECM Use (kWh) | Installed Cost | Post-ECM Use (kWh) | Installed Cost | Post-ECM Use (kWh) | Installed Cost | Post-ECM Use (kWh) | Installed Cost | Post-ECM Use (kWh) | Installed Cost | Post-ECM Use (kWh) | Installed Cost | Misc (kWh/yr) | Total (kWh/yr)
1 | Freestall | 184020 | Freestall | 270 | 7500000 | 27777.7778 | 39.8 | 32265 | 37573 | 51870 | 10627 | 0 | 6868 | 2112 | 42705 | 184020 | 0 | 0 | 0 | 0 | 0 | 0 | 0 | 0 | 32265 | 0 | 37573 | 0 | 37573 | 0 | 37573 | 0 | 51870 | 0 | 10627 | 0 | 0 | 0 | 6868 | 0 | 2112 | 0 | 42705 | 184020 |  |  |  | 7500000
2 | Freestall | 46327 | Freestall | 81 | 2060100 | 25433.3333 | 35 | 5694 | 14600 | 4906 | 5447 | 2683 | 708 | 691 | 11598 | 46327 | 0 | 0 | 0 | 0 | 6000 | 470 | 0 | 0 | 5694 | 0 | 14600 | 0 | 8600 | 470 | 8600 | 470 | 4906 | 0 | 5447 | 0 | 2683 | 0 | 708 | 0 | 691 | 0 | 11598 | 40327 |  |  |  | 2060100
3 | Freestall | 48880 | Freestall | 70 | 784800 | 11211.4286 | 70 | 9792 | 10864 | 6887 | 5137 | 22 | 38 | 787 | 15353 | 48880 | 6292 | 719 | 0 | 0 | 6758 | 773 | 2925 | 334 | 3500 | 719 | 10864 | 0 | 4106 | 773 | 4106 | 773 | 3962 | 334 | 5137 | 0 | 22 | 0 | 38 | 0 | 787 | 0 | 15353 | 32905 |  |  |  | 784800
4 | Freestall | 212497 | Freestall | 235 | 5475000 | 23297.8723 | 28.2 | 17667 | 56017 | 38796 | 37820 | 0 | 21462 | 29565 | 11170 | 212497 | 0 | 0 | 0 | 0 | 25940 | 2505 | 0 | 0 | 17667 | 0 | 56017 | 0 | 30077 | 2505 | 30077 | 2505 | 38796 | 0 | 37820 | 0 | 0 | 0 | 21462 | 0 | 29565 | 0 | 11170 | 186557 |  |  |  | 5475000
5 | Freestall | 63351 | Freestall | 100 | 2336000 | 23360 | 30 | 6006 | 26754 | 10718 | 13777 | 2575 | 0 | 185 | 3336 | 63351 | 0 | 0 | 0 | 0 | 0 | 0 | 530 | 47 | 6006 | 0 | 26754 | 0 | 26754 | 0 | 26754 | 0 | 10188 | 47 | 13777 | 0 | 2575 | 0 | 0 | 0 | 185 | 0 | 3336 | 62821 |  |  |  | 2336000
6 | Freestall | 170934 | Freestall | 210 | 6205000 | 29547.619 | 94 | 59021 | 52041 | 15904 | 15868 | 3676 | 0 | 968 | 23456 | 170934 | 43271 | 4763 | 0 | 0 | 23940 | 2635 | 3336 | 367 | 15750 | 4763 | 52041 | 0 | 28101 | 2635 | 28101 | 2635 | 12568 | 367 | 15868 | 0 | 3676 | 0 | 0 | 0 | 968 | 0 | 23456 | 100387 |  |  |  | 6205000
7 | Freestall | 73072 | Freestall | 92 | 1752000 | 19043.4783 | 97 | 17921 | 12990 | 4275 | 12314 | 179 | 12423 | 2382 | 10588 | 73072 | 13321 | 1768 | 0 | 0 | 0 | 0 | 0 | 0 | 4600 | 1768 | 12990 | 0 | 12990 | 0 | 12990 | 0 | 4275 | 0 | 12314 | 0 | 179 | 0 | 12423 | 0 | 2382 | 0 | 10588 | 59751 |  |  |  | 1752000
8 | Freestall | 98553 | Freestall | 200 | 4250000 | 21250 | 37 | 14845 | 41526 | 12048 | 8843 | 596 | 0 | 760 | 19935 | 98553 | 0 | 0 | 0 | 0 | 12750 | 1243 | 0 | 0 | 14845 | 0 | 41526 | 0 | 28776 | 1243 | 28776 | 1243 | 12048 | 0 | 8843 | 0 | 596 | 0 | 0 | 0 | 760 | 0 | 19935 | 85803 |  |  |  | 4250000
9 | Freestall | 36895 | Freestall | 65 | 1496500 | 23023.0769 | 69 | 8943 | 8110 | 10094 | 12455 | 118 | 0 | 0 | -2825 | 36895 | 2860 | 304 | 0 | 0 | 0 | 0 | 0 | 0 | 6083 | 304 | 8110 | 0 | 8110 | 0 | 8110 | 0 | 10094 | 0 | 12455 | 0 | 118 | 0 | 0 | 0 | 0 | 0 | -2825 | 34035 |  |  |  | 1496500
10 | Freestall | 77904 | Freestall | 65 | 1715500 | 26392.3077 | 149 | 19316 | 16876 | 9156 | 15918 | 2957 | 0 | 264 | 13417 | 77904 | 0 | 0 | 0 | 0 | 8000 | 1024 | 880 | 108 | 19316 | 0 | 16876 | 0 | 8876 | 1024 | 8876 | 1024 | 8276 | 108 | 15918 | 0 | 2957 | 0 | 0 | 0 | 264 | 0 | 13417 | 69024 |  |  |  | 1715500
11 | Freestall | 390580 | Freestall | 750 | 18031000 | 24041.3333 | 12 | 28105 | 105076 | 58094 | 135817 | 0 | 0 | 1715 | 61773 | 390580 | 0 | 0 | 0 | 0 | 0 | 0 | 4060 | 382 | 28105 | 0 | 105076 | 0 | 105076 | 0 | 105076 | 0 | 54034 | 382 | 135817 | 0 | 0 | 0 | 0 | 0 | 1715 | 0 | 61773 | 386520 |  |  |  | 18031000
12 | Freestall | 87127 | Freestall | 250 | 6000000 | 24000 | 46 | 11498 | 36642 | 12078 | 982 | 0 | 19316 | 562 | 6049 | 87127 | 0 | 0 | 0 | 0 | 0 | 0 | 4780 | 495 | 11498 | 0 | 36642 | 0 | 36642 | 0 | 36642 | 0 | 7298 | 495 | 982 | 0 | 0 | 0 | 19316 | 0 | 562 | 0 | 6049 | 82347 |  |  |  | 6000000
13 | Freestall | 72017 | Freestall | 65 | 1569500 | 24146.1538 | 50 | 6564 | 19418 | 5789 | 0 | 9909 | 298 | 7554 | 22485 | 72017 | 3314 | 332 | 0 | 0 | 7848 | 786 | 2032 | 204 | 3250 | 332 | 19418 | 0 | 11570 | 786 | 11570 | 786 | 3757 | 204 | 0 | 0 | 9909 | 0 | 298 | 0 | 7554 | 0 | 22485 | 58823 |  |  |  | 1569500
14 | Freestall | 52335 | Freestall | 70 | 1277500 | 18250 | 94 | 13119 | 12599 | 5841 | 0 | 3346 | 0 | 780 | 16650 | 52335 | 9619 | 1090 | 0 | 0 | 3833 | 434 | 0 | 0 | 3500 | 1090 | 12599 | 0 | 8766 | 434 | 8766 | 434 | 5841 | 0 | 0 | 0 | 3346 | 0 | 0 | 0 | 780 | 0 | 16650 | 38883 |  |  |  | 1277500
15 | Freestall | 775909 | Freestall | 860 | 24090000 | 28011.6279 | 23 | 59021 | 109030 | 281520 | 153388 | 0 | 21516 | 15969 | 135465 | 775909 | 0 | 0 | 0 | 0 | 0 | 0 | 0 | 0 | 59021 | 0 | 109030 | 0 | 109030 | 0 | 109030 | 0 | 281520 | 0 | 153388 | 0 | 0 | 0 | 21516 | 0 | 15969 | 0 | 135465 | 775909 |  |  |  | 24090000
16 | Freestall | 176240 | Freestall | 384 | 8030000 | 20911.4583 | 18.5 | 21294 | 32111 | 41792 | 26630 | 0 | 9274 | 1056 | 44083 | 176240 | 0 | 0 | 0 | 0 | 0 | 0 | 9600 | 722 | 21294 | 0 | 32111 | 0 | 32111 | 0 | 32111 | 0 | 32192 | 722 | 26630 | 0 | 0 | 0 | 9274 | 0 | 1056 | 0 | 44083 | 166640 |  |  |  | 8030000
17 | Freestall | 317700 | Freestall | 500 | 13687500 | 27375 | 62 | 91159 | 57660 | 36568 | 85906 | 0 | 16590 | 1761 | 28056 | 317700 | 18500 | 2000 | 0 | 0 | 0 | 0 | 4017 | 400 | 72659 | 2000 | 57660 | 0 | 57660 | 0 | 57660 | 0 | 32551 | 400 | 85906 | 0 | 0 | 0 | 16590 | 0 | 1761 | 0 | 28056 | 295183 |  |  |  | 13687500
18 | Freestall | 89607 | Freestall | 127 | 3139000 | 24716.5354 | 25 | 6349 | 4143 | 47557 | 10382 | 8972 | 894 | 169 | 11141 | 89607 | 0 | 0 | 0 | 0 | 0 | 0 | 588 | 65 | 6349 | 0 | 4143 | 0 | 4143 | 0 | 4143 | 0 | 46969 | 65 | 10382 | 0 | 8972 | 0 | 894 | 0 | 169 | 0 | 11141 | 89019 | 2748954 | 92.43% | Free Stall | 3139000
1 | TieStall | 61950 | TieStall | 70 | 1700000 | 24285.7143 | 70.1 | 9810 | 14180 | 5935 | 12348 | 3980 | 706 | 6552 | 8439 | 61950 | 6300 | 610 | 0 | 0 | 5000 | 490 | 0 | 0 | 3510 | 610 | 14180 | 0 | 9180 | 490 | 9180 | 490 | 5935 | 0 | 12348 | 0 | 3980 | 0 | 706 | 0 | 6552 | 0 | 8439 | 50650 |  |  |  | 1700000
2 | TieStall | 65719 | TieStall | 67 | 1781900 | 26595.5224 | 52 | 6975 | 13700 | 4994 | 17972 | 1847 | 1430 | 13887 | 4914 | 65719 | 3625 | 357 | 6562 | 647 | 5826 | 575 | 0 | 0 | 3350 | 357 | 7138 | 647 | 7874 | 575 | 1312 | 1222 | 4994 | 0 | 17972 | 0 | 1847 | 0 | 1430 | 0 | 13887 | 0 | 4914 | 49706 |  |  |  | 1781900
3 | TieStall | 134754 | TieStall | 115 | 2993000 | 26026.087 | 33 | 7512 | 29998 | 23374 | 26768 | 1297 | 4024 | 1145 | 40636 | 134754 | 0 | 0 | 0 | 0 | 11972 | 1265 | 8269 | 874 | 7512 | 0 | 29998 | 0 | 18026 | 1265 | 18026 | 1265 | 15105 | 874 | 26768 | 0 | 1297 | 0 | 4024 | 0 | 1145 | 0 | 40636 | 114513 |  |  |  | 2993000
4 | TieStall | 63451 | TieStall | 80 | 1095000 | 13687.5 | 65 | 10405 | 6461 | 13344 | 9540 | 7977 | 938 | 6997 | 7789 | 63451 | 6405 | 816 | 0 | 0 | 0 | 0 | 5059 | 645 | 4000 | 816 | 6461 | 0 | 6461 | 0 | 6461 | 0 | 8285 | 645 | 9540 | 0 | 7977 | 0 | 938 | 0 | 6997 | 0 | 7789 | 51987 |  |  |  | 1095000
5 | TieStall | 101698 | TieStall | 140 | 2847000 | 20335.7143 | 57.5 | 16097 | 13534 | 28676 | 19286 | 3064 | 4292 | 383 | 16366 | 101698 | 10360 | 800 | 0 | 0 | 0 | 0 | 2480 | 198 | 5737 | 800 | 13534 | 0 | 13534 | 0 | 13534 | 0 | 26196 | 198 | 19286 | 0 | 3064 | 0 | 4292 | 0 | 383 | 0 | 16366 | 88858 |  |  |  | 2847000
6 | TieStall | 92598 | TieStall | 85 | 1300000 | 15294.1176 | 63 | 10731 | 11317 | 15158 | 18291 | 4825 | 2176 | 11820 | 18280 | 92598 | 6481 | 649 | 0 | 0 | 6752 | 676 | 6202 | 621 | 4250 | 649 | 11317 | 0 | 4565 | 676 | 4565 | 676 | 8956 | 621 | 18291 | 0 | 4825 | 0 | 2176 | 0 | 11820 | 0 | 18280 | 73163 |  |  |  | 1300000
7 | TieStall | 41598 | TieStall | 60 | 1260000 | 21000 | 86.6 | 10397 | 12322 | 6233 | 6552 | 2653 | 358 | 270 | 2813 | 41598 | 7000 | 540 | 0 | 0 | 5040 | 386 | 0 | 0 | 3397 | 540 | 12322 | 0 | 7282 | 386 | 7282 | 386 | 6233 | 0 | 6552 | 0 | 2653 | 0 | 358 | 0 | 270 | 0 | 2813 | 29558 |  |  |  | 1260000
8 | TieStall | 65083 | TieStall | 42 | 750300 | 17864.2857 | 89.7 | 7532 | 14200 | 3851 | 5909 | 2917 | 179 | 18780 | 11715 | 65083 | 0 | 0 | 5000 | 511 | 0 | 0 | 4860 | 486 | 7532 | 0 | 9200 | 511 | 14200 | 0 | 9200 | 511 | -1009 | 486 | 5909 | 0 | 2917 | 0 | 179 | 0 | 18780 | 0 | 11715 | 55223 |  |  |  | 750300
9 | TieStall | 96326 | TieStall | 81 | 1934500 | 23882.716 | 116 | 18779 | 25614 | 12789 | 18234 | 7461 | 544 | 1365 | 11540 | 96326 | 14729 | 1193 | 0 | 0 | 0 | 0 | 906 | 73 | 4050 | 1193 | 25614 | 0 | 25614 | 0 | 25614 | 0 | 11883 | 73 | 18234 | 0 | 7461 | 0 | 544 | 0 | 1365 | 0 | 11540 | 80691 |  |  |  | 1934500
10 | TieStall | 51030 | TieStall | 72 | 1368800 | 19011.1111 | 71 | 10159 | 10962 | 2917 | 8225 | 1968 | 2423 | 5033 | 9343 | 51030 | 6559 | 662 | 0 | 0 | 0 | 0 | 0 | 0 | 3600 | 662 | 10962 | 0 | 10962 | 0 | 10962 | 0 | 2917 | 0 | 8225 | 0 | 1968 | 0 | 2423 | 0 | 5033 | 0 | 9343 | 44471 |  |  |  | 1368800
11 | TieStall | 64560 | TieStall | 100 | 2007500 | 20075 | 64 | 12770 | 15332 | 9234 | 8841 | 8943 | 1926 | 3285 | 4229 | 64560 | 7770 | 911 | 0 | 0 | 0 | 0 | 5645 | 662 | 5000 | 911 | 15332 | 0 | 15332 | 0 | 15332 | 0 | 3589 | 662 | 8841 | 0 | 8943 | 0 | 1926 | 0 | 3285 | 0 | 4229 | 51145 |  |  |  | 2007500
12 | TieStall | 85132 | TieStall | 80 | 1752000 | 21900 | 104 | 16704 | 14587 | 6491 | 19533 | 2482 | 1431 | 456 | 23448 | 85132 | 13705 | 1531 | 0 | 0 | 0 | 0 | 1229 | 148 | 2999 | 1531 | 14587 | 0 | 14587 | 0 | 14587 | 0 | 5262 | 148 | 19533 | 0 | 2482 | 0 | 1431 | 0 | 456 | 0 | 23448 | 70198 |  |  |  | 1752000
13 | TieStall | 56090 | TieStall | 42 | 839500 | 19988.0952 | 81 | 10033 | 8736 | 4949 | 5097 | 10425 | 1471 | 20367 | -4988 | 56090 | 7183 | 800 | 0 | 0 | 0 | 0 | 1086 | 121 | 2850 | 800 | 8736 | 0 | 8736 | 0 | 8736 | 0 | 3863 | 121 | 5097 | 0 | 10425 | 0 | 1471 | 0 | 20367 | 0 | -4988 | 47821 |  |  |  | 839500
14 | TieStall | 29805 | TieStall | 43 | 537500 | 12500 | 54 | 4622 | 5810 | 2769 | 1104 | 1271 | 357 | 486 | 13386 | 29805 | 2472 | 309 | 0 | 0 | 2150 | 268 | 1913 | 239 | 2150 | 309 | 5810 | 0 | 3660 | 268 | 3660 | 268 | 856 | 239 | 1104 | 0 | 1271 | 0 | 357 | 0 | 486 | 0 | 13386 | 23270 | 831254 | 82.32% | Tie Stall | 537500
|  | 3983742 |  | 5471 | 131566400 |  |  | 581105 | 850783 | 794607 | 729011 | 96143 | 131642 | 158106 | 642345 | 3983742 | [26 empty] | 642345 | 3580208 | 89.87% |  | Overall
567.6154
[14 empty] | GDP Deflator 2003$>2012$ | 121.2% |  | VSD - Vacuum Pump |  | Heat Recovery Refrigeration |  | Plate Milk Pre-cooler |  | Energy Efficient Lighting |  | VSD - Vacuum Pump |  |  | Heat Recovery Refrigeration |  |  | Plate Milk Pre-cooler |  |  | Energy Efficient Lighting
[17 empty] | Annual Savings (kWh) | Installed Cost | Annual Savings (kWh) | Installed Cost | Annual Savings (kWh) | Installed Cost | Annual Savings (kWh) | Installed Cost | Total Milk Production (1000 lbs) | Annual Savings (kWh/1000 lbs) | Installed Cost | Total Milk Production (1000 lbs) | Annual Savings (kWh/1000 lbs) | Installed Cost | Total Milk Production (1000 lbs) | Annual Savings (kWh/1000 lbs) | Installed Cost | Total Milk Production (1000 lbs) | Annual Savings (kWh/1000 lbs) | Installed Cost
[16 empty] | Free Stall | 2860 | 304 |  |  | 3833 | 434 | 530 | 47 | 1496.5 | 1.9111 | 0.20314 | 7500 | 0 | 0 | 1277.5 | 3.0004 | 0.33973 | 2336 | 0.22688 | 0.02012
[16 empty] | Free Stall | 3314 | 332 |  |  | 6000 | 470 | 588 | 65 | 1569.5 | 2.1115 | 0.21153 |  |  |  | 2060.1 | 2.9125 | 0.22814 | 3139 | 0.18732 | 0.020707
[16 empty] | Free Stall | 6292 | 719 |  |  | 6758 | 773 | 880 | 108 | 784.8 | 8.0173 | 0.91616 |  |  |  | 784.8 | 8.6111 | 0.98496 | 1715.5 | 0.51297 | 0.062955
[16 empty] | Free Stall | 9619 | 1090 |  |  | 7848 | 786 | 2032 | 204 | 1277.5 | 7.5295 | 0.85323 |  |  |  | 1569.5 | 5.0003 | 0.5008 | 1569.5 | 1.2947 | 0.12998
[16 empty] | Free Stall | 13321 | 1768 |  |  | 8000 | 1024 | 2925 | 334 | 1752 | 7.6033 | 1.0091 |  |  |  | 1715.5 | 4.6634 | 0.59691 | 784.8 | 3.7271 | 0.42559
[16 empty] | Free Stall | 18500 | 2000 |  |  | 12750 | 1243 | 3336 | 367 | 13687.5 | 1.3516 | 0.14612 |  |  |  | 4250 | 3 | 0.29247 | 6205 | 0.53763 | 0.059146
[16 empty] | Free Stall | 43271 | 4763 |  |  | 23940 | 2635 | 4017 | 400 | 6205 | 6.9736 | 0.76761 |  |  |  | 6205 | 3.8582 | 0.42466 | 13687.5 | 0.29348 | 0.029224
[16 empty] | Free Stall |  |  |  |  | 25940 | 2505 | 4060 | 382 | [9 empty] | 18031 | 0.22517 | 0.021186
[16 empty] | Free Stall | [6 empty] | 4780 | 495 | [9 empty] | 6000 | 0.79667 | 0.0825
[16 empty] | Free Stall | [6 empty] | 9600 | 722 | [9 empty] | 8030 | 1.1955 | 0.089913
[16 empty] | Median | 9619 | 1090 |  |  | 7924 | 905 | 3130.5 | 350.5 | 1569.5 | 6.9736 | 0.76761 |  |  |  | 1715.5 | 3.8582 | 0.42466 | 4569.5 | 0.5253 | 0.061051
[25 empty] | 26772.8 | 24.47% |  | 7500 | 6.856% |  | 17862.4 | 16.33% |  | 61498.3 | 56.21%
[25 empty] | 109399.4 |  |  | 109399.4 |  |  | 109399.4 |  |  | 109399.4
[17 empty] | VSD - Vacuum Pump |  | Heat Recovery Refrigeration |  | Plate Milk Pre-cooler |  | Energy Efficient Lighting |  | VSD - Vacuum Pump |  |  | Heat Recovery Refrigeration |  |  | Plate Milk Pre-cooler |  |  | Energy Efficient Lighting
[17 empty] | Annual Savings (kWh) | Installed Cost | Annual Savings (kWh) | Installed Cost | Annual Savings (kWh) | Installed Cost | Annual Savings (kWh) | Installed Cost | Total Milk Production (1000 lbs) | Annual Savings (kWh/1000 lbs) | Installed Cost | Total Milk Production (1000 lbs) | Annual Savings (kWh/1000 lbs) | Installed Cost | Total Milk Production (1000 lbs) | Annual Savings (kWh/1000 lbs) | Installed Cost | Total Milk Production (1000 lbs) | Annual Savings (kWh/1000 lbs) | Installed Cost
[16 empty] | Tie Stall | 6300 | 610 | 5000 | 511 | 5000 | 490 | 906 | 73 | 1700 | 3.7059 | 0.35882 | 750.3 | 6.664 | 0.68106 | 1700 | 2.9412 | 0.28824 | 1934.5 | 0.46834 | 0.037736
[16 empty] | Tie Stall | 2472 | 309 | 6562 | 647 | 2150 | 268 | 1086 | 121 | 537.5 | 4.5991 | 0.57488 | 1781.9 | 3.6826 | 0.3631 | 537.5 | 4 | 0.4986 | 839.5 | 1.2936 | 0.14413
[16 empty] | Tie Stall | 3625 | 357 | 5781 | 579 | 5040 | 386 | 1229 | 148 | 1781.9 | 2.0343 | 0.20035 |  |  |  | 1260 | 4 | 0.30635 | 1752 | 0.70148 | 0.084475
[16 empty] | Tie Stall | 6405 | 816 |  |  | 5826 | 575 | 1913 | 239 | 1095 | 5.8493 | 0.74521 |  |  |  | 1781.9 | 3.2695 | 0.32269 | 537.5 | 3.5591 | 0.44465
[16 empty] | Tie Stall | 6481 | 649 |  |  | 6752 | 676 | 2480 | 198 | 1300 | 4.9854 | 0.49923 |  |  |  | 1300 | 5.1938 | 0.52 | 2847 | 0.87109 | 0.069547
[16 empty] | Tie Stall | 6559 | 662 |  |  | 11972 | 1265 | 4860 | 486 | 1368.8 | 4.7918 | 0.48364 |  |  |  | 2993 | 4 | 0.42265 | 750.3 | 6.4774 | 0.64774
[16 empty] | Tie Stall | 7000 | 540 |  |  | 5433 | 532.5 | 5059 | 645 | 1260 | 5.5556 | 0.42857 | [6 empty] | 1095 | 4.6201 | 0.58904
[16 empty] | Tie Stall | 7183 | 800 |  |  |  |  | 5645 | 662 | 839.5 | 8.5563 | 0.95295 | [6 empty] | 2007.5 | 2.812 | 0.32976
[16 empty] | Tie Stall | 7770 | 911 |  |  |  |  | 6202 | 621 | 2007.5 | 3.8705 | 0.4538 | [6 empty] | 1300 | 4.7708 | 0.47769
[16 empty] | Tie Stall | 10360 | 800 |  |  |  |  | 8269 | 874 | 2847 | 3.6389 | 0.281 | [6 empty] | 2993 | 2.7628 | 0.29201
[16 empty] | Tie Stall | 13705 | 1531 |  |  |  |  | 3764.9 | 406.7 | 1752 | 7.8225 | 0.87386
[16 empty] | Tie Stall | 14729 | 1193 | [6 empty] | 1934.5 | 7.6139 | 0.6167
[16 empty] | Median | 6779.5 | 731 | [6 empty] | 1534.4 | 4.8886 | 0.49143 | 1266.1 | 5.1733 | 0.52208 | 1500 | 4 | 0.37267 | 1605.63 | 2.8337 | 0.31168
[25 empty] | 18423.7 | 83.11% |  | 2532.2 | 11.42% |  | 9572.4 | 43.18% |  | 16056.3 | 72.43%
[25 empty] | 22167 |  |  | 22167 |  |  | 22167 |  |  | 22167
Bonneville Project Analysis
[16 empty] | ECM Penetration ( Share of Milk Production) | [6 empty] | ECM Baseline Penetration (Share of Farms)
|  |  |  | Vacuum Pump Run Time (Hrs./Day) | Existing Motor HP | Metered Baseline - kWh/yr. | Metered Post-Installation - kWh/yr. | Metered Annual Energy Savings - kWh/yr. | [7 empty] | Dairy Type | VSD - Vacuum Pump | Heat Recovery Refrigeration | Plate Milk Pre-cooler | Energy Efficient Lighting |  |  | Dairy Type | VSD - Vacuum Pump | Heat Recovery Refrigeration | Plate Milk Pre-cooler | Energy Efficient Lighting
|  |  |  | 12 | 40 | 70700 | 15300 | 55400 | [7 empty] | Free Stall | 24.47% | 6.856% | 16.33% | 56.21% |  |  | Free Stall | 55.56% | 88.89% | 55.56% | 44.44%
|  |  |  | 10 | 10 | 22300 | 8200 | 14100 | [7 empty] | Tie Stall | 83.11% | 11.42% | 43.18% | 72.43% |  |  | Tie Stall | 14.29% | 85.71% | 57.14% | 21.43%
|  |  |  | 14 | 7.5 | 29100 | 14900 | 14200
|  |  |  | 22.5 | 20 | 122700 | 30000 | 92700
|  |  |  | 12 | 20 | 42000 | 23900 | 18100
|  |  |  | 7.5 | 10 | 23000 | 6700 | 16300
|  |  |  | 10.5 | 10 | 27200 | 9500 | 17700
|  |  |  | 12 | 10 | 30400 | 15000 | 15400
|  |  |  | 12 | 20 | 70300 | 18000 | 52300
|  |  |  | 9 | 10 | 28600 | 7700 | 20900
|  |  |  | 10 | 20 | 66800 | 17200 | 49600
|  |  |  | 11.9545 | 16.1364 | 48463.6364 | 15127.2727 | 33336.3636
SUMMARY OUTPUT
Regression Statistics
|  |  |  | Multiple R | 0.90309
|  |  |  | R Square | 0.81556
|  |  |  | Adjusted R Square | 0.76946
|  |  |  | Standard Error | 14985.9151
|  |  |  | Observations | 11
ANOVA
[5 empty] | df | SS | MS | F | Significance F
|  |  |  | Regression | 2 | 7944584245.2033 | 3972292122.6016 | 17.6878 | 0.0011571
|  |  |  | Residual | 8 | 1796621209.3422 | 224577651.1678
|  |  |  | Total | 10 | 9741205454.5455
[5 empty] | Coefficients | Standard Error | t Stat | P-value | Lower 95% | Upper 95% | Lower 95.0% | Upper 95.0%
|  |  |  | Intercept | -40945.4722 | 15937.8575 | -2.5691 | 0.033176 | -77698.2375 | -4192.7068 | -77698.2375 | -4192.7068
|  |  |  | Vacuum Pump Run Time (Hrs./Day) | 5447.795 | 1240.2777 | 4.3924 | 0.0023101 | 2587.7096 | 8307.8803 | 2587.7096 | 8307.8803
|  |  |  | Existing Motor HP | 1504.8741 | 514.8739 | 2.9228 | 0.019209 | 317.5728 | 2692.1755 | 317.5728 | 2692.1755
|  |  | Pre | 48463.6364 | 11.9545 | 16.1364
|  |  | Post | 15127.2727 | 11.9545 | 16.1364
|  |  | Savings | 33336.3636
SUMMARY OUTPUT
Regression Statistics
|  |  |  | Multiple R | 0.86726
|  |  |  | R Square | 0.75215
|  |  |  | Adjusted R Square | 0.69018
|  |  |  | Standard Error | 4000.808
|  |  |  | Observations | 11
ANOVA
[5 empty] | df | SS | MS | F | Significance F
|  |  |  | Regression | 2 | 388590100.9914 | 194295050.4957 | 12.1385 | 0.0037738
|  |  |  | Residual | 8 | 128051717.1904 | 16006464.6488
|  |  |  | Total | 10 | 516641818.1818
[5 empty] | Coefficients | Standard Error | t Stat | P-value | Lower 95% | Upper 95% | Lower 95.0% | Upper 95.0%
|  |  |  | Intercept | -4961.3584 | 4254.9492 | -1.166 | 0.27719 | -14773.289 | 4850.5721 | -14773.289 | 4850.5721
|  |  |  | Vacuum Pump Run Time (Hrs./Day) | 1417.2298 | 331.1184 | 4.2801 | 0.002687 | 653.6693 | 2180.7903 | 653.6693 | 2180.7903
|  |  |  | Existing Motor HP | 194.9815 | 137.4565 | 1.4185 | 0.19381 | -121.9938 | 511.9568 | -121.9938 | 511.9568
Note on O2: Tom Eckman: NYSERDA reported water heating done by non-electric fuel sources as "equivalent kWh". NYSERDA study did not state how conversion was done.
Note on P2: Tom Eckman: Calculated as the residual of all total in column C minus consumption in all specific end uses

## ECM Estimated Cost & Savings
|  | VSD - Vacuum Pump |  |  | Heat Recovery Refrigeration |  |  | Plate Milk Pre-cooler |  |  | Energy Efficient Lighting
Farm No. | Milking Parlor Type | Annual kWh | Installed Cost | Simple Payback | Annual kWh | Installed Cost | Simple Payback | Annual kWh | Installed Cost | Simple Payback | Annual kWh | Installed Cost | Simple Payback
1 | Freestall
2 | Freestall |  |  |  | Non-electric | 442 | 5.6 | 6000 | 470 | 6.8
3 | Freestall | 6292 | 719 | 4.2 |  |  |  | 6758 | 773 | 3.6 | 2925 | 334 | 3
4 | Freestall | [6 empty] | 25940 | 2505 | 1.3
5 | Freestall | [9 empty] | 530 | 47 | 2
6 | Freestall | 43271 | 4763 | 0.6 |  |  |  | 23940 | 2635 | 1.2 | 3336 | 367 | 4.4
7 | Freestall | 13321 | 1768 | 2.6
8 | Freestall | [6 empty] | 12750 | 1243 | 2.6
9 | Freestall | 2860 | 304 | 10 | Non-electric | 300 | 7
10 | Freestall | [6 empty] | 8000 | 1024 | 3.5 | 880 | 108 | 10
11 | Freestall | [9 empty] | 4060 | 382 | 6.7
12 | Freestall | [9 empty] | 4780 | 495 | 4.6
13 | Freestall | 3314 | 332 | 8.7 |  |  |  | 7848 | 786 | 3.8 | 2032 | 204 | 3.9
14 | Freestall | 9619 | 1090 | 2.7 |  |  |  | 3833 | 434 | 6.9
15 | Freestall
16 | Freestall | [9 empty] | 9600 | 722 | 4.5
17 | Freestall | 18500 | 2000 | 3 | [6 empty] | 4017 | 400 | 5
18 | Freestall | [9 empty] | 588 | 65 | 4.9
ECM Baseline Penetration (Share of Farms) |  | 55.56% |  |  | 88.89% |  |  | 55.56% |  |  | 44.44%
|  | VSD - Vacuum Pump |  |  | Heat Recovery Refrigeration |  |  | Plate Milk Pre-cooler |  |  | Energy Efficient Lighting
Farm No. | Milking Parlor Type | Annual kWh | Installed Cost | Simple Payback | Annual kWh | Installed Cost | Simple Payback | Annual kWh | Installed Cost | Simple Payback | Annual kWh | Installed Cost | Simple Payback
1 | TieStall | 6300 | 610 | 4 |  |  |  | 5000 | 490 | 4
2 | TieStall | 3625 | 357 | 7 | 6562 | 647 | 4.5 | 5826 | 575 | 4.3
3 | TieStall | [6 empty] | 11972 | 1265 | 2.5 | 8269 | 874 | 2.2
4 | TieStall | 6405 | 816 | 4.8 | [6 empty] | 5059 | 645 | 2.7
5 | TieStall | 10360 | 800 | 5 | [6 empty] | 2480 | 198 | 2
6 | TieStall | 6481 | 649 | 4.6 |  |  |  | 6752 | 676 | 2.2 | 6202 | 621 | 2.2
7 | TieStall | 7000 | 540 | 6.5 |  |  |  | 5040 | 386 | 5
8 | TieStall |  |  |  | 5000 | 511 | 5.5 |  |  |  | 4860 | 486 | 10
9 | TieStall | 14729 | 1193 | 2.1 | [6 empty] | 906 | 73 | 4.9
10 | TieStall | 6559 | 662 | 5.1
11 | TieStall | 7770 | 911 | 3.1 | [6 empty] | 5645 | 662 | 2.9
12 | TieStall | 13705 | 1531 | 2.2 | [6 empty] | 1229 | 148 | 4.3
13 | TieStall | 7183 | 800 | 4.2 | [6 empty] | 1086 | 121 | 6.6
14 | TieStall | 2472 | 309 | 11 |  |  |  | 2150 | 268 | 11.2 | 1913 | 239 | 2
ECM Baseline Penetration (Share of Farms) |  | 14.29% |  |  | 85.71% |  |  | 57.14% |  |  | 21.43%

## State Dairy Production Data
Year | State | Average Number of Milk Cows (1,000) | Milk Produced per Cow (lbs) | Total Production (million lbs) | Year | State | Average Number of Milk Cows (1,000) | Milk Produced per Cow (lbs) | Total Production (million lbs) | Year | State | Average Number of Milk Cows (1,000) | Milk Produced per Cow (lbs) | Total Production (million lbs) | Year | State | Average Number of Milk Cows (1,000) | Milk Produced per Cow (lbs) | Total Production (million lbs)
1977 | Idaho | 141 | 11348 | 1600 | 1977 | Montana | 26 | 11385 | 296 | 1977 | Oregon | 93 | 11312 | 1052 | 1977 | Washington | 184 | 13853 | 2549
1978 | Idaho | 140 | 11664 | 1633 | 1978 | Montana | 28 | 10929 | 306 | 1978 | Oregon | 93 | 11452 | 1065 | 1978 | Washington | 193 | 13860 | 2675
1979 | Idaho | 144 | 11951 | 1721 | 1979 | Montana | 28 | 10607 | 297 | 1979 | Oregon | 94 | 11734 | 1103 | 1979 | Washington | 197 | 14299 | 2817
1980 | Idaho | 154 | 12643 | 1947 | 1980 | Montana | 29 | 10828 | 314 | 1980 | Oregon | 95 | 12305 | 1169 | 1980 | Washington | 201 | 14367 | 2942
1981 | Idaho | 166 | 13024 | 2162 | 1981 | Montana | 29 | 11414 | 331 | 1981 | Oregon | 97 | 12577 | 1220 | 1981 | Washington | 205 | 14717 | 3017
1982 | Idaho | 174 | 12948 | 2253 | 1982 | Montana | 29 | 11759 | 341 | 1982 | Oregon | 99 | 13141 | 1301 | 1982 | Washington | 212 | 15198 | 3222
1983 | Idaho | 174 | 13236 | 2303 | 1983 | Montana | 29 | 12241 | 355 | 1983 | Oregon | 101 | 13495 | 1363 | 1983 | Washington | 216 | 16120 | 3482
1984 | Idaho | 165 | 13273 | 2190 | 1984 | Montana | 28 | 12179 | 341 | 1984 | Oregon | 98 | 13653 | 1338 | 1984 | Washington | 214 | 16206 | 3468
1985 | Idaho | 170 | 14241 | 2421 | 1985 | Montana | 28 | 12464 | 349 | 1985 | Oregon | 100 | 14380 | 1438 | 1985 | Washington | 223 | 16816 | 3750
1986 | Idaho | 166 | 14392 | 2389 | 1986 | Montana | 26 | 13000 | 338 | 1986 | Oregon | 99 | 14859 | 1471 | 1986 | Washington | 214 | 17579 | 3762
1987 | Idaho | 159 | 14937 | 2375 | 1987 | Montana | 25 | 13560 | 339 | 1987 | Oregon | 94 | 15649 | 1471 | 1987 | Washington | 216 | 17421 | 3763
1988 | Idaho | 168 | 15643 | 2628 | 1988 | Montana | 25 | 14080 | 352 | 1988 | Oregon | 94 | 15989 | 1503 | 1988 | Washington | 221 | 17946 | 3966
1989 | Idaho | 171 | 15608 | 2669 | 1989 | Montana | 24 | 13625 | 327 | 1989 | Oregon | 95 | 15884 | 1509 | 1989 | Washington | 225 | 18209 | 4097
1990 | Idaho | 179 | 16475 | 2949 | 1990 | Montana | 24 | 13542 | 325 | 1990 | Oregon | 99 | 16273 | 1611 | 1990 | Washington | 237 | 18532 | 4392
1991 | Idaho | 178 | 16399 | 2919 | 1991 | Montana | 24 | 13750 | 330 | 1991 | Oregon | 100 | 16590 | 1659 | 1991 | Washington | 237 | 18814 | 4459
1992 | Idaho | 183 | 17148 | 3138 | 1992 | Montana | 23 | 14217 | 327 | 1992 | Oregon | 102 | 16784 | 1712 | 1992 | Washington | 249 | 19422 | 4836
1993 | Idaho | 189 | 17085 | 3229 | 1993 | Montana | 22 | 13955 | 307 | 1993 | Oregon | 100 | 16920 | 1692 | 1993 | Washington | 257 | 19377 | 4980
1994 | Idaho | 208 | 18048 | 3754 | 1994 | Montana | 21 | 14619 | 307 | 1994 | Oregon | 100 | 17140 | 1714 | 1994 | Washington | 261 | 19935 | 5203
1995 | Idaho | 232 | 18147 | 4210 | 1995 | Montana | 21 | 15000 | 315 | 1995 | Oregon | 97 | 17289 | 1677 | 1995 | Washington | 264 | 20091 | 5304
1996 | Idaho | 256 | 18496 | 4735 | 1996 | Montana | 20 | 15350 | 307 | 1996 | Oregon | 93 | 17290 | 1608 | 1996 | Washington | 257 | 20541 | 5279
1997 | Idaho | 272 | 19092 | 5193 | 1997 | Montana | 19 | 15526 | 295 | 1997 | Oregon | 90 | 17889 | 1610 | 1997 | Washington | 253 | 20968 | 5305 |  | Farms | Average Cows/farm | Cows | Production/Cow (lbs) | Total Production
1998 | Idaho | 292 | 19743 | 5765 | 1998 | Montana | 18 | 16167 | 291 | 1998 | Oregon | 89 | 17787 | 1583 | 1998 | Washington | 248 | 21476 | 5326 | Idaho | 934 | 619.6585 | 578761 | 23440 | 13431.12
1999 | Idaho | 318 | 20292 | 6453 | 1999 | Montana | 18 | 16833 | 303 | 1999 | Oregon | 89 | 18708 | 1665 | 1999 | Washington | 247 | 22409 | 5535 | Montana | 397 | 35.131 | 13947 | 21286 | 298.004
2000 | Idaho | 347 | 20816 | 7223 | 2000 | Montana | 19 | 17789 | 338 | 2000 | Oregon | 90 | 18222 | 1640 | 2000 | Washington | 247 | 22644 | 5593 | Oregon | 686 | 183.3338 | 125767 | 20439 | 2513.997
2001 | Idaho | 366 | 21194 | 7757 | 2001 | Montana | 19 | 18211 | 346 | 2001 | Oregon | 95 | 18074 | 1717 | 2001 | Washington | 247 | 22324 | 5514 | Washington | 798 | 334.5727 | 266989 | 23820 | 6336.12
2002 | Idaho | 388 | 21018 | 8155 | 2002 | Montana | 18 | 18944 | 341 | 2002 | Oregon | 114 | 18360 | 2093 | 2002 | Washington | 247 | 22753 | 5620 | PNW | 2815 | 350.076 | 985464 | 22912.2941 | 22579.241
2003 | Idaho | 404 | 21718 | 8774 | 2003 | Montana | 18 | 19167 | 345 | 2003 | Oregon | 119 | 18294 | 2177 | 2003 | Washington | 245 | 22780 | 5581
2004 | Idaho | 424 | 21446 | 9093 | 2004 | Montana | 18 | 19333 | 348 | 2004 | Oregon | 120 | 18917 | 2270 | 2004 | Washington | 237 | 22852 | 5416
2005 | Idaho | 455 | 22332 | 10161 | 2005 | Montana | 19 | 19579 | 372 | 2005 | Oregon | 121 | 18876 | 2284 | 2005 | Washington | 241 | 23270 | 5608
2006 | Idaho | 488 | 22346 | 10905 | 2006 | Montana | 19 | 18632 | 354 | 2006 | Oregon | 118 | 19000 | 2242 | 2006 | Washington | 237 | 23055 | 5464
2007 | Idaho | 513 | 22513 | 11549 | 2007 | Montana | 18 | 18500 | 333 | 2007 | Oregon | 115 | 19417 | 2233 | 2007 | Washington | 238 | 23239 | 5531
2013 | Idaho | 573 | 23440 | 13431.12 | 2013 | Montana | 14 | 21286 | 298.004 | 2013 | Oregon | 123 | 20439 | 2513.997 | 2013 | Washington | 266 | 23820 | 6336.12

## Milk Production by Herd Size
Share of Total Milk Production by Dairy Herd Size | [5 empty] | from 2012 Census of Agriculture, Table 17, # of milk cows by herd size
Year | State | 1-19 Head | 20-49 Head | 50-99 Head | 100-199 Head | 200-499 Head | 500-999 Head | 1000+ head | Tie Stall | Free Stall
2012 | Idaho | 975 | 1526 | 8170 | 12258 | 30728 | 51011 | 474093 | 10671 | 568090
2012 | Montana | 806 | 133 | 1345 | 3578 | 5203 | 2882 | 0 | 2284 | 11663
2012 | Oregon | 1094 | 1020 | 2191 | 6951 | 24155 | 16764 | 73592 | 4305 | 121462
2012 | Washington | 1137 | 1236 | 2151 | 9492 | 33437 | 40079 | 179457 | 4524 | 262465
Share of Total Milk Production by Dairy Herd Size |  |  |  |  | from 6P
Year | State | 1-29 Head | 30-49 Head | 50-99 Head | 100-199 Head | 200-499 Head | 500+ Head | Tie Stall | Free Stall
2000 | New York | 1.5% | 7.5% | 25% | 29% | 21% | 16% | 34% | 66%
2001 | New York | 1.5% | 6.5% | 25% | 26% | 21% | 20% | 33% | 67%
2002 | New York | 1.5% | 6% | 25% | 23% | 21% | 23.5% | 32.5% | 67.5%
2003 | New York | 1.5% | 5.5% | 25% | 21.5% | 20% | 26.5% | 32% | 68%
2004 | New York | 1.5% | 5.5% | 24% | 20% | 20% | 29% | 31% | 69%
2005 | New York | 1% | 5.5% | 22% | 18.5% | 22% | 31% | 28.5% | 71.5%
2006 | New York | 1.5% | 6% | 20% | 19.5% | 22% | 31% | 27.5% | 72.5%
2007 | New York | 2% | 6% | 18% | 17% | 22% | 35% | 26% | 74%
| State | Tie Stall | Free Stall
| Idaho | 1.844% | 98.16%
| Montana | 16.38% | 83.62%
| Oregon | 3.423% | 96.58%
| Washington | 1.694% | 98.31%

## Milking Cows by State
| Milk cows and production by State and region, 2009-2013 | [33 empty] | Milk cows and production by State and region, 2009-2013 (cont.)
State and region | [9 empty] | Milk cows | [7 empty] | State and region | [8 empty] | Milk per cow | [6 empty] | State and region | [15 empty] | Milk production
|  | 1995 | 1996 | 1997 | 1998 | 1999 | 2000 | 2005 | 2006 | 2007 | 2008 | 2008 | 2009 | 2010 | 2011 | 2012 | 2013 1/ |  |  | 1995 | 1996 | 1997 | 1998 | 1999 | 2000 | 2005 | 2007 | 2008 | 2009 | 2010 | 2011 | 2012 | 2013 1/ |  |  | 1995 |  | 1996 |  | 1997 |  | 1998 |  | 1999 |  | 2000 |  | 2005 |  | 2008 |  | 2009 |  | 2010 |  | 2011 |  | 2012 |  | 2013 1/
[10 empty] | Thousands |  | Thousands | [7 empty] | Milk per cow 2007: Pounds; Milk per cow 2008: Pounds |  |  | mil. pounds | % US | mil. pounds | % US | mil. pounds | % US | mil. pounds | % US | mil. pounds | % US | mil. pounds | % US | mil. pounds | % US | mil. pounds | % US | mil. pounds | % US | mil. pounds | % US | mil. pounds | % US | mil. pounds | % US | mil. pounds | % US
Northeast |  | 1742.2 | 1730.7 | 1724 | 1720 | 1707 | 1676.7 | 1529.5 |  | 1474.9 |  | 1470.6 | 1451.1 | 1436 | 1429 | 1420 | 1415 | 1429.1 | 1419.9 | 16308.6902 | 16325.3019 | 16548.7239 | 16890.1163 | 17278.266 | 17513.5683 | 18482.9683 | 19094.8539 | 19332.8573 | 19446.351 | 19899.3317 | 20015.5343 | 20370 | 20731 | Northeast |  | 28413 | 18.2965 | 28254.2 | 18.3462 | 28530 | 18.2778 | 29051 | 18.473 | 29494 | 18.1402 | 29365 | 17.5425 | 28269.7 | 15.9778 | 28430.9 | 14.965 | 28218.6 | 14.9042 | 28583.4 | 14.8978 | 28604.2 | 14.5817 | 28923 | 14.4228 | 29328 | 14.58%
| Maine | 40 | 41 | 41 | 41 | 42 | 39 | 33 |  | 33 |  | 33 | 33 | 32 | 32 | 33 | 31 | 32 | 33 | 16025 | 15805 | 16146 | 16585 | 16405 | 17128 | 18030.303 | 17787.8788 | 18272.7273 | 18060.6061 | 18218.75 | 18687.5 | 18576 | 19548 |  | Maine | 641 | 0.41277 | 648 | 0.42076 | 662 | 0.42411 | 680 | 0.4324 | 689 | 0.42377 | 668 | 0.39906 | 595 | 0.33629 | 603 | 0.3174 | 596 | 0.31479 | 583 | 0.30386 | 598 | 0.30485 | 613 | 0.30568 | 606 | 0.3%
| New Hampshire | 20 | 20 | 20 | 20 | 19 | 18 | 16 |  | 15 |  | 15 | 15 | 15 | 14 | 14 | 13 | 14 | 14 | 16300 | 16200 | 16400 | 16650 | 16895 | 17333 | 18875 | 19333.3333 | 19933.3333 | 19533.3333 | 19466.6667 | 20428.5714 | 19643 | 20846 |  | New Hampshire | 326 | 0.20993 | 324 | 0.21038 | 328 | 0.21013 | 333 | 0.21175 | 321 | 0.19743 | 312 | 0.18639 | 302 | 0.17069 | 299 | 0.15738 | 293 | 0.15475 | 292 | 0.15219 | 286 | 0.1458 | 275 | 0.13713 | 271 | 0.13%
| Vermont | 157 | 156 | 160 | 161 | 160 | 156 | 143 |  | 140 |  | 140 | 135 | 136 | 134 | 133 | 134 | 134 | 133 | 16210 | 16467.9487 | 16250 | 16460 | 16938 | 17199 | 18468.5315 | 18078.5714 | 18400 | 18288.8889 | 18411.7647 | 18940.2985 | 19316 | 19448 |  | Vermont | 2545 | 1.6388 | 2569 | 1.6681 | 2600 | 1.6657 | 2650 | 1.6851 | 2710 | 1.6668 | 2683 | 1.6028 | 2641 | 1.4927 | 2576 | 1.3559 | 2469 | 1.304 | 2504 | 1.3051 | 2538 | 1.2938 | 2569 | 1.2811 | 2606 | 1.3%
| Massachusetts | 28 | 27 | 26 | 26 | 25 | 22 | 17 |  | 15 |  | 15 | 14 | 14 | 13 | 12 | 13 | 13 | 12 | 16000 | 16296.2963 | 16692 | 16846 | 16800 | 17091 | 17058.8235 | 17000 | 16933.3333 | 17571.4286 | 17142.8571 | 16923.0769 | 18250 | 17692 |  | Massachusetts | 448 | 0.28849 | 440 | 0.2857 | 434 | 0.27804 | 438 | 0.27852 | 420 | 0.25832 | 376 | 0.22462 | 290 | 0.16391 | 254 | 0.1337 | 246 | 0.12993 | 240 | 0.12509 | 220 | 0.11215 | 219 | 0.10921 | 230 | 0.11%
| Rhode Island | 2.2 | 2 | 2 | 2.1 | 2 | 1.8 | 1.1 |  | 1.1 |  | 1.1 | 1.1 | 1.1 | 1 | 1.1 | 1 | 1.1 | 1 | 14773 | 15600 | 15950 | 15714 | 15500 | 15667 | 17000 | 16363.6364 | 18090.9091 | 17818.1818 | 17636.3636 | 17909.0909 | 18300 | 19000 |  | Rhode Island | 33 | 0.02125 | 31.2 | 0.020259 | 32 | 0.020501 | 33 | 0.020984 | 31 | 0.019066 | 28 | 0.016727 | 18.7 | 0.010569 | 19.9 | 0.010475 | 19.6 | 0.010352 | 19.4 | 0.010111 | 19.7 | 0.010043 | 18 | 0.0089759 | 17 | 0.01%
| Connecticut | 32 | 30 | 30 | 30 | 29 | 27 | 20 |  | 19 |  | 19 | 19 | 19 | 19 | 18 | 18 | 19 | 18 | 16438 | 16633.3333 | 16966.6667 | 17633 | 17931 | 17778 | 19200 | 19210.5263 | 19157.8947 | 18578.9474 | 19000 | 19000 | 19889 | 20611 |  | Connecticut | 526 | 0.33872 | 499 | 0.32401 | 509 | 0.32609 | 529 | 0.33638 | 520 | 0.31982 | 480 | 0.28675 | 384 | 0.21703 | 364 | 0.1916 | 353 | 0.18644 | 361 | 0.18816 | 361 | 0.18403 | 358 | 0.17852 | 371 | 0.18%
| New York | 703 | 702 | 699 | 701 | 701 | 686 | 648 |  | 627 |  | 626 | 619 | 611 | 610 | 619 | 610 | 610 | 610 | 16501 | 16396.0114 | 16495 | 16762 | 17235 | 17378 | 18638.8889 | 19303.0303 | 19859.4249 | 20071.0824 | 20754.5008 | 21045.9016 | 21623 | 22080 |  | New York | 11600 | 7.4698 | 11510 | 7.4737 | 11530 | 7.3867 | 11750 | 7.4716 | 12082 | 7.431 | 11921 | 7.1216 | 12078 | 6.8264 | 12432 | 6.5438 | 12424 | 6.562 | 12681 | 6.6094 | 12838 | 6.5445 | 13190 | 6.5773 | 13469 | 6.69%
| New Jersey | 23 | 22 | 21 | 19 | 17 | 16 | 12 |  | 10 |  | 10 | 9 | 8 | 8 | 7 | 7 | 8 | 7 | 13913 | 13500 | 14238 | 15368 | 16471 | 15250 | 16000 | 16800 | 16900 | 17888.8889 | 17250 | 16875 | 18571 | 18143 |  | New Jersey | 320 | 0.20606 | 297 | 0.19285 | 299 | 0.19155 | 292 | 0.18568 | 280 | 0.17221 | 244 | 0.14576 | 192 | 0.10852 | 169 | 0.088956 | 161 | 0.085035 | 138 | 0.071926 | 135 | 0.06882 | 130 | 0.064826 | 127 | 0.06%
| Pennsylvania | 636 | 634 | 629 | 623 | 616 | 617 | 561 |  | 550 |  | 549 | 545 | 541 | 541 | 536 | 533 | 541 | 536 | 16492 | 16536 | 16951 | 17411 | 17745 | 18081 | 18721.9251 | 19421.8182 | 19262.2951 | 19359.633 | 19746.7652 | 19495.3789 | 19549 | 19822 |  | Pennsylvania | 10489 | 6.7544 | 10484 | 6.8075 | 10662 | 6.8306 | 10847 | 6.8974 | 10931 | 6.7231 | 11156 | 6.6646 | 10503 | 5.9362 | 10575 | 5.5663 | 10551 | 5.5727 | 10683 | 5.568 | 10547 | 5.3766 | 10478 | 5.225 | 10565 | 5.25%
| Delaware | 10 | 9.7 | 10 | 10.9 | 10 | 9.9 | 7.4 |  | 6.8 |  | 6.5 | 6 | 5 | 4.9 | 5 | 5 | 5 | 4.9 | 14500 | 14433 | 14800 | 14624 | 14500 | 14747 | 16621.6216 | 16617.6471 | 16923.0769 | 17000 | 16792.4528 | 18300 | 19143 | 19521 |  | Delaware | 145 | 0.093372 | 140 | 0.090906 | 148 | 0.094816 | 159 | 0.10111 | 145 | 0.089182 | 146 | 0.08722 | 123 | 0.069519 | 110 | 0.0579 | 102 | 0.053873 | 89 | 0.046387 | 91.5 | 0.046645 | 94 | 0.046874 | 94 | 0.05%
| Maryland | 91 | 87 | 86 | 86 | 86 | 84 | 71 |  | 58 |  | 56 | 55 | 54 | 52 | 51 | 50 | 52 | 51 | 14725 | 15080 | 15419 | 15581 | 15872 | 16083 | 16098.5915 | 18120.6897 | 18375 | 18254.5455 | 18388.8889 | 18653.8462 | 19196 | 19440 |  | Maryland | 1340 | 0.86289 | 1312 | 0.85191 | 1326 | 0.8495 | 1340 | 0.85208 | 1365 | 0.83954 | 1351 | 0.80708 | 1143 | 0.64602 | 1029 | 0.54163 | 1004 | 0.53028 | 993 | 0.51756 | 970 | 0.49448 | 979 | 0.48819 | 972 | 0.48%
Lake States |  | 2408 | 2352 | 2268 | 2219 | 2209 | 2178 | 2001 |  | 2042 |  | 2066 | 2081 | 2090 | 2099 | 2110 | 2115 | 2099 | 2110 | 15745.8472 | 15835.8844 | 16308.642 | 16891.3925 | 17204.1648 | 17657.0248 | 18896.052 | 19765.4261 | 19853.3398 | 20291.2062 | 20606.2201 | 20688.8995 | 21464 | 21691 | Lake States |  | 37916 | 24.4159 | 37246 | 24.1848 | 36988 | 23.6964 | 37482 | 23.8341 | 38004 | 23.3743 | 38457 | 22.9741 | 37811 | 21.3705 | 41017 | 21.5899 | 42226 | 22.3024 | 43067 | 22.4468 | 43426 | 22.1375 | 45288 | 22.5834 | 45876 | 22.8%
| Michigan | 326 | 320 | 306 | 299 | 299 | 300 | 312 |  | 335 |  | 350 | 355 | 358 | 366 | 375 | 380 | 366 | 375 | 17071 | 16969 | 17680 | 17943 | 18244 | 19017 | 21634.6154 | 22761.194 | 22180 | 22445.0704 | 23201.1173 | 23163.9344 | 23976 | 24116 |  | Michigan | 5565 | 3.5836 | 5430 | 3.5258 | 5410 | 3.4659 | 5365 | 3.4115 | 5455 | 3.3551 | 5705 | 3.4081 | 6750 | 3.8151 | 7763 | 4.0862 | 7968 | 4.2084 | 8306 | 4.3291 | 8478 | 4.3219 | 8991 | 4.4835 | 9164 | 4.55%
| Wisconsin | 1490 | 1449 | 1393 | 1369 | 1365 | 1344 | 1236 |  | 1247 |  | 1252 | 1257 | 1262 | 1265 | 1270 | 1271 | 1265 | 1270 | 15397 | 15442.3741 | 16057.43 | 16685 | 16902 | 17306 | 18500 | 19310.3448 | 19546.3259 | 20078.7589 | 20411.252 | 20599.2095 | 21436 | 21693 |  | Wisconsin | 22942 | 14.7735 | 22376 | 14.5293 | 22368 | 14.3301 | 22842 | 14.5248 | 23071 | 14.1898 | 23259 | 13.8948 | 22866 | 12.9237 | 24472 | 12.8812 | 25239 | 13.3304 | 25759 | 13.4257 | 26058 | 13.2837 | 27224 | 13.5755 | 27572 | 13.7%
| Minnesota | 592 | 583 | 569 | 551 | 545 | 534 | 453 |  | 460 |  | 464 | 469 | 470 | 468 | 465 | 464 | 468 | 465 | 15894 | 16192 | 16186 | 16833 | 17391 | 17777 | 18090.5077 | 18817.3913 | 18926.7241 | 19230.2772 | 19153.1915 | 18995.7265 | 19512 | 19698 |  | Minnesota | 9409 | 6.0589 | 9440 | 6.1296 | 9210 | 5.9004 | 9275 | 5.8978 | 9478 | 5.8294 | 9493 | 5.6711 | 8195 | 4.6318 | 8782 | 4.6225 | 9019 | 4.7635 | 9002 | 4.6919 | 8890 | 4.5319 | 9073 | 4.5244 | 9140 | 4.54%
Corn Belt |  | 1025 | 984 | 947 | 920 | 895 | 897 | 842 |  | 869 |  | 875 | 869 | 850 | 837 | 842 | 843 | 837 | 843 | 15560.9756 | 15243.9024 | 15693.7698 | 16194.5652 | 16416.7598 | 16907.4693 | 18725.6532 | 18669.7353 | 18565.7143 | 18926.3521 | 19169.4118 | 19508.9606 | 20112 | 20299 | Corn Belt |  | 15950 | 10.271 | 15000 | 9.7399 | 14862 | 9.5214 | 14899 | 9.474 | 14693 | 9.0369 | 15166 | 9.0601 | 15767 | 8.9114 | 16245 | 8.5508 | 16447 | 8.6868 | 16294 | 8.4925 | 16329 | 8.3241 | 16934 | 8.4443 | 17112 | 8.5%
| Ohio | 289 | 281 | 270 | 264 | 260 | 262 | 270 |  | 275 |  | 280 | 277 | 271 | 268 | 270 | 270 | 268 | 270 | 15917 | 15516 | 16352 | 16705 | 17077 | 17027 | 17566.6667 | 18109.0909 | 18321.4286 | 18743.6823 | 19335.7934 | 19194.0299 | 19833 | 20178 |  | Ohio | 4600 | 2.9622 | 4360 | 2.8311 | 4415 | 2.8285 | 4410 | 2.8042 | 4440 | 2.7308 | 4461 | 2.665 | 4743 | 2.6807 | 5130 | 2.7003 | 5192 | 2.7422 | 5240 | 2.7311 | 5144 | 2.6223 | 5355 | 2.6703 | 5448 | 2.71%
| Indiana | 144 | 140 | 137 | 136 | 136 | 146 | 156 |  | 166 |  | 167 | 168 | 170 | 172 | 175 | 176 | 172 | 175 | 15375 | 15471.4286 | 15978 | 16103 | 16066 | 16568 | 20294.8718 | 20307.2289 | 19682.6347 | 20136.9048 | 19941.1765 | 20656.9767 | 21406 | 21761 |  | Indiana | 2214 | 1.4257 | 2166 | 1.4064 | 2189 | 1.4024 | 2190 | 1.3926 | 2185 | 1.3439 | 2419 | 1.4451 | 3166 | 1.7894 | 3287 | 1.7302 | 3383 | 1.7868 | 3390 | 1.7669 | 3553 | 1.8112 | 3746 | 1.868 | 3830 | 1.9%
| Illinois | 151 | 140 | 133 | 128 | 123 | 120 | 104 |  | 103 |  | 102 | 102 | 100 | 98 | 98 | 97 | 98 | 100 | 15887 | 16050 | 16564 | 16570 | 16496 | 17450 | 18826.9231 | 18611.6505 | 18568.6275 | 18872.549 | 19050 | 19357.1429 | 19541 | 19371 |  | Illinois | 2399 | 1.5448 | 2247 | 1.459 | 2203 | 1.4114 | 2121 | 1.3487 | 2029 | 1.2479 | 2094 | 1.2509 | 1958 | 1.1066 | 1894 | 0.99693 | 1925 | 1.0167 | 1905 | 0.9929 | 1897 | 0.96705 | 1915 | 0.95494 | 1879 | 0.93%
| Iowa | 251 | 241 | 230 | 222 | 217 | 215 | 195 |  | 213 |  | 216 | 215 | 210 | 204 | 205 | 208 | 204 | 204 | 16124 | 15701 | 16057 | 17167 | 17521 | 18298 | 20641.0256 | 20084.507 | 19995.3704 | 20367.4419 | 20652.381 | 21308.8235 | 22010 | 22144 |  | Iowa | 4047 | 2.6061 | 3784 | 2.457 | 3693 | 2.3659 | 3811 | 2.4233 | 3802 | 2.3384 | 3934 | 2.3502 | 4025 | 2.2749 | 4319 | 2.2734 | 4379 | 2.3128 | 4337 | 2.2605 | 4347 | 2.216 | 4512 | 2.25 | 4606 | 2.29%
| Missouri | 190 | 182 | 177 | 170 | 159 | 154 | 117 |  | 112 |  | 110 | 107 | 99 | 95 | 94 | 92 | 95 | 94 | 14158 | 13423 | 13345 | 13924 | 14069 | 14662 | 16025.641 | 14982.1429 | 14681.8182 | 14654.2056 | 14363.6364 | 14610.5263 | 14957 | 14663 |  | Missouri | 2690 | 1.7322 | 2443 | 1.5863 | 2362 | 1.5132 | 2367 | 1.5051 | 2237 | 1.3759 | 2258 | 1.3489 | 1875 | 1.0597 | 1615 | 0.85008 | 1568 | 0.82817 | 1422 | 0.74115 | 1388 | 0.70757 | 1406 | 0.70112 | 1349 | 0.67%
Northern Plains |  | 338 | 325 | 311 | 302 | 307 | 310 | 285 |  | 283 |  | 291 | 296 | 291 | 290 | 292 | 300 | 290 | 292 | 13887.574 | 13932.3077 | 14218.6495 | 14758.2781 | 15153.0945 | 15983.871 | 18449.1228 | 18893.9929 | 19628.866 | 20152.027 | 20261.1684 | 20606.8966 | 21346 | 21540 | Northern Plains |  | 4694 | 3.0227 | 4528 | 2.9401 | 4422 | 2.833 | 4457 | 2.8341 | 4652 | 2.8612 | 4955 | 2.9601 | 5258 | 2.9718 | 5712 | 3.0066 | 5965 | 3.1505 | 5896 | 3.073 | 5976 | 3.0464 | 6233 | 3.1082 | 6462 | 3.21%
| North Dakota | 64 | 62 | 56 | 51 | 49 | 48 | 33 |  | 29 |  | 26 | 23 | 21 | 19 | 18 | 18 | 19 | 18 | 13094 | 12967.7419 | 12732 | 13843 | 14061 | 14292 | 14181.8182 | 15310.3448 | 16076.9231 | 16739.1304 | 17809.5238 | 18157.8947 | 19278 | 19000 |  | North Dakota | 838 | 0.53963 | 804 | 0.52206 | 713 | 0.45678 | 706 | 0.44893 | 689 | 0.42377 | 686 | 0.40981 | 468 | 0.26451 | 418 | 0.22002 | 385 | 0.20334 | 374 | 0.19493 | 345 | 0.17587 | 347 | 0.17304 | 342 | 0.17%
| South Dakota | 118 | 112 | 105 | 99 | 98 | 95 | 81 |  | 85 |  | 90 | 94 | 92 | 91 | 92 | 94 | 91 | 92 | 13398 | 13160.7143 | 13180.9524 | 14000 | 14480 | 15516 | 17740.7407 | 19305.8824 | 19955.5556 | 20127.6596 | 20402.1739 | 20582.4176 | 21391 | 21521 |  | South Dakota | 1581 | 1.0181 | 1474 | 0.95711 | 1384 | 0.88666 | 1386 | 0.88133 | 1419 | 0.87275 | 1474 | 0.88056 | 1437 | 0.81218 | 1796 | 0.94535 | 1892 | 0.99929 | 1877 | 0.9783 | 1873 | 0.95481 | 1968 | 0.98137 | 2023 | 1.01%
| Nebraska | 74 | 69 | 69 | 70 | 74 | 76 | 60 |  | 59 |  | 58 | 61 | 59 | 57 | 56 | 54 | 57 | 56 | 14797 | 15217.3913 | 15072.4638 | 15000 | 15392 | 16513 | 17950 | 18220.339 | 18672.4138 | 19672.1311 | 19661.0169 | 20578.9474 | 21179 | 21574 |  | Nebraska | 1095 | 0.70512 | 1050 | 0.68179 | 1040 | 0.66628 | 1050 | 0.66768 | 1139 | 0.70054 | 1255 | 0.74973 | 1077 | 0.60871 | 1083 | 0.57005 | 1200 | 0.6338 | 1160 | 0.6046 | 1173 | 0.59797 | 1186 | 0.59141 | 1165 | 0.58%
| Kansas | 82 | 82 | 81 | 82 | 86 | 91 | 111 |  | 110 |  | 117 | 118 | 119 | 123 | 126 | 134 | 123 | 126 | 14390 | 14634.1463 | 15864 | 16037 | 16337 | 16923 | 20504.5045 | 19881.8182 | 20641.0256 | 21084.7458 | 20882.3529 | 21016.2602 | 21683 | 21881 |  | Kansas | 1180 | 0.75986 | 1200 | 0.77919 | 1285 | 0.82324 | 1315 | 0.83618 | 1405 | 0.86414 | 1540 | 0.91999 | 2276 | 1.2864 | 2415 | 1.2712 | 2488 | 1.3141 | 2485 | 1.2952 | 2585 | 1.3178 | 2732 | 1.3623 | 2932 | 1.46%
Appalachian |  | 525 | 498 | 483 | 462 | 442 | 435 | 348 |  | 314 |  | 306 | 292 | 279 | 277 | 276 | 270 | 277 | 276 | 14064.7619 | 13765.0602 | 14186.3354 | 14244.5887 | 14552.0362 | 14836.7816 | 15686.7816 | 16299.3631 | 16199.3464 | 16722.6027 | 16881.7204 | 16891.6968 | 17210 | 17304 | Appalachian |  | 7384 | 4.7549 | 6855 | 4.4511 | 6852 | 4.3897 | 6581 | 4.1847 | 6432 | 3.956 | 6454 | 3.8556 | 5459 | 3.0854 | 4957 | 2.6092 | 4883 | 2.579 | 4710 | 2.4549 | 4679 | 2.3852 | 4750 | 2.3686 | 4672 | 2.32%
| Virginia | 129 | 126 | 125 | 124 | 121 | 120 | 105 |  | 100 |  | 98 | 96 | 96 | 96 | 96 | 95 | 96 | 96 | 15116 | 14325.3968 | 14864 | 14847 | 15479 | 15833 | 16990.4762 | 17530 | 17612.2449 | 18083.3333 | 18010.5263 | 17906.25 | 17990 | 18337 |  | Virginia | 1950 | 1.2557 | 1805 | 1.172 | 1858 | 1.1903 | 1841 | 1.1707 | 1873 | 1.152 | 1900 | 1.1351 | 1784 | 1.0083 | 1726 | 0.90851 | 1736 | 0.9169 | 1711 | 0.89178 | 1719 | 0.8763 | 1727 | 0.86119 | 1742 | 0.87%
| West Virginia | 21 | 20 | 18 | 18 | 18 | 17 | 13 |  | 13 |  | 12 | 11 | 10 | 10 | 10 | 10 | 10 | 10 | 12667 | 12600 | 14777.7778 | 15444 | 15278 | 15588 | 14923.0769 | 15000 | 15083.3333 | 14727.2727 | 15500 | 15600 | 15800 | 15200 |  | West Virginia | 266 | 0.17129 | 252 | 0.16363 | 266 | 0.17041 | 278 | 0.17678 | 275 | 0.16914 | 265 | 0.15831 | 194 | 0.10965 | 181 | 0.095272 | 162 | 0.085563 | 155 | 0.080787 | 156 | 0.079525 | 158 | 0.078788 | 152 | 0.08%
| North Carolina | 86 | 82 | 79 | 75 | 73 | 71 | 54 |  | 48 |  | 47 | 45 | 44 | 45 | 46 | 46 | 45 | 46 | 16314 | 15951 | 16506 | 16680 | 16658 | 16746 | 18740.7407 | 19187.5 | 18978.7234 | 19644.4444 | 19477.2727 | 20088.8889 | 20435 | 20326 |  | North Carolina | 1403 | 0.90346 | 1308 | 0.84932 | 1304 | 0.83541 | 1251 | 0.79549 | 1216 | 0.7479 | 1189 | 0.7103 | 1012 | 0.57198 | 892 | 0.46952 | 884 | 0.4669 | 857 | 0.44667 | 904 | 0.46084 | 940 | 0.46874 | 935 | 0.46%
| Kentucky | 162 | 153 | 148 | 140 | 133 | 132 | 106 |  | 90 |  | 90 | 84 | 78 | 76 | 74 | 71 | 76 | 74 | 12469 | 12156.8627 | 12264 | 12214 | 12414 | 12841 | 12896.2264 | 13888.8889 | 13444.4444 | 14190.4762 | 14628.2051 | 14342.1053 | 15135 | 15155 |  | Kentucky | 2020 | 1.3008 | 1860 | 1.2077 | 1815 | 1.1628 | 1710 | 1.0874 | 1651 | 1.0154 | 1695 | 1.0126 | 1367 | 0.77262 | 1210 | 0.6369 | 1192 | 0.62958 | 1141 | 0.5947 | 1090 | 0.55566 | 1120 | 0.5585 | 1076 | 0.53%
| Tennessee | 127 | 117 | 113 | 105 | 97 | 95 | 70 |  | 63 |  | 59 | 56 | 52 | 50 | 50 | 48 | 50 | 50 | 13740 | 13932 | 14239 | 14295 | 14608 | 14789 | 15742.8571 | 15857.1429 | 16067.7966 | 16232.1429 | 16269.2308 | 16200 | 16100 | 15979 |  | Tennessee | 1745 | 1.1237 | 1630 | 1.0584 | 1609 | 1.0308 | 1501 | 0.95446 | 1417 | 0.87152 | 1405 | 0.83934 | 1102 | 0.62284 | 948 | 0.49899 | 909 | 0.4801 | 846 | 0.44094 | 810 | 0.41292 | 805 | 0.40142 | 767 | 0.38%
Southeast |  | 323 | 311 | 314 | 306 | 299 | 293 | 252 |  | 233 |  | 226 | 220 | 220 | 225 | 229 | 228 | 225 | 229 | 14888.5449 | 15118.9711 | 15219.7452 | 14816.9935 | 15357.8595 | 15747.4403 | 16599.2063 | 17261.8026 | 17349.5575 | 18022.7273 | 17940.9091 | 18413.3333 | 18681 | 18978 | Southeast |  | 4809 | 3.0967 | 4702 | 3.0531 | 4779 | 3.0617 | 4534 | 2.8831 | 4592 | 2.8243 | 4614 | 2.7564 | 4183 | 2.3642 | 3921 | 2.0639 | 3965 | 2.0942 | 3947 | 2.0572 | 4143 | 2.112 | 4278 | 2.1333 | 4327 | 2.15%
| South Carolina | 27 | 26 | 26 | 25 | 24 | 23 | 18 |  | 18 |  | 18 | 17 | 16 | 16 | 16 | 16 | 16 | 16 | 14481 | 14653.8462 | 15269 | 14960 | 15375 | 16087 | 16000 | 17888.8889 | 17888.8889 | 19000 | 17687.5 | 17437.5 | 17250 | 16500 |  | South Carolina | 391 | 0.25178 | 381 | 0.24739 | 397 | 0.25434 | 374 | 0.23782 | 369 | 0.22695 | 370 | 0.22104 | 288 | 0.16278 | 322 | 0.16949 | 323 | 0.1706 | 283 | 0.1475 | 279 | 0.14223 | 276 | 0.13763 | 264 | 0.13%
| Georgia | 100 | 97 | 97 | 93 | 90 | 88 | 81 |  | 77 |  | 76 | 77 | 79 | 79 | 80 | 80 | 79 | 80 | 15550 | 15319.5876 | 15340.2062 | 15452 | 16100 | 16284 | 17259.2593 | 18168.8312 | 17828.9474 | 18181.8182 | 17531.6456 | 18354.4304 | 19125 | 19500 |  | Georgia | 1555 | 1.0013 | 1486 | 0.9649 | 1488 | 0.95329 | 1437 | 0.91376 | 1449 | 0.8912 | 1433 | 0.85607 | 1398 | 0.79014 | 1355 | 0.71322 | 1400 | 0.73944 | 1385 | 0.72187 | 1450 | 0.73918 | 1530 | 0.76295 | 1560 | 0.78%
| Florida | 162 | 156 | 160 | 160 | 158 | 157 | 137 |  | 125 |  | 120 | 115 | 114 | 119 | 123 | 123 | 119 | 123 | 14698 | 15391.0256 | 15475 | 14606 | 15177 | 15688 | 16591.2409 | 16832 | 17166.6667 | 18069.5652 | 18605.2632 | 19067.2269 | 19024 | 19374 |  | Florida | 2381 | 1.5332 | 2401 | 1.559 | 2476 | 1.5863 | 2337 | 1.4861 | 2398 | 1.4749 | 2463 | 1.4714 | 2273 | 1.2847 | 2060 | 1.0843 | 2078 | 1.0975 | 2121 | 1.1055 | 2269 | 1.1567 | 2340 | 1.1669 | 2383 | 1.18%
| Alabama | 34 | 32 | 31 | 28 | 27 | 25 | 16 |  | 13 |  | 12 | 11 | 11 | 11 | 10 | 9 | 11 | 10 | 14176 | 13562.5 | 13483.871 | 13786 | 13926 | 13920 | 14000 | 15153.8462 | 15333.3333 | 14909.0909 | 14363.6364 | 13181.8182 | 13200 | 13333 |  | Alabama | 482 | 0.31038 | 434 | 0.28181 | 418 | 0.26779 | 386 | 0.24545 | 376 | 0.23126 | 348 | 0.20789 | 224 | 0.1266 | 184 | 0.096851 | 164 | 0.08662 | 158 | 0.08235 | 145 | 0.073918 | 132 | 0.065823 | 120 | 0.06%
Delta States |  | 191 | 176 | 166 | 150 | 141 | 133 | 82 |  | 67 |  | 61 | 54 | 49 | 44 | 41 | 39 | 44 | 41 | 12272.2513 | 12335.2273 | 12427.7108 | 12466.6667 | 12645.3901 | 12962.406 | 13585.3659 | 13328.3582 | 13049.1803 | 12740.7407 | 12285.7143 | 13136.3636 | 13512 | 12718 | Delta States |  | 2344 | 1.5094 | 2171 | 1.4097 | 2063 | 1.3217 | 1870 | 1.1891 | 1783 | 1.0966 | 1724 | 1.0299 | 1114 | 0.62963 | 796 | 0.41899 | 688 | 0.36338 | 602 | 0.31377 | 578 | 0.29465 | 554 | 0.27626 | 496 | 0.25%
| Mississippi | 55 | 51 | 47 | 42 | 38 | 36 | 25 |  | 21 |  | 20 | 18 | 17 | 14 | 14 | 14 | 14 | 14 | 12909 | 12902 | 13489.3617 | 13786 | 14526 | 15028 | 15280 | 15428.5714 | 14550 | 13888.8889 | 13000 | 14571.4286 | 14214 | 13214 |  | Mississippi | 710 | 0.4572 | 658 | 0.42726 | 634 | 0.40617 | 579 | 0.36818 | 552 | 0.33951 | 541 | 0.32319 | 382 | 0.2159 | 291 | 0.15317 | 250 | 0.13204 | 221 | 0.11519 | 204 | 0.10399 | 199 | 0.099234 | 185 | 0.09%
| Arkansas | 60 | 56 | 53 | 45 | 42 | 39 | 22 |  | 17 |  | 15 | 13 | 12 | 12 | 10 | 9 | 12 | 10 | 12150 | 12054 | 11981 | 12000 | 12381 | 12436 | 13545.4545 | 12941.1765 | 12400 | 12692.3077 | 12583.3333 | 11833.3333 | 13300 | 11667 |  | Arkansas | 729 | 0.46944 | 675 | 0.43829 | 635 | 0.40681 | 540 | 0.34338 | 520 | 0.31982 | 485 | 0.28974 | 298 | 0.16843 | 186 | 0.097904 | 165 | 0.087148 | 151 | 0.078702 | 142 | 0.072388 | 133 | 0.066322 | 105 | 0.05%
| Louisiana | 76 | 69 | 66 | 63 | 61 | 58 | 35 |  | 29 |  | 26 | 23 | 20 | 18 | 17 | 16 | 18 | 17 | 11908 | 12145 | 12030 | 11921 | 11656 | 12034 | 12400 | 12034.4828 | 12269.2308 | 11869.5652 | 11500 | 12888.8889 | 13059 | 12875 |  | Louisiana | 905 | 0.58277 | 838 | 0.54413 | 794 | 0.50868 | 751 | 0.47755 | 711 | 0.4373 | 698 | 0.41698 | 434 | 0.24529 | 319 | 0.16791 | 273 | 0.14419 | 230 | 0.11988 | 232 | 0.11827 | 222 | 0.1107 | 206 | 0.1%
Southern Plains |  | 496 | 491 | 470 | 444 | 437 | 439 | 403 |  | 458 |  | 482 | 482 | 469 | 484 | 484 | 482 | 484 | 484 | 14931.4516 | 15000 | 14929.7872 | 15407.6577 | 15718.5355 | 16075.1708 | 19057.072 | 18620.0873 | 19661.8257 | 20419.0871 | 20795.3092 | 21704.5455 | 21581 | 21577 | Southern Plains |  | 7406 | 4.7691 | 7365 | 4.7823 | 7017 | 4.4955 | 6841 | 4.3501 | 6869 | 4.2248 | 7057 | 4.2158 | 7680 | 4.3407 | 9477 | 4.9884 | 9842 | 5.1982 | 9753 | 5.0833 | 10505 | 5.3552 | 10445 | 5.2085 | 10400 | 5.17%
| Oklahoma | 95 | 94 | 92 | 92 | 92 | 91 | 75 |  | 69 |  | 64 | 59 | 56 | 53 | 48 | 45 | 53 | 48 | 13611 | 13245 | 13576 | 13435 | 13576 | 14440 | 18721.9251 | 19421.8182 | 19262.2951 | 19359.633 | 19746.7652 | 19495.3789 | 17688 | 17556 |  | Oklahoma | 1293 | 0.83262 | 1245 | 0.80841 | 1249 | 0.80017 | 1236 | 0.78595 | 1249 | 0.76819 | 1314 | 0.78498 | 1236 | 0.69858 | 1061 | 0.55847 | 1002 | 0.52922 | 950 | 0.49515 | 923 | 0.47052 | 849 | 0.42336 | 790 | 0.39%
| Texas | 401 | 397 | 378 | 352 | 345 | 348 | 328 |  | 389 |  | 418 | 423 | 413 | 431 | 436 | 437 | 431 | 436 | 15244 | 15416 | 15259 | 15923 | 16290 | 16503 | 18468.5315 | 18078.5714 | 18400 | 18288.8889 | 18411.7647 | 18940.2985 | 22009 | 21991 |  | Texas | 6113 | 3.9365 | 6120 | 3.9739 | 5768 | 3.6953 | 5605 | 3.5641 | 5620 | 3.4566 | 5743 | 3.4308 | 6444 | 3.6421 | 8416 | 4.4299 | 8840 | 4.669 | 8803 | 4.5882 | 9582 | 4.8847 | 9596 | 4.7852 | 9610 | 4.78%
Mountain |  | 758.6 | 798.6 | 827.6 | 863.1 | 909 | 970.6 | 1188.9 |  | 1281.1 |  | 1337 | 1307.5 | 1314 | 1360 | 1372 | 1364 | 1360 | 1371 | 18343.0003 | 18791.6354 | 19264.1373 | 19550.4577 | 20124.3124 | 20598.5988 | 21742.7033 | 22251.971 | 22623.5602 | 22753.8815 | 23104.9467 | 23367.7206 | 23724 | 23757 | Mountain |  | 13915 | 8.9605 | 15007 | 9.7444 | 15943 | 10.2139 | 16874 | 10.7299 | 18293 | 11.2511 | 19993 | 11.9437 | 25849.9 | 14.6102 | 30247.7 | 15.9213 | 29750.7 | 15.7134 | 30359.9 | 15.8237 | 31780.1 | 16.2007 | 32550 | 16.2314 | 32405 | 16.1%
| Montana | 21 | 20 | 19 | 18 | 18 | 19 | 19 |  | 18 |  | 17 | 15 | 14 | 14 | 14 | 14 | 14 | 14 | 15000 | 15350 | 15526.3158 | 16167 | 16833 | 17789 | 19578.9474 | 18500 | 18411.7647 | 19933.3333 | 20285.7143 | 20571.4286 | 21357 | 21286 |  | Montana | 315 | 0.20284 | 307 | 0.19934 | 295 | 0.18899 | 291 | 0.18504 | 303 | 0.18636 | 338 | 0.20192 | 372 | 0.21025 | 313 | 0.16475 | 299 | 0.15792 | 284 | 0.14802 | 288 | 0.14682 | 299 | 0.1491 | 298 | 0.15%
| Idaho | 232 | 256 | 272 | 292 | 318 | 347 | 455 |  | 513 |  | 549 | 550 | 564 | 578 | 580 | 573 | 578 | 580 | 18147 | 18496 | 19091.9118 | 19743 | 20292 | 20816 | 22331.8681 | 22512.6706 | 22431.694 | 22090.9091 | 22599.2908 | 22934.2561 | 23376 | 23440 |  | Idaho | 4210 | 2.711 | 4735 | 3.0746 | 5193 | 3.3269 | 5765 | 3.6659 | 6453 | 3.9689 | 7223 | 4.315 | 10161 | 5.7429 | 12315 | 6.4822 | 12150 | 6.4172 | 12746 | 6.6433 | 13256 | 6.7576 | 13558 | 6.7608 | 13431 | 6.67%
| Wyoming | 6.6 | 6.6 | 6.6 | 6.1 | 6 | 5.6 | 4.9 |  | 7.1 |  | 7 | 5.5 | 6 | 6 | 5.5 | 6 | 6 | 6 | 13197 | 13394 | 12697 | 13082 | 13300 | 13571 | 14877.551 | 18873.2394 | 19385.7143 | 19036.3636 | 19816.6667 | 20516.6667 | 20650 | 21367 |  | Wyoming | 87 | 0.056023 | 88 | 0.057141 | 84 | 0.053815 | 80 | 0.050871 | 80 | 0.049204 | 76 | 0.045402 | 72.9 | 0.041203 | 135.7 | 0.071428 | 104.7 | 0.055299 | 118.9 | 0.061971 | 123.1 | 0.062753 | 124 | 0.061834 | 128 | 0.06%
| Colorado | 83 | 84 | 84 | 83 | 83 | 89 | 104 |  | 118 |  | 128 | 123 | 119 | 128 | 134 | 137 | 128 | 134 | 18687 | 19440.4762 | 19988.0952 | 20349 | 20819 | 21618 | 22576.9231 | 22932.2034 | 22929.6875 | 23081.3008 | 23403.3613 | 23429.6875 | 23978 | 24248 |  | Colorado | 1551 | 0.99876 | 1633 | 1.0603 | 1679 | 1.0757 | 1689 | 1.074 | 1728 | 1.0628 | 1924 | 1.1494 | 2348 | 1.3271 | 2935 | 1.5449 | 2839 | 1.4995 | 2785 | 1.4516 | 2999 | 1.5288 | 3213 | 1.6022 | 3322 | 1.65%
| New Mexico | 191 | 195 | 202 | 217 | 232 | 250 | 328 |  | 332 |  | 338 | 325 | 321 | 329 | 330 | 323 | 329 | 330 | 18969 | 19246.1538 | 19856.4356 | 20065 | 20362 | 20944 | 21192.0732 | 21957.8313 | 23269.2308 | 24320 | 24392.5234 | 24854.1033 | 24694 | 24944 |  | New Mexico | 3623 | 2.333 | 3753 | 2.4369 | 4011 | 2.5697 | 4354 | 2.7686 | 4724 | 2.9055 | 5236 | 3.128 | 6951 | 3.9287 | 7865 | 4.1399 | 7904 | 4.1746 | 7830 | 4.081 | 8177 | 4.1684 | 8149 | 4.0636 | 8057 | 4%
| Arizona | 113 | 121 | 127 | 131 | 134 | 139 | 165 |  | 181 |  | 186 | 177 | 177 | 188 | 188 | 190 | 188 | 188 | 19735 | 20446.281 | 20976.378 | 20458 | 21873 | 21820 | 22678.7879 | 23259.6685 | 23381.7204 | 23028.2486 | 23367.2316 | 23468.0851 | 23979 | 23626 |  | Arizona | 2230 | 1.436 | 2474 | 1.6064 | 2664 | 1.7067 | 2680 | 1.7042 | 2931 | 1.8027 | 3033 | 1.8119 | 3742 | 2.115 | 4349 | 2.2892 | 4076 | 2.1528 | 4136 | 2.1557 | 4412 | 2.2491 | 4508 | 2.248 | 4489 | 2.23%
| Utah | 88 | 91 | 91 | 90 | 93 | 96 | 88 |  | 85 |  | 85 | 84 | 85 | 88 | 91 | 92 | 88 | 90 | 16739 | 17000 | 16923.0769 | 16811 | 17398 | 17573 | 18875 | 20376.4706 | 20894.1176 | 21035.7143 | 21270.5882 | 21068.1818 | 22341 | 22130 |  | Utah | 1473 | 0.94854 | 1547 | 1.0045 | 1540 | 0.9866 | 1513 | 0.96209 | 1618 | 0.99515 | 1687 | 1.0078 | 1661 | 0.93879 | 1776 | 0.93482 | 1767 | 0.93327 | 1808 | 0.94234 | 1854 | 0.94512 | 2033 | 1.0138 | 2036 | 1.01%
| Nevada | 24 | 25 | 26 | 26 | 25 | 25 | 25 |  | 27 |  | 27 | 28 | 28 | 29 | 29 | 29 | 29 | 29 | 18128 | 18800 | 18346.1538 | 19350 | 18200 | 19000 | 21680 | 20481.4815 | 20703.7037 | 21821.4286 | 23285.7143 | 23137.931 | 22966 | 22207 |  | Nevada | 426 | 0.27432 | 470 | 0.30518 | 477 | 0.30559 | 502 | 0.31921 | 456 | 0.28046 | 476 | 0.28436 | 542 | 0.30633 | 559 | 0.29424 | 611 | 0.32271 | 652 | 0.33983 | 671 | 0.34206 | 666 | 0.33211 | 644 | 0.32%
Pacific |  | 1666.1 | 1709.2 | 1744 | 1766.8 | 1810.6 | 1872 | 2123.5 |  | 2169.5 |  | 2204.3 | 2152.1 | 2126 | 2152 | 2169 | 2172 | 2152.4 | 2169.4 | 19483.7645 | 19235.6073 | 19859.5183 | 19624.3661 | 20864.9067 | 21157.5855 | 21445.3026 | 22351.6939 | 22310.348 | 22000.9758 | 22889.0143 | 23296.9244 | 23316 | 23089 | Pacific |  | 32461.9 | 20.9038 | 32877.5 | 21.3482 | 34635 | 22.189 | 34672.33 | 22.0475 | 37778 | 23.2353 | 39607 | 23.6611 | 45539.1 | 25.7384 | 49178.7 | 25.8859 | 47348.3 | 25.0079 | 48650.6 | 25.357 | 50144.3 | 25.5624 | 50582 | 25.2233 | 50139 | 24.92%
| Washington | 264 | 257 | 253 | 248 | 247 | 247 | 241 |  | 238 |  | 244 | 240 | 251 | 260 | 262 | 266 | 260 | 262 | 20091 | 20541 | 20968 | 21476 | 22409 | 22644 | 23269.7095 | 23239.4958 | 23344.2623 | 23170.8333 | 23446.2151 | 23726.9231 | 23794 | 23820 |  | Washington | 5304 | 3.4155 | 5279 | 3.4278 | 5305 | 3.3987 | 5326 | 3.3867 | 5535 | 3.4043 | 5593 | 3.3412 | 5608 | 3.1696 | 5696 | 2.9982 | 5561 | 2.9371 | 5885 | 3.0673 | 6169 | 3.1448 | 6234 | 3.1087 | 6336 | 3.15%
| Oregon | 97 | 93 | 90 | 89 | 89 | 90 | 121 |  | 115 |  | 114 | 114 | 118 | 121 | 123 | 123 | 121 | 123 | 17289 | 17290.3226 | 17888.8889 | 17787 | 18708 | 18222 | 18876.0331 | 19417.3913 | 19771.9298 | 19719.2982 | 20161.0169 | 20487.6033 | 20431 | 20439 |  | Oregon | 1677 | 1.0799 | 1608 | 1.0441 | 1610 | 1.0314 | 1583 | 1.0066 | 1665 | 1.0241 | 1640 | 0.97973 | 2284 | 1.2909 | 2254 | 1.1864 | 2248 | 1.1873 | 2379 | 1.2399 | 2479 | 1.2637 | 2513 | 1.2531 | 2514 | 1.25%
| California | 1294 | 1349 | 1391 | 1420 | 1465 | 1526 | 1755 |  | 1813 |  | 1844 | 1796 | 1754 | 1769 | 1782 | 1780 | 1769 | 1782 | 19573 | 19161 | 19829 | 19451 | 20781 | 21130 | 21403.9886 | 22439.6029 | 22344.3601 | 22000 | 23007.4116 | 23438.1006 | 23457 | 23178 |  | California | 25327 | 16.3093 | 25848 | 16.7838 | 27582 | 17.6705 | 27620 | 17.563 | 30444 | 18.7245 | 32245 | 19.2631 | 37564 | 21.2309 | 41203 | 21.6878 | 39512 | 20.869 | 40355 | 21.0332 | 41462 | 21.1363 | 41801 | 20.8445 | 41256 | 20.5%
| Alaska | 0.7 | 0.8 | 0.9 | 0.9 | 1 | 0.9 | 1.1 |  | 0.6 |  | 0.6 | 0.6 | 0.5 | 1 | 0 | 0 | 0.5 | 0.4 | 17000 | 16875 | 16667 | 15922 | 13580 | 14500 | 12272.7273 | 15000 | 12000 | 10000 | 11000 | 13800 | 14250 | 10667 |  | Alaska | 11.9 | 0.007663 | 13.5 | 0.0087659 | 15 | 0.0096098 | 14.33 | 0.0091122 | 14 | 0.0086107 | 13 | 0.0077662 | 13.5 | 0.0076301 | 7.2 | 0.0037898 | 6 | 0.003169 | 6.6 | 0.00344 | 6.9 | 0.0035175 | 6 | 0.002992 | 3 | 0%
| Hawaii | 10.4 | 9.4 | 9.1 | 8.9 | 8.6 | 8.1 | 5.4 |  | 2.9 |  | 1.7 | 1.5 | 1.9 | 2 | 1.5 | 2 | 1.9 | 2 | 13654 | 13723.4043 | 13516 | 14494 | 13919 | 14358 | 12888.8889 | 12413.7931 | 10882.3529 | 14200 | 13157.8947 | 14421.0526 | 14200 | 13409 |  | Hawaii | 142 | 0.091441 | 129 | 0.083763 | 123 | 0.0788 | 129 | 0.082029 | 120 | 0.073806 | 116 | 0.069298 | 69.6 | 0.039337 | 18.5 | 0.0097377 | 21.3 | 0.01125 | 25 | 0.01303 | 27.4 | 0.013968 | 28 | 0.013963 | 30 | 0.01%
United States |  | 9466 | 9372 | 9252 | 9151 | 9153 | 9199 | 9054.9 |  | 9191.5 |  | 9318.9 | 9204.7 | 9124 | 9198 | 9235 | 9227 | 9197.5 | 9235.3 | 16405 | 16433 | 16871 | 17185 | 17763 | 18197 | 19539.774 | 20198.553 | 20386.7731 | 20569.2309 | 21028.6062 | 21328.0348 | 21714 | 21807 | United States |  | 155292 |  | 154006 |  | 156091 |  | 157262 |  | 162589 |  | 167393 |  | 176930.7 |  | 189982.3 |  | 189333.6 | 100% | 191862.9 | 100% | 196164.6 | 100% | 200537 | 100% | 201217 | 100%
| 1/ Preliminary | [17 empty] | 1/ Preliminary | [15 empty] | 1/ Preliminary
Source: USDA/NASS Annual Milk Production, Disposition, and Income (PDI) and Milk Production, various years.
http://www.ers.usda.gov/data-products/dairy-data.aspx

## CA EUIs and ECM Savings Est
EUIs from CA Dairy Farm Energy Management Guide (Southern CA Ed/PG&E) | Low | High
Milk Harvest EUIs | kWh/1000 lbs harvested
EUIs for conventional vacuum systems can easily range from 70 to 100 kWh per cow-year | 3.5 | 5
The EUIs achieved by VSD equipped vacuum pumps are reduced to 25 to 50 kWh per cow-yr | 1.25 | 2.5
Milk Cooling Energy Utilization Indices (EUIs)
The EUI for milk cooling with a well maintained cooling system and no energy conservation
measures averages between 0.8 and 1.2 kWh/cwt [hundred weight] of milk cooled. There
are two EMCs that can be employed. They will be described in the next section. As ECMs
are added, the EUI will decrease. Partial cooling the milk with a well water “precooler” will
save 0.2 to 0.3 kWh per cwt milk cooled. Installing a variable frequency drive will lower the
EUI an additional 0.2 kWh per cwt milk cooled. The actual reduction in energy use will be
dependent on well water temperature, water flow and the effectiveness of the VFD to reduce the milk flow through the heat exchanger.
| Low | High
Milk cooling system EUI | kWh/1000 lbs harvested
Conventional | 0.8 | 1.2
Well water precooler | 0.6 | 0.9
Well water precooler with VFD on receiver pump | 0.4 | 0.7
Lighting EUIs
The kilowatt-hours used per cow-year for operating all lighting equipment on the dairy
establish the EUI for lighting. A reasonable range for lighting EUI’s on California dairies
would be from 30 to 75 kWh per cow-year.
The advent of photoperiod manipulation or long day lighting (LDL) to increase milk
production can significantly increase the EUI for lighting. Dairies utilizing LDL technology in
their freestall barns would be expected to have lighting EUI’s range from 100 to 175 kWh
per cow-year. Although lighting EUI’s will increase appreciably on those dairies adopting
LDL, relatively modest increases in milk production make the supplementary lighting very
cost-effective.
Ventilation EUIs
A practical range for air circulation EUI’s on California dairies that have freestall barns and
circulating fans would be from 100 to 175 kWh per cow-year. The overall level of the air
circulation EUI is linked to the climate where the dairy is located and the extent to which
circulating fans are used to counter the consequences of heat stress on dairy cows
Parlor & Holding Area Air Circulation EUI – Electrical energy use for parlor & holding area
air circulation typically falls in the range of 10-20 kWh per cow-year.
Achieving the most effective air circulation EUI for these areas will also be influenced by the above factors.
Since the milking operation may occur almost around the clock the total hours of use will exceed that in the freestall.
Washing and Water Heating EUIs | per Cow-yr
Fuel Source Quantity per cow-year | Average | Range
Natural Gas (Therms) | 1.3 | 0.8 - 2.0
Propane (gals) | 1.4 | 0.9 - 2.2
Fuel Oil (gals) | 0.7 | 0.9 - 1.7
Electricity (kWh) | 33.5 | 22 - 44
Compressed Air EUIs
General levels for compressed air EUIs will commonly range from 15 to 50 kWh per cowyear
on most California dairy farms. EUIs on the lower end of the range may suggest very
efficient compressed air systems or low levels of animal handling automation. EUIs on the
upper end of range can indicate milking parlor systems using a high level of air-operated
equipment, or a poorly maintained leaky compressed air system.

## Dairy Products Forecast
From Massoud's forecast:
Demographics | 4 digit NAICS description of Industry | 4 digit 2002 NAICS | 3 Digit NIACS | 2 Digit NIACS | 2 Digit NAICS descp. | 3 digit nics descp | Building type | Mapping to 2020 ECCs | Mapping to 2020 Transportation | Mapping | State | Regions | 1997 | 1998 | 1999 | 2000 | 2001 | 2002 | 2003 | 2004 | 2005 | 2006 | 2007 | 2008 | 2009 | 2010 | 2011 | 2012 | 2013 | 2014 | 2015 | 2016 | 2017 | 2018 | 2019 | 2020 | 2021 | 2022 | 2023 | 2024 | 2025 | 2026 | 2027 | 2028 | 2029 | 2030 | 2031 | 2032 | 2033 | 2034 | 2035
Sales (Inflation Adjusted - 2000$) | 3115 Dairy Product Manufacturing | 3115 | 311 | 31 | Manufacturing | Food Manufacturing | Manufacturing | Food & Tobacco | Freight | Sales (Inflation Adjusted - 2000$)_ID_3115 | ID | Idaho | 629803398 | 642873377.35 | 827853700.19 | 949314310.5 | 824671705.72 | 1036558543.99 | 921412882.7 | 989557786.6 | 1115915065.9 | 1206767924.2 | 1308849574.07 | 1308585287.12 | 1550282951.1 | 1525677268 | 1548751854 | 1538633207 | 1572647948.36 | 1607127657.75 | 1636247118.73 | 1670740596.71 | 1711084692.01 | 1745849788.44 | 1793842788.48 | 1844031455.08 | 1900640702.69 | 1957464654.45 | 2024591449.82 | 2099484002.35 | 2182153011.6 | 2284892178.5 | 2378940927.78 | 2484467592.89 | 2575806943.77 | 2675193452.4 | 2783592126.4 | 2887561973.2 | 2987701908 | 3105538699.9 | 3188441716.3
Sales (Inflation Adjusted - 2000$) | 3115 Dairy Product Manufacturing | 3115 | 311 | 31 | Manufacturing | Food Manufacturing | Manufacturing | Food & Tobacco | Freight | Sales (Inflation Adjusted - 2000$)_MT_3115 | MT | Montana | 157306078.612 | 158988866.479 | 148022659.325 | 155196955.574 | 150797506.92 | 196689240.5 | 190677159.158 | 182341406.832 | 229853474.612 | 168291733.711 | 185044294.197 | 230868388.65 | 238708494.856 | 318134630.07 | 310634073.78 | 320834983.16 | 323015623.47 | 319071472.87 | 320041493.45 | 321220236.61 | 317274315.15 | 317242678.67 | 314343281.5 | 315500155.42 | 316604185.17 | 314025803.9 | 312165770.96 | 316846772.75 | 317154017.94 | 317132831.71 | 329619379.68 | 331066865.51 | 333952763.74 | 338486759.89 | 344005985.84 | 344015536.36 | 352166717.38 | 360257472.3 | 360167672.45
Sales (Inflation Adjusted - 2000$) | 3115 Dairy Product Manufacturing | 3115 | 311 | 31 | Manufacturing | Food Manufacturing | Manufacturing | Food & Tobacco | Freight | Sales (Inflation Adjusted - 2000$)_OR_3115 | OR | Oregon | 1023141844.83 | 1032526028.86 | 962715823.98 | 1076032289.2 | 1134553263.64 | 1277568570.9 | 1325282272.8 | 1385460617.1 | 1327843272.4 | 1262279512.3 | 1527455277.2 | 1481428474.1 | 1611305885.4 | 1703912175.9 | 1822716919.9 | 1863138987.4 | 1934947194.1 | 2020589620.4 | 2083950219.9 | 2146630229.3 | 2204367746.5 | 2262579257.1 | 2319287101.8 | 2377721823.3 | 2439565476.6 | 2511493504.3 | 2591814073.4 | 2679434278 | 2774540250.3 | 2879612349.7 | 2984193071.2 | 3092428874 | 3202917778.6 | 3332498384.7 | 3442249037.4 | 3565172330.6 | 3708165815.2 | 3837626194.8 | 3986119730.8
Sales (Inflation Adjusted - 2000$) | 3115 Dairy Product Manufacturing | 3115 | 311 | 31 | Manufacturing | Food Manufacturing | Manufacturing | Food & Tobacco | Freight | Sales (Inflation Adjusted - 2000$)_WA_3115 | WA | Washington | 1273438305.8 | 1241509549.7 | 1106339290.4 | 1131175190.4 | 972920477.4 | 1033088739 | 855709439 | 854666682 | 802092945.5 | 821693254.9 | 979969830 | 938821206.9 | 1005210320.2 | 1020262416.5 | 1129759628 | 1167452880 | 1221862862 | 1302082730 | 1366273724 | 1436489624 | 1503739491 | 1577162726 | 1639676320 | 1705797870 | 1761876129 | 1832353919 | 1885834558 | 1950702973 | 2024878252 | 2106253871 | 2193325448 | 2273964959 | 2356511431 | 2435921000 | 2531172713 | 2621004345 | 2698900541 | 2796518159 | 2869362843
Year | Idaho - Employment | Idaho - Sales | Idaho - Production | Montana - Employment | Montana - Sales | Montana - Production | Oregon - Employment | Oregon - Sales | Oregon - Production | Washington - Employment | Washington - Sales | Washington - Production
1997 |  | 629803398 | 5193 |  | 157306078.612 | 295 |  | 1023141844.83 | 1610 |  | 1273438305.8 | 5305
1998 |  | 642873377.35 | 5765 |  | 158988866.479 | 291 |  | 1032526028.86 | 1583 |  | 1241509549.7 | 5326
1999 |  | 827853700.19 | 6453 |  | 148022659.325 | 303 |  | 962715823.98 | 1665 |  | 1106339290.4 | 5535
2000 |  | 949314310.5 | 7223 |  | 155196955.574 | 338 |  | 1076032289.2 | 1640 |  | 1131175190.4 | 5593
2001 |  | 824671705.72 | 7757 |  | 150797506.92 | 346 |  | 1134553263.64 | 1717 |  | 972920477.4 | 5514
2002 |  | 1036558543.99 | 8155 |  | 196689240.5 | 341 |  | 1277568570.9 | 2093 |  | 1033088739 | 5620
2003 |  | 921412882.7 | 8774 |  | 190677159.158 | 345 |  | 1325282272.8 | 2177 |  | 855709439 | 5581
2004 |  | 989557786.6 | 9093 |  | 182341406.832 | 348 |  | 1385460617.1 | 2270 |  | 854666682 | 5416
2005 |  | 1115915065.9 | 10161 |  | 229853474.612 | 372 |  | 1327843272.4 | 2284 |  | 802092945.5 | 5608
2006 |  | 1206767924.2 | 10905 |  | 168291733.711 | 354 |  | 1262279512.3 | 2242 |  | 821693254.9 | 5464
2007 |  | 1308849574.07 | 11549 |  | 185044294.197 | 333 |  | 1527455277.2 | 2233 |  | 979969830 | 5531
2008 |  | 1308585287.12 | 11849.5 |  | 230868388.65 | 316 |  | 1481428474.1 | 2240.5 |  | 938821206.9 | 5546
2009 |  | 1550282951.1 | 12150 |  | 238708494.856 | 299 |  | 1611305885.4 | 2248 |  | 1005210320.2 | 5561
2010 |  | 1525677268 | 12746 |  | 318134630.07 | 284 |  | 1703912175.9 | 2379 |  | 1020262416.5 | 5885
2011 |  | 1548751854 | 13256 |  | 310634073.78 | 288 |  | 1822716919.9 | 2479 |  | 1129759628 | 6169
2012 |  | 1538633207 | 13558 |  | 320834983.16 | 299 |  | 1863138987.4 | 2513 |  | 1167452880 | 6234
2013 |  | 1572647948.36 | 13431 |  | 323015623.47 | 298 |  | 1934947194.1 | 2514 |  | 1221862862 | 6336
2014 |  | 1607127657.75 |  |  | 319071472.87 |  |  | 2020589620.4 |  |  | 1302082730
2015 |  | 1636247118.73 |  |  | 320041493.45 |  |  | 2083950219.9 |  |  | 1366273724
2016 |  | 1670740596.71 |  |  | 321220236.61 |  |  | 2146630229.3 |  |  | 1436489624
2017 |  | 1711084692.01 |  |  | 317274315.15 |  |  | 2204367746.5 |  |  | 1503739491
2018 |  | 1745849788.44 |  |  | 317242678.67 |  |  | 2262579257.1 |  |  | 1577162726
2019 |  | 1793842788.48 |  |  | 314343281.5 |  |  | 2319287101.8 |  |  | 1639676320
2020 |  | 1844031455.08 |  |  | 315500155.42 |  |  | 2377721823.3 |  |  | 1705797870
2021 |  | 1900640702.69 |  |  | 316604185.17 |  |  | 2439565476.6 |  |  | 1761876129
2022 |  | 1957464654.45 |  |  | 314025803.9 |  |  | 2511493504.3 |  |  | 1832353919
2023 |  | 2024591449.82 |  |  | 312165770.96 |  |  | 2591814073.4 |  |  | 1885834558
2024 |  | 2099484002.35 |  |  | 316846772.75 |  |  | 2679434278 |  |  | 1950702973
2025 |  | 2182153011.6 |  |  | 317154017.94 |  |  | 2774540250.3 |  |  | 2024878252
2026 |  | 2284892178.5 |  |  | 317132831.71 |  |  | 2879612349.7 |  |  | 2106253871
2027 |  | 2378940927.78 |  |  | 329619379.68 |  |  | 2984193071.2 |  |  | 2193325448
2028 |  | 2484467592.89 |  |  | 331066865.51 |  |  | 3092428874 |  |  | 2273964959
2029 |  | 2575806943.77 |  |  | 333952763.74 |  |  | 3202917778.6 |  |  | 2356511431
2030 |  | 2675193452.4 |  |  | 338486759.89 |  |  | 3332498384.7 |  |  | 2435921000
2031 |  | 2783592126.4 |  |  | 344005985.84 |  |  | 3442249037.4 |  |  | 2531172713
2032 |  | 2887561973.2 |  |  | 344015536.36 |  |  | 3565172330.6 |  |  | 2621004345
2033 |  | 2987701908 |  |  | 352166717.38 |  |  | 3708165815.2 |  |  | 2698900541
2034 |  | 3105538699.9 |  |  | 360257472.3 |  |  | 3837626194.8 |  |  | 2796518159
2035 |  | 3188441716.3 |  |  | 360167672.45 |  |  | 3986119730.8 |  |  | 2869362843
Forecast =>
Idaho | Sales | Production | Linear | Montana | Sales | Production |  | Oregon | Sales | Production |  | Washington | Sales | Production
1997 | 629.8034 | 5193 |  | 1997 | 157.3061 | 295 |  | 1997 | 1023.1418 | 1610 |  | 1997 | 1273.4383 | 5305
1998 | 642.8734 | 5765 |  | 1998 | 158.9889 | 291 |  | 1998 | 1032.526 | 1583 |  | 1998 | 1241.5095 | 5326
1999 | 827.8537 | 6453 |  | 1999 | 148.0227 | 303 |  | 1999 | 962.7158 | 1665 |  | 1999 | 1106.3393 | 5535
2000 | 949.3143 | 7223 |  | 2000 | 155.197 | 338 |  | 2000 | 1076.0323 | 1640 |  | 2000 | 1131.1752 | 5593
2001 | 824.6717 | 7757 |  | 2001 | 150.7975 | 346 |  | 2001 | 1134.5533 | 1717 |  | 2001 | 972.9205 | 5514
2002 | 1036.5585 | 8155 |  | 2002 | 196.6892 | 341 |  | 2002 | 1277.5686 | 2093 |  | 2002 | 1033.0887 | 5620
2003 | 921.4129 | 8774 |  | 2003 | 190.6772 | 345 |  | 2003 | 1325.2823 | 2177 |  | 2003 | 855.7094 | 5581
2004 | 989.5578 | 9093 |  | 2004 | 182.3414 | 348 |  | 2004 | 1385.4606 | 2270 |  | 2004 | 854.6667 | 5416
2005 | 1115.9151 | 10161 |  | 2005 | 229.8535 | 372 |  | 2005 | 1327.8433 | 2284 |  | 2005 | 802.0929 | 5608
2006 | 1206.7679 | 10905 |  | 2006 | 168.2917 | 354 |  | 2006 | 1262.2795 | 2242 |  | 2006 | 821.6933 | 5464
2007 | 1308.8496 | 11549 | 11549 | 2007 | 185.0443 | 333 | 333 | 2007 | 1527.4553 | 2233 | 2233 | 2007 | 979.9698 | 5531
2008 | 1308.5853 | 11849.5 | 11849.5 | 2008 | 230.8684 | 316 | 316 | 2008 | 1481.4285 | 2240.5 | 2240.5 | 2008 | 938.8212 | 5546
2009 | 1550.283 | 12150 | 12150 | 2009 | 238.7085 | 299 | 299 | 2009 | 1611.3059 | 2248 | 2248 | 2009 | 1005.2103 | 5561
2010 | 1525.6773 | 12746 | 12746 | 2010 | 318.1346 | 284 | 284 | 2010 | 1703.9122 | 2379 | 2379 | 2010 | 1020.2624 | 5885
2011 | 1548.7519 | 13256 | 13256 | 2011 | 310.6341 | 288 | 288 | 2011 | 1822.7169 | 2479 | 2479 | 2011 | 1129.7596 | 6169
2012 | 1538.6332 | 13558 | 13558 | 2012 | 320.835 | 299 | 299 | 2012 | 1863.139 | 2513 | 2513 | 2012 | 1167.4529 | 6234
2013 | 1572.6479 | 13431 | 13431 | 2013 | 323.0156 | 298 | 298 | 2013 | 1934.9472 | 2514 | 2514 | 2013 | 1221.8629 | 6336
2014 | 1607.1277 | 13281.0278 | 13728.7727 | 2014 | 319.0715 | 302.7613 | 299.7249 | 2014 | 2020.5896 | 2659.4969 | 2720.3589 | 2014 | 1302.0827 | 6197.033
2015 | 1636.2471 | 13441.9993 | 13972.1006 | 2015 | 320.0415 | 302.636 | 299.5293 | 2015 | 2083.9502 | 2702.7077 | 2782.2899 | 2015 | 1366.2737 | 6302.2854
2016 | 1670.7406 | 13629.0121 | 14260.3349 | 2016 | 321.2202 | 302.4843 | 299.2916 | 2016 | 2146.6302 | 2744.1806 | 2843.5557 | 2016 | 1436.4896 | 6417.4167
2017 | 1711.0847 | 13842.9071 | 14597.4581 | 2017 | 317.2743 | 302.9944 | 300.0873 | 2017 | 2204.3677 | 2781.3253 | 2899.9905 | 2017 | 1503.7395 | 6527.6846
2018 | 1745.8498 | 14023.2164 | 14887.9621 | 2018 | 317.2427 | 302.9985 | 300.0937 | 2018 | 2262.5793 | 2817.8029 | 2956.8886 | 2018 | 1577.1627 | 6648.0749
2019 | 1793.8428 | 14266.3194 | 15289.001 | 2019 | 314.3433 | 303.3775 | 300.6784 | 2019 | 2319.2871 | 2852.4467 | 3012.317 | 2019 | 1639.6763 | 6750.5768
2020 | 1844.0315 | 14513.6835 | 15708.3873 | 2020 | 315.5002 | 303.2259 | 300.4451 | 2020 | 2377.7218 | 2887.2704 | 3069.4333 | 2020 | 1705.7979 | 6858.9947
2021 | 1900.6407 | 14784.7388 | 16181.4253 | 2021 | 316.6042 | 303.0817 | 300.2224 | 2021 | 2439.5655 | 2923.2055 | 3129.8815 | 2021 | 1761.8761 | 6950.9448
2022 | 1957.4647 | 15048.8215 | 16656.2574 | 2022 | 314.0258 | 303.4192 | 300.7424 | 2022 | 2511.4935 | 2963.8717 | 3200.1867 | 2022 | 1832.3539 | 7066.5055
2023 | 2024.5914 | 15351.0817 | 17217.1821 | 2023 | 312.1658 | 303.6643 | 301.1175 | 2023 | 2591.8141 | 3007.9286 | 3278.695 | 2023 | 1885.8346 | 7154.1964
2024 | 2099.484 | 15676.7016 | 17842.999 | 2024 | 316.8468 | 303.0501 | 300.1735 | 2024 | 2679.4343 | 3054.4587 | 3364.3383 | 2024 | 1950.703 | 7260.5595
2025 | 2182.153 | 16022.9104 | 18533.7974 | 2025 | 317.154 | 303.0101 | 300.1115 | 2025 | 2774.5403 | 3103.2724 | 3457.2984 | 2025 | 2024.8783 | 7382.1829
2026 | 2284.8922 | 16435.334 | 19392.3061 | 2026 | 317.1328 | 303.0128 | 300.1158 | 2026 | 2879.6123 | 3155.2926 | 3559.9998 | 2026 | 2106.2539 | 7515.6125
2027 | 2378.9409 | 16796.9271 | 20178.1959 | 2027 | 329.6194 | 301.4191 | 297.5978 | 2027 | 2984.1931 | 3205.218 | 3662.2209 | 2027 | 2193.3254 | 7658.3816
2028 | 2484.4676 | 17186.0088 | 21059.9974 | 2028 | 331.0669 | 301.2382 | 297.3059 | 2028 | 3092.4289 | 3255.0786 | 3768.0146 | 2028 | 2273.965 | 7790.6042
2029 | 2575.8069 | 17509.6638 | 21823.247 | 2029 | 333.9528 | 300.88 | 296.724 | 2029 | 3202.9178 | 3304.2086 | 3876.0105 | 2029 | 2356.5114 | 7925.9536
2030 | 2675.1935 | 17849.0455 | 22653.7402 | 2030 | 338.4868 | 300.3235 | 295.8096 | 2030 | 3332.4984 | 3359.7129 | 4002.6675 | 2030 | 2435.921 | 8056.1595
2031 | 2783.5921 | 18205.1162 | 23559.5408 | 2031 | 344.006 | 299.656 | 294.6966 | 2031 | 3442.249 | 3405.0605 | 4109.9418 | 2031 | 2531.1727 | 8212.3413
2032 | 2887.562 | 18533.8436 | 24428.3332 |  | 344.0155 | 299.6549 | 294.6947 |  | 3565.1723 | 3454.1653 | 4230.0916 | 2032 | 2621.0043 | 8359.636
2033 | 2987.7019 | 18839.4576 | 25265.1222 |  | 352.1667 | 298.6884 | 293.051 |  | 3708.1658 | 3509.2006 | 4369.8588 | 2033 | 2698.9005 | 8487.3605
2034 | 3105.5387 | 19186.2247 | 26249.7895 |  | 360.2575 | 297.751 | 291.4194 |  | 3837.6262 | 3557.2267 | 4496.3982 | 2034 | 2796.5182 | 8647.4217
2035 | 3188.4417 | 19422.3928 | 26942.5434 |  | 360.1677 | 297.7613 | 291.4375 |  | 3986.1197 | 3610.3577 | 4641.5413 | 2035 | 2869.3628 | 8766.8633
| 2013 | 2014 | 2015 | 2016 | 2017 | 2018 | 2019 | 2020 | 2021 | 2022 | 2023 | 2024 | 2025 | 2026 | 2027 | 2028 | 2029 | 2030 | 2031 | 2032 | 2033 | 2034 | 2035
Idaho | 13431 | 13281.0278 | 13441.9993 | 13629.0121 | 13842.9071 | 14023.2164 | 14266.3194 | 14513.6835 | 14784.7388 | 15048.8215 | 15351.0817 | 15676.7016 | 16022.9104 | 16435.334 | 16796.9271 | 17186.0088 | 17509.6638 | 17849.0455 | 18205.1162 | 18533.8436 | 18839.4576 | 19186.2247 | 19422.3928
Montana | 298 | 302.7613 | 302.636 | 302.4843 | 302.9944 | 302.9985 | 303.3775 | 303.2259 | 303.0817 | 303.4192 | 303.6643 | 303.0501 | 303.0101 | 303.0128 | 301.4191 | 301.2382 | 300.88 | 300.3235 | 299.656 | 299.6549 | 298.6884 | 297.751 | 297.7613
Oregon | 2514 | 2659.4969 | 2702.7077 | 2744.1806 | 2781.3253 | 2817.8029 | 2852.4467 | 2887.2704 | 2923.2055 | 2963.8717 | 3007.9286 | 3054.4587 | 3103.2724 | 3155.2926 | 3205.218 | 3255.0786 | 3304.2086 | 3359.7129 | 3405.0605 | 3454.1653 | 3509.2006 | 3557.2267 | 3610.3577
Washington | 6336 | 6197.033 | 6302.2854 | 6417.4167 | 6527.6846 | 6648.0749 | 6750.5768 | 6858.9947 | 6950.9448 | 7066.5055 | 7154.1964 | 7260.5595 | 7382.1829 | 7515.6125 | 7658.3816 | 7790.6042 | 7925.9536 | 8056.1595 | 8212.3413 | 8359.636 | 8487.3605 | 8647.4217 | 8766.8633
PNW | 22579 | 22440.319 | 22749.6284 | 23093.0936 | 23454.9115 | 23792.0927 | 24172.7203 | 24563.1744 | 24961.9708 | 25382.6179 | 25816.871 | 26294.7699 | 26811.3757 | 27409.2519 | 27961.9457 | 28532.9298 | 29040.7059 | 29565.2413 | 30122.1741 | 30647.2997 | 31134.707 | 31688.624 | 32097.3751 |  |  | 0
Idaho | 1572647948.36 | 1607127657.75 | 1636247118.73 | 1670740596.71 | 1711084692.01 | 1745849788.44 | 1793842788.48 | 1844031455.08 | 1900640702.69 | 1957464654.45 | 2024591449.82 | 2099484002.35 | 2182153011.6 | 2284892178.5 | 2378940927.78 | 2484467592.89 | 2575806943.77 | 2675193452.4 | 2783592126.4 | 2887561973.2 | 2987701908 | 3105538699.9 | 3188441716.3
Montana | 323015623.47 | 319071472.87 | 320041493.45 | 321220236.61 | 317274315.15 | 317242678.67 | 314343281.5 | 315500155.42 | 316604185.17 | 314025803.9 | 312165770.96 | 316846772.75 | 317154017.94 | 317132831.71 | 329619379.68 | 331066865.51 | 333952763.74 | 338486759.89 | 344005985.84 | 344015536.36 | 352166717.38 | 360257472.3 | 360167672.45
Oregon | 1934947194.1 | 2020589620.4 | 2083950219.9 | 2146630229.3 | 2204367746.5 | 2262579257.1 | 2319287101.8 | 2377721823.3 | 2439565476.6 | 2511493504.3 | 2591814073.4 | 2679434278 | 2774540250.3 | 2879612349.7 | 2984193071.2 | 3092428874 | 3202917778.6 | 3332498384.7 | 3442249037.4 | 3565172330.6 | 3708165815.2 | 3837626194.8 | 3986119730.8
Washington | 1221862862 | 1302082730 | 1366273724 | 1436489624 | 1503739491 | 1577162726 | 1639676320 | 1705797870 | 1761876129 | 1832353919 | 1885834558 | 1950702973 | 2024878252 | 2106253871 | 2193325448 | 2273964959 | 2356511431 | 2435921000 | 2531172713 | 2621004345 | 2698900541 | 2796518159 | 2869362843
PNW | 5052473627.93 | 5248871481.02 | 5406512556.08 | 5575080686.62 | 5736466244.66 | 5902834450.21 | 6067149491.78 | 6243051303.8 | 6418686493.46 | 6615337881.65 | 6814405852.18 | 7046468026.1 | 7298725531.84 | 7587891230.91 | 7886078826.66 | 8181928291.4 | 8469188917.11 | 8782099596.99 | 9101019862.64 | 9417754185.16 | 9746934981.58 | 10099940526 | 10404091962.55 |  |  | 0