## forRPM
Ramp Rate | Resource Type | Measure Category | Sector | End Use | kW per unit | kWh per unit | TRC Net Levelized Cost (Net of All Benefits) | segment | measure | 2016 | 2017 | 2018 | 2019 | 2020 | 2021 | 2022 | 2023 | 2024 | 2025 | 2026 | 2027 | 2028 | 2029 | 2030 | 2031 | 2032 | 2033 | 2034 | 2035 | MAX | Savings Allocation by Category and Month for Segments 1 | [12 empty] | Savings Allocation by Category and Month for Segments 2
[5 empty] | Wholesale KW | Busbar Savings | lvlcost | 1000 |  | aMW_2016 | aMW_2017 | aMW_2018 | aMW_2019 | aMW_2020 | aMW_2021 | aMW_2022 | aMW_2023 | aMW_2024 | aMW_2025 | aMW_2026 | aMW_2027 | aMW_2028 | aMW_2029 | aMW_2030 | aMW_2031 | aMW_2032 | aMW_2033 | aMW_2034 | aMW_2035 | MAX | Jan | Feb | Mar | Apr | May | Jun | Jul | Aug | Sep | Oct | Nov | Dec |  | Jan | Feb | Mar | Apr | May | Jun | Jul | Aug | Sep | Oct | Nov | Dec
LO12Med | NR | Bi-Level Stiarwell Lighting | Commercial | Lighting | 0.60781 | 3450.3236 | 69.0511 | Bi-Level Stiarwell Lighting-NR | NR_LFStairwell8760_Fix_Repl_from LF_2018 to LF_Bi-Level_Fix | 0.074787 | 0.14893 | 0.22244 | 0.29531 | 0.36755 | 0.43185 | 0.48247 | 0.52221 | 0.55327 | 0.57743 | 0.59609 | 0.61038 | 0.62118 | 0.62921 | 0.63504 | 0.63912 | 0.63645 | 0.63376 | 0.63108 | 0.6284 | 10.5061 | 207.7473 | 188.0147 | 218.9053 | 203.5656 | 208.2152 | 203.2976 | 193.3635 | 207.591 | 191.1007 | 216.8357 | 193.5932 | 205.0598 | 0 | 93.4036 | 81.0648 | 79.5062 | 82.5713 | 83.3309 | 76.0355 | 89.2648 | 76.7712 | 89.5106 | 77.6924 | 90.768 | 93.115
LO12Med | NR | Bi-Level Stiarwell Lighting | Commercial | Lighting | 0.24979 | 1417.9412 | 155.5371 | Bi-Level Stiarwell Lighting-NR | NR_LFStairwell3600_Fix_Repl_from LF_2019 to LF_Bi-Level_Fix | 0.0096262 | 0.01917 | 0.028631 | 0.03801 | 0.047309 | 0.055585 | 0.062101 | 0.067216 | 0.071214 | 0.074324 | 0.076726 | 0.078565 | 0.079955 | 0.080989 | 0.081739 | 0.082264 | 0.08192 | 0.081574 | 0.081229 | 0.080885 | 1.3523 | 85.3756 | 77.2663 | 89.9611 | 83.6571 | 85.5679 | 83.547 | 79.4645 | 85.3114 | 78.5345 | 89.1106 | 79.5588 | 84.2711 | 0 | 38.3851 | 33.3143 | 32.6738 | 33.9334 | 34.2456 | 31.2475 | 36.6841 | 31.5498 | 36.7852 | 31.9284 | 37.3019 | 38.2664
Note on A1: Charlie Grist: Lookup in ComMaster
Note on B1: Charlie Grist: New, NR, Retro
Note on C1: Charlie Grist: Measure Index Name
Note on E1: Charlie Grist: Use Massoud's Names
Note on F1: Charlie Grist: From Shaped Savings column 14
Note on G1: Charlie Grist: From SC or from Shaped Savings column 3.
Note on H1: Charlie Grist: From SC or from Shaped Savings column K (column 11)
Note on I1: Charlie Grist: From SC
Note on J1: Charlie Grist: From SC
Note on K1: Charlie Grist: From SC. For shaping. RPM also uses this divided by savings per unit to calculate units, and then uses kW per unit * units to calculate kW. Use Supply Curve Bundled starting in column 2 "column()-9"
Note on AF1: Charlie Grist: From Shaped Savings. Copy whole row down since column increment is hardwired into formula. Use column()-17 for the column reference

## 7PSourceSummary
Measure: | Bi-Level Stairwell Lighting
Item | Methods & Sources | Note | 7P Updates
Measures Described | Install bi-level lighting fixture or kit in stairwell |  | Costs and savings updated
Energy Savings Calculation Basis | [Watts High] * [Hours High] + [Watts Low] * [Hours Low]
Baseline Energy Use | Two levels. 1) 8760 hours baseline, 2) Off during unoccupied | From CBSA
Applicable Stock | Existing buildings with lit stairwells. Assume in code so not applicable new. | From CBSA
Baseline Saturation | About 56% uncotrolled. Another 18% manually off at unoccupied times | From CBSA
Baseline Penetration | 10% | Estimate
Permutations | Two levels. 1) 8760 hours baseline, 2) Off during unoccupied
Costs | (3600 hours)
Measure Life | 16 years (Two ballast cycles)
Savings Shape | All commercial lighting | Revise with shape from CLTC if available
Achievability Ramp Rate | Moderate | LO12Med

## SC-NR
Units Methodology | Units Methodology: Floor area based estimate of stairwell floor area. Stairwell density from CBSA.
Forecast Version
='[7P Forecasts D1.xlsx]Pop Forecast (Base Case)'!$A$1
| Vintage | NR | Existing
| Measure Bundle | Bi-Level Stiarwell Lighting-NR | Region
| Report Year | 2035
| Total Potential (aMW) | 11.8583 |  | 1 | 2 | 3 | 4 | 5 | 6 | 7 | 8 | 9 | 10 | 11 | 12 | 13 | 14 | 15 | 16 | 17 | 18 | 19 | 20
# UNITS FOR EXISTING STOCK |  |  |  | 2016 | 2017 | 2018 | 2019 | 2020 | 2021 | 2022 | 2023 | 2024 | 2025 | 2026 | 2027 | 2028 | 2029 | 2030 | 2031 | 2032 | 2033 | 2034 | 2035 | TOTAL MAX | TOTAL
|  |  |  | FLOOR_2016 | FLOOR_2017 | FLOOR_2018 | FLOOR_2019 | FLOOR_2020 | FLOOR_2021 | FLOOR_2022 | FLOOR_2023 | FLOOR_2024 | FLOOR_2025 | FLOOR_2026 | FLOOR_2027 | FLOOR_2028 | FLOOR_2029 | FLOOR_2030 | FLOOR_2031 | FLOOR_2032 | FLOOR_2033 | FLOOR_2034 | FLOOR_2035 | 85% | TOTAL
| REG_Office |  | Large Off | 380.0883 | 378.948 | 377.8112 | 376.6777 | 375.5477 | 374.4211 | 373.2978 | 372.1779 | 371.0614 | 369.9482 | 368.8383 | 367.7318 | 366.6286 | 365.5288 | 364.4322 | 363.3389 | 362.2489 | 361.1621 | 360.0786 | 358.9984 |  | 358.9984
| REG_Office |  | Medium Off | 190.7369 | 190.1647 | 189.5942 | 189.0254 | 188.4583 | 187.8929 | 187.3293 | 186.7673 | 186.207 | 185.6483 | 185.0914 | 184.5361 | 183.9825 | 183.4306 | 182.8803 | 182.3316 | 181.7846 | 181.2393 | 180.6956 | 180.1535 |  | 180.1535
| REG_Office |  | Small Off | 184.0914 | 183.5391 | 182.9885 | 182.4395 | 181.8922 | 181.3465 | 180.8025 | 180.2601 | 179.7193 | 179.1801 | 178.6426 | 178.1067 | 177.5723 | 177.0396 | 176.5085 | 175.979 | 175.451 | 174.9247 | 174.3999 | 173.8767 |  | 173.8767
| REG_Retail |  | XLarge Ret | 138.3573 | 137.7209 | 137.0874 | 136.4568 | 135.8291 | 135.2043 | 134.5823 | 133.9632 | 133.347 | 132.7336 | 132.123 | 131.5153 | 130.9103 | 130.3081 | 129.7087 | 129.112 | 128.5181 | 127.9269 | 127.3385 | 126.7527 |  | 126.7527
| REG_Retail |  | Large Ret | 208.9575 | 207.9962 | 207.0395 | 206.0871 | 205.1391 | 204.1954 | 203.2561 | 202.3212 | 201.3905 | 200.4641 | 199.542 | 198.6241 | 197.7104 | 196.8009 | 195.8956 | 194.9945 | 194.0975 | 193.2047 | 192.316 | 191.4313 |  | 191.4313
| REG_Retail |  | Medium Ret | 97.1157 | 96.669 | 96.2243 | 95.7816 | 95.3411 | 94.9025 | 94.4659 | 94.0314 | 93.5988 | 93.1683 | 92.7397 | 92.3131 | 91.8885 | 91.4658 | 91.045 | 90.6262 | 90.2094 | 89.7944 | 89.3813 | 88.9702 |  | 88.9702
| REG_Retail |  | Small Ret | 109.4797 | 108.9761 | 108.4748 | 107.9758 | 107.4791 | 106.9847 | 106.4926 | 106.0027 | 105.5151 | 105.0297 | 104.5466 | 104.0657 | 103.587 | 103.1105 | 102.6362 | 102.164 | 101.6941 | 101.2263 | 100.7606 | 100.2971 |  | 100.2971
| REG_K-12 |  | School K-12 | 241.1176 | 240.1291 | 239.1445 | 238.164 | 237.1876 | 236.2151 | 235.2466 | 234.2821 | 233.3215 | 232.3649 | 231.4122 | 230.4634 | 229.5185 | 228.5775 | 227.6403 | 226.707 | 225.7775 | 224.8518 | 223.9299 | 223.0118 |  | 223.0118
| REG_University |  | University | 122.1534 | 121.6526 | 121.1538 | 120.6571 | 120.1624 | 119.6697 | 119.1791 | 118.6904 | 118.2038 | 117.7192 | 117.2365 | 116.7558 | 116.2771 | 115.8004 | 115.3256 | 114.8528 | 114.3819 | 113.9129 | 113.4459 | 112.9808 |  | 112.9808
| REG_Warehouse |  | Warehouse | 448.6983 | 447.0381 | 445.3841 | 443.7362 | 442.0943 | 440.4586 | 438.8289 | 437.2052 | 435.5876 | 433.9759 | 432.3702 | 430.7704 | 429.1765 | 427.5886 | 426.0065 | 424.4303 | 422.8599 | 421.2953 | 419.7365 | 418.1835 |  | 418.1835
| REG_Grocery |  | Supermarket | 53.7209 | 53.2375 | 52.7583 | 52.2835 | 51.8129 | 51.3466 | 50.8845 | 50.4265 | 49.9727 | 49.5229 | 49.0772 | 48.6355 | 48.1978 | 47.764 | 47.3342 | 46.9082 | 46.486 | 46.0676 | 45.653 | 45.2421 |  | 45.2421
| REG_Grocery Other |  | MiniMart | 22.491 | 22.3849 | 22.2792 | 22.174 | 22.0694 | 21.9652 | 21.8615 | 21.7584 | 21.6557 | 21.5534 | 21.4517 | 21.3505 | 21.2497 | 21.1494 | 21.0496 | 20.9502 | 20.8513 | 20.7529 | 20.6549 | 20.5575 |  | 20.5575
| REG_Restaurant |  | Restaurant | 51.5509 | 51.3075 | 51.0654 | 50.8243 | 50.5844 | 50.3457 | 50.1081 | 49.8715 | 49.6362 | 49.4019 | 49.1687 | 48.9366 | 48.7056 | 48.4757 | 48.2469 | 48.0192 | 47.7926 | 47.567 | 47.3425 | 47.119 |  | 47.119
| REG_Hotel |  | Lodging | 170.1519 | 169.7435 | 169.3361 | 168.9297 | 168.5243 | 168.1199 | 167.7164 | 167.3138 | 166.9123 | 166.5117 | 166.1121 | 165.7134 | 165.3157 | 164.9189 | 164.5231 | 164.1283 | 163.7344 | 163.3414 | 162.9494 | 162.5583 |  | 162.5583
| REG_hospital |  | Hospital | 105.0295 | 104.8089 | 104.5888 | 104.3692 | 104.15 | 103.9313 | 103.713 | 103.4952 | 103.2779 | 103.061 | 102.8446 | 102.6286 | 102.4131 | 102.198 | 101.9834 | 101.7692 | 101.5555 | 101.3423 | 101.1294 | 100.9171 |  | 100.9171
| REG_Hospital Other |  | Residential Care | 128.7482 | 128.4392 | 128.131 | 127.8234 | 127.5167 | 127.2106 | 126.9053 | 126.6008 | 126.2969 | 125.9938 | 125.6914 | 125.3898 | 125.0888 | 124.7886 | 124.4891 | 124.1903 | 123.8923 | 123.5949 | 123.2983 | 123.0024 |  | 123.0024
| REG_Assembly |  | Assembly | 375.9022 | 374.2157 | 372.5367 | 370.8653 | 369.2013 | 367.5448 | 365.8958 | 364.2541 | 362.6198 | 360.9929 | 359.3732 | 357.7609 | 356.1557 | 354.5577 | 352.967 | 351.3833 | 349.8068 | 348.2373 | 346.6749 | 345.1195 |  | 345.1195
| REG_Other |  | Other | 342.6499 | 339.566 | 336.5099 | 333.4814 | 330.48 | 327.5057 | 324.5581 | 321.6371 | 318.7424 | 315.8737 | 313.0308 | 310.2136 | 307.4216 | 304.6549 | 301.913 | 299.1957 | 296.503 | 293.8345 | 291.1899 | 288.5692 |  | 288.5692
|  |  | Total | 3371.0405 | 3356.5369 | 3342.1076 | 3327.752 | 3313.4699 | 3299.2606 | 3285.1238 | 3271.059 | 3257.0658 | 3243.1437 | 3229.2923 | 3215.5112 | 3201.7999 | 3188.1581 | 3174.5852 | 3161.0809 | 3147.6447 | 3134.2763 | 3120.9752 | 3107.7411 |  | 3107.7411
|  |  | Total Floor Area with Stairwells | 1680 | 1672.7719 | 1665.5809 | 1658.4266 | 1651.3089 | 1644.2276 | 1637.1823 | 1630.173 | 1623.1993 | 1616.261 | 1609.358 | 1602.49 | 1595.6568 | 1588.8583 | 1582.094 | 1575.364 | 1568.6679 | 1562.0056 | 1555.3769 | 1548.7814 | 1316.4642 | 1548.7814
|  | 4% | Total Stairwell Area | 67.2 | 66.9109 | 66.6232 | 66.3371 | 66.0524 | 65.7691 | 65.4873 | 65.2069 | 64.928 | 64.6504 | 64.3743 | 64.0996 | 63.8263 | 63.5543 | 63.2838 | 63.0146 | 62.7467 | 62.4802 | 62.2151 | 61.9513 | 52.6586 | 61.9513
# UNITS CARRYOVER FROM UNTREATED NEW STOCK |  |  |  | 1 | 2 | 3 | 4 | 5 | 6 | 7 | 8 | 9 | 10 | 11 | 12 | 13 | 14 | 15 | 16 | 17 | 18 | 19 | 20 |  | TOTAL
Life Offset | #N/A | UNITS | Total Floor Area with Stairwells | 0 | 0 | 0 | 0 | 0 | 0 | 0 | 0 | 0 | 0 | 0 | 0 | 0 | 0 | 0 | 0 | 0 | 0 | 0 | 0 |  | 0
85%
# UNITS TOTAL FOR NR POOL |  |  |  | 2016 | 2017 | 2018 | 2019 | 2020 | 2021 | 2022 | 2023 | 2024 | 2025 | 2026 | 2027 | 2028 | 2029 | 2030 | 2031 | 2032 | 2033 | 2034 | 2035 | TOTAL MAX | TOTAL
|  | Annual Pool |  | 67.2 | 66.9109 | 66.6232 | 66.3371 | 66.0524 | 65.7691 | 65.4873 | 65.2069 | 64.928 | 64.6504 | 64.3743 | 64.0996 | 63.8263 | 63.5543 | 63.2838 | 63.0146 | 62.7467 | 62.4802 | 62.2151 | 61.9513 | 52.6586
Applic | Feas
APPLY MEASURE APPLICABILITY, SATURATION TURNOVER RATE FOR MAX ANNUAL # UNITS |  |  | Existing Stock
Applicability | Feasibility | Turnover Rate | Bi-Level Stiarwell Lighting-NR | 2016 | 2017 | 2018 | 2019 | 2020 | 2021 | 2022 | 2023 | 2024 | 2025 | 2026 | 2027 | 2028 | 2029 | 2030 | 2031 | 2032 | 2033 | 2034 | 2035 | TOTAL MAX | TOTAL
56.28% | 90% | 6% | NR_LFStairwell8760_Fix_Repl_from LF_2018 to LF_Bi-Level_Fix | 2.0424 | 2.0336 | 2.0248 | 2.0161 | 2.0075 | 1.9989 | 1.9903 | 1.9818 | 1.9733 | 1.9649 | 1.9565 | 1.9481 | 1.9398 | 1.9316 | 1.9234 | 1.9152 | 1.907 | 1.8989 | 1.8909 | 1.8829 | 26.6738 | 39.228
17.63% | 90% | 6% | NR_LFStairwell3600_Fix_Repl_from LF_2019 to LF_Bi-Level_Fix | 0.63968 | 0.63693 | 0.63419 | 0.63147 | 0.62876 | 0.62606 | 0.62338 | 0.62071 | 0.61806 | 0.61541 | 0.61279 | 0.61017 | 0.60757 | 0.60498 | 0.60241 | 0.59984 | 0.59729 | 0.59476 | 0.59223 | 0.58972 | 8.3544 | 12.2864
|  |  | Annual Max | 2.6821 | 2.6705 | 2.659 | 2.6476 | 2.6363 | 2.625 | 2.6137 | 2.6025 | 2.5914 | 2.5803 | 2.5693 | 2.5583 | 2.5474 | 2.5366 | 2.5258 | 2.515 | 2.5043 | 2.4937 | 2.4831 | 2.4726 | 35.0281 | 51.5144 | 68%
Applic | Feas
APPLY MEASURE APPLICABILITY, SATURATION TURNOVER RATE FOR MAX ANNUAL # UNITS |  |  | Carryover from Untreated New
Applicability | Saturation | Turnover Rate | Bi-Level Stiarwell Lighting-NR | 2016 | 2017 | 2018 | 2019 | 2020 | 2021 | 2022 | 2023 | 2024 | 2025 | 2026 | 2027 | 2028 | 2029 | 2030 | 2031 | 2032 | 2033 | 2034 | 2035 | TOTAL MAX | TOTAL
56.28% | 90% | 6% | NR_LFStairwell8760_Fix_Repl_from LF_2018 to LF_Bi-Level_Fix | 0 | 0 | 0 | 0 | 0 | 0 | 0 | 0 | 0 | 0 | 0 | 0 | 0 | 0 | 0 | 0 | 0 | 0 | 0 | 0 | 0 | 0
17.63% | 90% | 6% | NR_LFStairwell3600_Fix_Repl_from LF_2019 to LF_Bi-Level_Fix | 0 | 0 | 0 | 0 | 0 | 0 | 0 | 0 | 0 | 0 | 0 | 0 | 0 | 0 | 0 | 0 | 0 | 0 | 0 | 0 | 0 | 0
0
|  |  | Annual Max | 0 | 0 | 0 | 0 | 0 | 0 | 0 | 0 | 0 | 0 | 0 | 0 | 0 | 0 | 0 | 0 | 0 | 0 | 0 | 0 | 0 | 0
|  | LO12Med | Achievability =>
INCREMENTAL ACHIEVABILITY |  |  | Bi-Level Stiarwell Lighting-NR | 10.94% | 21.87% | 32.81% | 43.75% | 54.69% | 64.53% | 72.41% | 78.71% | 83.75% | 87.78% | 91% | 93.58% | 95.65% | 97.3% | 98.62% | 99.68% | 99.69% | 99.69% | 99.69% | 99.69%
Acheivable and 85% Max Per Year |  |  | NR_LFStairwell8760_Fix_Repl_from LF_2018 to LF_Bi-Level_Fix | 0.18988 | 0.37812 | 0.56474 | 0.74975 | 0.93317 | 1.0964 | 1.2249 | 1.3258 | 1.4047 | 1.466 | 1.5134 | 1.5497 | 1.5771 | 1.5975 | 1.6123 | 1.6227 | 1.6159 | 1.6091 | 1.6022 | 1.5954 |  | 25.2288
|  |  | NR_LFStairwell3600_Fix_Repl_from LF_2019 to LF_Bi-Level_Fix | 0.05947 | 0.11843 | 0.17688 | 0.23483 | 0.29227 | 0.3434 | 0.38366 | 0.41526 | 0.43996 | 0.45917 | 0.47401 | 0.48537 | 0.49396 | 0.50035 | 0.50498 | 0.50822 | 0.5061 | 0.50396 | 0.50183 | 0.4997 |  | 7.9018
0
|  |  | Program Max | 0.24935 | 0.49655 | 0.74162 | 0.98458 | 1.2254 | 1.4398 | 1.6086 | 1.7411 | 1.8446 | 1.9252 | 1.9874 | 2.0351 | 2.0711 | 2.0979 | 2.1173 | 2.1309 | 2.122 | 2.113 | 2.1041 | 2.0952 |  | 33.1307
CUMULATIVE ADOPTION |  |  | Bi-Level Stiarwell Lighting-NR | 1 | 2 | 3 | 4 | 5 | 6 | 7 | 8 | 9 | 10 | 11 | 12 | 13 | 14 | 15 | 16 | 17 | 18 | 19 | 20
Acheivable and 85% Max Per Year |  |  | NR_LFStairwell8760_Fix_Repl_from LF_2018 to LF_Bi-Level_Fix | 0.18988 | 0.568 | 1.1327 | 1.8825 | 2.8157 | 3.9121 | 5.137 | 6.4628 | 7.8675 | 9.3336 | 10.847 | 12.3967 | 13.9738 | 15.5713 | 17.1836 | 18.8062 | 20.4221 | 22.0312 | 23.6334 | 25.2288
|  |  | NR_LFStairwell3600_Fix_Repl_from LF_2019 to LF_Bi-Level_Fix | 0.05947 | 0.1779 | 0.35478 | 0.58961 | 0.88188 | 1.2253 | 1.6089 | 2.0242 | 2.4642 | 2.9233 | 3.3973 | 3.8827 | 4.3767 | 4.877 | 5.382 | 5.8902 | 6.3963 | 6.9003 | 7.4021 | 7.9018
|  |  | Program Max | 0.24935 | 0.7459 | 1.4875 | 2.4721 | 3.6975 | 5.1374 | 6.746 | 8.487 | 10.3317 | 12.2569 | 14.2443 | 16.2794 | 18.3504 | 20.4483 | 22.5656 | 24.6965 | 26.8184 | 28.9314 | 31.0355 | 33.1307
SUPPLY CURVE SAVINGS BY BUNDLE |  |  | NR | 1: aMW
kWh per Luminaire | TRC Net Levelized Cost (Net of All Benefits) in mills/kWh |  | 1000 | 2016 | 2017 | 2018 | 2019 | 2020 | 2021 | 2022 | 2023 | 2024 | 2025 | 2026 | 2027 | 2028 | 2029 | 2030 | 2031 | 2032 | 2033 | 2034 | 2035
Busbar Savings | lvlcost | segment | measure | aMW_2016 | aMW_2017 | aMW_2018 | aMW_2019 | aMW_2020 | aMW_2021 | aMW_2022 | aMW_2023 | aMW_2024 | aMW_2025 | aMW_2026 | aMW_2027 | aMW_2028 | aMW_2029 | aMW_2030 | aMW_2031 | aMW_2032 | aMW_2033 | aMW_2034 | aMW_2035 | TOTAL MAX
3450.3236 | 69.0511 | Bi-Level Stiarwell Lighting-NR | NR_LFStairwell8760_Fix_Repl_from LF_2018 to LF_Bi-Level_Fix | 0.074787 | 0.14893 | 0.22244 | 0.29531 | 0.36755 | 0.43185 | 0.48247 | 0.52221 | 0.55327 | 0.57743 | 0.59609 | 0.61038 | 0.62118 | 0.62921 | 0.63504 | 0.63912 | 0.63645 | 0.63376 | 0.63108 | 0.6284 | 10.5061
1417.9412 | 155.5371 | Bi-Level Stiarwell Lighting-NR | NR_LFStairwell3600_Fix_Repl_from LF_2019 to LF_Bi-Level_Fix | 0.0096262 | 0.01917 | 0.028631 | 0.03801 | 0.047309 | 0.055585 | 0.062101 | 0.067216 | 0.071214 | 0.074324 | 0.076726 | 0.078565 | 0.079955 | 0.080989 | 0.081739 | 0.082264 | 0.08192 | 0.081574 | 0.081229 | 0.080885 | 1.3523
| 94.2412 |  | Max Annual Available | 0.084413 | 0.1681 | 0.25107 | 0.33332 | 0.41486 | 0.48743 | 0.54457 | 0.58942 | 0.62448 | 0.65175 | 0.67282 | 0.68894 | 0.70114 | 0.7102 | 0.71678 | 0.72138 | 0.71837 | 0.71534 | 0.71231 | 0.70929 | 11.8583
RECOMBINE MEASURE BUNDLES INTO SUPPLY CURVE CUMULATIVE
|  |  |  | 2016 | 2017 | 2018 | 2019 | 2020 | 2021 | 2022 | 2023 | 2024 | 2025 | 2026 | 2027 | 2028 | 2029 | 2030 | 2031 | 2032 | 2033 | 2034 | 2035
|  | lvlcost | lvlcost | aMW_2016 | aMW_2017 | aMW_2018 | aMW_2019 | aMW_2020 | aMW_2021 | aMW_2022 | aMW_2023 | aMW_2024 | aMW_2025 | aMW_2026 | aMW_2027 | aMW_2028 | aMW_2029 | aMW_2030 | aMW_2031 | aMW_2032 | aMW_2033 | aMW_2034 | aMW_2035 | TOTAL MAX
| Block 1: <= 0 mills/kWh | >=-9999 | <=0 | 0 | 0 | 0 | 0 | 0 | 0 | 0 | 0 | 0 | 0 | 0 | 0 | 0 | 0 | 0 | 0 | 0 | 0 | 0 | 0 | 0
| Block 2: <= 10 mills/kWh | >0 | <=10 | 0 | 0 | 0 | 0 | 0 | 0 | 0 | 0 | 0 | 0 | 0 | 0 | 0 | 0 | 0 | 0 | 0 | 0 | 0 | 0 | 0
| Block 3: 10-20 mills/kWh | >10 | <=20 | 0 | 0 | 0 | 0 | 0 | 0 | 0 | 0 | 0 | 0 | 0 | 0 | 0 | 0 | 0 | 0 | 0 | 0 | 0 | 0 | 0
| Block 4: 20-30 mills/kWh | >20 | <=30 | 0 | 0 | 0 | 0 | 0 | 0 | 0 | 0 | 0 | 0 | 0 | 0 | 0 | 0 | 0 | 0 | 0 | 0 | 0 | 0 | 0
| Block 5: 30-40 mills/kWh | >30 | <=40 | 0 | 0 | 0 | 0 | 0 | 0 | 0 | 0 | 0 | 0 | 0 | 0 | 0 | 0 | 0 | 0 | 0 | 0 | 0 | 0 | 0
| Block 6: 40-50 mills/kWh | >40 | <=50 | 0 | 0 | 0 | 0 | 0 | 0 | 0 | 0 | 0 | 0 | 0 | 0 | 0 | 0 | 0 | 0 | 0 | 0 | 0 | 0 | 0
| Block 7: 50-60 mills/kWh | >50 | <=60 | 0 | 0 | 0 | 0 | 0 | 0 | 0 | 0 | 0 | 0 | 0 | 0 | 0 | 0 | 0 | 0 | 0 | 0 | 0 | 0 | 0
| Block 8: 60-70 mills/kWh | >60 | <=70 | 0.074787 | 0.14893 | 0.22244 | 0.29531 | 0.36755 | 0.43185 | 0.48247 | 0.52221 | 0.55327 | 0.57743 | 0.59609 | 0.61038 | 0.62118 | 0.62921 | 0.63504 | 0.63912 | 0.63645 | 0.63376 | 0.63108 | 0.6284 | 10.5061
| Block 9: 70-80 mills/kWh | >70 | <=80 | 0.074787 | 0.14893 | 0.22244 | 0.29531 | 0.36755 | 0.43185 | 0.48247 | 0.52221 | 0.55327 | 0.57743 | 0.59609 | 0.61038 | 0.62118 | 0.62921 | 0.63504 | 0.63912 | 0.63645 | 0.63376 | 0.63108 | 0.6284 | 10.5061
| Block 10: 80-90 mills/kWh | >80 | <=90 | 0.074787 | 0.14893 | 0.22244 | 0.29531 | 0.36755 | 0.43185 | 0.48247 | 0.52221 | 0.55327 | 0.57743 | 0.59609 | 0.61038 | 0.62118 | 0.62921 | 0.63504 | 0.63912 | 0.63645 | 0.63376 | 0.63108 | 0.6284 | 10.5061
| Block 11: 90-100 mills/kWh | >90 | <=100 | 0.074787 | 0.14893 | 0.22244 | 0.29531 | 0.36755 | 0.43185 | 0.48247 | 0.52221 | 0.55327 | 0.57743 | 0.59609 | 0.61038 | 0.62118 | 0.62921 | 0.63504 | 0.63912 | 0.63645 | 0.63376 | 0.63108 | 0.6284 | 10.5061
| Block 12: 100-110 mills/kWh | >100 | <=110 | 0.074787 | 0.14893 | 0.22244 | 0.29531 | 0.36755 | 0.43185 | 0.48247 | 0.52221 | 0.55327 | 0.57743 | 0.59609 | 0.61038 | 0.62118 | 0.62921 | 0.63504 | 0.63912 | 0.63645 | 0.63376 | 0.63108 | 0.6284 | 10.5061
| Block 13: 110-120 mills/kWh | >110 | <=120 | 0.074787 | 0.14893 | 0.22244 | 0.29531 | 0.36755 | 0.43185 | 0.48247 | 0.52221 | 0.55327 | 0.57743 | 0.59609 | 0.61038 | 0.62118 | 0.62921 | 0.63504 | 0.63912 | 0.63645 | 0.63376 | 0.63108 | 0.6284 | 10.5061
| Block 14: 120-130 mills/kWh | >120 | <=130 | 0.074787 | 0.14893 | 0.22244 | 0.29531 | 0.36755 | 0.43185 | 0.48247 | 0.52221 | 0.55327 | 0.57743 | 0.59609 | 0.61038 | 0.62118 | 0.62921 | 0.63504 | 0.63912 | 0.63645 | 0.63376 | 0.63108 | 0.6284 | 10.5061
| Block 15: 130-140 mills/kWh | >130 | <=140 | 0.074787 | 0.14893 | 0.22244 | 0.29531 | 0.36755 | 0.43185 | 0.48247 | 0.52221 | 0.55327 | 0.57743 | 0.59609 | 0.61038 | 0.62118 | 0.62921 | 0.63504 | 0.63912 | 0.63645 | 0.63376 | 0.63108 | 0.6284 | 10.5061
| Block 16: 140-150 mills/kWh | >140 | <=150 | 0.074787 | 0.14893 | 0.22244 | 0.29531 | 0.36755 | 0.43185 | 0.48247 | 0.52221 | 0.55327 | 0.57743 | 0.59609 | 0.61038 | 0.62118 | 0.62921 | 0.63504 | 0.63912 | 0.63645 | 0.63376 | 0.63108 | 0.6284 | 10.5061
| Block 17: 150-160 mills/kWh | >150 | <=160 | 0.084413 | 0.1681 | 0.25107 | 0.33332 | 0.41486 | 0.48743 | 0.54457 | 0.58942 | 0.62448 | 0.65175 | 0.67282 | 0.68894 | 0.70114 | 0.7102 | 0.71678 | 0.72138 | 0.71837 | 0.71534 | 0.71231 | 0.70929 | 11.8583
| Block 18: 160-170 mills/kWh | >160 | <=170 | 0.084413 | 0.1681 | 0.25107 | 0.33332 | 0.41486 | 0.48743 | 0.54457 | 0.58942 | 0.62448 | 0.65175 | 0.67282 | 0.68894 | 0.70114 | 0.7102 | 0.71678 | 0.72138 | 0.71837 | 0.71534 | 0.71231 | 0.70929 | 11.8583
| Block 19: 170-180 mills/kWh | >170 | <=180 | 0.084413 | 0.1681 | 0.25107 | 0.33332 | 0.41486 | 0.48743 | 0.54457 | 0.58942 | 0.62448 | 0.65175 | 0.67282 | 0.68894 | 0.70114 | 0.7102 | 0.71678 | 0.72138 | 0.71837 | 0.71534 | 0.71231 | 0.70929 | 11.8583
| Block 20: 180-190 mills/kWh | >180 | <=190 | 0.084413 | 0.1681 | 0.25107 | 0.33332 | 0.41486 | 0.48743 | 0.54457 | 0.58942 | 0.62448 | 0.65175 | 0.67282 | 0.68894 | 0.70114 | 0.7102 | 0.71678 | 0.72138 | 0.71837 | 0.71534 | 0.71231 | 0.70929 | 11.8583
| Block 21: 190-200 mills/kWh | >190 | <=200 | 0.084413 | 0.1681 | 0.25107 | 0.33332 | 0.41486 | 0.48743 | 0.54457 | 0.58942 | 0.62448 | 0.65175 | 0.67282 | 0.68894 | 0.70114 | 0.7102 | 0.71678 | 0.72138 | 0.71837 | 0.71534 | 0.71231 | 0.70929 | 11.8583
| Block 22: 200-210 mills/kWh | >200 | <=210 | 0.084413 | 0.1681 | 0.25107 | 0.33332 | 0.41486 | 0.48743 | 0.54457 | 0.58942 | 0.62448 | 0.65175 | 0.67282 | 0.68894 | 0.70114 | 0.7102 | 0.71678 | 0.72138 | 0.71837 | 0.71534 | 0.71231 | 0.70929 | 11.8583
| Block 23: 210-220 mills/kWh | >210 | <=220 | 0.084413 | 0.1681 | 0.25107 | 0.33332 | 0.41486 | 0.48743 | 0.54457 | 0.58942 | 0.62448 | 0.65175 | 0.67282 | 0.68894 | 0.70114 | 0.7102 | 0.71678 | 0.72138 | 0.71837 | 0.71534 | 0.71231 | 0.70929 | 11.8583
| Block 24: 220-230 mills/kWh | >220 | <=230 | 0.084413 | 0.1681 | 0.25107 | 0.33332 | 0.41486 | 0.48743 | 0.54457 | 0.58942 | 0.62448 | 0.65175 | 0.67282 | 0.68894 | 0.70114 | 0.7102 | 0.71678 | 0.72138 | 0.71837 | 0.71534 | 0.71231 | 0.70929 | 11.8583
| Block 25: 230-240 mills/kWh | >230 | <=240 | 0.084413 | 0.1681 | 0.25107 | 0.33332 | 0.41486 | 0.48743 | 0.54457 | 0.58942 | 0.62448 | 0.65175 | 0.67282 | 0.68894 | 0.70114 | 0.7102 | 0.71678 | 0.72138 | 0.71837 | 0.71534 | 0.71231 | 0.70929 | 11.8583
| Block 26: 240-250 mills/kWh | >240 | <=250 | 0.084413 | 0.1681 | 0.25107 | 0.33332 | 0.41486 | 0.48743 | 0.54457 | 0.58942 | 0.62448 | 0.65175 | 0.67282 | 0.68894 | 0.70114 | 0.7102 | 0.71678 | 0.72138 | 0.71837 | 0.71534 | 0.71231 | 0.70929 | 11.8583
| Block 27: 250-260 mills/kWh | >250 | <=260 | 0.084413 | 0.1681 | 0.25107 | 0.33332 | 0.41486 | 0.48743 | 0.54457 | 0.58942 | 0.62448 | 0.65175 | 0.67282 | 0.68894 | 0.70114 | 0.7102 | 0.71678 | 0.72138 | 0.71837 | 0.71534 | 0.71231 | 0.70929 | 11.8583
| Block 28: 260-270 mills/kWh | >260 | <=270 | 0.084413 | 0.1681 | 0.25107 | 0.33332 | 0.41486 | 0.48743 | 0.54457 | 0.58942 | 0.62448 | 0.65175 | 0.67282 | 0.68894 | 0.70114 | 0.7102 | 0.71678 | 0.72138 | 0.71837 | 0.71534 | 0.71231 | 0.70929 | 11.8583
| Block 29: 270-280 mills/kWh | >270 | <=280 | 0.084413 | 0.1681 | 0.25107 | 0.33332 | 0.41486 | 0.48743 | 0.54457 | 0.58942 | 0.62448 | 0.65175 | 0.67282 | 0.68894 | 0.70114 | 0.7102 | 0.71678 | 0.72138 | 0.71837 | 0.71534 | 0.71231 | 0.70929 | 11.8583
| Block 30: 280-290 mills/kWh | >280 | <=290 | 0.084413 | 0.1681 | 0.25107 | 0.33332 | 0.41486 | 0.48743 | 0.54457 | 0.58942 | 0.62448 | 0.65175 | 0.67282 | 0.68894 | 0.70114 | 0.7102 | 0.71678 | 0.72138 | 0.71837 | 0.71534 | 0.71231 | 0.70929 | 11.8583
| Block 31: 290-300 mills/kWh | >290 | <=300 | 0.084413 | 0.1681 | 0.25107 | 0.33332 | 0.41486 | 0.48743 | 0.54457 | 0.58942 | 0.62448 | 0.65175 | 0.67282 | 0.68894 | 0.70114 | 0.7102 | 0.71678 | 0.72138 | 0.71837 | 0.71534 | 0.71231 | 0.70929 | 11.8583
| Block 32: >300 mills/kWh | >300 | <=999 | 0.084413 | 0.1681 | 0.25107 | 0.33332 | 0.41486 | 0.48743 | 0.54457 | 0.58942 | 0.62448 | 0.65175 | 0.67282 | 0.68894 | 0.70114 | 0.7102 | 0.71678 | 0.72138 | 0.71837 | 0.71534 | 0.71231 | 0.70929 | 11.8583
RECOMBINE MEASURE BUNDLES INTO SUPPLY CURVE INREMENETAL
|  | SC-NR | Bi-Level Stiarwell Lighting-NR | 2016 | 2017 | 2018 | 2019 | 2020 | 2021 | 2022 | 2023 | 2024 | 2025 | 2026 | 2027 | 2028 | 2029 | 2030 | 2031 | 2032 | 2033 | 2034 | 2035
|  | 2035 |  | aMW_2016 | aMW_2017 | aMW_2018 | aMW_2019 | aMW_2020 | aMW_2021 | aMW_2022 | aMW_2023 | aMW_2024 | aMW_2025 | aMW_2026 | aMW_2027 | aMW_2028 | aMW_2029 | aMW_2030 | aMW_2031 | aMW_2032 | aMW_2033 | aMW_2034 | aMW_2035 | TOTAL MAX
|  | Block 1: <= 0 mills/kWh |  | 0 | 0 | 0 | 0 | 0 | 0 | 0 | 0 | 0 | 0 | 0 | 0 | 0 | 0 | 0 | 0 | 0 | 0 | 0 | 0 | 0
|  | Block 2: <= 10 mills/kWh |  | 0 | 0 | 0 | 0 | 0 | 0 | 0 | 0 | 0 | 0 | 0 | 0 | 0 | 0 | 0 | 0 | 0 | 0 | 0 | 0 | 0
|  | Block 3: 10-20 mills/kWh |  | 0 | 0 | 0 | 0 | 0 | 0 | 0 | 0 | 0 | 0 | 0 | 0 | 0 | 0 | 0 | 0 | 0 | 0 | 0 | 0 | 0
|  | Block 4: 20-30 mills/kWh |  | 0 | 0 | 0 | 0 | 0 | 0 | 0 | 0 | 0 | 0 | 0 | 0 | 0 | 0 | 0 | 0 | 0 | 0 | 0 | 0 | 0
|  | Block 5: 30-40 mills/kWh |  | 0 | 0 | 0 | 0 | 0 | 0 | 0 | 0 | 0 | 0 | 0 | 0 | 0 | 0 | 0 | 0 | 0 | 0 | 0 | 0 | 0
|  | Block 6: 40-50 mills/kWh |  | 0 | 0 | 0 | 0 | 0 | 0 | 0 | 0 | 0 | 0 | 0 | 0 | 0 | 0 | 0 | 0 | 0 | 0 | 0 | 0 | 0
|  | Block 7: 50-60 mills/kWh |  | 0 | 0 | 0 | 0 | 0 | 0 | 0 | 0 | 0 | 0 | 0 | 0 | 0 | 0 | 0 | 0 | 0 | 0 | 0 | 0 | 0
|  | Block 8: 60-70 mills/kWh |  | 0.074787 | 0.14893 | 0.22244 | 0.29531 | 0.36755 | 0.43185 | 0.48247 | 0.52221 | 0.55327 | 0.57743 | 0.59609 | 0.61038 | 0.62118 | 0.62921 | 0.63504 | 0.63912 | 0.63645 | 0.63376 | 0.63108 | 0.6284 | 10.5061
|  | Block 9: 70-80 mills/kWh |  | 0 | 0 | 0 | 0 | 0 | 0 | 0 | 0 | 0 | 0 | 0 | 0 | 0 | 0 | 0 | 0 | 0 | 0 | 0 | 0 | 0
|  | Block 10: 80-90 mills/kWh |  | 0 | 0 | 0 | 0 | 0 | 0 | 0 | 0 | 0 | 0 | 0 | 0 | 0 | 0 | 0 | 0 | 0 | 0 | 0 | 0 | 0
|  | Block 11: 90-100 mills/kWh |  | 0 | 0 | 0 | 0 | 0 | 0 | 0 | 0 | 0 | 0 | 0 | 0 | 0 | 0 | 0 | 0 | 0 | 0 | 0 | 0 | 0
|  | Block 12: 100-110 mills/kWh |  | 0 | 0 | 0 | 0 | 0 | 0 | 0 | 0 | 0 | 0 | 0 | 0 | 0 | 0 | 0 | 0 | 0 | 0 | 0 | 0 | 0
|  | Block 13: 110-120 mills/kWh |  | 0 | 0 | 0 | 0 | 0 | 0 | 0 | 0 | 0 | 0 | 0 | 0 | 0 | 0 | 0 | 0 | 0 | 0 | 0 | 0 | 0
|  | Block 14: 120-130 mills/kWh |  | 0 | 0 | 0 | 0 | 0 | 0 | 0 | 0 | 0 | 0 | 0 | 0 | 0 | 0 | 0 | 0 | 0 | 0 | 0 | 0 | 0
|  | Block 15: 130-140 mills/kWh |  | 0 | 0 | 0 | 0 | 0 | 0 | 0 | 0 | 0 | 0 | 0 | 0 | 0 | 0 | 0 | 0 | 0 | 0 | 0 | 0 | 0
|  | Block 16: 140-150 mills/kWh |  | 0 | 0 | 0 | 0 | 0 | 0 | 0 | 0 | 0 | 0 | 0 | 0 | 0 | 0 | 0 | 0 | 0 | 0 | 0 | 0 | 0
|  | Block 17: 150-160 mills/kWh |  | 0.0096262 | 0.01917 | 0.028631 | 0.03801 | 0.047309 | 0.055585 | 0.062101 | 0.067216 | 0.071214 | 0.074324 | 0.076726 | 0.078565 | 0.079955 | 0.080989 | 0.081739 | 0.082264 | 0.08192 | 0.081574 | 0.081229 | 0.080885 | 1.3523
|  | Block 18: 160-170 mills/kWh |  | 0 | 0 | 0 | 0 | 0 | 0 | 0 | 0 | 0 | 0 | 0 | 0 | 0 | 0 | 0 | 0 | 0 | 0 | 0 | 0 | 0
|  | Block 19: 170-180 mills/kWh |  | 0 | 0 | 0 | 0 | 0 | 0 | 0 | 0 | 0 | 0 | 0 | 0 | 0 | 0 | 0 | 0 | 0 | 0 | 0 | 0 | 0
|  | Block 20: 180-190 mills/kWh |  | 0 | 0 | 0 | 0 | 0 | 0 | 0 | 0 | 0 | 0 | 0 | 0 | 0 | 0 | 0 | 0 | 0 | 0 | 0 | 0 | 0
|  | Block 21: 190-200 mills/kWh |  | 0 | 0 | 0 | 0 | 0 | 0 | 0 | 0 | 0 | 0 | 0 | 0 | 0 | 0 | 0 | 0 | 0 | 0 | 0 | 0 | 0
|  | Block 22: 200-210 mills/kWh |  | 0 | 0 | 0 | 0 | 0 | 0 | 0 | 0 | 0 | 0 | 0 | 0 | 0 | 0 | 0 | 0 | 0 | 0 | 0 | 0 | 0
|  | Block 23: 210-220 mills/kWh |  | 0 | 0 | 0 | 0 | 0 | 0 | 0 | 0 | 0 | 0 | 0 | 0 | 0 | 0 | 0 | 0 | 0 | 0 | 0 | 0 | 0
|  | Block 24: 220-230 mills/kWh |  | 0 | 0 | 0 | 0 | 0 | 0 | 0 | 0 | 0 | 0 | 0 | 0 | 0 | 0 | 0 | 0 | 0 | 0 | 0 | 0 | 0
|  | Block 25: 230-240 mills/kWh |  | 0 | 0 | 0 | 0 | 0 | 0 | 0 | 0 | 0 | 0 | 0 | 0 | 0 | 0 | 0 | 0 | 0 | 0 | 0 | 0 | 0
|  | Block 26: 240-250 mills/kWh |  | 0 | 0 | 0 | 0 | 0 | 0 | 0 | 0 | 0 | 0 | 0 | 0 | 0 | 0 | 0 | 0 | 0 | 0 | 0 | 0 | 0
|  | Block 27: 250-260 mills/kWh |  | 0 | 0 | 0 | 0 | 0 | 0 | 0 | 0 | 0 | 0 | 0 | 0 | 0 | 0 | 0 | 0 | 0 | 0 | 0 | 0 | 0
|  | Block 28: 260-270 mills/kWh |  | 0 | 0 | 0 | 0 | 0 | 0 | 0 | 0 | 0 | 0 | 0 | 0 | 0 | 0 | 0 | 0 | 0 | 0 | 0 | 0 | 0
|  | Block 29: 270-280 mills/kWh |  | 0 | 0 | 0 | 0 | 0 | 0 | 0 | 0 | 0 | 0 | 0 | 0 | 0 | 0 | 0 | 0 | 0 | 0 | 0 | 0 | 0
|  | Block 30: 280-290 mills/kWh |  | 0 | 0 | 0 | 0 | 0 | 0 | 0 | 0 | 0 | 0 | 0 | 0 | 0 | 0 | 0 | 0 | 0 | 0 | 0 | 0 | 0
|  | Block 31: 290-300 mills/kWh |  | 0 | 0 | 0 | 0 | 0 | 0 | 0 | 0 | 0 | 0 | 0 | 0 | 0 | 0 | 0 | 0 | 0 | 0 | 0 | 0 | 0
|  | Block 32: >300 mills/kWh |  | 0 | 0 | 0 | 0 | 0 | 0 | 0 | 0 | 0 | 0 | 0 | 0 | 0 | 0 | 0 | 0 | 0 | 0 | 0 | 0 | 0
|  | Total per Year |  | 0.084413 | 0.1681 | 0.25107 | 0.33332 | 0.41486 | 0.48743 | 0.54457 | 0.58942 | 0.62448 | 0.65175 | 0.67282 | 0.68894 | 0.70114 | 0.7102 | 0.71678 | 0.72138 | 0.71837 | 0.71534 | 0.71231 | 0.70929
|  | Cumulative at Earliest Deployment |  | 0.084413 | 0.25251 | 0.50358 | 0.8369 | 1.2518 | 1.7392 | 2.2838 | 2.8732 | 3.4977 | 4.1494 | 4.8222 | 5.5112 | 6.2123 | 6.9225 | 7.6393 | 8.3607 | 9.0791 | 9.7944 | 10.5067 | 11.216 | 11.8583

## M_Input(KSF)_Out
Shaped Savings Results; By Category and sorted by TRC BC ratio
[14 empty] | Savings Allocation by Category and Month for Segments 1 | [11 empty] | Savings Allocation by Category and Month for Segments 2
Category | Measure | Busbar Savings | First Cost | Admin Cost | First Year Program Cost | PV Cost | PV Benefits | Unit Program Cost: First Year Program Cost in $/average annual kW saved | Utility System Net Levelized Cost (Net of T&D Capacity Benefits, Act Credit & Risk-Mitigation) in mills/kWh | TRC Net Levelized Cost (Net of All Benefits) in mills/kWh | TRC B/C Ratio | Net Electric & Gas System CO2 Avoided (Lifetime Tons) | Wholesale KW | Jan | Feb | Mar | Apr | May | Jun | Jul | Aug | Sep | Oct | Nov | Dec | Jan | Feb | Mar | Apr | May | Jun | Jul | Aug | Sep | Oct | Nov | Dec
NR_LFStairwell8760_Fix_Repl_from LF_2018 to LF_Bi-Level_Fix |  | 3450.3236 | 2033.4545 | 406.6909 | 2440.1455 | 3706.8725 | 2256.6848 | 6195.2665 | 27.3024 | 69.0511 | 0.60878 | 32.7784 | 0.60781 | 207.7473 | 188.0147 | 218.9053 | 203.5656 | 208.2152 | 203.2976 | 193.3635 | 207.591 | 191.1007 | 216.8357 | 193.5932 | 205.0598 | 93.4036 | 81.0648 | 79.5062 | 82.5713 | 83.3309 | 76.0355 | 89.2648 | 76.7712 | 89.5106 | 77.6924 | 90.768 | 93.115
NR_LFStairwell3600_Fix_Repl_from LF_2019 to LF_Bi-Level_Fix |  | 1417.9412 | 2033.4545 | 406.6909 | 2440.1455 | 3189.9807 | 927.4047 | 15075.1486 | 80.7718 | 155.5371 | 0.29072 | 13.4706 | 0.24979 | 85.3756 | 77.2663 | 89.9611 | 83.6571 | 85.5679 | 83.547 | 79.4645 | 85.3114 | 78.5345 | 89.1106 | 79.5588 | 84.2711 | 38.3851 | 33.3143 | 32.6738 | 33.9334 | 34.2456 | 31.2475 | 36.6841 | 31.5498 | 36.7852 | 31.9284 | 37.3019 | 38.2664

## M_Input(KSF)
Data Set Name | [13 empty] | #REF!
Measure Index Name | Bi-Level Stairwell Lighting
Costs must be denominated in the same year as 'Input Cost Reference Year' = |  | 2012
1 | 2 | 3 | 4 | 5 | 6 | 7 | 8 | 9 | 10 | 11 | 12 | 13 | 14 | 15 | 16 | 17 | 18 | 19 | 20 | 21 | 22 | 23 | 24 | 25 | 26 | 27 | 28 | 29 | 30 | 31 | 32 | 33 | 34 | 35 | 36 | 37 | 38 | 39 | 40 | 41 | 42 | 43 | 44 | 45 | 46 | 47 | 48 | 49 | 50 | 51 | 52 | 53 | 54 | 55 | 56 | 57 | 58 | 59 | 60 | 61 | 62 | 63 | 64 | 65 | 66 | 67 | 68 | 69 | 70 | 71 | 72 | 73 | 74 | 75 | 76 | 77 | 78 | 79 | 80 | 81 | 82 | 83 | 84 | 85 | 86 | 87 | 88 | 89 | 90 | 91 | 92 | 93 | 94 | 95 | 96 | 97 | 98 | 99 | 100 | 101 | 102 | 103 | 104 | 105
Input Data | [7 empty] | Periodic Replacement Costs and Savings and Replacement Period | [5 empty] | Gas Inputs |  | Retro or LO | Early Retrofit Parameters
Category Name | Measure Name | Savings (kwh/yr) | Life (yrs) | Capital Cost | Annual O&M | Shape Pointer | Non-E Val ($/yr) | Cost 1 ($) | Period 1 | Cost 2 ($) | Period 2 | Cost 3 ($) | Period 3 | Savings (therms/yr) | Shape Pointer | R or L | Savings 2 (kWh) | Remaining Life (yrs) | Salvage Value ($)
NR_LFStairwell8760_Fix_Repl_from LF_2018 to LF_Bi-Level_Fix | NR_LFStairwell8760_Fix_Repl_from LF_2018 to LF_Bi-Level_Fix | 3210.9382 | 16 | 2033.4545 |  | C-All-Lgt-LPD Int-All-All-E |  | 154.0407 | 2.2831
NR_LFStairwell3600_Fix_Repl_from LF_2019 to LF_Bi-Level_Fix | NR_LFStairwell3600_Fix_Repl_from LF_2019 to LF_Bi-Level_Fix | 1319.5636 | 16 | 2033.4545 |  | C-All-Lgt-LPD Int-All-All-E |  | 154.0407 | 5.5556
ProCost Results
Version: | ProCost 3.0 - Beta04
Run Time: | Sunday, 1 March , 2015 at 7:07 PM
Regurgitation of ProData input parameters which were used for this run
| Run Parameters |  | Run Parameters |  |  | Marginal Cost & Conservation Load Shape Parameters | [9 empty] | Sponsor Parameters | [5 empty] | Program Parameters |  |  | Utility System Parameters
| Run Type | Electric | Run Type | Electric |  | Marginal Costs and Savings Shape File | Q:\SeventhPlan\Conservation Analysis\Global EE Inputs\MC Files\MC_AND_LOADSHAPE_v3.0_24segment-7P-D9 - NewSegValues.xlsx |  |  | 6P MidC Final (with carbon) | [6 empty] | Customer | Wholesale Elec | Retail Elec | Nat Gas |  | Program Life (yrs) | 20 |  |  | Electric | Gas
| Negative B/C Ratios | Off | Negative B/C Ratios | Off |  | Marginal Elec Avoided Cost Input Worksheet | 7P Mid |  |  | Conservation Load Shapes | [5 empty] | Real After-Tax Cost of Capital | 0.068013 | 0.043878 | 0.053289 | 0.054479 |  | Program Start Date | 2016 |  | Bulk System T&D Loss Factor | 0.0040389 | 0.01
| Admin Cost @ Category Level | On | Admin Cost @ Category Level | On |  | Elec Savings Shape Input Worksheet | GLSShapes |  |  | 6P_Gas_Final | [5 empty] | Financial Life (years) | 12 | 12 | 1 | 1 |  | Present Value Time Zero | 2016 |  | Bulk System T&D Credit ($/kw-yr)($/dailytherm-yr) | 26 | 0
| Repeat Periodic Replacement | On | Repeat Periodic Replacement | On |  | Marginal Gas Avoided Cost Input Worksheet | 7P Gas |  |  | Conservation Load Shapes | [6 empty] | Customer | Wholesale Elec | Retail Elec | Nat Gas |  | Input Cost Reference Year | 2012 |  | Bulk System T&D I2R Loss Component (%) | 0.9 | N/A
[6 empty] | Gas Savings Shape Input Worksheet | GLSShapes | [8 empty] | Sponsor Share of Initial Capital Cost | 0.35 | 0.195 | 0.455 | 0 |  | Real Discount Rate | 0.04 |  | Local System Dist Loss Factor | 0.047399 | 0
| Run Type: | Electric |  |  |  | Marginal Elec CO2 per kWh Input Worksheet | CO2 lbs per kWh .95 |  |  | CO2 lbs per therm | [5 empty] | Sponsor Share of Annual O&M | 1 | 0 | 0 | 0 |  | Capital Real Escalation Rate | 0 |  | Local System Dist Credit ($/kw-yr)($/dailytherm-yr) | 31 | 0
| Negative B/C Ratios: | False: (Converts Negative B/C Ratios) |  |  |  | Marginal Gas CO2 per therm Input Worksheet | CO2 lbs per therm |  |  | Zero Dollars per ton CO2 | [5 empty] | Sponsor Share of Periodic Replacement Cost | 1 | 0 | 0 | 0 |  | Admin Cost (as % of Initial Capital Cost) | 0.2 |  | Local System Dist I2R Loss Component (%) | 0.7 | N/A
| Admin Cost / Category Level: | True: Admin Costs added at Category Results |  |  |  | Marginal Avoided Cost CO2 Input Worksheet | Zero Dollars per ton CO2 |  |  | LineLossShapes | [5 empty] | Sponsor Share of Admin Cost |  | 0.3 | 0.7 | 0 |  | Regional Act Conservation Credit (%) | 0 |  | Risk-Mitigation Credit (mills/kWh)(mills/therm) - Retro. | 0 | 0
| Periodic O&M Treatment: | True: (Periodic O&M Repeats over measure life) |  |  |  | Line Loss Shape Input Worksheet | LineLossShapes | [8 empty] | Last Year of Non-Customer O&M & Period Replacement |  | 20 |  |  |  | Report Annual Carbon Saved for Year | 2018 |  | Risk-Mitigation Credit (mills/kWh)(mills/therm) - Lost Op. | 0 | 0
Measure Results; Sorted in same order as input
Total Results |  | Measure Input Data | [8 empty] | Savings | [5 empty] | PV Capital |  |  |  | PV Admin |  |  |  | PV O&M |  |  |  | PV Periodic Repl. |  |  |  | Total PV Capital, O&M and Periodic Repl Costs |  |  |  |  | PV Wholesale Electric Utility Costs & Benefits | [6 empty] | PV Retail Electric Utility Costs & Benefits | [6 empty] | PV Electric Utility System Costs & Benefits | [5 empty] | Electric Utility System Economics |  | Sponsor Levelized Cost (mills/kwh) |  |  |  |  | PV Regional Costs & Benefits | [15 empty] | TRC Economics |  | Physical CO2 | [6 empty] | Gas Inputs |  |  |  | PV Gas Utility System Costs & Benefits |  |  |  |  | Gas Utility System Economics
Category | Measure | Measure Life | Site Savings (kWh) | Site Savings (therms) | Capital Cost ($/unit) | Annual O&M Cost ($/unit) | PV Per. Repl. Cost ($/unit) | Load Shape (electric) | Diversified Load Factor (electric) | Wholesale Power Coincidence Factor (electric) | Wholesale Electric Energy (kWh) | Wholesale Electric Demand (kw) | Retail Electric Demand (kW) | Wholesale Gas Energy (therms/yr) | Wholesale Gas Demand (therms/day) | Retail Gas Demand (therms/day) | Wholesale Electric | Retail Electric | Natural Gas | Customer | Wholesale Electric | Retail Electric | Natural Gas | Customer | Wholesale Electric | Retail Electric | Natural Gas | Customer | Wholesale Electric | Retail Electric | Natural Gas | Customer | Wholesale Electric | Retail Electric | Natural Gas | Customer | Total | Wholesale Utility System Energy | Wholesale Utility System T&D Def. Cap. | Wholesale Utility System Act C-E Credit | Wholesale Utility System Risk Mitigation Benefit | Wholesale Utility System Total System Benefit | Wholesale Utility System Total Non-Consumer Cost | Wholesale Utility System B/C Ratio | Retail Utility System Energy | Retail Utility System T&D Def. Cap. | Retail Utility System Act C-E Credit | Retail Utility System Risk Mitigation Benefit | Retail Utility System Total System Benefit | Retail Utility System Total Non-Consumer Cost | Retail Utility System System B/C Ratio | Utility System Energy | Utility System T&D Def. Cap. | Utility System Act C-E Credit | Utility System Total Risk Mitigation Benefit | Utility System Total System Benefit | Utility System Total Non-Consumer Cost | Utility System Net Levelized Cost (Net of Elec T&D Capacity Benefits, Act Credit & Risk-Mitigation Benefit) in mills/kwh | Utility System System B/C Ratio | Wholesale Electric Levelized Cost | Retail Electric Levelized Cost | Natural Gas Levelized Cost | Customer Levelized Cost | Total Levelized Cost | PV Regional Electric Energy | PV Regional Gas Energy | PV Regional Electric T&D Def. Cap. | PV Regional Gas T&D Def. Cap. | PV Regional Electric System CO2 | PV Regional Gas System CO2 | PV Regional Electric System Risk-Mitigation Benefit | PV Regional Gas System Risk-Mitigation Benefit | PV Regional Non-E Value | PV Regional Act Credit | PV Regional Capital Cost | PV Regional Admin Cost | PV Regional Annual O&M Cost | PV Regional Periodic Replacement Cost | PV Total Regional Benefit | PV Total Regional Cost | TRC B/C Ratio | TRC Net Levelized Cost (Net of All Benefits) in mills/kWh | Electric System CO2 Avoided (Lifetime Tons) | Gas System CO2 Avoided (Lifetime Tons) | Total System CO2 Avoided (Lifetime Tons) | Electric System CO2 Avoided (Annual Tons in 2018) | Gas System CO2 Avoided (Annual Tons in 2018) | Total System CO2 Avoided (Annual Tons in 2018) |  | Gas Site Savings (therms) | Load Shape (gas) | Diversitfied Load Factor (gas) | Wholesale Coincidence Factor (gas) | Total Gas Utility System Energy | Gas Utility System T&D Def. Cap. | Gas Utility System Risk Mitigation Benefit | Gas Utility System Total System Benefit | Gas Utility System Total Non-Consumer Cost | Gas Utility System Net Levelized Cost (Net of Gas T&D Capacity Benefits & Risk-Mitigation Benefits) in cents/therm | Gas Utility System System B/C Ratio
NR_LFStairwell8760_Fix_Repl_from LF_2018 to LF_Bi-Level_Fix | NR_LFStairwell8760_Fix_Repl_from LF_2018 to LF_Bi-Level_Fix | 16 | 3210.9382 | 0 | 2033.4545 | 0 | 730.1634 | C-All-Lgt-LPD Int-All-All-E |  |  | 3450.3236 | 0.60781 | 0.60343 | 0 | 0 | 0 | 405.498 | 937.0442 | 0 | 1227.476 | (na) | (na) | (na) | (na) | 0 | 0 | 0 | 0 | 0 | 0 | 0 | 730.1634 | 405.498 | 937.0442 | 0 | 1957.6394 | 3300.1816 | 1787.6903 | 214.7703 | 0 | 0 | 2002.4607 | 405.498 | 4.9383 | 1787.6903 | 254.2241 | 0 | 0 | 2041.9144 | 937.0442 | 2.1791 | 1787.6903 | 468.9945 | 0 | 0 | 2256.6848 | 1342.5422 | 18.6293 | 1.6809 | 8.6477 | 19.9834 | 0 | 41.7487 | 70.3798 | 1787.6903 | 0 | 468.9945 | 0 | 0 | 0 | 0 | 0 | 0 | 0 | 2570.0182 |  | 0 | 730.1634 | 2256.6848 | 3300.1816 | 0.68381 | 60.378 | 32.7784 | 0 | 32.7784 | 1.6389 | 0 | 1.6389 |  | 0 |  | 0 | 0 | 0 | 0 | 0 | 0 | 0 | 9999 | 9999
NR_LFStairwell3600_Fix_Repl_from LF_2019 to LF_Bi-Level_Fix | NR_LFStairwell3600_Fix_Repl_from LF_2019 to LF_Bi-Level_Fix | 16 | 1319.5636 | 0 | 2033.4545 | 0 | 213.2716 | C-All-Lgt-LPD Int-All-All-E |  |  | 1417.9412 | 0.24979 | 0.24798 | 0 | 0 | 0 | 405.498 | 937.0442 | 0 | 1227.476 | (na) | (na) | (na) | (na) | 0 | 0 | 0 | 0 | 0 | 0 | 0 | 213.2716 | 405.498 | 937.0442 | 0 | 1440.7476 | 2783.2898 | 734.6673 | 88.2618 | 0 | 0 | 822.929 | 405.498 | 2.0294 | 734.6673 | 104.4757 | 0 | 0 | 839.1429 | 937.0442 | 0.89552 | 734.6673 | 192.7374 | 0 | 0 | 927.4047 | 1342.5422 | 59.6672 | 0.69078 | 21.0427 | 48.6264 | 0 | 74.7653 | 144.4343 | 734.6673 | 0 | 192.7374 | 0 | 0 | 0 | 0 | 0 | 0 | 0 | 2570.0182 |  | 0 | 213.2716 | 927.4047 | 2783.2898 | 0.3332 | 134.4325 | 13.4706 | 0 | 13.4706 | 0.67352 | 0 | 0.67352 |  | 0 |  | 0 | 0 | 0 | 0 | 0 | 0 | 0 | 9999 | 9999
Category Results; Sorted by TRC Levelized Cost
Total Results |  | Measure Input Data | [8 empty] | Savings | [5 empty] | PV Capital |  |  |  | PV Admin |  |  |  | PV O&M |  |  |  | PV Periodic Repl. |  |  |  | Total PV Capital, O&M and Periodic Repl Costs |  |  |  |  | PV Wholesale Electric Utility Costs & Benefits | [6 empty] | PV Retail Electric Utility Costs & Benefits | [6 empty] | PV Electric Utility System Costs & Benefits | [5 empty] | Electric Utility System Economics |  | Sponsor Levelized Cost (mills/kwh) |  |  |  |  | PV Regional Costs & Benefits | [15 empty] | TRC Economics |  | Physical CO2 | [6 empty] | Gas Inputs |  |  |  | PV Gas Utility System Costs & Benefits |  |  |  |  | Gas Utility System Economics
Category | Measure | Measure Life | Site Savings (kWh) | Site Savings (therms) | Capital Cost ($/unit) | Annual O&M Cost ($/unit) | PV Per. Repl. Cost ($/unit) | Load Shape (electric) | Diversified Load Factor (electric) | Wholesale Power Coincidence Factor (electric) | Wholesale Electric Energy (kWh) | Wholesale Electric Demand (kw) | Retail Electric Demand (kW) | Wholesale Gas Energy (therms/yr) | Wholesale Gas Demand (therms/day) | Retail Gas Demand (therms/day) | Wholesale Electric | Retail Electric | Natural Gas | Customer | Wholesale Electric | Retail Electric | Natural Gas | Customer | Wholesale Electric | Retail Electric | Natural Gas | Customer | Wholesale Electric | Retail Electric | Natural Gas | Customer | Wholesale Electric | Retail Electric | Natural Gas | Customer | Total | Wholesale Utility System Energy | Wholesale Utility System T&D Def. Cap. | Wholesale Utility System Act C-E Credit | Wholesale Utility System Risk Mitigation Benefit | Wholesale Utility System Total System Benefit | Wholesale Utility System Total Non-Consumer Cost | Wholesale Utility System B/C Ratio | Retail Utility System Energy | Retail Utility System T&D Def. Cap. | Retail Utility System Act C-E Credit | Retail Utility System Risk Mitigation Benefit | Retail Utility System Total System Benefit | Retail Utility System Total Non-Consumer Cost | Retail Utility System System B/C Ratio | Utility System Energy | Utility System T&D Def. Cap. | Utility System Act C-E Credit | Utility System Total Risk Mitigation Benefit | Utility System Total System Benefit | Utility System Total Non-Consumer Cost | Utility System Net Levelized Cost (Net of Elec T&D Capacity Benefits, Act Credit & Risk-Mitigation Benefit) in mills/kwh | Utility System System B/C Ratio | Wholesale Electric Levelized Cost | Retail Electric Levelized Cost | Natural Gas Levelized Cost | Customer Levelized Cost | Total Levelized Cost | PV Regional Electric Energy | PV Regional Gas Energy | PV Regional Electric T&D Def. Cap. | PV Regional Gas T&D Def. Cap. | PV Regional Electric System CO2 | PV Regional Gas System CO2 | PV Regional Electric System Risk-Mitigation Benefit | PV Regional Gas System Risk-Mitigation Benefit | PV Regional Non-E Value | PV Regional Act Credit | PV Regional Capital Cost | PV Regional Admin Cost | PV Regional Annual O&M Cost | PV Regional Periodic Replacement Cost | PV Total Regional Benefit | PV Total Regional Cost | TRC B/C Ratio | TRC Net Levelized Cost (Net of All Benefits) in mills/kWh | Electric System CO2 Avoided (Lifetime Tons) | Gas System CO2 Avoided (Lifetime Tons) | Total System CO2 Avoided (Lifetime Tons) | Electric System CO2 Avoided (Annual Tons in 2018) | Gas System CO2 Avoided (Annual Tons in 2018) | Total System CO2 Avoided (Annual Tons in 2018) |  | Gas Site Savings (therms) | Load Shape (gas) | Diversitfied Load Factor (gas) | Wholesale Coincidence Factor (gas) | Total Gas Utility System Energy | Gas Utility System T&D Def. Cap. | Gas Utility System Risk Mitigation Benefit | Gas Utility System Total System Benefit | Gas Utility System Total Non-Consumer Cost | Gas Utility System Net Levelized Cost (Net of Gas T&D Capacity Benefits & Risk-Mitigation Benefits) in cents/therm | Gas Utility System System B/C Ratio
NR_LFStairwell8760_Fix_Repl_from LF_2018 to LF_Bi-Level_Fix |  | 16 | 3210.9382 | 0 | 2033.4545 | 0 | 730.1634 |  |  |  | 3450.3236 | 0.60781 | 0.60343 | 0 | 0 | 0 | 405.498 | 937.0442 | 0 | 1227.476 | 122.0073 | 284.6836 | 0 | 0 | 0 | 0 | 0 | 0 | 0 | 0 | 0 | 730.1634 | 527.5053 | 1221.7278 | 0 | 1957.6394 | 3706.8725 | 1787.6903 | 214.7703 | 0 | 0 | 2002.4607 | 527.5053 | 3.7961 | 1787.6903 | 254.2241 | 0 | 0 | 2041.9144 | 1221.7278 | 1.6713 | 1787.6903 | 468.9945 | 0 | 0 | 2256.6848 | 1749.2331 | 27.3024 | 1.2901 | 11.2496 | 26.0546 | 0 | 41.7487 | 79.0529 | 1787.6903 | 0 | 468.9945 | 0 | 0 | 0 | 0 | 0 | 0 | 0 | 2570.0182 | 406.6909 | 0 | 730.1634 | 2256.6848 | 3706.8725 | 0.60878 | 69.0511 | 32.7784 | 0 | 32.7784 | 1.6389 | 0 | 1.6389 |  | 0 |  | 0 | 0 | 0 | 0 | 0 | 0 | 0 | 9999 | 9999
NR_LFStairwell3600_Fix_Repl_from LF_2019 to LF_Bi-Level_Fix |  | 16 | 1319.5636 | 0 | 2033.4545 | 0 | 213.2716 |  |  |  | 1417.9412 | 0.24979 | 0.24798 | 0 | 0 | 0 | 405.498 | 937.0442 | 0 | 1227.476 | 122.0073 | 284.6836 | 0 | 0 | 0 | 0 | 0 | 0 | 0 | 0 | 0 | 213.2716 | 527.5053 | 1221.7278 | 0 | 1440.7476 | 3189.9807 | 734.6673 | 88.2618 | 0 | 0 | 822.929 | 527.5053 | 1.56 | 734.6673 | 104.4757 | 0 | 0 | 839.1429 | 1221.7278 | 0.68685 | 734.6673 | 192.7374 | 0 | 0 | 927.4047 | 1749.2331 | 80.7718 | 0.53018 | 27.374 | 63.3996 | 0 | 74.7653 | 165.5389 | 734.6673 | 0 | 192.7374 | 0 | 0 | 0 | 0 | 0 | 0 | 0 | 2570.0182 | 406.6909 | 0 | 213.2716 | 927.4047 | 3189.9807 | 0.29072 | 155.5371 | 13.4706 | 0 | 13.4706 | 0.67352 | 0 | 0.67352 |  | 0 |  | 0 | 0 | 0 | 0 | 0 | 0 | 0 | 9999 | 9999
Supply Curve Results; Categories sorted by TRC Net Levelized Cost
Totals for Categories with Benefits Exceeding Costs. Levelized cost is TRC Net Levelized Cost (Net of Benefits) | [12 empty] | Savings Allocation by Cost Bin and Month for Segments 1 | [12 empty] | Savings Allocation by Cost Bin and Month for Segments 2
| Totals Basis | Busbar Electric Savings in kWh | First Cost | Admin Cost | First Year Program Cost | PV Cost | PV Benefits | Unit Program Cost: First Year Program Cost in $/average annual kW saved | Utility System Net Levelized Cost (Net of T&D Capacity Benefits, Act Credit & Risk-Mitigation) in mills/kWh | TRC Net Levelized Cost (Net of All Benefits) in mills/kWh | TRC B/C Ratio | Net Electric & Gas System CO2 Avoided (Lifetime Tons) | Jan | Feb | Mar | Apr | May | Jun | Jul | Aug | Sep | Oct | Nov | Dec |  | Jan | Feb | Mar | Apr | May | Jun | Jul | Aug | Sep | Oct | Nov | Dec
| Measures with B/C > 1.00 | 0 | 0 | 0 | 0 | 0 | 0 | 0 | 0 | 0 | 0 | 0 | 0 | 0 | 0 | 0 | 0 | 0 | 0 | 0 | 0 | 0 | 0 | 0 |  | 0 | 0 | 0 | 0 | 0 | 0 | 0 | 0 | 0 | 0 | 0 | 0
| Categories with B/C > 1.00 | 0 | 0 | 0 | 0 | 0 | 0 | 0 | 0 | 0 | 0 | 0 | 0 | 0 | 0 | 0 | 0 | 0 | 0 | 0 | 0 | 0 | 0 | 0 |  | 0 | 0 | 0 | 0 | 0 | 0 | 0 | 0 | 0 | 0 | 0 | 0
Supply Curve Results: By TRC Net Levelized Cost - Net of Benefits
| Block 1: <= 0 mills/kWh | 0 | 0 | 0 | 0 | 0 | 0 | 0 | 0 | 0 | 0 | 0 | 0 | 0 | 0 | 0 | 0 | 0 | 0 | 0 | 0 | 0 | 0 | 0 |  | 0 | 0 | 0 | 0 | 0 | 0 | 0 | 0 | 0 | 0 | 0 | 0
| Block 2: <= 10 mills/kWh | 0 | 0 | 0 | 0 | 0 | 0 | 0 | 0 | 0 | 0 | 0 | 0 | 0 | 0 | 0 | 0 | 0 | 0 | 0 | 0 | 0 | 0 | 0 |  | 0 | 0 | 0 | 0 | 0 | 0 | 0 | 0 | 0 | 0 | 0 | 0
| Block 3: 10-20 mills/kWh | 0 | 0 | 0 | 0 | 0 | 0 | 0 | 0 | 0 | 0 | 0 | 0 | 0 | 0 | 0 | 0 | 0 | 0 | 0 | 0 | 0 | 0 | 0 |  | 0 | 0 | 0 | 0 | 0 | 0 | 0 | 0 | 0 | 0 | 0 | 0
| Block 4: 20-30 mills/kWh | 0 | 0 | 0 | 0 | 0 | 0 | 0 | 0 | 0 | 0 | 0 | 0 | 0 | 0 | 0 | 0 | 0 | 0 | 0 | 0 | 0 | 0 | 0 |  | 0 | 0 | 0 | 0 | 0 | 0 | 0 | 0 | 0 | 0 | 0 | 0
| Block 5: 30-40 mills/kWh | 0 | 0 | 0 | 0 | 0 | 0 | 0 | 0 | 0 | 0 | 0 | 0 | 0 | 0 | 0 | 0 | 0 | 0 | 0 | 0 | 0 | 0 | 0 |  | 0 | 0 | 0 | 0 | 0 | 0 | 0 | 0 | 0 | 0 | 0 | 0
| Block 6: 40-50 mills/kWh | 0 | 0 | 0 | 0 | 0 | 0 | 0 | 0 | 0 | 0 | 0 | 0 | 0 | 0 | 0 | 0 | 0 | 0 | 0 | 0 | 0 | 0 | 0 |  | 0 | 0 | 0 | 0 | 0 | 0 | 0 | 0 | 0 | 0 | 0 | 0
| Block 7: 50-60 mills/kWh | 0 | 0 | 0 | 0 | 0 | 0 | 0 | 0 | 0 | 0 | 0 | 0 | 0 | 0 | 0 | 0 | 0 | 0 | 0 | 0 | 0 | 0 | 0 |  | 0 | 0 | 0 | 0 | 0 | 0 | 0 | 0 | 0 | 0 | 0 | 0
| Block 8: 60-70 mills/kWh | 3450.3236 | 2033.4545 | 406.6909 | 2440.1455 | 3706.8725 | 2256.6848 | 6195.2665 | 27.3024 | 69.0511 | 0.60878 | 32.7784 | 207.7473 | 188.0147 | 218.9053 | 203.5656 | 208.2152 | 203.2976 | 193.3635 | 207.591 | 191.1007 | 216.8357 | 193.5932 | 205.0598 |  | 93.4036 | 81.0648 | 79.5062 | 82.5713 | 83.3309 | 76.0355 | 89.2648 | 76.7712 | 89.5106 | 77.6924 | 90.768 | 93.115
| Block 9: 70-80 mills/kWh | 0 | 0 | 0 | 0 | 0 | 0 | 0 | 0 | 0 | 0 | 0 | 0 | 0 | 0 | 0 | 0 | 0 | 0 | 0 | 0 | 0 | 0 | 0 |  | 0 | 0 | 0 | 0 | 0 | 0 | 0 | 0 | 0 | 0 | 0 | 0
| Block 10: 80-90 mills/kWh | 0 | 0 | 0 | 0 | 0 | 0 | 0 | 0 | 0 | 0 | 0 | 0 | 0 | 0 | 0 | 0 | 0 | 0 | 0 | 0 | 0 | 0 | 0 |  | 0 | 0 | 0 | 0 | 0 | 0 | 0 | 0 | 0 | 0 | 0 | 0
| Block 11: 90-100 mills/kWh | 0 | 0 | 0 | 0 | 0 | 0 | 0 | 0 | 0 | 0 | 0 | 0 | 0 | 0 | 0 | 0 | 0 | 0 | 0 | 0 | 0 | 0 | 0 |  | 0 | 0 | 0 | 0 | 0 | 0 | 0 | 0 | 0 | 0 | 0 | 0
| Block 12: 100-110 mills/kWh | 0 | 0 | 0 | 0 | 0 | 0 | 0 | 0 | 0 | 0 | 0 | 0 | 0 | 0 | 0 | 0 | 0 | 0 | 0 | 0 | 0 | 0 | 0 |  | 0 | 0 | 0 | 0 | 0 | 0 | 0 | 0 | 0 | 0 | 0 | 0
| Block 13: 110-120 mills/kWh | 0 | 0 | 0 | 0 | 0 | 0 | 0 | 0 | 0 | 0 | 0 | 0 | 0 | 0 | 0 | 0 | 0 | 0 | 0 | 0 | 0 | 0 | 0 |  | 0 | 0 | 0 | 0 | 0 | 0 | 0 | 0 | 0 | 0 | 0 | 0
| Block 14: 120-130 mills/kWh | 0 | 0 | 0 | 0 | 0 | 0 | 0 | 0 | 0 | 0 | 0 | 0 | 0 | 0 | 0 | 0 | 0 | 0 | 0 | 0 | 0 | 0 | 0 |  | 0 | 0 | 0 | 0 | 0 | 0 | 0 | 0 | 0 | 0 | 0 | 0
| Block 15: 130-140 mills/kWh | 0 | 0 | 0 | 0 | 0 | 0 | 0 | 0 | 0 | 0 | 0 | 0 | 0 | 0 | 0 | 0 | 0 | 0 | 0 | 0 | 0 | 0 | 0 |  | 0 | 0 | 0 | 0 | 0 | 0 | 0 | 0 | 0 | 0 | 0 | 0
| Block 16: 140-150 mills/kWh | 0 | 0 | 0 | 0 | 0 | 0 | 0 | 0 | 0 | 0 | 0 | 0 | 0 | 0 | 0 | 0 | 0 | 0 | 0 | 0 | 0 | 0 | 0 |  | 0 | 0 | 0 | 0 | 0 | 0 | 0 | 0 | 0 | 0 | 0 | 0
| Block 17: 150-160 mills/kWh | 1417.9412 | 2033.4545 | 406.6909 | 2440.1455 | 3189.9807 | 927.4047 | 15075.1486 | 80.7718 | 155.5371 | 0.29072 | 13.4706 | 85.3756 | 77.2663 | 89.9611 | 83.6571 | 85.5679 | 83.547 | 79.4645 | 85.3114 | 78.5345 | 89.1106 | 79.5588 | 84.2711 |  | 38.3851 | 33.3143 | 32.6738 | 33.9334 | 34.2456 | 31.2475 | 36.6841 | 31.5498 | 36.7852 | 31.9284 | 37.3019 | 38.2664
| Block 18: 160-170 mills/kWh | 0 | 0 | 0 | 0 | 0 | 0 | 0 | 0 | 0 | 0 | 0 | 0 | 0 | 0 | 0 | 0 | 0 | 0 | 0 | 0 | 0 | 0 | 0 |  | 0 | 0 | 0 | 0 | 0 | 0 | 0 | 0 | 0 | 0 | 0 | 0
| Block 19: 170-180 mills/kWh | 0 | 0 | 0 | 0 | 0 | 0 | 0 | 0 | 0 | 0 | 0 | 0 | 0 | 0 | 0 | 0 | 0 | 0 | 0 | 0 | 0 | 0 | 0 |  | 0 | 0 | 0 | 0 | 0 | 0 | 0 | 0 | 0 | 0 | 0 | 0
| Block 20: 180-190 mills/kWh | 0 | 0 | 0 | 0 | 0 | 0 | 0 | 0 | 0 | 0 | 0 | 0 | 0 | 0 | 0 | 0 | 0 | 0 | 0 | 0 | 0 | 0 | 0 |  | 0 | 0 | 0 | 0 | 0 | 0 | 0 | 0 | 0 | 0 | 0 | 0
| Block 21: 190-200 mills/kWh | 0 | 0 | 0 | 0 | 0 | 0 | 0 | 0 | 0 | 0 | 0 | 0 | 0 | 0 | 0 | 0 | 0 | 0 | 0 | 0 | 0 | 0 | 0 |  | 0 | 0 | 0 | 0 | 0 | 0 | 0 | 0 | 0 | 0 | 0 | 0
| Block 22: > 200 mills/kWh | 0 | 0 | 0 | 0 | 0 | 0 | 0 | 0 | 0 | 0 | 0 | 0 | 0 | 0 | 0 | 0 | 0 | 0 | 0 | 0 | 0 | 0 | 0 |  | 0 | 0 | 0 | 0 | 0 | 0 | 0 | 0 | 0 | 0 | 0 | 0
Shaped Savings Results; By Category and sorted by TRC BC ratio
[13 empty] | Savings Allocation by Cost Bin and Month for Segments 1 Feb: Savings Allocation by Category and Month for Segments 1 |  |  | Savings Allocation by Category and Month for Segments 2
Category | Measure | Busbar Savings | First Cost | Admin Cost | First Year Program Cost | PV Cost | PV Benefits | Unit Program Cost: First Year Program Cost in $/average annual kW saved | Utility System Net Levelized Cost (Net of T&D Capacity Benefits, Act Credit & Risk-Mitigation) in mills/kWh | TRC Net Levelized Cost (Net of All Benefits) in mills/kWh | TRC B/C Ratio | Net Electric & Gas System CO2 Avoided (Lifetime Tons) | Wholesale KW | Jan | Feb | Mar | Apr | May | Jun | Jul | Aug | Sep | Oct | Nov | Dec |  | Jan | Feb | Mar | Apr | May | Jun | Jul | Aug | Sep | Oct | Nov | Dec
NR_LFStairwell8760_Fix_Repl_from LF_2018 to LF_Bi-Level_Fix |  | 3450.3236 | 2033.4545 | 406.6909 | 2440.1455 | 3706.8725 | 2256.6848 | 6195.2665 | 27.3024 | 69.0511 | 0.60878 | 32.7784 | 0.60781 | 207.7473 | 188.0147 | 218.9053 | 203.5656 | 208.2152 | 203.2976 | 193.3635 | 207.591 | 191.1007 | 216.8357 | 193.5932 | 205.0598 |  | 93.4036 | 81.0648 | 79.5062 | 82.5713 | 83.3309 | 76.0355 | 89.2648 | 76.7712 | 89.5106 | 77.6924 | 90.768 | 93.115
NR_LFStairwell3600_Fix_Repl_from LF_2019 to LF_Bi-Level_Fix |  | 1417.9412 | 2033.4545 | 406.6909 | 2440.1455 | 3189.9807 | 927.4047 | 15075.1486 | 80.7718 | 155.5371 | 0.29072 | 13.4706 | 0.24979 | 85.3756 | 77.2663 | 89.9611 | 83.6571 | 85.5679 | 83.547 | 79.4645 | 85.3114 | 78.5345 | 89.1106 | 79.5588 | 84.2711 |  | 38.3851 | 33.3143 | 32.6738 | 33.9334 | 34.2456 | 31.2475 | 36.6841 | 31.5498 | 36.7852 | 31.9284 | 37.3019 | 38.2664
Note on I6: :ProCost Perioodic replacement costs and savinsg of the measure. These are costs and savings that occur periodicially, but at different periods than annually. Can be positive or negative. Periodic replacement costs for both the measure and the baseline measure should be included if applicable. ProCost can analysze these costs in two ways dependent on the 'Repeat Periodic Replacemetn' switch in the ProData page. When set to 'On', ProCost repeats replacement costs for multiple times over the life of a measure depending on the input period and measure life. For example fluorescent lamps may have a 4-year replacement cycle that repeats 3 times in a 15-year measure life. When set to 'Off', ProCost reads the period as the year after installation that the replacement cost occurs and does not subsequently reinstall or repeat the replacement costs. For example a compressor may be replaced only once in the life of a heat-pump system. Example: A new fluorescent lighting systems may have a measure life of 15 years, and a lamp life of five years. Two lamps lamps per fixture must be replaced at years 6 and 11. Lamp and labor costs, expressed as positive costs, are entered as a cost and the period would be enetered as 5. The baseline measure may have a four year lamp life and would have required a three-lamp replacement at years 5, 9 and 13. Lamp and labor replacement costs would be entered as annual savings in dollars with a 4-year period. ProCost determines the net present value of the two cost streams.
Note on O6: :ProCost If the measure has gas savings for incfreases, enter the annual savings and shape of the savings here. Example: Clothes washer saves electric motor and dryer energy and gas water heat.
Note on A7: :Procost Category for the measure. Individual measures can be grouped into categories. Procost output is reported by measure and by category. All measures must belong to at least one category. Category name can be the same as measure name. Example: Measures can be combined into one category if they have components with different load shapes or measure lives. On wash machines there may be one load shape for the electric motor savings component, a second load shape for the electric water heat savings component and a third shape for electric dryer savings component.
Note on B7: :ProCost Name of Measure. User-defined. For PTR measures, defined naming conventions apply.
Note on C7: :ProCost Annual electric savings for the measure in kWh at the site. May be positive, negative or zero. Savings are incremental to the baseline alternative.
Note on D7: :ProCost Physical life of the measure in years. Must be >=1.
Note on E7: :ProCost Initial cost to install the measure in dollars. Costs are incremental to the baseline alternative. Dollars must be denominated in the same year as 'Input Cost Reference Year' input on the ProData page.
Note on F7: :ProCost Annaul opperations and maintenace cost for the measure in dollars. Must be incremental cost over the baseline alternative. May be positive, negative or zero. Dollars must be denominated in the same year as 'Input Cost Reference Year' input on the ProData page. O&M costs are enetered as positive values. Negative values represent O&M savings compared to the baseline alternative. Example: Annualized maintenace cost for a heat pump heating system compared to a baseline electric resistance heating system.
Note on G7: :ProCost Name of the pointer to the shape of the savings. The shapes represent the daily and monthly shape of the savings in four time segments for each month of the year. Shape of the savings is relative to the baseline alternative. These shaps are in the MC_AND_Loadshape file.
Note on H7: :ProCost Annual value of any non-energy benefits of the measure, relative to the baseline alternative. Expressed in dollars per year and denominated in dollars of the 'Cost Reference Year'. Positive value represents dollar savings. Negative value represents dollar cost. Example: Water, detergent and sewer savings from efficient clothes washer.
Note on I7: : Cost in dollars that is incurred for Period 1. Positive value if cost. Negative value if savings. Dollars must be denominated in the same year as 'Input Cost Reference Year' input on the ProData page.
Note on J7: :ProCost Duration of Period1. The time at which Period 1 costs, or savings, occur. In years.
Note on K7: : Cost in dollars that is incurred for Period 2 Positive value if cost. Negative value if savings. Dollars must be denominated in the same year as 'Input Cost Reference Year' input on the ProData page.
Note on L7: :ProCost Duration of Period 2. The time at which Period 2 costs, or savings, occur. In years.
Note on M7: : Cost in dollars that is incurred for Period 3. Positive value if cost. Negative value if savings. Dollars must be denominated in the same year as 'Input Cost Reference Year' input on the ProData page.
Note on N7: :ProCost Duration of Period 3. The time at which Period 3 costs, or savings, occur. In years.
Note on O7: : Annual gas savings, or increases, in therms.
Note on P7: :ProCost Name of the pointer to the shape of the savings. The shapes represent the daily and monthly shape of the savings in four time segments for each month of the year. Shape of the savings is relative to the baseline alternative. These shaps are in the MC_AND_Loadshape file.
Note on BH36: Direct and program administrative costs incurred by the utility system minus benefits that accrue to the utility system.There are separate Utility System Net Levelized Costs for the electric and the gas system. Utility system benefits include deferred transmission and distribution system capacity, risk-mitigation and Regional Act credit all of which are user-determined inputs.Utility System benefits do not include any non-energy benefits such as, other-fuel benefits, O&M benefits or periodic replacement benefits which generally accrue to the customer or to non-utility sponsors. Utility System Net Levelized Costs correspond to Utility System B/C ratio with regard to the costs and benefits included. Benefits are subtracted from costs, then levelized over the life of the measure The Risk-Mitigation credit is used to determine program cost-effectiveness and impacts both the Utility System B/C ratio and the Utility System Net Levelized Cost. If the Risk-Mitigation credit is non-zero, the Utility System Net Levelized Cost will be reduced by the Risk-Mitigation benefit. When using ProCost to build conservation supply curves, the user should set the Risk-Mitigation Credit to zero so the credit is not reflected in the supply curves.
Note on BM36: Direct and program administrative costs of the measure to sponsor. Separate costs for each sponsor. Depends on share of costs incurred by sponsor, sponsor cost of capital, and financing term which are user-defined inputs. Includes applicable Capital, O&M, Periodic Replacement and Program Administrative costs. Sponsor costs are levelized over program life. Does not include any adjustments for benefit. NOTE: Units are per kWh for 'Electric' runs and per therm for 'Gas' runs for all sponsors.
Note on CE36: All costs minus all benefits regardless of which sponsor incurs the cost or accrues the benefits. TRC Net Levelized Cost includes all applicable costs and all benefits. In addition to energy system costs and benefits, TRC Net Levelized Cost includes non-energy, other-fuel, O&M, periodic-replacement and risk-mitigation benefits and costs. TRC Net Levelized Cost corresponds to TRC B/C ratios with regard to the costs and benefits included. Benefits are subtracted from costs, then levelized over the life of the measure. The Risk-Mitigation credit is used to determine program cost-effectiveness and impacts both the TRC B/C ratio and the TRC Net Levelized Cost. If Risk-Mitigation credit is non-zero, TRC Levelized Cost will be reduced by the risk-mitigation benefit. When using ProCost to build conservation supply curves, the user should set the Risk-Mitigation Credit to zero so the credit is not reflected in the supply curves.
Note on CW36: Direct and program administrative costs incurred by the utility system minus benefits that accrue to the utility system.There are separate Utility System Net Levelized Costs for the electric and the gas system. Utility system benefits include deferred transmission and distribution system capacity, risk-mitigation and Regional Act credit all of which are user-determined inputs.Utility System benefits do not include any non-energy benefits such as, other-fuel benefits, O&M benefits or periodic replacement benefits which generally accrue to the customer or to non-utility sponsors. Utility System Net Levelized Costs correspond to Utility System B/C ratio with regard to the costs and benefits included. Benefits are subtracted from costs, then levelized over the life of the measure The Risk-Mitigation credit is used to determine program cost-effectiveness and impacts both the Utility System B/C ratio and the Utility System Net Levelized Cost. If the Risk-Mitigation credit is non-zero, the Utility System Net Levelized Cost will be reduced by the Risk-Mitigation benefit. When using ProCost to build conservation supply curves, the user should set the Risk-Mitigation Credit to zero so the credit is not reflected in the supply curves.
Note on BH43: Direct and program administrative costs incurred by the utility system minus benefits that accrue to the utility system.There are separate Utility System Net Levelized Costs for the electric and the gas system. Utility system benefits include deferred transmission and distribution system capacity, risk-mitigation and Regional Act credit all of which are user-determined inputs.Utility System benefits do not include any non-energy benefits such as, other-fuel benefits, O&M benefits or periodic replacement benefits which generally accrue to the customer or to non-utility sponsors. Utility System Net Levelized Costs correspond to Utility System B/C ratio with regard to the costs and benefits included. Benefits are subtracted from costs, then levelized over the life of the measure The Risk-Mitigation credit is used to determine program cost-effectiveness and impacts both the Utility System B/C ratio and the Utility System Net Levelized Cost. If the Risk-Mitigation credit is non-zero, the Utility System Net Levelized Cost will be reduced by the Risk-Mitigation benefit. When using ProCost to build conservation supply curves, the user should set the Risk-Mitigation Credit to zero so the credit is not reflected in the supply curves.
Note on BM43: Direct and program administrative costs of the measure to sponsor. Separate costs for each sponsor. Depends on share of costs incurred by sponsor, sponsor cost of capital, and financing term which are user-defined inputs. Includes applicable Capital, O&M, Periodic Replacement and Program Administrative costs. Sponsor costs are levelized over program life. Does not include any adjustments for benefit. NOTE: Units are per kWh for 'Electric' runs and per therm for 'Gas' runs for all sponsors.
Note on CE43: All costs minus all benefits regardless of which sponsor incurs the cost or accrues the benefits. TRC Net Levelized Cost includes all applicable costs and all benefits. In addition to energy system costs and benefits, TRC Net Levelized Cost includes non-energy, other-fuel, O&M, periodic-replacement and risk-mitigation benefits and costs. TRC Net Levelized Cost corresponds to TRC B/C ratios with regard to the costs and benefits included. Benefits are subtracted from costs, then levelized over the life of the measure. The Risk-Mitigation credit is used to determine program cost-effectiveness and impacts both the TRC B/C ratio and the TRC Net Levelized Cost. If Risk-Mitigation credit is non-zero, TRC Levelized Cost will be reduced by the risk-mitigation benefit. When using ProCost to build conservation supply curves, the user should set the Risk-Mitigation Credit to zero so the credit is not reflected in the supply curves.
Note on CW43: Direct and program administrative costs incurred by the utility system minus benefits that accrue to the utility system.There are separate Utility System Net Levelized Costs for the electric and the gas system. Utility system benefits include deferred transmission and distribution system capacity, risk-mitigation and Regional Act credit all of which are user-determined inputs.Utility System benefits do not include any non-energy benefits such as, other-fuel benefits, O&M benefits or periodic replacement benefits which generally accrue to the customer or to non-utility sponsors. Utility System Net Levelized Costs correspond to Utility System B/C ratio with regard to the costs and benefits included. Benefits are subtracted from costs, then levelized over the life of the measure The Risk-Mitigation credit is used to determine program cost-effectiveness and impacts both the Utility System B/C ratio and the Utility System Net Levelized Cost. If the Risk-Mitigation credit is non-zero, the Utility System Net Levelized Cost will be reduced by the Risk-Mitigation benefit. When using ProCost to build conservation supply curves, the user should set the Risk-Mitigation Credit to zero so the credit is not reflected in the supply curves.

## M_Input(Fixt)_Out
Shaped Savings Results; By Category and sorted by TRC BC ratio
[14 empty] | Savings Allocation by Category and Month for Segments 1 | [11 empty] | Savings Allocation by Category and Month for Segments 2
Category | Measure | Busbar Savings | First Cost | Admin Cost | First Year Program Cost | PV Cost | PV Benefits | Unit Program Cost: First Year Program Cost in $/average annual kW saved | Utility System Net Levelized Cost (Net of T&D Capacity Benefits, Act Credit & Risk-Mitigation) in mills/kWh | TRC Net Levelized Cost (Net of All Benefits) in mills/kWh | TRC B/C Ratio | Net Electric & Gas System CO2 Avoided (Lifetime Tons) | Wholesale KW | Jan | Feb | Mar | Apr | May | Jun | Jul | Aug | Sep | Oct | Nov | Dec | Jan | Feb | Mar | Apr | May | Jun | Jul | Aug | Sep | Oct | Nov | Dec
NR_LFStairwell8760_Fix_Repl_from LF_2018 to LF_Bi-Level_Fix |  | 316.2797 | 186.4 | 37.28 | 223.68 | 339.7966 | 206.8628 | 6195.2665 | 27.3024 | 69.0511 | 0.60878 | 3.0047 | 0.055716 | 19.0435 | 17.2347 | 20.0663 | 18.6602 | 19.0864 | 18.6356 | 17.725 | 19.0292 | 17.5176 | 19.8766 | 17.746 | 18.7971 | 8.562 | 7.4309 | 7.2881 | 7.569 | 7.6387 | 6.9699 | 8.1826 | 7.0374 | 8.2051 | 7.1218 | 8.3204 | 8.5355
NR_LFStairwell3600_Fix_Repl_from LF_2019 to LF_Bi-Level_Fix |  | 129.9779 | 186.4 | 37.28 | 223.68 | 292.4149 | 85.0121 | 15075.1486 | 80.7718 | 155.5371 | 0.29072 | 1.2348 | 0.022897 | 7.8261 | 7.0827 | 8.2464 | 7.6686 | 7.8437 | 7.6585 | 7.2842 | 7.8202 | 7.199 | 8.1685 | 7.2929 | 7.7249 | 3.5186 | 3.0538 | 2.9951 | 3.1106 | 3.1392 | 2.8643 | 3.3627 | 2.8921 | 3.372 | 2.9268 | 3.4193 | 3.5078

## M_Input(Fixt)
Data Set Name | [13 empty] | #REF!
Measure Index Name | Bi-Level Stairwell Lighting
Costs must be denominated in the same year as 'Input Cost Reference Year' = |  | 2012
1 | 2 | 3 | 4 | 5 | 6 | 7 | 8 | 9 | 10 | 11 | 12 | 13 | 14 | 15 | 16 | 17 | 18 | 19 | 20 | 21 | 22 | 23 | 24 | 25 | 26 | 27 | 28 | 29 | 30 | 31 | 32 | 33 | 34 | 35 | 36 | 37 | 38 | 39 | 40 | 41 | 42 | 43 | 44 | 45 | 46 | 47 | 48 | 49 | 50 | 51 | 52 | 53 | 54 | 55 | 56 | 57 | 58 | 59 | 60 | 61 | 62 | 63 | 64 | 65 | 66 | 67 | 68 | 69 | 70 | 71 | 72 | 73 | 74 | 75 | 76 | 77 | 78 | 79 | 80 | 81 | 82 | 83 | 84 | 85 | 86 | 87 | 88 | 89 | 90 | 91 | 92 | 93 | 94 | 95 | 96 | 97 | 98 | 99 | 100 | 101 | 102 | 103 | 104 | 105
Input Data | [7 empty] | Periodic Replacement Costs and Savings and Replacement Period | [5 empty] | Gas Inputs |  | Retro or LO | Early Retrofit Parameters
Category Name | Measure Name | Savings (kwh/yr) | Life (yrs) | Capital Cost | Annual O&M | Shape Pointer | Non-E Val ($/yr) | Cost 1 ($) | Period 1 | Cost 2 ($) | Period 2 | Cost 3 ($) | Period 3 | Savings (therms/yr) | Shape Pointer | R or L | Savings 2 (kWh) | Remaining Life (yrs) | Salvage Value ($)
NR_LFStairwell8760_Fix_Repl_from LF_2018 to LF_Bi-Level_Fix | NR_LFStairwell8760_Fix_Repl_from LF_2018 to LF_Bi-Level_Fix | 294.336 | 16 | 186.4 |  | C-All-Lgt-LPD Int-All-All-E |  | 14.1204 | 2.2831
NR_LFStairwell3600_Fix_Repl_from LF_2019 to LF_Bi-Level_Fix | NR_LFStairwell3600_Fix_Repl_from LF_2019 to LF_Bi-Level_Fix | 120.96 | 16 | 186.4 |  | C-All-Lgt-LPD Int-All-All-E |  | 14.1204 | 5.5556
ProCost Results
Version: | ProCost 3.0 - Beta04
Run Time: | Sunday, 1 March , 2015 at 7:07 PM
Regurgitation of ProData input parameters which were used for this run
| Run Parameters |  | Run Parameters |  |  | Marginal Cost & Conservation Load Shape Parameters | [9 empty] | Sponsor Parameters | [5 empty] | Program Parameters |  |  | Utility System Parameters
| Run Type | Electric | Run Type | Electric |  | Marginal Costs and Savings Shape File | Q:\SeventhPlan\Conservation Analysis\Global EE Inputs\MC Files\MC_AND_LOADSHAPE_v3.0_24segment-7P-D9 - NewSegValues.xlsx |  |  | 6P MidC Final (with carbon) | [6 empty] | Customer | Wholesale Elec | Retail Elec | Nat Gas |  | Program Life (yrs) | 20 |  |  | Electric | Gas
| Negative B/C Ratios | Off | Negative B/C Ratios | Off |  | Marginal Elec Avoided Cost Input Worksheet | 7P Mid |  |  | Conservation Load Shapes | [5 empty] | Real After-Tax Cost of Capital | 0.068013 | 0.043878 | 0.053289 | 0.054479 |  | Program Start Date | 2016 |  | Bulk System T&D Loss Factor | 0.0040389 | 0.01
| Admin Cost @ Category Level | On | Admin Cost @ Category Level | On |  | Elec Savings Shape Input Worksheet | GLSShapes |  |  | 6P_Gas_Final | [5 empty] | Financial Life (years) | 12 | 12 | 1 | 1 |  | Present Value Time Zero | 2016 |  | Bulk System T&D Credit ($/kw-yr)($/dailytherm-yr) | 26 | 0
| Repeat Periodic Replacement | On | Repeat Periodic Replacement | On |  | Marginal Gas Avoided Cost Input Worksheet | 7P Gas |  |  | Conservation Load Shapes | [6 empty] | Customer | Wholesale Elec | Retail Elec | Nat Gas |  | Input Cost Reference Year | 2012 |  | Bulk System T&D I2R Loss Component (%) | 0.9 | N/A
[6 empty] | Gas Savings Shape Input Worksheet | GLSShapes | [8 empty] | Sponsor Share of Initial Capital Cost | 0.35 | 0.195 | 0.455 | 0 |  | Real Discount Rate | 0.04 |  | Local System Dist Loss Factor | 0.047399 | 0
| Run Type: | Electric |  |  |  | Marginal Elec CO2 per kWh Input Worksheet | CO2 lbs per kWh .95 |  |  | CO2 lbs per therm | [5 empty] | Sponsor Share of Annual O&M | 1 | 0 | 0 | 0 |  | Capital Real Escalation Rate | 0 |  | Local System Dist Credit ($/kw-yr)($/dailytherm-yr) | 31 | 0
| Negative B/C Ratios: | False: (Converts Negative B/C Ratios) |  |  |  | Marginal Gas CO2 per therm Input Worksheet | CO2 lbs per therm |  |  | Zero Dollars per ton CO2 | [5 empty] | Sponsor Share of Periodic Replacement Cost | 1 | 0 | 0 | 0 |  | Admin Cost (as % of Initial Capital Cost) | 0.2 |  | Local System Dist I2R Loss Component (%) | 0.7 | N/A
| Admin Cost / Category Level: | True: Admin Costs added at Category Results |  |  |  | Marginal Avoided Cost CO2 Input Worksheet | Zero Dollars per ton CO2 |  |  | LineLossShapes | [5 empty] | Sponsor Share of Admin Cost |  | 0.3 | 0.7 | 0 |  | Regional Act Conservation Credit (%) | 0 |  | Risk-Mitigation Credit (mills/kWh)(mills/therm) - Retro. | 0 | 0
| Periodic O&M Treatment: | True: (Periodic O&M Repeats over measure life) |  |  |  | Line Loss Shape Input Worksheet | LineLossShapes | [8 empty] | Last Year of Non-Customer O&M & Period Replacement |  | 20 |  |  |  | Report Annual Carbon Saved for Year | 2018 |  | Risk-Mitigation Credit (mills/kWh)(mills/therm) - Lost Op. | 0 | 0
Measure Results; Sorted in same order as input
Total Results |  | Measure Input Data | [8 empty] | Savings | [5 empty] | PV Capital |  |  |  | PV Admin |  |  |  | PV O&M |  |  |  | PV Periodic Repl. |  |  |  | Total PV Capital, O&M and Periodic Repl Costs |  |  |  |  | PV Wholesale Electric Utility Costs & Benefits | [6 empty] | PV Retail Electric Utility Costs & Benefits | [6 empty] | PV Electric Utility System Costs & Benefits | [5 empty] | Electric Utility System Economics |  | Sponsor Levelized Cost (mills/kwh) |  |  |  |  | PV Regional Costs & Benefits | [15 empty] | TRC Economics |  | Physical CO2 | [6 empty] | Gas Inputs |  |  |  | PV Gas Utility System Costs & Benefits |  |  |  |  | Gas Utility System Economics
Category | Measure | Measure Life | Site Savings (kWh) | Site Savings (therms) | Capital Cost ($/unit) | Annual O&M Cost ($/unit) | PV Per. Repl. Cost ($/unit) | Load Shape (electric) | Diversified Load Factor (electric) | Wholesale Power Coincidence Factor (electric) | Wholesale Electric Energy (kWh) | Wholesale Electric Demand (kw) | Retail Electric Demand (kW) | Wholesale Gas Energy (therms/yr) | Wholesale Gas Demand (therms/day) | Retail Gas Demand (therms/day) | Wholesale Electric | Retail Electric | Natural Gas | Customer | Wholesale Electric | Retail Electric | Natural Gas | Customer | Wholesale Electric | Retail Electric | Natural Gas | Customer | Wholesale Electric | Retail Electric | Natural Gas | Customer | Wholesale Electric | Retail Electric | Natural Gas | Customer | Total | Wholesale Utility System Energy | Wholesale Utility System T&D Def. Cap. | Wholesale Utility System Act C-E Credit | Wholesale Utility System Risk Mitigation Benefit | Wholesale Utility System Total System Benefit | Wholesale Utility System Total Non-Consumer Cost | Wholesale Utility System B/C Ratio | Retail Utility System Energy | Retail Utility System T&D Def. Cap. | Retail Utility System Act C-E Credit | Retail Utility System Risk Mitigation Benefit | Retail Utility System Total System Benefit | Retail Utility System Total Non-Consumer Cost | Retail Utility System System B/C Ratio | Utility System Energy | Utility System T&D Def. Cap. | Utility System Act C-E Credit | Utility System Total Risk Mitigation Benefit | Utility System Total System Benefit | Utility System Total Non-Consumer Cost | Utility System Net Levelized Cost (Net of Elec T&D Capacity Benefits, Act Credit & Risk-Mitigation Benefit) in mills/kwh | Utility System System B/C Ratio | Wholesale Electric Levelized Cost | Retail Electric Levelized Cost | Natural Gas Levelized Cost | Customer Levelized Cost | Total Levelized Cost | PV Regional Electric Energy | PV Regional Gas Energy | PV Regional Electric T&D Def. Cap. | PV Regional Gas T&D Def. Cap. | PV Regional Electric System CO2 | PV Regional Gas System CO2 | PV Regional Electric System Risk-Mitigation Benefit | PV Regional Gas System Risk-Mitigation Benefit | PV Regional Non-E Value | PV Regional Act Credit | PV Regional Capital Cost | PV Regional Admin Cost | PV Regional Annual O&M Cost | PV Regional Periodic Replacement Cost | PV Total Regional Benefit | PV Total Regional Cost | TRC B/C Ratio | TRC Net Levelized Cost (Net of All Benefits) in mills/kWh | Electric System CO2 Avoided (Lifetime Tons) | Gas System CO2 Avoided (Lifetime Tons) | Total System CO2 Avoided (Lifetime Tons) | Electric System CO2 Avoided (Annual Tons in 2018) | Gas System CO2 Avoided (Annual Tons in 2018) | Total System CO2 Avoided (Annual Tons in 2018) |  | Gas Site Savings (therms) | Load Shape (gas) | Diversitfied Load Factor (gas) | Wholesale Coincidence Factor (gas) | Total Gas Utility System Energy | Gas Utility System T&D Def. Cap. | Gas Utility System Risk Mitigation Benefit | Gas Utility System Total System Benefit | Gas Utility System Total Non-Consumer Cost | Gas Utility System Net Levelized Cost (Net of Gas T&D Capacity Benefits & Risk-Mitigation Benefits) in cents/therm | Gas Utility System System B/C Ratio
NR_LFStairwell8760_Fix_Repl_from LF_2018 to LF_Bi-Level_Fix | NR_LFStairwell8760_Fix_Repl_from LF_2018 to LF_Bi-Level_Fix | 16 | 294.336 | 0 | 186.4 | 0 | 66.9316 | C-All-Lgt-LPD Int-All-All-E |  |  | 316.2797 | 0.055716 | 0.055314 | 0 | 0 | 0 | 37.1707 | 85.8957 | 0 | 112.5186 | (na) | (na) | (na) | (na) | 0 | 0 | 0 | 0 | 0 | 0 | 0 | 66.9316 | 37.1707 | 85.8957 | 0 | 179.4503 | 302.5166 | 163.8716 | 19.6873 | 0 | 0 | 183.5589 | 37.1707 | 4.9383 | 163.8716 | 23.3039 | 0 | 0 | 187.1755 | 85.8957 | 2.1791 | 163.8716 | 42.9912 | 0 | 0 | 206.8628 | 123.0664 | 18.6293 | 1.6809 | 8.6477 | 19.9834 | 0 | 41.7487 | 70.3798 | 163.8716 | 0 | 42.9912 | 0 | 0 | 0 | 0 | 0 | 0 | 0 | 235.585 |  | 0 | 66.9316 | 206.8628 | 302.5166 | 0.68381 | 60.378 | 3.0047 | 0 | 3.0047 | 0.15023 | 0 | 0.15023 |  | 0 |  | 0 | 0 | 0 | 0 | 0 | 0 | 0 | 9999 | 9999
NR_LFStairwell3600_Fix_Repl_from LF_2019 to LF_Bi-Level_Fix | NR_LFStairwell3600_Fix_Repl_from LF_2019 to LF_Bi-Level_Fix | 16 | 120.96 | 0 | 186.4 | 0 | 19.5499 | C-All-Lgt-LPD Int-All-All-E |  |  | 129.9779 | 0.022897 | 0.022732 | 0 | 0 | 0 | 37.1707 | 85.8957 | 0 | 112.5186 | (na) | (na) | (na) | (na) | 0 | 0 | 0 | 0 | 0 | 0 | 0 | 19.5499 | 37.1707 | 85.8957 | 0 | 132.0685 | 255.1349 | 67.3445 | 8.0907 | 0 | 0 | 75.4352 | 37.1707 | 2.0294 | 67.3445 | 9.5769 | 0 | 0 | 76.9214 | 85.8957 | 0.89552 | 67.3445 | 17.6676 | 0 | 0 | 85.0121 | 123.0664 | 59.6672 | 0.69078 | 21.0427 | 48.6264 | 0 | 74.7653 | 144.4343 | 67.3445 | 0 | 17.6676 | 0 | 0 | 0 | 0 | 0 | 0 | 0 | 235.585 |  | 0 | 19.5499 | 85.0121 | 255.1349 | 0.3332 | 134.4325 | 1.2348 | 0 | 1.2348 | 0.06174 | 0 | 0.06174 |  | 0 |  | 0 | 0 | 0 | 0 | 0 | 0 | 0 | 9999 | 9999
Category Results; Sorted by TRC Levelized Cost
Total Results |  | Measure Input Data | [8 empty] | Savings | [5 empty] | PV Capital |  |  |  | PV Admin |  |  |  | PV O&M |  |  |  | PV Periodic Repl. |  |  |  | Total PV Capital, O&M and Periodic Repl Costs |  |  |  |  | PV Wholesale Electric Utility Costs & Benefits | [6 empty] | PV Retail Electric Utility Costs & Benefits | [6 empty] | PV Electric Utility System Costs & Benefits | [5 empty] | Electric Utility System Economics |  | Sponsor Levelized Cost (mills/kwh) |  |  |  |  | PV Regional Costs & Benefits | [15 empty] | TRC Economics |  | Physical CO2 | [6 empty] | Gas Inputs |  |  |  | PV Gas Utility System Costs & Benefits |  |  |  |  | Gas Utility System Economics
Category | Measure | Measure Life | Site Savings (kWh) | Site Savings (therms) | Capital Cost ($/unit) | Annual O&M Cost ($/unit) | PV Per. Repl. Cost ($/unit) | Load Shape (electric) | Diversified Load Factor (electric) | Wholesale Power Coincidence Factor (electric) | Wholesale Electric Energy (kWh) | Wholesale Electric Demand (kw) | Retail Electric Demand (kW) | Wholesale Gas Energy (therms/yr) | Wholesale Gas Demand (therms/day) | Retail Gas Demand (therms/day) | Wholesale Electric | Retail Electric | Natural Gas | Customer | Wholesale Electric | Retail Electric | Natural Gas | Customer | Wholesale Electric | Retail Electric | Natural Gas | Customer | Wholesale Electric | Retail Electric | Natural Gas | Customer | Wholesale Electric | Retail Electric | Natural Gas | Customer | Total | Wholesale Utility System Energy | Wholesale Utility System T&D Def. Cap. | Wholesale Utility System Act C-E Credit | Wholesale Utility System Risk Mitigation Benefit | Wholesale Utility System Total System Benefit | Wholesale Utility System Total Non-Consumer Cost | Wholesale Utility System B/C Ratio | Retail Utility System Energy | Retail Utility System T&D Def. Cap. | Retail Utility System Act C-E Credit | Retail Utility System Risk Mitigation Benefit | Retail Utility System Total System Benefit | Retail Utility System Total Non-Consumer Cost | Retail Utility System System B/C Ratio | Utility System Energy | Utility System T&D Def. Cap. | Utility System Act C-E Credit | Utility System Total Risk Mitigation Benefit | Utility System Total System Benefit | Utility System Total Non-Consumer Cost | Utility System Net Levelized Cost (Net of Elec T&D Capacity Benefits, Act Credit & Risk-Mitigation Benefit) in mills/kwh | Utility System System B/C Ratio | Wholesale Electric Levelized Cost | Retail Electric Levelized Cost | Natural Gas Levelized Cost | Customer Levelized Cost | Total Levelized Cost | PV Regional Electric Energy | PV Regional Gas Energy | PV Regional Electric T&D Def. Cap. | PV Regional Gas T&D Def. Cap. | PV Regional Electric System CO2 | PV Regional Gas System CO2 | PV Regional Electric System Risk-Mitigation Benefit | PV Regional Gas System Risk-Mitigation Benefit | PV Regional Non-E Value | PV Regional Act Credit | PV Regional Capital Cost | PV Regional Admin Cost | PV Regional Annual O&M Cost | PV Regional Periodic Replacement Cost | PV Total Regional Benefit | PV Total Regional Cost | TRC B/C Ratio | TRC Net Levelized Cost (Net of All Benefits) in mills/kWh | Electric System CO2 Avoided (Lifetime Tons) | Gas System CO2 Avoided (Lifetime Tons) | Total System CO2 Avoided (Lifetime Tons) | Electric System CO2 Avoided (Annual Tons in 2018) | Gas System CO2 Avoided (Annual Tons in 2018) | Total System CO2 Avoided (Annual Tons in 2018) |  | Gas Site Savings (therms) | Load Shape (gas) | Diversitfied Load Factor (gas) | Wholesale Coincidence Factor (gas) | Total Gas Utility System Energy | Gas Utility System T&D Def. Cap. | Gas Utility System Risk Mitigation Benefit | Gas Utility System Total System Benefit | Gas Utility System Total Non-Consumer Cost | Gas Utility System Net Levelized Cost (Net of Gas T&D Capacity Benefits & Risk-Mitigation Benefits) in cents/therm | Gas Utility System System B/C Ratio
NR_LFStairwell8760_Fix_Repl_from LF_2018 to LF_Bi-Level_Fix |  | 16 | 294.336 | 0 | 186.4 | 0 | 66.9316 |  |  |  | 316.2797 | 0.055716 | 0.055314 | 0 | 0 | 0 | 37.1707 | 85.8957 | 0 | 112.5186 | 11.184 | 26.096 | 0 | 0 | 0 | 0 | 0 | 0 | 0 | 0 | 0 | 66.9316 | 48.3547 | 111.9917 | 0 | 179.4503 | 339.7966 | 163.8716 | 19.6873 | 0 | 0 | 183.5589 | 48.3547 | 3.7961 | 163.8716 | 23.3039 | 0 | 0 | 187.1755 | 111.9917 | 1.6713 | 163.8716 | 42.9912 | 0 | 0 | 206.8628 | 160.3464 | 27.3024 | 1.2901 | 11.2496 | 26.0546 | 0 | 41.7487 | 79.0529 | 163.8716 | 0 | 42.9912 | 0 | 0 | 0 | 0 | 0 | 0 | 0 | 235.585 | 37.28 | 0 | 66.9316 | 206.8628 | 339.7966 | 0.60878 | 69.0511 | 3.0047 | 0 | 3.0047 | 0.15023 | 0 | 0.15023 |  | 0 |  | 0 | 0 | 0 | 0 | 0 | 0 | 0 | 9999 | 9999
NR_LFStairwell3600_Fix_Repl_from LF_2019 to LF_Bi-Level_Fix |  | 16 | 120.96 | 0 | 186.4 | 0 | 19.5499 |  |  |  | 129.9779 | 0.022897 | 0.022732 | 0 | 0 | 0 | 37.1707 | 85.8957 | 0 | 112.5186 | 11.184 | 26.096 | 0 | 0 | 0 | 0 | 0 | 0 | 0 | 0 | 0 | 19.5499 | 48.3547 | 111.9917 | 0 | 132.0685 | 292.4149 | 67.3445 | 8.0907 | 0 | 0 | 75.4352 | 48.3547 | 1.56 | 67.3445 | 9.5769 | 0 | 0 | 76.9214 | 111.9917 | 0.68685 | 67.3445 | 17.6676 | 0 | 0 | 85.0121 | 160.3464 | 80.7718 | 0.53018 | 27.374 | 63.3996 | 0 | 74.7653 | 165.5389 | 67.3445 | 0 | 17.6676 | 0 | 0 | 0 | 0 | 0 | 0 | 0 | 235.585 | 37.28 | 0 | 19.5499 | 85.0121 | 292.4149 | 0.29072 | 155.5371 | 1.2348 | 0 | 1.2348 | 0.06174 | 0 | 0.06174 |  | 0 |  | 0 | 0 | 0 | 0 | 0 | 0 | 0 | 9999 | 9999
Supply Curve Results; Categories sorted by TRC Net Levelized Cost
Totals for Categories with Benefits Exceeding Costs. Levelized cost is TRC Net Levelized Cost (Net of Benefits) | [12 empty] | Savings Allocation by Cost Bin and Month for Segments 1 | [12 empty] | Savings Allocation by Cost Bin and Month for Segments 2
| Totals Basis | Busbar Electric Savings in kWh | First Cost | Admin Cost | First Year Program Cost | PV Cost | PV Benefits | Unit Program Cost: First Year Program Cost in $/average annual kW saved | Utility System Net Levelized Cost (Net of T&D Capacity Benefits, Act Credit & Risk-Mitigation) in mills/kWh | TRC Net Levelized Cost (Net of All Benefits) in mills/kWh | TRC B/C Ratio | Net Electric & Gas System CO2 Avoided (Lifetime Tons) | Jan | Feb | Mar | Apr | May | Jun | Jul | Aug | Sep | Oct | Nov | Dec |  | Jan | Feb | Mar | Apr | May | Jun | Jul | Aug | Sep | Oct | Nov | Dec
| Measures with B/C > 1.00 | 0 | 0 | 0 | 0 | 0 | 0 | 0 | 0 | 0 | 0 | 0 | 0 | 0 | 0 | 0 | 0 | 0 | 0 | 0 | 0 | 0 | 0 | 0 |  | 0 | 0 | 0 | 0 | 0 | 0 | 0 | 0 | 0 | 0 | 0 | 0
| Categories with B/C > 1.00 | 0 | 0 | 0 | 0 | 0 | 0 | 0 | 0 | 0 | 0 | 0 | 0 | 0 | 0 | 0 | 0 | 0 | 0 | 0 | 0 | 0 | 0 | 0 |  | 0 | 0 | 0 | 0 | 0 | 0 | 0 | 0 | 0 | 0 | 0 | 0
Supply Curve Results: By TRC Net Levelized Cost - Net of Benefits
| Block 1: <= 0 mills/kWh | 0 | 0 | 0 | 0 | 0 | 0 | 0 | 0 | 0 | 0 | 0 | 0 | 0 | 0 | 0 | 0 | 0 | 0 | 0 | 0 | 0 | 0 | 0 |  | 0 | 0 | 0 | 0 | 0 | 0 | 0 | 0 | 0 | 0 | 0 | 0
| Block 2: <= 10 mills/kWh | 0 | 0 | 0 | 0 | 0 | 0 | 0 | 0 | 0 | 0 | 0 | 0 | 0 | 0 | 0 | 0 | 0 | 0 | 0 | 0 | 0 | 0 | 0 |  | 0 | 0 | 0 | 0 | 0 | 0 | 0 | 0 | 0 | 0 | 0 | 0
| Block 3: 10-20 mills/kWh | 0 | 0 | 0 | 0 | 0 | 0 | 0 | 0 | 0 | 0 | 0 | 0 | 0 | 0 | 0 | 0 | 0 | 0 | 0 | 0 | 0 | 0 | 0 |  | 0 | 0 | 0 | 0 | 0 | 0 | 0 | 0 | 0 | 0 | 0 | 0
| Block 4: 20-30 mills/kWh | 0 | 0 | 0 | 0 | 0 | 0 | 0 | 0 | 0 | 0 | 0 | 0 | 0 | 0 | 0 | 0 | 0 | 0 | 0 | 0 | 0 | 0 | 0 |  | 0 | 0 | 0 | 0 | 0 | 0 | 0 | 0 | 0 | 0 | 0 | 0
| Block 5: 30-40 mills/kWh | 0 | 0 | 0 | 0 | 0 | 0 | 0 | 0 | 0 | 0 | 0 | 0 | 0 | 0 | 0 | 0 | 0 | 0 | 0 | 0 | 0 | 0 | 0 |  | 0 | 0 | 0 | 0 | 0 | 0 | 0 | 0 | 0 | 0 | 0 | 0
| Block 6: 40-50 mills/kWh | 0 | 0 | 0 | 0 | 0 | 0 | 0 | 0 | 0 | 0 | 0 | 0 | 0 | 0 | 0 | 0 | 0 | 0 | 0 | 0 | 0 | 0 | 0 |  | 0 | 0 | 0 | 0 | 0 | 0 | 0 | 0 | 0 | 0 | 0 | 0
| Block 7: 50-60 mills/kWh | 0 | 0 | 0 | 0 | 0 | 0 | 0 | 0 | 0 | 0 | 0 | 0 | 0 | 0 | 0 | 0 | 0 | 0 | 0 | 0 | 0 | 0 | 0 |  | 0 | 0 | 0 | 0 | 0 | 0 | 0 | 0 | 0 | 0 | 0 | 0
| Block 8: 60-70 mills/kWh | 316.2797 | 186.4 | 37.28 | 223.68 | 339.7966 | 206.8628 | 6195.2665 | 27.3024 | 69.0511 | 0.60878 | 3.0047 | 19.0435 | 17.2347 | 20.0663 | 18.6602 | 19.0864 | 18.6356 | 17.725 | 19.0292 | 17.5176 | 19.8766 | 17.746 | 18.7971 |  | 8.562 | 7.4309 | 7.2881 | 7.569 | 7.6387 | 6.9699 | 8.1826 | 7.0374 | 8.2051 | 7.1218 | 8.3204 | 8.5355
| Block 9: 70-80 mills/kWh | 0 | 0 | 0 | 0 | 0 | 0 | 0 | 0 | 0 | 0 | 0 | 0 | 0 | 0 | 0 | 0 | 0 | 0 | 0 | 0 | 0 | 0 | 0 |  | 0 | 0 | 0 | 0 | 0 | 0 | 0 | 0 | 0 | 0 | 0 | 0
| Block 10: 80-90 mills/kWh | 0 | 0 | 0 | 0 | 0 | 0 | 0 | 0 | 0 | 0 | 0 | 0 | 0 | 0 | 0 | 0 | 0 | 0 | 0 | 0 | 0 | 0 | 0 |  | 0 | 0 | 0 | 0 | 0 | 0 | 0 | 0 | 0 | 0 | 0 | 0
| Block 11: 90-100 mills/kWh | 0 | 0 | 0 | 0 | 0 | 0 | 0 | 0 | 0 | 0 | 0 | 0 | 0 | 0 | 0 | 0 | 0 | 0 | 0 | 0 | 0 | 0 | 0 |  | 0 | 0 | 0 | 0 | 0 | 0 | 0 | 0 | 0 | 0 | 0 | 0
| Block 12: 100-110 mills/kWh | 0 | 0 | 0 | 0 | 0 | 0 | 0 | 0 | 0 | 0 | 0 | 0 | 0 | 0 | 0 | 0 | 0 | 0 | 0 | 0 | 0 | 0 | 0 |  | 0 | 0 | 0 | 0 | 0 | 0 | 0 | 0 | 0 | 0 | 0 | 0
| Block 13: 110-120 mills/kWh | 0 | 0 | 0 | 0 | 0 | 0 | 0 | 0 | 0 | 0 | 0 | 0 | 0 | 0 | 0 | 0 | 0 | 0 | 0 | 0 | 0 | 0 | 0 |  | 0 | 0 | 0 | 0 | 0 | 0 | 0 | 0 | 0 | 0 | 0 | 0
| Block 14: 120-130 mills/kWh | 0 | 0 | 0 | 0 | 0 | 0 | 0 | 0 | 0 | 0 | 0 | 0 | 0 | 0 | 0 | 0 | 0 | 0 | 0 | 0 | 0 | 0 | 0 |  | 0 | 0 | 0 | 0 | 0 | 0 | 0 | 0 | 0 | 0 | 0 | 0
| Block 15: 130-140 mills/kWh | 0 | 0 | 0 | 0 | 0 | 0 | 0 | 0 | 0 | 0 | 0 | 0 | 0 | 0 | 0 | 0 | 0 | 0 | 0 | 0 | 0 | 0 | 0 |  | 0 | 0 | 0 | 0 | 0 | 0 | 0 | 0 | 0 | 0 | 0 | 0
| Block 16: 140-150 mills/kWh | 0 | 0 | 0 | 0 | 0 | 0 | 0 | 0 | 0 | 0 | 0 | 0 | 0 | 0 | 0 | 0 | 0 | 0 | 0 | 0 | 0 | 0 | 0 |  | 0 | 0 | 0 | 0 | 0 | 0 | 0 | 0 | 0 | 0 | 0 | 0
| Block 17: 150-160 mills/kWh | 129.9779 | 186.4 | 37.28 | 223.68 | 292.4149 | 85.0121 | 15075.1486 | 80.7718 | 155.5371 | 0.29072 | 1.2348 | 7.8261 | 7.0827 | 8.2464 | 7.6686 | 7.8437 | 7.6585 | 7.2842 | 7.8202 | 7.199 | 8.1685 | 7.2929 | 7.7249 |  | 3.5186 | 3.0538 | 2.9951 | 3.1106 | 3.1392 | 2.8643 | 3.3627 | 2.8921 | 3.372 | 2.9268 | 3.4193 | 3.5078
| Block 18: 160-170 mills/kWh | 0 | 0 | 0 | 0 | 0 | 0 | 0 | 0 | 0 | 0 | 0 | 0 | 0 | 0 | 0 | 0 | 0 | 0 | 0 | 0 | 0 | 0 | 0 |  | 0 | 0 | 0 | 0 | 0 | 0 | 0 | 0 | 0 | 0 | 0 | 0
| Block 19: 170-180 mills/kWh | 0 | 0 | 0 | 0 | 0 | 0 | 0 | 0 | 0 | 0 | 0 | 0 | 0 | 0 | 0 | 0 | 0 | 0 | 0 | 0 | 0 | 0 | 0 |  | 0 | 0 | 0 | 0 | 0 | 0 | 0 | 0 | 0 | 0 | 0 | 0
| Block 20: 180-190 mills/kWh | 0 | 0 | 0 | 0 | 0 | 0 | 0 | 0 | 0 | 0 | 0 | 0 | 0 | 0 | 0 | 0 | 0 | 0 | 0 | 0 | 0 | 0 | 0 |  | 0 | 0 | 0 | 0 | 0 | 0 | 0 | 0 | 0 | 0 | 0 | 0
| Block 21: 190-200 mills/kWh | 0 | 0 | 0 | 0 | 0 | 0 | 0 | 0 | 0 | 0 | 0 | 0 | 0 | 0 | 0 | 0 | 0 | 0 | 0 | 0 | 0 | 0 | 0 |  | 0 | 0 | 0 | 0 | 0 | 0 | 0 | 0 | 0 | 0 | 0 | 0
| Block 22: > 200 mills/kWh | 0 | 0 | 0 | 0 | 0 | 0 | 0 | 0 | 0 | 0 | 0 | 0 | 0 | 0 | 0 | 0 | 0 | 0 | 0 | 0 | 0 | 0 | 0 |  | 0 | 0 | 0 | 0 | 0 | 0 | 0 | 0 | 0 | 0 | 0 | 0
Shaped Savings Results; By Category and sorted by TRC BC ratio
[13 empty] | Savings Allocation by Cost Bin and Month for Segments 1 Feb: Savings Allocation by Category and Month for Segments 1 |  |  | Savings Allocation by Category and Month for Segments 2
Category | Measure | Busbar Savings | First Cost | Admin Cost | First Year Program Cost | PV Cost | PV Benefits | Unit Program Cost: First Year Program Cost in $/average annual kW saved | Utility System Net Levelized Cost (Net of T&D Capacity Benefits, Act Credit & Risk-Mitigation) in mills/kWh | TRC Net Levelized Cost (Net of All Benefits) in mills/kWh | TRC B/C Ratio | Net Electric & Gas System CO2 Avoided (Lifetime Tons) | Wholesale KW | Jan | Feb | Mar | Apr | May | Jun | Jul | Aug | Sep | Oct | Nov | Dec |  | Jan | Feb | Mar | Apr | May | Jun | Jul | Aug | Sep | Oct | Nov | Dec
NR_LFStairwell8760_Fix_Repl_from LF_2018 to LF_Bi-Level_Fix |  | 316.2797 | 186.4 | 37.28 | 223.68 | 339.7966 | 206.8628 | 6195.2665 | 27.3024 | 69.0511 | 0.60878 | 3.0047 | 0.055716 | 19.0435 | 17.2347 | 20.0663 | 18.6602 | 19.0864 | 18.6356 | 17.725 | 19.0292 | 17.5176 | 19.8766 | 17.746 | 18.7971 |  | 8.562 | 7.4309 | 7.2881 | 7.569 | 7.6387 | 6.9699 | 8.1826 | 7.0374 | 8.2051 | 7.1218 | 8.3204 | 8.5355
NR_LFStairwell3600_Fix_Repl_from LF_2019 to LF_Bi-Level_Fix |  | 129.9779 | 186.4 | 37.28 | 223.68 | 292.4149 | 85.0121 | 15075.1486 | 80.7718 | 155.5371 | 0.29072 | 1.2348 | 0.022897 | 7.8261 | 7.0827 | 8.2464 | 7.6686 | 7.8437 | 7.6585 | 7.2842 | 7.8202 | 7.199 | 8.1685 | 7.2929 | 7.7249 |  | 3.5186 | 3.0538 | 2.9951 | 3.1106 | 3.1392 | 2.8643 | 3.3627 | 2.8921 | 3.372 | 2.9268 | 3.4193 | 3.5078
Note on I6: :ProCost Perioodic replacement costs and savinsg of the measure. These are costs and savings that occur periodicially, but at different periods than annually. Can be positive or negative. Periodic replacement costs for both the measure and the baseline measure should be included if applicable. ProCost can analysze these costs in two ways dependent on the 'Repeat Periodic Replacemetn' switch in the ProData page. When set to 'On', ProCost repeats replacement costs for multiple times over the life of a measure depending on the input period and measure life. For example fluorescent lamps may have a 4-year replacement cycle that repeats 3 times in a 15-year measure life. When set to 'Off', ProCost reads the period as the year after installation that the replacement cost occurs and does not subsequently reinstall or repeat the replacement costs. For example a compressor may be replaced only once in the life of a heat-pump system. Example: A new fluorescent lighting systems may have a measure life of 15 years, and a lamp life of five years. Two lamps lamps per fixture must be replaced at years 6 and 11. Lamp and labor costs, expressed as positive costs, are entered as a cost and the period would be enetered as 5. The baseline measure may have a four year lamp life and would have required a three-lamp replacement at years 5, 9 and 13. Lamp and labor replacement costs would be entered as annual savings in dollars with a 4-year period. ProCost determines the net present value of the two cost streams.
Note on O6: :ProCost If the measure has gas savings for incfreases, enter the annual savings and shape of the savings here. Example: Clothes washer saves electric motor and dryer energy and gas water heat.
Note on A7: :Procost Category for the measure. Individual measures can be grouped into categories. Procost output is reported by measure and by category. All measures must belong to at least one category. Category name can be the same as measure name. Example: Measures can be combined into one category if they have components with different load shapes or measure lives. On wash machines there may be one load shape for the electric motor savings component, a second load shape for the electric water heat savings component and a third shape for electric dryer savings component.
Note on B7: :ProCost Name of Measure. User-defined. For PTR measures, defined naming conventions apply.
Note on C7: :ProCost Annual electric savings for the measure in kWh at the site. May be positive, negative or zero. Savings are incremental to the baseline alternative.
Note on D7: :ProCost Physical life of the measure in years. Must be >=1.
Note on E7: :ProCost Initial cost to install the measure in dollars. Costs are incremental to the baseline alternative. Dollars must be denominated in the same year as 'Input Cost Reference Year' input on the ProData page.
Note on F7: :ProCost Annaul opperations and maintenace cost for the measure in dollars. Must be incremental cost over the baseline alternative. May be positive, negative or zero. Dollars must be denominated in the same year as 'Input Cost Reference Year' input on the ProData page. O&M costs are enetered as positive values. Negative values represent O&M savings compared to the baseline alternative. Example: Annualized maintenace cost for a heat pump heating system compared to a baseline electric resistance heating system.
Note on G7: :ProCost Name of the pointer to the shape of the savings. The shapes represent the daily and monthly shape of the savings in four time segments for each month of the year. Shape of the savings is relative to the baseline alternative. These shaps are in the MC_AND_Loadshape file.
Note on H7: :ProCost Annual value of any non-energy benefits of the measure, relative to the baseline alternative. Expressed in dollars per year and denominated in dollars of the 'Cost Reference Year'. Positive value represents dollar savings. Negative value represents dollar cost. Example: Water, detergent and sewer savings from efficient clothes washer.
Note on I7: : Cost in dollars that is incurred for Period 1. Positive value if cost. Negative value if savings. Dollars must be denominated in the same year as 'Input Cost Reference Year' input on the ProData page.
Note on J7: :ProCost Duration of Period1. The time at which Period 1 costs, or savings, occur. In years.
Note on K7: : Cost in dollars that is incurred for Period 2 Positive value if cost. Negative value if savings. Dollars must be denominated in the same year as 'Input Cost Reference Year' input on the ProData page.
Note on L7: :ProCost Duration of Period 2. The time at which Period 2 costs, or savings, occur. In years.
Note on M7: : Cost in dollars that is incurred for Period 3. Positive value if cost. Negative value if savings. Dollars must be denominated in the same year as 'Input Cost Reference Year' input on the ProData page.
Note on N7: :ProCost Duration of Period 3. The time at which Period 3 costs, or savings, occur. In years.
Note on O7: : Annual gas savings, or increases, in therms.
Note on P7: :ProCost Name of the pointer to the shape of the savings. The shapes represent the daily and monthly shape of the savings in four time segments for each month of the year. Shape of the savings is relative to the baseline alternative. These shaps are in the MC_AND_Loadshape file.
Note on BH36: Direct and program administrative costs incurred by the utility system minus benefits that accrue to the utility system.There are separate Utility System Net Levelized Costs for the electric and the gas system. Utility system benefits include deferred transmission and distribution system capacity, risk-mitigation and Regional Act credit all of which are user-determined inputs.Utility System benefits do not include any non-energy benefits such as, other-fuel benefits, O&M benefits or periodic replacement benefits which generally accrue to the customer or to non-utility sponsors. Utility System Net Levelized Costs correspond to Utility System B/C ratio with regard to the costs and benefits included. Benefits are subtracted from costs, then levelized over the life of the measure The Risk-Mitigation credit is used to determine program cost-effectiveness and impacts both the Utility System B/C ratio and the Utility System Net Levelized Cost. If the Risk-Mitigation credit is non-zero, the Utility System Net Levelized Cost will be reduced by the Risk-Mitigation benefit. When using ProCost to build conservation supply curves, the user should set the Risk-Mitigation Credit to zero so the credit is not reflected in the supply curves.
Note on BM36: Direct and program administrative costs of the measure to sponsor. Separate costs for each sponsor. Depends on share of costs incurred by sponsor, sponsor cost of capital, and financing term which are user-defined inputs. Includes applicable Capital, O&M, Periodic Replacement and Program Administrative costs. Sponsor costs are levelized over program life. Does not include any adjustments for benefit. NOTE: Units are per kWh for 'Electric' runs and per therm for 'Gas' runs for all sponsors.
Note on CE36: All costs minus all benefits regardless of which sponsor incurs the cost or accrues the benefits. TRC Net Levelized Cost includes all applicable costs and all benefits. In addition to energy system costs and benefits, TRC Net Levelized Cost includes non-energy, other-fuel, O&M, periodic-replacement and risk-mitigation benefits and costs. TRC Net Levelized Cost corresponds to TRC B/C ratios with regard to the costs and benefits included. Benefits are subtracted from costs, then levelized over the life of the measure. The Risk-Mitigation credit is used to determine program cost-effectiveness and impacts both the TRC B/C ratio and the TRC Net Levelized Cost. If Risk-Mitigation credit is non-zero, TRC Levelized Cost will be reduced by the risk-mitigation benefit. When using ProCost to build conservation supply curves, the user should set the Risk-Mitigation Credit to zero so the credit is not reflected in the supply curves.
Note on CW36: Direct and program administrative costs incurred by the utility system minus benefits that accrue to the utility system.There are separate Utility System Net Levelized Costs for the electric and the gas system. Utility system benefits include deferred transmission and distribution system capacity, risk-mitigation and Regional Act credit all of which are user-determined inputs.Utility System benefits do not include any non-energy benefits such as, other-fuel benefits, O&M benefits or periodic replacement benefits which generally accrue to the customer or to non-utility sponsors. Utility System Net Levelized Costs correspond to Utility System B/C ratio with regard to the costs and benefits included. Benefits are subtracted from costs, then levelized over the life of the measure The Risk-Mitigation credit is used to determine program cost-effectiveness and impacts both the Utility System B/C ratio and the Utility System Net Levelized Cost. If the Risk-Mitigation credit is non-zero, the Utility System Net Levelized Cost will be reduced by the Risk-Mitigation benefit. When using ProCost to build conservation supply curves, the user should set the Risk-Mitigation Credit to zero so the credit is not reflected in the supply curves.
Note on BH43: Direct and program administrative costs incurred by the utility system minus benefits that accrue to the utility system.There are separate Utility System Net Levelized Costs for the electric and the gas system. Utility system benefits include deferred transmission and distribution system capacity, risk-mitigation and Regional Act credit all of which are user-determined inputs.Utility System benefits do not include any non-energy benefits such as, other-fuel benefits, O&M benefits or periodic replacement benefits which generally accrue to the customer or to non-utility sponsors. Utility System Net Levelized Costs correspond to Utility System B/C ratio with regard to the costs and benefits included. Benefits are subtracted from costs, then levelized over the life of the measure The Risk-Mitigation credit is used to determine program cost-effectiveness and impacts both the Utility System B/C ratio and the Utility System Net Levelized Cost. If the Risk-Mitigation credit is non-zero, the Utility System Net Levelized Cost will be reduced by the Risk-Mitigation benefit. When using ProCost to build conservation supply curves, the user should set the Risk-Mitigation Credit to zero so the credit is not reflected in the supply curves.
Note on BM43: Direct and program administrative costs of the measure to sponsor. Separate costs for each sponsor. Depends on share of costs incurred by sponsor, sponsor cost of capital, and financing term which are user-defined inputs. Includes applicable Capital, O&M, Periodic Replacement and Program Administrative costs. Sponsor costs are levelized over program life. Does not include any adjustments for benefit. NOTE: Units are per kWh for 'Electric' runs and per therm for 'Gas' runs for all sponsors.
Note on CE43: All costs minus all benefits regardless of which sponsor incurs the cost or accrues the benefits. TRC Net Levelized Cost includes all applicable costs and all benefits. In addition to energy system costs and benefits, TRC Net Levelized Cost includes non-energy, other-fuel, O&M, periodic-replacement and risk-mitigation benefits and costs. TRC Net Levelized Cost corresponds to TRC B/C ratios with regard to the costs and benefits included. Benefits are subtracted from costs, then levelized over the life of the measure. The Risk-Mitigation credit is used to determine program cost-effectiveness and impacts both the TRC B/C ratio and the TRC Net Levelized Cost. If Risk-Mitigation credit is non-zero, TRC Levelized Cost will be reduced by the risk-mitigation benefit. When using ProCost to build conservation supply curves, the user should set the Risk-Mitigation Credit to zero so the credit is not reflected in the supply curves.
Note on CW43: Direct and program administrative costs incurred by the utility system minus benefits that accrue to the utility system.There are separate Utility System Net Levelized Costs for the electric and the gas system. Utility system benefits include deferred transmission and distribution system capacity, risk-mitigation and Regional Act credit all of which are user-determined inputs.Utility System benefits do not include any non-energy benefits such as, other-fuel benefits, O&M benefits or periodic replacement benefits which generally accrue to the customer or to non-utility sponsors. Utility System Net Levelized Costs correspond to Utility System B/C ratio with regard to the costs and benefits included. Benefits are subtracted from costs, then levelized over the life of the measure The Risk-Mitigation credit is used to determine program cost-effectiveness and impacts both the Utility System B/C ratio and the Utility System Net Levelized Cost. If the Risk-Mitigation credit is non-zero, the Utility System Net Levelized Cost will be reduced by the Risk-Mitigation benefit. When using ProCost to build conservation supply curves, the user should set the Risk-Mitigation Credit to zero so the credit is not reflected in the supply curves.

## MMap
[17 empty] | Low Power State, % of Full Power: | 30% | (average from CLTC studies) | [19 empty] | <15 ft | >15 ft
[38 empty] | Lamp Change (Hrs) | 0.083333 | 0.16667 | Labor Cost | 100 | /hr | [6 empty] | Fixtures per KSF: | 10.9091 | fixtures per sf stairwell, (Based on LPD)
[17 empty] | Total Annal Hours of Operation: | 8760 | (CLTC studies) | [18 empty] | Fixture Change (Hrs) | 0.33333 | 0.5
[17 empty] | Total Annal Hours of Operation: | 3600 | (for Off Unoccupied Case)
[17 empty] | Stairwell Occupancy: | 8% | (average from CLTC studies)
[10 empty] | 10 |  | 2 | 3 | [12 empty] | 13 | 13 | [7 empty] | 4
Category Name | Proxy Measure Name | MOPP | Measure Class | Base Fixture Type | Fixt ID | Base Lamp Type | EE Measure | Building Type | Measure Name | Base System Efficacy (Delivered l/W) | EE System Efficacy (Delivered l/W) | Fixture Reference Case | Base Fixture Lumens | EE Fixture Full Lumens | Base Fixture Watts | EE Fixture Watts @ Full Lumens | EE Fixture Watts @ Reduced Lumens | Total Annual Hours of Operation | Average Stairwell Occupancy (% of Yr) | Annual Hours at Full Lumens | Annual Hours at Reduced Lumens | Annual Energy Consump Pre (kWh) | Annual Energy Consump Post (kWh) | Annual Energy Savings (kWh) | Annual Energy Savings (%) | Base Lamp $/klm | Base Fixture $/klm | EE Lamp $/klm | EE Fixture $/klm | Base Lamp Cost | Base Fixture Cost | EE Lamp Cost | EE Fixture Cost | Incremental Equip Cost | Base Lamp Lifetime (Hours) | EE Lamp Lifetime (Hours) | Base Lamp Lifetime (Years) | EE Lamp Lifetime (Years) | Lamp Change Hours | Fixture Change Hours | Lamp Change Labor Cost | Fixture Change Labor Cost | Incremental Labor Cost | Total Incremental Cost, Equip + Labor | Base O&M Materials Cost | Base O&M Labor Cost | Base O&M Total Cost | Periodic O&M Interval (Yrs) | Electric Shape Pointer | Gas Shape Pointer | Fixtures per KSF | Annual Electric Savings per KSF (kWh/KSF) | Total Incremental Cost per KSF | O&M Savings ($) per KSF | Periodic O&M Interval (Yrs) | Retrofit or Lost-Opportunity | Applic | Feas
NR_LFStairwell8760_Fix_Repl_from LF_2018 to LF_Bi-Level_Fix | NR_LFStairwell8760_Fix_Repl_from LF_2018 to LF_Bi-Level_Fix | NR | Fix_Repl | LFStairwell8760 | LFStairwell | LF_2018 | LF_Bi-Level_Fix | ALL | NR_LFStairwell8760_Fix_Repl_from LF_2018 to LF_Bi-Level_Fix | 69 | 69 |  | 3600 | 3600 | 52.1739 | 52.1739 | 15.6522 | 8760 | 8% | 700.8 | 8059.2 | 457.0435 | 162.7075 | 294.336 | 64.4% |  |  |  |  | 5.7871 | 100 | 5.7871 | 261.4 | 161.4 | 20000 | 40000 | 2.2831 | 4.5662 | 0.083333 | 0.33333 | 8.3333 | 33.3333 | 25 | 186.4 | 5.7871 | 8.3333 | 14.1204 | 2.2831 | C-All-Lgt-LPD Int-All-All-E | Commercial-All Com-Heat | 10.9091 | 3210.9382 | 2033.4545 | 154.0407 | 2.2831 | L | 56.28% | 10%
NR_LFStairwell3600_Fix_Repl_from LF_2019 to LF_Bi-Level_Fix | NR_LFStairwell3600_Fix_Repl_from LF_2019 to LF_Bi-Level_Fix | NR | Fix_Repl | LFStairwell3600 | LFStairwell | LF_2019 | LF_Bi-Level_Fix | ALL | NR_LFStairwell3600_Fix_Repl_from LF_2019 to LF_Bi-Level_Fix | 69 | 69 |  | 3600 | 3600 | 52.1739 | 52.1739 | 15.6522 | 3600 | 8% | 288 | 3312 | 187.8261 | 66.8661 | 120.96 | 64.4% |  |  |  |  | 5.7871 | 100 | 5.7871 | 261.4 | 161.4 | 20000 | 40000 | 5.5556 | 11.1111 | 0.083333 | 0.33333 | 8.3333 | 33.3333 | 25 | 186.4 | 5.7871 | 8.3333 | 14.1204 | 5.5556 | C-All-Lgt-LPD Int-All-All-E | Commercial-All Com-Heat | 10.9091 | 1319.5636 | 2033.4545 | 154.0407 | 5.5556 | L | 17.63% | 10%
Note on AJ8: Christian: Incremental equipment costs computed as follows: For New and NR: EE Fixture Cost - Base Fixture Cost For Retro: Full fixture cost
Note on AS8: Christian: Incremental labor costs computed as follows: For NR: EE Fixture Change Labor - Base Lamp Labor For Retro: Full EE Fixture Change Labor
Note on BH8: Charlie Grist: Estimate
Note on AL9: Charlie Grist: Program Start

## Sources
[16 empty] | PIER CLTC | http://partnershipdemonstrations.org/file_browser/speed/2%20Case%20Studies/2_2%20Interior%20Lighting/2_2_6%20Bilevel%20Stairwell%20Fixtures/uc_csu_stairwell_luminaire.pdf
[16 empty] | E3T | http://e3tnw.org/ItemDetail.aspx?id=108
[16 empty] | Lutron Prices | http://cdn2.hubspot.net/hub/130092/file-381594038-pdf/docs/dig_luminaire_ordering_and_price_guide_10-7-13.pdf
Phillips Day-Brite, Vaporlume
Multi-Story Floor Area | [15 empty] | Columbia Lighitng | http://www.columbialighting.com/products/bil/
From CBSA | [15 empty] | Lithonia
Values
Row Labels | Sum of Sf_PNW | Sum of Wt_PNW | From PIER Study on stairwells | [5 empty] | Quantity | kWh Saved | Percent Savings
1 | 1429772939.8184 | 141193.0274 | UCOP | -2 |  |  | 4F32T8 | Office | 32 | 8944 | 60% | 0.115 | $ | 1028.61
2 | 893983288.4523 | 51519.6459 | UCLA | Bunche |  | -2 | 4F42T8 | Office | 50 | 20783 | 69% | 0.115 | $ | 2390.05
3 | 258600556.3707 | 5680.7733 | UCLA | Cogen |  | -2 | 4F42T8 | Office | 48 | 12927 | 58% | 0.115 | $ | 1486.63
4 | 156550536.9594 | 1813.5632 | UC | Riverside |  | 150W | Incand. | Dormitory | 38 | 47025 | 94% | 0.07 | $ | 3056.65
5 | 131012386.8797 | 1088.343 | UC | Santa | Barbara | -2 | 4F32T8 | Office/Classroom | 10 | 2764 | 60% | 0.1 | $ | 276.43
6 | 40973284.3991 | 614.9569 | UC | Irvine |  | -2 | 4F34T12 | Office/Classroom | 37 | 7555 | 42% | 0.11 | $ | 831
7 | 37865317.8404 | 287.2534 | Sonoma | State |  | -2 | 4F32T8 | Office/Classroom | 27 | 6146 | 48% | 0.17 | $ | 1044.82
8 | 29110884.6763 | 559.7349 | San | Diego | State | -2 | 4F42T12 | Office/Classroom | 29 | 6574 | 45% | 0.14 | $ | 920.4
9 | 28130086.1011 | 143.0244 | CSU | Northridge |  | -4 | 4F32T8 | Office/Classroom | 16 | 11801 | 78% | 0.08 | $ | 944.07
12 | 13151662.1013 | 56.5718 | [8 empty] | 61.56%
13 | 1898986.5166 | 24.0823
14 | 636642.3463 | 4.3309 |  |  |  |  | Fixure | Style | Price |  |  | Fixure | Style | Price |  | Source
15 | 5360178.4269 | 27.1172 |  |  |  |  | Base |  | 100 |  |  | Columbia BIL | T5 64W | 302 | <= | http://www.lightingdirect.com/Columbia-Lighting-BIL4-232-EPU-2-Lamp-6-Wide-x-5-Length-32-Watt-120-277V-Bi-Level-Luminaire/p1944948?source=gg-gba-pla_1944948____52719829049&s_kwcid=PTC!pla!!!113377106009!g!!52719829049&gclid=CLDtnY77h8QCFYVrfgodHjoAAA
17 | 6712675.5407 | 22.7863 | [9 empty] | Columbia BIL | T5 64W | 295 | <= | Hubbell Lighting / Columbia BIL4-232-EPU 2-Light BIL Series Bi-Level Luminaire With Control; 32 Watt 4669 Lumens, White, Lamp Not Included
18 | 8658811.8669 | 22.7863 | [9 empty] | Columbia BIL | T8 32W | 231 | <= | http://www.zoro.com/i/G5172343/?utm_source=google_shopping&utm_medium=cpc&utm_campaign=Google_Shopping_Feed&gclid=CPTA5Pn7h8QCFUiEfgod3WcAlQ
21 | 5285378.7634 | 14.4805 | [9 empty] | Lamar VO | T8 32W | 219 | <= | http://www.goodmart.com/products/lamar-lighting-vo-voyager-32w-t8-fluorescent-occu-smart-occupancy-sensor-fixture-vo132e8upafo.htm
22 | 1083871.372 | 3.7884 | [9 empty] | Lamar VO | T8 32W | 260 | <= | http://www.goodmart.com/products/lamar-lighting-vo-series-voyager-2-lamp-32w-t8-fluorescent-occu-smart-sensor-fixture-vo232c8upaas.htm
23 | 8869813.4403 | 22.7863
24 | 12662723.2008 | 27.1172 | [11 empty] | 261.4
25 | 12778912.1717 | 27.1172 | http://lightingcontrolsassociation.org/bilevel-stairwell-lighting-promises-up-to-70-80-percent-energy-savings/
30 | 8290209.2364 | 16.3815
34 | 5727931.8223 | 4.3309
36 | 24413408.6972 | 31.3255
Grand Total | 3121530487 | 203205.3249
Multi-Story | 1691757547.1816 | 62012.2976
| 54.2% | 30.52%
Stairwells account for about 2% of multistory commercial building floorspace, with an average of one light fixture for each 58 sq.ft. of stairwell, according to the International Facility Management Association. It is trafficked 3-5% of the average day.

## Back of Envelope
Item |  | Unit | Source
Total Floor Area | 3.3 | billion | CBSA
Percent buildings with multiple floors | 30.52% |  | CBSA
Floor area in multi-floor buildings | 1700000000 | sf | CBSA
Percent floor area as stairwell | 4% |  | Estimate from floor plans & LCA
Total stairwell area | 68000000
Stairwell LPD | 0.6 | w/sf | Code is .66 for hallway/corridor, stairwell typically under lit
Total stairwell connected Watts (MW) | 40.8
Uncontrolled | 70% |  | CBSA
Stairwell hours | 8760
Total Baseline Energy (aMW) | 28.56
Percent Savings with Bi-Level | 61.56% |  | CLTC
Total Savings Potential (aMW) | 17.5803 | aMW | Before 85%
Watts for 2-lamp T8 | 55
Fixtures per 1000sf | 10.9091 |  | calc
Fixture & labor cost incremental | 200 |  | 300 list price, incremental cost about $100 plus labor
Cost per Ksf | 2181.8182
Savings per fixture (kWh) | 296.5747
Savings per kSF | 3235.36
Cost per first year kWh | 0.67437
Life | 16
Levelized cost $/MWh | 57.8741
Turnover Rate | 6% |  | From CBSA Renovation Tables: See IntLightComp
Note on B34: Charlie Grist: Developed from CBSA renovation data. See Fixture Ballast Ren Tables.xlsx Ranges 5% to 7% for both fixtures and for ballast replacement.
Retrofit or NR Analysis
Unclear whether IECC requires control. May be exempt under 'egress'. May not.
Plenty of retrofit or NR potential remains
Lamp/ballast change @ ballast life of 50K hours is about 6 years NR cycle
Fi xture cost typically about $200 - 300. Conversion kits available too.

## CBSA
CBSA Sumamry from "Lighitng Summary"
Control Type | Frac Floor | Stairwell Lighting and Control |  |  |  |  | Stairwell Lighting and Control |  |  |  |  | Stairwell Lighting and Control |  | Stairwell Lighting and Control | Stairwell Lighting and Control | Stairwell Lighting and Control | Stairwell Lighting and Control
No Control | 56.28%
Off Unoccupied | 17.63% | Floor Area and Count with Stairwell Lighting | [6 empty] | Buildings with Stairwell Lighting
Occ Sensor Off | 6.897% | About half the floor area has stairwell lighting
Occ Sensor Dim | 6.897% | About one quarter of the buildings
[9 empty] | stairwell_lights | Y
CBSA Btypes | 1500000000 |  | Values | [6 empty] | Values
Hospital & University | 180000000 | Row Labels | Sum of Sf_PNW | Sum of Sf_PNW2 | Sum of Wt_PNW | Sum of Wt_PNW2 |  |  | Row Labels | Sum of Sf_PNW | Sum of Sf_PNW2 | Sum of Wt_PNW | Sum of Wt_PNW2
Total Stairwell Floor Area | 1680000000 | N | 1628156095.6539 | 52.39% | 153442.5724 | 75.88% |  |  | 0 | 646757607.2729 | 43.72% | 31603.5812 | 64.8%
|  | Y | 1479399186.4331 | 47.61% | 48768.9996 | 24.12% |  | No Control | 1 | 832641579.1603 | 56.28% | 17165.4185 | 35.2%
|  | Grand Total | 3107555282.087 | 100% | 202211.572 | 100% |  |  | Grand Total | 1479399186.4331 | 100% | 48768.9996 | 100%
|  |  | Values | [5 empty] | stairwell_lights | Y
|  | Row Labels | Sum of Sf_PNW | Sum of Sf_PNW2 | Sum of Wt_PNW | Sum of Wt_PNW2
University SF | 122000000 | Y | 1479399186.4331 | 100% | 48768.9996 | 100% |  |  |  | Values
Hospital SF | 105000000 | Assembly | 200807062.8305 | 13.57% | 9086.0648 | 18.63% |  |  | Row Labels | Sum of Sf_PNW | Sum of Sf_PNW2 | Sum of Wt_PNW | Sum of Wt_PNW2
Percent with stairwell | 80% | Grocery | 12882797.7048 | 0.8708% | 716.0533 | 1.468% |  |  | 0 | 1218610851.0007 | 82.37% | 38136.9376 | 78.2%
| 180000000 | Lodging | 152903241.0977 | 10.34% | 2512.7336 | 5.152% |  | Off Unoccupied | 1 | 260788335.4324 | 17.63% | 10632.062 | 21.8%
|  | Office | 498304822.2444 | 33.68% | 16995.5401 | 34.85% |  |  | Grand Total | 1479399186.4331 | 100% | 48768.9996 | 100%
|  | Other | 198324093.5356 | 13.41% | 6173.6563 | 12.66%
|  | Residential Care | 74960471.3962 | 5.067% | 1586.7201 | 3.254%
|  | Restaurant | 10182492.4916 | 0.6883% | 1162.5449 | 2.384% |  |  | stairwell_lights | Y
|  | Retail/Service | 136719616.2729 | 9.242% | 5862.728 | 12.02%
|  | School K-12 | 133679972.9087 | 9.036% | 1922.3219 | 3.942% |  |  |  | Values
|  | Warehouse | 60634615.9508 | 4.099% | 2750.6364 | 5.64% |  |  | Row Labels | Sum of Sf_PNW | Sum of Sf_PNW2 | Sum of Wt_PNW | Sum of Wt_PNW2
|  | Grand Total | 1479399186.4331 | 100% | 48768.9996 | 100% |  |  | 0 | 1377358390.8888 | 93.1% | 45780.2071 | 93.87%
[8 empty] | Occ Sensor Off | 1 | 102040795.5443 | 6.897% | 2988.7925 | 6.128%
[9 empty] | Grand Total | 1479399186.4331 | 100% | 48768.9996 | 100%
Values
|  | Row Labels | Sum of Sf_PNW | Sum of Sf_PNW2 | Sum of Wt_PNW | Sum of Wt_PNW2
|  | Y | 1479399186.4331 | 100% | 48768.9996 | 100% |  |  | stairwell_lights | Y
|  | 1 | 142551504.9393 | 9.636% | 11159.4809 | 22.88%
|  | 2 | 601970609.1801 | 40.69% | 28513.1543 | 58.47% |  |  |  | Values
|  | 3 | 227857246.3669 | 15.4% | 4550.5847 | 9.331% |  |  | Row Labels | Sum of Sf_PNW | Sum of Sf_PNW2 | Sum of Wt_PNW | Sum of Wt_PNW2
|  | 4 | 146518490.7423 | 9.904% | 1688.4937 | 3.462% |  |  | 0 | 1377358390.8888 | 93.1% | 45780.2071 | 93.87%
|  | 5 | 124580719.1447 | 8.421% | 1058.3459 | 2.17% |  | Occ Sensor Dim | 1 | 102040795.5443 | 6.897% | 2988.7925 | 6.128%
|  | 6 | 40973284.3991 | 2.77% | 614.9569 | 1.261% |  |  | Grand Total | 1479399186.4331 | 100% | 48768.9996 | 100%
|  | 7 | 22175155.3805 | 1.499% | 176.2213 | 0.3613%
|  | 8 | 29110884.6763 | 1.968% | 559.7349 | 1.148%
|  | 9 | 28130086.1011 | 1.901% | 143.0244 | 0.2933%
|  | 12 | 13151662.1013 | 0.889% | 56.5718 | 0.116%
|  | 13 | 1898986.5166 | 0.1284% | 24.0823 | 0.04938%
|  | 14 | 636642.3463 | 0.04303% | 4.3309 | 0.00888%
|  | 15 | 5360178.4269 | 0.3623% | 27.1172 | 0.0556%
|  | 17 | 6712675.5407 | 0.4537% | 22.7863 | 0.04672%
|  | 18 | 8658811.8669 | 0.5853% | 22.7863 | 0.04672%
|  | 21 | 5285378.7634 | 0.3573% | 14.4805 | 0.02969%
|  | 22 | 1083871.372 | 0.07326% | 3.7884 | 0.007768%
|  | 23 | 8869813.4403 | 0.5996% | 22.7863 | 0.04672%
|  | 24 | 12662723.2008 | 0.8559% | 27.1172 | 0.0556%
|  | 25 | 12778912.1717 | 0.8638% | 27.1172 | 0.0556%
|  | 30 | 8290209.2364 | 0.5604% | 16.3815 | 0.03359%
|  | 34 | 5727931.8223 | 0.3872% | 4.3309 | 0.00888%
|  | 36 | 24413408.6972 | 1.65% | 31.3255 | 0.06423%
|  | Grand Total | 1479399186.4331 | 100% | 48768.9996 | 100%

## ToDo7P
Item | Description | Date Done | Who | Result
1 | New cost data
2 | New performance data
3 | Estimate baseline energy use and frozen efficiency points
4 | Calibrate baseline use and turnover with Massoud's forecast
5 | Costs to 2012$
6 | Get saturation estimate
7 | Update APPLIC, BASE, TURN, ACHIEV and CHAR in ComMaster
8 | Build Measure Map
9 | Figure out weighting scheme
10 | Develop shape of savings and put in GLS
11 | Run ProCost
12 | Build SC models
13 | Check savings against total load estimate
14 | Update Source Summary
15
16
17
18
19
20
21
22
23
24
25