## forRPM
Ramp Rate | Resource Type | Measure Category | Sector | End Use | kW per unit | kWh per unit | TRC Net Levelized Cost (Net of All Benefits) | segment | measure | 2016 | 2017 | 2018 | 2019 | 2020 | 2021 | 2022 | 2023 | 2024 | 2025 | 2026 | 2027 | 2028 | 2029 | 2030 | 2031 | 2032 | 2033 | 2034 | 2035 | MAX | Savings Allocation by Category and Month for Segments 1 | [12 empty] | Savings Allocation by Category and Month for Segments 2
[5 empty] | Wholesale KW | Busbar Savings | lvlcost | 1 |  | aMW_2016 | aMW_2017 | aMW_2018 | aMW_2019 | aMW_2020 | aMW_2021 | aMW_2022 | aMW_2023 | aMW_2024 | aMW_2025 | aMW_2026 | aMW_2027 | aMW_2028 | aMW_2029 | aMW_2030 | aMW_2031 | aMW_2032 | aMW_2033 | aMW_2034 | aMW_2035 | MAX | Jan | Feb | Mar | Apr | May | Jun | Jul | Aug | Sep | Oct | Nov | Dec |  | Jan | Feb | Mar | Apr | May | Jun | Jul | Aug | Sep | Oct | Nov | Dec
LO20Fast | New | LEC Exit Sign | Commercial | Lighting | 0.0080422 | 64.0323 | 9.8774 |  | LEC Exit Sign-Double-New | 0.048601 | 0.071442 | 0.079777 | 0.093318 | 0.090068 | 0.090284 | 0.10649 | 0.11234 | 0.12669 | 0.14056 | 0.15409 | 0.17752 | 0.19527 | 0.18896 | 0.2004 | 0.19518 | 0.19191 | 0.18269 | 0.17919 | 0.18139 | 2.8062 | 3.0925 | 2.9057 | 3.2957 | 3.0029 | 3.08 | 3.0702 | 2.9397 | 3.3534 | 2.8883 | 3.2814 | 2.8358 | 2.8874 | 0 | 2.4897 | 2.2395 | 2.2274 | 2.2382 | 2.2671 | 2.1017 | 2.363 | 2.2519 | 2.3551 | 2.2094 | 2.3236 | 2.3328
LO20Fast | New | LEC Exit Sign | Commercial | Lighting | 0.0040081 | 31.9127 | 26.996 |  | LEC Exit Sign-Single-New | 0.0099778 | 0.014667 | 0.016378 | 0.019158 | 0.018491 | 0.018535 | 0.021862 | 0.023063 | 0.02601 | 0.028856 | 0.031634 | 0.036445 | 0.040089 | 0.038793 | 0.041142 | 0.040071 | 0.0394 | 0.037505 | 0.036788 | 0.037239 | 0.5761 | 1.5412 | 1.4482 | 1.6425 | 1.4966 | 1.535 | 1.5301 | 1.4651 | 1.6713 | 1.4395 | 1.6354 | 1.4133 | 1.439 | 0 | 1.2408 | 1.1161 | 1.1101 | 1.1155 | 1.1299 | 1.0475 | 1.1777 | 1.1223 | 1.1738 | 1.1011 | 1.1581 | 1.1626
LO20Fast | NR | LEC Exit Sign | Commercial | Lighting | 0.0080422 | 64.0323 | 9.8774 |  | LEC Exit Sign-Double-NR | 0.19124 | 0.32388 | 0.41449 | 0.48405 | 0.54421 | 0.5955 | 0.63869 | 0.67465 | 0.70427 | 0.72841 | 0.74785 | 0.76215 | 0.77247 | 0.7797 | 0.78454 | 0.79983 | 0.81099 | 0.81915 | 0.82592 | 0.83061 | 16.7511 | 3.0925 | 2.9057 | 3.2957 | 3.0029 | 3.08 | 3.0702 | 2.9397 | 3.3534 | 2.8883 | 3.2814 | 2.8358 | 2.8874 | 0 | 2.4897 | 2.2395 | 2.2274 | 2.2382 | 2.2671 | 2.1017 | 2.363 | 2.2519 | 2.3551 | 2.2094 | 2.3236 | 2.3328
LO20Fast | NR | LEC Exit Sign | Commercial | Lighting | 0.0040081 | 31.9127 | 26.996 |  | LEC Exit Sign-Single-NR | 0.039261 | 0.066493 | 0.085094 | 0.099374 | 0.11172 | 0.12225 | 0.13112 | 0.1385 | 0.14459 | 0.14954 | 0.15353 | 0.15647 | 0.15859 | 0.16007 | 0.16106 | 0.1642 | 0.16649 | 0.16817 | 0.16956 | 0.17052 | 3.439 | 1.5412 | 1.4482 | 1.6425 | 1.4966 | 1.535 | 1.5301 | 1.4651 | 1.6713 | 1.4395 | 1.6354 | 1.4133 | 1.439 | 0 | 1.2408 | 1.1161 | 1.1101 | 1.1155 | 1.1299 | 1.0475 | 1.1777 | 1.1223 | 1.1738 | 1.1011 | 1.1581 | 1.1626
Note on A1: Charlie Grist: Lookup in ComMaster
Note on B1: Charlie Grist: New, NR, Retro
Note on C1: Charlie Grist: Measure Index Name
Note on E1: Charlie Grist: Use Massoud's Names
Note on F1: Charlie Grist: From Shaped Savings column 14
Note on G1: Charlie Grist: From SC or from Shaped Savings column 3.
Note on H1: Charlie Grist: From SC or from Shaped Savings column K (column 11)
Note on I1: Charlie Grist: From SC
Note on J1: Charlie Grist: From SC
Note on K1: Charlie Grist: From SC. For shaping. RPM also uses this divided by savings per unit to calculate units, and then uses kW per unit * units to calculate kW. Use Supply Curve Bundled starting in column 2 "column()-9"
Note on AF1: Charlie Grist: From Shaped Savings. Copy whole row down since column increment is hardwired into formula. Use column()-17 for the column reference

## 7PSourceSummary
Measure: | LEC Exit Sign
Item | Methods & Sources | Note | 7P Updates
Measures Described | Install new Light Emitting Capacitor (LEC) exit sign instead of LED exit sign at New and NR opportunties |  | New for 7P
Energy Savings Calculation Basis | [Delta watt] * [8760 hours per year]
Baseline Energy Use | LED exit sign 3 or 4 watts | Federal standard is maximum 5 watts per face. Typical new LED 3-4 watt per face
Applicable Stock | All indoor green exit signs
Baseline Saturation | 10%
Baseline Penetration | 10%
Permutations | Two - One-sided and Two sided
Costs | Incremental cost over LED sign | Significant O&M savings due to life
Measure Life | 15
Savings Shape | Flat
Achievability Ramp Rate | Fast | LO20Fast

## SC-New
Units Methodology | Use total building floor area as the driver. Savings and costs are calculated per sign. Residual flows to SC-NR
Forecast Version
| Vintage | New | New
End-Use: | Measure Bundle | LEC Exit Sign-New | Region
Lighting | Report Year | 2035 | Base
| Total Potential (aMW) | 3.3823 |  | 1 | 2 | 3 | 4 | 5 | 6 | 7 | 8 | 9 | 10 | 11 | 12 | 13 | 14 | 15 | 16 | 17 | 18 | 19 | 20
UNITS FOR NEW STOCK |  | LEC Exit Sign-New |  | 2016 | 2017 | 2018 | 2019 | 2020 | 2021 | 2022 | 2023 | 2024 | 2025 | 2026 | 2027 | 2028 | 2029 | 2030 | 2031 | 2032 | 2033 | 2034 | 2035 | TOTAL MAX | TOTAL
|  |  |  | Floor_2016 | Floor_2017 | Floor_2018 | Floor_2019 | Floor_2020 | Floor_2021 | Floor_2022 | Floor_2023 | Floor_2024 | Floor_2025 | Floor_2026 | Floor_2027 | Floor_2028 | Floor_2029 | Floor_2030 | Floor_2031 | Floor_2032 | Floor_2033 | Floor_2034 | Floor_2035 | 85%
|  | Large Off | 1 | 7.8067 | 5.9497 | 5.8909 | 6.8916 | 6.641 | 5.4382 | 6.9237 | 6.0406 | 5.862 | 6.6048 | 6.6082 | 7.2276 | 7.9321 | 7.259 | 7.9122 | 7.7623 | 7.6402 | 7.1725 | 7.081 | 7.4281 |  | 138.0726
|  | Medium Off | 2 | 6.3307 | 4.6246 | 4.6954 | 5.5562 | 5.2903 | 4.0955 | 5.6166 | 4.8928 | 4.649 | 5.3601 | 5.3451 | 5.7169 | 6.1644 | 5.8004 | 6.4332 | 6.1077 | 6.3133 | 5.5403 | 5.5266 | 5.9833 |  | 110.0425
|  | Small Off | 3 | 1.6621 | 1.2171 | 1.2444 | 1.4586 | 1.4004 | 1.0788 | 1.4748 | 1.2896 | 1.2239 | 1.4012 | 1.3991 | 1.4996 | 1.6198 | 1.5187 | 1.6891 | 1.5972 | 1.6405 | 1.4566 | 1.4532 | 1.5649 |  | 28.8897
|  | XLarge Ret | 4 | 1.7994 | 1.4858 | 0.89794 | 0.91202 | 0.85125 | 0.73204 | 0.73428 | 0.71341 | 0.89456 | 1.0321 | 1.0963 | 1.6173 | 1.8239 | 1.6267 | 1.597 | 1.5393 | 1.2961 | 1.3176 | 1.247 | 1.354 |  | 24.5682
|  | Large Ret | 5 | 0.7196 | 0.59648 | 0.36612 | 0.37318 | 0.34505 | 0.29286 | 0.29376 | 0.28416 | 0.36455 | 0.42647 | 0.44956 | 0.65214 | 0.73354 | 0.65561 | 0.64605 | 0.62178 | 0.52555 | 0.53266 | 0.50454 | 0.54553 |  | 9.9292
|  | Medium Ret | 6 | 2.7276 | 2.2452 | 1.3847 | 1.4143 | 1.3049 | 1.1035 | 1.0932 | 1.0602 | 1.3687 | 1.6102 | 1.7014 | 2.4475 | 2.7643 | 2.4645 | 2.4352 | 2.3437 | 1.9971 | 2.0221 | 1.9075 | 2.0634 |  | 37.4592
|  | Small Ret | 7 | 0.8625 | 0.71244 | 0.43988 | 0.4488 | 0.41374 | 0.34302 | 0.33947 | 0.32966 | 0.43689 | 0.51887 | 0.54817 | 0.7797 | 0.87859 | 0.7842 | 0.77729 | 0.74887 | 0.63964 | 0.64715 | 0.61166 | 0.66242 |  | 11.9229
|  | School K-12 | 8 | 0.49337 | 1.103 | 0.94992 | 0.71721 | 0.74423 | 0.8514 | 0.99139 | 1.5015 | 1.8698 | 1.6453 | 1.6753 | 1.7943 | 1.8624 | 1.7489 | 1.7976 | 1.6195 | 1.8221 | 1.6337 | 1.7826 | 1.6891 |  | 28.2926
|  | University | 9 | 0.28002 | 0.2972 | 0.58203 | 0.83189 | 0.6661 | 0.73648 | 0.64334 | 0.97289 | 1.1821 | 1.1785 | 1.2952 | 1.3229 | 1.4229 | 1.443 | 1.2924 | 1.1785 | 1.3434 | 1.2266 | 1.2571 | 1.298 |  | 20.4506
|  | Warehouse | 10 | 7.6587 | 7.5775 | 5.6454 | 4.8008 | 3.5881 | 3.153 | 4.0692 | 4.54 | 4.8555 | 4.6966 | 4.8557 | 4.4518 | 3.8658 | 3.9817 | 3.9952 | 4.4738 | 4.2737 | 4.087 | 4.1377 | 3.6922 |  | 92.3995
|  | Supermarket | 11 | 0.38925 | 0.34341 | 0.29927 | 0.29689 | 0.2938 | 0.29042 | 0.28614 | 0.28164 | 0.27689 | 0.27358 | 0.27063 | 0.26801 | 0.2666 | 0.25138 | 0.26455 | 0.26299 | 0.26141 | 0.25948 | 0.25751 | 0.25563 |  | 5.6495
|  | MiniMart | 12 | 0.19766 | 0.18601 | 0.095761 | 0.10062 | 0.085647 | 0.065415 | 0.057243 | 0.055087 | 0.073916 | 0.092056 | 0.10394 | 0.15172 | 0.15707 | 0.14511 | 0.15273 | 0.14105 | 0.11701 | 0.12001 | 0.11457 | 0.12118 |  | 2.3338
|  | Restaurant | 13 | 0.46895 | 0.47387 | 0.45145 | 0.45051 | 0.44778 | 0.44523 | 0.44274 | 0.43991 | 0.43709 | 0.43514 | 0.4358 | 0.59162 | 0.66468 | 0.65354 | 0.67606 | 0.7056 | 0.63207 | 0.63726 | 0.58284 | 0.63928 |  | 10.7114
|  | Lodging | 14 | 1.0327 | 1.0159 | 0.74305 | 0.76054 | 0.65616 | 0.62755 | 0.61023 | 0.60572 | 0.65098 | 0.6932 | 0.78844 | 1.3646 | 1.6032 | 1.6413 | 1.6703 | 1.7557 | 1.4871 | 1.44 | 1.35 | 1.4487 |  | 21.9452
|  | Hospital | 15 | 4.1336 | 3.5601 | 3.2008 | 2.6531 | 1.873 | 1.6467 | 1.5196 | 1.3328 | 1.3372 | 1.4087 | 1.6726 | 2.0158 | 2.3034 | 2.0639 | 1.988 | 1.9342 | 1.7745 | 1.6724 | 1.5414 | 1.5563 |  | 41.1884
|  | Residential Care | 16 | 4.5029 | 4.0786 | 3.592 | 3.0401 | 2.3019 | 2.1321 | 1.9772 | 1.8096 | 1.9023 | 2.013 | 2.304 | 2.7992 | 3.0682 | 2.7442 | 2.8047 | 2.7283 | 2.496 | 2.4392 | 2.3387 | 2.3104 |  | 53.3826
|  | Assembly | 17 | 3.1855 | 3.1699 | 2.2629 | 2.6024 | 2.292 | 2.1556 | 1.482 | 1.5603 | 2.3546 | 3.274 | 3.6242 | 4.442 | 5.8224 | 6.4604 | 6.9015 | 6.7485 | 6.4365 | 6.3053 | 6.2237 | 6.0387 |  | 83.3424
|  | Other | 18 | 12.8631 | 10.722 | 10.1421 | 9.4612 | 7.3639 | 8.1591 | 7.9604 | 8.6026 | 9.3208 | 9.0573 | 10.1844 | 10.7877 | 11.0054 | 10.2671 | 11.0275 | 9.9609 | 10.34 | 9.8384 | 9.3283 | 9.0356 |  | 195.4277
User total stock. Not differentiated by Btype. |  | Total Incremental Floor |  | 57.1143 | 49.3587 | 42.884 | 42.7699 | 36.5593 | 33.3471 | 36.5153 | 36.3126 | 39.0609 | 41.7212 | 44.3582 | 49.9305 | 53.9587 | 51.5098 | 54.0605 | 52.2301 | 51.0362 | 48.3482 | 47.246 | 47.6867 | 778.6069 | 916.0081
|  | Total Cumulative Floor |  | 57.1143 | 106.473 | 149.357 | 192.1269 | 228.6861 | 262.0332 | 298.5485 | 334.8611 | 373.9221 | 415.6432 | 460.0014 | 509.9319 | 563.8906 | 615.4005 | 669.4609 | 721.691 | 772.7272 | 821.0754 | 868.3214 | 916.0081
Signs per KSF (CBSA Median) | 1.2142 | Total Incremental Signs |  | 69347.4234 | 59930.6326 | 52069.1807 | 51930.6806 | 44389.7681 | 40489.5899 | 44336.4007 | 44090.2655 | 47427.2744 | 50657.2806 | 53859.1589 | 60624.9244 | 65515.9785 | 62542.5219 | 65639.5037 | 63417.0492 | 61967.515 | 58703.7686 | 57365.4105 | 57900.5603 |  | 1112204.8875
|  | Total Cumulative Signs |  | 69347.4234 | 129278.0561 | 181347.2367 | 233277.9173 | 277667.6853 | 318157.2752 | 362493.6759 | 406583.9414 | 454011.2158 | 504668.4964 | 558527.6553 | 619152.5797 | 684668.5583 | 747211.0802 | 812850.5839 | 876267.6331 | 938235.1481 | 996938.9167 | 1054304.3272 | 1112204.8875
UNITS APPLICABLE BY YEAR |  |  |  | 2016 | 2017 | 2018 | 2019 | 2020 | 2021 | 2022 | 2023 | 2024 | 2025 | 2026 | 2027 | 2028 | 2029 | 2030 | 2031 | 2032 | 2033 | 2034 | 2035 | TOTAL | TOTAL MAX
Measure Applicability Factor (One/TwoSide & Color) | Minus Baseline Pen | LEC Exit Sign-New
56.66% | 90% | LEC Exit Sign-Double-New | Double | 35363.0923 | 30561.0849 | 26552.2084 | 26481.5816 | 22636.1613 | 20647.3007 | 22608.9471 | 22483.4327 | 24185.1103 | 25832.2228 | 27464.9917 | 30915.1327 | 33409.2816 | 31892.9942 | 33472.2721 | 32338.9515 | 31599.7746 | 29935.4567 | 29252.973 | 29525.8678 | 567158.838
23.34% | 90% | LEC Exit Sign-Single-New | Single | 14567.0526 | 12588.9706 | 10937.6016 | 10908.5084 | 9324.4717 | 8505.204 | 9313.2614 | 9261.5584 | 9962.5273 | 10641.0193 | 11313.6027 | 12734.8129 | 13762.223 | 13137.6216 | 13788.1705 | 13321.3239 | 13016.8362 | 12331.2568 | 12050.1226 | 12162.5356 | 233628.681
NEW FLOOR AREA APPLICABLE & ACHIEVABLE BY YEAR FOR BUNDLE |  | Units | LO20Fast | 3 | 4 | 5 | 6 | 7 | 8 | 9 | 10 | 11 | 12 | 13 | 14 | 15 | 16 | 17 | 18 | 19 | 20 | 21 | 22
Acheivable and 85% Max Per Year |  | LEC Exit Sign-New | Achievability => | 22.12% | 37.62% | 48.36% | 56.72% | 64.04% | 70.38% | 75.81% | 80.42% | 84.31% | 87.58% | 90.3% | 92.42% | 94.07% | 95.36% | 96.36% | 97.14% | 97.75% | 98.22% | 98.59% | 98.88% | TOTAL | TOTAL MAX
|  | LEC Exit Sign-Double-New |  | 6648.9451 | 9773.6177 | 10913.9553 | 12766.4741 | 12321.7774 | 12351.398 | 14568.2314 | 15368.873 | 17332.1067 | 19229.1869 | 21080.424 | 24285.923 | 26714.3582 | 25850.6857 | 27415.8283 | 26702.0638 | 26254.9602 | 24992.5746 | 24514.4326 | 24815.1665 | 383900.9824
|  | LEC Exit Sign-Single-New |  | 2738.8875 | 4026.0281 | 4495.7652 | 5258.8698 | 5075.6867 | 5087.8883 | 6001.0644 | 6330.8712 | 7139.5824 | 7921.043 | 8683.6197 | 10004.0549 | 11004.3957 | 10648.6247 | 11293.3509 | 10999.3313 | 10815.1567 | 10295.1446 | 10098.1845 | 10222.0652 | 158139.6148
|  | Sum with 85% max |  | 9387.8326 | 13799.6457 | 15409.7205 | 18025.3439 | 17397.4641 | 17439.2864 | 20569.2957 | 21699.7442 | 24471.6891 | 27150.2299 | 29764.0437 | 34289.9778 | 37718.7539 | 36499.3103 | 38709.1792 | 37701.3951 | 37070.1169 | 35287.7192 | 34612.6171 | 35037.2318 | 542040.5971 |  |  | Max Units 85%
SUPPLY CURVE SAVINGS BY BUNDLE |  |  | New | 3: MWa
| TRC Net Levelized Cost (Net of All Benefits) in mills/kWh | Unit Multiplier (per KSF Floor Area) | 1 | 2016 | 2017 | 2018 | 2019 | 2020 | 2021 | 2022 | 2023 | 2024 | 2025 | 2026 | 2027 | 2028 | 2029 | 2030 | 2031 | 2032 | 2033 | 2034 | 2035 | TOTAL MAX
Busbar Savings | lvlcost | segment | measure | aMW_2016 | aMW_2017 | aMW_2018 | aMW_2019 | aMW_2020 | aMW_2021 | aMW_2022 | aMW_2023 | aMW_2024 | aMW_2025 | aMW_2026 | aMW_2027 | aMW_2028 | aMW_2029 | aMW_2030 | aMW_2031 | aMW_2032 | aMW_2033 | aMW_2034 | aMW_2035 | TOTAL MAX
64.0323 | 9.8774 |  | LEC Exit Sign-Double-New | 0.048601 | 0.071442 | 0.079777 | 0.093318 | 0.090068 | 0.090284 | 0.10649 | 0.11234 | 0.12669 | 0.14056 | 0.15409 | 0.17752 | 0.19527 | 0.18896 | 0.2004 | 0.19518 | 0.19191 | 0.18269 | 0.17919 | 0.18139 | 2.8062
31.9127 | 26.996 |  | LEC Exit Sign-Single-New | 0.0099778 | 0.014667 | 0.016378 | 0.019158 | 0.018491 | 0.018535 | 0.021862 | 0.023063 | 0.02601 | 0.028856 | 0.031634 | 0.036445 | 0.040089 | 0.038793 | 0.041142 | 0.040071 | 0.0394 | 0.037505 | 0.036788 | 0.037239 | 0.5761
| 15.5713 | Program Ramp Annual Energy |  | 0.058579 | 0.086108 | 0.096155 | 0.11248 | 0.10856 | 0.10882 | 0.12835 | 0.1354 | 0.1527 | 0.16941 | 0.18572 | 0.21397 | 0.23536 | 0.22775 | 0.24154 | 0.23525 | 0.23131 | 0.22019 | 0.21598 | 0.21863 | 3.3823
RECOMBINE MEASURE BUNDLES INTO SUPPLY CURVE CUMULATIVE
|  |  |  | 2016 | 2017 | 2018 | 2019 | 2020 | 2021 | 2022 | 2023 | 2024 | 2025 | 2026 | 2027 | 2028 | 2029 | 2030 | 2031 | 2032 | 2033 | 2034 | 2035 | TOTAL MAX
| lvlcost | lvlcost |  | aMW_2016 | aMW_2017 | aMW_2018 | aMW_2019 | aMW_2020 | aMW_2021 | aMW_2022 | aMW_2023 | aMW_2024 | aMW_2025 | aMW_2026 | aMW_2027 | aMW_2028 | aMW_2029 | aMW_2030 | aMW_2031 | aMW_2032 | aMW_2033 | aMW_2034 | aMW_2035 | TOTAL MAX
Block 1: <= 0 mills/kWh | >=-9999 | <=0 |  | 0 | 0 | 0 | 0 | 0 | 0 | 0 | 0 | 0 | 0 | 0 | 0 | 0 | 0 | 0 | 0 | 0 | 0 | 0 | 0 | 0
Block 2: <= 10 mills/kWh | >0 | <=10 |  | 0.048601 | 0.071442 | 0.079777 | 0.093318 | 0.090068 | 0.090284 | 0.10649 | 0.11234 | 0.12669 | 0.14056 | 0.15409 | 0.17752 | 0.19527 | 0.18896 | 0.2004 | 0.19518 | 0.19191 | 0.18269 | 0.17919 | 0.18139 | 2.8062
Block 3: 10-20 mills/kWh | >10 | <=20 |  | 0.048601 | 0.071442 | 0.079777 | 0.093318 | 0.090068 | 0.090284 | 0.10649 | 0.11234 | 0.12669 | 0.14056 | 0.15409 | 0.17752 | 0.19527 | 0.18896 | 0.2004 | 0.19518 | 0.19191 | 0.18269 | 0.17919 | 0.18139 | 2.8062
Block 4: 20-30 mills/kWh | >20 | <=30 |  | 0.058579 | 0.086108 | 0.096155 | 0.11248 | 0.10856 | 0.10882 | 0.12835 | 0.1354 | 0.1527 | 0.16941 | 0.18572 | 0.21397 | 0.23536 | 0.22775 | 0.24154 | 0.23525 | 0.23131 | 0.22019 | 0.21598 | 0.21863 | 3.3823
Block 5: 30-40 mills/kWh | >30 | <=40 |  | 0.058579 | 0.086108 | 0.096155 | 0.11248 | 0.10856 | 0.10882 | 0.12835 | 0.1354 | 0.1527 | 0.16941 | 0.18572 | 0.21397 | 0.23536 | 0.22775 | 0.24154 | 0.23525 | 0.23131 | 0.22019 | 0.21598 | 0.21863 | 3.3823
Block 6: 40-50 mills/kWh | >40 | <=50 |  | 0.058579 | 0.086108 | 0.096155 | 0.11248 | 0.10856 | 0.10882 | 0.12835 | 0.1354 | 0.1527 | 0.16941 | 0.18572 | 0.21397 | 0.23536 | 0.22775 | 0.24154 | 0.23525 | 0.23131 | 0.22019 | 0.21598 | 0.21863 | 3.3823
Block 7: 50-60 mills/kWh | >50 | <=60 |  | 0.058579 | 0.086108 | 0.096155 | 0.11248 | 0.10856 | 0.10882 | 0.12835 | 0.1354 | 0.1527 | 0.16941 | 0.18572 | 0.21397 | 0.23536 | 0.22775 | 0.24154 | 0.23525 | 0.23131 | 0.22019 | 0.21598 | 0.21863 | 3.3823
Block 8: 60-70 mills/kWh | >60 | <=70 |  | 0.058579 | 0.086108 | 0.096155 | 0.11248 | 0.10856 | 0.10882 | 0.12835 | 0.1354 | 0.1527 | 0.16941 | 0.18572 | 0.21397 | 0.23536 | 0.22775 | 0.24154 | 0.23525 | 0.23131 | 0.22019 | 0.21598 | 0.21863 | 3.3823
Block 9: 70-80 mills/kWh | >70 | <=80 |  | 0.058579 | 0.086108 | 0.096155 | 0.11248 | 0.10856 | 0.10882 | 0.12835 | 0.1354 | 0.1527 | 0.16941 | 0.18572 | 0.21397 | 0.23536 | 0.22775 | 0.24154 | 0.23525 | 0.23131 | 0.22019 | 0.21598 | 0.21863 | 3.3823
Block 10: 80-90 mills/kWh | >80 | <=90 |  | 0.058579 | 0.086108 | 0.096155 | 0.11248 | 0.10856 | 0.10882 | 0.12835 | 0.1354 | 0.1527 | 0.16941 | 0.18572 | 0.21397 | 0.23536 | 0.22775 | 0.24154 | 0.23525 | 0.23131 | 0.22019 | 0.21598 | 0.21863 | 3.3823
Block 11: 90-100 mills/kWh | >90 | <=100 |  | 0.058579 | 0.086108 | 0.096155 | 0.11248 | 0.10856 | 0.10882 | 0.12835 | 0.1354 | 0.1527 | 0.16941 | 0.18572 | 0.21397 | 0.23536 | 0.22775 | 0.24154 | 0.23525 | 0.23131 | 0.22019 | 0.21598 | 0.21863 | 3.3823
Block 12: 100-110 mills/kWh | >100 | <=110 |  | 0.058579 | 0.086108 | 0.096155 | 0.11248 | 0.10856 | 0.10882 | 0.12835 | 0.1354 | 0.1527 | 0.16941 | 0.18572 | 0.21397 | 0.23536 | 0.22775 | 0.24154 | 0.23525 | 0.23131 | 0.22019 | 0.21598 | 0.21863 | 3.3823
Block 13: 110-120 mills/kWh | >110 | <=120 |  | 0.058579 | 0.086108 | 0.096155 | 0.11248 | 0.10856 | 0.10882 | 0.12835 | 0.1354 | 0.1527 | 0.16941 | 0.18572 | 0.21397 | 0.23536 | 0.22775 | 0.24154 | 0.23525 | 0.23131 | 0.22019 | 0.21598 | 0.21863 | 3.3823
Block 14: 120-130 mills/kWh | >120 | <=130 |  | 0.058579 | 0.086108 | 0.096155 | 0.11248 | 0.10856 | 0.10882 | 0.12835 | 0.1354 | 0.1527 | 0.16941 | 0.18572 | 0.21397 | 0.23536 | 0.22775 | 0.24154 | 0.23525 | 0.23131 | 0.22019 | 0.21598 | 0.21863 | 3.3823
Block 15: 130-140 mills/kWh | >130 | <=140 |  | 0.058579 | 0.086108 | 0.096155 | 0.11248 | 0.10856 | 0.10882 | 0.12835 | 0.1354 | 0.1527 | 0.16941 | 0.18572 | 0.21397 | 0.23536 | 0.22775 | 0.24154 | 0.23525 | 0.23131 | 0.22019 | 0.21598 | 0.21863 | 3.3823
Block 16: 140-150 mills/kWh | >140 | <=150 |  | 0.058579 | 0.086108 | 0.096155 | 0.11248 | 0.10856 | 0.10882 | 0.12835 | 0.1354 | 0.1527 | 0.16941 | 0.18572 | 0.21397 | 0.23536 | 0.22775 | 0.24154 | 0.23525 | 0.23131 | 0.22019 | 0.21598 | 0.21863 | 3.3823
Block 17: 150-160 mills/kWh | >150 | <=160 |  | 0.058579 | 0.086108 | 0.096155 | 0.11248 | 0.10856 | 0.10882 | 0.12835 | 0.1354 | 0.1527 | 0.16941 | 0.18572 | 0.21397 | 0.23536 | 0.22775 | 0.24154 | 0.23525 | 0.23131 | 0.22019 | 0.21598 | 0.21863 | 3.3823
Block 18: 160-170 mills/kWh | >160 | <=170 |  | 0.058579 | 0.086108 | 0.096155 | 0.11248 | 0.10856 | 0.10882 | 0.12835 | 0.1354 | 0.1527 | 0.16941 | 0.18572 | 0.21397 | 0.23536 | 0.22775 | 0.24154 | 0.23525 | 0.23131 | 0.22019 | 0.21598 | 0.21863 | 3.3823
Block 19: 170-180 mills/kWh | >170 | <=180 |  | 0.058579 | 0.086108 | 0.096155 | 0.11248 | 0.10856 | 0.10882 | 0.12835 | 0.1354 | 0.1527 | 0.16941 | 0.18572 | 0.21397 | 0.23536 | 0.22775 | 0.24154 | 0.23525 | 0.23131 | 0.22019 | 0.21598 | 0.21863 | 3.3823
Block 20: 180-190 mills/kWh | >180 | <=190 |  | 0.058579 | 0.086108 | 0.096155 | 0.11248 | 0.10856 | 0.10882 | 0.12835 | 0.1354 | 0.1527 | 0.16941 | 0.18572 | 0.21397 | 0.23536 | 0.22775 | 0.24154 | 0.23525 | 0.23131 | 0.22019 | 0.21598 | 0.21863 | 3.3823
Block 21: 190-200 mills/kWh | >190 | <=200 |  | 0.058579 | 0.086108 | 0.096155 | 0.11248 | 0.10856 | 0.10882 | 0.12835 | 0.1354 | 0.1527 | 0.16941 | 0.18572 | 0.21397 | 0.23536 | 0.22775 | 0.24154 | 0.23525 | 0.23131 | 0.22019 | 0.21598 | 0.21863 | 3.3823
Block 22: 200-210 mills/kWh | >200 | <=210 |  | 0.058579 | 0.086108 | 0.096155 | 0.11248 | 0.10856 | 0.10882 | 0.12835 | 0.1354 | 0.1527 | 0.16941 | 0.18572 | 0.21397 | 0.23536 | 0.22775 | 0.24154 | 0.23525 | 0.23131 | 0.22019 | 0.21598 | 0.21863 | 3.3823
Block 23: 210-220 mills/kWh | >210 | <=220 |  | 0.058579 | 0.086108 | 0.096155 | 0.11248 | 0.10856 | 0.10882 | 0.12835 | 0.1354 | 0.1527 | 0.16941 | 0.18572 | 0.21397 | 0.23536 | 0.22775 | 0.24154 | 0.23525 | 0.23131 | 0.22019 | 0.21598 | 0.21863 | 3.3823
Block 24: 220-230 mills/kWh | >220 | <=230 |  | 0.058579 | 0.086108 | 0.096155 | 0.11248 | 0.10856 | 0.10882 | 0.12835 | 0.1354 | 0.1527 | 0.16941 | 0.18572 | 0.21397 | 0.23536 | 0.22775 | 0.24154 | 0.23525 | 0.23131 | 0.22019 | 0.21598 | 0.21863 | 3.3823
Block 25: 230-240 mills/kWh | >230 | <=240 |  | 0.058579 | 0.086108 | 0.096155 | 0.11248 | 0.10856 | 0.10882 | 0.12835 | 0.1354 | 0.1527 | 0.16941 | 0.18572 | 0.21397 | 0.23536 | 0.22775 | 0.24154 | 0.23525 | 0.23131 | 0.22019 | 0.21598 | 0.21863 | 3.3823
Block 26: 240-250 mills/kWh | >240 | <=250 |  | 0.058579 | 0.086108 | 0.096155 | 0.11248 | 0.10856 | 0.10882 | 0.12835 | 0.1354 | 0.1527 | 0.16941 | 0.18572 | 0.21397 | 0.23536 | 0.22775 | 0.24154 | 0.23525 | 0.23131 | 0.22019 | 0.21598 | 0.21863 | 3.3823
Block 27: 250-260 mills/kWh | >250 | <=260 |  | 0.058579 | 0.086108 | 0.096155 | 0.11248 | 0.10856 | 0.10882 | 0.12835 | 0.1354 | 0.1527 | 0.16941 | 0.18572 | 0.21397 | 0.23536 | 0.22775 | 0.24154 | 0.23525 | 0.23131 | 0.22019 | 0.21598 | 0.21863 | 3.3823
Block 28: 260-270 mills/kWh | >260 | <=270 |  | 0.058579 | 0.086108 | 0.096155 | 0.11248 | 0.10856 | 0.10882 | 0.12835 | 0.1354 | 0.1527 | 0.16941 | 0.18572 | 0.21397 | 0.23536 | 0.22775 | 0.24154 | 0.23525 | 0.23131 | 0.22019 | 0.21598 | 0.21863 | 3.3823
Block 29: 270-280 mills/kWh | >270 | <=280 |  | 0.058579 | 0.086108 | 0.096155 | 0.11248 | 0.10856 | 0.10882 | 0.12835 | 0.1354 | 0.1527 | 0.16941 | 0.18572 | 0.21397 | 0.23536 | 0.22775 | 0.24154 | 0.23525 | 0.23131 | 0.22019 | 0.21598 | 0.21863 | 3.3823
Block 30: 280-290 mills/kWh | >280 | <=290 |  | 0.058579 | 0.086108 | 0.096155 | 0.11248 | 0.10856 | 0.10882 | 0.12835 | 0.1354 | 0.1527 | 0.16941 | 0.18572 | 0.21397 | 0.23536 | 0.22775 | 0.24154 | 0.23525 | 0.23131 | 0.22019 | 0.21598 | 0.21863 | 3.3823
Block 31: 290-300 mills/kWh | >290 | <=300 |  | 0.058579 | 0.086108 | 0.096155 | 0.11248 | 0.10856 | 0.10882 | 0.12835 | 0.1354 | 0.1527 | 0.16941 | 0.18572 | 0.21397 | 0.23536 | 0.22775 | 0.24154 | 0.23525 | 0.23131 | 0.22019 | 0.21598 | 0.21863 | 3.3823
Block 32: >300 mills/kWh | >300 | <=999 |  | 0.058579 | 0.086108 | 0.096155 | 0.11248 | 0.10856 | 0.10882 | 0.12835 | 0.1354 | 0.1527 | 0.16941 | 0.18572 | 0.21397 | 0.23536 | 0.22775 | 0.24154 | 0.23525 | 0.23131 | 0.22019 | 0.21598 | 0.21863 | 3.3823
RECOMBINE MEASURE BUNDLES INTO SUPPLY CURVE INREMENETAL
|  | SC_New |  | 2016 | 2017 | 2018 | 2019 | 2020 | 2021 | 2022 | 2023 | 2024 | 2025 | 2026 | 2027 | 2028 | 2029 | 2030 | 2031 | 2032 | 2033 | 2034 | 2035 | TOTAL MAX
|  | 2035 |  | aMW_2016 | aMW_2017 | aMW_2018 | aMW_2019 | aMW_2020 | aMW_2021 | aMW_2022 | aMW_2023 | aMW_2024 | aMW_2025 | aMW_2026 | aMW_2027 | aMW_2028 | aMW_2029 | aMW_2030 | aMW_2031 | aMW_2032 | aMW_2033 | aMW_2034 | aMW_2035 | TOTAL MAX
|  | Block 1: <= 0 mills/kWh |  | 0 | 0 | 0 | 0 | 0 | 0 | 0 | 0 | 0 | 0 | 0 | 0 | 0 | 0 | 0 | 0 | 0 | 0 | 0 | 0 | 0
|  | Block 2: <= 10 mills/kWh |  | 0.048601 | 0.071442 | 0.079777 | 0.093318 | 0.090068 | 0.090284 | 0.10649 | 0.11234 | 0.12669 | 0.14056 | 0.15409 | 0.17752 | 0.19527 | 0.18896 | 0.2004 | 0.19518 | 0.19191 | 0.18269 | 0.17919 | 0.18139 | 2.8062
|  | Block 3: 10-20 mills/kWh |  | 0 | 0 | 0 | 0 | 0 | 0 | 0 | 0 | 0 | 0 | 0 | 0 | 0 | 0 | 0 | 0 | 0 | 0 | 0 | 0 | 0
|  | Block 4: 20-30 mills/kWh |  | 0.0099778 | 0.014667 | 0.016378 | 0.019158 | 0.018491 | 0.018535 | 0.021862 | 0.023063 | 0.02601 | 0.028856 | 0.031634 | 0.036445 | 0.040089 | 0.038793 | 0.041142 | 0.040071 | 0.0394 | 0.037505 | 0.036788 | 0.037239 | 0.5761
|  | Block 5: 30-40 mills/kWh |  | 0 | 0 | 0 | 0 | 0 | 0 | 0 | 0 | 0 | 0 | 0 | 0 | 0 | 0 | 0 | 0 | 0 | 0 | 0 | 0 | 0
|  | Block 6: 40-50 mills/kWh |  | 0 | 0 | 0 | 0 | 0 | 0 | 0 | 0 | 0 | 0 | 0 | 0 | 0 | 0 | 0 | 0 | 0 | 0 | 0 | 0 | 0
|  | Block 7: 50-60 mills/kWh |  | 0 | 0 | 0 | 0 | 0 | 0 | 0 | 0 | 0 | 0 | 0 | 0 | 0 | 0 | 0 | 0 | 0 | 0 | 0 | 0 | 0
|  | Block 8: 60-70 mills/kWh |  | 0 | 0 | 0 | 0 | 0 | 0 | 0 | 0 | 0 | 0 | 0 | 0 | 0 | 0 | 0 | 0 | 0 | 0 | 0 | 0 | 0
|  | Block 9: 70-80 mills/kWh |  | 0 | 0 | 0 | 0 | 0 | 0 | 0 | 0 | 0 | 0 | 0 | 0 | 0 | 0 | 0 | 0 | 0 | 0 | 0 | 0 | 0
|  | Block 10: 80-90 mills/kWh |  | 0 | 0 | 0 | 0 | 0 | 0 | 0 | 0 | 0 | 0 | 0 | 0 | 0 | 0 | 0 | 0 | 0 | 0 | 0 | 0 | 0
|  | Block 11: 90-100 mills/kWh |  | 0 | 0 | 0 | 0 | 0 | 0 | 0 | 0 | 0 | 0 | 0 | 0 | 0 | 0 | 0 | 0 | 0 | 0 | 0 | 0 | 0
|  | Block 12: 100-110 mills/kWh |  | 0 | 0 | 0 | 0 | 0 | 0 | 0 | 0 | 0 | 0 | 0 | 0 | 0 | 0 | 0 | 0 | 0 | 0 | 0 | 0 | 0
|  | Block 13: 110-120 mills/kWh |  | 0 | 0 | 0 | 0 | 0 | 0 | 0 | 0 | 0 | 0 | 0 | 0 | 0 | 0 | 0 | 0 | 0 | 0 | 0 | 0 | 0
|  | Block 14: 120-130 mills/kWh |  | 0 | 0 | 0 | 0 | 0 | 0 | 0 | 0 | 0 | 0 | 0 | 0 | 0 | 0 | 0 | 0 | 0 | 0 | 0 | 0 | 0
|  | Block 15: 130-140 mills/kWh |  | 0 | 0 | 0 | 0 | 0 | 0 | 0 | 0 | 0 | 0 | 0 | 0 | 0 | 0 | 0 | 0 | 0 | 0 | 0 | 0 | 0
|  | Block 16: 140-150 mills/kWh |  | 0 | 0 | 0 | 0 | 0 | 0 | 0 | 0 | 0 | 0 | 0 | 0 | 0 | 0 | 0 | 0 | 0 | 0 | 0 | 0 | 0
|  | Block 17: 150-160 mills/kWh |  | 0 | 0 | 0 | 0 | 0 | 0 | 0 | 0 | 0 | 0 | 0 | 0 | 0 | 0 | 0 | 0 | 0 | 0 | 0 | 0 | 0
|  | Block 18: 160-170 mills/kWh |  | 0 | 0 | 0 | 0 | 0 | 0 | 0 | 0 | 0 | 0 | 0 | 0 | 0 | 0 | 0 | 0 | 0 | 0 | 0 | 0 | 0
|  | Block 19: 170-180 mills/kWh |  | 0 | 0 | 0 | 0 | 0 | 0 | 0 | 0 | 0 | 0 | 0 | 0 | 0 | 0 | 0 | 0 | 0 | 0 | 0 | 0 | 0
|  | Block 20: 180-190 mills/kWh |  | 0 | 0 | 0 | 0 | 0 | 0 | 0 | 0 | 0 | 0 | 0 | 0 | 0 | 0 | 0 | 0 | 0 | 0 | 0 | 0 | 0
|  | Block 21: 190-200 mills/kWh |  | 0 | 0 | 0 | 0 | 0 | 0 | 0 | 0 | 0 | 0 | 0 | 0 | 0 | 0 | 0 | 0 | 0 | 0 | 0 | 0 | 0
|  | Block 22: 200-210 mills/kWh |  | 0 | 0 | 0 | 0 | 0 | 0 | 0 | 0 | 0 | 0 | 0 | 0 | 0 | 0 | 0 | 0 | 0 | 0 | 0 | 0 | 0
|  | Block 23: 210-220 mills/kWh |  | 0 | 0 | 0 | 0 | 0 | 0 | 0 | 0 | 0 | 0 | 0 | 0 | 0 | 0 | 0 | 0 | 0 | 0 | 0 | 0 | 0
|  | Block 24: 220-230 mills/kWh |  | 0 | 0 | 0 | 0 | 0 | 0 | 0 | 0 | 0 | 0 | 0 | 0 | 0 | 0 | 0 | 0 | 0 | 0 | 0 | 0 | 0
|  | Block 25: 230-240 mills/kWh |  | 0 | 0 | 0 | 0 | 0 | 0 | 0 | 0 | 0 | 0 | 0 | 0 | 0 | 0 | 0 | 0 | 0 | 0 | 0 | 0 | 0
|  | Block 26: 240-250 mills/kWh |  | 0 | 0 | 0 | 0 | 0 | 0 | 0 | 0 | 0 | 0 | 0 | 0 | 0 | 0 | 0 | 0 | 0 | 0 | 0 | 0 | 0
|  | Block 27: 250-260 mills/kWh |  | 0 | 0 | 0 | 0 | 0 | 0 | 0 | 0 | 0 | 0 | 0 | 0 | 0 | 0 | 0 | 0 | 0 | 0 | 0 | 0 | 0
|  | Block 28: 260-270 mills/kWh |  | 0 | 0 | 0 | 0 | 0 | 0 | 0 | 0 | 0 | 0 | 0 | 0 | 0 | 0 | 0 | 0 | 0 | 0 | 0 | 0 | 0
|  | Block 29: 270-280 mills/kWh |  | 0 | 0 | 0 | 0 | 0 | 0 | 0 | 0 | 0 | 0 | 0 | 0 | 0 | 0 | 0 | 0 | 0 | 0 | 0 | 0 | 0
|  | Block 30: 280-290 mills/kWh |  | 0 | 0 | 0 | 0 | 0 | 0 | 0 | 0 | 0 | 0 | 0 | 0 | 0 | 0 | 0 | 0 | 0 | 0 | 0 | 0 | 0
|  | Block 31: 290-300 mills/kWh |  | 0 | 0 | 0 | 0 | 0 | 0 | 0 | 0 | 0 | 0 | 0 | 0 | 0 | 0 | 0 | 0 | 0 | 0 | 0 | 0 | 0
|  | Block 32: >300 mills/kWh |  | 0 | 0 | 0 | 0 | 0 | 0 | 0 | 0 | 0 | 0 | 0 | 0 | 0 | 0 | 0 | 0 | 0 | 0 | 0 | 0 | 0
|  | Total per Year | 0 | 0.058579 | 0.086108 | 0.096155 | 0.11248 | 0.10856 | 0.10882 | 0.12835 | 0.1354 | 0.1527 | 0.16941 | 0.18572 | 0.21397 | 0.23536 | 0.22775 | 0.24154 | 0.23525 | 0.23131 | 0.22019 | 0.21598 | 0.21863
|  | Total Cumulative | 0 | 0.058579 | 0.14469 | 0.24084 | 0.35332 | 0.46188 | 0.5707 | 0.69905 | 0.83445 | 0.98715 | 1.1566 | 1.3423 | 1.5563 | 1.7916 | 2.0194 | 2.2609 | 2.4962 | 2.7275 | 2.9477 | 3.1636 | 3.3823 | 3.3823
# UNITS RESIDUAL & AVAILABLE TO NR/RETROFIT POOL |  | Luminaires
Life Offset | #N/A | Residual from Ramp Rate |  | 2016 | 2017 | 2018 | 2019 | 2020 | 2021 | 2022 | 2023 | 2024 | 2025 | 2026 | 2027 | 2028 | 2029 | 2030 | 2031 | 2032 | 2033 | 2034 | 2035 | TOTAL MAX
|  | LEC Exit Sign-Double-New |  | 42466.4609 | 32672.3335 | 25964.112 | 24013.5003 | 19117.3356 | 16325.4085 | 16833.084 | 15858.1169 | 16258.3242 | 16648.9003 | 17065.3978 | 18651.7613 | 19687.4218 | 18445.1397 | 19073.4386 | 18213.1466 | 17633.6157 | 16584.4485 | 16114.6966 | 16192.9832 | 403819.626 |  | Available Residuals (do-overs)
|  | LEC Exit Sign-Single-New |  | 17493.1299 | 13458.6533 | 10695.3482 | 9891.8363 | 7874.9684 | 6724.895 | 6934.0209 | 6532.4045 | 6697.2611 | 6858.1504 | 7029.7174 | 7683.1852 | 8109.8029 | 7598.0719 | 7856.8859 | 7502.5075 | 7263.7824 | 6831.6009 | 6638.0969 | 6670.3453 | 166344.6644
|  | LEC Exit Sign-Double-New | Cumulative | 42466.4609 | 75138.7944 | 101102.9064 | 125116.4068 | 144233.7424 | 160559.1509 | 177392.2349 | 193250.3518 | 209508.676 | 226157.5763 | 243222.9741 | 261874.7354 | 281562.1572 | 300007.2968 | 319080.7354 | 337293.882 | 354927.4977 | 371511.9462 | 387626.6428 | 403819.626
|  | LEC Exit Sign-Single-New | Cumulative | 17493.1299 | 30951.7833 | 41647.1314 | 51538.9678 | 59413.9362 | 66138.8312 | 73072.8521 | 79605.2565 | 86302.5177 | 93160.6681 | 100190.3855 | 107873.5707 | 115983.3736 | 123581.4455 | 131438.3315 | 138940.8389 | 146204.6213 | 153036.2222 | 159674.3191 | 166344.6644
|  | Max Annual Carryover to SC-NR |  | 59959.5908 | 46130.9869 | 36659.4602 | 33905.3367 | 26992.304 | 23050.3035 | 23767.1049 | 22390.5213 | 22955.5853 | 23507.0507 | 24095.1152 | 26334.9466 | 27797.2246 | 26043.2116 | 26930.3245 | 25715.6541 | 24897.3981 | 23416.0494 | 22752.7935 | 22863.3285 | 570164.2904
CHECK
|  | Residual |  | 59959.5908 | 46130.9869 | 36659.4602 | 33905.3367 | 26992.304 | 23050.3035 | 23767.1049 | 22390.5213 | 22955.5853 | 23507.0507 | 24095.1152 | 26334.9466 | 27797.2246 | 26043.2116 | 26930.3245 | 25715.6541 | 24897.3981 | 23416.0494 | 22752.7935 | 22863.3285 | 570164.2904
|  | Achiev plus Residual |  | 69347.4234 | 59930.6326 | 52069.1807 | 51930.6806 | 44389.7681 | 40489.5899 | 44336.4007 | 44090.2655 | 47427.2744 | 50657.2806 | 53859.1589 | 60624.9244 | 65515.9785 | 62542.5219 | 65639.5037 | 63417.0492 | 61967.515 | 58703.7686 | 57365.4105 | 57900.5603 | 1112204.8875 |  | Total Units
|  | Diff between ACH plus Resid and Total |  | 0 | 0 | 0 | 0 | 0 | 0 | 0 | 0 | 0 | 0 | 0 | 0 | 0 | 0 | 0 | 0 | 0 | 0 | 0 | 0 | 0
|  | 85% per year check |  | 58945.3099 | 50941.0377 | 44258.8036 | 44141.0785 | 37731.3029 | 34416.1514 | 37685.9406 | 37476.7257 | 40313.1833 | 43058.6885 | 45780.2851 | 51531.1857 | 55688.5818 | 53161.1436 | 55793.5781 | 53904.4918 | 52672.3878 | 49898.2033 | 48760.5989 | 49215.4763 | 945374.1544 |  | Max Units
[24 empty] | #REF! |  | Total Opportuntiies over 20 years
#REF!

## SC-NR
Units Methodology | Use total building floor area as the driver. Savings and costs are calculated per sign.
Forecast Version
| Vintage | NR | Stock 2016
End-Use: | Measure Bundle | LEC Exit Sign-NR | Region
Lighting | Report Year | 2035 | Base
| Total Potential (aMW) | 15.9492 |  | 1 | 2 | 3 | 4 | 5 | 6 | 7 | 8 | 9 | 10 | 11 | 12 | 13 | 14 | 15 | 16 | 17 | 18 | 19 | 20
# UNITS FOR EXISTING STOCK |  | LEC Exit Sign-NR |  | 2016 | 2017 | 2018 | 2019 | 2020 | 2021 | 2022 | 2023 | 2024 | 2025 | 2026 | 2027 | 2028 | 2029 | 2030 | 2031 | 2032 | 2033 | 2034 | 2035 | TOTAL MAX | TOTAL
|  |  |  | Floor_2016 | Floor_2017 | Floor_2018 | Floor_2019 | Floor_2020 | Floor_2021 | Floor_2022 | Floor_2023 | Floor_2024 | Floor_2025 | Floor_2026 | Floor_2027 | Floor_2028 | Floor_2029 | Floor_2030 | Floor_2031 | Floor_2032 | Floor_2033 | Floor_2034 | Floor_2035 | 85%
|  | Large Off | 1 | 380.0883 | 378.948 | 377.8112 | 376.6777 | 375.5477 | 374.4211 | 373.2978 | 372.1779 | 371.0614 | 369.9482 | 368.8383 | 367.7318 | 366.6286 | 365.5288 | 364.4322 | 363.3389 | 362.2489 | 361.1621 | 360.0786 | 358.9984
|  | Medium Off | 2 | 190.7369 | 190.1647 | 189.5942 | 189.0254 | 188.4583 | 187.8929 | 187.3293 | 186.7673 | 186.207 | 185.6483 | 185.0914 | 184.5361 | 183.9825 | 183.4306 | 182.8803 | 182.3316 | 181.7846 | 181.2393 | 180.6956 | 180.1535
|  | Small Off | 3 | 184.0914 | 183.5391 | 182.9885 | 182.4395 | 181.8922 | 181.3465 | 180.8025 | 180.2601 | 179.7193 | 179.1801 | 178.6426 | 178.1067 | 177.5723 | 177.0396 | 176.5085 | 175.979 | 175.451 | 174.9247 | 174.3999 | 173.8767
|  | XLarge Ret | 4 | 138.3573 | 137.7209 | 137.0874 | 136.4568 | 135.8291 | 135.2043 | 134.5823 | 133.9632 | 133.347 | 132.7336 | 132.123 | 131.5153 | 130.9103 | 130.3081 | 129.7087 | 129.112 | 128.5181 | 127.9269 | 127.3385 | 126.7527
|  | Large Ret | 5 | 208.9575 | 207.9962 | 207.0395 | 206.0871 | 205.1391 | 204.1954 | 203.2561 | 202.3212 | 201.3905 | 200.4641 | 199.542 | 198.6241 | 197.7104 | 196.8009 | 195.8956 | 194.9945 | 194.0975 | 193.2047 | 192.316 | 191.4313
|  | Medium Ret | 6 | 97.1157 | 96.669 | 96.2243 | 95.7816 | 95.3411 | 94.9025 | 94.4659 | 94.0314 | 93.5988 | 93.1683 | 92.7397 | 92.3131 | 91.8885 | 91.4658 | 91.045 | 90.6262 | 90.2094 | 89.7944 | 89.3813 | 88.9702
|  | Small Ret | 7 | 109.4797 | 108.9761 | 108.4748 | 107.9758 | 107.4791 | 106.9847 | 106.4926 | 106.0027 | 105.5151 | 105.0297 | 104.5466 | 104.0657 | 103.587 | 103.1105 | 102.6362 | 102.164 | 101.6941 | 101.2263 | 100.7606 | 100.2971
|  | School K-12 | 8 | 241.1176 | 240.1291 | 239.1445 | 238.164 | 237.1876 | 236.2151 | 235.2466 | 234.2821 | 233.3215 | 232.3649 | 231.4122 | 230.4634 | 229.5185 | 228.5775 | 227.6403 | 226.707 | 225.7775 | 224.8518 | 223.9299 | 223.0118
|  | University | 9 | 122.1534 | 121.6526 | 121.1538 | 120.6571 | 120.1624 | 119.6697 | 119.1791 | 118.6904 | 118.2038 | 117.7192 | 117.2365 | 116.7558 | 116.2771 | 115.8004 | 115.3256 | 114.8528 | 114.3819 | 113.9129 | 113.4459 | 112.9808
|  | Warehouse | 10 | 448.6983 | 447.0381 | 445.3841 | 443.7362 | 442.0943 | 440.4586 | 438.8289 | 437.2052 | 435.5876 | 433.9759 | 432.3702 | 430.7704 | 429.1765 | 427.5886 | 426.0065 | 424.4303 | 422.8599 | 421.2953 | 419.7365 | 418.1835
|  | Supermarket | 11 | 53.7209 | 53.2375 | 52.7583 | 52.2835 | 51.8129 | 51.3466 | 50.8845 | 50.4265 | 49.9727 | 49.5229 | 49.0772 | 48.6355 | 48.1978 | 47.764 | 47.3342 | 46.9082 | 46.486 | 46.0676 | 45.653 | 45.2421
|  | MiniMart | 12 | 22.491 | 22.3849 | 22.2792 | 22.174 | 22.0694 | 21.9652 | 21.8615 | 21.7584 | 21.6557 | 21.5534 | 21.4517 | 21.3505 | 21.2497 | 21.1494 | 21.0496 | 20.9502 | 20.8513 | 20.7529 | 20.6549 | 20.5575
|  | Restaurant | 13 | 51.5509 | 51.3075 | 51.0654 | 50.8243 | 50.5844 | 50.3457 | 50.1081 | 49.8715 | 49.6362 | 49.4019 | 49.1687 | 48.9366 | 48.7056 | 48.4757 | 48.2469 | 48.0192 | 47.7926 | 47.567 | 47.3425 | 47.119
|  | Lodging | 14 | 170.1519 | 169.7435 | 169.3361 | 168.9297 | 168.5243 | 168.1199 | 167.7164 | 167.3138 | 166.9123 | 166.5117 | 166.1121 | 165.7134 | 165.3157 | 164.9189 | 164.5231 | 164.1283 | 163.7344 | 163.3414 | 162.9494 | 162.5583
|  | Hospital | 15 | 105.0295 | 104.8089 | 104.5888 | 104.3692 | 104.15 | 103.9313 | 103.713 | 103.4952 | 103.2779 | 103.061 | 102.8446 | 102.6286 | 102.4131 | 102.198 | 101.9834 | 101.7692 | 101.5555 | 101.3423 | 101.1294 | 100.9171
|  | Residential Care | 16 | 128.7482 | 128.4392 | 128.131 | 127.8234 | 127.5167 | 127.2106 | 126.9053 | 126.6008 | 126.2969 | 125.9938 | 125.6914 | 125.3898 | 125.0888 | 124.7886 | 124.4891 | 124.1903 | 123.8923 | 123.5949 | 123.2983 | 123.0024
|  | Assembly | 17 | 375.9022 | 374.2157 | 372.5367 | 370.8653 | 369.2013 | 367.5448 | 365.8958 | 364.2541 | 362.6198 | 360.9929 | 359.3732 | 357.7609 | 356.1557 | 354.5577 | 352.967 | 351.3833 | 349.8068 | 348.2373 | 346.6749 | 345.1195
|  | Other | 18 | 342.6499 | 339.566 | 336.5099 | 333.4814 | 330.48 | 327.5057 | 324.5581 | 321.6371 | 318.7424 | 315.8737 | 313.0308 | 310.2136 | 307.4216 | 304.6549 | 301.913 | 299.1957 | 296.503 | 293.8345 | 291.1899 | 288.5692
User total stock. Not differentiaed by Btype. |  | Total |  | 3371.0405 | 3356.5369 | 3342.1076 | 3327.752 | 3313.4699 | 3299.2606 | 3285.1238 | 3271.059 | 3257.0658 | 3243.1437 | 3229.2923 | 3215.5112 | 3201.7999 | 3188.1581 | 3174.5852 | 3161.0809 | 3147.6447 | 3134.2763 | 3120.9752 | 3107.7411
Signs per KSF (CBSA Median) | 1.2142 | Total Signs |  | 4093072.7794 | 4075462.6803 | 4057942.7608 | 4040512.4651 | 4023171.2411 | 4005918.5411 | 3988753.8208 | 3971676.5403 | 3954686.1634 | 3937782.1575 | 3920963.9943 | 3904231.1488 | 3887583.1002 | 3871019.331 | 3854539.3277 | 3838142.5804 | 3821828.5828 | 3805596.8321 | 3789446.8293 | 3773378.0788
# UNITS TOTAL FOR NR POOL | One/Two Side |  |  | 2016 | 2017 | 2018 | 2019 | 2020 | 2021 | 2022 | 2023 | 2024 | 2025 | 2026 | 2027 | 2028 | 2029 | 2030 | 2031 | 2032 | 2033 | 2034 | 2035 | TOTAL MAX | TOTAL
| 70.83% | Double | LEC Exit Sign-Double-NR | 2898924.3043 | 2886451.9279 | 2874043.4213 | 2861698.3909 | 2849416.4457 | 2837197.1977 | 2825040.2615 | 2812945.2546 | 2800911.7972 | 2788939.5124 | 2777028.0256 | 2765176.9653 | 2753385.9624 | 2741654.6506 | 2729982.6661 | 2718369.6478 | 2706815.237 | 2695319.0777 | 2683880.8165 | 2672500.1023
| 29.17% | Single | LEC Exit Sign-Single-NR | 1194148.4751 | 1189010.7524 | 1183899.3395 | 1178814.0742 | 1173754.7954 | 1168721.3434 | 1163713.5594 | 1158731.2857 | 1153774.3661 | 1148842.6452 | 1143935.9687 | 1139054.1835 | 1134197.1378 | 1129364.6804 | 1124556.6616 | 1119772.9327 | 1115013.3458 | 1110277.7544 | 1105566.0128 | 1100877.9765
# UNITS CARRYOVER FROM UNTREATED NEW STOCK |  |  |  | 1 | 2 | 3 | 4 | 5 | 6 | 7 | 8 | 9 | 10 | 11 | 12 | 13 | 14 | 15 | 16 | 17 | 18 | 19 | 20 | TOTAL MAX | TOTAL
Life Offset | 15 |  | LEC Exit Sign-Double-New | 0 | 0 | 0 | 0 | 0 | 0 | 0 | 0 | 0 | 0 | 0 | 0 | 0 | 0 | 0 | 42466.4609 | 75138.7944 | 101102.9064 | 125116.4068 | 144233.7424 |  | 488058.3109
|  |  | LEC Exit Sign-Single-New | 0 | 0 | 0 | 0 | 0 | 0 | 0 | 0 | 0 | 0 | 0 | 0 | 0 | 0 | 0 | 17493.1299 | 30951.7833 | 41647.1314 | 51538.9678 | 59413.9362 |  | 201044.9486
Turnover for NR
APPLY MEASURE APPLICABILITY, SATURATION TURNOVER RATE FOR MAX ANNUAL # UNITS |  |  | Existing Stock
Applicability (Color) | Saturation | Turnover Rate | LEC Exit Sign-NR | 2016 | 2017 | 2018 | 2019 | 2020 | 2021 | 2022 | 2023 | 2024 | 2025 | 2026 | 2027 | 2028 | 2029 | 2030 | 2031 | 2032 | 2033 | 2034 | 2035 | TOTAL MAX | TOTAL
80% | 90% | 6.667% | LEC Exit Sign-Double-NR | 139148.3666 | 138549.6925 | 137954.0842 | 137361.5228 | 136771.9894 | 136185.4655 | 135601.9326 | 135021.3722 | 134443.7663 | 133869.0966 | 133297.3452 | 132728.4943 | 132162.5262 | 131599.4232 | 131039.168 | 130481.7431 | 129927.1314 | 129375.3157 | 128826.2792 | 128280.0049 | 2271731.0119 | 2672624.7199
80% | 90% | 6.667% | LEC Exit Sign-Single-NR | 57319.1268 | 57072.5161 | 56827.1683 | 56583.0756 | 56340.2302 | 56098.6245 | 55858.2508 | 55619.1017 | 55381.1696 | 55144.447 | 54908.9265 | 54674.6008 | 54441.4626 | 54209.5047 | 53978.7198 | 53749.1008 | 53520.6406 | 53293.3322 | 53067.1686 | 52842.1429 | 935789.9134 | 1100929.3099
|  |  | Annual Max | [20 empty] | 3207520.9254 | 3773554.0299
APPLY MEASURE APPLICABILITY, SATURATION TURNOVER RATE FOR MAX ANNUAL # UNITS |  |  | Carryover from Untreated New
Applicability | Saturation | Turnover Rate | LEC Exit Sign-NR | 2016 | 2017 | 2018 | 2019 | 2020 | 2021 | 2022 | 2023 | 2024 | 2025 | 2026 | 2027 | 2028 | 2029 | 2030 | 2031 | 2032 | 2033 | 2034 | 2035 | TOTAL MAX | TOTAL
80% | 90% | 6.667% | LEC Exit Sign-Double-NR | 0 | 0 | 0 | 0 | 0 | 0 | 0 | 0 | 0 | 0 | 0 | 0 | 0 | 0 | 0 | 2038.3901 | 3606.6621 | 4852.9395 | 6005.5875 | 6923.2196 | 19912.7791 | 23426.7989
80% | 90% | 6.667% | LEC Exit Sign-Single-NR | 0 | 0 | 0 | 0 | 0 | 0 | 0 | 0 | 0 | 0 | 0 | 0 | 0 | 0 | 0 | 839.6702 | 1485.6856 | 1999.0623 | 2473.8705 | 2851.8689 | 8202.6339 | 9650.1575
|  |  | Annual Max | [20 empty] | 28115.413
|  | LO20Fast | Achievability =>
INCREMENTAL ACHIEVABILITY |  |  | LEC Exit Sign-NR | 22.12% | 37.62% | 48.36% | 56.72% | 64.04% | 70.38% | 75.81% | 80.42% | 84.31% | 87.58% | 90.3% | 92.42% | 94.07% | 95.36% | 96.36% | 97.14% | 97.75% | 98.22% | 98.59% | 98.88%
Acheivable and 85% Max Per Year |  |  | LEC Exit Sign-Double-NR | 26162.5833 | 44309.02 | 56704.3118 | 66220.4527 | 74450.5208 | 81467.3509 | 87376.0428 | 92295.7962 | 96348.2771 | 99650.4984 | 102310.774 | 104267.1891 | 105678.3295 | 106667.1664 | 107329.0547 | 109421.0199 | 110947.767 | 112064.7574 | 112991.138 | 113632.2412
|  |  | LEC Exit Sign-Single-NR | 10777.1041 | 18252.1319 | 23358.1013 | 27278.0674 | 30668.264 | 33558.6937 | 35992.6501 | 38019.235 | 39688.5658 | 41048.8437 | 42144.6861 | 42950.5885 | 43531.8769 | 43939.2067 | 44211.8571 | 45073.5964 | 45702.5065 | 46162.6262 | 46544.2285 | 46808.3169
|  |  | Program Max | 36939.6873 | 62561.1519 | 80062.413 | 93498.5201 | 105118.7848 | 115026.0446 | 123368.6929 | 130315.0312 | 136036.8429 | 140699.3421 | 144455.46 | 147217.7776 | 149210.2064 | 150606.3731 | 151540.9118 | 154494.6163 | 156650.2735 | 158227.3836 | 159535.3665 | 160440.5582
CUMULATIVE ADOPTION |  |  | LEC Exit Sign-NR | 1 | 2 | 3 | 4 | 5 | 6 | 7 | 8 | 9 | 10 | 11 | 12 | 13 | 14 | 15 | 16 | 17 | 18 | 19 | 20
Acheivable and 85% Max Per Year |  |  | LEC Exit Sign-Double-NR | 26162.5833 | 70471.6033 | 127175.9151 | 193396.3677 | 267846.8886 | 349314.2395 | 436690.2823 | 528986.0785 | 625334.3555 | 724984.8539 | 827295.6278 | 931562.817 | 1037241.1464 | 1143908.3129 | 1251237.3676 | 1360658.3875 | 1471606.1545 | 1583670.9119 | 1696662.0498 | 1810294.2911
|  |  | LEC Exit Sign-Single-NR | 10777.1041 | 29029.2359 | 52387.3372 | 79665.4046 | 110333.6686 | 143892.3623 | 179885.0125 | 217904.2475 | 257592.8133 | 298641.657 | 340786.3431 | 383736.9316 | 427268.8085 | 471208.0151 | 515419.8722 | 560493.4686 | 606195.9751 | 652358.6013 | 698902.8298 | 745711.1467
|  |  | Program Max | 36939.6873 | 99500.8392 | 179563.2523 | 273061.7724 | 378180.5572 | 493206.6018 | 616575.2947 | 746890.3259 | 882927.1688 | 1023626.5109 | 1168081.9709 | 1315299.7485 | 1464509.9549 | 1615116.328 | 1766657.2398 | 1921151.8561 | 2077802.1295 | 2236029.5132 | 2395564.8796 | 2556005.4378
SUPPLY CURVE SAVINGS BY BUNDLE |  |  | NR | 1: aMW
kWh per Luminaire | TRC Net Levelized Cost (Net of All Benefits) in mills/kWh |  | 1 | 2016 | 2017 | 2018 | 2019 | 2020 | 2021 | 2022 | 2023 | 2024 | 2025 | 2026 | 2027 | 2028 | 2029 | 2030 | 2031 | 2032 | 2033 | 2034 | 2035 | TOTAL MAX
Busbar Savings | lvlcost | segment | measure | aMW_2016 | aMW_2017 | aMW_2018 | aMW_2019 | aMW_2020 | aMW_2021 | aMW_2022 | aMW_2023 | aMW_2024 | aMW_2025 | aMW_2026 | aMW_2027 | aMW_2028 | aMW_2029 | aMW_2030 | aMW_2031 | aMW_2032 | aMW_2033 | aMW_2034 | aMW_2035 | TOTAL MAX
64.0323 | 9.8774 |  | LEC Exit Sign-Double-NR | 0.19124 | 0.32388 | 0.41449 | 0.48405 | 0.54421 | 0.5955 | 0.63869 | 0.67465 | 0.70427 | 0.72841 | 0.74785 | 0.76215 | 0.77247 | 0.7797 | 0.78454 | 0.79983 | 0.81099 | 0.81915 | 0.82592 | 0.83061 | 16.7511
31.9127 | 26.996 |  | LEC Exit Sign-Single-NR | 0.039261 | 0.066493 | 0.085094 | 0.099374 | 0.11172 | 0.12225 | 0.13112 | 0.1385 | 0.14459 | 0.14954 | 0.15353 | 0.15647 | 0.15859 | 0.16007 | 0.16106 | 0.1642 | 0.16649 | 0.16817 | 0.16956 | 0.17052 | 3.439
| 15.5713 |  | Max Annual Available | 0.2305 | 0.39038 | 0.49958 | 0.58342 | 0.65593 | 0.71775 | 0.76981 | 0.81315 | 0.84886 | 0.87795 | 0.90139 | 0.91862 | 0.93106 | 0.93977 | 0.9456 | 0.96403 | 0.97748 | 0.98732 | 0.99548 | 1.0011 | 20.19
RECOMBINE MEASURE BUNDLES INTO SUPPLY CURVE CUMULATIVE
|  |  |  | 2016 | 2017 | 2018 | 2019 | 2020 | 2021 | 2022 | 2023 | 2024 | 2025 | 2026 | 2027 | 2028 | 2029 | 2030 | 2031 | 2032 | 2033 | 2034 | 2035 | TOTAL MAX
|  | lvlcost | lvlcost | aMW_2016 | aMW_2017 | aMW_2018 | aMW_2019 | aMW_2020 | aMW_2021 | aMW_2022 | aMW_2023 | aMW_2024 | aMW_2025 | aMW_2026 | aMW_2027 | aMW_2028 | aMW_2029 | aMW_2030 | aMW_2031 | aMW_2032 | aMW_2033 | aMW_2034 | aMW_2035 | TOTAL MAX
| Block 1: <= 0 mills/kWh | >=-9999 | <=0 | 0 | 0 | 0 | 0 | 0 | 0 | 0 | 0 | 0 | 0 | 0 | 0 | 0 | 0 | 0 | 0 | 0 | 0 | 0 | 0 | 0
| Block 2: <= 10 mills/kWh | >0 | <=10 | 0.19124 | 0.32388 | 0.41449 | 0.48405 | 0.54421 | 0.5955 | 0.63869 | 0.67465 | 0.70427 | 0.72841 | 0.74785 | 0.76215 | 0.77247 | 0.7797 | 0.78454 | 0.79983 | 0.81099 | 0.81915 | 0.82592 | 0.83061 | 16.7511
| Block 3: 10-20 mills/kWh | >10 | <=20 | 0.19124 | 0.32388 | 0.41449 | 0.48405 | 0.54421 | 0.5955 | 0.63869 | 0.67465 | 0.70427 | 0.72841 | 0.74785 | 0.76215 | 0.77247 | 0.7797 | 0.78454 | 0.79983 | 0.81099 | 0.81915 | 0.82592 | 0.83061 | 16.7511
| Block 4: 20-30 mills/kWh | >20 | <=30 | 0.2305 | 0.39038 | 0.49958 | 0.58342 | 0.65593 | 0.71775 | 0.76981 | 0.81315 | 0.84886 | 0.87795 | 0.90139 | 0.91862 | 0.93106 | 0.93977 | 0.9456 | 0.96403 | 0.97748 | 0.98732 | 0.99548 | 1.0011 | 20.19
| Block 5: 30-40 mills/kWh | >30 | <=40 | 0.2305 | 0.39038 | 0.49958 | 0.58342 | 0.65593 | 0.71775 | 0.76981 | 0.81315 | 0.84886 | 0.87795 | 0.90139 | 0.91862 | 0.93106 | 0.93977 | 0.9456 | 0.96403 | 0.97748 | 0.98732 | 0.99548 | 1.0011 | 20.19
| Block 6: 40-50 mills/kWh | >40 | <=50 | 0.2305 | 0.39038 | 0.49958 | 0.58342 | 0.65593 | 0.71775 | 0.76981 | 0.81315 | 0.84886 | 0.87795 | 0.90139 | 0.91862 | 0.93106 | 0.93977 | 0.9456 | 0.96403 | 0.97748 | 0.98732 | 0.99548 | 1.0011 | 20.19
| Block 7: 50-60 mills/kWh | >50 | <=60 | 0.2305 | 0.39038 | 0.49958 | 0.58342 | 0.65593 | 0.71775 | 0.76981 | 0.81315 | 0.84886 | 0.87795 | 0.90139 | 0.91862 | 0.93106 | 0.93977 | 0.9456 | 0.96403 | 0.97748 | 0.98732 | 0.99548 | 1.0011 | 20.19
| Block 8: 60-70 mills/kWh | >60 | <=70 | 0.2305 | 0.39038 | 0.49958 | 0.58342 | 0.65593 | 0.71775 | 0.76981 | 0.81315 | 0.84886 | 0.87795 | 0.90139 | 0.91862 | 0.93106 | 0.93977 | 0.9456 | 0.96403 | 0.97748 | 0.98732 | 0.99548 | 1.0011 | 20.19
| Block 9: 70-80 mills/kWh | >70 | <=80 | 0.2305 | 0.39038 | 0.49958 | 0.58342 | 0.65593 | 0.71775 | 0.76981 | 0.81315 | 0.84886 | 0.87795 | 0.90139 | 0.91862 | 0.93106 | 0.93977 | 0.9456 | 0.96403 | 0.97748 | 0.98732 | 0.99548 | 1.0011 | 20.19
| Block 10: 80-90 mills/kWh | >80 | <=90 | 0.2305 | 0.39038 | 0.49958 | 0.58342 | 0.65593 | 0.71775 | 0.76981 | 0.81315 | 0.84886 | 0.87795 | 0.90139 | 0.91862 | 0.93106 | 0.93977 | 0.9456 | 0.96403 | 0.97748 | 0.98732 | 0.99548 | 1.0011 | 20.19
| Block 11: 90-100 mills/kWh | >90 | <=100 | 0.2305 | 0.39038 | 0.49958 | 0.58342 | 0.65593 | 0.71775 | 0.76981 | 0.81315 | 0.84886 | 0.87795 | 0.90139 | 0.91862 | 0.93106 | 0.93977 | 0.9456 | 0.96403 | 0.97748 | 0.98732 | 0.99548 | 1.0011 | 20.19
| Block 12: 100-110 mills/kWh | >100 | <=110 | 0.2305 | 0.39038 | 0.49958 | 0.58342 | 0.65593 | 0.71775 | 0.76981 | 0.81315 | 0.84886 | 0.87795 | 0.90139 | 0.91862 | 0.93106 | 0.93977 | 0.9456 | 0.96403 | 0.97748 | 0.98732 | 0.99548 | 1.0011 | 20.19
| Block 13: 110-120 mills/kWh | >110 | <=120 | 0.2305 | 0.39038 | 0.49958 | 0.58342 | 0.65593 | 0.71775 | 0.76981 | 0.81315 | 0.84886 | 0.87795 | 0.90139 | 0.91862 | 0.93106 | 0.93977 | 0.9456 | 0.96403 | 0.97748 | 0.98732 | 0.99548 | 1.0011 | 20.19
| Block 14: 120-130 mills/kWh | >120 | <=130 | 0.2305 | 0.39038 | 0.49958 | 0.58342 | 0.65593 | 0.71775 | 0.76981 | 0.81315 | 0.84886 | 0.87795 | 0.90139 | 0.91862 | 0.93106 | 0.93977 | 0.9456 | 0.96403 | 0.97748 | 0.98732 | 0.99548 | 1.0011 | 20.19
| Block 15: 130-140 mills/kWh | >130 | <=140 | 0.2305 | 0.39038 | 0.49958 | 0.58342 | 0.65593 | 0.71775 | 0.76981 | 0.81315 | 0.84886 | 0.87795 | 0.90139 | 0.91862 | 0.93106 | 0.93977 | 0.9456 | 0.96403 | 0.97748 | 0.98732 | 0.99548 | 1.0011 | 20.19
| Block 16: 140-150 mills/kWh | >140 | <=150 | 0.2305 | 0.39038 | 0.49958 | 0.58342 | 0.65593 | 0.71775 | 0.76981 | 0.81315 | 0.84886 | 0.87795 | 0.90139 | 0.91862 | 0.93106 | 0.93977 | 0.9456 | 0.96403 | 0.97748 | 0.98732 | 0.99548 | 1.0011 | 20.19
| Block 17: 150-160 mills/kWh | >150 | <=160 | 0.2305 | 0.39038 | 0.49958 | 0.58342 | 0.65593 | 0.71775 | 0.76981 | 0.81315 | 0.84886 | 0.87795 | 0.90139 | 0.91862 | 0.93106 | 0.93977 | 0.9456 | 0.96403 | 0.97748 | 0.98732 | 0.99548 | 1.0011 | 20.19
| Block 18: 160-170 mills/kWh | >160 | <=170 | 0.2305 | 0.39038 | 0.49958 | 0.58342 | 0.65593 | 0.71775 | 0.76981 | 0.81315 | 0.84886 | 0.87795 | 0.90139 | 0.91862 | 0.93106 | 0.93977 | 0.9456 | 0.96403 | 0.97748 | 0.98732 | 0.99548 | 1.0011 | 20.19
| Block 19: 170-180 mills/kWh | >170 | <=180 | 0.2305 | 0.39038 | 0.49958 | 0.58342 | 0.65593 | 0.71775 | 0.76981 | 0.81315 | 0.84886 | 0.87795 | 0.90139 | 0.91862 | 0.93106 | 0.93977 | 0.9456 | 0.96403 | 0.97748 | 0.98732 | 0.99548 | 1.0011 | 20.19
| Block 20: 180-190 mills/kWh | >180 | <=190 | 0.2305 | 0.39038 | 0.49958 | 0.58342 | 0.65593 | 0.71775 | 0.76981 | 0.81315 | 0.84886 | 0.87795 | 0.90139 | 0.91862 | 0.93106 | 0.93977 | 0.9456 | 0.96403 | 0.97748 | 0.98732 | 0.99548 | 1.0011 | 20.19
| Block 21: 190-200 mills/kWh | >190 | <=200 | 0.2305 | 0.39038 | 0.49958 | 0.58342 | 0.65593 | 0.71775 | 0.76981 | 0.81315 | 0.84886 | 0.87795 | 0.90139 | 0.91862 | 0.93106 | 0.93977 | 0.9456 | 0.96403 | 0.97748 | 0.98732 | 0.99548 | 1.0011 | 20.19
| Block 22: 200-210 mills/kWh | >200 | <=210 | 0.2305 | 0.39038 | 0.49958 | 0.58342 | 0.65593 | 0.71775 | 0.76981 | 0.81315 | 0.84886 | 0.87795 | 0.90139 | 0.91862 | 0.93106 | 0.93977 | 0.9456 | 0.96403 | 0.97748 | 0.98732 | 0.99548 | 1.0011 | 20.19
| Block 23: 210-220 mills/kWh | >210 | <=220 | 0.2305 | 0.39038 | 0.49958 | 0.58342 | 0.65593 | 0.71775 | 0.76981 | 0.81315 | 0.84886 | 0.87795 | 0.90139 | 0.91862 | 0.93106 | 0.93977 | 0.9456 | 0.96403 | 0.97748 | 0.98732 | 0.99548 | 1.0011 | 20.19
| Block 24: 220-230 mills/kWh | >220 | <=230 | 0.2305 | 0.39038 | 0.49958 | 0.58342 | 0.65593 | 0.71775 | 0.76981 | 0.81315 | 0.84886 | 0.87795 | 0.90139 | 0.91862 | 0.93106 | 0.93977 | 0.9456 | 0.96403 | 0.97748 | 0.98732 | 0.99548 | 1.0011 | 20.19
| Block 25: 230-240 mills/kWh | >230 | <=240 | 0.2305 | 0.39038 | 0.49958 | 0.58342 | 0.65593 | 0.71775 | 0.76981 | 0.81315 | 0.84886 | 0.87795 | 0.90139 | 0.91862 | 0.93106 | 0.93977 | 0.9456 | 0.96403 | 0.97748 | 0.98732 | 0.99548 | 1.0011 | 20.19
| Block 26: 240-250 mills/kWh | >240 | <=250 | 0.2305 | 0.39038 | 0.49958 | 0.58342 | 0.65593 | 0.71775 | 0.76981 | 0.81315 | 0.84886 | 0.87795 | 0.90139 | 0.91862 | 0.93106 | 0.93977 | 0.9456 | 0.96403 | 0.97748 | 0.98732 | 0.99548 | 1.0011 | 20.19
| Block 27: 250-260 mills/kWh | >250 | <=260 | 0.2305 | 0.39038 | 0.49958 | 0.58342 | 0.65593 | 0.71775 | 0.76981 | 0.81315 | 0.84886 | 0.87795 | 0.90139 | 0.91862 | 0.93106 | 0.93977 | 0.9456 | 0.96403 | 0.97748 | 0.98732 | 0.99548 | 1.0011 | 20.19
| Block 28: 260-270 mills/kWh | >260 | <=270 | 0.2305 | 0.39038 | 0.49958 | 0.58342 | 0.65593 | 0.71775 | 0.76981 | 0.81315 | 0.84886 | 0.87795 | 0.90139 | 0.91862 | 0.93106 | 0.93977 | 0.9456 | 0.96403 | 0.97748 | 0.98732 | 0.99548 | 1.0011 | 20.19
| Block 29: 270-280 mills/kWh | >270 | <=280 | 0.2305 | 0.39038 | 0.49958 | 0.58342 | 0.65593 | 0.71775 | 0.76981 | 0.81315 | 0.84886 | 0.87795 | 0.90139 | 0.91862 | 0.93106 | 0.93977 | 0.9456 | 0.96403 | 0.97748 | 0.98732 | 0.99548 | 1.0011 | 20.19
| Block 30: 280-290 mills/kWh | >280 | <=290 | 0.2305 | 0.39038 | 0.49958 | 0.58342 | 0.65593 | 0.71775 | 0.76981 | 0.81315 | 0.84886 | 0.87795 | 0.90139 | 0.91862 | 0.93106 | 0.93977 | 0.9456 | 0.96403 | 0.97748 | 0.98732 | 0.99548 | 1.0011 | 20.19
| Block 31: 290-300 mills/kWh | >290 | <=300 | 0.2305 | 0.39038 | 0.49958 | 0.58342 | 0.65593 | 0.71775 | 0.76981 | 0.81315 | 0.84886 | 0.87795 | 0.90139 | 0.91862 | 0.93106 | 0.93977 | 0.9456 | 0.96403 | 0.97748 | 0.98732 | 0.99548 | 1.0011 | 20.19
| Block 32: >300 mills/kWh | >300 | <=999 | 0.2305 | 0.39038 | 0.49958 | 0.58342 | 0.65593 | 0.71775 | 0.76981 | 0.81315 | 0.84886 | 0.87795 | 0.90139 | 0.91862 | 0.93106 | 0.93977 | 0.9456 | 0.96403 | 0.97748 | 0.98732 | 0.99548 | 1.0011 | 20.19
RECOMBINE MEASURE BUNDLES INTO SUPPLY CURVE INREMENETAL
|  | SC-NR | LEC Exit Sign-NR | 2016 | 2017 | 2018 | 2019 | 2020 | 2021 | 2022 | 2023 | 2024 | 2025 | 2026 | 2027 | 2028 | 2029 | 2030 | 2031 | 2032 | 2033 | 2034 | 2035
|  |  |  | aMW_2016 | aMW_2017 | aMW_2018 | aMW_2019 | aMW_2020 | aMW_2021 | aMW_2022 | aMW_2023 | aMW_2024 | aMW_2025 | aMW_2026 | aMW_2027 | aMW_2028 | aMW_2029 | aMW_2030 | aMW_2031 | aMW_2032 | aMW_2033 | aMW_2034 | aMW_2035 | TOTAL MAX
|  | Block 1: <= 0 mills/kWh |  | 0 | 0 | 0 | 0 | 0 | 0 | 0 | 0 | 0 | 0 | 0 | 0 | 0 | 0 | 0 | 0 | 0 | 0 | 0 | 0 | 0
|  | Block 2: <= 10 mills/kWh |  | 0.19124 | 0.32388 | 0.41449 | 0.48405 | 0.54421 | 0.5955 | 0.63869 | 0.67465 | 0.70427 | 0.72841 | 0.74785 | 0.76215 | 0.77247 | 0.7797 | 0.78454 | 0.79983 | 0.81099 | 0.81915 | 0.82592 | 0.83061 | 16.7511
|  | Block 3: 10-20 mills/kWh |  | 0 | 0 | 0 | 0 | 0 | 0 | 0 | 0 | 0 | 0 | 0 | 0 | 0 | 0 | 0 | 0 | 0 | 0 | 0 | 0 | 0
|  | Block 4: 20-30 mills/kWh |  | 0.039261 | 0.066493 | 0.085094 | 0.099374 | 0.11172 | 0.12225 | 0.13112 | 0.1385 | 0.14459 | 0.14954 | 0.15353 | 0.15647 | 0.15859 | 0.16007 | 0.16106 | 0.1642 | 0.16649 | 0.16817 | 0.16956 | 0.17052 | 3.439
|  | Block 5: 30-40 mills/kWh |  | 0 | 0 | 0 | 0 | 0 | 0 | 0 | 0 | 0 | 0 | 0 | 0 | 0 | 0 | 0 | 0 | 0 | 0 | 0 | 0 | 0
|  | Block 6: 40-50 mills/kWh |  | 0 | 0 | 0 | 0 | 0 | 0 | 0 | 0 | 0 | 0 | 0 | 0 | 0 | 0 | 0 | 0 | 0 | 0 | 0 | 0 | 0
|  | Block 7: 50-60 mills/kWh |  | 0 | 0 | 0 | 0 | 0 | 0 | 0 | 0 | 0 | 0 | 0 | 0 | 0 | 0 | 0 | 0 | 0 | 0 | 0 | 0 | 0
|  | Block 8: 60-70 mills/kWh |  | 0 | 0 | 0 | 0 | 0 | 0 | 0 | 0 | 0 | 0 | 0 | 0 | 0 | 0 | 0 | 0 | 0 | 0 | 0 | 0 | 0
|  | Block 9: 70-80 mills/kWh |  | 0 | 0 | 0 | 0 | 0 | 0 | 0 | 0 | 0 | 0 | 0 | 0 | 0 | 0 | 0 | 0 | 0 | 0 | 0 | 0 | 0
|  | Block 10: 80-90 mills/kWh |  | 0 | 0 | 0 | 0 | 0 | 0 | 0 | 0 | 0 | 0 | 0 | 0 | 0 | 0 | 0 | 0 | 0 | 0 | 0 | 0 | 0
|  | Block 11: 90-100 mills/kWh |  | 0 | 0 | 0 | 0 | 0 | 0 | 0 | 0 | 0 | 0 | 0 | 0 | 0 | 0 | 0 | 0 | 0 | 0 | 0 | 0 | 0
|  | Block 12: 100-110 mills/kWh |  | 0 | 0 | 0 | 0 | 0 | 0 | 0 | 0 | 0 | 0 | 0 | 0 | 0 | 0 | 0 | 0 | 0 | 0 | 0 | 0 | 0
|  | Block 13: 110-120 mills/kWh |  | 0 | 0 | 0 | 0 | 0 | 0 | 0 | 0 | 0 | 0 | 0 | 0 | 0 | 0 | 0 | 0 | 0 | 0 | 0 | 0 | 0
|  | Block 14: 120-130 mills/kWh |  | 0 | 0 | 0 | 0 | 0 | 0 | 0 | 0 | 0 | 0 | 0 | 0 | 0 | 0 | 0 | 0 | 0 | 0 | 0 | 0 | 0
|  | Block 15: 130-140 mills/kWh |  | 0 | 0 | 0 | 0 | 0 | 0 | 0 | 0 | 0 | 0 | 0 | 0 | 0 | 0 | 0 | 0 | 0 | 0 | 0 | 0 | 0
|  | Block 16: 140-150 mills/kWh |  | 0 | 0 | 0 | 0 | 0 | 0 | 0 | 0 | 0 | 0 | 0 | 0 | 0 | 0 | 0 | 0 | 0 | 0 | 0 | 0 | 0
|  | Block 17: 150-160 mills/kWh |  | 0 | 0 | 0 | 0 | 0 | 0 | 0 | 0 | 0 | 0 | 0 | 0 | 0 | 0 | 0 | 0 | 0 | 0 | 0 | 0 | 0
|  | Block 18: 160-170 mills/kWh |  | 0 | 0 | 0 | 0 | 0 | 0 | 0 | 0 | 0 | 0 | 0 | 0 | 0 | 0 | 0 | 0 | 0 | 0 | 0 | 0 | 0
|  | Block 19: 170-180 mills/kWh |  | 0 | 0 | 0 | 0 | 0 | 0 | 0 | 0 | 0 | 0 | 0 | 0 | 0 | 0 | 0 | 0 | 0 | 0 | 0 | 0 | 0
|  | Block 20: 180-190 mills/kWh |  | 0 | 0 | 0 | 0 | 0 | 0 | 0 | 0 | 0 | 0 | 0 | 0 | 0 | 0 | 0 | 0 | 0 | 0 | 0 | 0 | 0
|  | Block 21: 190-200 mills/kWh |  | 0 | 0 | 0 | 0 | 0 | 0 | 0 | 0 | 0 | 0 | 0 | 0 | 0 | 0 | 0 | 0 | 0 | 0 | 0 | 0 | 0
|  | Block 22: 200-210 mills/kWh |  | 0 | 0 | 0 | 0 | 0 | 0 | 0 | 0 | 0 | 0 | 0 | 0 | 0 | 0 | 0 | 0 | 0 | 0 | 0 | 0 | 0
|  | Block 23: 210-220 mills/kWh |  | 0 | 0 | 0 | 0 | 0 | 0 | 0 | 0 | 0 | 0 | 0 | 0 | 0 | 0 | 0 | 0 | 0 | 0 | 0 | 0 | 0
|  | Block 24: 220-230 mills/kWh |  | 0 | 0 | 0 | 0 | 0 | 0 | 0 | 0 | 0 | 0 | 0 | 0 | 0 | 0 | 0 | 0 | 0 | 0 | 0 | 0 | 0
|  | Block 25: 230-240 mills/kWh |  | 0 | 0 | 0 | 0 | 0 | 0 | 0 | 0 | 0 | 0 | 0 | 0 | 0 | 0 | 0 | 0 | 0 | 0 | 0 | 0 | 0
|  | Block 26: 240-250 mills/kWh |  | 0 | 0 | 0 | 0 | 0 | 0 | 0 | 0 | 0 | 0 | 0 | 0 | 0 | 0 | 0 | 0 | 0 | 0 | 0 | 0 | 0
|  | Block 27: 250-260 mills/kWh |  | 0 | 0 | 0 | 0 | 0 | 0 | 0 | 0 | 0 | 0 | 0 | 0 | 0 | 0 | 0 | 0 | 0 | 0 | 0 | 0 | 0
|  | Block 28: 260-270 mills/kWh |  | 0 | 0 | 0 | 0 | 0 | 0 | 0 | 0 | 0 | 0 | 0 | 0 | 0 | 0 | 0 | 0 | 0 | 0 | 0 | 0 | 0
|  | Block 29: 270-280 mills/kWh |  | 0 | 0 | 0 | 0 | 0 | 0 | 0 | 0 | 0 | 0 | 0 | 0 | 0 | 0 | 0 | 0 | 0 | 0 | 0 | 0 | 0
|  | Block 30: 280-290 mills/kWh |  | 0 | 0 | 0 | 0 | 0 | 0 | 0 | 0 | 0 | 0 | 0 | 0 | 0 | 0 | 0 | 0 | 0 | 0 | 0 | 0 | 0
|  | Block 31: 290-300 mills/kWh |  | 0 | 0 | 0 | 0 | 0 | 0 | 0 | 0 | 0 | 0 | 0 | 0 | 0 | 0 | 0 | 0 | 0 | 0 | 0 | 0 | 0
|  | Block 32: >300 mills/kWh |  | 0 | 0 | 0 | 0 | 0 | 0 | 0 | 0 | 0 | 0 | 0 | 0 | 0 | 0 | 0 | 0 | 0 | 0 | 0 | 0 | 0
|  | Total per Year |  | 0.2305 | 0.39038 | 0.49958 | 0.58342 | 0.65593 | 0.71775 | 0.76981 | 0.81315 | 0.84886 | 0.87795 | 0.90139 | 0.91862 | 0.93106 | 0.93977 | 0.9456 | 0.96403 | 0.97748 | 0.98732 | 0.99548 | 1.0011 | TOTAL MAX
|  | Cumulative at Earliest Deployment |  | 0.2305 | 0.62087 | 1.1205 | 1.7039 | 2.3598 | 3.0776 | 3.8474 | 4.6605 | 5.5094 | 6.3873 | 7.2887 | 8.2073 | 9.1384 | 10.0782 | 11.0238 | 11.9878 | 12.9653 | 13.9526 | 14.9481 | 15.9492 | 20.19
Note on A6: Charlie Grist: Link this to central switch SOMEPLACE. Use to switch forecast.

## M_Input_Out
Shaped Savings Results; By Category and sorted by TRC BC ratio
[14 empty] | Savings Allocation by Category and Month for Segments 1 | [11 empty] | Savings Allocation by Category and Month for Segments 2
Category | Measure | Busbar Savings | First Cost | Admin Cost | First Year Program Cost | PV Cost | PV Benefits | Unit Program Cost: First Year Program Cost in $/average annual kW saved | Utility System Net Levelized Cost (Net of T&D Capacity Benefits, Act Credit & Risk-Mitigation) in mills/kWh | TRC Net Levelized Cost (Net of All Benefits) in mills/kWh | TRC B/C Ratio | Net Electric & Gas System CO2 Avoided (Lifetime Tons) | Wholesale KW | Jan | Feb | Mar | Apr | May | Jun | Jul | Aug | Sep | Oct | Nov | Dec | Jan | Feb | Mar | Apr | May | Jun | Jul | Aug | Sep | Oct | Nov | Dec
LEC Exit Sign-Double-New |  | 64.0323 | 52.5 | 10.5 | 63 | 14.801 | 38.4417 | 8618.7698 | 44.7662 | 9.8774 | 1.2944 | 0.60831 | 0.0080422 | 3.0925 | 2.9057 | 3.2957 | 3.0029 | 3.08 | 3.0702 | 2.9397 | 3.3534 | 2.8883 | 3.2814 | 2.8358 | 2.8874 | 2.4897 | 2.2395 | 2.2274 | 2.2382 | 2.2671 | 2.1017 | 2.363 | 2.2519 | 2.3551 | 2.2094 | 2.3236 | 2.3328
LEC Exit Sign-Double-NR |  | 64.0323 | 52.5 | 10.5 | 63 | 14.801 | 38.4417 | 8618.7698 | 44.7662 | 9.8774 | 1.2944 | 0.60831 | 0.0080422 | 3.0925 | 2.9057 | 3.2957 | 3.0029 | 3.08 | 3.0702 | 2.9397 | 3.3534 | 2.8883 | 3.2814 | 2.8358 | 2.8874 | 2.4897 | 2.2395 | 2.2274 | 2.2382 | 2.2671 | 2.1017 | 2.363 | 2.2519 | 2.3551 | 2.2094 | 2.3236 | 2.3328
LEC Exit Sign-Single-New |  | 31.9127 | 52.5 | 10.5 | 63 | 14.801 | 19.1588 | 17293.4066 | 96.9998 | 26.996 | 1.0543 | 0.30317 | 0.0040081 | 1.5412 | 1.4482 | 1.6425 | 1.4966 | 1.535 | 1.5301 | 1.4651 | 1.6713 | 1.4395 | 1.6354 | 1.4133 | 1.439 | 1.2408 | 1.1161 | 1.1101 | 1.1155 | 1.1299 | 1.0475 | 1.1777 | 1.1223 | 1.1738 | 1.1011 | 1.1581 | 1.1626
LEC Exit Sign-Single-NR |  | 31.9127 | 52.5 | 10.5 | 63 | 14.801 | 19.1588 | 17293.4066 | 96.9998 | 26.996 | 1.0543 | 0.30317 | 0.0040081 | 1.5412 | 1.4482 | 1.6425 | 1.4966 | 1.535 | 1.5301 | 1.4651 | 1.6713 | 1.4395 | 1.6354 | 1.4133 | 1.439 | 1.2408 | 1.1161 | 1.1101 | 1.1155 | 1.1299 | 1.0475 | 1.1777 | 1.1223 | 1.1738 | 1.1011 | 1.1581 | 1.1626

## M_Input
Data Set Name | [13 empty] | #REF!
Measure Index Name | LEC Exit Sign
Costs must be denominated in the same year as 'Input Cost Reference Year' = |  | 2012
1 | 2 | 3 | 4 | 5 | 6 | 7 | 8 | 9 | 10 | 11 | 12 | 13 | 14 | 15 | 16 | 17 | 18 | 19 | 20 | 21 | 22 | 23 | 24 | 25 | 26 | 27 | 28 | 29 | 30 | 31 | 32 | 33 | 34 | 35 | 36 | 37 | 38 | 39 | 40 | 41 | 42 | 43 | 44 | 45 | 46 | 47 | 48 | 49 | 50 | 51 | 52 | 53 | 54 | 55 | 56 | 57 | 58 | 59 | 60 | 61 | 62 | 63 | 64 | 65 | 66 | 67 | 68 | 69 | 70 | 71 | 72 | 73 | 74 | 75 | 76 | 77 | 78 | 79 | 80 | 81 | 82 | 83 | 84 | 85 | 86 | 87 | 88 | 89 | 90 | 91 | 92 | 93 | 94 | 95 | 96 | 97 | 98 | 99 | 100 | 101 | 102 | 103 | 104 | 105
Input Data | [7 empty] | Periodic Replacement Costs and Savings and Replacement Period | [5 empty] | Gas Inputs |  | Retro or LO | Early Retrofit Parameters
Category Name | Measure Name | Savings (kwh/yr) | Life (yrs) | Capital Cost | Annual O&M | Shape Pointer | Non-E Val ($/yr) | Cost 1 ($) | Period 1 | Cost 2 ($) | Period 2 | Cost 3 ($) | Period 3 | Savings (therms/yr) | Shape Pointer | R or L | Savings 2 (kWh) | Remaining Life (yrs) | Salvage Value ($)
LEC Exit Sign-Double-New | LEC Exit Sign-Double-New | 59.6556 | 15 | 52.5 |  | Total Industrial-Total Industrial |  | 40 | 8 | -65 | 5
LEC Exit Sign-Single-New | LEC Exit Sign-Single-New | 29.7314 | 15 | 52.5 |  | Total Industrial-Total Industrial |  | 40 | 8 | -65 | 5
LEC Exit Sign-Double-NR | LEC Exit Sign-Double-NR | 59.6556 | 15 | 52.5 |  | Total Industrial-Total Industrial |  | 40 | 8 | -65 | 5
LEC Exit Sign-Single-NR | LEC Exit Sign-Single-NR | 29.7314 | 15 | 52.5 |  | Total Industrial-Total Industrial |  | 40 | 8 | -65 | 5
ProCost Results
Version: | ProCost 3.0 - Beta04
Run Time: | Wednesday, 25 March , 2015 at 2:40 AM
Regurgitation of ProData input parameters which were used for this run
| Run Parameters |  | Run Parameters |  |  | Marginal Cost & Conservation Load Shape Parameters | [9 empty] | Sponsor Parameters | [5 empty] | Program Parameters |  |  | Utility System Parameters
| Run Type | Electric | Run Type | Electric |  | Marginal Costs and Savings Shape File | Q:\SeventhPlan\Conservation Analysis\Global EE Inputs\MC Files\MC_AND_LOADSHAPE_v3.0_24segment-7P-D9 - NewSegValues.xlsx |  |  | 6P MidC Final (with carbon) | [6 empty] | Customer | Wholesale Elec | Retail Elec | Nat Gas |  | Program Life (yrs) | 20 |  |  | Electric | Gas
| Negative B/C Ratios | Off | Negative B/C Ratios | Off |  | Marginal Elec Avoided Cost Input Worksheet | 7P Mid |  |  | Conservation Load Shapes | [5 empty] | Real After-Tax Cost of Capital | 0.068013 | 0.043878 | 0.053289 | 0.054479 |  | Program Start Date | 2016 |  | Bulk System T&D Loss Factor | 0.0040389 | 0.01
| Admin Cost @ Category Level | On | Admin Cost @ Category Level | On |  | Elec Savings Shape Input Worksheet | GLSShapes |  |  | 6P_Gas_Final | [5 empty] | Financial Life (years) | 12 | 12 | 1 | 1 |  | Present Value Time Zero | 2016 |  | Bulk System T&D Credit ($/kw-yr)($/dailytherm-yr) | 26 | 0
| Repeat Periodic Replacement | On | Repeat Periodic Replacement | On |  | Marginal Gas Avoided Cost Input Worksheet | 7P Gas |  |  | Conservation Load Shapes | [6 empty] | Customer | Wholesale Elec | Retail Elec | Nat Gas |  | Input Cost Reference Year | 2012 |  | Bulk System T&D I2R Loss Component (%) | 0.9 | N/A
[6 empty] | Gas Savings Shape Input Worksheet | GLSShapes | [8 empty] | Sponsor Share of Initial Capital Cost | 0.35 | 0.195 | 0.455 | 0 |  | Real Discount Rate | 0.04 |  | Local System Dist Loss Factor | 0.047399 | 0
| Run Type: | Electric |  |  |  | Marginal Elec CO2 per kWh Input Worksheet | CO2 lbs per kWh .95 |  |  | CO2 lbs per therm | [5 empty] | Sponsor Share of Annual O&M | 1 | 0 | 0 | 0 |  | Capital Real Escalation Rate | 0 |  | Local System Dist Credit ($/kw-yr)($/dailytherm-yr) | 31 | 0
| Negative B/C Ratios: | False: (Converts Negative B/C Ratios) |  |  |  | Marginal Gas CO2 per therm Input Worksheet | CO2 lbs per therm |  |  | Zero Dollars per ton CO2 | [5 empty] | Sponsor Share of Periodic Replacement Cost | 1 | 0 | 0 | 0 |  | Admin Cost (as % of Initial Capital Cost) | 0.2 |  | Local System Dist I2R Loss Component (%) | 0.7 | N/A
| Admin Cost / Category Level: | True: Admin Costs added at Category Results |  |  |  | Marginal Avoided Cost CO2 Input Worksheet | Zero Dollars per ton CO2 |  |  | LineLossShapes | [5 empty] | Sponsor Share of Admin Cost |  | 0.3 | 0.7 | 0 |  | Regional Act Conservation Credit (%) | 0 |  | Risk-Mitigation Credit (mills/kWh)(mills/therm) - Retro. | 0 | 0
| Periodic O&M Treatment: | True: (Periodic O&M Repeats over measure life) |  |  |  | Line Loss Shape Input Worksheet | LineLossShapes | [8 empty] | Last Year of Non-Customer O&M & Period Replacement |  | 20 |  |  |  | Report Annual Carbon Saved for Year | 2018 |  | Risk-Mitigation Credit (mills/kWh)(mills/therm) - Lost Op. | 0 | 0
Measure Results; Sorted in same order as input
Total Results |  | Measure Input Data | [8 empty] | Savings | [5 empty] | PV Capital |  |  |  | PV Admin |  |  |  | PV O&M |  |  |  | PV Periodic Repl. |  |  |  | Total PV Capital, O&M and Periodic Repl Costs |  |  |  |  | PV Wholesale Electric Utility Costs & Benefits | [6 empty] | PV Retail Electric Utility Costs & Benefits | [6 empty] | PV Electric Utility System Costs & Benefits | [5 empty] | Electric Utility System Economics |  | Sponsor Levelized Cost (mills/kwh) |  |  |  |  | PV Regional Costs & Benefits | [15 empty] | TRC Economics |  | Physical CO2 | [6 empty] | Gas Inputs |  |  |  | PV Gas Utility System Costs & Benefits |  |  |  |  | Gas Utility System Economics
Category | Measure | Measure Life | Site Savings (kWh) | Site Savings (therms) | Capital Cost ($/unit) | Annual O&M Cost ($/unit) | PV Per. Repl. Cost ($/unit) | Load Shape (electric) | Diversified Load Factor (electric) | Wholesale Power Coincidence Factor (electric) | Wholesale Electric Energy (kWh) | Wholesale Electric Demand (kw) | Retail Electric Demand (kW) | Wholesale Gas Energy (therms/yr) | Wholesale Gas Demand (therms/day) | Retail Gas Demand (therms/day) | Wholesale Electric | Retail Electric | Natural Gas | Customer | Wholesale Electric | Retail Electric | Natural Gas | Customer | Wholesale Electric | Retail Electric | Natural Gas | Customer | Wholesale Electric | Retail Electric | Natural Gas | Customer | Wholesale Electric | Retail Electric | Natural Gas | Customer | Total | Wholesale Utility System Energy | Wholesale Utility System T&D Def. Cap. | Wholesale Utility System Act C-E Credit | Wholesale Utility System Risk Mitigation Benefit | Wholesale Utility System Total System Benefit | Wholesale Utility System Total Non-Consumer Cost | Wholesale Utility System B/C Ratio | Retail Utility System Energy | Retail Utility System T&D Def. Cap. | Retail Utility System Act C-E Credit | Retail Utility System Risk Mitigation Benefit | Retail Utility System Total System Benefit | Retail Utility System Total Non-Consumer Cost | Retail Utility System System B/C Ratio | Utility System Energy | Utility System T&D Def. Cap. | Utility System Act C-E Credit | Utility System Total Risk Mitigation Benefit | Utility System Total System Benefit | Utility System Total Non-Consumer Cost | Utility System Net Levelized Cost (Net of Elec T&D Capacity Benefits, Act Credit & Risk-Mitigation Benefit) in mills/kwh | Utility System System B/C Ratio | Wholesale Electric Levelized Cost | Retail Electric Levelized Cost | Natural Gas Levelized Cost | Customer Levelized Cost | Total Levelized Cost | PV Regional Electric Energy | PV Regional Gas Energy | PV Regional Electric T&D Def. Cap. | PV Regional Gas T&D Def. Cap. | PV Regional Electric System CO2 | PV Regional Gas System CO2 | PV Regional Electric System Risk-Mitigation Benefit | PV Regional Gas System Risk-Mitigation Benefit | PV Regional Non-E Value | PV Regional Act Credit | PV Regional Capital Cost | PV Regional Admin Cost | PV Regional Annual O&M Cost | PV Regional Periodic Replacement Cost | PV Total Regional Benefit | PV Total Regional Cost | TRC B/C Ratio | TRC Net Levelized Cost (Net of All Benefits) in mills/kWh | Electric System CO2 Avoided (Lifetime Tons) | Gas System CO2 Avoided (Lifetime Tons) | Total System CO2 Avoided (Lifetime Tons) | Electric System CO2 Avoided (Annual Tons in 2018) | Gas System CO2 Avoided (Annual Tons in 2018) | Total System CO2 Avoided (Annual Tons in 2018) |  | Gas Site Savings (therms) | Load Shape (gas) | Diversitfied Load Factor (gas) | Wholesale Coincidence Factor (gas) | Total Gas Utility System Energy | Gas Utility System T&D Def. Cap. | Gas Utility System Risk Mitigation Benefit | Gas Utility System Total System Benefit | Gas Utility System Total Non-Consumer Cost | Gas Utility System Net Levelized Cost (Net of Gas T&D Capacity Benefits & Risk-Mitigation Benefits) in cents/therm | Gas Utility System System B/C Ratio
LEC Exit Sign-Double-New | LEC Exit Sign-Double-New | 15 | 59.6556 | 0 | 52.5 | 0 | -65.4897 | Total Industrial-Total Industrial |  |  | 64.0323 | 0.0080422 | 0.0079842 | 0 | 0 | 0 | 10.4692 | 24.1927 | 0 | 35.1288 | (na) | (na) | (na) | (na) | 0 | 0 | 0 | 0 | 0 | 0 | 0 | -65.4897 | 10.4692 | 24.1927 | 0 | -30.361 | 4.301 | 32.2363 | 2.8417 | 0 | 0 | 35.078 | 10.4692 | 3.3506 | 32.2363 | 3.3637 | 0 | 0 | 35.6 | 24.1927 | 1.4715 | 32.2363 | 6.2054 | 0 | 0 | 38.4417 | 34.6619 | 32.7003 | 1.109 | 12.0305 | 27.8007 | 0 | -34.8888 | 4.9424 | 32.2363 | 0 | 6.2054 | 0 | 0 | 0 | 0 | 0 | 0 | 0 | 69.7907 |  | 0 | -65.4897 | 38.4417 | 4.301 | 1.4892 | -2.1885 | 0.60831 | 0 | 0.60831 | 0.030415 | 0 | 0.030415 |  | 0 |  | 0 | 0 | 0 | 0 | 0 | 0 | 0 | 9999 | 9999
LEC Exit Sign-Single-New | LEC Exit Sign-Single-New | 15 | 29.7314 | 0 | 52.5 | 0 | -65.4897 | Total Industrial-Total Industrial |  |  | 31.9127 | 0.0040081 | 0.0039792 | 0 | 0 | 0 | 10.4692 | 24.1927 | 0 | 35.1288 | (na) | (na) | (na) | (na) | 0 | 0 | 0 | 0 | 0 | 0 | 0 | -65.4897 | 10.4692 | 24.1927 | 0 | -30.361 | 4.301 | 16.0661 | 1.4163 | 0 | 0 | 17.4823 | 10.4692 | 1.6699 | 16.0661 | 1.6764 | 0 | 0 | 17.7425 | 24.1927 | 0.73338 | 16.0661 | 3.0927 | 0 | 0 | 19.1588 | 34.6619 | 72.7897 | 0.55273 | 24.139 | 55.7816 | 0 | -70.0038 | 9.9168 | 16.0661 | 0 | 3.0927 | 0 | 0 | 0 | 0 | 0 | 0 | 0 | 69.7907 |  | 0 | -65.4897 | 19.1588 | 4.301 | 1.2129 | 2.786 | 0.30317 | 0 | 0.30317 | 0.015159 | 0 | 0.015159 |  | 0 |  | 0 | 0 | 0 | 0 | 0 | 0 | 0 | 9999 | 9999
LEC Exit Sign-Double-NR | LEC Exit Sign-Double-NR | 15 | 59.6556 | 0 | 52.5 | 0 | -65.4897 | Total Industrial-Total Industrial |  |  | 64.0323 | 0.0080422 | 0.0079842 | 0 | 0 | 0 | 10.4692 | 24.1927 | 0 | 35.1288 | (na) | (na) | (na) | (na) | 0 | 0 | 0 | 0 | 0 | 0 | 0 | -65.4897 | 10.4692 | 24.1927 | 0 | -30.361 | 4.301 | 32.2363 | 2.8417 | 0 | 0 | 35.078 | 10.4692 | 3.3506 | 32.2363 | 3.3637 | 0 | 0 | 35.6 | 24.1927 | 1.4715 | 32.2363 | 6.2054 | 0 | 0 | 38.4417 | 34.6619 | 32.7003 | 1.109 | 12.0305 | 27.8007 | 0 | -34.8888 | 4.9424 | 32.2363 | 0 | 6.2054 | 0 | 0 | 0 | 0 | 0 | 0 | 0 | 69.7907 |  | 0 | -65.4897 | 38.4417 | 4.301 | 1.4892 | -2.1885 | 0.60831 | 0 | 0.60831 | 0.030415 | 0 | 0.030415 |  | 0 |  | 0 | 0 | 0 | 0 | 0 | 0 | 0 | 9999 | 9999
LEC Exit Sign-Single-NR | LEC Exit Sign-Single-NR | 15 | 29.7314 | 0 | 52.5 | 0 | -65.4897 | Total Industrial-Total Industrial |  |  | 31.9127 | 0.0040081 | 0.0039792 | 0 | 0 | 0 | 10.4692 | 24.1927 | 0 | 35.1288 | (na) | (na) | (na) | (na) | 0 | 0 | 0 | 0 | 0 | 0 | 0 | -65.4897 | 10.4692 | 24.1927 | 0 | -30.361 | 4.301 | 16.0661 | 1.4163 | 0 | 0 | 17.4823 | 10.4692 | 1.6699 | 16.0661 | 1.6764 | 0 | 0 | 17.7425 | 24.1927 | 0.73338 | 16.0661 | 3.0927 | 0 | 0 | 19.1588 | 34.6619 | 72.7897 | 0.55273 | 24.139 | 55.7816 | 0 | -70.0038 | 9.9168 | 16.0661 | 0 | 3.0927 | 0 | 0 | 0 | 0 | 0 | 0 | 0 | 69.7907 |  | 0 | -65.4897 | 19.1588 | 4.301 | 1.2129 | 2.786 | 0.30317 | 0 | 0.30317 | 0.015159 | 0 | 0.015159 |  | 0 |  | 0 | 0 | 0 | 0 | 0 | 0 | 0 | 9999 | 9999
Category Results; Sorted by TRC Levelized Cost
Total Results |  | Measure Input Data | [8 empty] | Savings | [5 empty] | PV Capital |  |  |  | PV Admin |  |  |  | PV O&M |  |  |  | PV Periodic Repl. |  |  |  | Total PV Capital, O&M and Periodic Repl Costs |  |  |  |  | PV Wholesale Electric Utility Costs & Benefits | [6 empty] | PV Retail Electric Utility Costs & Benefits | [6 empty] | PV Electric Utility System Costs & Benefits | [5 empty] | Electric Utility System Economics |  | Sponsor Levelized Cost (mills/kwh) |  |  |  |  | PV Regional Costs & Benefits | [15 empty] | TRC Economics |  | Physical CO2 | [6 empty] | Gas Inputs |  |  |  | PV Gas Utility System Costs & Benefits |  |  |  |  | Gas Utility System Economics
Category | Measure | Measure Life | Site Savings (kWh) | Site Savings (therms) | Capital Cost ($/unit) | Annual O&M Cost ($/unit) | PV Per. Repl. Cost ($/unit) | Load Shape (electric) | Diversified Load Factor (electric) | Wholesale Power Coincidence Factor (electric) | Wholesale Electric Energy (kWh) | Wholesale Electric Demand (kw) | Retail Electric Demand (kW) | Wholesale Gas Energy (therms/yr) | Wholesale Gas Demand (therms/day) | Retail Gas Demand (therms/day) | Wholesale Electric | Retail Electric | Natural Gas | Customer | Wholesale Electric | Retail Electric | Natural Gas | Customer | Wholesale Electric | Retail Electric | Natural Gas | Customer | Wholesale Electric | Retail Electric | Natural Gas | Customer | Wholesale Electric | Retail Electric | Natural Gas | Customer | Total | Wholesale Utility System Energy | Wholesale Utility System T&D Def. Cap. | Wholesale Utility System Act C-E Credit | Wholesale Utility System Risk Mitigation Benefit | Wholesale Utility System Total System Benefit | Wholesale Utility System Total Non-Consumer Cost | Wholesale Utility System B/C Ratio | Retail Utility System Energy | Retail Utility System T&D Def. Cap. | Retail Utility System Act C-E Credit | Retail Utility System Risk Mitigation Benefit | Retail Utility System Total System Benefit | Retail Utility System Total Non-Consumer Cost | Retail Utility System System B/C Ratio | Utility System Energy | Utility System T&D Def. Cap. | Utility System Act C-E Credit | Utility System Total Risk Mitigation Benefit | Utility System Total System Benefit | Utility System Total Non-Consumer Cost | Utility System Net Levelized Cost (Net of Elec T&D Capacity Benefits, Act Credit & Risk-Mitigation Benefit) in mills/kwh | Utility System System B/C Ratio | Wholesale Electric Levelized Cost | Retail Electric Levelized Cost | Natural Gas Levelized Cost | Customer Levelized Cost | Total Levelized Cost | PV Regional Electric Energy | PV Regional Gas Energy | PV Regional Electric T&D Def. Cap. | PV Regional Gas T&D Def. Cap. | PV Regional Electric System CO2 | PV Regional Gas System CO2 | PV Regional Electric System Risk-Mitigation Benefit | PV Regional Gas System Risk-Mitigation Benefit | PV Regional Non-E Value | PV Regional Act Credit | PV Regional Capital Cost | PV Regional Admin Cost | PV Regional Annual O&M Cost | PV Regional Periodic Replacement Cost | PV Total Regional Benefit | PV Total Regional Cost | TRC B/C Ratio | TRC Net Levelized Cost (Net of All Benefits) in mills/kWh | Electric System CO2 Avoided (Lifetime Tons) | Gas System CO2 Avoided (Lifetime Tons) | Total System CO2 Avoided (Lifetime Tons) | Electric System CO2 Avoided (Annual Tons in 2018) | Gas System CO2 Avoided (Annual Tons in 2018) | Total System CO2 Avoided (Annual Tons in 2018) |  | Gas Site Savings (therms) | Load Shape (gas) | Diversitfied Load Factor (gas) | Wholesale Coincidence Factor (gas) | Total Gas Utility System Energy | Gas Utility System T&D Def. Cap. | Gas Utility System Risk Mitigation Benefit | Gas Utility System Total System Benefit | Gas Utility System Total Non-Consumer Cost | Gas Utility System Net Levelized Cost (Net of Gas T&D Capacity Benefits & Risk-Mitigation Benefits) in cents/therm | Gas Utility System System B/C Ratio
LEC Exit Sign-Double-New |  | 15 | 59.6556 | 0 | 52.5 | 0 | -65.4897 |  |  |  | 64.0323 | 0.0080422 | 0.0079842 | 0 | 0 | 0 | 10.4692 | 24.1927 | 0 | 35.1288 | 3.15 | 7.35 | 0 | 0 | 0 | 0 | 0 | 0 | 0 | 0 | 0 | -65.4897 | 13.6192 | 31.5427 | 0 | -30.361 | 14.801 | 32.2363 | 2.8417 | 0 | 0 | 35.078 | 13.6192 | 2.5756 | 32.2363 | 3.3637 | 0 | 0 | 35.6 | 31.5427 | 1.1286 | 32.2363 | 6.2054 | 0 | 0 | 38.4417 | 45.1619 | 44.7662 | 0.8512 | 15.6503 | 36.2468 | 0 | -34.8888 | 17.0083 | 32.2363 | 0 | 6.2054 | 0 | 0 | 0 | 0 | 0 | 0 | 0 | 69.7907 | 10.5 | 0 | -65.4897 | 38.4417 | 14.801 | 1.2944 | 9.8774 | 0.60831 | 0 | 0.60831 | 0.030415 | 0 | 0.030415 |  | 0 |  | 0 | 0 | 0 | 0 | 0 | 0 | 0 | 9999 | 9999
LEC Exit Sign-Double-NR |  | 15 | 59.6556 | 0 | 52.5 | 0 | -65.4897 |  |  |  | 64.0323 | 0.0080422 | 0.0079842 | 0 | 0 | 0 | 10.4692 | 24.1927 | 0 | 35.1288 | 3.15 | 7.35 | 0 | 0 | 0 | 0 | 0 | 0 | 0 | 0 | 0 | -65.4897 | 13.6192 | 31.5427 | 0 | -30.361 | 14.801 | 32.2363 | 2.8417 | 0 | 0 | 35.078 | 13.6192 | 2.5756 | 32.2363 | 3.3637 | 0 | 0 | 35.6 | 31.5427 | 1.1286 | 32.2363 | 6.2054 | 0 | 0 | 38.4417 | 45.1619 | 44.7662 | 0.8512 | 15.6503 | 36.2468 | 0 | -34.8888 | 17.0083 | 32.2363 | 0 | 6.2054 | 0 | 0 | 0 | 0 | 0 | 0 | 0 | 69.7907 | 10.5 | 0 | -65.4897 | 38.4417 | 14.801 | 1.2944 | 9.8774 | 0.60831 | 0 | 0.60831 | 0.030415 | 0 | 0.030415 |  | 0 |  | 0 | 0 | 0 | 0 | 0 | 0 | 0 | 9999 | 9999
LEC Exit Sign-Single-New |  | 15 | 29.7314 | 0 | 52.5 | 0 | -65.4897 |  |  |  | 31.9127 | 0.0040081 | 0.0039792 | 0 | 0 | 0 | 10.4692 | 24.1927 | 0 | 35.1288 | 3.15 | 7.35 | 0 | 0 | 0 | 0 | 0 | 0 | 0 | 0 | 0 | -65.4897 | 13.6192 | 31.5427 | 0 | -30.361 | 14.801 | 16.0661 | 1.4163 | 0 | 0 | 17.4823 | 13.6192 | 1.2837 | 16.0661 | 1.6764 | 0 | 0 | 17.7425 | 31.5427 | 0.56249 | 16.0661 | 3.0927 | 0 | 0 | 19.1588 | 45.1619 | 96.9998 | 0.42422 | 31.402 | 72.7286 | 0 | -70.0038 | 34.1269 | 16.0661 | 0 | 3.0927 | 0 | 0 | 0 | 0 | 0 | 0 | 0 | 69.7907 | 10.5 | 0 | -65.4897 | 19.1588 | 14.801 | 1.0543 | 26.996 | 0.30317 | 0 | 0.30317 | 0.015159 | 0 | 0.015159 |  | 0 |  | 0 | 0 | 0 | 0 | 0 | 0 | 0 | 9999 | 9999
LEC Exit Sign-Single-NR |  | 15 | 29.7314 | 0 | 52.5 | 0 | -65.4897 |  |  |  | 31.9127 | 0.0040081 | 0.0039792 | 0 | 0 | 0 | 10.4692 | 24.1927 | 0 | 35.1288 | 3.15 | 7.35 | 0 | 0 | 0 | 0 | 0 | 0 | 0 | 0 | 0 | -65.4897 | 13.6192 | 31.5427 | 0 | -30.361 | 14.801 | 16.0661 | 1.4163 | 0 | 0 | 17.4823 | 13.6192 | 1.2837 | 16.0661 | 1.6764 | 0 | 0 | 17.7425 | 31.5427 | 0.56249 | 16.0661 | 3.0927 | 0 | 0 | 19.1588 | 45.1619 | 96.9998 | 0.42422 | 31.402 | 72.7286 | 0 | -70.0038 | 34.1269 | 16.0661 | 0 | 3.0927 | 0 | 0 | 0 | 0 | 0 | 0 | 0 | 69.7907 | 10.5 | 0 | -65.4897 | 19.1588 | 14.801 | 1.0543 | 26.996 | 0.30317 | 0 | 0.30317 | 0.015159 | 0 | 0.015159 |  | 0 |  | 0 | 0 | 0 | 0 | 0 | 0 | 0 | 9999 | 9999
Supply Curve Results; Categories sorted by TRC Net Levelized Cost
Totals for Categories with Benefits Exceeding Costs. Levelized cost is TRC Net Levelized Cost (Net of Benefits) | [12 empty] | Savings Allocation by Cost Bin and Month for Segments 1 | [12 empty] | Savings Allocation by Cost Bin and Month for Segments 2
| Totals Basis | Busbar Electric Savings in kWh | First Cost | Admin Cost | First Year Program Cost | PV Cost | PV Benefits | Unit Program Cost: First Year Program Cost in $/average annual kW saved | Utility System Net Levelized Cost (Net of T&D Capacity Benefits, Act Credit & Risk-Mitigation) in mills/kWh | TRC Net Levelized Cost (Net of All Benefits) in mills/kWh | TRC B/C Ratio | Net Electric & Gas System CO2 Avoided (Lifetime Tons) | Jan | Feb | Mar | Apr | May | Jun | Jul | Aug | Sep | Oct | Nov | Dec |  | Jan | Feb | Mar | Apr | May | Jun | Jul | Aug | Sep | Oct | Nov | Dec
| Measures with B/C > 1.00 | 191.8902 | 210 | 0 | 210 | 17.2039 | 115.201 | 9586.7343 | 46.0347 | -0.53391 | 1.3973 | 1.823 | 9.2674 | 8.7077 | 9.8766 | 8.999 | 9.23 | 9.2006 | 8.8095 | 10.0494 | 8.6557 | 9.8337 | 8.4983 | 8.6528 |  | 7.461 | 6.7112 | 6.675 | 6.7074 | 6.794 | 6.2983 | 7.0813 | 6.7484 | 7.0578 | 6.6209 | 6.9634 | 6.9908
| Categories with B/C > 1.00 | 191.8902 | 210 | 42 | 252 | 59.2039 | 115.201 | 11504.0812 | 62.1399 | 15.5713 | 1.2146 | 1.823 | 3.0825 | 2.8963 | 3.2851 | 2.9932 | 3.07 | 3.0602 | 2.9302 | 3.3426 | 2.879 | 3.2708 | 2.8267 | 2.878 |  | 2.4816 | 2.2322 | 2.2202 | 2.231 | 2.2598 | 2.0949 | 2.3553 | 2.2446 | 2.3475 | 2.2022 | 2.3161 | 2.3252
Supply Curve Results: By TRC Net Levelized Cost - Net of Benefits
| Block 1: <= 0 mills/kWh | 0 | 0 | 0 | 0 | 0 | 0 | 0 | 0 | 0 | 0 | 0 | 0 | 0 | 0 | 0 | 0 | 0 | 0 | 0 | 0 | 0 | 0 | 0 |  | 0 | 0 | 0 | 0 | 0 | 0 | 0 | 0 | 0 | 0 | 0 | 0
| Block 2: <= 10 mills/kWh | 128.0647 | 105 | 21 | 126 | 29.602 | 76.8834 | 8618.7698 | 44.7662 | 9.8774 | 1.2944 | 1.2166 | 6.1849 | 5.8114 | 6.5915 | 6.0058 | 6.1599 | 6.1403 | 5.8793 | 6.7068 | 5.7767 | 6.5629 | 5.6716 | 5.7747 |  | 4.9793 | 4.4789 | 4.4548 | 4.4764 | 4.5342 | 4.2034 | 4.7259 | 4.5038 | 4.7103 | 4.4187 | 4.6473 | 4.6655
| Block 3: 10-20 mills/kWh | 0 | 0 | 0 | 0 | 0 | 0 | 0 | 0 | 0 | 0 | 0 | 0 | 0 | 0 | 0 | 0 | 0 | 0 | 0 | 0 | 0 | 0 | 0 |  | 0 | 0 | 0 | 0 | 0 | 0 | 0 | 0 | 0 | 0 | 0 | 0
| Block 4: 20-30 mills/kWh | 63.8255 | 105 | 21 | 126 | 29.602 | 38.3175 | 17293.4066 | 96.9998 | 26.996 | 1.0543 | 0.60635 | 3.0825 | 2.8963 | 3.2851 | 2.9932 | 3.07 | 3.0602 | 2.9302 | 3.3426 | 2.879 | 3.2708 | 2.8267 | 2.878 |  | 2.4816 | 2.2322 | 2.2202 | 2.231 | 2.2598 | 2.0949 | 2.3553 | 2.2446 | 2.3475 | 2.2022 | 2.3161 | 2.3252
| Block 5: 30-40 mills/kWh | 0 | 0 | 0 | 0 | 0 | 0 | 0 | 0 | 0 | 0 | 0 | 0 | 0 | 0 | 0 | 0 | 0 | 0 | 0 | 0 | 0 | 0 | 0 |  | 0 | 0 | 0 | 0 | 0 | 0 | 0 | 0 | 0 | 0 | 0 | 0
| Block 6: 40-50 mills/kWh | 0 | 0 | 0 | 0 | 0 | 0 | 0 | 0 | 0 | 0 | 0 | 0 | 0 | 0 | 0 | 0 | 0 | 0 | 0 | 0 | 0 | 0 | 0 |  | 0 | 0 | 0 | 0 | 0 | 0 | 0 | 0 | 0 | 0 | 0 | 0
| Block 7: 50-60 mills/kWh | 0 | 0 | 0 | 0 | 0 | 0 | 0 | 0 | 0 | 0 | 0 | 0 | 0 | 0 | 0 | 0 | 0 | 0 | 0 | 0 | 0 | 0 | 0 |  | 0 | 0 | 0 | 0 | 0 | 0 | 0 | 0 | 0 | 0 | 0 | 0
| Block 8: 60-70 mills/kWh | 0 | 0 | 0 | 0 | 0 | 0 | 0 | 0 | 0 | 0 | 0 | 0 | 0 | 0 | 0 | 0 | 0 | 0 | 0 | 0 | 0 | 0 | 0 |  | 0 | 0 | 0 | 0 | 0 | 0 | 0 | 0 | 0 | 0 | 0 | 0
| Block 9: 70-80 mills/kWh | 0 | 0 | 0 | 0 | 0 | 0 | 0 | 0 | 0 | 0 | 0 | 0 | 0 | 0 | 0 | 0 | 0 | 0 | 0 | 0 | 0 | 0 | 0 |  | 0 | 0 | 0 | 0 | 0 | 0 | 0 | 0 | 0 | 0 | 0 | 0
| Block 10: 80-90 mills/kWh | 0 | 0 | 0 | 0 | 0 | 0 | 0 | 0 | 0 | 0 | 0 | 0 | 0 | 0 | 0 | 0 | 0 | 0 | 0 | 0 | 0 | 0 | 0 |  | 0 | 0 | 0 | 0 | 0 | 0 | 0 | 0 | 0 | 0 | 0 | 0
| Block 11: 90-100 mills/kWh | 0 | 0 | 0 | 0 | 0 | 0 | 0 | 0 | 0 | 0 | 0 | 0 | 0 | 0 | 0 | 0 | 0 | 0 | 0 | 0 | 0 | 0 | 0 |  | 0 | 0 | 0 | 0 | 0 | 0 | 0 | 0 | 0 | 0 | 0 | 0
| Block 12: 100-110 mills/kWh | 0 | 0 | 0 | 0 | 0 | 0 | 0 | 0 | 0 | 0 | 0 | 0 | 0 | 0 | 0 | 0 | 0 | 0 | 0 | 0 | 0 | 0 | 0 |  | 0 | 0 | 0 | 0 | 0 | 0 | 0 | 0 | 0 | 0 | 0 | 0
| Block 13: 110-120 mills/kWh | 0 | 0 | 0 | 0 | 0 | 0 | 0 | 0 | 0 | 0 | 0 | 0 | 0 | 0 | 0 | 0 | 0 | 0 | 0 | 0 | 0 | 0 | 0 |  | 0 | 0 | 0 | 0 | 0 | 0 | 0 | 0 | 0 | 0 | 0 | 0
| Block 14: 120-130 mills/kWh | 0 | 0 | 0 | 0 | 0 | 0 | 0 | 0 | 0 | 0 | 0 | 0 | 0 | 0 | 0 | 0 | 0 | 0 | 0 | 0 | 0 | 0 | 0 |  | 0 | 0 | 0 | 0 | 0 | 0 | 0 | 0 | 0 | 0 | 0 | 0
| Block 15: 130-140 mills/kWh | 0 | 0 | 0 | 0 | 0 | 0 | 0 | 0 | 0 | 0 | 0 | 0 | 0 | 0 | 0 | 0 | 0 | 0 | 0 | 0 | 0 | 0 | 0 |  | 0 | 0 | 0 | 0 | 0 | 0 | 0 | 0 | 0 | 0 | 0 | 0
| Block 16: 140-150 mills/kWh | 0 | 0 | 0 | 0 | 0 | 0 | 0 | 0 | 0 | 0 | 0 | 0 | 0 | 0 | 0 | 0 | 0 | 0 | 0 | 0 | 0 | 0 | 0 |  | 0 | 0 | 0 | 0 | 0 | 0 | 0 | 0 | 0 | 0 | 0 | 0
| Block 17: 150-160 mills/kWh | 0 | 0 | 0 | 0 | 0 | 0 | 0 | 0 | 0 | 0 | 0 | 0 | 0 | 0 | 0 | 0 | 0 | 0 | 0 | 0 | 0 | 0 | 0 |  | 0 | 0 | 0 | 0 | 0 | 0 | 0 | 0 | 0 | 0 | 0 | 0
| Block 18: 160-170 mills/kWh | 0 | 0 | 0 | 0 | 0 | 0 | 0 | 0 | 0 | 0 | 0 | 0 | 0 | 0 | 0 | 0 | 0 | 0 | 0 | 0 | 0 | 0 | 0 |  | 0 | 0 | 0 | 0 | 0 | 0 | 0 | 0 | 0 | 0 | 0 | 0
| Block 19: 170-180 mills/kWh | 0 | 0 | 0 | 0 | 0 | 0 | 0 | 0 | 0 | 0 | 0 | 0 | 0 | 0 | 0 | 0 | 0 | 0 | 0 | 0 | 0 | 0 | 0 |  | 0 | 0 | 0 | 0 | 0 | 0 | 0 | 0 | 0 | 0 | 0 | 0
| Block 20: 180-190 mills/kWh | 0 | 0 | 0 | 0 | 0 | 0 | 0 | 0 | 0 | 0 | 0 | 0 | 0 | 0 | 0 | 0 | 0 | 0 | 0 | 0 | 0 | 0 | 0 |  | 0 | 0 | 0 | 0 | 0 | 0 | 0 | 0 | 0 | 0 | 0 | 0
| Block 21: 190-200 mills/kWh | 0 | 0 | 0 | 0 | 0 | 0 | 0 | 0 | 0 | 0 | 0 | 0 | 0 | 0 | 0 | 0 | 0 | 0 | 0 | 0 | 0 | 0 | 0 |  | 0 | 0 | 0 | 0 | 0 | 0 | 0 | 0 | 0 | 0 | 0 | 0
| Block 22: > 200 mills/kWh | 0 | 0 | 0 | 0 | 0 | 0 | 0 | 0 | 0 | 0 | 0 | 0 | 0 | 0 | 0 | 0 | 0 | 0 | 0 | 0 | 0 | 0 | 0 |  | 0 | 0 | 0 | 0 | 0 | 0 | 0 | 0 | 0 | 0 | 0 | 0
Shaped Savings Results; By Category and sorted by TRC BC ratio
[13 empty] | Savings Allocation by Cost Bin and Month for Segments 1 Feb: Savings Allocation by Category and Month for Segments 1 |  |  | Savings Allocation by Category and Month for Segments 2
Category | Measure | Busbar Savings | First Cost | Admin Cost | First Year Program Cost | PV Cost | PV Benefits | Unit Program Cost: First Year Program Cost in $/average annual kW saved | Utility System Net Levelized Cost (Net of T&D Capacity Benefits, Act Credit & Risk-Mitigation) in mills/kWh | TRC Net Levelized Cost (Net of All Benefits) in mills/kWh | TRC B/C Ratio | Net Electric & Gas System CO2 Avoided (Lifetime Tons) | Wholesale KW | Jan | Feb | Mar | Apr | May | Jun | Jul | Aug | Sep | Oct | Nov | Dec |  | Jan | Feb | Mar | Apr | May | Jun | Jul | Aug | Sep | Oct | Nov | Dec
LEC Exit Sign-Double-New |  | 64.0323 | 52.5 | 10.5 | 63 | 14.801 | 38.4417 | 8618.7698 | 44.7662 | 9.8774 | 1.2944 | 0.60831 | 0.0080422 | 3.0925 | 2.9057 | 3.2957 | 3.0029 | 3.08 | 3.0702 | 2.9397 | 3.3534 | 2.8883 | 3.2814 | 2.8358 | 2.8874 |  | 2.4897 | 2.2395 | 2.2274 | 2.2382 | 2.2671 | 2.1017 | 2.363 | 2.2519 | 2.3551 | 2.2094 | 2.3236 | 2.3328
LEC Exit Sign-Double-NR |  | 64.0323 | 52.5 | 10.5 | 63 | 14.801 | 38.4417 | 8618.7698 | 44.7662 | 9.8774 | 1.2944 | 0.60831 | 0.0080422 | 3.0925 | 2.9057 | 3.2957 | 3.0029 | 3.08 | 3.0702 | 2.9397 | 3.3534 | 2.8883 | 3.2814 | 2.8358 | 2.8874 |  | 2.4897 | 2.2395 | 2.2274 | 2.2382 | 2.2671 | 2.1017 | 2.363 | 2.2519 | 2.3551 | 2.2094 | 2.3236 | 2.3328
LEC Exit Sign-Single-New |  | 31.9127 | 52.5 | 10.5 | 63 | 14.801 | 19.1588 | 17293.4066 | 96.9998 | 26.996 | 1.0543 | 0.30317 | 0.0040081 | 1.5412 | 1.4482 | 1.6425 | 1.4966 | 1.535 | 1.5301 | 1.4651 | 1.6713 | 1.4395 | 1.6354 | 1.4133 | 1.439 |  | 1.2408 | 1.1161 | 1.1101 | 1.1155 | 1.1299 | 1.0475 | 1.1777 | 1.1223 | 1.1738 | 1.1011 | 1.1581 | 1.1626
LEC Exit Sign-Single-NR |  | 31.9127 | 52.5 | 10.5 | 63 | 14.801 | 19.1588 | 17293.4066 | 96.9998 | 26.996 | 1.0543 | 0.30317 | 0.0040081 | 1.5412 | 1.4482 | 1.6425 | 1.4966 | 1.535 | 1.5301 | 1.4651 | 1.6713 | 1.4395 | 1.6354 | 1.4133 | 1.439 |  | 1.2408 | 1.1161 | 1.1101 | 1.1155 | 1.1299 | 1.0475 | 1.1777 | 1.1223 | 1.1738 | 1.1011 | 1.1581 | 1.1626
Note on I6: :ProCost Perioodic replacement costs and savinsg of the measure. These are costs and savings that occur periodicially, but at different periods than annually. Can be positive or negative. Periodic replacement costs for both the measure and the baseline measure should be included if applicable. ProCost can analysze these costs in two ways dependent on the 'Repeat Periodic Replacemetn' switch in the ProData page. When set to 'On', ProCost repeats replacement costs for multiple times over the life of a measure depending on the input period and measure life. For example fluorescent lamps may have a 4-year replacement cycle that repeats 3 times in a 15-year measure life. When set to 'Off', ProCost reads the period as the year after installation that the replacement cost occurs and does not subsequently reinstall or repeat the replacement costs. For example a compressor may be replaced only once in the life of a heat-pump system. Example: A new fluorescent lighting systems may have a measure life of 15 years, and a lamp life of five years. Two lamps lamps per fixture must be replaced at years 6 and 11. Lamp and labor costs, expressed as positive costs, are entered as a cost and the period would be enetered as 5. The baseline measure may have a four year lamp life and would have required a three-lamp replacement at years 5, 9 and 13. Lamp and labor replacement costs would be entered as annual savings in dollars with a 4-year period. ProCost determines the net present value of the two cost streams.
Note on O6: :ProCost If the measure has gas savings for incfreases, enter the annual savings and shape of the savings here. Example: Clothes washer saves electric motor and dryer energy and gas water heat.
Note on A7: :Procost Category for the measure. Individual measures can be grouped into categories. Procost output is reported by measure and by category. All measures must belong to at least one category. Category name can be the same as measure name. Example: Measures can be combined into one category if they have components with different load shapes or measure lives. On wash machines there may be one load shape for the electric motor savings component, a second load shape for the electric water heat savings component and a third shape for electric dryer savings component.
Note on B7: :ProCost Name of Measure. User-defined. For PTR measures, defined naming conventions apply.
Note on C7: :ProCost Annual electric savings for the measure in kWh at the site. May be positive, negative or zero. Savings are incremental to the baseline alternative.
Note on D7: :ProCost Physical life of the measure in years. Must be >=1.
Note on E7: :ProCost Initial cost to install the measure in dollars. Costs are incremental to the baseline alternative. Dollars must be denominated in the same year as 'Input Cost Reference Year' input on the ProData page.
Note on F7: :ProCost Annaul opperations and maintenace cost for the measure in dollars. Must be incremental cost over the baseline alternative. May be positive, negative or zero. Dollars must be denominated in the same year as 'Input Cost Reference Year' input on the ProData page. O&M costs are enetered as positive values. Negative values represent O&M savings compared to the baseline alternative. Example: Annualized maintenace cost for a heat pump heating system compared to a baseline electric resistance heating system.
Note on G7: :ProCost Name of the pointer to the shape of the savings. The shapes represent the daily and monthly shape of the savings in four time segments for each month of the year. Shape of the savings is relative to the baseline alternative. These shaps are in the MC_AND_Loadshape file.
Note on H7: :ProCost Annual value of any non-energy benefits of the measure, relative to the baseline alternative. Expressed in dollars per year and denominated in dollars of the 'Cost Reference Year'. Positive value represents dollar savings. Negative value represents dollar cost. Example: Water, detergent and sewer savings from efficient clothes washer.
Note on I7: : Cost in dollars that is incurred for Period 1. Positive value if cost. Negative value if savings. Dollars must be denominated in the same year as 'Input Cost Reference Year' input on the ProData page.
Note on J7: :ProCost Duration of Period1. The time at which Period 1 costs, or savings, occur. In years.
Note on K7: : Cost in dollars that is incurred for Period 2 Positive value if cost. Negative value if savings. Dollars must be denominated in the same year as 'Input Cost Reference Year' input on the ProData page.
Note on L7: :ProCost Duration of Period 2. The time at which Period 2 costs, or savings, occur. In years.
Note on M7: : Cost in dollars that is incurred for Period 3. Positive value if cost. Negative value if savings. Dollars must be denominated in the same year as 'Input Cost Reference Year' input on the ProData page.
Note on N7: :ProCost Duration of Period 3. The time at which Period 3 costs, or savings, occur. In years.
Note on O7: : Annual gas savings, or increases, in therms.
Note on P7: :ProCost Name of the pointer to the shape of the savings. The shapes represent the daily and monthly shape of the savings in four time segments for each month of the year. Shape of the savings is relative to the baseline alternative. These shaps are in the MC_AND_Loadshape file.
Note on BH38: Direct and program administrative costs incurred by the utility system minus benefits that accrue to the utility system.There are separate Utility System Net Levelized Costs for the electric and the gas system. Utility system benefits include deferred transmission and distribution system capacity, risk-mitigation and Regional Act credit all of which are user-determined inputs.Utility System benefits do not include any non-energy benefits such as, other-fuel benefits, O&M benefits or periodic replacement benefits which generally accrue to the customer or to non-utility sponsors. Utility System Net Levelized Costs correspond to Utility System B/C ratio with regard to the costs and benefits included. Benefits are subtracted from costs, then levelized over the life of the measure The Risk-Mitigation credit is used to determine program cost-effectiveness and impacts both the Utility System B/C ratio and the Utility System Net Levelized Cost. If the Risk-Mitigation credit is non-zero, the Utility System Net Levelized Cost will be reduced by the Risk-Mitigation benefit. When using ProCost to build conservation supply curves, the user should set the Risk-Mitigation Credit to zero so the credit is not reflected in the supply curves.
Note on BM38: Direct and program administrative costs of the measure to sponsor. Separate costs for each sponsor. Depends on share of costs incurred by sponsor, sponsor cost of capital, and financing term which are user-defined inputs. Includes applicable Capital, O&M, Periodic Replacement and Program Administrative costs. Sponsor costs are levelized over program life. Does not include any adjustments for benefit. NOTE: Units are per kWh for 'Electric' runs and per therm for 'Gas' runs for all sponsors.
Note on CE38: All costs minus all benefits regardless of which sponsor incurs the cost or accrues the benefits. TRC Net Levelized Cost includes all applicable costs and all benefits. In addition to energy system costs and benefits, TRC Net Levelized Cost includes non-energy, other-fuel, O&M, periodic-replacement and risk-mitigation benefits and costs. TRC Net Levelized Cost corresponds to TRC B/C ratios with regard to the costs and benefits included. Benefits are subtracted from costs, then levelized over the life of the measure. The Risk-Mitigation credit is used to determine program cost-effectiveness and impacts both the TRC B/C ratio and the TRC Net Levelized Cost. If Risk-Mitigation credit is non-zero, TRC Levelized Cost will be reduced by the risk-mitigation benefit. When using ProCost to build conservation supply curves, the user should set the Risk-Mitigation Credit to zero so the credit is not reflected in the supply curves.
Note on CW38: Direct and program administrative costs incurred by the utility system minus benefits that accrue to the utility system.There are separate Utility System Net Levelized Costs for the electric and the gas system. Utility system benefits include deferred transmission and distribution system capacity, risk-mitigation and Regional Act credit all of which are user-determined inputs.Utility System benefits do not include any non-energy benefits such as, other-fuel benefits, O&M benefits or periodic replacement benefits which generally accrue to the customer or to non-utility sponsors. Utility System Net Levelized Costs correspond to Utility System B/C ratio with regard to the costs and benefits included. Benefits are subtracted from costs, then levelized over the life of the measure The Risk-Mitigation credit is used to determine program cost-effectiveness and impacts both the Utility System B/C ratio and the Utility System Net Levelized Cost. If the Risk-Mitigation credit is non-zero, the Utility System Net Levelized Cost will be reduced by the Risk-Mitigation benefit. When using ProCost to build conservation supply curves, the user should set the Risk-Mitigation Credit to zero so the credit is not reflected in the supply curves.
Note on BH47: Direct and program administrative costs incurred by the utility system minus benefits that accrue to the utility system.There are separate Utility System Net Levelized Costs for the electric and the gas system. Utility system benefits include deferred transmission and distribution system capacity, risk-mitigation and Regional Act credit all of which are user-determined inputs.Utility System benefits do not include any non-energy benefits such as, other-fuel benefits, O&M benefits or periodic replacement benefits which generally accrue to the customer or to non-utility sponsors. Utility System Net Levelized Costs correspond to Utility System B/C ratio with regard to the costs and benefits included. Benefits are subtracted from costs, then levelized over the life of the measure The Risk-Mitigation credit is used to determine program cost-effectiveness and impacts both the Utility System B/C ratio and the Utility System Net Levelized Cost. If the Risk-Mitigation credit is non-zero, the Utility System Net Levelized Cost will be reduced by the Risk-Mitigation benefit. When using ProCost to build conservation supply curves, the user should set the Risk-Mitigation Credit to zero so the credit is not reflected in the supply curves.
Note on BM47: Direct and program administrative costs of the measure to sponsor. Separate costs for each sponsor. Depends on share of costs incurred by sponsor, sponsor cost of capital, and financing term which are user-defined inputs. Includes applicable Capital, O&M, Periodic Replacement and Program Administrative costs. Sponsor costs are levelized over program life. Does not include any adjustments for benefit. NOTE: Units are per kWh for 'Electric' runs and per therm for 'Gas' runs for all sponsors.
Note on CE47: All costs minus all benefits regardless of which sponsor incurs the cost or accrues the benefits. TRC Net Levelized Cost includes all applicable costs and all benefits. In addition to energy system costs and benefits, TRC Net Levelized Cost includes non-energy, other-fuel, O&M, periodic-replacement and risk-mitigation benefits and costs. TRC Net Levelized Cost corresponds to TRC B/C ratios with regard to the costs and benefits included. Benefits are subtracted from costs, then levelized over the life of the measure. The Risk-Mitigation credit is used to determine program cost-effectiveness and impacts both the TRC B/C ratio and the TRC Net Levelized Cost. If Risk-Mitigation credit is non-zero, TRC Levelized Cost will be reduced by the risk-mitigation benefit. When using ProCost to build conservation supply curves, the user should set the Risk-Mitigation Credit to zero so the credit is not reflected in the supply curves.
Note on CW47: Direct and program administrative costs incurred by the utility system minus benefits that accrue to the utility system.There are separate Utility System Net Levelized Costs for the electric and the gas system. Utility system benefits include deferred transmission and distribution system capacity, risk-mitigation and Regional Act credit all of which are user-determined inputs.Utility System benefits do not include any non-energy benefits such as, other-fuel benefits, O&M benefits or periodic replacement benefits which generally accrue to the customer or to non-utility sponsors. Utility System Net Levelized Costs correspond to Utility System B/C ratio with regard to the costs and benefits included. Benefits are subtracted from costs, then levelized over the life of the measure The Risk-Mitigation credit is used to determine program cost-effectiveness and impacts both the Utility System B/C ratio and the Utility System Net Levelized Cost. If the Risk-Mitigation credit is non-zero, the Utility System Net Levelized Cost will be reduced by the Risk-Mitigation benefit. When using ProCost to build conservation supply curves, the user should set the Risk-Mitigation Credit to zero so the credit is not reflected in the supply curves.

## MMap
Measure Map
LEC Exit Sign
For convert from LED to LEC exit sign
Base Measure Name | Category Name | Measure Name | Measure Index | Double/Single | MOPP | Incremental Savings W | Annual Savings kWh | Incremental Cost | Life | Savings Shape | POM Cost | POM Period | POM Cost | POM Period
LEC Exit Sign | LEC Exit Sign-Double-New | LEC Exit Sign-Double-New | LEC Exit Sign-Double | Double | New | 6.81 | 59.6556 | 52.5 | 15 | Total Industrial-Total Industrial | 40 | 8 | -65 | 5
LEC Exit Sign | LEC Exit Sign-Single-New | LEC Exit Sign-Single-New | LEC Exit Sign-Single | Single | New | 3.394 | 29.7314 | 52.5 | 15 | Total Industrial-Total Industrial | 40 | 8 | -65 | 5
LEC Exit Sign | LEC Exit Sign-Double-NR | LEC Exit Sign-Double-NR | LEC Exit Sign-Double | Double | NR | 6.81 | 59.6556 | 52.5 | 15 | Total Industrial-Total Industrial | 40 | 8 | -65 | 5
LEC Exit Sign | LEC Exit Sign-Single-NR | LEC Exit Sign-Single-NR | LEC Exit Sign-Single | Single | NR | 3.394 | 29.7314 | 52.5 | 15 | Total Industrial-Total Industrial | 40 | 8 | -65 | 5

## Sources
http://www.exitlightco.com/product/LECWB.html |  | LEC Signs
|  | Price | Config | Type | Watt | Source
|  | 184 |  | LEC | 0.25 | http://www.theexitstore.com/LEC.htm
|  | 158 | Double AC | LEC | 0.18 | http://www.exitlightco.com/category/LEC-Exit-Signs.html
|  | 135 | Double Battery | LEC | 0.36 | http://www.exitlightco.com/category/LEC-Exit-Signs.html
|  | 157 | Double AC self test | LEC | 0.4 | quote from Eco Smart Exit Sign
|  | 104 | Double AC | LEC | 0.4 | http://www.exitsignwarehouse.com/category/lec-exit-signs.html
|  | 89 | Single AC | LEC | 0.2 | http://www.exitsignwarehouse.com/category/lec-exit-signs.html
|  | 145 | Double Battery | LEC | 0.4 | http://www.exitsignwarehouse.com/category/lec-exit-signs.html
|  | 99 | Single Battery | LEC | 0.2 | http://www.exitsignwarehouse.com/category/lec-exit-signs.html
|  | 175 | Edge Lit, Battery | LEC | 0.2 | http://www.exitsignwarehouse.com/category/lec-exit-signs.html
[5 empty] | 0.39 | average double
[5 empty] | 0.206 | average single
LED Signs (Double)
|  | 84 | Edge Lit Battery | LED | 6 | http://www.exitsignwarehouse.com/category/lec-exit-signs.html
|  | 59 | Edge Lit AC | LED | 6 | http://www.exitsignwarehouse.com/category/lec-exit-signs.html
|  | 87 | Alum Battery | LED | 8 | http://www.exitlightco.com/category/Cast-Aluminum-Exit-Signs.html
|  | 83 | Alum AC Double | LED | 8 | http://www.exitlightco.com/category/Cast-Aluminum-Exit-Signs.html
|  | 120 | Edge Lit Batt Double | LED | 8 | http://www.exitlightco.com/product/ELR-G.html
[5 empty] | 7.2 | average double
[5 empty] | 3.6 | average single
Incremental Cost Estimates
|  | 91 | Edge Lit Battery
|  | 21 | Alum Battery
|  | 58 | AlumAC
|  | 55 | Edge Lit AC
|  | 35 | High End Self Test |  | quote from Eco Smart Exit Sign
|  | 55 | Edge Lit Battery
|  | Price | Config | Type | Watt | Source
| Average | 52.5 | Double |  | 6.81
| Average | 52.5 | Single |  | 3.394
Replacement 'Lamps'
|  | LEC Cartridge Replacement Cost |  | 15 |  | Eco Smart Exit
|  | LEC Cartridge Replacement Labor |  | 25 |  | Eco Smart Exit
|  | LEC Cartridge Life |  | 8 |  | Eco Smart Exit
|  | LED Module Replacement Cost |  | 40 |  | Eco Smart Exit
|  | LED Module Replacement Labor |  | 25 |  | Eco Smart Exit
|  | LED Module Life |  | 5 |  | Eco Smart Exit
Applicability Factors
| Double | Fraction Double-Sided |  | 70.83% |  | CBSA
| Single | Fraction Single-Sided |  | 29.17% |  | CBSA
| Green | Fraction Green |  | 80% |  | Eco Smart Exit Sign
| Red | Fraction Red |  | 20% |  | Eco Smart Exit Sign
| SalesPen | Sales Penetration |  | 10% |  | No sales data: Judgement
http://www.exitlightco.com/product/PFP.html
Electroluminescent:
Using electroluminescent technology, this energy efficient exit sign delivers bright, even illumination at 1/5 watt energy consumption. Impact and scratch resistant polycarbonate/ABS housing, 120/277 VAC operation mounting canopy included for top, side or back mounting. Maintenance-free NiCad battery provides 2+ hours of emergency.
LEC (Light Emitting Capacitor) and innovative “smart” driver technologies are the latest development in energy efficiency. The combination of these two elements provides a highly visible and ultra energy efficient light source with a long lifetime. LECs provide the same type of electroluminescence as LEDs (Light Emitting Diodes) but there is a significant difference: LEDs emit light using a direct electrical current through a diode structure that allows current to pass only in one direction. LECs, however, emit light using an alternating electric field through a capacitor structure which allows for small amounts of leakage current to pass through in two directions. This allows for a much more even spread of light and energy efficiency. Electroluminscent lamps are less than half the thickness of a credit card, allowing for very thin and durable signage.
About $130 Q1 2015. 0.2 Watts
Photoluminescent:
Meets NFPA Life Safety Code; listed through UL 924. It will provide minimum 90 minutes of illumination to a distance of 100 feet. No electricity, wiring, nor batteries are required.
About $200 Q1 2015. zero watts
Edge lit LED:
About $100. 3.0 watts
Standard LED:
Federal standard is 5 watts per face. Costs range $25 to $200 depending on finish and function. Typical sign is $40 to $55.
Tritium:
Radio Luminescence. Self luminous tritium exit signs require no AC power connection and require no ambient light source for charging. Tritium exit signs are completely self-contained, relying on radioluminescence to illuminate the letters of the exit sign.
About $200 per sign. Zero Watts Ten to 12 year life. Radiation disposal required.
Interview with Kate Hendershott
EcoSmart Exit Signs
March 23 2014
Kate Hendershott Vice President Marketing and Sales EcoSmart Exit Signs Mobile: 612-991-1886 Office: 800-300-3948
Company: Eco Smart Exit Signs
LEC: Light Emitting Capacitor. Kind of like OLED. Only comes in green color (not red). Consistent luminosity favored by fire, life safety crowd due to higher visibility in smoke, fog haze. Very low energy 0.2 to 0.4 W.
Life: About same as LED – approx 10-15 years. Five – year warrantee
Battery: Batter change savings are due to better battery and charge software, not unique to the UEC
For LED signs with typical battery, battery chage is require annually.
Battery must be tested monthly. Hence the big savings in self test. But sophisticated self test is not unique to LEC. Could also be engineered into LED.
Battery must be tested every 30 days by code
Lamp module: Cartridge design. Cost $10 to $15 plus labor to replace. This versus $40-$50 for LED module replacement (if you can find it) or more likely new LED sign. Five-year max for LED module before inspector tags it for droop. LEC cartridge longer lasting and consistent – few tagging issues. LEC issues with UV light, so longer lasting indoors.
Incremental cost new: $30 to $35 for equivalent materials, finish and battery set up with self test.
The sell 95% AC-only.
AC-only is suitable is a building that has generator backup. If no generator backup, a battery pack is required by code
Most of their market is new construction – lots of healthcare, schools, public buildings
Office market: Mostly Edge-lit LED. These look nice, but do not perform well in smoke and haze. But not a great market yet for LEC
Health Care market: This is the main market for UEC signs at the moment. Due largely to health and safety issues and more consistent luminosity of LEC. Fewer citations for non-performance. Also lower maintenance with self-test battery and fewer battery changes.
Retrofit market? Not much yet. But as current stock of LED signs nears end of life, there is an ROB option. New LEC or New LED/LED lamp module
Some work in floor to floor retrofits
In replacement market: about 60% go to new signs rather than replace the LED module
East Coast: More red signs. West coast more green signs. Code officials and fire inspectors prefer green
Does not have good sense of number of signs
Thinks 1.2 signs per ksf seems low. Gut feel is that 2 signs per ksf more like the average.

## Back of Envelope
[7 empty] | Labor | 30
[7 empty] | DR | 4%
| Cost | Power | Annual kWh | Incremental Cost | Incremental Savings kWh | Cost per kWh saved | Life | POM Cost | POM Period | Levelized Cost $/MWh
Baseline LED Single | 48 | 5 | 43800 |  |  |  | 13 | 40 | 5
ELC Exit Sign Single (New/NR) | 150 | 0.2 | 1752 | 102 | 42.048 | 2.4258 | 20 | 40 | 10 | 178.4945
ELC Exit Sign Single (Retro) | 180 | 0.2 | 1752 | 180 | 42.048 | 4.2808 | 20 | 40 | 10 | 314.9904
Baseline LED Double | 58 | 10 | 87600 |  |  |  | 13 | 40 | 5
ELC Exit Sign Double (New/NR) | 170 | 0.4 | 3504 | 112 | 84.096 | 1.3318 | 20 | 40 | 10 | 97.997
ELC Exit Sign Double (Retro) | 200 | 0.4 | 3504 | 200 | 84.096 | 2.3782 | 20 | 40 | 10 | 174.9946
Exit Sign in PNW (million) | 4
New signs (million) | 1.0909
Total Signs by 2035 | 5.0909
Savings per sign (70% 2-sided) | 71.4816
Total savings kWh | 363906.3273
Total savings aMW | 41.5418
Note on K7: Charlie Grist: $30 labor plus battery pack
Note on K8: Charlie Grist: $30 labor plus battery pack
Note on K9: Charlie Grist: $30 labor plus battery pack
Note on K11: Charlie Grist: $30 labor plus battery pack
Note on K12: Charlie Grist: $30 labor plus battery pack
Note on K13: Charlie Grist: $30 labor plus battery pack

## Stock
7P Estimate
Estimated Signs Total |  | 4000000 |  |  | Exit Sign Density: Fixtures prer ksf
| Total Sign Count | Total Sign Count |  |  | Exit Fixt/ksf | Count | Column1 |  | Estimated Count of Signs
CFL | 317182.3962 | 320000 |  |  | 1 | 178 |  |  | 1.2142 | fixtures/ksf
Incandescent | 704697.2946 | 700000 |  |  | 2 | 128 | Mean | 2.0762 | 3.3 | billion sf
LED | 2631451.8864 | 2630000 |  |  | 3 | 51 | Standard Error | 0.15493 | 4006816.3121 | fixtures
Misc | 312500.614 | 310000 |  |  | 4 | 32 | Median | 1.2142
Other Fluorescent | 34167.8087 | 30000 |  |  | 5 | 17 | Mode | 1.25
Total | 4000000 | 3990000 |  |  |  |  | Standard Deviation | 3.2314
[7 empty] | Sample Variance | 10.4418 | 2.0762 | fixtures/ksf
[7 empty] | Kurtosis | 37.9502 | 3.3 | billion sf
[7 empty] | Skewness | 5.4069 | 6851486.9715 | fixtures
[7 empty] | Range | 33.3917
[7 empty] | Minimum | 0.014243
[7 empty] | Maximum | 33.406
[7 empty] | Sum | 903.1506
[7 empty] | Count | 435
[7 empty] | Confidence Level(95.0%) | 0.30451
6P Estimate
Stock Estimates for 2010 |  | 1.6% |  |  | 2948.0901 | 1.6%
| 2008 | 2010 | PNW Share | PNW Signs 2010 | PNW Signs per 1000SF Commercial Floorspace | PNW Signs 2030
Exist Signs (million) | 35.6 | 36.7483 | 4% | 1.4699 | 0.49861 | 2.0192

## CBSA
Pasted values from GRISTv1_CBSA Public Detailed Lighting Table 2014-10-31.xlsx
Exit |  |  | Exit |  |  | Exit |  | Exit |  |  | Exit |  | Exit |  | Exit |  |  | Exit |  |  | Exit |  |  | Exit | Exit |  | Exit |  | Exit |  | Exit | Exit | Exit | Exit
Watts per Lamp
Location | Indoor | [5 empty] | Location | Indoor | [5 empty] | Location | Indoor |  |  |  | Location | Indoor
Fixture_Category | (All) | [5 empty] | Fixture_Category | (All) | [5 empty] | Fixture_Category | (All) |  |  |  | Fixture_Category | (All)
Fixture_Type | Exit | [5 empty] | Fixture_Type | Exit | [5 empty] | Fixture_Type | Exit |  |  |  | Fixture_Type | Exit
| Values | [6 empty] | Values | [6 empty] | Values |  |  |  |  | Values
Row Labels | Sum of Wt_PNW_Site_Watts | Sum of Wt_PNW_Site_Fixture_Qty | Sum of Wt_PNW_Site_Fixture_Qty2 | Sum of Wt_PNW_Calc_Site_Lamps | Sum of Wt_PNW_Calc_Site_Lamps2 |  | Row Labels | Sum of Wt_PNW_Site_Watts | Sum of Wt_PNW_Site_Fixture_Qty | Sum of Wt_PNW_Site_Fixture_Qty2 | Sum of Wt_PNW_Calc_Site_Lamps | Sum of Wt_PNW_Calc_Site_Lamps2 |  | Row Labels | Sum of Wt_PNW_Site_Watts | Sum of Wt_PNW_Site_Fixture_Qty | Average of Calc_Site_Fixtures/KSF |  | Row Labels | Sum of Wt_PNW_Site_Watts | Sum of Wt_PNW_Site_Fixture_Qty | Average of Calc_Site_Fixtures/KSF | Average of Calc_Site_Lamps/KSF | Sum of Wt_PNW_Calc_Site_Lamps/KSF
CFL | 765491.8538 | 30970.2427 | 7.93% | 32991.0731 | 7.716% |  | CFL | 765491.8538 | 30970.2427 | 7.93% | 32991.0731 | 7.716% |  | Assembly | 1418934.6093 | 68117.9249 | 1.5329 |  | CFL | 765491.8538 | 30970.2427 | 1.8807 | 1.963 | 13447.7011
Incandescent | 4729618.8621 | 68807.8736 | 17.62% | 92461.5778 | 21.62% |  | 18 | 75396.9756 | 2167.8905 | 0.5551% | 4188.7209 | 0.9796% |  | Grocery | 48818.2665 | 2475.7639 | 1.7172 |  | Incandescent | 4729618.8621 | 68807.8736 | 2.5451 | 3.335 | 71546.9079
LED | 1497873.011 | 256939.5543 | 65.79% | 268280.3264 | 62.74% |  | 24 | 690094.8782 | 28802.3522 | 7.374% | 28802.3522 | 6.736% |  | Lodging | 329735.2633 | 20058.6575 | 2.1933 |  | LED | 1497873.011 | 256939.5543 | 1.972 | 2.0742 | 113954.7966
Misc | 483910.5155 | 30513.1053 | 7.813% | 30513.1053 | 7.136% |  | Incandescent | 4729618.8621 | 68807.8736 | 17.62% | 92461.5778 | 21.62% |  | Office | 3113794.2217 | 150354.3908 | 2.9806 |  | Misc | 483910.5155 | 30513.1053 | 2.3632 | 2.3632 | 26719.5138
Other Fluorescent | 92275.8094 | 3336.2045 | 0.8542% | 3336.2045 | 0.7802% |  | 20 | 204639.7815 | 5627.0091 | 1.441% | 10255.9646 | 2.399% |  | Other | 314214.0907 | 25587.4066 | 4.0283 |  | Other Fluorescent | 92275.8094 | 3336.2045 | 1.6803 | 1.6803 | 1447.1422
Grand Total | 7569170.0518 | 390566.9803 | 100% | 427582.287 | 100% |  | 30 | 37277.3296 | 621.2888 | 0.1591% | 1242.5777 | 0.2906% |  | Residential Care | 518879.3771 | 32143.7282 | 2.7257 |  | Grand Total | 7569170.0518 | 390566.9803 | 2.0945 | 2.32 | 227116.0616
[7 empty] | 40 | 324378.8926 | 8109.4723 | 2.076% | 8109.4723 | 1.897% |  | Restaurant | 129822.1618 | 7841.3021 | 4.306
[7 empty] | 60 | 4163322.8584 | 54450.1034 | 13.94% | 72853.5632 | 17.04% |  | Retail/Service | 1128287.8757 | 43853.1691 | 1.5115
[7 empty] | LED | 1497873.011 | 256939.5543 | 65.79% | 268280.3264 | 62.74% |  | School K-12 | 324949.7127 | 25553.7726 | 1.1275
[7 empty] | 1 | 6467.0607 | 2893.4196 | 0.7408% | 2893.4196 | 0.6767% |  | Warehouse | 241734.473 | 14580.8646 | 1.1959
[7 empty] | 2 | 71317.3274 | 27023.3793 | 6.919% | 33105.0711 | 7.742% |  | Grand Total | 7569170.0518 | 390566.9803 | 2.0945
[7 empty] | 3 | 29485.984 | 9271.539 | 2.374% | 9271.539 | 2.168%
Location | Indoor | [5 empty] | 4 | 108388.4552 | 27906.2552 | 7.145% | 27906.2552 | 6.527% | [6 empty] | Location | Indoor
Fixture_Category | (All) | [5 empty] | 5 | 177875.3187 | 34866.4628 | 8.927% | 35458.7255 | 8.293% | [6 empty] | Fixture_Category | (All)
Fixture_Type | Exit | [5 empty] | 10 | 1091541.1398 | 152387.5478 | 39.02% | 157054.3654 | 36.73% | [6 empty] | Fixture_Type | Exit
[7 empty] | NA | 12797.7252 | 2590.9505 | 0.6634% | 2590.9505 | 0.606%
| Values | [5 empty] | Misc | 483910.5155 | 30513.1053 | 7.813% | 30513.1053 | 7.136% | [7 empty] | Values |  |  |  |  | Exit Sign Density: Fixtures prer ksf
Row Labels | Sum of Wt_PNW_Site_Watts | Sum of Wt_PNW_Site_Fixture_Qty | Sum of Wt_PNW_Site_Fixture_Qty2 | Sum of Wt_PNW_Calc_Site_Lamps | Sum of Wt_PNW_Calc_Site_Lamps2 |  | NA | 483910.5155 | 30513.1053 | 7.813% | 30513.1053 | 7.136% | [6 empty] | Row Labels | Sum of Wt_PNW_Site_Watts | Sum of Wt_PNW_Site_Fixture_Qty | Average of Calc_Site_Fixtures/KSF | Average of Calc_Site_Lamps/KSF | Sum of Wt_PNW_Calc_Site_Lamps/KSF | Exit Fixt/ksf | Count | Column1 |  | Estimated Count of Signs
CFL | 765491.8538 | 30970.2427 | 7.93% | 32991.0731 | 7.716% |  | Other Fluorescent | 92275.8094 | 3336.2045 | 0.8542% | 3336.2045 | 0.7802% | [6 empty] | CFL | 765491.8538 | 30970.2427 | 1.8807 | 1.963 | 13447.7011 | 1 | 178 |  |  | 1.2142 | fixtures/ksf
Incandescent | 4729618.8621 | 68807.8736 | 17.62% | 92461.5778 | 21.62% |  | 40 | 92275.8094 | 3336.2045 | 0.8542% | 3336.2045 | 0.7802% | [6 empty] | Incandescent | 4729618.8621 | 68807.8736 | 2.5451 | 3.335 | 71546.9079 | 2 | 128 | Mean | 2.0762 | 3.3 | billion sf
LED | 1497873.011 | 256939.5543 | 65.79% | 268280.3264 | 62.74% |  | Grand Total | 7569170.0518 | 390566.9803 | 100% | 427582.287 | 100% | [6 empty] | LED | 1497873.011 | 256939.5543 | 1.972 | 2.0742 | 113954.7966 | 3 | 51 | Standard Error | 0.15493 | 4006816.3121 | fixtures
Misc | 483910.5155 | 30513.1053 | 7.813% | 30513.1053 | 7.136% | [13 empty] | Misc | 483910.5155 | 30513.1053 | 2.3632 | 2.3632 | 26719.5138 | 4 | 32 | Median | 1.2142
Other Fluorescent | 92275.8094 | 3336.2045 | 0.8542% | 3336.2045 | 0.7802% | [13 empty] | Other Fluorescent | 92275.8094 | 3336.2045 | 1.6803 | 1.6803 | 1447.1422 | 5 | 17 | Mode | 1.25
Grand Total | 7569170.0518 | 390566.9803 | 100% | 427582.287 | 100% | [13 empty] | Grand Total | 7569170.0518 | 390566.9803 | 2.0945 | 2.32 | 227116.0616 |  |  | Standard Deviation | 3.2314
[27 empty] | Sample Variance | 10.4418 | 2.0762 | fixtures/ksf
[27 empty] | Kurtosis | 37.9502 | 3.3 | billion sf
[27 empty] | Skewness | 5.4069 | 6851486.9715 | fixtures
| Estimated Signs Total |  | 4000000 | [23 empty] | Range | 33.3917
|  | Total Sign Count | Total Sign Count |  |  |  | Row Labels | Sum of Wt_PNW_Site_Fixture_Qty2 | [18 empty] | Minimum | 0.014243
| CFL | 317182.3962 | 320000 |  |  |  | CFL | 7.93% |  | LED | [16 empty] | Maximum | 33.406
| Incandescent | 704697.2946 | 700000 |  |  |  | 18 | 0.5551% |  | One-Faced | 62772.718 | 29.17% | [14 empty] | Sum | 903.1506
| LED | 2631451.8864 | 2630000 |  |  |  | 24 | 7.374% |  | Two-Faced | 152387.5478 | 70.83% | [14 empty] | Count | 435
| Misc | 312500.614 | 310000 |  |  |  | Incandescent | 17.62% | [18 empty] | Confidence Level(95.0%) | 0.30451
| Other Fluorescent | 34167.8087 | 30000 |  |  |  | 20 | 1.441%
| Total | 4000000 | 3990000 |  |  |  | 30 | 0.1591%
[7 empty] | 40 | 2.076%
[7 empty] | 60 | 13.94%
[7 empty] | LED | 65.79%
[7 empty] | 1 | 0.7408%
[7 empty] | 2 | 6.919%
[7 empty] | 3 | 2.374%
[7 empty] | 4 | 7.145%
[7 empty] | 5 | 8.927%
[7 empty] | 10 | 39.02%
[7 empty] | NA | 0.6634%
[7 empty] | Misc | 7.813%
[7 empty] | NA | 7.813%
[7 empty] | Other Fluorescent | 0.8542%
[7 empty] | 40 | 0.8542%
[7 empty] | Grand Total | 100%
Charlie,
Is there one estimate or another that you feel more comfortable with i.e is it more likely that the 6P underestimated or that this is overestimating?
Your logic for expansion makes sense. The question then is, what is the likelihood that the cases where the exit signs weren’t counted had a significantly lower density of exit signs? I guess following that through, maybe one could argue that the reason they weren’t counted is that they indeed had a lower density of signs.
I will dig into it your spreadsheet and also see if I can come up with an alternate approach, but I am guessing that Occam’s razor will favor your straightforward approach.
One thing that comes to mind that I will look at first – I wonder if Exits signs are more closely tied to square-footage than per building?
Aaron
From: Grist, Charlie [mailto:cgrist@nwcouncil.org] Sent: Thursday, March 05, 2015 10:51 AM To: Aaron James Subject: Exit signs
Aaron:
I looked at CBSA to estimate the count of exit signs. I get a number that is tripple what I estimated in the Sixth Plan. I chose not to expand the data directly because it was clear that a lot of the cases did not count exit signs. So I applied the density of exit signs in the cases where they were reported to the whole sector floor area.
I wonder if you can look this over, or do an alternative analysis. If the count is triple my earlier estimate then I will include a measure in the 7P.
Charlie Grist
Conservation Resources Manager
503 222 5161, 503 250 4407 (cell) cgrist@nwcouncil.org

## LOG
Item | Description | Who | When | Note
1 | Back of Envelope | CG | 2015-03-14 | v0
2 | Mine CBSA for count, confirm method with Aaron James | CG | 2015-03-15 | v0
3 | Relook CBSA for no-count sites. Are these missing or no signs required? | CG | 2015-03-21 | v1
4 | Cost data | CG | 2015-03-21 | v1
5 | Get battery data | CG | 2015-03-21 | v1
6 | Market analysis with Eco Smart Exit | CG | 2015-03-23 | v2
7 | Mix of red and green exit signs in stock revised | CG | 2015-03-23 | v2
8 | Incremental cost estimates revised | CG | 2015-03-23 | v2
9 | POM costs revised | CG | 2015-03-23 | v2
10 | Supply curve build out | CG | 2015-03-23 | v2