## forRPM
Ramp Rate | Resource Type | Measure Category | Sector | End Use | kW per unit | kWh per unit | TRC Net Levelized Cost (Net of All Benefits) | segment | measure | 2016 | 2017 | 2018 | 2019 | 2020 | 2021 | 2022 | 2023 | 2024 | 2025 | 2026 | 2027 | 2028 | 2029 | 2030 | 2031 | 2032 | 2033 | 2034 | 2035 | MAX | Savings Allocation by Category and Month for Segments 1 | [11 empty] | Savings Allocation by Category and Month for Segments 2
[5 empty] | Wholesale KW | Busbar Savings | lvlcost | 1000 |  | aMW_2016 | aMW_2017 | aMW_2018 | aMW_2019 | aMW_2020 | aMW_2021 | aMW_2022 | aMW_2023 | aMW_2024 | aMW_2025 | aMW_2026 | aMW_2027 | aMW_2028 | aMW_2029 | aMW_2030 | aMW_2031 | aMW_2032 | aMW_2033 | aMW_2034 | aMW_2035 | MAX | Jan | Feb | Mar | Apr | May | Jun | Jul | Aug | Sep | Oct | Nov | Dec | Jan | Feb | Mar | Apr | May | Jun | Jul | Aug | Sep | Oct | Nov | Dec
LO20Fast | New | Exterior Building Lighting | Commercial | Lighting | 0.032581 | 139.5834 | -2.1286 | Exterior Lighting: Parking Lot - HPS 250W - New |  | 0.12833 | 0.18864 | 0.21065 | 0.24641 | 0.23783 | 0.2384 | 0.28119 | 0.29664 | 0.33453 | 0.37115 | 0.40688 | 0.46875 | 0.51562 | 0.49895 | 0.52916 | 0.51538 | 0.50675 | 0.48239 | 0.47316 | 0.47896 | 7.4098 | 5.717 | 4.2264 | 3.937 | 2.2602 | 1.8156 | 1.4083 | 1.4696 | 2.139 | 2.7025 | 4.4088 | 5.1055 | 6.0142 | 9.475 | 8.2188 | 8.2854 | 7.8898 | 7.2669 | 6.6026 | 7.2099 | 7.7853 | 8.3917 | 8.6608 | 9.0789 | 9.5142
LO20Fast | New | Exterior Building Lighting | Commercial | Lighting | 0.016712 | 71.5968 | -17.9987 | Exterior Lighting: Walkway - HID 150W - New |  | 0.056172 | 0.082569 | 0.092203 | 0.10785 | 0.1041 | 0.10435 | 0.12308 | 0.12984 | 0.14643 | 0.16245 | 0.17809 | 0.20517 | 0.22569 | 0.21839 | 0.23161 | 0.22558 | 0.22181 | 0.21114 | 0.2071 | 0.20964 | 3.2433 | 2.9324 | 2.1678 | 2.0194 | 1.1593 | 0.93126 | 0.72238 | 0.7538 | 1.0972 | 1.3862 | 2.2614 | 2.6188 | 3.0849 | 4.86 | 4.2157 | 4.2499 | 4.0469 | 3.7274 | 3.3867 | 3.6982 | 3.9933 | 4.3044 | 4.4424 | 4.6569 | 4.8801
LO20Fast | New | Exterior Building Lighting | Commercial | Lighting | 0.01675 | 71.7617 | -18.2571 | Exterior Lighting: Façade - HID 150W - New |  | 0.056301 | 0.08276 | 0.092416 | 0.1081 | 0.10434 | 0.10459 | 0.12336 | 0.13014 | 0.14676 | 0.16283 | 0.1785 | 0.20564 | 0.22621 | 0.21889 | 0.23215 | 0.2261 | 0.22232 | 0.21163 | 0.20758 | 0.21013 | 3.2507 | 2.9392 | 2.1728 | 2.0241 | 1.162 | 0.9334 | 0.72405 | 0.75554 | 1.0997 | 1.3894 | 2.2666 | 2.6248 | 3.092 | 4.8712 | 4.2254 | 4.2596 | 4.0562 | 3.736 | 3.3945 | 3.7067 | 4.0025 | 4.3143 | 4.4526 | 4.6676 | 4.8914
LO20Fast | New | Exterior Building Lighting | Commercial | Lighting | 0.00042933 | 1.8393 | -127.8572 | Exterior Lighting: Walkway - INC 75W - New |  | 0.001443 | 0.0021212 | 0.0023687 | 0.0027708 | 0.0026742 | 0.0026807 | 0.0031618 | 0.0033356 | 0.0037617 | 0.0041734 | 0.0045752 | 0.0052709 | 0.0057979 | 0.0056105 | 0.0059502 | 0.0057953 | 0.0056982 | 0.0054242 | 0.0053205 | 0.0053857 | 0.08332 | 0.075334 | 0.055692 | 0.051879 | 0.029783 | 0.023924 | 0.018558 | 0.019365 | 0.028187 | 0.035612 | 0.058096 | 0.067277 | 0.079251 | 0.12485 | 0.1083 | 0.10918 | 0.10397 | 0.095757 | 0.087005 | 0.095007 | 0.10259 | 0.11058 | 0.11412 | 0.11963 | 0.12537
LO20Fast | New | Exterior Building Lighting | Commercial | Lighting | 0.0072273 | 30.9632 | -14.5936 | Exterior Lighting: Façade - HID 400W - New |  | 0.024292 | 0.035709 | 0.039875 | 0.046643 | 0.045018 | 0.045127 | 0.053226 | 0.056151 | 0.063324 | 0.070255 | 0.077019 | 0.08873 | 0.097603 | 0.094447 | 0.10017 | 0.097558 | 0.095924 | 0.091312 | 0.089565 | 0.090664 | 1.4026 | 1.2682 | 0.93751 | 0.87334 | 0.50136 | 0.40274 | 0.31241 | 0.32599 | 0.47449 | 0.59949 | 0.97799 | 1.1325 | 1.3341 | 2.1018 | 1.8231 | 1.8379 | 1.7502 | 1.612 | 1.4646 | 1.5993 | 1.727 | 1.8615 | 1.9212 | 2.0139 | 2.1105
LO20Fast | New | Exterior Building Lighting | Commercial | Lighting | 0.00057837 | 2.4779 | -40.7584 | Exterior Lighting: Walkway - CFL 26W - New |  | 0.001944 | 0.0028576 | 0.003191 | 0.0037327 | 0.0036026 | 0.0036113 | 0.0042595 | 0.0044936 | 0.0050676 | 0.0056222 | 0.0061635 | 0.0071007 | 0.0078107 | 0.0075582 | 0.0080158 | 0.0078072 | 0.0076764 | 0.0073073 | 0.0071675 | 0.0072555 | 0.11225 | 0.10149 | 0.075026 | 0.06989 | 0.040122 | 0.032229 | 0.025001 | 0.026088 | 0.037972 | 0.047974 | 0.078265 | 0.090633 | 0.10676 | 0.1682 | 0.1459 | 0.14708 | 0.14006 | 0.129 | 0.11721 | 0.12799 | 0.1382 | 0.14897 | 0.15374 | 0.16117 | 0.16889
LO20Fast | New | Exterior Building Lighting | Commercial | Lighting | 0.012863 | 55.1091 | -3.3937 | Exterior Lighting: Parking Lot - MH 400W - New |  | 0.049316 | 0.072492 | 0.08095 | 0.094691 | 0.091392 | 0.091612 | 0.10805 | 0.11399 | 0.12855 | 0.14263 | 0.15636 | 0.18013 | 0.19814 | 0.19174 | 0.20335 | 0.19805 | 0.19474 | 0.18537 | 0.18183 | 0.18406 | 2.8475 | 2.2571 | 1.6686 | 1.5544 | 0.89233 | 0.7168 | 0.55603 | 0.58021 | 0.84452 | 1.067 | 1.7407 | 2.0157 | 2.3745 | 3.7408 | 3.2449 | 3.2712 | 3.115 | 2.8691 | 2.6068 | 2.8466 | 3.0737 | 3.3132 | 3.4194 | 3.5844 | 3.7563
LO20Fast | New | Exterior Building Lighting | Commercial | Lighting | 0.0015645 | 6.7026 | 6.5791 | Exterior Lighting: Parking Lot - MH 1000W - New |  | 0.005998 | 0.0088168 | 0.0098455 | 0.011517 | 0.011116 | 0.011142 | 0.013142 | 0.013864 | 0.015635 | 0.017347 | 0.019017 | 0.021908 | 0.024099 | 0.02332 | 0.024732 | 0.024088 | 0.023685 | 0.022546 | 0.022115 | 0.022386 | 0.34632 | 0.27452 | 0.20294 | 0.18905 | 0.10853 | 0.08718 | 0.067627 | 0.070568 | 0.10271 | 0.12977 | 0.21171 | 0.24516 | 0.2888 | 0.45498 | 0.39465 | 0.39785 | 0.37886 | 0.34895 | 0.31705 | 0.34621 | 0.37384 | 0.40296 | 0.41588 | 0.43596 | 0.45686
LO20Fast | NR | Exterior Building Lighting | Commercial | Lighting | 0.032581 | 139.5834 | 27.8765 | Exterior Lighting: Parking Lot - HPS 250W - NR |  | 1.3209 | 2.2371 | 2.8629 | 3.3434 | 3.7589 | 4.171 | 4.4566 | 4.6959 | 4.8976 | 5.0571 | 5.187 | 5.2856 | 5.3547 | 5.4042 | 5.4371 | 5.4573 | 5.4689 | 5.4723 | 5.4677 | 5.4605 | 45.5451 | 5.717 | 4.2264 | 3.937 | 2.2602 | 1.8156 | 1.4083 | 1.4696 | 2.139 | 2.7025 | 4.4088 | 5.1055 | 6.0142 | 9.475 | 8.2188 | 8.2854 | 7.8898 | 7.2669 | 6.6026 | 7.2099 | 7.7853 | 8.3917 | 8.6608 | 9.0789 | 9.5142
LO20Fast | NR | Exterior Building Lighting | Commercial | Lighting | 0.016513 | 70.745 | 7.507 | Exterior Lighting: Walkway - HID 150W - NR |  | 0.88041 | 1.4911 | 1.9082 | 2.2284 | 2.5054 | 2.78 | 2.9704 | 3.1299 | 3.2643 | 3.3706 | 3.4572 | 3.5229 | 3.569 | 3.602 | 3.6239 | 3.6374 | 3.6451 | 3.6474 | 3.6443 | 3.6395 | 23.0836 | 2.8975 | 2.142 | 1.9954 | 1.1455 | 0.92018 | 0.71379 | 0.74483 | 1.0841 | 1.3697 | 2.2345 | 2.5876 | 3.0482 | 4.8022 | 4.1655 | 4.1993 | 3.9988 | 3.6831 | 3.3464 | 3.6542 | 3.9458 | 4.2532 | 4.3895 | 4.6015 | 4.8221
LO20Fast | NR | Exterior Building Lighting | Commercial | Lighting | 0.01675 | 71.7617 | 9.2205 | Exterior Lighting: Façade - HID 150W - NR |  | 0.89307 | 1.5125 | 1.9356 | 2.2604 | 2.5414 | 2.82 | 3.0131 | 3.1749 | 3.3112 | 3.4191 | 3.5069 | 3.5736 | 3.6203 | 3.6537 | 3.676 | 3.6897 | 3.6975 | 3.6998 | 3.6967 | 3.6918 | 23.4153 | 2.9392 | 2.1728 | 2.0241 | 1.162 | 0.9334 | 0.72405 | 0.75554 | 1.0997 | 1.3894 | 2.2666 | 2.6248 | 3.092 | 4.8712 | 4.2254 | 4.2596 | 4.0562 | 3.736 | 3.3945 | 3.7067 | 4.0025 | 4.3143 | 4.4526 | 4.6676 | 4.8914
LO20Fast | NR | Exterior Building Lighting | Commercial | Lighting | 0.00042933 | 1.8393 | -127.8572 | Exterior Lighting: Walkway - INC 75W - NR |  | 0.01526 | 0.025845 | 0.033074 | 0.038625 | 0.043425 | 0.048186 | 0.051486 | 0.05425 | 0.05658 | 0.058423 | 0.059923 | 0.061063 | 0.061861 | 0.062433 | 0.062813 | 0.063046 | 0.06318 | 0.063219 | 0.063167 | 0.063083 | 0.60016 | 0.075334 | 0.055692 | 0.051879 | 0.029783 | 0.023924 | 0.018558 | 0.019365 | 0.028187 | 0.035612 | 0.058096 | 0.067277 | 0.079251 | 0.12485 | 0.1083 | 0.10918 | 0.10397 | 0.095757 | 0.087005 | 0.095007 | 0.10259 | 0.11058 | 0.11412 | 0.11963 | 0.12537
LO20Fast | NR | Exterior Building Lighting | Commercial | Lighting | 0.0072273 | 30.9632 | 2.7381 | Exterior Lighting: Façade - HID 400W - NR |  | 0.38533 | 0.6526 | 0.83517 | 0.97532 | 1.0965 | 1.2168 | 1.3001 | 1.3699 | 1.4287 | 1.4752 | 1.5131 | 1.5419 | 1.5621 | 1.5765 | 1.5861 | 1.592 | 1.5954 | 1.5964 | 1.595 | 1.5929 | 10.1031 | 1.2682 | 0.93751 | 0.87334 | 0.50136 | 0.40274 | 0.31241 | 0.32599 | 0.47449 | 0.59949 | 0.97799 | 1.1325 | 1.3341 | 2.1018 | 1.8231 | 1.8379 | 1.7502 | 1.612 | 1.4646 | 1.5993 | 1.727 | 1.8615 | 1.9212 | 2.0139 | 2.1105
LO20Fast | NR | Exterior Building Lighting | Commercial | Lighting | 0.00057837 | 2.4779 | -40.7584 | Exterior Lighting: Walkway - CFL 26W - NR |  | 0.020558 | 0.034817 | 0.044557 | 0.052034 | 0.058501 | 0.064915 | 0.069359 | 0.073083 | 0.076223 | 0.078705 | 0.080726 | 0.082261 | 0.083337 | 0.084107 | 0.084619 | 0.084934 | 0.085113 | 0.085166 | 0.085096 | 0.084983 | 0.80851 | 0.10149 | 0.075026 | 0.06989 | 0.040122 | 0.032229 | 0.025001 | 0.026088 | 0.037972 | 0.047974 | 0.078265 | 0.090633 | 0.10676 | 0.1682 | 0.1459 | 0.14708 | 0.14006 | 0.129 | 0.11721 | 0.12799 | 0.1382 | 0.14897 | 0.15374 | 0.16117 | 0.16889
LO20Fast | NR | Exterior Building Lighting | Commercial | Lighting | 0.012863 | 55.1091 | 16.4132 | Exterior Lighting: Parking Lot - MH 400W - NR |  | 0.52151 | 0.88324 | 1.1303 | 1.32 | 1.4841 | 1.6468 | 1.7595 | 1.854 | 1.9336 | 1.9966 | 2.0479 | 2.0868 | 2.1141 | 2.1336 | 2.1466 | 2.1546 | 2.1592 | 2.1605 | 2.1587 | 2.1559 | 17.9817 | 2.2571 | 1.6686 | 1.5544 | 0.89233 | 0.7168 | 0.55603 | 0.58021 | 0.84452 | 1.067 | 1.7407 | 2.0157 | 2.3745 | 3.7408 | 3.2449 | 3.2712 | 3.115 | 2.8691 | 2.6068 | 2.8466 | 3.0737 | 3.3132 | 3.4194 | 3.5844 | 3.7563
LO20Fast | NR | Exterior Building Lighting | Commercial | Lighting | 0.0015645 | 6.7026 | 24.6043 | Exterior Lighting: Parking Lot - MH 1000W - NR |  | 0.35402 | 0.59957 | 0.7673 | 0.89607 | 1.0074 | 1.1179 | 1.1944 | 1.2586 | 1.3126 | 1.3554 | 1.3902 | 1.4166 | 1.4351 | 1.4484 | 1.4572 | 1.4626 | 1.4657 | 1.4666 | 1.4654 | 1.4635 | 2.187 | 0.27452 | 0.20294 | 0.18905 | 0.10853 | 0.08718 | 0.067627 | 0.070568 | 0.10271 | 0.12977 | 0.21171 | 0.24516 | 0.2888 | 0.45498 | 0.39465 | 0.39785 | 0.37886 | 0.34895 | 0.31705 | 0.34621 | 0.37384 | 0.40296 | 0.41588 | 0.43596 | 0.45686
Note on A1: Charlie Grist: Lookup in ComMaster
Note on B1: Charlie Grist: New, NR, Retro
Note on C1: Charlie Grist: Measure Index Name
Note on E1: Charlie Grist: Use Massoud's Names
Note on F1: Charlie Grist: From Shaped Savings column 14
Note on G1: Charlie Grist: From SC or from Shaped Savings column 3.
Note on H1: Charlie Grist: From SC or from Shaped Savings column K (column 11)
Note on I1: Charlie Grist: From SC
Note on J1: Charlie Grist: From SC
Note on K1: Charlie Grist: From SC
Note on AF1: Charlie Grist: From Shaped Savings. Copy whole row down since column increment is hardwired into formula.

## 7PSourceSummary
Measure: | Exterior Building Lighting
Item | Methods & Sources | Note | 7P Updates
Measures Described | Exterior Building Lighting. Includes Parking Lot, Façade, Walkway, Outdoor Sales, Signage and Other. Does not include embedded Parking Garage or stand alone parking structures. |  | SSL fixtures are now available for the outdoor lighting in many form factors.
Energy Savings Calculation Basis | Used CBSA outdoor wattage by baseline technology type; HID, CFL and INC. LF and LED make up small shares of existing stock. CBSA used to produce a 49 cell matrix of wattage distribution by Use Type and Baseline Technology. Calculation is Post/Pre Watts times 4300 hours per year times LPD for the major cells of the matrix. | Calculations normalized to W per 1000 SF of total building area. Outdoor LPD is Outdoor W/KSF IndoorFloorArea. | New
Baseline Energy Use | CBSA |  | New
Applicable Stock | Measure applies to all floor area including new. |  | New
Baseline Saturation | LED has a small share of existing stock per CBSA. About 2% by Watts and 4% by count. |  | New
Baseline Penetration | 30% in New and NR for parking lot. For façade and walkway and other exterior sites - about 25%. | Based on Navigant 2014 estimates. See DOE 2014 Sales Pen | New
Permutations | Proxy measures were developed to reflect measures that would be applicable to the most prevalent fixture types, lamps types, wattages. These proxy fixtures & lamp replacements were aligned to the three most prevalent outdoor use types; parking lot, facade lighting, and walkway. Several size categories each. |  | New
Costs | Based on retail costs from www sites as noted. Also considered costs from recent ETO program and advice of Evergreen Consulting. Included lamp and labor replacement cost avoidance in the POM cycle. |  | New
Measure Life | Varies by measure. Typically 50K to 70K hours. |  | New
Savings Shape | Streetlight |  | New
Achievability Ramp Rate | Fast. SSL technology and cost for outdoor application is rapidly falling. New fixture costs are a small premium over incumbent in some applications | LO20Fast | New

## SC-New
Units Methodology | Use total building floor area as the driver. Savings and costs are calculated per KSF of indoor floor area. Rfesidual flows to SC-NR
Forecast Version
| Vintage | New | New
End-Use: | Measure Bundle | Exterior Building Lighting-New | Region
Lighting | Report Year | 2035 | Base
| Total Potential (aMW) | 18.6957 |  | 1 | 2 | 3 | 4 | 5 | 6 | 7 | 8 | 9 | 10 | 11 | 12 | 13 | 14 | 15 | 16 | 17 | 18 | 19 | 20
UNITS FOR NEW STOCK |  | Exterior Building Lighting-New |  | 2016 | 2017 | 2018 | 2019 | 2020 | 2021 | 2022 | 2023 | 2024 | 2025 | 2026 | 2027 | 2028 | 2029 | 2030 | 2031 | 2032 | 2033 | 2034 | 2035 | TOTAL | TOTAL MAX
|  | Non-Building Stock |  | Floor_2016 | Floor_2017 | Floor_2018 | Floor_2019 | Floor_2020 | Floor_2021 | Floor_2022 | Floor_2023 | Floor_2024 | Floor_2025 | Floor_2026 | Floor_2027 | Floor_2028 | Floor_2029 | Floor_2030 | Floor_2031 | Floor_2032 | Floor_2033 | Floor_2034 | Floor_2035 |  | 85%
| REG_Office | Large Off | 1 | 7.8067 | 5.9497 | 5.8909 | 6.8916 | 6.641 | 5.4382 | 6.9237 | 6.0406 | 5.862 | 6.6048 | 6.6082 | 7.2276 | 7.9321 | 7.259 | 7.9122 | 7.7623 | 7.6402 | 7.1725 | 7.081 | 7.4281 | 138.0726
| REG_Office | Medium Off | 2 | 6.3307 | 4.6246 | 4.6954 | 5.5562 | 5.2903 | 4.0955 | 5.6166 | 4.8928 | 4.649 | 5.3601 | 5.3451 | 5.7169 | 6.1644 | 5.8004 | 6.4332 | 6.1077 | 6.3133 | 5.5403 | 5.5266 | 5.9833 | 110.0425
| REG_Office | Small Off | 3 | 1.6621 | 1.2171 | 1.2444 | 1.4586 | 1.4004 | 1.0788 | 1.4748 | 1.2896 | 1.2239 | 1.4012 | 1.3991 | 1.4996 | 1.6198 | 1.5187 | 1.6891 | 1.5972 | 1.6405 | 1.4566 | 1.4532 | 1.5649 | 28.8897
| REG_Retail | XLarge Ret | 4 | 1.7994 | 1.4858 | 0.89794 | 0.91202 | 0.85125 | 0.73204 | 0.73428 | 0.71341 | 0.89456 | 1.0321 | 1.0963 | 1.6173 | 1.8239 | 1.6267 | 1.597 | 1.5393 | 1.2961 | 1.3176 | 1.247 | 1.354 | 24.5682
| REG_Retail | Large Ret | 5 | 0.7196 | 0.59648 | 0.36612 | 0.37318 | 0.34505 | 0.29286 | 0.29376 | 0.28416 | 0.36455 | 0.42647 | 0.44956 | 0.65214 | 0.73354 | 0.65561 | 0.64605 | 0.62178 | 0.52555 | 0.53266 | 0.50454 | 0.54553 | 9.9292
| REG_Retail | Medium Ret | 6 | 2.7276 | 2.2452 | 1.3847 | 1.4143 | 1.3049 | 1.1035 | 1.0932 | 1.0602 | 1.3687 | 1.6102 | 1.7014 | 2.4475 | 2.7643 | 2.4645 | 2.4352 | 2.3437 | 1.9971 | 2.0221 | 1.9075 | 2.0634 | 37.4592
| REG_Retail | Small Ret | 7 | 0.8625 | 0.71244 | 0.43988 | 0.4488 | 0.41374 | 0.34302 | 0.33947 | 0.32966 | 0.43689 | 0.51887 | 0.54817 | 0.7797 | 0.87859 | 0.7842 | 0.77729 | 0.74887 | 0.63964 | 0.64715 | 0.61166 | 0.66242 | 11.9229
| REG_K-12 | School K-12 | 8 | 0.49337 | 1.103 | 0.94992 | 0.71721 | 0.74423 | 0.8514 | 0.99139 | 1.5015 | 1.8698 | 1.6453 | 1.6753 | 1.7943 | 1.8624 | 1.7489 | 1.7976 | 1.6195 | 1.8221 | 1.6337 | 1.7826 | 1.6891 | 28.2926
| REG_University | University | 9 | 0.28002 | 0.2972 | 0.58203 | 0.83189 | 0.6661 | 0.73648 | 0.64334 | 0.97289 | 1.1821 | 1.1785 | 1.2952 | 1.3229 | 1.4229 | 1.443 | 1.2924 | 1.1785 | 1.3434 | 1.2266 | 1.2571 | 1.298 | 20.4506
| REG_Warehouse | Warehouse | 10 | 7.6587 | 7.5775 | 5.6454 | 4.8008 | 3.5881 | 3.153 | 4.0692 | 4.54 | 4.8555 | 4.6966 | 4.8557 | 4.4518 | 3.8658 | 3.9817 | 3.9952 | 4.4738 | 4.2737 | 4.087 | 4.1377 | 3.6922 | 92.3995
| REG_Grocery | Supermarket | 11 | 0.38925 | 0.34341 | 0.29927 | 0.29689 | 0.2938 | 0.29042 | 0.28614 | 0.28164 | 0.27689 | 0.27358 | 0.27063 | 0.26801 | 0.2666 | 0.25138 | 0.26455 | 0.26299 | 0.26141 | 0.25948 | 0.25751 | 0.25563 | 5.6495
| REG_Grocery Other | MiniMart | 12 | 0.19766 | 0.18601 | 0.095761 | 0.10062 | 0.085647 | 0.065415 | 0.057243 | 0.055087 | 0.073916 | 0.092056 | 0.10394 | 0.15172 | 0.15707 | 0.14511 | 0.15273 | 0.14105 | 0.11701 | 0.12001 | 0.11457 | 0.12118 | 2.3338
| REG_Restaurant | Restaurant | 13 | 0.46895 | 0.47387 | 0.45145 | 0.45051 | 0.44778 | 0.44523 | 0.44274 | 0.43991 | 0.43709 | 0.43514 | 0.4358 | 0.59162 | 0.66468 | 0.65354 | 0.67606 | 0.7056 | 0.63207 | 0.63726 | 0.58284 | 0.63928 | 10.7114
| REG_Hotel | Lodging | 14 | 1.0327 | 1.0159 | 0.74305 | 0.76054 | 0.65616 | 0.62755 | 0.61023 | 0.60572 | 0.65098 | 0.6932 | 0.78844 | 1.3646 | 1.6032 | 1.6413 | 1.6703 | 1.7557 | 1.4871 | 1.44 | 1.35 | 1.4487 | 21.9452
| REG_hospital | Hospital | 15 | 4.1336 | 3.5601 | 3.2008 | 2.6531 | 1.873 | 1.6467 | 1.5196 | 1.3328 | 1.3372 | 1.4087 | 1.6726 | 2.0158 | 2.3034 | 2.0639 | 1.988 | 1.9342 | 1.7745 | 1.6724 | 1.5414 | 1.5563 | 41.1884
| REG_Hospital Other | Residential Care | 16 | 4.5029 | 4.0786 | 3.592 | 3.0401 | 2.3019 | 2.1321 | 1.9772 | 1.8096 | 1.9023 | 2.013 | 2.304 | 2.7992 | 3.0682 | 2.7442 | 2.8047 | 2.7283 | 2.496 | 2.4392 | 2.3387 | 2.3104 | 53.3826
| REG_Assembly | Assembly | 17 | 3.1855 | 3.1699 | 2.2629 | 2.6024 | 2.292 | 2.1556 | 1.482 | 1.5603 | 2.3546 | 3.274 | 3.6242 | 4.442 | 5.8224 | 6.4604 | 6.9015 | 6.7485 | 6.4365 | 6.3053 | 6.2237 | 6.0387 | 83.3424
| REG_Other | Other | 18 | 12.8631 | 10.722 | 10.1421 | 9.4612 | 7.3639 | 8.1591 | 7.9604 | 8.6026 | 9.3208 | 9.0573 | 10.1844 | 10.7877 | 11.0054 | 10.2671 | 11.0275 | 9.9609 | 10.34 | 9.8384 | 9.3283 | 9.0356 | 195.4277
User total stock. Not differentiaed by Btype. |  | Total Incremental |  | 57.1143 | 49.3587 | 42.884 | 42.7699 | 36.5593 | 33.3471 | 36.5153 | 36.3126 | 39.0609 | 41.7212 | 44.3582 | 49.9305 | 53.9587 | 51.5098 | 54.0605 | 52.2301 | 51.0362 | 48.3482 | 47.246 | 47.6867 | 916.0081 | 778.6069
|  | Total Cumulative |  | 57.1143 | 106.473 | 149.357 | 192.1269 | 228.6861 | 262.0332 | 298.5485 | 334.8611 | 373.9221 | 415.6432 | 460.0014 | 509.9319 | 563.8906 | 615.4005 | 669.4609 | 721.691 | 772.7272 | 821.0754 | 868.3214 | 916.0081
UNITS APPLICABLE BY YEAR |  |  |  | 2016 | 2017 | 2018 | 2019 | 2020 | 2021 | 2022 | 2023 | 2024 | 2025 | 2026 | 2027 | 2028 | 2029 | 2030 | 2031 | 2032 | 2033 | 2034 | 2035 | TOTAL | TOTAL MAX
Measure Applicability Factor |  | Exterior Building Lighting-New
75% | 100% | HPS 250W-New | ParkingLot | 42.8357 | 37.019 | 32.163 | 32.0774 | 27.4194 | 25.0103 | 27.3865 | 27.2344 | 29.2957 | 31.2909 | 33.2687 | 37.4479 | 40.469 | 38.6324 | 40.5454 | 39.1725 | 38.2772 | 36.2612 | 35.4345 | 35.765 | 687.0061
64% | 100% | MH 400W-New | ExteriorAll | 36.5532 | 31.5895 | 27.4458 | 27.3728 | 23.3979 | 21.3421 | 23.3698 | 23.2401 | 24.999 | 26.7015 | 28.3893 | 31.9555 | 34.5336 | 32.9663 | 34.5987 | 33.4272 | 32.6632 | 30.9429 | 30.2374 | 30.5195 | 586.2452
64% | 100% | MH 1000W-New | ExteriorAll | 36.5532 | 31.5895 | 27.4458 | 27.3728 | 23.3979 | 21.3421 | 23.3698 | 23.2401 | 24.999 | 26.7015 | 28.3893 | 31.9555 | 34.5336 | 32.9663 | 34.5987 | 33.4272 | 32.6632 | 30.9429 | 30.2374 | 30.5195 | 586.2452
64% | 100% | HID 150W-New | ExteriorAll | 36.5532 | 31.5895 | 27.4458 | 27.3728 | 23.3979 | 21.3421 | 23.3698 | 23.2401 | 24.999 | 26.7015 | 28.3893 | 31.9555 | 34.5336 | 32.9663 | 34.5987 | 33.4272 | 32.6632 | 30.9429 | 30.2374 | 30.5195 | 586.2452
64% | 100% | HID 400W-New | ExteriorAll | 36.5532 | 31.5895 | 27.4458 | 27.3728 | 23.3979 | 21.3421 | 23.3698 | 23.2401 | 24.999 | 26.7015 | 28.3893 | 31.9555 | 34.5336 | 32.9663 | 34.5987 | 33.4272 | 32.6632 | 30.9429 | 30.2374 | 30.5195 | 586.2452
64% | 100% | HID 150W-New | ExteriorAll | 36.5532 | 31.5895 | 27.4458 | 27.3728 | 23.3979 | 21.3421 | 23.3698 | 23.2401 | 24.999 | 26.7015 | 28.3893 | 31.9555 | 34.5336 | 32.9663 | 34.5987 | 33.4272 | 32.6632 | 30.9429 | 30.2374 | 30.5195 | 586.2452
73% | 100% | CFL 26W-New | ParkingLot | 41.6934 | 36.0318 | 31.3053 | 31.222 | 26.6883 | 24.3434 | 26.6562 | 26.5082 | 28.5145 | 30.4564 | 32.3815 | 36.4492 | 39.3899 | 37.6022 | 39.4641 | 38.1279 | 37.2564 | 35.2942 | 34.4895 | 34.8113 | 668.6859 |  |  | Max Units
73% | 100% | INC 75W-New | ParkingLot | 41.6934 | 36.0318 | 31.3053 | 31.222 | 26.6883 | 24.3434 | 26.6562 | 26.5082 | 28.5145 | 30.4564 | 32.3815 | 36.4492 | 39.3899 | 37.6022 | 39.4641 | 38.1279 | 37.2564 | 35.2942 | 34.4895 | 34.8113 | 668.6859
NEW FLOOR AREA APPLICABLE & ACHIEVABLE BY YEAR FOR BUNDLE |  | Units | LO20Fast | 3 | 4 | 5 | 6 | 7 | 8 | 9 | 10 | 11 | 12 | 13 | 14 | 15 | 16 | 17 | 18 | 19 | 20 | 21 | 22
Acheivable and 85% Max Per Year |  | Exterior Building Lighting-New | Achievability => | 22.12% | 37.62% | 48.36% | 56.72% | 64.04% | 70.38% | 75.81% | 80.42% | 84.31% | 87.58% | 90.3% | 92.42% | 94.07% | 95.36% | 96.36% | 97.14% | 97.75% | 98.22% | 98.59% | 98.88% | TOTAL | TOTAL MAX
|  | Exterior Lighting: Parking Lot - HPS 250W - New |  | 8.0539 | 11.8389 | 13.2202 | 15.4642 | 14.9255 | 14.9614 | 17.6467 | 18.6165 | 20.9946 | 23.2925 | 25.535 | 29.4178 | 32.3594 | 31.3132 | 33.2091 | 32.3445 | 31.8029 | 30.2738 | 29.6946 | 30.0589 | 465.0237
|  | Exterior Lighting: Walkway - HID 150W - New |  | 6.8727 | 10.1025 | 11.2812 | 13.1961 | 12.7364 | 12.7671 | 15.0585 | 15.8861 | 17.9154 | 19.8763 | 21.7898 | 25.1032 | 27.6134 | 26.7206 | 28.3384 | 27.6007 | 27.1385 | 25.8336 | 25.3394 | 25.6503 | 396.8202
|  | Exterior Lighting: Façade - HID 150W - New |  | 6.8727 | 10.1025 | 11.2812 | 13.1961 | 12.7364 | 12.7671 | 15.0585 | 15.8861 | 17.9154 | 19.8763 | 21.7898 | 25.1032 | 27.6134 | 26.7206 | 28.3384 | 27.6007 | 27.1385 | 25.8336 | 25.3394 | 25.6503 | 396.8202
|  | Exterior Lighting: Walkway - INC 75W - New |  | 6.8727 | 10.1025 | 11.2812 | 13.1961 | 12.7364 | 12.7671 | 15.0585 | 15.8861 | 17.9154 | 19.8763 | 21.7898 | 25.1032 | 27.6134 | 26.7206 | 28.3384 | 27.6007 | 27.1385 | 25.8336 | 25.3394 | 25.6503 | 396.8202
|  | Exterior Lighting: Façade - HID 400W - New |  | 6.8727 | 10.1025 | 11.2812 | 13.1961 | 12.7364 | 12.7671 | 15.0585 | 15.8861 | 17.9154 | 19.8763 | 21.7898 | 25.1032 | 27.6134 | 26.7206 | 28.3384 | 27.6007 | 27.1385 | 25.8336 | 25.3394 | 25.6503 | 396.8202
|  | Exterior Lighting: Walkway - CFL 26W - New |  | 6.8727 | 10.1025 | 11.2812 | 13.1961 | 12.7364 | 12.7671 | 15.0585 | 15.8861 | 17.9154 | 19.8763 | 21.7898 | 25.1032 | 27.6134 | 26.7206 | 28.3384 | 27.6007 | 27.1385 | 25.8336 | 25.3394 | 25.6503 | 396.8202
|  | Exterior Lighting: Parking Lot - MH 400W - New |  | 7.8392 | 11.5232 | 12.8677 | 15.0518 | 14.5275 | 14.5624 | 17.1761 | 18.1201 | 20.4347 | 22.6714 | 24.854 | 28.6333 | 31.4965 | 30.4782 | 32.3235 | 31.482 | 30.9549 | 29.4665 | 28.9028 | 29.2573 | 452.6231
|  | Exterior Lighting: Parking Lot - MH 1000W - New |  | 7.8392 | 11.5232 | 12.8677 | 15.0518 | 14.5275 | 14.5624 | 17.1761 | 18.1201 | 20.4347 | 22.6714 | 24.854 | 28.6333 | 31.4965 | 30.4782 | 32.3235 | 31.482 | 30.9549 | 29.4665 | 28.9028 | 29.2573 | 452.6231
|  | Sum with 85% max |  | 58.0958 | 85.3979 | 95.3617 | 111.5483 | 107.6627 | 107.9215 | 127.2913 | 134.287 | 151.4409 | 168.0168 | 184.1922 | 212.2005 | 233.4192 | 225.8728 | 239.5484 | 233.3118 | 229.4052 | 218.375 | 214.1972 | 216.8249 | 3354.371 |  |  | Max Units 85%
SUPPLY CURVE SAVINGS BY BUNDLE |  |  | New | 1: MWa
| TRC Net Levelized Cost (Net of All Benefits) in mills/kWh | Unit Multiplier (per KSF Floor Area) | 1000 | 2016 | 2017 | 2018 | 2019 | 2020 | 2021 | 2022 | 2023 | 2024 | 2025 | 2026 | 2027 | 2028 | 2029 | 2030 | 2031 | 2032 | 2033 | 2034 | 2035 | TOTAL MAX
Busbar Savings | lvlcost | segment | measure | aMW_2016 | aMW_2017 | aMW_2018 | aMW_2019 | aMW_2020 | aMW_2021 | aMW_2022 | aMW_2023 | aMW_2024 | aMW_2025 | aMW_2026 | aMW_2027 | aMW_2028 | aMW_2029 | aMW_2030 | aMW_2031 | aMW_2032 | aMW_2033 | aMW_2034 | aMW_2035 | TOTAL MAX
139.5834 | -2.1286 | Exterior Lighting: Parking Lot - HPS 250W - New |  | 0.12833 | 0.18864 | 0.21065 | 0.24641 | 0.23783 | 0.2384 | 0.28119 | 0.29664 | 0.33453 | 0.37115 | 0.40688 | 0.46875 | 0.51562 | 0.49895 | 0.52916 | 0.51538 | 0.50675 | 0.48239 | 0.47316 | 0.47896 | 7.4098
71.5968 | -17.9987 | Exterior Lighting: Walkway - HID 150W - New |  | 0.056172 | 0.082569 | 0.092203 | 0.10785 | 0.1041 | 0.10435 | 0.12308 | 0.12984 | 0.14643 | 0.16245 | 0.17809 | 0.20517 | 0.22569 | 0.21839 | 0.23161 | 0.22558 | 0.22181 | 0.21114 | 0.2071 | 0.20964 | 3.2433
71.7617 | -18.2571 | Exterior Lighting: Façade - HID 150W - New |  | 0.056301 | 0.08276 | 0.092416 | 0.1081 | 0.10434 | 0.10459 | 0.12336 | 0.13014 | 0.14676 | 0.16283 | 0.1785 | 0.20564 | 0.22621 | 0.21889 | 0.23215 | 0.2261 | 0.22232 | 0.21163 | 0.20758 | 0.21013 | 3.2507
1.8393 | -127.8572 | Exterior Lighting: Walkway - INC 75W - New |  | 0.001443 | 0.0021212 | 0.0023687 | 0.0027708 | 0.0026742 | 0.0026807 | 0.0031618 | 0.0033356 | 0.0037617 | 0.0041734 | 0.0045752 | 0.0052709 | 0.0057979 | 0.0056105 | 0.0059502 | 0.0057953 | 0.0056982 | 0.0054242 | 0.0053205 | 0.0053857 | 0.08332
30.9632 | -14.5936 | Exterior Lighting: Façade - HID 400W - New |  | 0.024292 | 0.035709 | 0.039875 | 0.046643 | 0.045018 | 0.045127 | 0.053226 | 0.056151 | 0.063324 | 0.070255 | 0.077019 | 0.08873 | 0.097603 | 0.094447 | 0.10017 | 0.097558 | 0.095924 | 0.091312 | 0.089565 | 0.090664 | 1.4026
2.4779 | -40.7584 | Exterior Lighting: Walkway - CFL 26W - New |  | 0.001944 | 0.0028576 | 0.003191 | 0.0037327 | 0.0036026 | 0.0036113 | 0.0042595 | 0.0044936 | 0.0050676 | 0.0056222 | 0.0061635 | 0.0071007 | 0.0078107 | 0.0075582 | 0.0080158 | 0.0078072 | 0.0076764 | 0.0073073 | 0.0071675 | 0.0072555 | 0.11225
55.1091 | -3.3937 | Exterior Lighting: Parking Lot - MH 400W - New |  | 0.049316 | 0.072492 | 0.08095 | 0.094691 | 0.091392 | 0.091612 | 0.10805 | 0.11399 | 0.12855 | 0.14263 | 0.15636 | 0.18013 | 0.19814 | 0.19174 | 0.20335 | 0.19805 | 0.19474 | 0.18537 | 0.18183 | 0.18406 | 2.8475
6.7026 | 6.5791 | Exterior Lighting: Parking Lot - MH 1000W - New |  | 0.005998 | 0.0088168 | 0.0098455 | 0.011517 | 0.011116 | 0.011142 | 0.013142 | 0.013864 | 0.015635 | 0.017347 | 0.019017 | 0.021908 | 0.024099 | 0.02332 | 0.024732 | 0.024088 | 0.023685 | 0.022546 | 0.022115 | 0.022386 | 0.34632
| -11.3477 | Program Ramp Annual Energy |  | 0.3238 | 0.47597 | 0.5315 | 0.62172 | 0.60006 | 0.6015 | 0.70946 | 0.74845 | 0.84406 | 0.93645 | 1.0266 | 1.1827 | 1.301 | 1.2589 | 1.3351 | 1.3004 | 1.2786 | 1.2171 | 1.1938 | 1.2085 | 18.6957
RECOMBINE MEASURE BUNDLES INTO SUPPLY CURVE CUMULATIVE
|  |  |  | 2016 | 2017 | 2018 | 2019 | 2020 | 2021 | 2022 | 2023 | 2024 | 2025 | 2026 | 2027 | 2028 | 2029 | 2030 | 2031 | 2032 | 2033 | 2034 | 2035 | TOTAL MAX
| lvlcost | lvlcost |  | aMW_2016 | aMW_2017 | aMW_2018 | aMW_2019 | aMW_2020 | aMW_2021 | aMW_2022 | aMW_2023 | aMW_2024 | aMW_2025 | aMW_2026 | aMW_2027 | aMW_2028 | aMW_2029 | aMW_2030 | aMW_2031 | aMW_2032 | aMW_2033 | aMW_2034 | aMW_2035 | TOTAL MAX
Block 1: <= 0 mills/kWh | >=-9999 | <=0 |  | 0.3178 | 0.46715 | 0.52166 | 0.6102 | 0.58895 | 0.59036 | 0.69632 | 0.73459 | 0.82843 | 0.9191 | 1.0076 | 1.1608 | 1.2769 | 1.2356 | 1.3104 | 1.2763 | 1.2549 | 1.1946 | 1.1717 | 1.1861 | 18.3494
Block 2: <= 10 mills/kWh | >0 | <=10 |  | 0.3238 | 0.47597 | 0.5315 | 0.62172 | 0.60006 | 0.6015 | 0.70946 | 0.74845 | 0.84406 | 0.93645 | 1.0266 | 1.1827 | 1.301 | 1.2589 | 1.3351 | 1.3004 | 1.2786 | 1.2171 | 1.1938 | 1.2085 | 18.6957
Block 3: 10-20 mills/kWh | >10 | <=20 |  | 0.3238 | 0.47597 | 0.5315 | 0.62172 | 0.60006 | 0.6015 | 0.70946 | 0.74845 | 0.84406 | 0.93645 | 1.0266 | 1.1827 | 1.301 | 1.2589 | 1.3351 | 1.3004 | 1.2786 | 1.2171 | 1.1938 | 1.2085 | 18.6957
Block 4: 20-30 mills/kWh | >20 | <=30 |  | 0.3238 | 0.47597 | 0.5315 | 0.62172 | 0.60006 | 0.6015 | 0.70946 | 0.74845 | 0.84406 | 0.93645 | 1.0266 | 1.1827 | 1.301 | 1.2589 | 1.3351 | 1.3004 | 1.2786 | 1.2171 | 1.1938 | 1.2085 | 18.6957
Block 5: 30-40 mills/kWh | >30 | <=40 |  | 0.3238 | 0.47597 | 0.5315 | 0.62172 | 0.60006 | 0.6015 | 0.70946 | 0.74845 | 0.84406 | 0.93645 | 1.0266 | 1.1827 | 1.301 | 1.2589 | 1.3351 | 1.3004 | 1.2786 | 1.2171 | 1.1938 | 1.2085 | 18.6957
Block 6: 40-50 mills/kWh | >40 | <=50 |  | 0.3238 | 0.47597 | 0.5315 | 0.62172 | 0.60006 | 0.6015 | 0.70946 | 0.74845 | 0.84406 | 0.93645 | 1.0266 | 1.1827 | 1.301 | 1.2589 | 1.3351 | 1.3004 | 1.2786 | 1.2171 | 1.1938 | 1.2085 | 18.6957
Block 7: 50-60 mills/kWh | >50 | <=60 |  | 0.3238 | 0.47597 | 0.5315 | 0.62172 | 0.60006 | 0.6015 | 0.70946 | 0.74845 | 0.84406 | 0.93645 | 1.0266 | 1.1827 | 1.301 | 1.2589 | 1.3351 | 1.3004 | 1.2786 | 1.2171 | 1.1938 | 1.2085 | 18.6957
Block 8: 60-70 mills/kWh | >60 | <=70 |  | 0.3238 | 0.47597 | 0.5315 | 0.62172 | 0.60006 | 0.6015 | 0.70946 | 0.74845 | 0.84406 | 0.93645 | 1.0266 | 1.1827 | 1.301 | 1.2589 | 1.3351 | 1.3004 | 1.2786 | 1.2171 | 1.1938 | 1.2085 | 18.6957
Block 9: 70-80 mills/kWh | >70 | <=80 |  | 0.3238 | 0.47597 | 0.5315 | 0.62172 | 0.60006 | 0.6015 | 0.70946 | 0.74845 | 0.84406 | 0.93645 | 1.0266 | 1.1827 | 1.301 | 1.2589 | 1.3351 | 1.3004 | 1.2786 | 1.2171 | 1.1938 | 1.2085 | 18.6957
Block 10: 80-90 mills/kWh | >80 | <=90 |  | 0.3238 | 0.47597 | 0.5315 | 0.62172 | 0.60006 | 0.6015 | 0.70946 | 0.74845 | 0.84406 | 0.93645 | 1.0266 | 1.1827 | 1.301 | 1.2589 | 1.3351 | 1.3004 | 1.2786 | 1.2171 | 1.1938 | 1.2085 | 18.6957
Block 11: 90-100 mills/kWh | >90 | <=100 |  | 0.3238 | 0.47597 | 0.5315 | 0.62172 | 0.60006 | 0.6015 | 0.70946 | 0.74845 | 0.84406 | 0.93645 | 1.0266 | 1.1827 | 1.301 | 1.2589 | 1.3351 | 1.3004 | 1.2786 | 1.2171 | 1.1938 | 1.2085 | 18.6957
Block 12: 100-110 mills/kWh | >100 | <=110 |  | 0.3238 | 0.47597 | 0.5315 | 0.62172 | 0.60006 | 0.6015 | 0.70946 | 0.74845 | 0.84406 | 0.93645 | 1.0266 | 1.1827 | 1.301 | 1.2589 | 1.3351 | 1.3004 | 1.2786 | 1.2171 | 1.1938 | 1.2085 | 18.6957
Block 13: 110-120 mills/kWh | >110 | <=120 |  | 0.3238 | 0.47597 | 0.5315 | 0.62172 | 0.60006 | 0.6015 | 0.70946 | 0.74845 | 0.84406 | 0.93645 | 1.0266 | 1.1827 | 1.301 | 1.2589 | 1.3351 | 1.3004 | 1.2786 | 1.2171 | 1.1938 | 1.2085 | 18.6957
Block 14: 120-130 mills/kWh | >120 | <=130 |  | 0.3238 | 0.47597 | 0.5315 | 0.62172 | 0.60006 | 0.6015 | 0.70946 | 0.74845 | 0.84406 | 0.93645 | 1.0266 | 1.1827 | 1.301 | 1.2589 | 1.3351 | 1.3004 | 1.2786 | 1.2171 | 1.1938 | 1.2085 | 18.6957
Block 15: 130-140 mills/kWh | >130 | <=140 |  | 0.3238 | 0.47597 | 0.5315 | 0.62172 | 0.60006 | 0.6015 | 0.70946 | 0.74845 | 0.84406 | 0.93645 | 1.0266 | 1.1827 | 1.301 | 1.2589 | 1.3351 | 1.3004 | 1.2786 | 1.2171 | 1.1938 | 1.2085 | 18.6957
Block 16: 140-150 mills/kWh | >140 | <=150 |  | 0.3238 | 0.47597 | 0.5315 | 0.62172 | 0.60006 | 0.6015 | 0.70946 | 0.74845 | 0.84406 | 0.93645 | 1.0266 | 1.1827 | 1.301 | 1.2589 | 1.3351 | 1.3004 | 1.2786 | 1.2171 | 1.1938 | 1.2085 | 18.6957
Block 17: 150-160 mills/kWh | >150 | <=160 |  | 0.3238 | 0.47597 | 0.5315 | 0.62172 | 0.60006 | 0.6015 | 0.70946 | 0.74845 | 0.84406 | 0.93645 | 1.0266 | 1.1827 | 1.301 | 1.2589 | 1.3351 | 1.3004 | 1.2786 | 1.2171 | 1.1938 | 1.2085 | 18.6957
Block 18: 160-170 mills/kWh | >160 | <=170 |  | 0.3238 | 0.47597 | 0.5315 | 0.62172 | 0.60006 | 0.6015 | 0.70946 | 0.74845 | 0.84406 | 0.93645 | 1.0266 | 1.1827 | 1.301 | 1.2589 | 1.3351 | 1.3004 | 1.2786 | 1.2171 | 1.1938 | 1.2085 | 18.6957
Block 19: 170-180 mills/kWh | >170 | <=180 |  | 0.3238 | 0.47597 | 0.5315 | 0.62172 | 0.60006 | 0.6015 | 0.70946 | 0.74845 | 0.84406 | 0.93645 | 1.0266 | 1.1827 | 1.301 | 1.2589 | 1.3351 | 1.3004 | 1.2786 | 1.2171 | 1.1938 | 1.2085 | 18.6957
Block 20: 180-190 mills/kWh | >180 | <=190 |  | 0.3238 | 0.47597 | 0.5315 | 0.62172 | 0.60006 | 0.6015 | 0.70946 | 0.74845 | 0.84406 | 0.93645 | 1.0266 | 1.1827 | 1.301 | 1.2589 | 1.3351 | 1.3004 | 1.2786 | 1.2171 | 1.1938 | 1.2085 | 18.6957
Block 21: 190-200 mills/kWh | >190 | <=200 |  | 0.3238 | 0.47597 | 0.5315 | 0.62172 | 0.60006 | 0.6015 | 0.70946 | 0.74845 | 0.84406 | 0.93645 | 1.0266 | 1.1827 | 1.301 | 1.2589 | 1.3351 | 1.3004 | 1.2786 | 1.2171 | 1.1938 | 1.2085 | 18.6957
Block 22: 200-210 mills/kWh | >200 | <=210 |  | 0.3238 | 0.47597 | 0.5315 | 0.62172 | 0.60006 | 0.6015 | 0.70946 | 0.74845 | 0.84406 | 0.93645 | 1.0266 | 1.1827 | 1.301 | 1.2589 | 1.3351 | 1.3004 | 1.2786 | 1.2171 | 1.1938 | 1.2085 | 18.6957
Block 23: 210-220 mills/kWh | >210 | <=220 |  | 0.3238 | 0.47597 | 0.5315 | 0.62172 | 0.60006 | 0.6015 | 0.70946 | 0.74845 | 0.84406 | 0.93645 | 1.0266 | 1.1827 | 1.301 | 1.2589 | 1.3351 | 1.3004 | 1.2786 | 1.2171 | 1.1938 | 1.2085 | 18.6957
Block 24: 220-230 mills/kWh | >220 | <=230 |  | 0.3238 | 0.47597 | 0.5315 | 0.62172 | 0.60006 | 0.6015 | 0.70946 | 0.74845 | 0.84406 | 0.93645 | 1.0266 | 1.1827 | 1.301 | 1.2589 | 1.3351 | 1.3004 | 1.2786 | 1.2171 | 1.1938 | 1.2085 | 18.6957
Block 25: 230-240 mills/kWh | >230 | <=240 |  | 0.3238 | 0.47597 | 0.5315 | 0.62172 | 0.60006 | 0.6015 | 0.70946 | 0.74845 | 0.84406 | 0.93645 | 1.0266 | 1.1827 | 1.301 | 1.2589 | 1.3351 | 1.3004 | 1.2786 | 1.2171 | 1.1938 | 1.2085 | 18.6957
Block 26: 240-250 mills/kWh | >240 | <=250 |  | 0.3238 | 0.47597 | 0.5315 | 0.62172 | 0.60006 | 0.6015 | 0.70946 | 0.74845 | 0.84406 | 0.93645 | 1.0266 | 1.1827 | 1.301 | 1.2589 | 1.3351 | 1.3004 | 1.2786 | 1.2171 | 1.1938 | 1.2085 | 18.6957
Block 27: 250-260 mills/kWh | >250 | <=260 |  | 0.3238 | 0.47597 | 0.5315 | 0.62172 | 0.60006 | 0.6015 | 0.70946 | 0.74845 | 0.84406 | 0.93645 | 1.0266 | 1.1827 | 1.301 | 1.2589 | 1.3351 | 1.3004 | 1.2786 | 1.2171 | 1.1938 | 1.2085 | 18.6957
Block 28: 260-270 mills/kWh | >260 | <=270 |  | 0.3238 | 0.47597 | 0.5315 | 0.62172 | 0.60006 | 0.6015 | 0.70946 | 0.74845 | 0.84406 | 0.93645 | 1.0266 | 1.1827 | 1.301 | 1.2589 | 1.3351 | 1.3004 | 1.2786 | 1.2171 | 1.1938 | 1.2085 | 18.6957
Block 29: 270-280 mills/kWh | >270 | <=280 |  | 0.3238 | 0.47597 | 0.5315 | 0.62172 | 0.60006 | 0.6015 | 0.70946 | 0.74845 | 0.84406 | 0.93645 | 1.0266 | 1.1827 | 1.301 | 1.2589 | 1.3351 | 1.3004 | 1.2786 | 1.2171 | 1.1938 | 1.2085 | 18.6957
Block 30: 280-290 mills/kWh | >280 | <=290 |  | 0.3238 | 0.47597 | 0.5315 | 0.62172 | 0.60006 | 0.6015 | 0.70946 | 0.74845 | 0.84406 | 0.93645 | 1.0266 | 1.1827 | 1.301 | 1.2589 | 1.3351 | 1.3004 | 1.2786 | 1.2171 | 1.1938 | 1.2085 | 18.6957
Block 31: 290-300 mills/kWh | >290 | <=300 |  | 0.3238 | 0.47597 | 0.5315 | 0.62172 | 0.60006 | 0.6015 | 0.70946 | 0.74845 | 0.84406 | 0.93645 | 1.0266 | 1.1827 | 1.301 | 1.2589 | 1.3351 | 1.3004 | 1.2786 | 1.2171 | 1.1938 | 1.2085 | 18.6957
Block 32: >300 mills/kWh | >300 | <=999 |  | 0.3238 | 0.47597 | 0.5315 | 0.62172 | 0.60006 | 0.6015 | 0.70946 | 0.74845 | 0.84406 | 0.93645 | 1.0266 | 1.1827 | 1.301 | 1.2589 | 1.3351 | 1.3004 | 1.2786 | 1.2171 | 1.1938 | 1.2085 | 18.6957
RECOMBINE MEASURE BUNDLES INTO SUPPLY CURVE INREMENETAL
|  | SC_New |  | 2016 | 2017 | 2018 | 2019 | 2020 | 2021 | 2022 | 2023 | 2024 | 2025 | 2026 | 2027 | 2028 | 2029 | 2030 | 2031 | 2032 | 2033 | 2034 | 2035 | TOTAL MAX
|  | 2035 |  | aMW_2016 | aMW_2017 | aMW_2018 | aMW_2019 | aMW_2020 | aMW_2021 | aMW_2022 | aMW_2023 | aMW_2024 | aMW_2025 | aMW_2026 | aMW_2027 | aMW_2028 | aMW_2029 | aMW_2030 | aMW_2031 | aMW_2032 | aMW_2033 | aMW_2034 | aMW_2035 | TOTAL MAX
|  | Block 1: <= 0 mills/kWh |  | 0.3178 | 0.46715 | 0.52166 | 0.6102 | 0.58895 | 0.59036 | 0.69632 | 0.73459 | 0.82843 | 0.9191 | 1.0076 | 1.1608 | 1.2769 | 1.2356 | 1.3104 | 1.2763 | 1.2549 | 1.1946 | 1.1717 | 1.1861 | 18.3494
|  | Block 2: <= 10 mills/kWh |  | 0.005998 | 0.0088168 | 0.0098455 | 0.011517 | 0.011116 | 0.011142 | 0.013142 | 0.013864 | 0.015635 | 0.017347 | 0.019017 | 0.021908 | 0.024099 | 0.02332 | 0.024732 | 0.024088 | 0.023685 | 0.022546 | 0.022115 | 0.022386 | 0.34632
|  | Block 3: 10-20 mills/kWh |  | 0 | 0 | 0 | 0 | 0 | 0 | 0 | 0 | 0 | 0 | 0 | 0 | 0 | 0 | 0 | 0 | 0 | 0 | 0 | 0 | 0
|  | Block 4: 20-30 mills/kWh |  | 0 | 0 | 0 | 0 | 0 | 0 | 0 | 0 | 0 | 0 | 0 | 0 | 0 | 0 | 0 | 0 | 0 | 0 | 0 | 0 | 0
|  | Block 5: 30-40 mills/kWh |  | 0 | 0 | 0 | 0 | 0 | 0 | 0 | 0 | 0 | 0 | 0 | 0 | 0 | 0 | 0 | 0 | 0 | 0 | 0 | 0 | 0
|  | Block 6: 40-50 mills/kWh |  | 0 | 0 | 0 | 0 | 0 | 0 | 0 | 0 | 0 | 0 | 0 | 0 | 0 | 0 | 0 | 0 | 0 | 0 | 0 | 0 | 0
|  | Block 7: 50-60 mills/kWh |  | 0 | 0 | 0 | 0 | 0 | 0 | 0 | 0 | 0 | 0 | 0 | 0 | 0 | 0 | 0 | 0 | 0 | 0 | 0 | 0 | 0
|  | Block 8: 60-70 mills/kWh |  | 0 | 0 | 0 | 0 | 0 | 0 | 0 | 0 | 0 | 0 | 0 | 0 | 0 | 0 | 0 | 0 | 0 | 0 | 0 | 0 | 0
|  | Block 9: 70-80 mills/kWh |  | 0 | 0 | 0 | 0 | 0 | 0 | 0 | 0 | 0 | 0 | 0 | 0 | 0 | 0 | 0 | 0 | 0 | 0 | 0 | 0 | 0
|  | Block 10: 80-90 mills/kWh |  | 0 | 0 | 0 | 0 | 0 | 0 | 0 | 0 | 0 | 0 | 0 | 0 | 0 | 0 | 0 | 0 | 0 | 0 | 0 | 0 | 0
|  | Block 11: 90-100 mills/kWh |  | 0 | 0 | 0 | 0 | 0 | 0 | 0 | 0 | 0 | 0 | 0 | 0 | 0 | 0 | 0 | 0 | 0 | 0 | 0 | 0 | 0
|  | Block 12: 100-110 mills/kWh |  | 0 | 0 | 0 | 0 | 0 | 0 | 0 | 0 | 0 | 0 | 0 | 0 | 0 | 0 | 0 | 0 | 0 | 0 | 0 | 0 | 0
|  | Block 13: 110-120 mills/kWh |  | 0 | 0 | 0 | 0 | 0 | 0 | 0 | 0 | 0 | 0 | 0 | 0 | 0 | 0 | 0 | 0 | 0 | 0 | 0 | 0 | 0
|  | Block 14: 120-130 mills/kWh |  | 0 | 0 | 0 | 0 | 0 | 0 | 0 | 0 | 0 | 0 | 0 | 0 | 0 | 0 | 0 | 0 | 0 | 0 | 0 | 0 | 0
|  | Block 15: 130-140 mills/kWh |  | 0 | 0 | 0 | 0 | 0 | 0 | 0 | 0 | 0 | 0 | 0 | 0 | 0 | 0 | 0 | 0 | 0 | 0 | 0 | 0 | 0
|  | Block 16: 140-150 mills/kWh |  | 0 | 0 | 0 | 0 | 0 | 0 | 0 | 0 | 0 | 0 | 0 | 0 | 0 | 0 | 0 | 0 | 0 | 0 | 0 | 0 | 0
|  | Block 17: 150-160 mills/kWh |  | 0 | 0 | 0 | 0 | 0 | 0 | 0 | 0 | 0 | 0 | 0 | 0 | 0 | 0 | 0 | 0 | 0 | 0 | 0 | 0 | 0
|  | Block 18: 160-170 mills/kWh |  | 0 | 0 | 0 | 0 | 0 | 0 | 0 | 0 | 0 | 0 | 0 | 0 | 0 | 0 | 0 | 0 | 0 | 0 | 0 | 0 | 0
|  | Block 19: 170-180 mills/kWh |  | 0 | 0 | 0 | 0 | 0 | 0 | 0 | 0 | 0 | 0 | 0 | 0 | 0 | 0 | 0 | 0 | 0 | 0 | 0 | 0 | 0
|  | Block 20: 180-190 mills/kWh |  | 0 | 0 | 0 | 0 | 0 | 0 | 0 | 0 | 0 | 0 | 0 | 0 | 0 | 0 | 0 | 0 | 0 | 0 | 0 | 0 | 0
|  | Block 21: 190-200 mills/kWh |  | 0 | 0 | 0 | 0 | 0 | 0 | 0 | 0 | 0 | 0 | 0 | 0 | 0 | 0 | 0 | 0 | 0 | 0 | 0 | 0 | 0
|  | Block 22: 200-210 mills/kWh |  | 0 | 0 | 0 | 0 | 0 | 0 | 0 | 0 | 0 | 0 | 0 | 0 | 0 | 0 | 0 | 0 | 0 | 0 | 0 | 0 | 0
|  | Block 23: 210-220 mills/kWh |  | 0 | 0 | 0 | 0 | 0 | 0 | 0 | 0 | 0 | 0 | 0 | 0 | 0 | 0 | 0 | 0 | 0 | 0 | 0 | 0 | 0
|  | Block 24: 220-230 mills/kWh |  | 0 | 0 | 0 | 0 | 0 | 0 | 0 | 0 | 0 | 0 | 0 | 0 | 0 | 0 | 0 | 0 | 0 | 0 | 0 | 0 | 0
|  | Block 25: 230-240 mills/kWh |  | 0 | 0 | 0 | 0 | 0 | 0 | 0 | 0 | 0 | 0 | 0 | 0 | 0 | 0 | 0 | 0 | 0 | 0 | 0 | 0 | 0
|  | Block 26: 240-250 mills/kWh |  | 0 | 0 | 0 | 0 | 0 | 0 | 0 | 0 | 0 | 0 | 0 | 0 | 0 | 0 | 0 | 0 | 0 | 0 | 0 | 0 | 0
|  | Block 27: 250-260 mills/kWh |  | 0 | 0 | 0 | 0 | 0 | 0 | 0 | 0 | 0 | 0 | 0 | 0 | 0 | 0 | 0 | 0 | 0 | 0 | 0 | 0 | 0
|  | Block 28: 260-270 mills/kWh |  | 0 | 0 | 0 | 0 | 0 | 0 | 0 | 0 | 0 | 0 | 0 | 0 | 0 | 0 | 0 | 0 | 0 | 0 | 0 | 0 | 0
|  | Block 29: 270-280 mills/kWh |  | 0 | 0 | 0 | 0 | 0 | 0 | 0 | 0 | 0 | 0 | 0 | 0 | 0 | 0 | 0 | 0 | 0 | 0 | 0 | 0 | 0
|  | Block 30: 280-290 mills/kWh |  | 0 | 0 | 0 | 0 | 0 | 0 | 0 | 0 | 0 | 0 | 0 | 0 | 0 | 0 | 0 | 0 | 0 | 0 | 0 | 0 | 0
|  | Block 31: 290-300 mills/kWh |  | 0 | 0 | 0 | 0 | 0 | 0 | 0 | 0 | 0 | 0 | 0 | 0 | 0 | 0 | 0 | 0 | 0 | 0 | 0 | 0 | 0
|  | Block 32: >300 mills/kWh |  | 0 | 0 | 0 | 0 | 0 | 0 | 0 | 0 | 0 | 0 | 0 | 0 | 0 | 0 | 0 | 0 | 0 | 0 | 0 | 0 | 0
|  | Total per Year | 0 | 0.3238 | 0.47597 | 0.5315 | 0.62172 | 0.60006 | 0.6015 | 0.70946 | 0.74845 | 0.84406 | 0.93645 | 1.0266 | 1.1827 | 1.301 | 1.2589 | 1.3351 | 1.3004 | 1.2786 | 1.2171 | 1.1938 | 1.2085
|  | Total Cumulative | 0 | 0.3238 | 0.79977 | 1.3313 | 1.953 | 2.5531 | 3.1546 | 3.864 | 4.6125 | 5.4565 | 6.393 | 7.4196 | 8.6023 | 9.9033 | 11.1622 | 12.4973 | 13.7977 | 15.0763 | 16.2934 | 17.4872 | 18.6957 | 18.6957
# UNITS RESIDUAL & AVAILABLE TO NR/RETROFIT POOL |  | Luminaires
Life Offset | 5 | Residual from Ramp Rate |  | 2016 | 2017 | 2018 | 2019 | 2020 | 2021 | 2022 | 2023 | 2024 | 2025 | 2026 | 2027 | 2028 | 2029 | 2030 | 2031 | 2032 | 2033 | 2034 | 2035 | TOTAL MAX
|  | Exterior Lighting: Parking Lot - HPS 250W - New |  | 46.3757 | 33.5735 | 25.2571 | 22.151 | 16.6586 | 13.3986 | 12.9864 | 11.4906 | 11.0682 | 10.6644 | 10.3116 | 10.7067 | 10.8129 | 9.7588 | 9.7817 | 9.104 | 8.6323 | 7.9832 | 7.6531 | 7.6082 | 295.9765 |  | Available Residuals (do-overs)
|  | Exterior Lighting: Walkway - HID 150W - New |  | 46.3757 | 33.5735 | 25.2571 | 22.151 | 16.6586 | 13.3986 | 12.9864 | 11.4906 | 11.0682 | 10.6644 | 10.3116 | 10.7067 | 10.8129 | 9.7588 | 9.7817 | 9.104 | 8.6323 | 7.9832 | 7.6531 | 7.6082
|  | Exterior Lighting: Façade - HID 150W - New |  | 46.3757 | 33.5735 | 25.2571 | 22.151 | 16.6586 | 13.3986 | 12.9864 | 11.4906 | 11.0682 | 10.6644 | 10.3116 | 10.7067 | 10.8129 | 9.7588 | 9.7817 | 9.104 | 8.6323 | 7.9832 | 7.6531 | 7.6082
|  | Exterior Lighting: Walkway - INC 75W - New |  | 46.3757 | 33.5735 | 25.2571 | 22.151 | 16.6586 | 13.3986 | 12.9864 | 11.4906 | 11.0682 | 10.6644 | 10.3116 | 10.7067 | 10.8129 | 9.7588 | 9.7817 | 9.104 | 8.6323 | 7.9832 | 7.6531 | 7.6082
|  | Exterior Lighting: Façade - HID 400W - New |  | 46.3757 | 33.5735 | 25.2571 | 22.151 | 16.6586 | 13.3986 | 12.9864 | 11.4906 | 11.0682 | 10.6644 | 10.3116 | 10.7067 | 10.8129 | 9.7588 | 9.7817 | 9.104 | 8.6323 | 7.9832 | 7.6531 | 7.6082
|  | Exterior Lighting: Walkway - CFL 26W - New |  | 46.3757 | 33.5735 | 25.2571 | 22.151 | 16.6586 | 13.3986 | 12.9864 | 11.4906 | 11.0682 | 10.6644 | 10.3116 | 10.7067 | 10.8129 | 9.7588 | 9.7817 | 9.104 | 8.6323 | 7.9832 | 7.6531 | 7.6082
|  | Exterior Lighting: Parking Lot - MH 400W - New |  | 46.3757 | 33.5735 | 25.2571 | 22.151 | 16.6586 | 13.3986 | 12.9864 | 11.4906 | 11.0682 | 10.6644 | 10.3116 | 10.7067 | 10.8129 | 9.7588 | 9.7817 | 9.104 | 8.6323 | 7.9832 | 7.6531 | 7.6082
|  | Exterior Lighting: Parking Lot - MH 1000W - New |  | 46.3757 | 33.5735 | 25.2571 | 22.151 | 16.6586 | 13.3986 | 12.9864 | 11.4906 | 11.0682 | 10.6644 | 10.3116 | 10.7067 | 10.8129 | 9.7588 | 9.7817 | 9.104 | 8.6323 | 7.9832 | 7.6531 | 7.6082
|  | Max Annual Carryover to SC-NR |  | 46.3757 | 33.5735 | 25.2571 | 22.151 | 16.6586 | 13.3986 | 12.9864 | 11.4906 | 11.0682 | 10.6644 | 10.3116 | 10.7067 | 10.8129 | 9.7588 | 9.7817 | 9.104 | 8.6323 | 7.9832 | 7.6531 | 7.6082 | 295.9765
CHECK
|  | Residual |  | 46.3757 | 33.5735 | 25.2571 | 22.151 | 16.6586 | 13.3986 | 12.9864 | 11.4906 | 11.0682 | 10.6644 | 10.3116 | 10.7067 | 10.8129 | 9.7588 | 9.7817 | 9.104 | 8.6323 | 7.9832 | 7.6531 | 7.6082 | 295.9765
|  | Achiev plus Residual |  | 54.2149 | 45.0967 | 38.1247 | 37.2028 | 31.1861 | 27.961 | 30.1625 | 29.6107 | 31.5029 | 33.3358 | 35.1656 | 39.3401 | 42.3093 | 40.237 | 42.1052 | 40.586 | 39.5872 | 37.4497 | 36.5559 | 36.8655 | 748.5996 |  | Total Units
|  | Diff between ACH plus Resid and Total |  | 2.8994 | 4.262 | 4.7593 | 5.5671 | 5.3732 | 5.3861 | 6.3528 | 6.7019 | 7.558 | 8.3853 | 9.1926 | 10.5904 | 11.6494 | 11.2728 | 11.9553 | 11.644 | 11.4491 | 10.8986 | 10.6901 | 10.8212 | 167.4085
|  | 85% per year check |  | 46.0826 | 38.3322 | 32.406 | 31.6224 | 26.5082 | 23.7668 | 25.6381 | 25.1691 | 26.7775 | 28.3355 | 29.8908 | 33.4391 | 35.9629 | 34.2015 | 35.7894 | 34.4981 | 33.6491 | 31.8322 | 31.0725 | 31.3357 | 636.3096 |  | Max Units
[24 empty] | 748.5996 |  | Total Opportuntiies over 20 years
0.85

## SC-NR
Units Methodology | Use total building floor area as the driver. Savings and costs are calculated per KSF of indoor floor area.
Forecast Version
| Vintage | NR | Stock 2016
End-Use: | Measure Bundle | Exterior Building Lighting-NR | Region
Lighting | Report Year | 2035 | Base
| Total Potential (aMW) | 123.7245 |  | 1 | 2 | 3 | 4 | 5 | 6 | 7 | 8 | 9 | 10 | 11 | 12 | 13 | 14 | 15 | 16 | 17 | 18 | 19 | 20
# UNITS FOR EXISTING STOCK |  | Exterior Building Lighting-NR |  | 2016 | 2017 | 2018 | 2019 | 2020 | 2021 | 2022 | 2023 | 2024 | 2025 | 2026 | 2027 | 2028 | 2029 | 2030 | 2031 | 2032 | 2033 | 2034 | 2035 | TOTAL | TOTAL MAX
|  | Non-Building Stock |  | Floor_2016 | Floor_2017 | Floor_2018 | Floor_2019 | Floor_2020 | Floor_2021 | Floor_2022 | Floor_2023 | Floor_2024 | Floor_2025 | Floor_2026 | Floor_2027 | Floor_2028 | Floor_2029 | Floor_2030 | Floor_2031 | Floor_2032 | Floor_2033 | Floor_2034 | Floor_2035 |  | 85%
|  | Large Off | 1 | 380.0883 | 378.948 | 377.8112 | 376.6777 | 375.5477 | 374.4211 | 373.2978 | 372.1779 | 371.0614 | 369.9482 | 368.8383 | 367.7318 | 366.6286 | 365.5288 | 364.4322 | 363.3389 | 362.2489 | 361.1621 | 360.0786 | 358.9984
|  | Medium Off | 2 | 190.7369 | 190.1647 | 189.5942 | 189.0254 | 188.4583 | 187.8929 | 187.3293 | 186.7673 | 186.207 | 185.6483 | 185.0914 | 184.5361 | 183.9825 | 183.4306 | 182.8803 | 182.3316 | 181.7846 | 181.2393 | 180.6956 | 180.1535
|  | Small Off | 3 | 184.0914 | 183.5391 | 182.9885 | 182.4395 | 181.8922 | 181.3465 | 180.8025 | 180.2601 | 179.7193 | 179.1801 | 178.6426 | 178.1067 | 177.5723 | 177.0396 | 176.5085 | 175.979 | 175.451 | 174.9247 | 174.3999 | 173.8767
|  | XLarge Ret | 4 | 138.3573 | 137.7209 | 137.0874 | 136.4568 | 135.8291 | 135.2043 | 134.5823 | 133.9632 | 133.347 | 132.7336 | 132.123 | 131.5153 | 130.9103 | 130.3081 | 129.7087 | 129.112 | 128.5181 | 127.9269 | 127.3385 | 126.7527
|  | Large Ret | 5 | 208.9575 | 207.9962 | 207.0395 | 206.0871 | 205.1391 | 204.1954 | 203.2561 | 202.3212 | 201.3905 | 200.4641 | 199.542 | 198.6241 | 197.7104 | 196.8009 | 195.8956 | 194.9945 | 194.0975 | 193.2047 | 192.316 | 191.4313
|  | Medium Ret | 6 | 97.1157 | 96.669 | 96.2243 | 95.7816 | 95.3411 | 94.9025 | 94.4659 | 94.0314 | 93.5988 | 93.1683 | 92.7397 | 92.3131 | 91.8885 | 91.4658 | 91.045 | 90.6262 | 90.2094 | 89.7944 | 89.3813 | 88.9702
|  | Small Ret | 7 | 109.4797 | 108.9761 | 108.4748 | 107.9758 | 107.4791 | 106.9847 | 106.4926 | 106.0027 | 105.5151 | 105.0297 | 104.5466 | 104.0657 | 103.587 | 103.1105 | 102.6362 | 102.164 | 101.6941 | 101.2263 | 100.7606 | 100.2971
|  | School K-12 | 8 | 241.1176 | 240.1291 | 239.1445 | 238.164 | 237.1876 | 236.2151 | 235.2466 | 234.2821 | 233.3215 | 232.3649 | 231.4122 | 230.4634 | 229.5185 | 228.5775 | 227.6403 | 226.707 | 225.7775 | 224.8518 | 223.9299 | 223.0118
|  | University | 9 | 122.1534 | 121.6526 | 121.1538 | 120.6571 | 120.1624 | 119.6697 | 119.1791 | 118.6904 | 118.2038 | 117.7192 | 117.2365 | 116.7558 | 116.2771 | 115.8004 | 115.3256 | 114.8528 | 114.3819 | 113.9129 | 113.4459 | 112.9808
|  | Warehouse | 10 | 448.6983 | 447.0381 | 445.3841 | 443.7362 | 442.0943 | 440.4586 | 438.8289 | 437.2052 | 435.5876 | 433.9759 | 432.3702 | 430.7704 | 429.1765 | 427.5886 | 426.0065 | 424.4303 | 422.8599 | 421.2953 | 419.7365 | 418.1835
|  | Supermarket | 11 | 53.7209 | 53.2375 | 52.7583 | 52.2835 | 51.8129 | 51.3466 | 50.8845 | 50.4265 | 49.9727 | 49.5229 | 49.0772 | 48.6355 | 48.1978 | 47.764 | 47.3342 | 46.9082 | 46.486 | 46.0676 | 45.653 | 45.2421
|  | MiniMart | 12 | 22.491 | 22.3849 | 22.2792 | 22.174 | 22.0694 | 21.9652 | 21.8615 | 21.7584 | 21.6557 | 21.5534 | 21.4517 | 21.3505 | 21.2497 | 21.1494 | 21.0496 | 20.9502 | 20.8513 | 20.7529 | 20.6549 | 20.5575
|  | Restaurant | 13 | 51.5509 | 51.3075 | 51.0654 | 50.8243 | 50.5844 | 50.3457 | 50.1081 | 49.8715 | 49.6362 | 49.4019 | 49.1687 | 48.9366 | 48.7056 | 48.4757 | 48.2469 | 48.0192 | 47.7926 | 47.567 | 47.3425 | 47.119
|  | Lodging | 14 | 170.1519 | 169.7435 | 169.3361 | 168.9297 | 168.5243 | 168.1199 | 167.7164 | 167.3138 | 166.9123 | 166.5117 | 166.1121 | 165.7134 | 165.3157 | 164.9189 | 164.5231 | 164.1283 | 163.7344 | 163.3414 | 162.9494 | 162.5583
|  | Hospital | 15 | 105.0295 | 104.8089 | 104.5888 | 104.3692 | 104.15 | 103.9313 | 103.713 | 103.4952 | 103.2779 | 103.061 | 102.8446 | 102.6286 | 102.4131 | 102.198 | 101.9834 | 101.7692 | 101.5555 | 101.3423 | 101.1294 | 100.9171
|  | Residential Care | 16 | 128.7482 | 128.4392 | 128.131 | 127.8234 | 127.5167 | 127.2106 | 126.9053 | 126.6008 | 126.2969 | 125.9938 | 125.6914 | 125.3898 | 125.0888 | 124.7886 | 124.4891 | 124.1903 | 123.8923 | 123.5949 | 123.2983 | 123.0024
|  | Assembly | 17 | 375.9022 | 374.2157 | 372.5367 | 370.8653 | 369.2013 | 367.5448 | 365.8958 | 364.2541 | 362.6198 | 360.9929 | 359.3732 | 357.7609 | 356.1557 | 354.5577 | 352.967 | 351.3833 | 349.8068 | 348.2373 | 346.6749 | 345.1195
|  | Other | 18 | 342.6499 | 339.566 | 336.5099 | 333.4814 | 330.48 | 327.5057 | 324.5581 | 321.6371 | 318.7424 | 315.8737 | 313.0308 | 310.2136 | 307.4216 | 304.6549 | 301.913 | 299.1957 | 296.503 | 293.8345 | 291.1899 | 288.5692
User total stock. Not differentiaed by Btype. |  | Total |  | 3371.0405 | 3356.5369 | 3342.1076 | 3327.752 | 3313.4699 | 3299.2606 | 3285.1238 | 3271.059 | 3257.0658 | 3243.1437 | 3229.2923 | 3215.5112 | 3201.7999 | 3188.1581 | 3174.5852 | 3161.0809 | 3147.6447 | 3134.2763 | 3120.9752 | 3107.7411
# UNITS TOTAL FOR NR POOL |  |  |  | 2016 | 2017 | 2018 | 2019 | 2020 | 2021 | 2022 | 2023 | 2024 | 2025 | 2026 | 2027 | 2028 | 2029 | 2030 | 2031 | 2032 | 2033 | 2034 | 2035 | TOTAL | TOTAL MAX
|  |  | Exterior Lighting: Parking Lot - HPS 250W - NR | 3371.0405 | 3356.5369 | 3342.1076 | 3327.752 | 3313.4699 | 3299.2606 | 3285.1238 | 3271.059 | 3257.0658 | 3243.1437 | 3229.2923 | 3215.5112 | 3201.7999 | 3188.1581 | 3174.5852 | 3161.0809 | 3147.6447 | 3134.2763 | 3120.9752 | 3107.7411
|  |  | Exterior Lighting: Walkway - HID 150W - NR | 3371.0405 | 3356.5369 | 3342.1076 | 3327.752 | 3313.4699 | 3299.2606 | 3285.1238 | 3271.059 | 3257.0658 | 3243.1437 | 3229.2923 | 3215.5112 | 3201.7999 | 3188.1581 | 3174.5852 | 3161.0809 | 3147.6447 | 3134.2763 | 3120.9752 | 3107.7411
|  |  | Exterior Lighting: Façade - HID 150W - NR | 3371.0405 | 3356.5369 | 3342.1076 | 3327.752 | 3313.4699 | 3299.2606 | 3285.1238 | 3271.059 | 3257.0658 | 3243.1437 | 3229.2923 | 3215.5112 | 3201.7999 | 3188.1581 | 3174.5852 | 3161.0809 | 3147.6447 | 3134.2763 | 3120.9752 | 3107.7411
|  |  | Exterior Lighting: Walkway - INC 75W - NR | 3371.0405 | 3356.5369 | 3342.1076 | 3327.752 | 3313.4699 | 3299.2606 | 3285.1238 | 3271.059 | 3257.0658 | 3243.1437 | 3229.2923 | 3215.5112 | 3201.7999 | 3188.1581 | 3174.5852 | 3161.0809 | 3147.6447 | 3134.2763 | 3120.9752 | 3107.7411
|  |  | Exterior Lighting: Façade - HID 400W - NR | 3371.0405 | 3356.5369 | 3342.1076 | 3327.752 | 3313.4699 | 3299.2606 | 3285.1238 | 3271.059 | 3257.0658 | 3243.1437 | 3229.2923 | 3215.5112 | 3201.7999 | 3188.1581 | 3174.5852 | 3161.0809 | 3147.6447 | 3134.2763 | 3120.9752 | 3107.7411
|  |  | Exterior Lighting: Walkway - CFL 26W - NR | 3371.0405 | 3356.5369 | 3342.1076 | 3327.752 | 3313.4699 | 3299.2606 | 3285.1238 | 3271.059 | 3257.0658 | 3243.1437 | 3229.2923 | 3215.5112 | 3201.7999 | 3188.1581 | 3174.5852 | 3161.0809 | 3147.6447 | 3134.2763 | 3120.9752 | 3107.7411
|  |  | Exterior Lighting: Parking Lot - MH 400W - NR | 3371.0405 | 3356.5369 | 3342.1076 | 3327.752 | 3313.4699 | 3299.2606 | 3285.1238 | 3271.059 | 3257.0658 | 3243.1437 | 3229.2923 | 3215.5112 | 3201.7999 | 3188.1581 | 3174.5852 | 3161.0809 | 3147.6447 | 3134.2763 | 3120.9752 | 3107.7411
|  |  | Exterior Lighting: Parking Lot - MH 1000W - NR | 3371.0405 | 3356.5369 | 3342.1076 | 3327.752 | 3313.4699 | 3299.2606 | 3285.1238 | 3271.059 | 3257.0658 | 3243.1437 | 3229.2923 | 3215.5112 | 3201.7999 | 3188.1581 | 3174.5852 | 3161.0809 | 3147.6447 | 3134.2763 | 3120.9752 | 3107.7411
Use sector total. Measure not differentiated by Btype |  | Annual Pool |  | 3371.0405 | 3356.5369 | 3342.1076 | 3327.752 | 3313.4699 | 3299.2606 | 3285.1238 | 3271.059 | 3257.0658 | 3243.1437 | 3229.2923 | 3215.5112 | 3201.7999 | 3188.1581 | 3174.5852 | 3161.0809 | 3147.6447 | 3134.2763 | 3120.9752 | 3107.7411
|  | Total Pool (Max) |  | 3371.0405 | 3356.5369 | 3342.1076 | 3327.752 | 3313.4699 | 3299.2606 | 3285.1238 | 3271.059 | 3257.0658 | 3243.1437 | 3229.2923 | 3215.5112 | 3201.7999 | 3188.1581 | 3174.5852 | 3161.0809 | 3147.6447 | 3134.2763 | 3120.9752 | 3107.7411 |  | 2641.5799
# UNITS CARRYOVER FROM UNTREATED NEW STOCK |  |  |  | 1 | 2 | 3 | 4 | 5 | 6 | 7 | 8 | 9 | 10 | 11 | 12 | 13 | 14 | 15 | 16 | 17 | 18 | 19 | 20 | TOTAL | TOTAL MAX
Life Offset | 5 |  | HPS 250W-NR | 0 | 0 | 0 | 0 | 0 | 46.3757 | 33.5735 | 25.2571 | 22.151 | 16.6586 | 13.3986 | 12.9864 | 11.4906 | 11.0682 | 10.6644 | 10.3116 | 10.7067 | 10.8129 | 9.7588 | 9.7817 | 254.9957
|  |  | MH 400W-NR | 0 | 0 | 0 | 0 | 0 | 46.3757 | 33.5735 | 25.2571 | 22.151 | 16.6586 | 13.3986 | 12.9864 | 11.4906 | 11.0682 | 10.6644 | 10.3116 | 10.7067 | 10.8129 | 9.7588 | 9.7817 | 254.9957
|  |  | MH 1000W-NR | 0 | 0 | 0 | 0 | 0 | 46.3757 | 33.5735 | 25.2571 | 22.151 | 16.6586 | 13.3986 | 12.9864 | 11.4906 | 11.0682 | 10.6644 | 10.3116 | 10.7067 | 10.8129 | 9.7588 | 9.7817 | 254.9957
|  |  | HID 150W-NR | 0 | 0 | 0 | 0 | 0 | 46.3757 | 33.5735 | 25.2571 | 22.151 | 16.6586 | 13.3986 | 12.9864 | 11.4906 | 11.0682 | 10.6644 | 10.3116 | 10.7067 | 10.8129 | 9.7588 | 9.7817 | 254.9957
|  |  | HID 400W-NR | 0 | 0 | 0 | 0 | 0 | 46.3757 | 33.5735 | 25.2571 | 22.151 | 16.6586 | 13.3986 | 12.9864 | 11.4906 | 11.0682 | 10.6644 | 10.3116 | 10.7067 | 10.8129 | 9.7588 | 9.7817 | 254.9957
|  |  | HID 150W-NR | 0 | 0 | 0 | 0 | 0 | 46.3757 | 33.5735 | 25.2571 | 22.151 | 16.6586 | 13.3986 | 12.9864 | 11.4906 | 11.0682 | 10.6644 | 10.3116 | 10.7067 | 10.8129 | 9.7588 | 9.7817 | 254.9957
|  |  | CFL 26W-NR | 0 | 0 | 0 | 0 | 0 | 46.3757 | 33.5735 | 25.2571 | 22.151 | 16.6586 | 13.3986 | 12.9864 | 11.4906 | 11.0682 | 10.6644 | 10.3116 | 10.7067 | 10.8129 | 9.7588 | 9.7817 | 254.9957
|  |  | INC 75W-NR | 0 | 0 | 0 | 0 | 0 | 46.3757 | 33.5735 | 25.2571 | 22.151 | 16.6586 | 13.3986 | 12.9864 | 11.4906 | 11.0682 | 10.6644 | 10.3116 | 10.7067 | 10.8129 | 9.7588 | 9.7817 | 254.9957 | 216.7463
Turnover for NR
APPLY MEASURE APPLICABILITY, SATURATION TURNOVER RATE FOR MAX ANNUAL # UNITS |  |  | Existing Stock
Applicability | Saturation | Turnover Rate | Exterior Building Lighting-NR | 2016 | 2017 | 2018 | 2019 | 2020 | 2021 | 2022 | 2023 | 2024 | 2025 | 2026 | 2027 | 2028 | 2029 | 2030 | 2031 | 2032 | 2033 | 2034 | 2035 | TOTAL | TOTAL MAX
73% | 100% | 17.92% | ParkingLot | 440.904 | 439.0071 | 437.1198 | 435.2422 | 433.3742 | 431.5158 | 429.6668 | 427.8273 | 425.9971 | 424.1762 | 422.3645 | 420.5621 | 418.7688 | 416.9845 | 415.2093 | 413.443 | 411.6857 | 409.9372 | 408.1976 | 406.4666 | 0 | 0
64% | 100% | 26.88% | ExteriorAll | 579.819 | 577.3243 | 574.8425 | 572.3733 | 569.9168 | 567.4728 | 565.0413 | 562.6221 | 560.2153 | 557.8207 | 555.4383 | 553.0679 | 550.7096 | 548.3632 | 546.0287 | 543.7059 | 541.3949 | 539.0955 | 536.8077 | 534.5315 | 0 | 0
64% | 100% | 26.88% | ExteriorAll | 579.819 | 577.3243 | 574.8425 | 572.3733 | 569.9168 | 567.4728 | 565.0413 | 562.6221 | 560.2153 | 557.8207 | 555.4383 | 553.0679 | 550.7096 | 548.3632 | 546.0287 | 543.7059 | 541.3949 | 539.0955 | 536.8077 | 534.5315 | 0 | 0
64% | 100% | 17.92% | ExteriorAll | 386.546 | 384.8829 | 383.2283 | 381.5822 | 379.9445 | 378.3152 | 376.6942 | 375.0814 | 373.4769 | 371.8805 | 370.2922 | 368.712 | 367.1397 | 365.5755 | 364.0191 | 362.4706 | 360.9299 | 359.397 | 357.8718 | 356.3543 | 0 | 0
64% | 100% | 26.88% | ExteriorAll | 579.819 | 577.3243 | 574.8425 | 572.3733 | 569.9168 | 567.4728 | 565.0413 | 562.6221 | 560.2153 | 557.8207 | 555.4383 | 553.0679 | 550.7096 | 548.3632 | 546.0287 | 543.7059 | 541.3949 | 539.0955 | 536.8077 | 534.5315 | 0 | 0
64% | 100% | 17.92% | ExteriorAll | 386.546 | 384.8829 | 383.2283 | 381.5822 | 379.9445 | 378.3152 | 376.6942 | 375.0814 | 373.4769 | 371.8805 | 370.2922 | 368.712 | 367.1397 | 365.5755 | 364.0191 | 362.4706 | 360.9299 | 359.397 | 357.8718 | 356.3543
73% | 100% | 17.92% | ParkingLot | 440.904 | 439.0071 | 437.1198 | 435.2422 | 433.3742 | 431.5158 | 429.6668 | 427.8273 | 425.9971 | 424.1762 | 422.3645 | 420.5621 | 418.7688 | 416.9845 | 415.2093 | 413.443 | 411.6857 | 409.9372 | 408.1976 | 406.4666
73% | 100% | 100% | ParkingLot | 2460.8596 | 2450.2719 | 2439.7385 | 2429.259 | 2418.833 | 2408.4602 | 2398.1404 | 2387.8731 | 2377.658 | 2367.4949 | 2357.3834 | 2347.3232 | 2337.314 | 2327.3554 | 2317.4472 | 2307.5891 | 2297.7807 | 2288.0217 | 2278.3119 | 2268.651
|  |  | Annual Max | [20 empty] | 0 | 0
APPLY MEASURE APPLICABILITY, SATURATION TURNOVER RATE FOR MAX ANNUAL # UNITS |  |  | Carryover from Untreated New
Applicability | Saturation | Turnover Rate | Exterior Building Lighting-NR | 2016 | 2017 | 2018 | 2019 | 2020 | 2021 | 2022 | 2023 | 2024 | 2025 | 2026 | 2027 | 2028 | 2029 | 2030 | 2031 | 2032 | 2033 | 2034 | 2035 | TOTAL | TOTAL MAX
73% | 100% | 17.92% | ParkingLot | 0 | 0 | 0 | 0 | 0 | 6.0656 | 4.3911 | 3.3034 | 2.8972 | 2.1788 | 1.7524 | 1.6985 | 1.5029 | 1.4476 | 1.3948 | 1.3487 | 1.4003 | 1.4142 | 1.2764 | 1.2794 | 0 | 0
64% | 100% | 26.88% | ExteriorAll | 0 | 0 | 0 | 0 | 0 | 7.9766 | 5.7746 | 4.3442 | 3.81 | 2.8653 | 2.3046 | 2.2337 | 1.9764 | 1.9037 | 1.8343 | 1.7736 | 1.8416 | 1.8598 | 1.6785 | 1.6824 | 0 | 0
64% | 100% | 26.88% | ExteriorAll | 0 | 0 | 0 | 0 | 0 | 7.9766 | 5.7746 | 4.3442 | 3.81 | 2.8653 | 2.3046 | 2.2337 | 1.9764 | 1.9037 | 1.8343 | 1.7736 | 1.8416 | 1.8598 | 1.6785 | 1.6824 | 0 | 0
64% | 100% | 17.92% | ExteriorAll | 0 | 0 | 0 | 0 | 0 | 5.3177 | 3.8498 | 2.8961 | 2.54 | 1.9102 | 1.5364 | 1.4891 | 1.3176 | 1.2691 | 1.2229 | 1.1824 | 1.2277 | 1.2399 | 1.119 | 1.1216 | 0 | 0
64% | 100% | 26.88% | ExteriorAll | 0 | 0 | 0 | 0 | 0 | 7.9766 | 5.7746 | 4.3442 | 3.81 | 2.8653 | 2.3046 | 2.2337 | 1.9764 | 1.9037 | 1.8343 | 1.7736 | 1.8416 | 1.8598 | 1.6785 | 1.6824 | 0 | 0
64% | 100% | 17.92% | ExteriorAll | 0 | 0 | 0 | 0 | 0 | 5.3177 | 3.8498 | 2.8961 | 2.54 | 1.9102 | 1.5364 | 1.4891 | 1.3176 | 1.2691 | 1.2229 | 1.1824 | 1.2277 | 1.2399 | 1.119 | 1.1216
73% | 100% | 17.92% | ParkingLot | 0 | 0 | 0 | 0 | 0 | 6.0656 | 4.3911 | 3.3034 | 2.8972 | 2.1788 | 1.7524 | 1.6985 | 1.5029 | 1.4476 | 1.3948 | 1.3487 | 1.4003 | 1.4142 | 1.2764 | 1.2794
73% | 100% | 100% | ParkingLot | 0 | 0 | 0 | 0 | 0 | 33.8543 | 24.5086 | 18.4377 | 16.1702 | 12.1608 | 9.781 | 9.4801 | 8.3881 | 8.0798 | 7.785 | 7.5275 | 7.8159 | 7.8934 | 7.1239 | 7.1406
0
|  |  | Annual Max | [20 empty] | 0 | 0
|  | LO20Fast | Achievability =>
INCREMENTAL ACHIEVABILITY |  |  | Exterior Building Lighting-NR | 22.12% | 37.62% | 48.36% | 56.72% | 64.04% | 70.38% | 75.81% | 80.42% | 84.31% | 87.58% | 90.3% | 92.42% | 94.07% | 95.36% | 96.36% | 97.14% | 97.75% | 98.22% | 98.59% | 98.88%
Acheivable and 85% Max Per Year |  |  | Exterior Lighting: Parking Lot - HPS 250W - NR | 82.8985 | 140.3971 | 179.6727 | 209.8254 | 235.9031 | 261.765 | 279.6882 | 294.7056 | 307.3643 | 317.3734 | 325.5259 | 331.7142 | 336.0529 | 339.1578 | 341.2241 | 342.4908 | 343.2163 | 343.4299 | 343.1453 | 342.6922
|  |  | Exterior Lighting: Walkway - HID 150W - NR | 109.0172 | 184.6318 | 236.2819 | 275.9348 | 310.2288 | 344.239 | 367.8092 | 387.558 | 404.2052 | 417.3677 | 428.0888 | 436.2269 | 441.9326 | 446.0157 | 448.7331 | 450.3989 | 451.3529 | 451.6339 | 451.2596 | 450.6637
|  |  | Exterior Lighting: Façade - HID 150W - NR | 109.0172 | 184.6318 | 236.2819 | 275.9348 | 310.2288 | 344.239 | 367.8092 | 387.558 | 404.2052 | 417.3677 | 428.0888 | 436.2269 | 441.9326 | 446.0157 | 448.7331 | 450.3989 | 451.3529 | 451.6339 | 451.2596 | 450.6637
|  |  | Exterior Lighting: Walkway - INC 75W - NR | 72.6781 | 123.0879 | 157.5212 | 183.9565 | 206.8192 | 229.4926 | 245.2061 | 258.372 | 269.4701 | 278.2451 | 285.3925 | 290.8179 | 294.6217 | 297.3438 | 299.1554 | 300.2659 | 300.902 | 301.0893 | 300.8397 | 300.4425
|  |  | Exterior Lighting: Façade - HID 400W - NR | 109.0172 | 184.6318 | 236.2819 | 275.9348 | 310.2288 | 344.239 | 367.8092 | 387.558 | 404.2052 | 417.3677 | 428.0888 | 436.2269 | 441.9326 | 446.0157 | 448.7331 | 450.3989 | 451.3529 | 451.6339 | 451.2596 | 450.6637
|  |  | Exterior Lighting: Walkway - CFL 26W - NR | 72.6781 | 123.0879 | 157.5212 | 183.9565 | 206.8192 | 229.4926 | 245.2061 | 258.372 | 269.4701 | 278.2451 | 285.3925 | 290.8179 | 294.6217 | 297.3438 | 299.1554 | 300.2659 | 300.902 | 301.0893 | 300.8397 | 300.4425
|  |  | Exterior Lighting: Parking Lot - MH 400W - NR | 82.8985 | 140.3971 | 179.6727 | 209.8254 | 235.9031 | 261.765 | 279.6882 | 294.7056 | 307.3643 | 317.3734 | 325.5259 | 331.7142 | 336.0529 | 339.1578 | 341.2241 | 342.4908 | 343.2163 | 343.4299 | 343.1453 | 342.6922
|  |  | Exterior Lighting: Parking Lot - MH 1000W - NR | 462.6892 | 783.6116 | 1002.8242 | 1171.1186 | 1316.6685 | 1461.0142 | 1561.0506 | 1644.8682 | 1715.5219 | 1771.3862 | 1816.8885 | 1851.428 | 1875.6442 | 1892.9737 | 1904.5067 | 1911.5768 | 1915.6259 | 1916.8183 | 1915.2297 | 1912.7007
|  |  | Program Max | 482.6281 | 817.3803 | 1046.0395 | 1221.5863 | 1373.4085 | 1523.9745 | 1628.3219 | 1715.7515 | 1789.45 | 1847.7216 | 1895.1848 | 1931.2127 | 1956.4725 | 1974.5488 | 1986.5788 | 1993.9535 | 1998.1771 | 1999.4209 | 1997.7639 | 1995.1259
CUMULATIVE ADOPTION |  |  | Exterior Building Lighting-NR | 1 | 2 | 3 | 4 | 5 | 6 | 7 | 8 | 9 | 10 | 11 | 12 | 13 | 14 | 15 | 16 | 17 | 18 | 19 | 20
Acheivable and 85% Max Per Year |  |  | Exterior Lighting: Parking Lot - HPS 250W - NR | 82.8985 | 223.2956 | 402.9682 | 612.7936 | 848.6968 | 1110.4618 | 1390.15 | 1684.8556 | 1992.2199 | 2309.5933 | 2635.1192 | 2966.8333 | 3302.8863 | 3642.0441 | 3983.2682 | 4325.759 | 4668.9753 | 5012.4053 | 5355.5506 | 5698.2428
|  |  | Exterior Lighting: Walkway - HID 150W - NR | 109.0172 | 293.649 | 529.9308 | 805.8656 | 1116.0944 | 1460.3333 | 1828.1425 | 2215.7005 | 2619.9057 | 3037.2734 | 3465.3622 | 3901.5891 | 4343.5217 | 4789.5374 | 5238.2705 | 5688.6694 | 6140.0223 | 6591.6562 | 7042.9158 | 7493.5796
|  |  | Exterior Lighting: Façade - HID 150W - NR | 109.0172 | 293.649 | 529.9308 | 805.8656 | 1116.0944 | 1460.3333 | 1828.1425 | 2215.7005 | 2619.9057 | 3037.2734 | 3465.3622 | 3901.5891 | 4343.5217 | 4789.5374 | 5238.2705 | 5688.6694 | 6140.0223 | 6591.6562 | 7042.9158 | 7493.5796
|  |  | Exterior Lighting: Walkway - INC 75W - NR | 72.6781 | 195.766 | 353.2872 | 537.2437 | 744.0629 | 973.5555 | 1218.7617 | 1477.1337 | 1746.6038 | 2024.8489 | 2310.2415 | 2601.0594 | 2895.6811 | 3193.0249 | 3492.1803 | 3792.4463 | 4093.3482 | 4394.4375 | 4695.2772 | 4995.7197
|  |  | Exterior Lighting: Façade - HID 400W - NR | 109.0172 | 293.649 | 529.9308 | 805.8656 | 1116.0944 | 1460.3333 | 1828.1425 | 2215.7005 | 2619.9057 | 3037.2734 | 3465.3622 | 3901.5891 | 4343.5217 | 4789.5374 | 5238.2705 | 5688.6694 | 6140.0223 | 6591.6562 | 7042.9158 | 7493.5796
|  |  | Exterior Lighting: Walkway - CFL 26W - NR | 72.6781 | 195.766 | 353.2872 | 537.2437 | 744.0629 | 973.5555 | 1218.7617 | 1477.1337 | 1746.6038 | 2024.8489 | 2310.2415 | 2601.0594 | 2895.6811 | 3193.0249 | 3492.1803 | 3792.4463 | 4093.3482 | 4394.4375 | 4695.2772 | 4995.7197
|  |  | Exterior Lighting: Parking Lot - MH 400W - NR | 82.8985 | 223.2956 | 402.9682 | 612.7936 | 848.6968 | 1110.4618 | 1390.15 | 1684.8556 | 1992.2199 | 2309.5933 | 2635.1192 | 2966.8333 | 3302.8863 | 3642.0441 | 3983.2682 | 4325.759 | 4668.9753 | 5012.4053 | 5355.5506 | 5698.2428
|  |  | Exterior Lighting: Parking Lot - MH 1000W - NR | 462.6892 | 1246.3008 | 2249.125 | 3420.2436 | 4736.9121 | 6197.9263 | 7758.9769 | 9403.8451 | 11119.3671 | 12890.7533 | 14707.6418 | 16559.0698 | 18434.714 | 20327.6878 | 22232.1945 | 24143.7713 | 26059.3972 | 27976.2154 | 29891.4452 | 31804.1458
|  |  | Program Max | 482.6281 | 1300.0084 | 2346.0479 | 3567.6342 | 4941.0427 | 6465.0173 | 8093.3392 | 9809.0907 | 11598.5407 | 13446.2623 | 15341.4471 | 17272.6599 | 19229.1324 | 21203.6812 | 23190.26 | 25184.2135 | 27182.3906 | 29181.8115 | 31179.5754 | 33174.7012
SUPPLY CURVE SAVINGS BY BUNDLE |  |  | NR | 1: aMW
kWh per Luminaire | TRC Net Levelized Cost (Net of All Benefits) in mills/kWh |  | 1000 | 2016 | 2017 | 2018 | 2019 | 2020 | 2021 | 2022 | 2023 | 2024 | 2025 | 2026 | 2027 | 2028 | 2029 | 2030 | 2031 | 2032 | 2033 | 2034 | 2035 | TOTAL MAX
Busbar Savings | lvlcost | segment | measure | aMW_2016 | aMW_2017 | aMW_2018 | aMW_2019 | aMW_2020 | aMW_2021 | aMW_2022 | aMW_2023 | aMW_2024 | aMW_2025 | aMW_2026 | aMW_2027 | aMW_2028 | aMW_2029 | aMW_2030 | aMW_2031 | aMW_2032 | aMW_2033 | aMW_2034 | aMW_2035 | TOTAL MAX
139.5834 | 27.8765 | Parking | Exterior Lighting: Parking Lot - HPS 250W - NR | 1.3209 | 2.2371 | 2.8629 | 3.3434 | 3.7589 | 4.171 | 4.4566 | 4.6959 | 4.8976 | 5.0571 | 5.187 | 5.2856 | 5.3547 | 5.4042 | 5.4371 | 5.4573 | 5.4689 | 5.4723 | 5.4677 | 5.4605 | 45.5451
70.745 | 7.507 | Exterior | Exterior Lighting: Walkway - HID 150W - NR | 0.88041 | 1.4911 | 1.9082 | 2.2284 | 2.5054 | 2.78 | 2.9704 | 3.1299 | 3.2643 | 3.3706 | 3.4572 | 3.5229 | 3.569 | 3.602 | 3.6239 | 3.6374 | 3.6451 | 3.6474 | 3.6443 | 3.6395 | 23.0836
71.7617 | 9.2205 | Exterior | Exterior Lighting: Façade - HID 150W - NR | 0.89307 | 1.5125 | 1.9356 | 2.2604 | 2.5414 | 2.82 | 3.0131 | 3.1749 | 3.3112 | 3.4191 | 3.5069 | 3.5736 | 3.6203 | 3.6537 | 3.676 | 3.6897 | 3.6975 | 3.6998 | 3.6967 | 3.6918 | 23.4153
1.8393 | -127.8572 | Exterior | Exterior Lighting: Walkway - INC 75W - NR | 0.01526 | 0.025845 | 0.033074 | 0.038625 | 0.043425 | 0.048186 | 0.051486 | 0.05425 | 0.05658 | 0.058423 | 0.059923 | 0.061063 | 0.061861 | 0.062433 | 0.062813 | 0.063046 | 0.06318 | 0.063219 | 0.063167 | 0.063083 | 0.60016
30.9632 | 2.7381 | Exterior | Exterior Lighting: Façade - HID 400W - NR | 0.38533 | 0.6526 | 0.83517 | 0.97532 | 1.0965 | 1.2168 | 1.3001 | 1.3699 | 1.4287 | 1.4752 | 1.5131 | 1.5419 | 1.5621 | 1.5765 | 1.5861 | 1.592 | 1.5954 | 1.5964 | 1.595 | 1.5929 | 10.1031
2.4779 | -40.7584 | Exterior | Exterior Lighting: Walkway - CFL 26W - NR | 0.020558 | 0.034817 | 0.044557 | 0.052034 | 0.058501 | 0.064915 | 0.069359 | 0.073083 | 0.076223 | 0.078705 | 0.080726 | 0.082261 | 0.083337 | 0.084107 | 0.084619 | 0.084934 | 0.085113 | 0.085166 | 0.085096 | 0.084983 | 0.80851
55.1091 | 16.4132 | Parking | Exterior Lighting: Parking Lot - MH 400W - NR | 0.52151 | 0.88324 | 1.1303 | 1.32 | 1.4841 | 1.6468 | 1.7595 | 1.854 | 1.9336 | 1.9966 | 2.0479 | 2.0868 | 2.1141 | 2.1336 | 2.1466 | 2.1546 | 2.1592 | 2.1605 | 2.1587 | 2.1559 | 17.9817
6.7026 | 24.6043 | Parking | Exterior Lighting: Parking Lot - MH 1000W - NR | 0.35402 | 0.59957 | 0.7673 | 0.89607 | 1.0074 | 1.1179 | 1.1944 | 1.2586 | 1.3126 | 1.3554 | 1.3902 | 1.4166 | 1.4351 | 1.4484 | 1.4572 | 1.4626 | 1.4657 | 1.4666 | 1.4654 | 1.4635 | 2.187
| 15.6671 |  | Max Annual Available | 4.3911 | 7.4368 | 9.5172 | 11.1143 | 12.4957 | 13.8655 | 14.8149 | 15.6104 | 16.2809 | 16.8111 | 17.2429 | 17.5707 | 17.8005 | 17.965 | 18.0744 | 18.1415 | 18.18 | 18.1913 | 18.1762 | 18.1522 | 102.7472
RECOMBINE MEASURE BUNDLES INTO SUPPLY CURVE CUMULATIVE
|  |  |  | 2016 | 2017 | 2018 | 2019 | 2020 | 2021 | 2022 | 2023 | 2024 | 2025 | 2026 | 2027 | 2028 | 2029 | 2030 | 2031 | 2032 | 2033 | 2034 | 2035 | TOTAL MAX
|  | lvlcost | lvlcost | aMW_2016 | aMW_2017 | aMW_2018 | aMW_2019 | aMW_2020 | aMW_2021 | aMW_2022 | aMW_2023 | aMW_2024 | aMW_2025 | aMW_2026 | aMW_2027 | aMW_2028 | aMW_2029 | aMW_2030 | aMW_2031 | aMW_2032 | aMW_2033 | aMW_2034 | aMW_2035 | TOTAL MAX
| Block 1: <= 0 mills/kWh | >=-9999 | <=0 | 0.035818 | 0.060661 | 0.077631 | 0.090659 | 0.10193 | 0.1131 | 0.12084 | 0.12733 | 0.1328 | 0.13713 | 0.14065 | 0.14332 | 0.1452 | 0.14654 | 0.14743 | 0.14798 | 0.14829 | 0.14839 | 0.14826 | 0.14807 | 1.4087
| Block 2: <= 10 mills/kWh | >0 | <=10 | 2.1946 | 3.7168 | 4.7566 | 5.5549 | 6.2452 | 6.9299 | 7.4044 | 7.802 | 8.1371 | 8.4021 | 8.6179 | 8.7817 | 8.8966 | 8.9788 | 9.0335 | 9.067 | 9.0862 | 9.0919 | 9.0843 | 9.0723 | 58.0107
| Block 3: 10-20 mills/kWh | >10 | <=20 | 2.7161 | 4.6001 | 5.8869 | 6.8749 | 7.7293 | 8.5767 | 9.1639 | 9.6559 | 10.0707 | 10.3986 | 10.6658 | 10.8685 | 11.0107 | 11.1124 | 11.1801 | 11.2216 | 11.2454 | 11.2524 | 11.2431 | 11.2282 | 75.9924
| Block 4: 20-30 mills/kWh | >20 | <=30 | 4.3911 | 7.4368 | 9.5172 | 11.1143 | 12.4957 | 13.8655 | 14.8149 | 15.6104 | 16.2809 | 16.8111 | 17.2429 | 17.5707 | 17.8005 | 17.965 | 18.0744 | 18.1415 | 18.18 | 18.1913 | 18.1762 | 18.1522 | 123.7245
| Block 5: 30-40 mills/kWh | >30 | <=40 | 4.3911 | 7.4368 | 9.5172 | 11.1143 | 12.4957 | 13.8655 | 14.8149 | 15.6104 | 16.2809 | 16.8111 | 17.2429 | 17.5707 | 17.8005 | 17.965 | 18.0744 | 18.1415 | 18.18 | 18.1913 | 18.1762 | 18.1522 | 123.7245
| Block 6: 40-50 mills/kWh | >40 | <=50 | 4.3911 | 7.4368 | 9.5172 | 11.1143 | 12.4957 | 13.8655 | 14.8149 | 15.6104 | 16.2809 | 16.8111 | 17.2429 | 17.5707 | 17.8005 | 17.965 | 18.0744 | 18.1415 | 18.18 | 18.1913 | 18.1762 | 18.1522 | 123.7245
| Block 7: 50-60 mills/kWh | >50 | <=60 | 4.3911 | 7.4368 | 9.5172 | 11.1143 | 12.4957 | 13.8655 | 14.8149 | 15.6104 | 16.2809 | 16.8111 | 17.2429 | 17.5707 | 17.8005 | 17.965 | 18.0744 | 18.1415 | 18.18 | 18.1913 | 18.1762 | 18.1522 | 123.7245
| Block 8: 60-70 mills/kWh | >60 | <=70 | 4.3911 | 7.4368 | 9.5172 | 11.1143 | 12.4957 | 13.8655 | 14.8149 | 15.6104 | 16.2809 | 16.8111 | 17.2429 | 17.5707 | 17.8005 | 17.965 | 18.0744 | 18.1415 | 18.18 | 18.1913 | 18.1762 | 18.1522 | 123.7245
| Block 9: 70-80 mills/kWh | >70 | <=80 | 4.3911 | 7.4368 | 9.5172 | 11.1143 | 12.4957 | 13.8655 | 14.8149 | 15.6104 | 16.2809 | 16.8111 | 17.2429 | 17.5707 | 17.8005 | 17.965 | 18.0744 | 18.1415 | 18.18 | 18.1913 | 18.1762 | 18.1522 | 123.7245
| Block 10: 80-90 mills/kWh | >80 | <=90 | 4.3911 | 7.4368 | 9.5172 | 11.1143 | 12.4957 | 13.8655 | 14.8149 | 15.6104 | 16.2809 | 16.8111 | 17.2429 | 17.5707 | 17.8005 | 17.965 | 18.0744 | 18.1415 | 18.18 | 18.1913 | 18.1762 | 18.1522 | 123.7245
| Block 11: 90-100 mills/kWh | >90 | <=100 | 4.3911 | 7.4368 | 9.5172 | 11.1143 | 12.4957 | 13.8655 | 14.8149 | 15.6104 | 16.2809 | 16.8111 | 17.2429 | 17.5707 | 17.8005 | 17.965 | 18.0744 | 18.1415 | 18.18 | 18.1913 | 18.1762 | 18.1522 | 123.7245
| Block 12: 100-110 mills/kWh | >100 | <=110 | 4.3911 | 7.4368 | 9.5172 | 11.1143 | 12.4957 | 13.8655 | 14.8149 | 15.6104 | 16.2809 | 16.8111 | 17.2429 | 17.5707 | 17.8005 | 17.965 | 18.0744 | 18.1415 | 18.18 | 18.1913 | 18.1762 | 18.1522 | 123.7245
| Block 13: 110-120 mills/kWh | >110 | <=120 | 4.3911 | 7.4368 | 9.5172 | 11.1143 | 12.4957 | 13.8655 | 14.8149 | 15.6104 | 16.2809 | 16.8111 | 17.2429 | 17.5707 | 17.8005 | 17.965 | 18.0744 | 18.1415 | 18.18 | 18.1913 | 18.1762 | 18.1522 | 123.7245
| Block 14: 120-130 mills/kWh | >120 | <=130 | 4.3911 | 7.4368 | 9.5172 | 11.1143 | 12.4957 | 13.8655 | 14.8149 | 15.6104 | 16.2809 | 16.8111 | 17.2429 | 17.5707 | 17.8005 | 17.965 | 18.0744 | 18.1415 | 18.18 | 18.1913 | 18.1762 | 18.1522 | 123.7245
| Block 15: 130-140 mills/kWh | >130 | <=140 | 4.3911 | 7.4368 | 9.5172 | 11.1143 | 12.4957 | 13.8655 | 14.8149 | 15.6104 | 16.2809 | 16.8111 | 17.2429 | 17.5707 | 17.8005 | 17.965 | 18.0744 | 18.1415 | 18.18 | 18.1913 | 18.1762 | 18.1522 | 123.7245
| Block 16: 140-150 mills/kWh | >140 | <=150 | 4.3911 | 7.4368 | 9.5172 | 11.1143 | 12.4957 | 13.8655 | 14.8149 | 15.6104 | 16.2809 | 16.8111 | 17.2429 | 17.5707 | 17.8005 | 17.965 | 18.0744 | 18.1415 | 18.18 | 18.1913 | 18.1762 | 18.1522 | 123.7245
| Block 17: 150-160 mills/kWh | >150 | <=160 | 4.3911 | 7.4368 | 9.5172 | 11.1143 | 12.4957 | 13.8655 | 14.8149 | 15.6104 | 16.2809 | 16.8111 | 17.2429 | 17.5707 | 17.8005 | 17.965 | 18.0744 | 18.1415 | 18.18 | 18.1913 | 18.1762 | 18.1522 | 123.7245
| Block 18: 160-170 mills/kWh | >160 | <=170 | 4.3911 | 7.4368 | 9.5172 | 11.1143 | 12.4957 | 13.8655 | 14.8149 | 15.6104 | 16.2809 | 16.8111 | 17.2429 | 17.5707 | 17.8005 | 17.965 | 18.0744 | 18.1415 | 18.18 | 18.1913 | 18.1762 | 18.1522 | 123.7245
| Block 19: 170-180 mills/kWh | >170 | <=180 | 4.3911 | 7.4368 | 9.5172 | 11.1143 | 12.4957 | 13.8655 | 14.8149 | 15.6104 | 16.2809 | 16.8111 | 17.2429 | 17.5707 | 17.8005 | 17.965 | 18.0744 | 18.1415 | 18.18 | 18.1913 | 18.1762 | 18.1522 | 123.7245
| Block 20: 180-190 mills/kWh | >180 | <=190 | 4.3911 | 7.4368 | 9.5172 | 11.1143 | 12.4957 | 13.8655 | 14.8149 | 15.6104 | 16.2809 | 16.8111 | 17.2429 | 17.5707 | 17.8005 | 17.965 | 18.0744 | 18.1415 | 18.18 | 18.1913 | 18.1762 | 18.1522 | 123.7245
| Block 21: 190-200 mills/kWh | >190 | <=200 | 4.3911 | 7.4368 | 9.5172 | 11.1143 | 12.4957 | 13.8655 | 14.8149 | 15.6104 | 16.2809 | 16.8111 | 17.2429 | 17.5707 | 17.8005 | 17.965 | 18.0744 | 18.1415 | 18.18 | 18.1913 | 18.1762 | 18.1522 | 123.7245
| Block 22: 200-210 mills/kWh | >200 | <=210 | 4.3911 | 7.4368 | 9.5172 | 11.1143 | 12.4957 | 13.8655 | 14.8149 | 15.6104 | 16.2809 | 16.8111 | 17.2429 | 17.5707 | 17.8005 | 17.965 | 18.0744 | 18.1415 | 18.18 | 18.1913 | 18.1762 | 18.1522 | 123.7245
| Block 23: 210-220 mills/kWh | >210 | <=220 | 4.3911 | 7.4368 | 9.5172 | 11.1143 | 12.4957 | 13.8655 | 14.8149 | 15.6104 | 16.2809 | 16.8111 | 17.2429 | 17.5707 | 17.8005 | 17.965 | 18.0744 | 18.1415 | 18.18 | 18.1913 | 18.1762 | 18.1522 | 123.7245
| Block 24: 220-230 mills/kWh | >220 | <=230 | 4.3911 | 7.4368 | 9.5172 | 11.1143 | 12.4957 | 13.8655 | 14.8149 | 15.6104 | 16.2809 | 16.8111 | 17.2429 | 17.5707 | 17.8005 | 17.965 | 18.0744 | 18.1415 | 18.18 | 18.1913 | 18.1762 | 18.1522 | 123.7245
| Block 25: 230-240 mills/kWh | >230 | <=240 | 4.3911 | 7.4368 | 9.5172 | 11.1143 | 12.4957 | 13.8655 | 14.8149 | 15.6104 | 16.2809 | 16.8111 | 17.2429 | 17.5707 | 17.8005 | 17.965 | 18.0744 | 18.1415 | 18.18 | 18.1913 | 18.1762 | 18.1522 | 123.7245
| Block 26: 240-250 mills/kWh | >240 | <=250 | 4.3911 | 7.4368 | 9.5172 | 11.1143 | 12.4957 | 13.8655 | 14.8149 | 15.6104 | 16.2809 | 16.8111 | 17.2429 | 17.5707 | 17.8005 | 17.965 | 18.0744 | 18.1415 | 18.18 | 18.1913 | 18.1762 | 18.1522 | 123.7245
| Block 27: 250-260 mills/kWh | >250 | <=260 | 4.3911 | 7.4368 | 9.5172 | 11.1143 | 12.4957 | 13.8655 | 14.8149 | 15.6104 | 16.2809 | 16.8111 | 17.2429 | 17.5707 | 17.8005 | 17.965 | 18.0744 | 18.1415 | 18.18 | 18.1913 | 18.1762 | 18.1522 | 123.7245
| Block 28: 260-270 mills/kWh | >260 | <=270 | 4.3911 | 7.4368 | 9.5172 | 11.1143 | 12.4957 | 13.8655 | 14.8149 | 15.6104 | 16.2809 | 16.8111 | 17.2429 | 17.5707 | 17.8005 | 17.965 | 18.0744 | 18.1415 | 18.18 | 18.1913 | 18.1762 | 18.1522 | 123.7245
| Block 29: 270-280 mills/kWh | >270 | <=280 | 4.3911 | 7.4368 | 9.5172 | 11.1143 | 12.4957 | 13.8655 | 14.8149 | 15.6104 | 16.2809 | 16.8111 | 17.2429 | 17.5707 | 17.8005 | 17.965 | 18.0744 | 18.1415 | 18.18 | 18.1913 | 18.1762 | 18.1522 | 123.7245
| Block 30: 280-290 mills/kWh | >280 | <=290 | 4.3911 | 7.4368 | 9.5172 | 11.1143 | 12.4957 | 13.8655 | 14.8149 | 15.6104 | 16.2809 | 16.8111 | 17.2429 | 17.5707 | 17.8005 | 17.965 | 18.0744 | 18.1415 | 18.18 | 18.1913 | 18.1762 | 18.1522 | 123.7245
| Block 31: 290-300 mills/kWh | >290 | <=300 | 4.3911 | 7.4368 | 9.5172 | 11.1143 | 12.4957 | 13.8655 | 14.8149 | 15.6104 | 16.2809 | 16.8111 | 17.2429 | 17.5707 | 17.8005 | 17.965 | 18.0744 | 18.1415 | 18.18 | 18.1913 | 18.1762 | 18.1522 | 123.7245
| Block 32: >300 mills/kWh | >300 | <=999 | 4.3911 | 7.4368 | 9.5172 | 11.1143 | 12.4957 | 13.8655 | 14.8149 | 15.6104 | 16.2809 | 16.8111 | 17.2429 | 17.5707 | 17.8005 | 17.965 | 18.0744 | 18.1415 | 18.18 | 18.1913 | 18.1762 | 18.1522 | 123.7245
RECOMBINE MEASURE BUNDLES INTO SUPPLY CURVE INREMENETAL
|  | SC-NR | Exterior Building Lighting-NR | 2016 | 2017 | 2018 | 2019 | 2020 | 2021 | 2022 | 2023 | 2024 | 2025 | 2026 | 2027 | 2028 | 2029 | 2030 | 2031 | 2032 | 2033 | 2034 | 2035
|  |  |  | aMW_2016 | aMW_2017 | aMW_2018 | aMW_2019 | aMW_2020 | aMW_2021 | aMW_2022 | aMW_2023 | aMW_2024 | aMW_2025 | aMW_2026 | aMW_2027 | aMW_2028 | aMW_2029 | aMW_2030 | aMW_2031 | aMW_2032 | aMW_2033 | aMW_2034 | aMW_2035 | TOTAL MAX
|  | Block 1: <= 0 mills/kWh |  | 0.035818 | 0.060661 | 0.077631 | 0.090659 | 0.10193 | 0.1131 | 0.12084 | 0.12733 | 0.1328 | 0.13713 | 0.14065 | 0.14332 | 0.1452 | 0.14654 | 0.14743 | 0.14798 | 0.14829 | 0.14839 | 0.14826 | 0.14807 | 1.4087
|  | Block 2: <= 10 mills/kWh |  | 2.1588 | 3.6562 | 4.679 | 5.4642 | 6.1433 | 6.8168 | 7.2835 | 7.6746 | 8.0043 | 8.2649 | 8.4772 | 8.6384 | 8.7514 | 8.8322 | 8.886 | 8.919 | 8.9379 | 8.9435 | 8.9361 | 8.9243 | 56.602
|  | Block 3: 10-20 mills/kWh |  | 0.52151 | 0.88324 | 1.1303 | 1.32 | 1.4841 | 1.6468 | 1.7595 | 1.854 | 1.9336 | 1.9966 | 2.0479 | 2.0868 | 2.1141 | 2.1336 | 2.1466 | 2.1546 | 2.1592 | 2.1605 | 2.1587 | 2.1559 | 17.9817
|  | Block 4: 20-30 mills/kWh |  | 1.6749 | 2.8367 | 3.6302 | 4.2395 | 4.7664 | 5.2889 | 5.651 | 5.9544 | 6.2102 | 6.4124 | 6.5772 | 6.7022 | 6.7899 | 6.8526 | 6.8943 | 6.9199 | 6.9346 | 6.9389 | 6.9332 | 6.924 | 47.7321
|  | Block 5: 30-40 mills/kWh |  | 0 | 0 | 0 | 0 | 0 | 0 | 0 | 0 | 0 | 0 | 0 | 0 | 0 | 0 | 0 | 0 | 0 | 0 | 0 | 0 | 0
|  | Block 6: 40-50 mills/kWh |  | 0 | 0 | 0 | 0 | 0 | 0 | 0 | 0 | 0 | 0 | 0 | 0 | 0 | 0 | 0 | 0 | 0 | 0 | 0 | 0 | 0
|  | Block 7: 50-60 mills/kWh |  | 0 | 0 | 0 | 0 | 0 | 0 | 0 | 0 | 0 | 0 | 0 | 0 | 0 | 0 | 0 | 0 | 0 | 0 | 0 | 0 | 0
|  | Block 8: 60-70 mills/kWh |  | 0 | 0 | 0 | 0 | 0 | 0 | 0 | 0 | 0 | 0 | 0 | 0 | 0 | 0 | 0 | 0 | 0 | 0 | 0 | 0 | 0
|  | Block 9: 70-80 mills/kWh |  | 0 | 0 | 0 | 0 | 0 | 0 | 0 | 0 | 0 | 0 | 0 | 0 | 0 | 0 | 0 | 0 | 0 | 0 | 0 | 0 | 0
|  | Block 10: 80-90 mills/kWh |  | 0 | 0 | 0 | 0 | 0 | 0 | 0 | 0 | 0 | 0 | 0 | 0 | 0 | 0 | 0 | 0 | 0 | 0 | 0 | 0 | 0
|  | Block 11: 90-100 mills/kWh |  | 0 | 0 | 0 | 0 | 0 | 0 | 0 | 0 | 0 | 0 | 0 | 0 | 0 | 0 | 0 | 0 | 0 | 0 | 0 | 0 | 0
|  | Block 12: 100-110 mills/kWh |  | 0 | 0 | 0 | 0 | 0 | 0 | 0 | 0 | 0 | 0 | 0 | 0 | 0 | 0 | 0 | 0 | 0 | 0 | 0 | 0 | 0
|  | Block 13: 110-120 mills/kWh |  | 0 | 0 | 0 | 0 | 0 | 0 | 0 | 0 | 0 | 0 | 0 | 0 | 0 | 0 | 0 | 0 | 0 | 0 | 0 | 0 | 0
|  | Block 14: 120-130 mills/kWh |  | 0 | 0 | 0 | 0 | 0 | 0 | 0 | 0 | 0 | 0 | 0 | 0 | 0 | 0 | 0 | 0 | 0 | 0 | 0 | 0 | 0
|  | Block 15: 130-140 mills/kWh |  | 0 | 0 | 0 | 0 | 0 | 0 | 0 | 0 | 0 | 0 | 0 | 0 | 0 | 0 | 0 | 0 | 0 | 0 | 0 | 0 | 0
|  | Block 16: 140-150 mills/kWh |  | 0 | 0 | 0 | 0 | 0 | 0 | 0 | 0 | 0 | 0 | 0 | 0 | 0 | 0 | 0 | 0 | 0 | 0 | 0 | 0 | 0
|  | Block 17: 150-160 mills/kWh |  | 0 | 0 | 0 | 0 | 0 | 0 | 0 | 0 | 0 | 0 | 0 | 0 | 0 | 0 | 0 | 0 | 0 | 0 | 0 | 0 | 0
|  | Block 18: 160-170 mills/kWh |  | 0 | 0 | 0 | 0 | 0 | 0 | 0 | 0 | 0 | 0 | 0 | 0 | 0 | 0 | 0 | 0 | 0 | 0 | 0 | 0 | 0
|  | Block 19: 170-180 mills/kWh |  | 0 | 0 | 0 | 0 | 0 | 0 | 0 | 0 | 0 | 0 | 0 | 0 | 0 | 0 | 0 | 0 | 0 | 0 | 0 | 0 | 0
|  | Block 20: 180-190 mills/kWh |  | 0 | 0 | 0 | 0 | 0 | 0 | 0 | 0 | 0 | 0 | 0 | 0 | 0 | 0 | 0 | 0 | 0 | 0 | 0 | 0 | 0
|  | Block 21: 190-200 mills/kWh |  | 0 | 0 | 0 | 0 | 0 | 0 | 0 | 0 | 0 | 0 | 0 | 0 | 0 | 0 | 0 | 0 | 0 | 0 | 0 | 0 | 0
|  | Block 22: 200-210 mills/kWh |  | 0 | 0 | 0 | 0 | 0 | 0 | 0 | 0 | 0 | 0 | 0 | 0 | 0 | 0 | 0 | 0 | 0 | 0 | 0 | 0 | 0
|  | Block 23: 210-220 mills/kWh |  | 0 | 0 | 0 | 0 | 0 | 0 | 0 | 0 | 0 | 0 | 0 | 0 | 0 | 0 | 0 | 0 | 0 | 0 | 0 | 0 | 0
|  | Block 24: 220-230 mills/kWh |  | 0 | 0 | 0 | 0 | 0 | 0 | 0 | 0 | 0 | 0 | 0 | 0 | 0 | 0 | 0 | 0 | 0 | 0 | 0 | 0 | 0
|  | Block 25: 230-240 mills/kWh |  | 0 | 0 | 0 | 0 | 0 | 0 | 0 | 0 | 0 | 0 | 0 | 0 | 0 | 0 | 0 | 0 | 0 | 0 | 0 | 0 | 0
|  | Block 26: 240-250 mills/kWh |  | 0 | 0 | 0 | 0 | 0 | 0 | 0 | 0 | 0 | 0 | 0 | 0 | 0 | 0 | 0 | 0 | 0 | 0 | 0 | 0 | 0
|  | Block 27: 250-260 mills/kWh |  | 0 | 0 | 0 | 0 | 0 | 0 | 0 | 0 | 0 | 0 | 0 | 0 | 0 | 0 | 0 | 0 | 0 | 0 | 0 | 0 | 0
|  | Block 28: 260-270 mills/kWh |  | 0 | 0 | 0 | 0 | 0 | 0 | 0 | 0 | 0 | 0 | 0 | 0 | 0 | 0 | 0 | 0 | 0 | 0 | 0 | 0 | 0
|  | Block 29: 270-280 mills/kWh |  | 0 | 0 | 0 | 0 | 0 | 0 | 0 | 0 | 0 | 0 | 0 | 0 | 0 | 0 | 0 | 0 | 0 | 0 | 0 | 0 | 0
|  | Block 30: 280-290 mills/kWh |  | 0 | 0 | 0 | 0 | 0 | 0 | 0 | 0 | 0 | 0 | 0 | 0 | 0 | 0 | 0 | 0 | 0 | 0 | 0 | 0 | 0
|  | Block 31: 290-300 mills/kWh |  | 0 | 0 | 0 | 0 | 0 | 0 | 0 | 0 | 0 | 0 | 0 | 0 | 0 | 0 | 0 | 0 | 0 | 0 | 0 | 0 | 0
|  | Block 32: >300 mills/kWh |  | 0 | 0 | 0 | 0 | 0 | 0 | 0 | 0 | 0 | 0 | 0 | 0 | 0 | 0 | 0 | 0 | 0 | 0 | 0 | 0 | 0
|  | Total per Year |  | 4.3911 | 7.4368 | 9.5172 | 11.1143 | 12.4957 | 13.8655 | 14.8149 | 15.6104 | 16.2809 | 16.8111 | 17.2429 | 17.5707 | 17.8005 | 17.965 | 18.0744 | 18.1415 | 18.18 | 18.1913 | 18.1762 | 18.1522 | TOTAL MAX
|  | Cumulative at Earliest Deployment |  | 4.3911 | 11.8278 | 21.345 | 32.4593 | 44.955 | 58.8205 | 73.6354 | 89.2458 | 105.5267 | 122.3378 | 123.7245 | 123.7245 | 123.7245 | 123.7245 | 123.7245 | 123.7245 | 123.7245 | 123.7245 | 123.7245 | 123.7245 | 123.7245
Note on A6: Charlie Grist: Link this to central switch SOMEPLACE. Use to switch forecast.

## M_Input_Out
Shaped Savings Results; By Category and sorted by TRC BC ratio
[14 empty] | Savings Allocation by Category and Month for Segments 1 | [11 empty] | Savings Allocation by Category and Month for Segments 2
Category | Measure | Busbar Savings | First Cost | Admin Cost | First Year Program Cost | PV Cost | PV Benefits | Unit Program Cost: First Year Program Cost in $/average annual kW saved | Utility System Net Levelized Cost (Net of T&D Capacity Benefits, Act Credit & Risk-Mitigation) in mills/kWh | TRC Net Levelized Cost (Net of All Benefits) in mills/kWh | TRC B/C Ratio | Net Electric & Gas System CO2 Avoided (Lifetime Tons) | Wholesale KW | Jan | Feb | Mar | Apr | May | Jun | Jul | Aug | Sep | Oct | Nov | Dec | Jan | Feb | Mar | Apr | May | Jun | Jul | Aug | Sep | Oct | Nov | Dec
Exterior Lighting: Walkway - HID 150W - New |  | 71.5968 | 0.68761 | 0.13752 | 0.82514 | -4.6183 | 47.212 | 100.9569 | -12.6445 | -17.9987 | 53.0893 | 0.68017 | 0.016712 | 2.9324 | 2.1678 | 2.0194 | 1.1593 | 0.93126 | 0.72238 | 0.7538 | 1.0972 | 1.3862 | 2.2614 | 2.6188 | 3.0849 | 4.86 | 4.2157 | 4.2499 | 4.0469 | 3.7274 | 3.3867 | 3.6982 | 3.9933 | 4.3044 | 4.4424 | 4.6569 | 4.8801
Exterior Lighting: Walkway - INC 75W - New |  | 1.8393 | 0.029395 | 0.005879 | 0.035274 | -2.8648 | 1.2129 | 167.9956 | -12.2408 | -127.8572 | 49.5191 | 0.017474 | 0.00042933 | 0.075334 | 0.055692 | 0.051879 | 0.029783 | 0.023924 | 0.018558 | 0.019365 | 0.028187 | 0.035612 | 0.058096 | 0.067277 | 0.079251 | 0.12485 | 0.1083 | 0.10918 | 0.10397 | 0.095757 | 0.087005 | 0.095007 | 0.10259 | 0.11058 | 0.11412 | 0.11963 | 0.12537
Exterior Lighting: Walkway - INC 75W - NR |  | 1.8393 | 0.029395 | 0.005879 | 0.035274 | -2.8648 | 1.2129 | 167.9956 | -12.2408 | -127.8572 | 49.5191 | 0.017474 | 0.00042933 | 0.075334 | 0.055692 | 0.051879 | 0.029783 | 0.023924 | 0.018558 | 0.019365 | 0.028187 | 0.035612 | 0.058096 | 0.067277 | 0.079251 | 0.12485 | 0.1083 | 0.10918 | 0.10397 | 0.095757 | 0.087005 | 0.095007 | 0.10259 | 0.11058 | 0.11412 | 0.11963 | 0.12537
Exterior Lighting: Façade - HID 150W - New |  | 71.7617 | 0.75268 | 0.15054 | 0.90321 | -4.8809 | 47.3207 | 110.2557 | -12.5885 | -18.2571 | 48.9275 | 0.68174 | 0.01675 | 2.9392 | 2.1728 | 2.0241 | 1.162 | 0.9334 | 0.72405 | 0.75554 | 1.0997 | 1.3894 | 2.2666 | 2.6248 | 3.092 | 4.8712 | 4.2254 | 4.2596 | 4.0562 | 3.736 | 3.3945 | 3.7067 | 4.0025 | 4.3143 | 4.4526 | 4.6676 | 4.8914
Exterior Lighting: Façade - HID 400W - New |  | 30.9632 | 0.93213 | 0.18643 | 1.1186 | -0.56436 | 20.4176 | 316.457 | -11.3469 | -14.5936 | 16.5554 | 0.29415 | 0.0072273 | 1.2682 | 0.93751 | 0.87334 | 0.50136 | 0.40274 | 0.31241 | 0.32599 | 0.47449 | 0.59949 | 0.97799 | 1.1325 | 1.3341 | 2.1018 | 1.8231 | 1.8379 | 1.7502 | 1.612 | 1.4646 | 1.5993 | 1.727 | 1.8615 | 1.9212 | 2.0139 | 2.1105
Exterior Lighting: Walkway - INC 75W - Retro |  | 1.8393 | 0.1873 | 0.03746 | 0.22476 | -2.4133 | 1.2129 | 1070.4425 | -6.8068 | -109.7966 | 7.7715 | 0.017474 | 0.00042933 | 0.075334 | 0.055692 | 0.051879 | 0.029783 | 0.023924 | 0.018558 | 0.019365 | 0.028187 | 0.035612 | 0.058096 | 0.067277 | 0.079251 | 0.12485 | 0.1083 | 0.10918 | 0.10397 | 0.095757 | 0.087005 | 0.095007 | 0.10259 | 0.11058 | 0.11412 | 0.11963 | 0.12537
Exterior Lighting: Walkway - CFL 26W - New |  | 2.4779 | 0.13553 | 0.027107 | 0.16264 | -0.92626 | 1.6339 | 574.9809 | -9.7902 | -40.7584 | 7.607 | 0.02354 | 0.00057837 | 0.10149 | 0.075026 | 0.06989 | 0.040122 | 0.032229 | 0.025001 | 0.026088 | 0.037972 | 0.047974 | 0.078265 | 0.090633 | 0.10676 | 0.1682 | 0.1459 | 0.14708 | 0.14006 | 0.129 | 0.11721 | 0.12799 | 0.1382 | 0.14897 | 0.15374 | 0.16117 | 0.16889
Exterior Lighting: Walkway - CFL 26W - NR |  | 2.4779 | 0.13553 | 0.027107 | 0.16264 | -0.92626 | 1.6339 | 574.9809 | -9.7902 | -40.7584 | 7.607 | 0.02354 | 0.00057837 | 0.10149 | 0.075026 | 0.06989 | 0.040122 | 0.032229 | 0.025001 | 0.026088 | 0.037972 | 0.047974 | 0.078265 | 0.090633 | 0.10676 | 0.1682 | 0.1459 | 0.14708 | 0.14006 | 0.129 | 0.11721 | 0.12799 | 0.1382 | 0.14897 | 0.15374 | 0.16117 | 0.16889
Exterior Lighting: Parking Lot - MH 400W - New |  | 55.1091 | 5.3073 | 1.0615 | 6.3687 | 7.3837 | 36.3398 | 1012.3519 | -7.1566 | -3.3937 | 3.9721 | 0.52354 | 0.012863 | 2.2571 | 1.6686 | 1.5544 | 0.89233 | 0.7168 | 0.55603 | 0.58021 | 0.84452 | 1.067 | 1.7407 | 2.0157 | 2.3745 | 3.7408 | 3.2449 | 3.2712 | 3.115 | 2.8691 | 2.6068 | 2.8466 | 3.0737 | 3.3132 | 3.4194 | 3.5844 | 3.7563
Exterior Lighting: Parking Lot - HPS 250W - New |  | 139.5834 | 14.5373 | 2.9075 | 17.4448 | 21.1017 | 92.0434 | 1094.8029 | -6.6602 | -2.1286 | 3.6583 | 1.326 | 0.032581 | 5.717 | 4.2264 | 3.937 | 2.2602 | 1.8156 | 1.4083 | 1.4696 | 2.139 | 2.7025 | 4.4088 | 5.1055 | 6.0142 | 9.475 | 8.2188 | 8.2854 | 7.8898 | 7.2669 | 6.6026 | 7.2099 | 7.7853 | 8.3917 | 8.6608 | 9.0789 | 9.5142
Exterior Lighting: Façade - HID 400W - NR |  | 30.9632 | 5.9721 | 1.1944 | 7.1665 | 6.7288 | 20.4176 | 2027.5132 | -1.0439 | 2.7381 | 2.584 | 0.29415 | 0.0072273 | 1.2682 | 0.93751 | 0.87334 | 0.50136 | 0.40274 | 0.31241 | 0.32599 | 0.47449 | 0.59949 | 0.97799 | 1.1325 | 1.3341 | 2.1018 | 1.8231 | 1.8379 | 1.7502 | 1.612 | 1.4646 | 1.5993 | 1.727 | 1.8615 | 1.9212 | 2.0139 | 2.1105
Exterior Lighting: Parking Lot - MH 1000W - New |  | 6.7026 | 1.0527 | 0.21054 | 1.2633 | 1.8065 | 4.4198 | 1651.0261 | -3.3109 | 6.5791 | 2.3523 | 0.063675 | 0.0015645 | 0.27452 | 0.20294 | 0.18905 | 0.10853 | 0.08718 | 0.067627 | 0.070568 | 0.10271 | 0.12977 | 0.21171 | 0.24516 | 0.2888 | 0.45498 | 0.39465 | 0.39785 | 0.37886 | 0.34895 | 0.31705 | 0.34621 | 0.37384 | 0.40296 | 0.41588 | 0.43596 | 0.45686
Exterior Lighting: Façade - HID 400W - Retro |  | 30.9632 | 6.6778 | 1.3356 | 8.0133 | 7.75 | 20.4176 | 2267.096 | 0.39869 | 5.1649 | 2.3109 | 0.29415 | 0.0072273 | 1.2682 | 0.93751 | 0.87334 | 0.50136 | 0.40274 | 0.31241 | 0.32599 | 0.47449 | 0.59949 | 0.97799 | 1.1325 | 1.3341 | 2.1018 | 1.8231 | 1.8379 | 1.7502 | 1.612 | 1.4646 | 1.5993 | 1.727 | 1.8615 | 1.9212 | 2.0139 | 2.1105
Exterior Lighting: Walkway - HID 150W - NR |  | 70.745 | 15.9009 | 3.1802 | 19.0811 | 19.9591 | 46.6503 | 2362.7214 | 0.97449 | 7.507 | 2.0438 | 0.67208 | 0.016513 | 2.8975 | 2.142 | 1.9954 | 1.1455 | 0.92018 | 0.71379 | 0.74483 | 1.0841 | 1.3697 | 2.2345 | 2.5876 | 3.0482 | 4.8022 | 4.1655 | 4.1993 | 3.9988 | 3.6831 | 3.3464 | 3.6542 | 3.9458 | 4.2532 | 4.3895 | 4.6015 | 4.8221
Exterior Lighting: Façade - HID 150W - NR |  | 71.7617 | 19.2714 | 3.8543 | 23.1257 | 21.9171 | 47.3207 | 2822.9686 | 3.7458 | 9.2205 | 1.9109 | 0.68174 | 0.01675 | 2.9392 | 2.1728 | 2.0241 | 1.162 | 0.9334 | 0.72405 | 0.75554 | 1.0997 | 1.3894 | 2.2666 | 2.6248 | 3.092 | 4.8712 | 4.2254 | 4.2596 | 4.0562 | 3.736 | 3.3945 | 3.7067 | 4.0025 | 4.3143 | 4.4526 | 4.6676 | 4.8914
Exterior Lighting: Parking Lot - MH 400W - NR |  | 55.1091 | 13.3882 | 2.6776 | 16.0658 | 22.2181 | 36.3398 | 2553.7817 | 2.1249 | 16.4132 | 1.5746 | 0.52354 | 0.012863 | 2.2571 | 1.6686 | 1.5544 | 0.89233 | 0.7168 | 0.55603 | 0.58021 | 0.84452 | 1.067 | 1.7407 | 2.0157 | 2.3745 | 3.7408 | 3.2449 | 3.2712 | 3.115 | 2.8691 | 2.6068 | 2.8466 | 3.0737 | 3.3132 | 3.4194 | 3.5844 | 3.7563
Exterior Lighting: Façade - HID 150W - Retro |  | 71.7617 | 23.5834 | 4.7167 | 28.3001 | 28.1569 | 47.3207 | 3454.617 | 7.5492 | 15.6186 | 1.5615 | 0.68174 | 0.01675 | 2.9392 | 2.1728 | 2.0241 | 1.162 | 0.9334 | 0.72405 | 0.75554 | 1.0997 | 1.3894 | 2.2666 | 2.6248 | 3.092 | 4.8712 | 4.2254 | 4.2596 | 4.0562 | 3.736 | 3.3945 | 3.7067 | 4.0025 | 4.3143 | 4.4526 | 4.6676 | 4.8914
Exterior Lighting: Walkway - HID 150W - Retro |  | 70.745 | 21.6733 | 4.3347 | 26.0079 | 29.2423 | 46.6503 | 3220.4301 | 6.1391 | 17.1624 | 1.4994 | 0.67208 | 0.016513 | 2.8975 | 2.142 | 1.9954 | 1.1455 | 0.92018 | 0.71379 | 0.74483 | 1.0841 | 1.3697 | 2.2345 | 2.5876 | 3.0482 | 4.8022 | 4.1655 | 4.1993 | 3.9988 | 3.6831 | 3.3464 | 3.6542 | 3.9458 | 4.2532 | 4.3895 | 4.6015 | 4.8221
Exterior Lighting: Parking Lot - MH 400W - Retro |  | 55.1091 | 14.53 | 2.906 | 17.436 | 24.3141 | 36.3398 | 2771.576 | 3.4364 | 19.2118 | 1.4509 | 0.52354 | 0.012863 | 2.2571 | 1.6686 | 1.5544 | 0.89233 | 0.7168 | 0.55603 | 0.58021 | 0.84452 | 1.067 | 1.7407 | 2.0157 | 2.3745 | 3.7408 | 3.2449 | 3.2712 | 3.115 | 2.8691 | 2.6068 | 2.8466 | 3.0737 | 3.3132 | 3.4194 | 3.5844 | 3.7563
Exterior Lighting: Parking Lot - MH 1000W - NR |  | 6.7026 | 1.9471 | 0.38943 | 2.3366 | 3.4484 | 4.4198 | 3053.8014 | 5.1358 | 24.6043 | 1.2718 | 0.063675 | 0.0015645 | 0.27452 | 0.20294 | 0.18905 | 0.10853 | 0.08718 | 0.067627 | 0.070568 | 0.10271 | 0.12977 | 0.21171 | 0.24516 | 0.2888 | 0.45498 | 0.39465 | 0.39785 | 0.37886 | 0.34895 | 0.31705 | 0.34621 | 0.37384 | 0.40296 | 0.41588 | 0.43596 | 0.45686
Exterior Lighting: Parking Lot - MH 1000W - Retro |  | 6.7026 | 2.0082 | 0.40163 | 2.4098 | 3.5604 | 4.4198 | 3149.478 | 5.7119 | 25.8337 | 1.2331 | 0.063675 | 0.0015645 | 0.27452 | 0.20294 | 0.18905 | 0.10853 | 0.08718 | 0.067627 | 0.070568 | 0.10271 | 0.12977 | 0.21171 | 0.24516 | 0.2888 | 0.45498 | 0.39465 | 0.39785 | 0.37886 | 0.34895 | 0.31705 | 0.34621 | 0.37384 | 0.40296 | 0.41588 | 0.43596 | 0.45686
Exterior Lighting: Parking Lot - HPS 250W - NR |  | 139.5834 | 45.5438 | 9.1088 | 54.6525 | 78.0209 | 92.0434 | 3429.8939 | 7.4004 | 27.8765 | 1.1677 | 1.326 | 0.032581 | 5.717 | 4.2264 | 3.937 | 2.2602 | 1.8156 | 1.4083 | 1.4696 | 2.139 | 2.7025 | 4.4088 | 5.1055 | 6.0142 | 9.475 | 8.2188 | 8.2854 | 7.8898 | 7.2669 | 6.6026 | 7.2099 | 7.7853 | 8.3917 | 8.6608 | 9.0789 | 9.5142
Exterior Lighting: Parking Lot - HPS 250W - Retro |  | 139.5834 | 50.0675 | 10.0135 | 60.081 | 86.3252 | 92.0434 | 3770.5746 | 9.4517 | 32.2541 | 1.0622 | 1.326 | 0.032581 | 5.717 | 4.2264 | 3.937 | 2.2602 | 1.8156 | 1.4083 | 1.4696 | 2.139 | 2.7025 | 4.4088 | 5.1055 | 6.0142 | 9.475 | 8.2188 | 8.2854 | 7.8898 | 7.2669 | 6.6026 | 7.2099 | 7.7853 | 8.3917 | 8.6608 | 9.0789 | 9.5142
Exterior Lighting: Walkway - CFL 26W - Retro |  | 2.4779 | 1.0316 | 0.20631 | 1.2379 | 1.6355 | 1.6339 | 4376.2207 | 13.0986 | 35.3158 | 0.99946 | 0.02354 | 0.00057837 | 0.10149 | 0.075026 | 0.06989 | 0.040122 | 0.032229 | 0.025001 | 0.026088 | 0.037972 | 0.047974 | 0.078265 | 0.090633 | 0.10676 | 0.1682 | 0.1459 | 0.14708 | 0.14006 | 0.129 | 0.11721 | 0.12799 | 0.1382 | 0.14897 | 0.15374 | 0.16117 | 0.16889

## M_Input
Data Set Name
Measure Index Name | Exterior Building Lighting
Costs must be denominated in the same year as 'Input Cost Reference Year' = |  | 2012
Units per KSF Floor Area | Weight by KSF Floor Area
1 | 2 | 3 | 4 | 5 | 6 | 7 | 8 | 9 | 10 | 11 | 12 | 13 | 14 | 15 | 16 | 17 | 18 | 19 | 20 | 21 | 22 | 23 | 24 | 25 | 26 | 27 | 28 | 29 | 30 | 31 | 32 | 33 | 34 | 35 | 36 | 37 | 38 | 39 | 40 | 41 | 42 | 43 | 44 | 45 | 46 | 47 | 48 | 49 | 50 | 51 | 52 | 53 | 54 | 55 | 56 | 57 | 58 | 59 | 60 | 61 | 62 | 63 | 64 | 65 | 66 | 67 | 68 | 69 | 70 | 71 | 72 | 73 | 74 | 75 | 76 | 77 | 78 | 79 | 80 | 81 | 82 | 83 | 84 | 85 | 86 | 87 | 88 | 89 | 90 | 91 | 92 | 93 | 94 | 95 | 96 | 97 | 98 | 99 | 100 | 101 | 102 | 103 | 104 | 105
Input Data | [7 empty] | Periodic Replacement Costs and Savings and Replacement Period | [5 empty] | Gas Inputs |  | Retro or LO | Early Retrofit Parameters
Category Name | Measure Name | Savings (kwh/yr) | Life (yrs) | Capital Cost | Annual O&M | Shape Pointer | Non-E Val ($/yr) | Cost 1 ($) | Period 1 | Cost 2 ($) | Period 2 | Cost 3 ($) | Period 3 | Savings (therms/yr) | Shape Pointer | R or L | Savings 2 (kWh) | Remaining Life (yrs) | Salvage Value ($)
Exterior Lighting: Parking Lot - HPS 250W - New | Exterior Lighting: Parking Lot - HPS 250W to LED 135W - New | 130.1965 | 11.6279 | 14.5373 |  | S-All-Lgt-Streetlight-All-All-U |  | -4.5237 | 5.5814 | [6 empty] | L
Exterior Lighting: Parking Lot - MH 400W - New | Exterior Lighting: Parking Lot - MH 400W to LED 180W - New | 51.4031 | 11.6279 | 5.3073 |  | S-All-Lgt-Streetlight-All-All-U |  | -1.1418 | 3.7209 | [6 empty] | L
Exterior Lighting: Parking Lot - MH 1000W - New | Exterior Lighting: Parking Lot - MH 1000W to LED 421W - New | 6.2519 | 11.6279 | 1.0527 |  | S-All-Lgt-Streetlight-All-All-U |  | -0.061005 | 3.7209 | [6 empty] | L
Exterior Lighting: Parking Lot - HPS 250W - NR | Exterior Lighting: Parking Lot - HPS 250W to LED 135W - NR | 130.1965 | 11.6279 | 45.5438 |  | S-All-Lgt-Streetlight-All-All-U |  | -4.5237 | 5.5814 | [6 empty] | L
Exterior Lighting: Parking Lot - MH 400W - NR | Exterior Lighting: Parking Lot - MH 400W to LED 180W - NR | 51.4031 | 11.6279 | 13.3882 |  | S-All-Lgt-Streetlight-All-All-U |  | -1.1418 | 3.7209 | [6 empty] | L
Exterior Lighting: Parking Lot - MH 1000W - NR | Exterior Lighting: Parking Lot - MH 1000W to LED 421W - NR | 6.2519 | 11.6279 | 1.9471 |  | S-All-Lgt-Streetlight-All-All-U |  | -0.061005 | 3.7209 | [6 empty] | L
Exterior Lighting: Parking Lot - HPS 250W - Retro | Exterior Lighting: Parking Lot - HPS 250W to LED 135W - Retro | 130.1965 | 11.6279 | 50.0675 |  | S-All-Lgt-Streetlight-All-All-U |  | -4.5237 | 5.5814 | [6 empty] | R
Exterior Lighting: Parking Lot - MH 400W - Retro | Exterior Lighting: Parking Lot - MH 400W to LED 180W - Retro | 51.4031 | 11.6279 | 14.53 |  | S-All-Lgt-Streetlight-All-All-U |  | -1.1418 | 3.7209 | [6 empty] | R
Exterior Lighting: Parking Lot - MH 1000W - Retro | Exterior Lighting: Parking Lot - MH 1000W to LED 421W - Retro | 6.2519 | 11.6279 | 2.0082 |  | S-All-Lgt-Streetlight-All-All-U |  | -0.061005 | 3.7209 | [6 empty] | R
Exterior Lighting: Façade - HID 150W - New | Exterior Lighting: Façade - HID 150W to LED 27W - New | 66.9358 | 16.2791 | 0.75268 |  | S-All-Lgt-Streetlight-All-All-U |  | -4.312 | 5.5814 | [6 empty] | L
Exterior Lighting: Façade - HID 400W - New | Exterior Lighting: Façade - HID 400W to LED 82W - New | 28.881 | 16.2791 | 0.93213 |  | S-All-Lgt-Streetlight-All-All-U |  | -0.70569 | 3.7209 | [6 empty] | L
Exterior Lighting: Façade - HID 150W - NR | Exterior Lighting: Façade - HID 150W to LED 27W - NR | 66.9358 | 16.2791 | 19.2714 |  | S-All-Lgt-Streetlight-All-All-U |  | -4.312 | 5.5814 | [6 empty] | L
Exterior Lighting: Façade - HID 400W - NR | Exterior Lighting: Façade - HID 400W to LED 82W - NR | 28.881 | 16.2791 | 5.9721 |  | S-All-Lgt-Streetlight-All-All-U |  | -0.70569 | 3.7209 | [6 empty] | L
Exterior Lighting: Façade - HID 150W - Retro | Exterior Lighting: Façade - HID 150W to LED 27W - Retro | 66.9358 | 16.2791 | 23.5834 |  | S-All-Lgt-Streetlight-All-All-U |  | -4.312 | 5.5814 | [6 empty] | R
Exterior Lighting: Façade - HID 400W - Retro | Exterior Lighting: Façade - HID 400W to LED 82W - Retro | 28.881 | 16.2791 | 6.6778 |  | S-All-Lgt-Streetlight-All-All-U |  | -0.70569 | 3.7209 | [6 empty] | R
Exterior Lighting: Walkway - HID 150W - New | Exterior Lighting: Walkway - HID 150W to LED 28W - New | 66.782 | 16.2791 | 0.68761 |  | S-All-Lgt-Streetlight-All-All-U |  | -4.0543 | 5.5814 | [6 empty] | L
Exterior Lighting: Walkway - CFL 26W - New | Exterior Lighting: Walkway - CFL 26W to LED 12W - New | 2.3112 | 6.6763 | 0.13553 |  | S-All-Lgt-Streetlight-All-All-U |  | -0.33142 | 2.3256 | [6 empty] | L
Exterior Lighting: Walkway - INC 75W - New | Exterior Lighting: Walkway - INC 75W to LED 12W - New | 1.7156 | 6.6763 | 0.029395 |  | S-All-Lgt-Streetlight-All-All-U |  | -0.055391 | 0.23256 | [6 empty] | L
Exterior Lighting: Walkway - HID 150W - NR | Exterior Lighting: Walkway - HID 150W to LED 29W - NR | 65.9875 | 13.9535 | 15.9009 |  | S-All-Lgt-Streetlight-All-All-U |  | -4.0543 | 5.5814 | [6 empty] | L
Exterior Lighting: Walkway - CFL 26W - NR | Exterior Lighting: Walkway - CFL 26W to LED 12W - NR | 2.3112 | 6.6763 | 0.13553 |  | S-All-Lgt-Streetlight-All-All-U |  | -0.33142 | 2.3256 | [6 empty] | L
Exterior Lighting: Walkway - INC 75W - NR | Exterior Lighting: Walkway - INC 75W to LED 12W - NR | 1.7156 | 6.6763 | 0.029395 |  | S-All-Lgt-Streetlight-All-All-U |  | -0.055391 | 0.23256 | [6 empty] | L
Exterior Lighting: Walkway - HID 150W - Retro | Exterior Lighting: Walkway - HID 150W to LED 29W - Retro | 65.9875 | 13.9535 | 21.6733 |  | S-All-Lgt-Streetlight-All-All-U |  | -4.0543 | 5.5814 | [6 empty] | R
Exterior Lighting: Walkway - CFL 26W - Retro | Exterior Lighting: Walkway - CFL 26W to LED 12W - Retro | 2.3112 | 6.6763 | 1.0316 |  | S-All-Lgt-Streetlight-All-All-U |  | -0.33142 | 2.3256 | [6 empty] | R
Exterior Lighting: Walkway - INC 75W - Retro | Exterior Lighting: Walkway - INC 75W to LED 12W - Retro | 1.7156 | 6.6763 | 0.1873 |  | S-All-Lgt-Streetlight-All-All-U |  | -0.055391 | 0.23256 | [6 empty] | R
ProCost Results
Version: | ProCost 3.0 - Beta04
Run Time: | Wednesday, 11 March , 2015 at 11:09 PM
Regurgitation of ProData input parameters which were used for this run
| Run Parameters |  | Run Parameters |  |  | Marginal Cost & Conservation Load Shape Parameters | [9 empty] | Sponsor Parameters | [5 empty] | Program Parameters |  |  | Utility System Parameters
| Run Type | Electric | Run Type | Electric |  | Marginal Costs and Savings Shape File | Q:\SeventhPlan\Conservation Analysis\Global EE Inputs\MC Files\MC_AND_LOADSHAPE_v3.0_24segment-7P-D9 - NewSegValues.xlsx |  |  | 6P MidC Final (with carbon) | [6 empty] | Customer | Wholesale Elec | Retail Elec | Nat Gas |  | Program Life (yrs) | 20 |  |  | Electric | Gas
| Negative B/C Ratios | Off | Negative B/C Ratios | Off |  | Marginal Elec Avoided Cost Input Worksheet | 7P Mid |  |  | Conservation Load Shapes | [5 empty] | Real After-Tax Cost of Capital | 0.068013 | 0.043878 | 0.053289 | 0.054479 |  | Program Start Date | 2016 |  | Bulk System T&D Loss Factor | 0.0040389 | 0.01
| Admin Cost @ Category Level | On | Admin Cost @ Category Level | On |  | Elec Savings Shape Input Worksheet | GLSShapes |  |  | 6P_Gas_Final | [5 empty] | Financial Life (years) | 12 | 12 | 1 | 1 |  | Present Value Time Zero | 2016 |  | Bulk System T&D Credit ($/kw-yr)($/dailytherm-yr) | 26 | 0
| Repeat Periodic Replacement | On | Repeat Periodic Replacement | On |  | Marginal Gas Avoided Cost Input Worksheet | 7P Gas |  |  | Conservation Load Shapes | [6 empty] | Customer | Wholesale Elec | Retail Elec | Nat Gas |  | Input Cost Reference Year | 2012 |  | Bulk System T&D I2R Loss Component (%) | 0.9 | N/A
[6 empty] | Gas Savings Shape Input Worksheet | GLSShapes | [8 empty] | Sponsor Share of Initial Capital Cost | 0.35 | 0.195 | 0.455 | 0 |  | Real Discount Rate | 0.04 |  | Local System Dist Loss Factor | 0.047399 | 0
| Run Type: | Electric |  |  |  | Marginal Elec CO2 per kWh Input Worksheet | CO2 lbs per kWh .95 |  |  | CO2 lbs per therm | [5 empty] | Sponsor Share of Annual O&M | 1 | 0 | 0 | 0 |  | Capital Real Escalation Rate | 0 |  | Local System Dist Credit ($/kw-yr)($/dailytherm-yr) | 31 | 0
| Negative B/C Ratios: | False: (Converts Negative B/C Ratios) |  |  |  | Marginal Gas CO2 per therm Input Worksheet | CO2 lbs per therm |  |  | Zero Dollars per ton CO2 | [5 empty] | Sponsor Share of Periodic Replacement Cost | 1 | 0 | 0 | 0 |  | Admin Cost (as % of Initial Capital Cost) | 0.2 |  | Local System Dist I2R Loss Component (%) | 0.7 | N/A
| Admin Cost / Category Level: | True: Admin Costs added at Category Results |  |  |  | Marginal Avoided Cost CO2 Input Worksheet | Zero Dollars per ton CO2 |  |  | LineLossShapes | [5 empty] | Sponsor Share of Admin Cost |  | 0.3 | 0.7 | 0 |  | Regional Act Conservation Credit (%) | 0 |  | Risk-Mitigation Credit (mills/kWh)(mills/therm) - Retro. | 0 | 0
| Periodic O&M Treatment: | True: (Periodic O&M Repeats over measure life) |  |  |  | Line Loss Shape Input Worksheet | LineLossShapes | [8 empty] | Last Year of Non-Customer O&M & Period Replacement |  | 20 |  |  |  | Report Annual Carbon Saved for Year | 2018 |  | Risk-Mitigation Credit (mills/kWh)(mills/therm) - Lost Op. | 0 | 0
Measure Results; Sorted in same order as input
Total Results |  | Measure Input Data | [8 empty] | Savings | [5 empty] | PV Capital |  |  |  | PV Admin |  |  |  | PV O&M |  |  |  | PV Periodic Repl. |  |  |  | Total PV Capital, O&M and Periodic Repl Costs |  |  |  |  | PV Wholesale Electric Utility Costs & Benefits | [6 empty] | PV Retail Electric Utility Costs & Benefits | [6 empty] | PV Electric Utility System Costs & Benefits | [5 empty] | Electric Utility System Economics |  | Sponsor Levelized Cost (mills/kwh) |  |  |  |  | PV Regional Costs & Benefits | [15 empty] | TRC Economics |  | Physical CO2 | [6 empty] | Gas Inputs |  |  |  | PV Gas Utility System Costs & Benefits |  |  |  |  | Gas Utility System Economics
Category | Measure | Measure Life | Site Savings (kWh) | Site Savings (therms) | Capital Cost ($/unit) | Annual O&M Cost ($/unit) | PV Per. Repl. Cost ($/unit) | Load Shape (electric) | Diversified Load Factor (electric) | Wholesale Power Coincidence Factor (electric) | Wholesale Electric Energy (kWh) | Wholesale Electric Demand (kw) | Retail Electric Demand (kW) | Wholesale Gas Energy (therms/yr) | Wholesale Gas Demand (therms/day) | Retail Gas Demand (therms/day) | Wholesale Electric | Retail Electric | Natural Gas | Customer | Wholesale Electric | Retail Electric | Natural Gas | Customer | Wholesale Electric | Retail Electric | Natural Gas | Customer | Wholesale Electric | Retail Electric | Natural Gas | Customer | Wholesale Electric | Retail Electric | Natural Gas | Customer | Total | Wholesale Utility System Energy | Wholesale Utility System T&D Def. Cap. | Wholesale Utility System Act C-E Credit | Wholesale Utility System Risk Mitigation Benefit | Wholesale Utility System Total System Benefit | Wholesale Utility System Total Non-Consumer Cost | Wholesale Utility System B/C Ratio | Retail Utility System Energy | Retail Utility System T&D Def. Cap. | Retail Utility System Act C-E Credit | Retail Utility System Risk Mitigation Benefit | Retail Utility System Total System Benefit | Retail Utility System Total Non-Consumer Cost | Retail Utility System System B/C Ratio | Utility System Energy | Utility System T&D Def. Cap. | Utility System Act C-E Credit | Utility System Total Risk Mitigation Benefit | Utility System Total System Benefit | Utility System Total Non-Consumer Cost | Utility System Net Levelized Cost (Net of Elec T&D Capacity Benefits, Act Credit & Risk-Mitigation Benefit) in mills/kwh | Utility System System B/C Ratio | Wholesale Electric Levelized Cost | Retail Electric Levelized Cost | Natural Gas Levelized Cost | Customer Levelized Cost | Total Levelized Cost | PV Regional Electric Energy | PV Regional Gas Energy | PV Regional Electric T&D Def. Cap. | PV Regional Gas T&D Def. Cap. | PV Regional Electric System CO2 | PV Regional Gas System CO2 | PV Regional Electric System Risk-Mitigation Benefit | PV Regional Gas System Risk-Mitigation Benefit | PV Regional Non-E Value | PV Regional Act Credit | PV Regional Capital Cost | PV Regional Admin Cost | PV Regional Annual O&M Cost | PV Regional Periodic Replacement Cost | PV Total Regional Benefit | PV Total Regional Cost | TRC B/C Ratio | TRC Net Levelized Cost (Net of All Benefits) in mills/kWh | Electric System CO2 Avoided (Lifetime Tons) | Gas System CO2 Avoided (Lifetime Tons) | Total System CO2 Avoided (Lifetime Tons) | Electric System CO2 Avoided (Annual Tons in 2018) | Gas System CO2 Avoided (Annual Tons in 2018) | Total System CO2 Avoided (Annual Tons in 2018) |  | Gas Site Savings (therms) | Load Shape (gas) | Diversitfied Load Factor (gas) | Wholesale Coincidence Factor (gas) | Total Gas Utility System Energy | Gas Utility System T&D Def. Cap. | Gas Utility System Risk Mitigation Benefit | Gas Utility System Total System Benefit | Gas Utility System Total Non-Consumer Cost | Gas Utility System Net Levelized Cost (Net of Gas T&D Capacity Benefits & Risk-Mitigation Benefits) in cents/therm | Gas Utility System System B/C Ratio
Exterior Lighting: Parking Lot - HPS 250W - New | Exterior Lighting: Parking Lot - HPS 250W to LED 135W - New | 11.6279 | 130.1965 | 0 | 14.5373 | 0 | -5.5848 | S-All-Lgt-Streetlight-All-All-U |  |  | 139.5834 | 0.032581 | 0.032346 | 0 | 0 | 0 | 2.8989 | 6.699 | 0 | 14.1811 | (na) | (na) | (na) | (na) | 0 | 0 | 0 | 0 | 0 | 0 | 0 | -5.5848 | 2.8989 | 6.699 | 0 | 8.5963 | 18.1942 | 66.9037 | 11.5124 | 0 | 0 | 78.4161 | 2.8989 | 27.05 | 66.9037 | 13.6272 | 0 | 0 | 80.531 | 6.699 | 12.0213 | 66.9037 | 25.1396 | 0 | 0 | 92.0434 | 9.5979 | -8.1928 | 9.5899 | 1.5282 | 3.5314 | 0 | 4.5315 | 9.5911 | 66.9037 | 0 | 25.1396 | 0 | 0 | 0 | 0 | 0 | 0 | 0 | 23.779 |  | 0 | -5.5848 | 92.0434 | 18.1942 | 4.1056 | -3.6613 | 1.326 | 0 | 1.326 | 0.066302 | 0 | 0.066302 |  | 0 |  | 0 | 0 | 0 | 0 | 0 | 0 | 0 | 9999 | 9999
Exterior Lighting: Parking Lot - MH 400W - New | Exterior Lighting: Parking Lot - MH 400W to LED 180W - New | 11.6279 | 51.4031 | 0 | 5.3073 | 0 | -2.3589 | S-All-Lgt-Streetlight-All-All-U |  |  | 55.1091 | 0.012863 | 0.01277 | 0 | 0 | 0 | 1.0583 | 2.4457 | 0 | 5.1772 | (na) | (na) | (na) | (na) | 0 | 0 | 0 | 0 | 0 | 0 | 0 | -2.3589 | 1.0583 | 2.4457 | 0 | 2.8183 | 6.3223 | 26.4144 | 4.5452 | 0 | 0 | 30.9596 | 1.0583 | 29.2531 | 26.4144 | 5.3802 | 0 | 0 | 31.7946 | 2.4457 | 13.0004 | 26.4144 | 9.9254 | 0 | 0 | 36.3398 | 3.504 | -8.5739 | 10.371 | 1.4131 | 3.2654 | 0 | 3.763 | 8.4415 | 26.4144 | 0 | 9.9254 | 0 | 0 | 0 | 0 | 0 | 0 | 0 | 8.6812 |  | 0 | -2.3589 | 36.3398 | 6.3223 | 4.4578 | -4.8109 | 0.52354 | 0 | 0.52354 | 0.026177 | 0 | 0.026177 |  | 0 |  | 0 | 0 | 0 | 0 | 0 | 0 | 0 | 9999 | 9999
Exterior Lighting: Parking Lot - MH 1000W - New | Exterior Lighting: Parking Lot - MH 1000W to LED 421W - New | 11.6279 | 6.2519 | 0 | 1.0527 | 0 | -0.12604 | S-All-Lgt-Streetlight-All-All-U |  |  | 6.7026 | 0.0015645 | 0.0015532 | 0 | 0 | 0 | 0.20993 | 0.48511 | 0 | 1.0269 | (na) | (na) | (na) | (na) | 0 | 0 | 0 | 0 | 0 | 0 | 0 | -0.12604 | 0.20993 | 0.48511 | 0 | 0.90089 | 1.5959 | 3.2126 | 0.55281 | 0 | 0 | 3.7654 | 0.20993 | 17.937 | 3.2126 | 0.65436 | 0 | 0 | 3.867 | 0.48511 | 7.9714 | 3.2126 | 1.2072 | 0 | 0 | 4.4198 | 0.69503 | -5.6223 | 6.3591 | 2.3046 | 5.3255 | 0 | 9.89 | 17.5201 | 3.2126 | 0 | 1.2072 | 0 | 0 | 0 | 0 | 0 | 0 | 0 | 1.722 |  | 0 | -0.12604 | 4.4198 | 1.5959 | 2.6399 | 4.2677 | 0.063675 | 0 | 0.063675 | 0.0031837 | 0 | 0.0031837 |  | 0 |  | 0 | 0 | 0 | 0 | 0 | 0 | 0 | 9999 | 9999
Exterior Lighting: Parking Lot - HPS 250W - NR | Exterior Lighting: Parking Lot - HPS 250W to LED 135W - NR | 11.6279 | 130.1965 | 0 | 45.5438 | 0 | -5.5848 | S-All-Lgt-Streetlight-All-All-U |  |  | 139.5834 | 0.032581 | 0.032346 | 0 | 0 | 0 | 9.082 | 20.9872 | 0 | 44.4277 | (na) | (na) | (na) | (na) | 0 | 0 | 0 | 0 | 0 | 0 | 0 | -5.5848 | 9.082 | 20.9872 | 0 | 38.8429 | 68.9122 | 66.9037 | 11.5124 | 0 | 0 | 78.4161 | 9.082 | 8.6342 | 66.9037 | 13.6272 | 0 | 0 | 80.531 | 20.9872 | 3.8371 | 66.9037 | 25.1396 | 0 | 0 | 92.0434 | 30.0692 | 2.5987 | 3.061 | 4.7876 | 11.0635 | 0 | 20.4761 | 36.3272 | 66.9037 | 0 | 25.1396 | 0 | 0 | 0 | 0 | 0 | 0 | 0 | 74.497 |  | 0 | -5.5848 | 92.0434 | 68.9122 | 1.3105 | 23.0748 | 1.326 | 0 | 1.326 | 0.066302 | 0 | 0.066302 |  | 0 |  | 0 | 0 | 0 | 0 | 0 | 0 | 0 | 9999 | 9999
Exterior Lighting: Parking Lot - MH 400W - NR | Exterior Lighting: Parking Lot - MH 400W to LED 180W - NR | 11.6279 | 51.4031 | 0 | 13.3882 | 0 | -2.3589 | S-All-Lgt-Streetlight-All-All-U |  |  | 55.1091 | 0.012863 | 0.01277 | 0 | 0 | 0 | 2.6698 | 6.1695 | 0 | 13.0601 | (na) | (na) | (na) | (na) | 0 | 0 | 0 | 0 | 0 | 0 | 0 | -2.3589 | 2.6698 | 6.1695 | 0 | 10.7012 | 19.5404 | 26.4144 | 4.5452 | 0 | 0 | 30.9596 | 2.6698 | 11.5963 | 26.4144 | 5.3802 | 0 | 0 | 31.7946 | 6.1695 | 5.1535 | 26.4144 | 9.9254 | 0 | 0 | 36.3398 | 8.8393 | -1.4502 | 4.1112 | 3.5647 | 8.2375 | 0 | 14.2882 | 26.0904 | 26.4144 | 0 | 9.9254 | 0 | 0 | 0 | 0 | 0 | 0 | 0 | 21.8994 |  | 0 | -2.3589 | 36.3398 | 19.5404 | 1.7671 | 12.838 | 0.52354 | 0 | 0.52354 | 0.026177 | 0 | 0.026177 |  | 0 |  | 0 | 0 | 0 | 0 | 0 | 0 | 0 | 9999 | 9999
Exterior Lighting: Parking Lot - MH 1000W - NR | Exterior Lighting: Parking Lot - MH 1000W to LED 421W - NR | 11.6279 | 6.2519 | 0 | 1.9471 | 0 | -0.12604 | S-All-Lgt-Streetlight-All-All-U |  |  | 6.7026 | 0.0015645 | 0.0015532 | 0 | 0 | 0 | 0.38829 | 0.89727 | 0 | 1.8994 | (na) | (na) | (na) | (na) | 0 | 0 | 0 | 0 | 0 | 0 | 0 | -0.12604 | 0.38829 | 0.89727 | 0 | 1.7734 | 3.059 | 3.2126 | 0.55281 | 0 | 0 | 3.7654 | 0.38829 | 9.6975 | 3.2126 | 0.65436 | 0 | 0 | 3.867 | 0.89727 | 4.3097 | 3.2126 | 1.2072 | 0 | 0 | 4.4198 | 1.2856 | 0.86057 | 3.438 | 4.2627 | 9.8503 | 0 | 19.4685 | 33.5815 | 3.2126 | 0 | 1.2072 | 0 | 0 | 0 | 0 | 0 | 0 | 0 | 3.185 |  | 0 | -0.12604 | 4.4198 | 3.059 | 1.4273 | 20.3291 | 0.063675 | 0 | 0.063675 | 0.0031837 | 0 | 0.0031837 |  | 0 |  | 0 | 0 | 0 | 0 | 0 | 0 | 0 | 9999 | 9999
Exterior Lighting: Parking Lot - HPS 250W - Retro | Exterior Lighting: Parking Lot - HPS 250W to LED 135W - Retro | 11.6279 | 130.1965 | 0 | 50.0675 | 0 | -5.5848 | S-All-Lgt-Streetlight-All-All-U |  |  | 139.5834 | 0.032581 | 0.032346 | 0 | 0 | 0 | 9.9841 | 23.0718 | 0 | 48.8406 | (na) | (na) | (na) | (na) | 0 | 0 | 0 | 0 | 0 | 0 | 0 | -5.5848 | 9.9841 | 23.0718 | 0 | 43.2558 | 76.3117 | 66.9037 | 11.5124 | 0 | 0 | 78.4161 | 9.9841 | 7.8541 | 66.9037 | 13.6272 | 0 | 0 | 80.531 | 23.0718 | 3.4904 | 66.9037 | 25.1396 | 0 | 0 | 92.0434 | 33.0559 | 4.1731 | 2.7845 | 5.2632 | 12.1624 | 0 | 22.8024 | 40.2279 | 66.9037 | 0 | 25.1396 | 0 | 0 | 0 | 0 | 0 | 0 | 0 | 81.8965 |  | 0 | -5.5848 | 92.0434 | 76.3117 | 1.1921 | 26.9755 | 1.326 | 0 | 1.326 | 0.066302 | 0 | 0.066302 |  | 0 |  | 0 | 0 | 0 | 0 | 0 | 0 | 0 | 9999 | 9999
Exterior Lighting: Parking Lot - MH 400W - Retro | Exterior Lighting: Parking Lot - MH 400W to LED 180W - Retro | 11.6279 | 51.4031 | 0 | 14.53 | 0 | -2.3589 | S-All-Lgt-Streetlight-All-All-U |  |  | 55.1091 | 0.012863 | 0.01277 | 0 | 0 | 0 | 2.8975 | 6.6956 | 0 | 14.1739 | (na) | (na) | (na) | (na) | 0 | 0 | 0 | 0 | 0 | 0 | 0 | -2.3589 | 2.8975 | 6.6956 | 0 | 11.815 | 21.4081 | 26.4144 | 4.5452 | 0 | 0 | 30.9596 | 2.8975 | 10.685 | 26.4144 | 5.3802 | 0 | 0 | 31.7946 | 6.6956 | 4.7486 | 26.4144 | 9.9254 | 0 | 0 | 36.3398 | 9.5931 | -0.44372 | 3.7881 | 3.8687 | 8.94 | 0 | 15.7754 | 28.5841 | 26.4144 | 0 | 9.9254 | 0 | 0 | 0 | 0 | 0 | 0 | 0 | 23.767 |  | 0 | -2.3589 | 36.3398 | 21.4081 | 1.6283 | 15.3317 | 0.52354 | 0 | 0.52354 | 0.026177 | 0 | 0.026177 |  | 0 |  | 0 | 0 | 0 | 0 | 0 | 0 | 0 | 9999 | 9999
Exterior Lighting: Parking Lot - MH 1000W - Retro | Exterior Lighting: Parking Lot - MH 1000W to LED 421W - Retro | 11.6279 | 6.2519 | 0 | 2.0082 | 0 | -0.12604 | S-All-Lgt-Streetlight-All-All-U |  |  | 6.7026 | 0.0015645 | 0.0015532 | 0 | 0 | 0 | 0.40045 | 0.92539 | 0 | 1.9589 | (na) | (na) | (na) | (na) | 0 | 0 | 0 | 0 | 0 | 0 | 0 | -0.12604 | 0.40045 | 0.92539 | 0 | 1.8329 | 3.1587 | 3.2126 | 0.55281 | 0 | 0 | 3.7654 | 0.40045 | 9.4029 | 3.2126 | 0.65436 | 0 | 0 | 3.867 | 0.92539 | 4.1788 | 3.2126 | 1.2072 | 0 | 0 | 4.4198 | 1.3258 | 1.3027 | 3.3336 | 4.3962 | 10.159 | 0 | 20.1218 | 34.677 | 3.2126 | 0 | 1.2072 | 0 | 0 | 0 | 0 | 0 | 0 | 0 | 3.2848 |  | 0 | -0.12604 | 4.4198 | 3.1587 | 1.3839 | 21.4245 | 0.063675 | 0 | 0.063675 | 0.0031837 | 0 | 0.0031837 |  | 0 |  | 0 | 0 | 0 | 0 | 0 | 0 | 0 | 9999 | 9999
Exterior Lighting: Façade - HID 150W - New | Exterior Lighting: Façade - HID 150W to LED 27W - New | 16.2791 | 66.9358 | 0 | 0.75268 | 0 | -5.9701 | S-All-Lgt-Streetlight-All-All-U |  |  | 71.7617 | 0.01675 | 0.016629 | 0 | 0 | 0 | 0.15009 | 0.34684 | 0 | 0.44171 | (na) | (na) | (na) | (na) | 0 | 0 | 0 | 0 | 0 | 0 | 0 | -5.9701 | 0.15009 | 0.34684 | 0 | -5.5284 | -5.0314 | 34.3961 | 5.9187 | 0 | 0 | 40.3148 | 0.15009 | 268.5974 | 34.3961 | 7.0059 | 0 | 0 | 41.402 | 0.34684 | 119.368 | 34.3961 | 12.9246 | 0 | 0 | 47.3207 | 0.49694 | -12.7429 | 95.2247 | 0.1539 | 0.35564 | 0 | -5.6686 | -5.159 | 34.3961 | 0 | 12.9246 | 0 | 0 | 0 | 0 | 0 | 0 | 0 | 0.93864 |  | 0 | -5.9701 | 47.3207 | -5.0314 | 56.7743 | -18.4115 | 0.68174 | 0 | 0.68174 | 0.034087 | 0 | 0.034087 |  | 0 |  | 0 | 0 | 0 | 0 | 0 | 0 | 0 | 9999 | 9999
Exterior Lighting: Façade - HID 400W - New | Exterior Lighting: Façade - HID 400W to LED 82W - New | 16.2791 | 28.881 | 0 | 0.93213 | 0 | -1.9132 | S-All-Lgt-Streetlight-All-All-U |  |  | 30.9632 | 0.0072273 | 0.0071751 | 0 | 0 | 0 | 0.18588 | 0.42954 | 0 | 0.54702 | (na) | (na) | (na) | (na) | 0 | 0 | 0 | 0 | 0 | 0 | 0 | -1.9132 | 0.18588 | 0.42954 | 0 | -1.3662 | -0.75079 | 14.841 | 2.5537 | 0 | 0 | 17.3947 | 0.18588 | 93.5811 | 14.841 | 3.0229 | 0 | 0 | 17.8639 | 0.42954 | 41.5886 | 14.841 | 5.5766 | 0 | 0 | 20.4176 | 0.61542 | -11.7899 | 33.1769 | 0.44173 | 1.0208 | 0 | -3.2467 | -1.7842 | 14.841 | 0 | 5.5766 | 0 | 0 | 0 | 0 | 0 | 0 | 0 | 1.1624 |  | 0 | -1.9132 | 20.4176 | -0.75079 | 19.2104 | -15.0366 | 0.29415 | 0 | 0.29415 | 0.014708 | 0 | 0.014708 |  | 0 |  | 0 | 0 | 0 | 0 | 0 | 0 | 0 | 9999 | 9999
Exterior Lighting: Façade - HID 150W - NR | Exterior Lighting: Façade - HID 150W to LED 27W - NR | 16.2791 | 66.9358 | 0 | 19.2714 | 0 | -5.9701 | S-All-Lgt-Streetlight-All-All-U |  |  | 71.7617 | 0.01675 | 0.016629 | 0 | 0 | 0 | 3.843 | 8.8805 | 0 | 11.3094 | (na) | (na) | (na) | (na) | 0 | 0 | 0 | 0 | 0 | 0 | 0 | -5.9701 | 3.843 | 8.8805 | 0 | 5.3393 | 18.0628 | 34.3961 | 5.9187 | 0 | 0 | 40.3148 | 3.843 | 10.4905 | 34.3961 | 7.0059 | 0 | 0 | 41.402 | 8.8805 | 4.6621 | 34.3961 | 12.9246 | 0 | 0 | 47.3207 | 12.7235 | -0.20621 | 3.7192 | 3.9404 | 9.1058 | 0 | 5.4747 | 18.5209 | 34.3961 | 0 | 12.9246 | 0 | 0 | 0 | 0 | 0 | 0 | 0 | 24.0329 |  | 0 | -5.9701 | 47.3207 | 18.0628 | 2.2174 | 5.2685 | 0.68174 | 0 | 0.68174 | 0.034087 | 0 | 0.034087 |  | 0 |  | 0 | 0 | 0 | 0 | 0 | 0 | 0 | 9999 | 9999
Exterior Lighting: Façade - HID 400W - NR | Exterior Lighting: Façade - HID 400W to LED 82W - NR | 16.2791 | 28.881 | 0 | 5.9721 | 0 | -1.9132 | S-All-Lgt-Streetlight-All-All-U |  |  | 30.9632 | 0.0072273 | 0.0071751 | 0 | 0 | 0 | 1.1909 | 2.752 | 0 | 3.5047 | (na) | (na) | (na) | (na) | 0 | 0 | 0 | 0 | 0 | 0 | 0 | -1.9132 | 1.1909 | 2.752 | 0 | 1.5915 | 5.5344 | 14.841 | 2.5537 | 0 | 0 | 17.3947 | 1.1909 | 14.6063 | 14.841 | 3.0229 | 0 | 0 | 17.8639 | 2.752 | 6.4912 | 14.841 | 5.5766 | 0 | 0 | 20.4176 | 3.9429 | -3.8824 | 5.1783 | 2.8301 | 6.5399 | 0 | 3.782 | 13.1521 | 14.841 | 0 | 5.5766 | 0 | 0 | 0 | 0 | 0 | 0 | 0 | 7.4476 |  | 0 | -1.9132 | 20.4176 | 5.5344 | 2.9984 | -0.10037 | 0.29415 | 0 | 0.29415 | 0.014708 | 0 | 0.014708 |  | 0 |  | 0 | 0 | 0 | 0 | 0 | 0 | 0 | 9999 | 9999
Exterior Lighting: Façade - HID 150W - Retro | Exterior Lighting: Façade - HID 150W to LED 27W - Retro | 16.2791 | 66.9358 | 0 | 23.5834 | 0 | -5.9701 | S-All-Lgt-Streetlight-All-All-U |  |  | 71.7617 | 0.01675 | 0.016629 | 0 | 0 | 0 | 4.7029 | 10.8676 | 0 | 13.8399 | (na) | (na) | (na) | (na) | 0 | 0 | 0 | 0 | 0 | 0 | 0 | -5.9701 | 4.7029 | 10.8676 | 0 | 7.8698 | 23.4402 | 34.3961 | 5.9187 | 0 | 0 | 40.3148 | 4.7029 | 8.5724 | 34.3961 | 7.0059 | 0 | 0 | 41.402 | 10.8676 | 3.8097 | 34.3961 | 12.9246 | 0 | 0 | 47.3207 | 15.5704 | 2.7129 | 3.0391 | 4.8221 | 11.1432 | 0 | 8.0694 | 24.0347 | 34.3961 | 0 | 12.9246 | 0 | 0 | 0 | 0 | 0 | 0 | 0 | 29.4103 |  | 0 | -5.9701 | 47.3207 | 23.4402 | 1.812 | 10.7823 | 0.68174 | 0 | 0.68174 | 0.034087 | 0 | 0.034087 |  | 0 |  | 0 | 0 | 0 | 0 | 0 | 0 | 0 | 9999 | 9999
Exterior Lighting: Façade - HID 400W - Retro | Exterior Lighting: Façade - HID 400W to LED 82W - Retro | 16.2791 | 28.881 | 0 | 6.6778 | 0 | -1.9132 | S-All-Lgt-Streetlight-All-All-U |  |  | 30.9632 | 0.0072273 | 0.0071751 | 0 | 0 | 0 | 1.3316 | 3.0772 | 0 | 3.9188 | (na) | (na) | (na) | (na) | 0 | 0 | 0 | 0 | 0 | 0 | 0 | -1.9132 | 1.3316 | 3.0772 | 0 | 2.0056 | 6.4144 | 14.841 | 2.5537 | 0 | 0 | 17.3947 | 1.3316 | 13.0627 | 14.841 | 3.0229 | 0 | 0 | 17.8639 | 3.0772 | 5.8052 | 14.841 | 5.5766 | 0 | 0 | 20.4176 | 4.4088 | -2.7751 | 4.6311 | 3.1645 | 7.3127 | 0 | 4.7662 | 15.2434 | 14.841 | 0 | 5.5766 | 0 | 0 | 0 | 0 | 0 | 0 | 0 | 8.3277 |  | 0 | -1.9132 | 20.4176 | 6.4144 | 2.6815 | 1.991 | 0.29415 | 0 | 0.29415 | 0.014708 | 0 | 0.014708 |  | 0 |  | 0 | 0 | 0 | 0 | 0 | 0 | 0 | 9999 | 9999
Exterior Lighting: Walkway - HID 150W - New | Exterior Lighting: Walkway - HID 150W to LED 28W - New | 16.2791 | 66.782 | 0 | 0.68761 | 0 | -5.6133 | S-All-Lgt-Streetlight-All-All-U |  |  | 71.5968 | 0.016712 | 0.016591 | 0 | 0 | 0 | 0.13712 | 0.31686 | 0 | 0.40352 | (na) | (na) | (na) | (na) | 0 | 0 | 0 | 0 | 0 | 0 | 0 | -5.6133 | 0.13712 | 0.31686 | 0 | -5.2098 | -4.7558 | 34.3171 | 5.9051 | 0 | 0 | 40.2221 | 0.13712 | 293.337 | 34.3171 | 6.9898 | 0 | 0 | 41.3069 | 0.31686 | 130.3626 | 34.3171 | 12.8949 | 0 | 0 | 47.212 | 0.45398 | -12.7858 | 103.9955 | 0.14092 | 0.32565 | 0 | -5.3542 | -4.8876 | 34.3171 | 0 | 12.8949 | 0 | 0 | 0 | 0 | 0 | 0 | 0 | 0.8575 |  | 0 | -5.6133 | 47.212 | -4.7558 | 61.6035 | -18.1401 | 0.68017 | 0 | 0.68017 | 0.034008 | 0 | 0.034008 |  | 0 |  | 0 | 0 | 0 | 0 | 0 | 0 | 0 | 9999 | 9999
Exterior Lighting: Walkway - CFL 26W - New | Exterior Lighting: Walkway - CFL 26W to LED 12W - New | 6.6763 | 2.3112 | 0 | 0.13553 | 0 | -1.3138 | S-All-Lgt-Streetlight-All-All-U |  |  | 2.4779 | 0.00057837 | 0.0005742 | 0 | 0 | 0 | 0.027027 | 0.062456 | 0 | 0.27091 | (na) | (na) | (na) | (na) | 0 | 0 | 0 | 0 | 0 | 0 | 0 | -1.3138 | 0.027027 | 0.062456 | 0 | -1.0429 | -0.95337 | 1.1877 | 0.20437 | 0 | 0 | 1.392 | 0.027027 | 51.505 | 1.1877 | 0.24191 | 0 | 0 | 1.4296 | 0.062456 | 22.8895 | 1.1877 | 0.44627 | 0 | 0 | 1.6339 | 0.089483 | -10.5952 | 18.2598 | 0.80259 | 1.8547 | 0 | -30.9681 | -28.3109 | 1.1877 | 0 | 0.44627 | 0 | 0 | 0 | 0 | 0 | 0 | 0 | 0.36039 |  | 0 | -1.3138 | 1.6339 | -0.95337 | 8.1791 | -41.5633 | 0.02354 | 0 | 0.02354 | 0.001177 | 0 | 0.001177 |  | 0 |  | 0 | 0 | 0 | 0 | 0 | 0 | 0 | 9999 | 9999
Exterior Lighting: Walkway - INC 75W - New | Exterior Lighting: Walkway - INC 75W to LED 12W - New | 6.6763 | 1.7156 | 0 | 0.029395 | 0 | -2.9488 | S-All-Lgt-Streetlight-All-All-U |  |  | 1.8393 | 0.00042933 | 0.00042623 | 0 | 0 | 0 | 0.0058617 | 0.013546 | 0 | 0.058756 | (na) | (na) | (na) | (na) | 0 | 0 | 0 | 0 | 0 | 0 | 0 | -2.9488 | 0.0058617 | 0.013546 | 0 | -2.8901 | -2.8707 | 0.88161 | 0.1517 | 0 | 0 | 1.0333 | 0.0058617 | 176.2807 | 0.88161 | 0.17957 | 0 | 0 | 1.0612 | 0.013546 | 78.3413 | 0.88161 | 0.33127 | 0 | 0 | 1.2129 | 0.019407 | -12.476 | 62.4961 | 0.2345 | 0.54189 | 0 | -115.6164 | -114.84 | 0.88161 | 0 | 0.33127 | 0 | 0 | 0 | 0 | 0 | 0 | 0 | 0.078163 |  | 0 | -2.9488 | 1.2129 | -2.8707 | 53.2436 | -128.0924 | 0.017474 | 0 | 0.017474 | 0.00087368 | 0 | 0.00087368 |  | 0 |  | 0 | 0 | 0 | 0 | 0 | 0 | 0 | 9999 | 9999
Exterior Lighting: Walkway - HID 150W - NR | Exterior Lighting: Walkway - HID 150W to LED 29W - NR | 13.9535 | 65.9875 | 0 | 15.9009 | 0 | -5.6133 | S-All-Lgt-Streetlight-All-All-U |  |  | 70.745 | 0.016513 | 0.016394 | 0 | 0 | 0 | 3.1709 | 7.3274 | 0 | 11.8939 | (na) | (na) | (na) | (na) | 0 | 0 | 0 | 0 | 0 | 0 | 0 | -5.6133 | 3.1709 | 7.3274 | 0 | 6.2806 | 16.7789 | 33.9088 | 5.8348 | 0 | 0 | 39.7436 | 3.1709 | 12.534 | 33.9088 | 6.9067 | 0 | 0 | 40.8155 | 7.3274 | 5.5703 | 33.9088 | 12.7415 | 0 | 0 | 46.6503 | 10.4982 | -2.3332 | 4.4436 | 3.298 | 7.6212 | 0 | 6.5325 | 17.4517 | 33.9088 | 0 | 12.7415 | 0 | 0 | 0 | 0 | 0 | 0 | 0 | 22.3922 |  | 0 | -5.6133 | 46.6503 | 16.7789 | 2.334 | 4.1993 | 0.67208 | 0 | 0.67208 | 0.033604 | 0 | 0.033604 |  | 0 |  | 0 | 0 | 0 | 0 | 0 | 0 | 0 | 9999 | 9999
Exterior Lighting: Walkway - CFL 26W - NR | Exterior Lighting: Walkway - CFL 26W to LED 12W - NR | 6.6763 | 2.3112 | 0 | 0.13553 | 0 | -1.3138 | S-All-Lgt-Streetlight-All-All-U |  |  | 2.4779 | 0.00057837 | 0.0005742 | 0 | 0 | 0 | 0.027027 | 0.062456 | 0 | 0.27091 | (na) | (na) | (na) | (na) | 0 | 0 | 0 | 0 | 0 | 0 | 0 | -1.3138 | 0.027027 | 0.062456 | 0 | -1.0429 | -0.95337 | 1.1877 | 0.20437 | 0 | 0 | 1.392 | 0.027027 | 51.505 | 1.1877 | 0.24191 | 0 | 0 | 1.4296 | 0.062456 | 22.8895 | 1.1877 | 0.44627 | 0 | 0 | 1.6339 | 0.089483 | -10.5952 | 18.2598 | 0.80259 | 1.8547 | 0 | -30.9681 | -28.3109 | 1.1877 | 0 | 0.44627 | 0 | 0 | 0 | 0 | 0 | 0 | 0 | 0.36039 |  | 0 | -1.3138 | 1.6339 | -0.95337 | 8.1791 | -41.5633 | 0.02354 | 0 | 0.02354 | 0.001177 | 0 | 0.001177 |  | 0 |  | 0 | 0 | 0 | 0 | 0 | 0 | 0 | 9999 | 9999
Exterior Lighting: Walkway - INC 75W - NR | Exterior Lighting: Walkway - INC 75W to LED 12W - NR | 6.6763 | 1.7156 | 0 | 0.029395 | 0 | -2.9488 | S-All-Lgt-Streetlight-All-All-U |  |  | 1.8393 | 0.00042933 | 0.00042623 | 0 | 0 | 0 | 0.0058617 | 0.013546 | 0 | 0.058756 | (na) | (na) | (na) | (na) | 0 | 0 | 0 | 0 | 0 | 0 | 0 | -2.9488 | 0.0058617 | 0.013546 | 0 | -2.8901 | -2.8707 | 0.88161 | 0.1517 | 0 | 0 | 1.0333 | 0.0058617 | 176.2807 | 0.88161 | 0.17957 | 0 | 0 | 1.0612 | 0.013546 | 78.3413 | 0.88161 | 0.33127 | 0 | 0 | 1.2129 | 0.019407 | -12.476 | 62.4961 | 0.2345 | 0.54189 | 0 | -115.6164 | -114.84 | 0.88161 | 0 | 0.33127 | 0 | 0 | 0 | 0 | 0 | 0 | 0 | 0.078163 |  | 0 | -2.9488 | 1.2129 | -2.8707 | 53.2436 | -128.0924 | 0.017474 | 0 | 0.017474 | 0.00087368 | 0 | 0.00087368 |  | 0 |  | 0 | 0 | 0 | 0 | 0 | 0 | 0 | 9999 | 9999
Exterior Lighting: Walkway - HID 150W - Retro | Exterior Lighting: Walkway - HID 150W to LED 29W - Retro | 13.9535 | 65.9875 | 0 | 21.6733 | 0 | -5.6133 | S-All-Lgt-Streetlight-All-All-U |  |  | 70.745 | 0.016513 | 0.016394 | 0 | 0 | 0 | 4.3219 | 9.9873 | 0 | 16.2117 | (na) | (na) | (na) | (na) | 0 | 0 | 0 | 0 | 0 | 0 | 0 | -5.6133 | 4.3219 | 9.9873 | 0 | 10.5984 | 24.9076 | 33.9088 | 5.8348 | 0 | 0 | 39.7436 | 4.3219 | 9.1958 | 33.9088 | 6.9067 | 0 | 0 | 40.8155 | 9.9873 | 4.0867 | 33.9088 | 12.7415 | 0 | 0 | 46.6503 | 14.3093 | 1.6306 | 3.2601 | 4.4952 | 10.3878 | 0 | 11.0233 | 25.9064 | 33.9088 | 0 | 12.7415 | 0 | 0 | 0 | 0 | 0 | 0 | 0 | 30.5209 |  | 0 | -5.6133 | 46.6503 | 24.9076 | 1.7124 | 12.654 | 0.67208 | 0 | 0.67208 | 0.033604 | 0 | 0.033604 |  | 0 |  | 0 | 0 | 0 | 0 | 0 | 0 | 0 | 9999 | 9999
Exterior Lighting: Walkway - CFL 26W - Retro | Exterior Lighting: Walkway - CFL 26W to LED 12W - Retro | 6.6763 | 2.3112 | 0 | 1.0316 | 0 | -1.3138 | S-All-Lgt-Streetlight-All-All-U |  |  | 2.4779 | 0.00057837 | 0.0005742 | 0 | 0 | 0 | 0.20571 | 0.47535 | 0 | 2.0619 | (na) | (na) | (na) | (na) | 0 | 0 | 0 | 0 | 0 | 0 | 0 | -1.3138 | 0.20571 | 0.47535 | 0 | 0.74816 | 1.4292 | 1.1877 | 0.20437 | 0 | 0 | 1.392 | 0.20571 | 6.7671 | 1.1877 | 0.24191 | 0 | 0 | 1.4296 | 0.47535 | 3.0074 | 1.1877 | 0.44627 | 0 | 0 | 1.6339 | 0.68106 | 6.9721 | 2.3991 | 6.1086 | 14.1159 | 0 | 22.2172 | 42.4417 | 1.1877 | 0 | 0.44627 | 0 | 0 | 0 | 0 | 0 | 0 | 0 | 2.743 |  | 0 | -1.3138 | 1.6339 | 1.4292 | 1.0746 | 29.1893 | 0.02354 | 0 | 0.02354 | 0.001177 | 0 | 0.001177 |  | 0 |  | 0 | 0 | 0 | 0 | 0 | 0 | 0 | 9999 | 9999
Exterior Lighting: Walkway - INC 75W - Retro | Exterior Lighting: Walkway - INC 75W to LED 12W - Retro | 6.6763 | 1.7156 | 0 | 0.1873 | 0 | -2.9488 | S-All-Lgt-Streetlight-All-All-U |  |  | 1.8393 | 0.00042933 | 0.00042623 | 0 | 0 | 0 | 0.03735 | 0.08631 | 0 | 0.37438 | (na) | (na) | (na) | (na) | 0 | 0 | 0 | 0 | 0 | 0 | 0 | -2.9488 | 0.03735 | 0.08631 | 0 | -2.5744 | -2.4508 | 0.88161 | 0.1517 | 0 | 0 | 1.0333 | 0.03735 | 27.6656 | 0.88161 | 0.17957 | 0 | 0 | 1.0612 | 0.08631 | 12.2949 | 0.88161 | 0.33127 | 0 | 0 | 1.2129 | 0.12366 | -8.3054 | 9.8082 | 1.4942 | 3.4528 | 0 | -102.9897 | -98.0427 | 0.88161 | 0 | 0.33127 | 0 | 0 | 0 | 0 | 0 | 0 | 0 | 0.49804 |  | 0 | -2.9488 | 1.2129 | -2.4508 | 8.3561 | -111.2951 | 0.017474 | 0 | 0.017474 | 0.00087368 | 0 | 0.00087368 |  | 0 |  | 0 | 0 | 0 | 0 | 0 | 0 | 0 | 9999 | 9999
Category Results; Sorted by TRC Levelized Cost
Total Results |  | Measure Input Data | [8 empty] | Savings | [5 empty] | PV Capital |  |  |  | PV Admin |  |  |  | PV O&M |  |  |  | PV Periodic Repl. |  |  |  | Total PV Capital, O&M and Periodic Repl Costs |  |  |  |  | PV Wholesale Electric Utility Costs & Benefits | [6 empty] | PV Retail Electric Utility Costs & Benefits | [6 empty] | PV Electric Utility System Costs & Benefits | [5 empty] | Electric Utility System Economics |  | Sponsor Levelized Cost (mills/kwh) |  |  |  |  | PV Regional Costs & Benefits | [15 empty] | TRC Economics |  | Physical CO2 | [6 empty] | Gas Inputs |  |  |  | PV Gas Utility System Costs & Benefits |  |  |  |  | Gas Utility System Economics
Category | Measure | Measure Life | Site Savings (kWh) | Site Savings (therms) | Capital Cost ($/unit) | Annual O&M Cost ($/unit) | PV Per. Repl. Cost ($/unit) | Load Shape (electric) | Diversified Load Factor (electric) | Wholesale Power Coincidence Factor (electric) | Wholesale Electric Energy (kWh) | Wholesale Electric Demand (kw) | Retail Electric Demand (kW) | Wholesale Gas Energy (therms/yr) | Wholesale Gas Demand (therms/day) | Retail Gas Demand (therms/day) | Wholesale Electric | Retail Electric | Natural Gas | Customer | Wholesale Electric | Retail Electric | Natural Gas | Customer | Wholesale Electric | Retail Electric | Natural Gas | Customer | Wholesale Electric | Retail Electric | Natural Gas | Customer | Wholesale Electric | Retail Electric | Natural Gas | Customer | Total | Wholesale Utility System Energy | Wholesale Utility System T&D Def. Cap. | Wholesale Utility System Act C-E Credit | Wholesale Utility System Risk Mitigation Benefit | Wholesale Utility System Total System Benefit | Wholesale Utility System Total Non-Consumer Cost | Wholesale Utility System B/C Ratio | Retail Utility System Energy | Retail Utility System T&D Def. Cap. | Retail Utility System Act C-E Credit | Retail Utility System Risk Mitigation Benefit | Retail Utility System Total System Benefit | Retail Utility System Total Non-Consumer Cost | Retail Utility System System B/C Ratio | Utility System Energy | Utility System T&D Def. Cap. | Utility System Act C-E Credit | Utility System Total Risk Mitigation Benefit | Utility System Total System Benefit | Utility System Total Non-Consumer Cost | Utility System Net Levelized Cost (Net of Elec T&D Capacity Benefits, Act Credit & Risk-Mitigation Benefit) in mills/kwh | Utility System System B/C Ratio | Wholesale Electric Levelized Cost | Retail Electric Levelized Cost | Natural Gas Levelized Cost | Customer Levelized Cost | Total Levelized Cost | PV Regional Electric Energy | PV Regional Gas Energy | PV Regional Electric T&D Def. Cap. | PV Regional Gas T&D Def. Cap. | PV Regional Electric System CO2 | PV Regional Gas System CO2 | PV Regional Electric System Risk-Mitigation Benefit | PV Regional Gas System Risk-Mitigation Benefit | PV Regional Non-E Value | PV Regional Act Credit | PV Regional Capital Cost | PV Regional Admin Cost | PV Regional Annual O&M Cost | PV Regional Periodic Replacement Cost | PV Total Regional Benefit | PV Total Regional Cost | TRC B/C Ratio | TRC Net Levelized Cost (Net of All Benefits) in mills/kWh | Electric System CO2 Avoided (Lifetime Tons) | Gas System CO2 Avoided (Lifetime Tons) | Total System CO2 Avoided (Lifetime Tons) | Electric System CO2 Avoided (Annual Tons in 2018) | Gas System CO2 Avoided (Annual Tons in 2018) | Total System CO2 Avoided (Annual Tons in 2018) |  | Gas Site Savings (therms) | Load Shape (gas) | Diversitfied Load Factor (gas) | Wholesale Coincidence Factor (gas) | Total Gas Utility System Energy | Gas Utility System T&D Def. Cap. | Gas Utility System Risk Mitigation Benefit | Gas Utility System Total System Benefit | Gas Utility System Total Non-Consumer Cost | Gas Utility System Net Levelized Cost (Net of Gas T&D Capacity Benefits & Risk-Mitigation Benefits) in cents/therm | Gas Utility System System B/C Ratio
Exterior Lighting: Walkway - HID 150W - New |  | 16.2791 | 66.782 | 0 | 0.68761 | 0 | -5.6133 |  |  |  | 71.5968 | 0.016712 | 0.016591 | 0 | 0 | 0 | 0.13712 | 0.31686 | 0 | 0.40352 | 0.041257 | 0.096266 | 0 | 0 | 0 | 0 | 0 | 0 | 0 | 0 | 0 | -5.6133 | 0.17838 | 0.41313 | 0 | -5.2098 | -4.6183 | 34.3171 | 5.9051 | 0 | 0 | 40.2221 | 0.17838 | 225.4908 | 34.3171 | 6.9898 | 0 | 0 | 41.3069 | 0.41313 | 99.9859 | 34.3171 | 12.8949 | 0 | 0 | 47.212 | 0.5915 | -12.6445 | 79.8169 | 0.18332 | 0.42458 | 0 | -5.3542 | -4.7463 | 34.3171 | 0 | 12.8949 | 0 | 0 | 0 | 0 | 0 | 0 | 0 | 0.8575 | 0.13752 | 0 | -5.6133 | 47.212 | -4.6183 | 53.0893 | -17.9987 | 0.68017 | 0 | 0.68017 | 0.034008 | 0 | 0.034008 |  | 0 |  | 0 | 0 | 0 | 0 | 0 | 0 | 0 | 9999 | 9999
Exterior Lighting: Walkway - INC 75W - New |  | 6.6763 | 1.7156 | 0 | 0.029395 | 0 | -2.9488 |  |  |  | 1.8393 | 0.00042933 | 0.00042623 | 0 | 0 | 0 | 0.0058617 | 0.013546 | 0 | 0.058756 | 0.0017637 | 0.0041153 | 0 | 0 | 0 | 0 | 0 | 0 | 0 | 0 | 0 | -2.9488 | 0.0076254 | 0.017661 | 0 | -2.8901 | -2.8648 | 0.88161 | 0.1517 | 0 | 0 | 1.0333 | 0.0076254 | 135.5085 | 0.88161 | 0.17957 | 0 | 0 | 1.0612 | 0.017661 | 60.0865 | 0.88161 | 0.33127 | 0 | 0 | 1.2129 | 0.025286 | -12.2408 | 47.9659 | 0.30505 | 0.70652 | 0 | -115.6164 | -114.6048 | 0.88161 | 0 | 0.33127 | 0 | 0 | 0 | 0 | 0 | 0 | 0 | 0.078163 | 0.005879 | 0 | -2.9488 | 1.2129 | -2.8648 | 49.5191 | -127.8572 | 0.017474 | 0 | 0.017474 | 0.00087368 | 0 | 0.00087368 |  | 0 |  | 0 | 0 | 0 | 0 | 0 | 0 | 0 | 9999 | 9999
Exterior Lighting: Walkway - INC 75W - NR |  | 6.6763 | 1.7156 | 0 | 0.029395 | 0 | -2.9488 |  |  |  | 1.8393 | 0.00042933 | 0.00042623 | 0 | 0 | 0 | 0.0058617 | 0.013546 | 0 | 0.058756 | 0.0017637 | 0.0041153 | 0 | 0 | 0 | 0 | 0 | 0 | 0 | 0 | 0 | -2.9488 | 0.0076254 | 0.017661 | 0 | -2.8901 | -2.8648 | 0.88161 | 0.1517 | 0 | 0 | 1.0333 | 0.0076254 | 135.5085 | 0.88161 | 0.17957 | 0 | 0 | 1.0612 | 0.017661 | 60.0865 | 0.88161 | 0.33127 | 0 | 0 | 1.2129 | 0.025286 | -12.2408 | 47.9659 | 0.30505 | 0.70652 | 0 | -115.6164 | -114.6048 | 0.88161 | 0 | 0.33127 | 0 | 0 | 0 | 0 | 0 | 0 | 0 | 0.078163 | 0.005879 | 0 | -2.9488 | 1.2129 | -2.8648 | 49.5191 | -127.8572 | 0.017474 | 0 | 0.017474 | 0.00087368 | 0 | 0.00087368 |  | 0 |  | 0 | 0 | 0 | 0 | 0 | 0 | 0 | 9999 | 9999
Exterior Lighting: Façade - HID 150W - New |  | 16.2791 | 66.9358 | 0 | 0.75268 | 0 | -5.9701 |  |  |  | 71.7617 | 0.01675 | 0.016629 | 0 | 0 | 0 | 0.15009 | 0.34684 | 0 | 0.44171 | 0.045161 | 0.10537 | 0 | 0 | 0 | 0 | 0 | 0 | 0 | 0 | 0 | -5.9701 | 0.19525 | 0.45222 | 0 | -5.5284 | -4.8809 | 34.3961 | 5.9187 | 0 | 0 | 40.3148 | 0.19525 | 206.4732 | 34.3961 | 7.0059 | 0 | 0 | 41.402 | 0.45222 | 91.5532 | 34.3961 | 12.9246 | 0 | 0 | 47.3207 | 0.64747 | -12.5885 | 73.0853 | 0.20021 | 0.46369 | 0 | -5.6686 | -5.0047 | 34.3961 | 0 | 12.9246 | 0 | 0 | 0 | 0 | 0 | 0 | 0 | 0.93864 | 0.15054 | 0 | -5.9701 | 47.3207 | -4.8809 | 48.9275 | -18.2571 | 0.68174 | 0 | 0.68174 | 0.034087 | 0 | 0.034087 |  | 0 |  | 0 | 0 | 0 | 0 | 0 | 0 | 0 | 9999 | 9999
Exterior Lighting: Façade - HID 400W - New |  | 16.2791 | 28.881 | 0 | 0.93213 | 0 | -1.9132 |  |  |  | 30.9632 | 0.0072273 | 0.0071751 | 0 | 0 | 0 | 0.18588 | 0.42954 | 0 | 0.54702 | 0.055928 | 0.1305 | 0 | 0 | 0 | 0 | 0 | 0 | 0 | 0 | 0 | -1.9132 | 0.24181 | 0.56004 | 0 | -1.3662 | -0.56436 | 14.841 | 2.5537 | 0 | 0 | 17.3947 | 0.24181 | 71.9366 | 14.841 | 3.0229 | 0 | 0 | 17.8639 | 0.56004 | 31.8977 | 14.841 | 5.5766 | 0 | 0 | 20.4176 | 0.80184 | -11.3469 | 25.4634 | 0.57463 | 1.3309 | 0 | -3.2467 | -1.3412 | 14.841 | 0 | 5.5766 | 0 | 0 | 0 | 0 | 0 | 0 | 0 | 1.1624 | 0.18643 | 0 | -1.9132 | 20.4176 | -0.56436 | 16.5554 | -14.5936 | 0.29415 | 0 | 0.29415 | 0.014708 | 0 | 0.014708 |  | 0 |  | 0 | 0 | 0 | 0 | 0 | 0 | 0 | 9999 | 9999
Exterior Lighting: Walkway - INC 75W - Retro |  | 6.6763 | 1.7156 | 0 | 0.1873 | 0 | -2.9488 |  |  |  | 1.8393 | 0.00042933 | 0.00042623 | 0 | 0 | 0 | 0.03735 | 0.08631 | 0 | 0.37438 | 0.011238 | 0.026222 | 0 | 0 | 0 | 0 | 0 | 0 | 0 | 0 | 0 | -2.9488 | 0.048588 | 0.11253 | 0 | -2.5744 | -2.4133 | 0.88161 | 0.1517 | 0 | 0 | 1.0333 | 0.048588 | 21.2668 | 0.88161 | 0.17957 | 0 | 0 | 1.0612 | 0.11253 | 9.43 | 0.88161 | 0.33127 | 0 | 0 | 1.2129 | 0.16112 | -6.8068 | 7.5278 | 1.9438 | 4.5018 | 0 | -102.9897 | -96.5442 | 0.88161 | 0 | 0.33127 | 0 | 0 | 0 | 0 | 0 | 0 | 0 | 0.49804 | 0.03746 | 0 | -2.9488 | 1.2129 | -2.4133 | 7.7715 | -109.7966 | 0.017474 | 0 | 0.017474 | 0.00087368 | 0 | 0.00087368 |  | 0 |  | 0 | 0 | 0 | 0 | 0 | 0 | 0 | 9999 | 9999
Exterior Lighting: Walkway - CFL 26W - New |  | 6.6763 | 2.3112 | 0 | 0.13553 | 0 | -1.3138 |  |  |  | 2.4779 | 0.00057837 | 0.0005742 | 0 | 0 | 0 | 0.027027 | 0.062456 | 0 | 0.27091 | 0.008132 | 0.018975 | 0 | 0 | 0 | 0 | 0 | 0 | 0 | 0 | 0 | -1.3138 | 0.035159 | 0.08143 | 0 | -1.0429 | -0.92626 | 1.1877 | 0.20437 | 0 | 0 | 1.392 | 0.035159 | 39.5923 | 1.1877 | 0.24191 | 0 | 0 | 1.4296 | 0.08143 | 17.5558 | 1.1877 | 0.44627 | 0 | 0 | 1.6339 | 0.11659 | -9.7902 | 14.0145 | 1.0441 | 2.4181 | 0 | -30.9681 | -27.5059 | 1.1877 | 0 | 0.44627 | 0 | 0 | 0 | 0 | 0 | 0 | 0 | 0.36039 | 0.027107 | 0 | -1.3138 | 1.6339 | -0.92626 | 7.607 | -40.7584 | 0.02354 | 0 | 0.02354 | 0.001177 | 0 | 0.001177 |  | 0 |  | 0 | 0 | 0 | 0 | 0 | 0 | 0 | 9999 | 9999
Exterior Lighting: Walkway - CFL 26W - NR |  | 6.6763 | 2.3112 | 0 | 0.13553 | 0 | -1.3138 |  |  |  | 2.4779 | 0.00057837 | 0.0005742 | 0 | 0 | 0 | 0.027027 | 0.062456 | 0 | 0.27091 | 0.008132 | 0.018975 | 0 | 0 | 0 | 0 | 0 | 0 | 0 | 0 | 0 | -1.3138 | 0.035159 | 0.08143 | 0 | -1.0429 | -0.92626 | 1.1877 | 0.20437 | 0 | 0 | 1.392 | 0.035159 | 39.5923 | 1.1877 | 0.24191 | 0 | 0 | 1.4296 | 0.08143 | 17.5558 | 1.1877 | 0.44627 | 0 | 0 | 1.6339 | 0.11659 | -9.7902 | 14.0145 | 1.0441 | 2.4181 | 0 | -30.9681 | -27.5059 | 1.1877 | 0 | 0.44627 | 0 | 0 | 0 | 0 | 0 | 0 | 0 | 0.36039 | 0.027107 | 0 | -1.3138 | 1.6339 | -0.92626 | 7.607 | -40.7584 | 0.02354 | 0 | 0.02354 | 0.001177 | 0 | 0.001177 |  | 0 |  | 0 | 0 | 0 | 0 | 0 | 0 | 0 | 9999 | 9999
Exterior Lighting: Parking Lot - MH 400W - New |  | 11.6279 | 51.4031 | 0 | 5.3073 | 0 | -2.3589 |  |  |  | 55.1091 | 0.012863 | 0.01277 | 0 | 0 | 0 | 1.0583 | 2.4457 | 0 | 5.1772 | 0.31844 | 0.74302 | 0 | 0 | 0 | 0 | 0 | 0 | 0 | 0 | 0 | -2.3589 | 1.3768 | 3.1887 | 0 | 2.8183 | 7.3837 | 26.4144 | 4.5452 | 0 | 0 | 30.9596 | 1.3768 | 22.4871 | 26.4144 | 5.3802 | 0 | 0 | 31.7946 | 3.1887 | 9.9711 | 26.4144 | 9.9254 | 0 | 0 | 36.3398 | 4.5654 | -7.1566 | 7.9597 | 1.8383 | 4.2575 | 0 | 3.763 | 9.8587 | 26.4144 | 0 | 9.9254 | 0 | 0 | 0 | 0 | 0 | 0 | 0 | 8.6812 | 1.0615 | 0 | -2.3589 | 36.3398 | 7.3837 | 3.9721 | -3.3937 | 0.52354 | 0 | 0.52354 | 0.026177 | 0 | 0.026177 |  | 0 |  | 0 | 0 | 0 | 0 | 0 | 0 | 0 | 9999 | 9999
Exterior Lighting: Parking Lot - HPS 250W - New |  | 11.6279 | 130.1965 | 0 | 14.5373 | 0 | -5.5848 |  |  |  | 139.5834 | 0.032581 | 0.032346 | 0 | 0 | 0 | 2.8989 | 6.699 | 0 | 14.1811 | 0.87224 | 2.0352 | 0 | 0 | 0 | 0 | 0 | 0 | 0 | 0 | 0 | -5.5848 | 3.7712 | 8.7342 | 0 | 8.5963 | 21.1017 | 66.9037 | 11.5124 | 0 | 0 | 78.4161 | 3.7712 | 20.7936 | 66.9037 | 13.6272 | 0 | 0 | 80.531 | 8.7342 | 9.2202 | 66.9037 | 25.1396 | 0 | 0 | 92.0434 | 12.5054 | -6.6602 | 7.3603 | 1.988 | 4.6043 | 0 | 4.5315 | 11.1238 | 66.9037 | 0 | 25.1396 | 0 | 0 | 0 | 0 | 0 | 0 | 0 | 23.779 | 2.9075 | 0 | -5.5848 | 92.0434 | 21.1017 | 3.6583 | -2.1286 | 1.326 | 0 | 1.326 | 0.066302 | 0 | 0.066302 |  | 0 |  | 0 | 0 | 0 | 0 | 0 | 0 | 0 | 9999 | 9999
Exterior Lighting: Façade - HID 400W - NR |  | 16.2791 | 28.881 | 0 | 5.9721 | 0 | -1.9132 |  |  |  | 30.9632 | 0.0072273 | 0.0071751 | 0 | 0 | 0 | 1.1909 | 2.752 | 0 | 3.5047 | 0.35832 | 0.83609 | 0 | 0 | 0 | 0 | 0 | 0 | 0 | 0 | 0 | -1.9132 | 1.5492 | 3.5881 | 0 | 1.5915 | 6.7288 | 14.841 | 2.5537 | 0 | 0 | 17.3947 | 1.5492 | 11.228 | 14.841 | 3.0229 | 0 | 0 | 17.8639 | 3.5881 | 4.9786 | 14.841 | 5.5766 | 0 | 0 | 20.4176 | 5.1373 | -1.0439 | 3.9744 | 3.6816 | 8.5268 | 0 | 3.782 | 15.9905 | 14.841 | 0 | 5.5766 | 0 | 0 | 0 | 0 | 0 | 0 | 0 | 7.4476 | 1.1944 | 0 | -1.9132 | 20.4176 | 6.7288 | 2.584 | 2.7381 | 0.29415 | 0 | 0.29415 | 0.014708 | 0 | 0.014708 |  | 0 |  | 0 | 0 | 0 | 0 | 0 | 0 | 0 | 9999 | 9999
Exterior Lighting: Parking Lot - MH 1000W - New |  | 11.6279 | 6.2519 | 0 | 1.0527 | 0 | -0.12604 |  |  |  | 6.7026 | 0.0015645 | 0.0015532 | 0 | 0 | 0 | 0.20993 | 0.48511 | 0 | 1.0269 | 0.063163 | 0.14738 | 0 | 0 | 0 | 0 | 0 | 0 | 0 | 0 | 0 | -0.12604 | 0.27309 | 0.63249 | 0 | 0.90089 | 1.8065 | 3.2126 | 0.55281 | 0 | 0 | 3.7654 | 0.27309 | 13.7883 | 3.2126 | 0.65436 | 0 | 0 | 3.867 | 0.63249 | 6.1139 | 3.2126 | 1.2072 | 0 | 0 | 4.4198 | 0.90558 | -3.3109 | 4.8806 | 2.998 | 6.9435 | 0 | 9.89 | 19.8315 | 3.2126 | 0 | 1.2072 | 0 | 0 | 0 | 0 | 0 | 0 | 0 | 1.722 | 0.21054 | 0 | -0.12604 | 4.4198 | 1.8065 | 2.3523 | 6.5791 | 0.063675 | 0 | 0.063675 | 0.0031837 | 0 | 0.0031837 |  | 0 |  | 0 | 0 | 0 | 0 | 0 | 0 | 0 | 9999 | 9999
Exterior Lighting: Façade - HID 400W - Retro |  | 16.2791 | 28.881 | 0 | 6.6778 | 0 | -1.9132 |  |  |  | 30.9632 | 0.0072273 | 0.0071751 | 0 | 0 | 0 | 1.3316 | 3.0772 | 0 | 3.9188 | 0.40067 | 0.93489 | 0 | 0 | 0 | 0 | 0 | 0 | 0 | 0 | 0 | -1.9132 | 1.7323 | 4.0121 | 0 | 2.0056 | 7.75 | 14.841 | 2.5537 | 0 | 0 | 17.3947 | 1.7323 | 10.0414 | 14.841 | 3.0229 | 0 | 0 | 17.8639 | 4.0121 | 4.4525 | 14.841 | 5.5766 | 0 | 0 | 20.4176 | 5.7444 | 0.39869 | 3.5544 | 4.1167 | 9.5344 | 0 | 4.7662 | 18.4173 | 14.841 | 0 | 5.5766 | 0 | 0 | 0 | 0 | 0 | 0 | 0 | 8.3277 | 1.3356 | 0 | -1.9132 | 20.4176 | 7.75 | 2.3109 | 5.1649 | 0.29415 | 0 | 0.29415 | 0.014708 | 0 | 0.014708 |  | 0 |  | 0 | 0 | 0 | 0 | 0 | 0 | 0 | 9999 | 9999
Exterior Lighting: Walkway - HID 150W - NR |  | 13.9535 | 65.9875 | 0 | 15.9009 | 0 | -5.6133 |  |  |  | 70.745 | 0.016513 | 0.016394 | 0 | 0 | 0 | 3.1709 | 7.3274 | 0 | 11.8939 | 0.95406 | 2.2261 | 0 | 0 | 0 | 0 | 0 | 0 | 0 | 0 | 0 | -5.6133 | 4.1249 | 9.5535 | 0 | 6.2806 | 19.9591 | 33.9088 | 5.8348 | 0 | 0 | 39.7436 | 4.1249 | 9.635 | 33.9088 | 6.9067 | 0 | 0 | 40.8155 | 9.5535 | 4.2723 | 33.9088 | 12.7415 | 0 | 0 | 46.6503 | 13.6784 | 0.97449 | 3.4105 | 4.2903 | 9.9366 | 0 | 6.5325 | 20.7594 | 33.9088 | 0 | 12.7415 | 0 | 0 | 0 | 0 | 0 | 0 | 0 | 22.3922 | 3.1802 | 0 | -5.6133 | 46.6503 | 19.9591 | 2.0438 | 7.507 | 0.67208 | 0 | 0.67208 | 0.033604 | 0 | 0.033604 |  | 0 |  | 0 | 0 | 0 | 0 | 0 | 0 | 0 | 9999 | 9999
Exterior Lighting: Façade - HID 150W - NR |  | 16.2791 | 66.9358 | 0 | 19.2714 | 0 | -5.9701 |  |  |  | 71.7617 | 0.01675 | 0.016629 | 0 | 0 | 0 | 3.843 | 8.8805 | 0 | 11.3094 | 1.1563 | 2.698 | 0 | 0 | 0 | 0 | 0 | 0 | 0 | 0 | 0 | -5.9701 | 4.9993 | 11.5785 | 0 | 5.3393 | 21.9171 | 34.3961 | 5.9187 | 0 | 0 | 40.3148 | 4.9993 | 8.0641 | 34.3961 | 7.0059 | 0 | 0 | 41.402 | 11.5785 | 3.5758 | 34.3961 | 12.9246 | 0 | 0 | 47.3207 | 16.5778 | 3.7458 | 2.8545 | 5.1261 | 11.8722 | 0 | 5.4747 | 22.4729 | 34.3961 | 0 | 12.9246 | 0 | 0 | 0 | 0 | 0 | 0 | 0 | 24.0329 | 3.8543 | 0 | -5.9701 | 47.3207 | 21.9171 | 1.9109 | 9.2205 | 0.68174 | 0 | 0.68174 | 0.034087 | 0 | 0.034087 |  | 0 |  | 0 | 0 | 0 | 0 | 0 | 0 | 0 | 9999 | 9999
Exterior Lighting: Parking Lot - MH 400W - NR |  | 11.6279 | 51.4031 | 0 | 13.3882 | 0 | -2.3589 |  |  |  | 55.1091 | 0.012863 | 0.01277 | 0 | 0 | 0 | 2.6698 | 6.1695 | 0 | 13.0601 | 0.80329 | 1.8743 | 0 | 0 | 0 | 0 | 0 | 0 | 0 | 0 | 0 | -2.3589 | 3.4731 | 8.0438 | 0 | 10.7012 | 22.2181 | 26.4144 | 4.5452 | 0 | 0 | 30.9596 | 3.4731 | 8.9142 | 26.4144 | 5.3802 | 0 | 0 | 31.7946 | 8.0438 | 3.9527 | 26.4144 | 9.9254 | 0 | 0 | 36.3398 | 11.5169 | 2.1249 | 3.1553 | 4.6373 | 10.7401 | 0 | 14.2882 | 29.6656 | 26.4144 | 0 | 9.9254 | 0 | 0 | 0 | 0 | 0 | 0 | 0 | 21.8994 | 2.6776 | 0 | -2.3589 | 36.3398 | 22.2181 | 1.5746 | 16.4132 | 0.52354 | 0 | 0.52354 | 0.026177 | 0 | 0.026177 |  | 0 |  | 0 | 0 | 0 | 0 | 0 | 0 | 0 | 9999 | 9999
Exterior Lighting: Façade - HID 150W - Retro |  | 16.2791 | 66.9358 | 0 | 23.5834 | 0 | -5.9701 |  |  |  | 71.7617 | 0.01675 | 0.016629 | 0 | 0 | 0 | 4.7029 | 10.8676 | 0 | 13.8399 | 1.415 | 3.3017 | 0 | 0 | 0 | 0 | 0 | 0 | 0 | 0 | 0 | -5.9701 | 6.1179 | 14.1693 | 0 | 7.8698 | 28.1569 | 34.3961 | 5.9187 | 0 | 0 | 40.3148 | 6.1179 | 6.5897 | 34.3961 | 7.0059 | 0 | 0 | 41.402 | 14.1693 | 2.922 | 34.3961 | 12.9246 | 0 | 0 | 47.3207 | 20.2871 | 7.5492 | 2.3325 | 6.273 | 14.5286 | 0 | 8.0694 | 28.871 | 34.3961 | 0 | 12.9246 | 0 | 0 | 0 | 0 | 0 | 0 | 0 | 29.4103 | 4.7167 | 0 | -5.9701 | 47.3207 | 28.1569 | 1.5615 | 15.6186 | 0.68174 | 0 | 0.68174 | 0.034087 | 0 | 0.034087 |  | 0 |  | 0 | 0 | 0 | 0 | 0 | 0 | 0 | 9999 | 9999
Exterior Lighting: Walkway - HID 150W - Retro |  | 13.9535 | 65.9875 | 0 | 21.6733 | 0 | -5.6133 |  |  |  | 70.745 | 0.016513 | 0.016394 | 0 | 0 | 0 | 4.3219 | 9.9873 | 0 | 16.2117 | 1.3004 | 3.0343 | 0 | 0 | 0 | 0 | 0 | 0 | 0 | 0 | 0 | -5.6133 | 5.6223 | 13.0216 | 0 | 10.5984 | 29.2423 | 33.9088 | 5.8348 | 0 | 0 | 39.7436 | 5.6223 | 7.0689 | 33.9088 | 6.9067 | 0 | 0 | 40.8155 | 13.0216 | 3.1344 | 33.9088 | 12.7415 | 0 | 0 | 46.6503 | 18.6439 | 6.1391 | 2.5022 | 5.8478 | 13.5437 | 0 | 11.0233 | 30.4149 | 33.9088 | 0 | 12.7415 | 0 | 0 | 0 | 0 | 0 | 0 | 0 | 30.5209 | 4.3347 | 0 | -5.6133 | 46.6503 | 29.2423 | 1.4994 | 17.1624 | 0.67208 | 0 | 0.67208 | 0.033604 | 0 | 0.033604 |  | 0 |  | 0 | 0 | 0 | 0 | 0 | 0 | 0 | 9999 | 9999
Exterior Lighting: Parking Lot - MH 400W - Retro |  | 11.6279 | 51.4031 | 0 | 14.53 | 0 | -2.3589 |  |  |  | 55.1091 | 0.012863 | 0.01277 | 0 | 0 | 0 | 2.8975 | 6.6956 | 0 | 14.1739 | 0.8718 | 2.0342 | 0 | 0 | 0 | 0 | 0 | 0 | 0 | 0 | 0 | -2.3589 | 3.7693 | 8.7298 | 0 | 11.815 | 24.3141 | 26.4144 | 4.5452 | 0 | 0 | 30.9596 | 3.7693 | 8.2137 | 26.4144 | 5.3802 | 0 | 0 | 31.7946 | 8.7298 | 3.6421 | 26.4144 | 9.9254 | 0 | 0 | 36.3398 | 12.4991 | 3.4364 | 2.9074 | 5.0327 | 11.6561 | 0 | 15.7754 | 32.4642 | 26.4144 | 0 | 9.9254 | 0 | 0 | 0 | 0 | 0 | 0 | 0 | 23.767 | 2.906 | 0 | -2.3589 | 36.3398 | 24.3141 | 1.4509 | 19.2118 | 0.52354 | 0 | 0.52354 | 0.026177 | 0 | 0.026177 |  | 0 |  | 0 | 0 | 0 | 0 | 0 | 0 | 0 | 9999 | 9999
Exterior Lighting: Parking Lot - MH 1000W - NR |  | 11.6279 | 6.2519 | 0 | 1.9471 | 0 | -0.12604 |  |  |  | 6.7026 | 0.0015645 | 0.0015532 | 0 | 0 | 0 | 0.38829 | 0.89727 | 0 | 1.8994 | 0.11683 | 0.2726 | 0 | 0 | 0 | 0 | 0 | 0 | 0 | 0 | 0 | -0.12604 | 0.50512 | 1.1699 | 0 | 1.7734 | 3.4484 | 3.2126 | 0.55281 | 0 | 0 | 3.7654 | 0.50512 | 7.4546 | 3.2126 | 0.65436 | 0 | 0 | 3.867 | 1.1699 | 3.3055 | 3.2126 | 1.2072 | 0 | 0 | 4.4198 | 1.675 | 5.1358 | 2.6387 | 5.5452 | 12.843 | 0 | 19.4685 | 37.8567 | 3.2126 | 0 | 1.2072 | 0 | 0 | 0 | 0 | 0 | 0 | 0 | 3.185 | 0.38943 | 0 | -0.12604 | 4.4198 | 3.4484 | 1.2718 | 24.6043 | 0.063675 | 0 | 0.063675 | 0.0031837 | 0 | 0.0031837 |  | 0 |  | 0 | 0 | 0 | 0 | 0 | 0 | 0 | 9999 | 9999
Exterior Lighting: Parking Lot - MH 1000W - Retro |  | 11.6279 | 6.2519 | 0 | 2.0082 | 0 | -0.12604 |  |  |  | 6.7026 | 0.0015645 | 0.0015532 | 0 | 0 | 0 | 0.40045 | 0.92539 | 0 | 1.9589 | 0.12049 | 0.28114 | 0 | 0 | 0 | 0 | 0 | 0 | 0 | 0 | 0 | -0.12604 | 0.52094 | 1.2065 | 0 | 1.8329 | 3.5604 | 3.2126 | 0.55281 | 0 | 0 | 3.7654 | 0.52094 | 7.2281 | 3.2126 | 0.65436 | 0 | 0 | 3.867 | 1.2065 | 3.2051 | 3.2126 | 1.2072 | 0 | 0 | 4.4198 | 1.7275 | 5.7119 | 2.5585 | 5.7189 | 13.2453 | 0 | 20.1218 | 39.0861 | 3.2126 | 0 | 1.2072 | 0 | 0 | 0 | 0 | 0 | 0 | 0 | 3.2848 | 0.40163 | 0 | -0.12604 | 4.4198 | 3.5604 | 1.2331 | 25.8337 | 0.063675 | 0 | 0.063675 | 0.0031837 | 0 | 0.0031837 |  | 0 |  | 0 | 0 | 0 | 0 | 0 | 0 | 0 | 9999 | 9999
Exterior Lighting: Parking Lot - HPS 250W - NR |  | 11.6279 | 130.1965 | 0 | 45.5438 | 0 | -5.5848 |  |  |  | 139.5834 | 0.032581 | 0.032346 | 0 | 0 | 0 | 9.082 | 20.9872 | 0 | 44.4277 | 2.7326 | 6.3761 | 0 | 0 | 0 | 0 | 0 | 0 | 0 | 0 | 0 | -5.5848 | 11.8147 | 27.3633 | 0 | 38.8429 | 78.0209 | 66.9037 | 11.5124 | 0 | 0 | 78.4161 | 11.8147 | 6.6372 | 66.9037 | 13.6272 | 0 | 0 | 80.531 | 27.3633 | 2.943 | 66.9037 | 25.1396 | 0 | 0 | 92.0434 | 39.178 | 7.4004 | 2.3494 | 6.2281 | 14.4247 | 0 | 20.4761 | 41.1289 | 66.9037 | 0 | 25.1396 | 0 | 0 | 0 | 0 | 0 | 0 | 0 | 74.497 | 9.1088 | 0 | -5.5848 | 92.0434 | 78.0209 | 1.1677 | 27.8765 | 1.326 | 0 | 1.326 | 0.066302 | 0 | 0.066302 |  | 0 |  | 0 | 0 | 0 | 0 | 0 | 0 | 0 | 9999 | 9999
Exterior Lighting: Parking Lot - HPS 250W - Retro |  | 11.6279 | 130.1965 | 0 | 50.0675 | 0 | -5.5848 |  |  |  | 139.5834 | 0.032581 | 0.032346 | 0 | 0 | 0 | 9.9841 | 23.0718 | 0 | 48.8406 | 3.0041 | 7.0095 | 0 | 0 | 0 | 0 | 0 | 0 | 0 | 0 | 0 | -5.5848 | 12.9882 | 30.0813 | 0 | 43.2558 | 86.3252 | 66.9037 | 11.5124 | 0 | 0 | 78.4161 | 12.9882 | 6.0375 | 66.9037 | 13.6272 | 0 | 0 | 80.531 | 30.0813 | 2.6771 | 66.9037 | 25.1396 | 0 | 0 | 92.0434 | 43.0694 | 9.4517 | 2.1371 | 6.8468 | 15.8574 | 0 | 22.8024 | 45.5066 | 66.9037 | 0 | 25.1396 | 0 | 0 | 0 | 0 | 0 | 0 | 0 | 81.8965 | 10.0135 | 0 | -5.5848 | 92.0434 | 86.3252 | 1.0622 | 32.2541 | 1.326 | 0 | 1.326 | 0.066302 | 0 | 0.066302 |  | 0 |  | 0 | 0 | 0 | 0 | 0 | 0 | 0 | 9999 | 9999
Exterior Lighting: Walkway - CFL 26W - Retro |  | 6.6763 | 2.3112 | 0 | 1.0316 | 0 | -1.3138 |  |  |  | 2.4779 | 0.00057837 | 0.0005742 | 0 | 0 | 0 | 0.20571 | 0.47535 | 0 | 2.0619 | 0.061893 | 0.14442 | 0 | 0 | 0 | 0 | 0 | 0 | 0 | 0 | 0 | -1.3138 | 0.2676 | 0.61977 | 0 | 0.74816 | 1.6355 | 1.1877 | 0.20437 | 0 | 0 | 1.392 | 0.2676 | 5.2019 | 1.1877 | 0.24191 | 0 | 0 | 1.4296 | 0.61977 | 2.3066 | 1.1877 | 0.44627 | 0 | 0 | 1.6339 | 0.88737 | 13.0986 | 1.8413 | 7.9465 | 18.4045 | 0 | 22.2172 | 48.5682 | 1.1877 | 0 | 0.44627 | 0 | 0 | 0 | 0 | 0 | 0 | 0 | 2.743 | 0.20631 | 0 | -1.3138 | 1.6339 | 1.6355 | 0.99946 | 35.3158 | 0.02354 | 0 | 0.02354 | 0.001177 | 0 | 0.001177 |  | 0 |  | 0 | 0 | 0 | 0 | 0 | 0 | 0 | 9999 | 9999
Supply Curve Results; Categories sorted by TRC Net Levelized Cost
Totals for Categories with Benefits Exceeding Costs. Levelized cost is TRC Net Levelized Cost (Net of Benefits) | [12 empty] | Savings Allocation by Cost Bin and Month for Segments 1 | [12 empty] | Savings Allocation by Cost Bin and Month for Segments 2
| Totals Basis | Busbar Electric Savings in kWh | First Cost | Admin Cost | First Year Program Cost | PV Cost | PV Benefits | Unit Program Cost: First Year Program Cost in $/average annual kW saved | Utility System Net Levelized Cost (Net of T&D Capacity Benefits, Act Credit & Risk-Mitigation) in mills/kWh | TRC Net Levelized Cost (Net of All Benefits) in mills/kWh | TRC B/C Ratio | Net Electric & Gas System CO2 Avoided (Lifetime Tons) | Jan | Feb | Mar | Apr | May | Jun | Jul | Aug | Sep | Oct | Nov | Dec |  | Jan | Feb | Mar | Apr | May | Jun | Jul | Aug | Sep | Oct | Nov | Dec
| Measures with B/C > 1.00 | 1138.3985 | 245.3821 | 0 | 245.3821 | 294.4332 | 750.6768 | 1888.22 | -2.7808 | 5.7786 | 10.0818 | 10.8148 | 46.6259 | 34.4688 | 32.1093 | 18.4331 | 14.8071 | 11.486 | 11.9855 | 17.4453 | 22.0408 | 35.9571 | 41.6393 | 49.0502 |  | 77.2751 | 67.0297 | 67.5732 | 64.3466 | 59.2665 | 53.8491 | 58.8018 | 63.4944 | 68.4404 | 70.6344 | 74.0446 | 77.5945
| Categories with B/C > 1.00 | 1135.9206 | 244.3505 | 48.8701 | 293.2206 | 341.8741 | 749.0429 | 2261.2605 | 0.36355 | 8.8932 | 8.7598 | 10.7913 | 2.3325 | 1.7243 | 1.6063 | 0.92212 | 0.74073 | 0.57459 | 0.59958 | 0.8727 | 1.1026 | 1.7988 | 2.083 | 2.4537 |  | 3.8657 | 3.3532 | 3.3804 | 3.2189 | 2.9648 | 2.6938 | 2.9416 | 3.1763 | 3.4237 | 3.5335 | 3.7041 | 3.8817
Supply Curve Results: By TRC Net Levelized Cost - Net of Benefits
| Block 1: <= 0 mills/kWh | 379.4879 | 22.7341 | 4.5468 | 27.281 | 8.4265 | 250.24 | 629.7468 | -9.4605 | -11.6185 | 23.1587 | 3.6051 | 15.5429 | 11.4903 | 10.7037 | 6.1447 | 4.936 | 3.8289 | 3.9954 | 5.8154 | 7.3474 | 11.9864 | 13.8805 | 16.351 |  | 25.7599 | 22.3445 | 22.5257 | 21.4501 | 19.7566 | 17.9507 | 19.6017 | 21.166 | 22.8148 | 23.5461 | 24.6829 | 25.8663
| Block 2: <= 10 mills/kWh | 211.1358 | 48.8749 | 9.775 | 58.6499 | 58.1614 | 139.226 | 2433.3768 | 1.3999 | 7.0171 | 2.1268 | 2.0058 | 8.6476 | 6.3928 | 5.9552 | 3.4187 | 2.7462 | 2.1303 | 2.2229 | 3.2355 | 4.0878 | 6.6689 | 7.7227 | 9.0972 |  | 14.332 | 12.4318 | 12.5326 | 11.9342 | 10.992 | 9.9872 | 10.9058 | 11.7761 | 12.6935 | 13.1004 | 13.7329 | 14.3912
| Block 3: 10-20 mills/kWh | 252.7249 | 73.1749 | 14.635 | 87.8099 | 103.9314 | 166.6506 | 3043.6817 | 5.0748 | 17.0076 | 1.5229 | 2.4009 | 10.351 | 7.6521 | 7.1283 | 4.0922 | 3.2872 | 2.5499 | 2.6608 | 3.8729 | 4.8931 | 7.9825 | 9.2439 | 10.8892 |  | 17.1551 | 14.8806 | 15.0013 | 14.285 | 13.1572 | 11.9545 | 13.054 | 14.0958 | 15.1938 | 15.6809 | 16.4379 | 17.226
| Block 4: 20-30 mills/kWh | 152.9886 | 49.4991 | 9.8998 | 59.3989 | 85.0297 | 100.8829 | 3401.1316 | 7.2272 | 27.6437 | 1.1751 | 1.4534 | 6.266 | 4.6322 | 4.3151 | 2.4772 | 1.9899 | 1.5436 | 1.6107 | 2.3445 | 2.962 | 4.8322 | 5.5959 | 6.5918 |  | 10.385 | 9.0081 | 9.0811 | 8.6475 | 7.9648 | 7.2367 | 7.9023 | 8.533 | 9.1977 | 9.4925 | 9.9508 | 10.4279
| Block 5: 30-40 mills/kWh | 142.0613 | 51.0991 | 10.2198 | 61.3189 | 87.9607 | 93.6773 | 3781.1384 | 9.5154 | 32.3075 | 1.0611 | 1.3496 | 5.8185 | 4.3014 | 4.0069 | 2.3003 | 1.8478 | 1.4333 | 1.4957 | 2.177 | 2.7505 | 4.4871 | 5.1962 | 6.121 |  | 9.6432 | 8.3647 | 8.4325 | 8.0298 | 7.3959 | 6.7199 | 7.3379 | 7.9235 | 8.5407 | 8.8145 | 9.2401 | 9.683
| Block 6: 40-50 mills/kWh | 0 | 0 | 0 | 0 | 0 | 0 | 0 | 0 | 0 | 0 | 0 | 0 | 0 | 0 | 0 | 0 | 0 | 0 | 0 | 0 | 0 | 0 | 0 |  | 0 | 0 | 0 | 0 | 0 | 0 | 0 | 0 | 0 | 0 | 0 | 0
| Block 7: 50-60 mills/kWh | 0 | 0 | 0 | 0 | 0 | 0 | 0 | 0 | 0 | 0 | 0 | 0 | 0 | 0 | 0 | 0 | 0 | 0 | 0 | 0 | 0 | 0 | 0 |  | 0 | 0 | 0 | 0 | 0 | 0 | 0 | 0 | 0 | 0 | 0 | 0
| Block 8: 60-70 mills/kWh | 0 | 0 | 0 | 0 | 0 | 0 | 0 | 0 | 0 | 0 | 0 | 0 | 0 | 0 | 0 | 0 | 0 | 0 | 0 | 0 | 0 | 0 | 0 |  | 0 | 0 | 0 | 0 | 0 | 0 | 0 | 0 | 0 | 0 | 0 | 0
| Block 9: 70-80 mills/kWh | 0 | 0 | 0 | 0 | 0 | 0 | 0 | 0 | 0 | 0 | 0 | 0 | 0 | 0 | 0 | 0 | 0 | 0 | 0 | 0 | 0 | 0 | 0 |  | 0 | 0 | 0 | 0 | 0 | 0 | 0 | 0 | 0 | 0 | 0 | 0
| Block 10: 80-90 mills/kWh | 0 | 0 | 0 | 0 | 0 | 0 | 0 | 0 | 0 | 0 | 0 | 0 | 0 | 0 | 0 | 0 | 0 | 0 | 0 | 0 | 0 | 0 | 0 |  | 0 | 0 | 0 | 0 | 0 | 0 | 0 | 0 | 0 | 0 | 0 | 0
| Block 11: 90-100 mills/kWh | 0 | 0 | 0 | 0 | 0 | 0 | 0 | 0 | 0 | 0 | 0 | 0 | 0 | 0 | 0 | 0 | 0 | 0 | 0 | 0 | 0 | 0 | 0 |  | 0 | 0 | 0 | 0 | 0 | 0 | 0 | 0 | 0 | 0 | 0 | 0
| Block 12: 100-110 mills/kWh | 0 | 0 | 0 | 0 | 0 | 0 | 0 | 0 | 0 | 0 | 0 | 0 | 0 | 0 | 0 | 0 | 0 | 0 | 0 | 0 | 0 | 0 | 0 |  | 0 | 0 | 0 | 0 | 0 | 0 | 0 | 0 | 0 | 0 | 0 | 0
| Block 13: 110-120 mills/kWh | 0 | 0 | 0 | 0 | 0 | 0 | 0 | 0 | 0 | 0 | 0 | 0 | 0 | 0 | 0 | 0 | 0 | 0 | 0 | 0 | 0 | 0 | 0 |  | 0 | 0 | 0 | 0 | 0 | 0 | 0 | 0 | 0 | 0 | 0 | 0
| Block 14: 120-130 mills/kWh | 0 | 0 | 0 | 0 | 0 | 0 | 0 | 0 | 0 | 0 | 0 | 0 | 0 | 0 | 0 | 0 | 0 | 0 | 0 | 0 | 0 | 0 | 0 |  | 0 | 0 | 0 | 0 | 0 | 0 | 0 | 0 | 0 | 0 | 0 | 0
| Block 15: 130-140 mills/kWh | 0 | 0 | 0 | 0 | 0 | 0 | 0 | 0 | 0 | 0 | 0 | 0 | 0 | 0 | 0 | 0 | 0 | 0 | 0 | 0 | 0 | 0 | 0 |  | 0 | 0 | 0 | 0 | 0 | 0 | 0 | 0 | 0 | 0 | 0 | 0
| Block 16: 140-150 mills/kWh | 0 | 0 | 0 | 0 | 0 | 0 | 0 | 0 | 0 | 0 | 0 | 0 | 0 | 0 | 0 | 0 | 0 | 0 | 0 | 0 | 0 | 0 | 0 |  | 0 | 0 | 0 | 0 | 0 | 0 | 0 | 0 | 0 | 0 | 0 | 0
| Block 17: 150-160 mills/kWh | 0 | 0 | 0 | 0 | 0 | 0 | 0 | 0 | 0 | 0 | 0 | 0 | 0 | 0 | 0 | 0 | 0 | 0 | 0 | 0 | 0 | 0 | 0 |  | 0 | 0 | 0 | 0 | 0 | 0 | 0 | 0 | 0 | 0 | 0 | 0
| Block 18: 160-170 mills/kWh | 0 | 0 | 0 | 0 | 0 | 0 | 0 | 0 | 0 | 0 | 0 | 0 | 0 | 0 | 0 | 0 | 0 | 0 | 0 | 0 | 0 | 0 | 0 |  | 0 | 0 | 0 | 0 | 0 | 0 | 0 | 0 | 0 | 0 | 0 | 0
| Block 19: 170-180 mills/kWh | 0 | 0 | 0 | 0 | 0 | 0 | 0 | 0 | 0 | 0 | 0 | 0 | 0 | 0 | 0 | 0 | 0 | 0 | 0 | 0 | 0 | 0 | 0 |  | 0 | 0 | 0 | 0 | 0 | 0 | 0 | 0 | 0 | 0 | 0 | 0
| Block 20: 180-190 mills/kWh | 0 | 0 | 0 | 0 | 0 | 0 | 0 | 0 | 0 | 0 | 0 | 0 | 0 | 0 | 0 | 0 | 0 | 0 | 0 | 0 | 0 | 0 | 0 |  | 0 | 0 | 0 | 0 | 0 | 0 | 0 | 0 | 0 | 0 | 0 | 0
| Block 21: 190-200 mills/kWh | 0 | 0 | 0 | 0 | 0 | 0 | 0 | 0 | 0 | 0 | 0 | 0 | 0 | 0 | 0 | 0 | 0 | 0 | 0 | 0 | 0 | 0 | 0 |  | 0 | 0 | 0 | 0 | 0 | 0 | 0 | 0 | 0 | 0 | 0 | 0
| Block 22: > 200 mills/kWh | 0 | 0 | 0 | 0 | 0 | 0 | 0 | 0 | 0 | 0 | 0 | 0 | 0 | 0 | 0 | 0 | 0 | 0 | 0 | 0 | 0 | 0 | 0 |  | 0 | 0 | 0 | 0 | 0 | 0 | 0 | 0 | 0 | 0 | 0 | 0
Shaped Savings Results; By Category and sorted by TRC BC ratio
[13 empty] | Savings Allocation by Cost Bin and Month for Segments 1 Feb: Savings Allocation by Category and Month for Segments 1 |  |  | Savings Allocation by Category and Month for Segments 2
Category | Measure | Busbar Savings | First Cost | Admin Cost | First Year Program Cost | PV Cost | PV Benefits | Unit Program Cost: First Year Program Cost in $/average annual kW saved | Utility System Net Levelized Cost (Net of T&D Capacity Benefits, Act Credit & Risk-Mitigation) in mills/kWh | TRC Net Levelized Cost (Net of All Benefits) in mills/kWh | TRC B/C Ratio | Net Electric & Gas System CO2 Avoided (Lifetime Tons) | Wholesale KW | Jan | Feb | Mar | Apr | May | Jun | Jul | Aug | Sep | Oct | Nov | Dec |  | Jan | Feb | Mar | Apr | May | Jun | Jul | Aug | Sep | Oct | Nov | Dec
Exterior Lighting: Walkway - HID 150W - New |  | 71.5968 | 0.68761 | 0.13752 | 0.82514 | -4.6183 | 47.212 | 100.9569 | -12.6445 | -17.9987 | 53.0893 | 0.68017 | 0.016712 | 2.9324 | 2.1678 | 2.0194 | 1.1593 | 0.93126 | 0.72238 | 0.7538 | 1.0972 | 1.3862 | 2.2614 | 2.6188 | 3.0849 |  | 4.86 | 4.2157 | 4.2499 | 4.0469 | 3.7274 | 3.3867 | 3.6982 | 3.9933 | 4.3044 | 4.4424 | 4.6569 | 4.8801
Exterior Lighting: Walkway - INC 75W - New |  | 1.8393 | 0.029395 | 0.005879 | 0.035274 | -2.8648 | 1.2129 | 167.9956 | -12.2408 | -127.8572 | 49.5191 | 0.017474 | 0.00042933 | 0.075334 | 0.055692 | 0.051879 | 0.029783 | 0.023924 | 0.018558 | 0.019365 | 0.028187 | 0.035612 | 0.058096 | 0.067277 | 0.079251 |  | 0.12485 | 0.1083 | 0.10918 | 0.10397 | 0.095757 | 0.087005 | 0.095007 | 0.10259 | 0.11058 | 0.11412 | 0.11963 | 0.12537
Exterior Lighting: Walkway - INC 75W - NR |  | 1.8393 | 0.029395 | 0.005879 | 0.035274 | -2.8648 | 1.2129 | 167.9956 | -12.2408 | -127.8572 | 49.5191 | 0.017474 | 0.00042933 | 0.075334 | 0.055692 | 0.051879 | 0.029783 | 0.023924 | 0.018558 | 0.019365 | 0.028187 | 0.035612 | 0.058096 | 0.067277 | 0.079251 |  | 0.12485 | 0.1083 | 0.10918 | 0.10397 | 0.095757 | 0.087005 | 0.095007 | 0.10259 | 0.11058 | 0.11412 | 0.11963 | 0.12537
Exterior Lighting: Façade - HID 150W - New |  | 71.7617 | 0.75268 | 0.15054 | 0.90321 | -4.8809 | 47.3207 | 110.2557 | -12.5885 | -18.2571 | 48.9275 | 0.68174 | 0.01675 | 2.9392 | 2.1728 | 2.0241 | 1.162 | 0.9334 | 0.72405 | 0.75554 | 1.0997 | 1.3894 | 2.2666 | 2.6248 | 3.092 |  | 4.8712 | 4.2254 | 4.2596 | 4.0562 | 3.736 | 3.3945 | 3.7067 | 4.0025 | 4.3143 | 4.4526 | 4.6676 | 4.8914
Exterior Lighting: Façade - HID 400W - New |  | 30.9632 | 0.93213 | 0.18643 | 1.1186 | -0.56436 | 20.4176 | 316.457 | -11.3469 | -14.5936 | 16.5554 | 0.29415 | 0.0072273 | 1.2682 | 0.93751 | 0.87334 | 0.50136 | 0.40274 | 0.31241 | 0.32599 | 0.47449 | 0.59949 | 0.97799 | 1.1325 | 1.3341 |  | 2.1018 | 1.8231 | 1.8379 | 1.7502 | 1.612 | 1.4646 | 1.5993 | 1.727 | 1.8615 | 1.9212 | 2.0139 | 2.1105
Exterior Lighting: Walkway - INC 75W - Retro |  | 1.8393 | 0.1873 | 0.03746 | 0.22476 | -2.4133 | 1.2129 | 1070.4425 | -6.8068 | -109.7966 | 7.7715 | 0.017474 | 0.00042933 | 0.075334 | 0.055692 | 0.051879 | 0.029783 | 0.023924 | 0.018558 | 0.019365 | 0.028187 | 0.035612 | 0.058096 | 0.067277 | 0.079251 |  | 0.12485 | 0.1083 | 0.10918 | 0.10397 | 0.095757 | 0.087005 | 0.095007 | 0.10259 | 0.11058 | 0.11412 | 0.11963 | 0.12537
Exterior Lighting: Walkway - CFL 26W - New |  | 2.4779 | 0.13553 | 0.027107 | 0.16264 | -0.92626 | 1.6339 | 574.9809 | -9.7902 | -40.7584 | 7.607 | 0.02354 | 0.00057837 | 0.10149 | 0.075026 | 0.06989 | 0.040122 | 0.032229 | 0.025001 | 0.026088 | 0.037972 | 0.047974 | 0.078265 | 0.090633 | 0.10676 |  | 0.1682 | 0.1459 | 0.14708 | 0.14006 | 0.129 | 0.11721 | 0.12799 | 0.1382 | 0.14897 | 0.15374 | 0.16117 | 0.16889
Exterior Lighting: Walkway - CFL 26W - NR |  | 2.4779 | 0.13553 | 0.027107 | 0.16264 | -0.92626 | 1.6339 | 574.9809 | -9.7902 | -40.7584 | 7.607 | 0.02354 | 0.00057837 | 0.10149 | 0.075026 | 0.06989 | 0.040122 | 0.032229 | 0.025001 | 0.026088 | 0.037972 | 0.047974 | 0.078265 | 0.090633 | 0.10676 |  | 0.1682 | 0.1459 | 0.14708 | 0.14006 | 0.129 | 0.11721 | 0.12799 | 0.1382 | 0.14897 | 0.15374 | 0.16117 | 0.16889
Exterior Lighting: Parking Lot - MH 400W - New |  | 55.1091 | 5.3073 | 1.0615 | 6.3687 | 7.3837 | 36.3398 | 1012.3519 | -7.1566 | -3.3937 | 3.9721 | 0.52354 | 0.012863 | 2.2571 | 1.6686 | 1.5544 | 0.89233 | 0.7168 | 0.55603 | 0.58021 | 0.84452 | 1.067 | 1.7407 | 2.0157 | 2.3745 |  | 3.7408 | 3.2449 | 3.2712 | 3.115 | 2.8691 | 2.6068 | 2.8466 | 3.0737 | 3.3132 | 3.4194 | 3.5844 | 3.7563
Exterior Lighting: Parking Lot - HPS 250W - New |  | 139.5834 | 14.5373 | 2.9075 | 17.4448 | 21.1017 | 92.0434 | 1094.8029 | -6.6602 | -2.1286 | 3.6583 | 1.326 | 0.032581 | 5.717 | 4.2264 | 3.937 | 2.2602 | 1.8156 | 1.4083 | 1.4696 | 2.139 | 2.7025 | 4.4088 | 5.1055 | 6.0142 |  | 9.475 | 8.2188 | 8.2854 | 7.8898 | 7.2669 | 6.6026 | 7.2099 | 7.7853 | 8.3917 | 8.6608 | 9.0789 | 9.5142
Exterior Lighting: Façade - HID 400W - NR |  | 30.9632 | 5.9721 | 1.1944 | 7.1665 | 6.7288 | 20.4176 | 2027.5132 | -1.0439 | 2.7381 | 2.584 | 0.29415 | 0.0072273 | 1.2682 | 0.93751 | 0.87334 | 0.50136 | 0.40274 | 0.31241 | 0.32599 | 0.47449 | 0.59949 | 0.97799 | 1.1325 | 1.3341 |  | 2.1018 | 1.8231 | 1.8379 | 1.7502 | 1.612 | 1.4646 | 1.5993 | 1.727 | 1.8615 | 1.9212 | 2.0139 | 2.1105
Exterior Lighting: Parking Lot - MH 1000W - New |  | 6.7026 | 1.0527 | 0.21054 | 1.2633 | 1.8065 | 4.4198 | 1651.0261 | -3.3109 | 6.5791 | 2.3523 | 0.063675 | 0.0015645 | 0.27452 | 0.20294 | 0.18905 | 0.10853 | 0.08718 | 0.067627 | 0.070568 | 0.10271 | 0.12977 | 0.21171 | 0.24516 | 0.2888 |  | 0.45498 | 0.39465 | 0.39785 | 0.37886 | 0.34895 | 0.31705 | 0.34621 | 0.37384 | 0.40296 | 0.41588 | 0.43596 | 0.45686
Exterior Lighting: Façade - HID 400W - Retro |  | 30.9632 | 6.6778 | 1.3356 | 8.0133 | 7.75 | 20.4176 | 2267.096 | 0.39869 | 5.1649 | 2.3109 | 0.29415 | 0.0072273 | 1.2682 | 0.93751 | 0.87334 | 0.50136 | 0.40274 | 0.31241 | 0.32599 | 0.47449 | 0.59949 | 0.97799 | 1.1325 | 1.3341 |  | 2.1018 | 1.8231 | 1.8379 | 1.7502 | 1.612 | 1.4646 | 1.5993 | 1.727 | 1.8615 | 1.9212 | 2.0139 | 2.1105
Exterior Lighting: Walkway - HID 150W - NR |  | 70.745 | 15.9009 | 3.1802 | 19.0811 | 19.9591 | 46.6503 | 2362.7214 | 0.97449 | 7.507 | 2.0438 | 0.67208 | 0.016513 | 2.8975 | 2.142 | 1.9954 | 1.1455 | 0.92018 | 0.71379 | 0.74483 | 1.0841 | 1.3697 | 2.2345 | 2.5876 | 3.0482 |  | 4.8022 | 4.1655 | 4.1993 | 3.9988 | 3.6831 | 3.3464 | 3.6542 | 3.9458 | 4.2532 | 4.3895 | 4.6015 | 4.8221
Exterior Lighting: Façade - HID 150W - NR |  | 71.7617 | 19.2714 | 3.8543 | 23.1257 | 21.9171 | 47.3207 | 2822.9686 | 3.7458 | 9.2205 | 1.9109 | 0.68174 | 0.01675 | 2.9392 | 2.1728 | 2.0241 | 1.162 | 0.9334 | 0.72405 | 0.75554 | 1.0997 | 1.3894 | 2.2666 | 2.6248 | 3.092 |  | 4.8712 | 4.2254 | 4.2596 | 4.0562 | 3.736 | 3.3945 | 3.7067 | 4.0025 | 4.3143 | 4.4526 | 4.6676 | 4.8914
Exterior Lighting: Parking Lot - MH 400W - NR |  | 55.1091 | 13.3882 | 2.6776 | 16.0658 | 22.2181 | 36.3398 | 2553.7817 | 2.1249 | 16.4132 | 1.5746 | 0.52354 | 0.012863 | 2.2571 | 1.6686 | 1.5544 | 0.89233 | 0.7168 | 0.55603 | 0.58021 | 0.84452 | 1.067 | 1.7407 | 2.0157 | 2.3745 |  | 3.7408 | 3.2449 | 3.2712 | 3.115 | 2.8691 | 2.6068 | 2.8466 | 3.0737 | 3.3132 | 3.4194 | 3.5844 | 3.7563
Exterior Lighting: Façade - HID 150W - Retro |  | 71.7617 | 23.5834 | 4.7167 | 28.3001 | 28.1569 | 47.3207 | 3454.617 | 7.5492 | 15.6186 | 1.5615 | 0.68174 | 0.01675 | 2.9392 | 2.1728 | 2.0241 | 1.162 | 0.9334 | 0.72405 | 0.75554 | 1.0997 | 1.3894 | 2.2666 | 2.6248 | 3.092 |  | 4.8712 | 4.2254 | 4.2596 | 4.0562 | 3.736 | 3.3945 | 3.7067 | 4.0025 | 4.3143 | 4.4526 | 4.6676 | 4.8914
Exterior Lighting: Walkway - HID 150W - Retro |  | 70.745 | 21.6733 | 4.3347 | 26.0079 | 29.2423 | 46.6503 | 3220.4301 | 6.1391 | 17.1624 | 1.4994 | 0.67208 | 0.016513 | 2.8975 | 2.142 | 1.9954 | 1.1455 | 0.92018 | 0.71379 | 0.74483 | 1.0841 | 1.3697 | 2.2345 | 2.5876 | 3.0482 |  | 4.8022 | 4.1655 | 4.1993 | 3.9988 | 3.6831 | 3.3464 | 3.6542 | 3.9458 | 4.2532 | 4.3895 | 4.6015 | 4.8221
Exterior Lighting: Parking Lot - MH 400W - Retro |  | 55.1091 | 14.53 | 2.906 | 17.436 | 24.3141 | 36.3398 | 2771.576 | 3.4364 | 19.2118 | 1.4509 | 0.52354 | 0.012863 | 2.2571 | 1.6686 | 1.5544 | 0.89233 | 0.7168 | 0.55603 | 0.58021 | 0.84452 | 1.067 | 1.7407 | 2.0157 | 2.3745 |  | 3.7408 | 3.2449 | 3.2712 | 3.115 | 2.8691 | 2.6068 | 2.8466 | 3.0737 | 3.3132 | 3.4194 | 3.5844 | 3.7563
Exterior Lighting: Parking Lot - MH 1000W - NR |  | 6.7026 | 1.9471 | 0.38943 | 2.3366 | 3.4484 | 4.4198 | 3053.8014 | 5.1358 | 24.6043 | 1.2718 | 0.063675 | 0.0015645 | 0.27452 | 0.20294 | 0.18905 | 0.10853 | 0.08718 | 0.067627 | 0.070568 | 0.10271 | 0.12977 | 0.21171 | 0.24516 | 0.2888 |  | 0.45498 | 0.39465 | 0.39785 | 0.37886 | 0.34895 | 0.31705 | 0.34621 | 0.37384 | 0.40296 | 0.41588 | 0.43596 | 0.45686
Exterior Lighting: Parking Lot - MH 1000W - Retro |  | 6.7026 | 2.0082 | 0.40163 | 2.4098 | 3.5604 | 4.4198 | 3149.478 | 5.7119 | 25.8337 | 1.2331 | 0.063675 | 0.0015645 | 0.27452 | 0.20294 | 0.18905 | 0.10853 | 0.08718 | 0.067627 | 0.070568 | 0.10271 | 0.12977 | 0.21171 | 0.24516 | 0.2888 |  | 0.45498 | 0.39465 | 0.39785 | 0.37886 | 0.34895 | 0.31705 | 0.34621 | 0.37384 | 0.40296 | 0.41588 | 0.43596 | 0.45686
Exterior Lighting: Parking Lot - HPS 250W - NR |  | 139.5834 | 45.5438 | 9.1088 | 54.6525 | 78.0209 | 92.0434 | 3429.8939 | 7.4004 | 27.8765 | 1.1677 | 1.326 | 0.032581 | 5.717 | 4.2264 | 3.937 | 2.2602 | 1.8156 | 1.4083 | 1.4696 | 2.139 | 2.7025 | 4.4088 | 5.1055 | 6.0142 |  | 9.475 | 8.2188 | 8.2854 | 7.8898 | 7.2669 | 6.6026 | 7.2099 | 7.7853 | 8.3917 | 8.6608 | 9.0789 | 9.5142
Exterior Lighting: Parking Lot - HPS 250W - Retro |  | 139.5834 | 50.0675 | 10.0135 | 60.081 | 86.3252 | 92.0434 | 3770.5746 | 9.4517 | 32.2541 | 1.0622 | 1.326 | 0.032581 | 5.717 | 4.2264 | 3.937 | 2.2602 | 1.8156 | 1.4083 | 1.4696 | 2.139 | 2.7025 | 4.4088 | 5.1055 | 6.0142 |  | 9.475 | 8.2188 | 8.2854 | 7.8898 | 7.2669 | 6.6026 | 7.2099 | 7.7853 | 8.3917 | 8.6608 | 9.0789 | 9.5142
Exterior Lighting: Walkway - CFL 26W - Retro |  | 2.4779 | 1.0316 | 0.20631 | 1.2379 | 1.6355 | 1.6339 | 4376.2207 | 13.0986 | 35.3158 | 0.99946 | 0.02354 | 0.00057837 | 0.10149 | 0.075026 | 0.06989 | 0.040122 | 0.032229 | 0.025001 | 0.026088 | 0.037972 | 0.047974 | 0.078265 | 0.090633 | 0.10676 |  | 0.1682 | 0.1459 | 0.14708 | 0.14006 | 0.129 | 0.11721 | 0.12799 | 0.1382 | 0.14897 | 0.15374 | 0.16117 | 0.16889
Note on I6: :ProCost Perioodic replacement costs and savinsg of the measure. These are costs and savings that occur periodicially, but at different periods than annually. Can be positive or negative. Periodic replacement costs for both the measure and the baseline measure should be included if applicable. ProCost can analysze these costs in two ways dependent on the 'Repeat Periodic Replacemetn' switch in the ProData page. When set to 'On', ProCost repeats replacement costs for multiple times over the life of a measure depending on the input period and measure life. For example fluorescent lamps may have a 4-year replacement cycle that repeats 3 times in a 15-year measure life. When set to 'Off', ProCost reads the period as the year after installation that the replacement cost occurs and does not subsequently reinstall or repeat the replacement costs. For example a compressor may be replaced only once in the life of a heat-pump system. Example: A new fluorescent lighting systems may have a measure life of 15 years, and a lamp life of five years. Two lamps lamps per fixture must be replaced at years 6 and 11. Lamp and labor costs, expressed as positive costs, are entered as a cost and the period would be enetered as 5. The baseline measure may have a four year lamp life and would have required a three-lamp replacement at years 5, 9 and 13. Lamp and labor replacement costs would be entered as annual savings in dollars with a 4-year period. ProCost determines the net present value of the two cost streams.
Note on O6: :ProCost If the measure has gas savings for incfreases, enter the annual savings and shape of the savings here. Example: Clothes washer saves electric motor and dryer energy and gas water heat.
Note on A7: :Procost Category for the measure. Individual measures can be grouped into categories. Procost output is reported by measure and by category. All measures must belong to at least one category. Category name can be the same as measure name. Example: Measures can be combined into one category if they have components with different load shapes or measure lives. On wash machines there may be one load shape for the electric motor savings component, a second load shape for the electric water heat savings component and a third shape for electric dryer savings component.
Note on B7: :ProCost Name of Measure. User-defined. For PTR measures, defined naming conventions apply.
Note on C7: :ProCost Annual electric savings for the measure in kWh at the site. May be positive, negative or zero. Savings are incremental to the baseline alternative.
Note on D7: :ProCost Physical life of the measure in years. Must be >=1.
Note on E7: :ProCost Initial cost to install the measure in dollars. Costs are incremental to the baseline alternative. Dollars must be denominated in the same year as 'Input Cost Reference Year' input on the ProData page.
Note on F7: :ProCost Annaul opperations and maintenace cost for the measure in dollars. Must be incremental cost over the baseline alternative. May be positive, negative or zero. Dollars must be denominated in the same year as 'Input Cost Reference Year' input on the ProData page. O&M costs are enetered as positive values. Negative values represent O&M savings compared to the baseline alternative. Example: Annualized maintenace cost for a heat pump heating system compared to a baseline electric resistance heating system.
Note on G7: :ProCost Name of the pointer to the shape of the savings. The shapes represent the daily and monthly shape of the savings in four time segments for each month of the year. Shape of the savings is relative to the baseline alternative. These shaps are in the MC_AND_Loadshape file.
Note on H7: :ProCost Annual value of any non-energy benefits of the measure, relative to the baseline alternative. Expressed in dollars per year and denominated in dollars of the 'Cost Reference Year'. Positive value represents dollar savings. Negative value represents dollar cost. Example: Water, detergent and sewer savings from efficient clothes washer.
Note on I7: : Cost in dollars that is incurred for Period 1. Positive value if cost. Negative value if savings. Dollars must be denominated in the same year as 'Input Cost Reference Year' input on the ProData page.
Note on J7: :ProCost Duration of Period1. The time at which Period 1 costs, or savings, occur. In years.
Note on K7: : Cost in dollars that is incurred for Period 2 Positive value if cost. Negative value if savings. Dollars must be denominated in the same year as 'Input Cost Reference Year' input on the ProData page.
Note on L7: :ProCost Duration of Period 2. The time at which Period 2 costs, or savings, occur. In years.
Note on M7: : Cost in dollars that is incurred for Period 3. Positive value if cost. Negative value if savings. Dollars must be denominated in the same year as 'Input Cost Reference Year' input on the ProData page.
Note on N7: :ProCost Duration of Period 3. The time at which Period 3 costs, or savings, occur. In years.
Note on O7: : Annual gas savings, or increases, in therms.
Note on P7: :ProCost Name of the pointer to the shape of the savings. The shapes represent the daily and monthly shape of the savings in four time segments for each month of the year. Shape of the savings is relative to the baseline alternative. These shaps are in the MC_AND_Loadshape file.
Note on BH58: Direct and program administrative costs incurred by the utility system minus benefits that accrue to the utility system.There are separate Utility System Net Levelized Costs for the electric and the gas system. Utility system benefits include deferred transmission and distribution system capacity, risk-mitigation and Regional Act credit all of which are user-determined inputs.Utility System benefits do not include any non-energy benefits such as, other-fuel benefits, O&M benefits or periodic replacement benefits which generally accrue to the customer or to non-utility sponsors. Utility System Net Levelized Costs correspond to Utility System B/C ratio with regard to the costs and benefits included. Benefits are subtracted from costs, then levelized over the life of the measure The Risk-Mitigation credit is used to determine program cost-effectiveness and impacts both the Utility System B/C ratio and the Utility System Net Levelized Cost. If the Risk-Mitigation credit is non-zero, the Utility System Net Levelized Cost will be reduced by the Risk-Mitigation benefit. When using ProCost to build conservation supply curves, the user should set the Risk-Mitigation Credit to zero so the credit is not reflected in the supply curves.
Note on BM58: Direct and program administrative costs of the measure to sponsor. Separate costs for each sponsor. Depends on share of costs incurred by sponsor, sponsor cost of capital, and financing term which are user-defined inputs. Includes applicable Capital, O&M, Periodic Replacement and Program Administrative costs. Sponsor costs are levelized over program life. Does not include any adjustments for benefit. NOTE: Units are per kWh for 'Electric' runs and per therm for 'Gas' runs for all sponsors.
Note on CE58: All costs minus all benefits regardless of which sponsor incurs the cost or accrues the benefits. TRC Net Levelized Cost includes all applicable costs and all benefits. In addition to energy system costs and benefits, TRC Net Levelized Cost includes non-energy, other-fuel, O&M, periodic-replacement and risk-mitigation benefits and costs. TRC Net Levelized Cost corresponds to TRC B/C ratios with regard to the costs and benefits included. Benefits are subtracted from costs, then levelized over the life of the measure. The Risk-Mitigation credit is used to determine program cost-effectiveness and impacts both the TRC B/C ratio and the TRC Net Levelized Cost. If Risk-Mitigation credit is non-zero, TRC Levelized Cost will be reduced by the risk-mitigation benefit. When using ProCost to build conservation supply curves, the user should set the Risk-Mitigation Credit to zero so the credit is not reflected in the supply curves.
Note on CW58: Direct and program administrative costs incurred by the utility system minus benefits that accrue to the utility system.There are separate Utility System Net Levelized Costs for the electric and the gas system. Utility system benefits include deferred transmission and distribution system capacity, risk-mitigation and Regional Act credit all of which are user-determined inputs.Utility System benefits do not include any non-energy benefits such as, other-fuel benefits, O&M benefits or periodic replacement benefits which generally accrue to the customer or to non-utility sponsors. Utility System Net Levelized Costs correspond to Utility System B/C ratio with regard to the costs and benefits included. Benefits are subtracted from costs, then levelized over the life of the measure The Risk-Mitigation credit is used to determine program cost-effectiveness and impacts both the Utility System B/C ratio and the Utility System Net Levelized Cost. If the Risk-Mitigation credit is non-zero, the Utility System Net Levelized Cost will be reduced by the Risk-Mitigation benefit. When using ProCost to build conservation supply curves, the user should set the Risk-Mitigation Credit to zero so the credit is not reflected in the supply curves.
Note on BH87: Direct and program administrative costs incurred by the utility system minus benefits that accrue to the utility system.There are separate Utility System Net Levelized Costs for the electric and the gas system. Utility system benefits include deferred transmission and distribution system capacity, risk-mitigation and Regional Act credit all of which are user-determined inputs.Utility System benefits do not include any non-energy benefits such as, other-fuel benefits, O&M benefits or periodic replacement benefits which generally accrue to the customer or to non-utility sponsors. Utility System Net Levelized Costs correspond to Utility System B/C ratio with regard to the costs and benefits included. Benefits are subtracted from costs, then levelized over the life of the measure The Risk-Mitigation credit is used to determine program cost-effectiveness and impacts both the Utility System B/C ratio and the Utility System Net Levelized Cost. If the Risk-Mitigation credit is non-zero, the Utility System Net Levelized Cost will be reduced by the Risk-Mitigation benefit. When using ProCost to build conservation supply curves, the user should set the Risk-Mitigation Credit to zero so the credit is not reflected in the supply curves.
Note on BM87: Direct and program administrative costs of the measure to sponsor. Separate costs for each sponsor. Depends on share of costs incurred by sponsor, sponsor cost of capital, and financing term which are user-defined inputs. Includes applicable Capital, O&M, Periodic Replacement and Program Administrative costs. Sponsor costs are levelized over program life. Does not include any adjustments for benefit. NOTE: Units are per kWh for 'Electric' runs and per therm for 'Gas' runs for all sponsors.
Note on CE87: All costs minus all benefits regardless of which sponsor incurs the cost or accrues the benefits. TRC Net Levelized Cost includes all applicable costs and all benefits. In addition to energy system costs and benefits, TRC Net Levelized Cost includes non-energy, other-fuel, O&M, periodic-replacement and risk-mitigation benefits and costs. TRC Net Levelized Cost corresponds to TRC B/C ratios with regard to the costs and benefits included. Benefits are subtracted from costs, then levelized over the life of the measure. The Risk-Mitigation credit is used to determine program cost-effectiveness and impacts both the TRC B/C ratio and the TRC Net Levelized Cost. If Risk-Mitigation credit is non-zero, TRC Levelized Cost will be reduced by the risk-mitigation benefit. When using ProCost to build conservation supply curves, the user should set the Risk-Mitigation Credit to zero so the credit is not reflected in the supply curves.
Note on CW87: Direct and program administrative costs incurred by the utility system minus benefits that accrue to the utility system.There are separate Utility System Net Levelized Costs for the electric and the gas system. Utility system benefits include deferred transmission and distribution system capacity, risk-mitigation and Regional Act credit all of which are user-determined inputs.Utility System benefits do not include any non-energy benefits such as, other-fuel benefits, O&M benefits or periodic replacement benefits which generally accrue to the customer or to non-utility sponsors. Utility System Net Levelized Costs correspond to Utility System B/C ratio with regard to the costs and benefits included. Benefits are subtracted from costs, then levelized over the life of the measure The Risk-Mitigation credit is used to determine program cost-effectiveness and impacts both the Utility System B/C ratio and the Utility System Net Levelized Cost. If the Risk-Mitigation credit is non-zero, the Utility System Net Levelized Cost will be reduced by the Risk-Mitigation benefit. When using ProCost to build conservation supply curves, the user should set the Risk-Mitigation Credit to zero so the credit is not reflected in the supply curves.

## M_Input(Fixture)_Out
Shaped Savings Results; By Category and sorted by TRC BC ratio
[14 empty] | Savings Allocation by Category and Month for Segments 1 | [11 empty] | Savings Allocation by Category and Month for Segments 2
Category | Measure | Busbar Savings | First Cost | Admin Cost | First Year Program Cost | PV Cost | PV Benefits | Unit Program Cost: First Year Program Cost in $/average annual kW saved | Utility System Net Levelized Cost (Net of T&D Capacity Benefits, Act Credit & Risk-Mitigation) in mills/kWh | TRC Net Levelized Cost (Net of All Benefits) in mills/kWh | TRC B/C Ratio | Net Electric & Gas System CO2 Avoided (Lifetime Tons) | Wholesale KW | Jan | Feb | Mar | Apr | May | Jun | Jul | Aug | Sep | Oct | Nov | Dec | Jan | Feb | Mar | Apr | May | Jun | Jul | Aug | Sep | Oct | Nov | Dec
Exterior Lighting: Walkway - HID 150W - New |  | 694.5843 | 6.6708 | 1.3342 | 8.0049 | -44.8034 | 458.0191 | 100.9569 | -12.6445 | -17.9987 | 53.0893 | 6.5986 | 0.16213 | 28.4484 | 21.0308 | 19.5912 | 11.2468 | 9.0344 | 7.0081 | 7.3129 | 10.6441 | 13.448 | 21.9389 | 25.4058 | 29.9276 | 47.1488 | 40.8976 | 41.2292 | 39.2605 | 36.1609 | 32.8556 | 35.8774 | 38.7406 | 41.7583 | 43.097 | 45.1777 | 47.3436
Exterior Lighting: Walkway - INC 75W - New |  | 299.0367 | 4.779 | 0.9558 | 5.7348 | -465.7546 | 197.1892 | 167.9956 | -12.2408 | -127.8572 | 49.5191 | 2.8409 | 0.0698 | 12.2478 | 9.0543 | 8.4345 | 4.842 | 3.8896 | 3.0172 | 3.1484 | 4.5826 | 5.7897 | 9.4453 | 10.9379 | 12.8846 | 20.2988 | 17.6075 | 17.7503 | 16.9027 | 15.5682 | 14.1452 | 15.4462 | 16.6788 | 17.9781 | 18.5544 | 19.4502 | 20.3827
Exterior Lighting: Walkway - INC 75W - NR |  | 299.0367 | 4.779 | 0.9558 | 5.7348 | -465.7546 | 197.1892 | 167.9956 | -12.2408 | -127.8572 | 49.5191 | 2.8409 | 0.0698 | 12.2478 | 9.0543 | 8.4345 | 4.842 | 3.8896 | 3.0172 | 3.1484 | 4.5826 | 5.7897 | 9.4453 | 10.9379 | 12.8846 | 20.2988 | 17.6075 | 17.7503 | 16.9027 | 15.5682 | 14.1452 | 15.4462 | 16.6788 | 17.9781 | 18.5544 | 19.4502 | 20.3827
Exterior Lighting: Façade - HID 150W - New |  | 696.1837 | 7.302 | 1.4604 | 8.7624 | -47.3512 | 459.0738 | 110.2557 | -12.5885 | -18.2571 | 48.9275 | 6.6138 | 0.1625 | 28.5139 | 21.0793 | 19.6363 | 11.2727 | 9.0552 | 7.0242 | 7.3297 | 10.6686 | 13.479 | 21.9894 | 25.4643 | 29.9965 | 47.2573 | 40.9918 | 41.3241 | 39.3509 | 36.2442 | 32.9312 | 35.96 | 38.8298 | 41.8545 | 43.1962 | 45.2817 | 47.4526
Exterior Lighting: Façade - HID 400W - New |  | 1722.7756 | 51.8631 | 10.3726 | 62.2357 | -31.4009 | 1136.0237 | 316.457 | -11.3469 | -14.5936 | 16.5554 | 16.3664 | 0.40212 | 70.5605 | 52.1627 | 48.592 | 27.8954 | 22.4081 | 17.3821 | 18.1381 | 26.4006 | 33.3551 | 54.415 | 63.014 | 74.2293 | 116.943 | 101.4382 | 102.2607 | 97.3778 | 89.6899 | 81.4916 | 88.9867 | 96.0882 | 103.5731 | 106.8933 | 112.0541 | 117.4262
Exterior Lighting: Walkway - INC 75W - Retro |  | 299.0367 | 30.4511 | 6.0902 | 36.5413 | -392.356 | 197.1892 | 1070.4425 | -6.8068 | -109.7966 | 7.7715 | 2.8409 | 0.0698 | 12.2478 | 9.0543 | 8.4345 | 4.842 | 3.8896 | 3.0172 | 3.1484 | 4.5826 | 5.7897 | 9.4453 | 10.9379 | 12.8846 | 20.2988 | 17.6075 | 17.7503 | 16.9027 | 15.5682 | 14.1452 | 15.4462 | 16.6788 | 17.9781 | 18.5544 | 19.4502 | 20.3827
Exterior Lighting: Walkway - CFL 26W - New |  | 73.1457 | 4.0009 | 0.80018 | 4.8011 | -27.3429 | 48.2333 | 574.9809 | -9.7902 | -40.7584 | 7.607 | 0.69489 | 0.017073 | 2.9959 | 2.2147 | 2.0631 | 1.1844 | 0.9514 | 0.73801 | 0.77011 | 1.1209 | 1.4162 | 2.3104 | 2.6755 | 3.1516 | 4.9652 | 4.3069 | 4.3418 | 4.1345 | 3.8081 | 3.46 | 3.7782 | 4.0797 | 4.3975 | 4.5385 | 4.7576 | 4.9857
Exterior Lighting: Walkway - CFL 26W - NR |  | 73.1457 | 4.0009 | 0.80018 | 4.8011 | -27.3429 | 48.2333 | 574.9809 | -9.7902 | -40.7584 | 7.607 | 0.69489 | 0.017073 | 2.9959 | 2.2147 | 2.0631 | 1.1844 | 0.9514 | 0.73801 | 0.77011 | 1.1209 | 1.4162 | 2.3104 | 2.6755 | 3.1516 | 4.9652 | 4.3069 | 4.3418 | 4.1345 | 3.8081 | 3.46 | 3.7782 | 4.0797 | 4.3975 | 4.5385 | 4.7576 | 4.9857
Exterior Lighting: Parking Lot - MH 400W - New |  | 1391.6617 | 134.0232 | 26.8046 | 160.8278 | 186.4599 | 917.6823 | 1012.3519 | -7.1566 | -3.3937 | 3.9721 | 13.2208 | 0.32483 | 56.9989 | 42.1372 | 39.2527 | 22.534 | 18.1013 | 14.0413 | 14.652 | 21.3264 | 26.9443 | 43.9566 | 50.9029 | 59.9626 | 94.4668 | 81.942 | 82.6064 | 78.662 | 72.4517 | 65.8291 | 71.8836 | 77.6202 | 83.6666 | 86.3487 | 90.5175 | 94.8571
Exterior Lighting: Parking Lot - HPS 250W - New |  | 797.1102 | 83.0174 | 16.6035 | 99.6208 | 120.504 | 525.6262 | 1094.8029 | -6.6602 | -2.1286 | 3.6583 | 7.5726 | 0.18606 | 32.6476 | 24.1352 | 22.483 | 12.9069 | 10.368 | 8.0425 | 8.3923 | 12.2153 | 15.433 | 25.1773 | 29.1559 | 34.3451 | 54.1083 | 46.9344 | 47.315 | 45.0557 | 41.4986 | 37.7053 | 41.1732 | 44.459 | 47.9222 | 49.4584 | 51.8462 | 54.3319
Exterior Lighting: Façade - HID 400W - NR |  | 1722.7756 | 332.2822 | 66.4564 | 398.7386 | 374.3865 | 1136.0237 | 2027.5132 | -1.0439 | 2.7381 | 2.584 | 16.3664 | 0.40212 | 70.5605 | 52.1627 | 48.592 | 27.8954 | 22.4081 | 17.3821 | 18.1381 | 26.4006 | 33.3551 | 54.415 | 63.014 | 74.2293 | 116.943 | 101.4382 | 102.2607 | 97.3778 | 89.6899 | 81.4916 | 88.9867 | 96.0882 | 103.5731 | 106.8933 | 112.0541 | 117.4262
Exterior Lighting: Parking Lot - MH 1000W - New |  | 3387.6594 | 532.0695 | 106.4139 | 638.4834 | 913.0302 | 2233.8727 | 1651.0261 | -3.3109 | 6.5791 | 2.3523 | 32.1828 | 0.79073 | 138.7499 | 102.5726 | 95.5511 | 54.8534 | 44.0631 | 34.1801 | 35.6667 | 51.914 | 65.5893 | 107.0015 | 123.9106 | 145.9642 | 229.9562 | 199.4678 | 201.0851 | 191.4833 | 176.3658 | 160.2447 | 174.9831 | 188.9474 | 203.6658 | 210.1946 | 220.3427 | 230.9065
Exterior Lighting: Façade - HID 400W - Retro |  | 1722.7756 | 371.5466 | 74.3093 | 445.8559 | 431.205 | 1136.0237 | 2267.096 | 0.39869 | 5.1649 | 2.3109 | 16.3664 | 0.40212 | 70.5605 | 52.1627 | 48.592 | 27.8954 | 22.4081 | 17.3821 | 18.1381 | 26.4006 | 33.3551 | 54.415 | 63.014 | 74.2293 | 116.943 | 101.4382 | 102.2607 | 97.3778 | 89.6899 | 81.4916 | 88.9867 | 96.0882 | 103.5731 | 106.8933 | 112.0541 | 117.4262
Exterior Lighting: Walkway - HID 150W - NR |  | 686.3207 | 154.2603 | 30.8521 | 185.1124 | 193.6296 | 452.57 | 2362.7214 | 0.97449 | 7.507 | 2.0438 | 6.5201 | 0.1602 | 28.11 | 20.7806 | 19.3581 | 11.113 | 8.9269 | 6.9247 | 7.2259 | 10.5175 | 13.288 | 21.6779 | 25.1036 | 29.5715 | 46.5878 | 40.411 | 40.7387 | 38.7934 | 35.7307 | 32.4647 | 35.4506 | 38.2797 | 41.2615 | 42.5843 | 44.6402 | 46.7803
Exterior Lighting: Façade - HID 150W - NR |  | 696.1837 | 186.9582 | 37.3916 | 224.3498 | 212.6247 | 459.0738 | 2822.9686 | 3.7458 | 9.2205 | 1.9109 | 6.6138 | 0.1625 | 28.5139 | 21.0793 | 19.6363 | 11.2727 | 9.0552 | 7.0242 | 7.3297 | 10.6686 | 13.479 | 21.9894 | 25.4643 | 29.9965 | 47.2573 | 40.9918 | 41.3241 | 39.3509 | 36.2442 | 32.9312 | 35.96 | 38.8298 | 41.8545 | 43.1962 | 45.2817 | 47.4526
Exterior Lighting: Parking Lot - MH 400W - NR |  | 1391.6617 | 338.0898 | 67.618 | 405.7078 | 561.0695 | 917.6823 | 2553.7817 | 2.1249 | 16.4132 | 1.5746 | 13.2208 | 0.32483 | 56.9989 | 42.1372 | 39.2527 | 22.534 | 18.1013 | 14.0413 | 14.652 | 21.3264 | 26.9443 | 43.9566 | 50.9029 | 59.9626 | 94.4668 | 81.942 | 82.6064 | 78.662 | 72.4517 | 65.8291 | 71.8836 | 77.6202 | 83.6666 | 86.3487 | 90.5175 | 94.8571
Exterior Lighting: Façade - HID 150W - Retro |  | 696.1837 | 228.7907 | 45.7581 | 274.5488 | 273.1595 | 459.0738 | 3454.617 | 7.5492 | 15.6186 | 1.5615 | 6.6138 | 0.1625 | 28.5139 | 21.0793 | 19.6363 | 11.2727 | 9.0552 | 7.0242 | 7.3297 | 10.6686 | 13.479 | 21.9894 | 25.4643 | 29.9965 | 47.2573 | 40.9918 | 41.3241 | 39.3509 | 36.2442 | 32.9312 | 35.96 | 38.8298 | 41.8545 | 43.1962 | 45.2817 | 47.4526
Exterior Lighting: Walkway - HID 150W - Retro |  | 686.3207 | 210.2595 | 42.0519 | 252.3114 | 283.6891 | 452.57 | 3220.4301 | 6.1391 | 17.1624 | 1.4994 | 6.5201 | 0.1602 | 28.11 | 20.7806 | 19.3581 | 11.113 | 8.9269 | 6.9247 | 7.2259 | 10.5175 | 13.288 | 21.6779 | 25.1036 | 29.5715 | 46.5878 | 40.411 | 40.7387 | 38.7934 | 35.7307 | 32.4647 | 35.4506 | 38.2797 | 41.2615 | 42.5843 | 44.6402 | 46.7803
Exterior Lighting: Parking Lot - MH 400W - Retro |  | 1391.6617 | 366.9232 | 73.3846 | 440.3078 | 613.9995 | 917.6823 | 2771.576 | 3.4364 | 19.2118 | 1.4509 | 13.2208 | 0.32483 | 56.9989 | 42.1372 | 39.2527 | 22.534 | 18.1013 | 14.0413 | 14.652 | 21.3264 | 26.9443 | 43.9566 | 50.9029 | 59.9626 | 94.4668 | 81.942 | 82.6064 | 78.662 | 72.4517 | 65.8291 | 71.8836 | 77.6202 | 83.6666 | 86.3487 | 90.5175 | 94.8571
Exterior Lighting: Parking Lot - MH 1000W - NR |  | 3387.6594 | 984.1361 | 196.8272 | 1180.9634 | 1742.899 | 2233.8727 | 3053.8014 | 5.1358 | 24.6043 | 1.2718 | 32.1828 | 0.79073 | 138.7499 | 102.5726 | 95.5511 | 54.8534 | 44.0631 | 34.1801 | 35.6667 | 51.914 | 65.5893 | 107.0015 | 123.9106 | 145.9642 | 229.9562 | 199.4678 | 201.0851 | 191.4833 | 176.3658 | 160.2447 | 174.9831 | 188.9474 | 203.6658 | 210.1946 | 220.3427 | 230.9065
Exterior Lighting: Parking Lot - MH 1000W - Retro |  | 3387.6594 | 1014.9695 | 202.9939 | 1217.9634 | 1799.5004 | 2233.8727 | 3149.478 | 5.7119 | 25.8337 | 1.2331 | 32.1828 | 0.79073 | 138.7499 | 102.5726 | 95.5511 | 54.8534 | 44.0631 | 34.1801 | 35.6667 | 51.914 | 65.5893 | 107.0015 | 123.9106 | 145.9642 | 229.9562 | 199.4678 | 201.0851 | 191.4833 | 176.3658 | 160.2447 | 174.9831 | 188.9474 | 203.6658 | 210.1946 | 220.3427 | 230.9065
Exterior Lighting: Parking Lot - HPS 250W - NR |  | 797.1102 | 260.084 | 52.0168 | 312.1008 | 445.5492 | 525.6262 | 3429.8939 | 7.4004 | 27.8765 | 1.1677 | 7.5726 | 0.18606 | 32.6476 | 24.1352 | 22.483 | 12.9069 | 10.368 | 8.0425 | 8.3923 | 12.2153 | 15.433 | 25.1773 | 29.1559 | 34.3451 | 54.1083 | 46.9344 | 47.315 | 45.0557 | 41.4986 | 37.7053 | 41.1732 | 44.459 | 47.9222 | 49.4584 | 51.8462 | 54.3319
Exterior Lighting: Parking Lot - HPS 250W - Retro |  | 797.1102 | 285.9174 | 57.1835 | 343.1008 | 492.972 | 525.6262 | 3770.5746 | 9.4517 | 32.2541 | 1.0622 | 7.5726 | 0.18606 | 32.6476 | 24.1352 | 22.483 | 12.9069 | 10.368 | 8.0425 | 8.3923 | 12.2153 | 15.433 | 25.1773 | 29.1559 | 34.3451 | 54.1083 | 46.9344 | 47.315 | 45.0557 | 41.4986 | 37.7053 | 41.1732 | 44.459 | 47.9222 | 49.4584 | 51.8462 | 54.3319
Exterior Lighting: Walkway - CFL 26W - Retro |  | 73.1457 | 30.4511 | 6.0902 | 36.5413 | 48.2804 | 48.2333 | 4376.2207 | 13.0986 | 35.3158 | 0.99946 | 0.69489 | 0.017073 | 2.9959 | 2.2147 | 2.0631 | 1.1844 | 0.9514 | 0.73801 | 0.77011 | 1.1209 | 1.4162 | 2.3104 | 2.6755 | 3.1516 | 4.9652 | 4.3069 | 4.3418 | 4.1345 | 3.8081 | 3.46 | 3.7782 | 4.0797 | 4.3975 | 4.5385 | 4.7576 | 4.9857

## M_Input(Fixture)
Data Set Name
Measure Index Name | Exterior Building Lighting
Costs must be denominated in the same year as 'Input Cost Reference Year' = |  | 2012
1 | 2 | 3 | 4 | 5 | 6 | 7 | 8 | 9 | 10 | 11 | 12 | 13 | 14 | 15 | 16 | 17 | 18 | 19 | 20 | 21 | 22 | 23 | 24 | 25 | 26 | 27 | 28 | 29 | 30 | 31 | 32 | 33 | 34 | 35 | 36 | 37 | 38 | 39 | 40 | 41 | 42 | 43 | 44 | 45 | 46 | 47 | 48 | 49 | 50 | 51 | 52 | 53 | 54 | 55 | 56 | 57 | 58 | 59 | 60 | 61 | 62 | 63 | 64 | 65 | 66 | 67 | 68 | 69 | 70 | 71 | 72 | 73 | 74 | 75 | 76 | 77 | 78 | 79 | 80 | 81 | 82 | 83 | 84 | 85 | 86 | 87 | 88 | 89 | 90 | 91 | 92 | 93 | 94 | 95 | 96 | 97 | 98 | 99 | 100 | 101 | 102 | 103 | 104 | 105
Input Data | [7 empty] | Periodic Replacement Costs and Savings and Replacement Period | [5 empty] | Gas Inputs |  | Retro or LO | Early Retrofit Parameters
Category Name | Measure Name | Savings (kwh/yr) | Life (yrs) | Capital Cost | Annual O&M | Shape Pointer | Non-E Val ($/yr) | Cost 1 ($) | Period 1 | Cost 2 ($) | Period 2 | Cost 3 ($) | Period 3 | Savings (therms/yr) | Shape Pointer | R or L | Savings 2 (kWh) | Remaining Life (yrs) | Salvage Value ($)
Exterior Lighting: Parking Lot - HPS 250W - New | Exterior Lighting: Parking Lot - HPS 250W to LED 135W - New | 743.5051 | 11.6279 | 83.0174 |  | S-All-Lgt-Streetlight-All-All-U |  | -25.8333 | 5.5814 | [6 empty] | L
Exterior Lighting: Parking Lot - MH 400W - New | Exterior Lighting: Parking Lot - MH 400W to LED 180W - New | 1298.0735 | 11.6279 | 134.0232 |  | S-All-Lgt-Streetlight-All-All-U |  | -28.8333 | 3.7209 | [6 empty] | L
Exterior Lighting: Parking Lot - MH 1000W - New | Exterior Lighting: Parking Lot - MH 1000W to LED 421W - New | 3159.8418 | 11.6279 | 532.0695 |  | S-All-Lgt-Streetlight-All-All-U |  | -30.8333 | 3.7209 | [6 empty] | L
Exterior Lighting: Parking Lot - HPS 250W - NR | Exterior Lighting: Parking Lot - HPS 250W to LED 135W - NR | 743.5051 | 11.6279 | 260.084 |  | S-All-Lgt-Streetlight-All-All-U |  | -25.8333 | 5.5814 | [6 empty] | L
Exterior Lighting: Parking Lot - MH 400W - NR | Exterior Lighting: Parking Lot - MH 400W to LED 180W - NR | 1298.0735 | 11.6279 | 338.0898 |  | S-All-Lgt-Streetlight-All-All-U |  | -28.8333 | 3.7209 | [6 empty] | L
Exterior Lighting: Parking Lot - MH 1000W - NR | Exterior Lighting: Parking Lot - MH 1000W to LED 421W - NR | 3159.8418 | 11.6279 | 984.1361 |  | S-All-Lgt-Streetlight-All-All-U |  | -30.8333 | 3.7209 | [6 empty] | L
Exterior Lighting: Parking Lot - HPS 250W - Retro | Exterior Lighting: Parking Lot - HPS 250W to LED 135W - Retro | 743.5051 | 11.6279 | 285.9174 |  | S-All-Lgt-Streetlight-All-All-U |  | -25.8333 | 5.5814 | [6 empty] | R
Exterior Lighting: Parking Lot - MH 400W - Retro | Exterior Lighting: Parking Lot - MH 400W to LED 180W - Retro | 1298.0735 | 11.6279 | 366.9232 |  | S-All-Lgt-Streetlight-All-All-U |  | -28.8333 | 3.7209 | [6 empty] | R
Exterior Lighting: Parking Lot - MH 1000W - Retro | Exterior Lighting: Parking Lot - MH 1000W to LED 421W - Retro | 3159.8418 | 11.6279 | 1014.9695 |  | S-All-Lgt-Streetlight-All-All-U |  | -30.8333 | 3.7209 | [6 empty] | R
Exterior Lighting: Façade - HID 150W - New | Exterior Lighting: Façade - HID 150W to LED 27W - New | 649.3658 | 16.2791 | 7.302 |  | S-All-Lgt-Streetlight-All-All-U |  | -41.8325 | 5.5814 | [6 empty] | L
Exterior Lighting: Façade - HID 400W - New | Exterior Lighting: Façade - HID 400W to LED 82W - New | 1606.9202 | 16.2791 | 51.8631 |  | S-All-Lgt-Streetlight-All-All-U |  | -39.2644 | 3.7209 | [6 empty] | L
Exterior Lighting: Façade - HID 150W - NR | Exterior Lighting: Façade - HID 150W to LED 27W - NR | 649.3658 | 16.2791 | 186.9582 |  | S-All-Lgt-Streetlight-All-All-U |  | -41.8325 | 5.5814 | [6 empty] | L
Exterior Lighting: Façade - HID 400W - NR | Exterior Lighting: Façade - HID 400W to LED 82W - NR | 1606.9202 | 16.2791 | 332.2822 |  | S-All-Lgt-Streetlight-All-All-U |  | -39.2644 | 3.7209 | [6 empty] | L
Exterior Lighting: Façade - HID 150W - Retro | Exterior Lighting: Façade - HID 150W to LED 27W - Retro | 649.3658 | 16.2791 | 228.7907 |  | S-All-Lgt-Streetlight-All-All-U |  | -41.8325 | 5.5814 | [6 empty] | R
Exterior Lighting: Façade - HID 400W - Retro | Exterior Lighting: Façade - HID 400W to LED 82W - Retro | 1606.9202 | 16.2791 | 371.5466 |  | S-All-Lgt-Streetlight-All-All-U |  | -39.2644 | 3.7209 | [6 empty] | R
Exterior Lighting: Walkway - HID 150W - New | Exterior Lighting: Walkway - HID 150W to LED 28W - New | 647.874 | 16.2791 | 6.6708 |  | S-All-Lgt-Streetlight-All-All-U |  | -39.3325 | 5.5814 | [6 empty] | L
Exterior Lighting: Walkway - CFL 26W - New | Exterior Lighting: Walkway - CFL 26W to LED 12W - New | 68.2267 | 6.6763 | 4.0009 |  | S-All-Lgt-Streetlight-All-All-U |  | -9.7835 | 2.3256 | [6 empty] | L
Exterior Lighting: Walkway - INC 75W - New | Exterior Lighting: Walkway - INC 75W to LED 12W - New | 278.9267 | 6.6763 | 4.779 |  | S-All-Lgt-Streetlight-All-All-U |  | -9.0054 | 0.23256 | [6 empty] | L
Exterior Lighting: Walkway - HID 150W - NR | Exterior Lighting: Walkway - HID 150W to LED 29W - NR | 640.1662 | 13.9535 | 154.2603 |  | S-All-Lgt-Streetlight-All-All-U |  | -39.3325 | 5.5814 | [6 empty] | L
Exterior Lighting: Walkway - CFL 26W - NR | Exterior Lighting: Walkway - CFL 26W to LED 12W - NR | 68.2267 | 6.6763 | 4.0009 |  | S-All-Lgt-Streetlight-All-All-U |  | -9.7835 | 2.3256 | [6 empty] | L
Exterior Lighting: Walkway - INC 75W - NR | Exterior Lighting: Walkway - INC 75W to LED 12W - NR | 278.9267 | 6.6763 | 4.779 |  | S-All-Lgt-Streetlight-All-All-U |  | -9.0054 | 0.23256 | [6 empty] | L
Exterior Lighting: Walkway - HID 150W - Retro | Exterior Lighting: Walkway - HID 150W to LED 29W - Retro | 640.1662 | 13.9535 | 210.2595 |  | S-All-Lgt-Streetlight-All-All-U |  | -39.3325 | 5.5814 | [6 empty] | R
Exterior Lighting: Walkway - CFL 26W - Retro | Exterior Lighting: Walkway - CFL 26W to LED 12W - Retro | 68.2267 | 6.6763 | 30.4511 |  | S-All-Lgt-Streetlight-All-All-U |  | -9.7835 | 2.3256 | [6 empty] | R
Exterior Lighting: Walkway - INC 75W - Retro | Exterior Lighting: Walkway - INC 75W to LED 12W - Retro | 278.9267 | 6.6763 | 30.4511 |  | S-All-Lgt-Streetlight-All-All-U |  | -9.0054 | 0.23256 | [6 empty] | R
ProCost Results
Version: | ProCost 3.0 - Beta04
Run Time: | Wednesday, 11 March , 2015 at 11:09 PM
Regurgitation of ProData input parameters which were used for this run
| Run Parameters |  | Run Parameters |  |  | Marginal Cost & Conservation Load Shape Parameters | [9 empty] | Sponsor Parameters | [5 empty] | Program Parameters |  |  | Utility System Parameters
| Run Type | Electric | Run Type | Electric |  | Marginal Costs and Savings Shape File | Q:\SeventhPlan\Conservation Analysis\Global EE Inputs\MC Files\MC_AND_LOADSHAPE_v3.0_24segment-7P-D9 - NewSegValues.xlsx |  |  | 6P MidC Final (with carbon) | [6 empty] | Customer | Wholesale Elec | Retail Elec | Nat Gas |  | Program Life (yrs) | 20 |  |  | Electric | Gas
| Negative B/C Ratios | Off | Negative B/C Ratios | Off |  | Marginal Elec Avoided Cost Input Worksheet | 7P Mid |  |  | Conservation Load Shapes | [5 empty] | Real After-Tax Cost of Capital | 0.068013 | 0.043878 | 0.053289 | 0.054479 |  | Program Start Date | 2016 |  | Bulk System T&D Loss Factor | 0.0040389 | 0.01
| Admin Cost @ Category Level | On | Admin Cost @ Category Level | On |  | Elec Savings Shape Input Worksheet | GLSShapes |  |  | 6P_Gas_Final | [5 empty] | Financial Life (years) | 12 | 12 | 1 | 1 |  | Present Value Time Zero | 2016 |  | Bulk System T&D Credit ($/kw-yr)($/dailytherm-yr) | 26 | 0
| Repeat Periodic Replacement | On | Repeat Periodic Replacement | On |  | Marginal Gas Avoided Cost Input Worksheet | 7P Gas |  |  | Conservation Load Shapes | [6 empty] | Customer | Wholesale Elec | Retail Elec | Nat Gas |  | Input Cost Reference Year | 2012 |  | Bulk System T&D I2R Loss Component (%) | 0.9 | N/A
[6 empty] | Gas Savings Shape Input Worksheet | GLSShapes | [8 empty] | Sponsor Share of Initial Capital Cost | 0.35 | 0.195 | 0.455 | 0 |  | Real Discount Rate | 0.04 |  | Local System Dist Loss Factor | 0.047399 | 0
| Run Type: | Electric |  |  |  | Marginal Elec CO2 per kWh Input Worksheet | CO2 lbs per kWh .95 |  |  | CO2 lbs per therm | [5 empty] | Sponsor Share of Annual O&M | 1 | 0 | 0 | 0 |  | Capital Real Escalation Rate | 0 |  | Local System Dist Credit ($/kw-yr)($/dailytherm-yr) | 31 | 0
| Negative B/C Ratios: | False: (Converts Negative B/C Ratios) |  |  |  | Marginal Gas CO2 per therm Input Worksheet | CO2 lbs per therm |  |  | Zero Dollars per ton CO2 | [5 empty] | Sponsor Share of Periodic Replacement Cost | 1 | 0 | 0 | 0 |  | Admin Cost (as % of Initial Capital Cost) | 0.2 |  | Local System Dist I2R Loss Component (%) | 0.7 | N/A
| Admin Cost / Category Level: | True: Admin Costs added at Category Results |  |  |  | Marginal Avoided Cost CO2 Input Worksheet | Zero Dollars per ton CO2 |  |  | LineLossShapes | [5 empty] | Sponsor Share of Admin Cost |  | 0.3 | 0.7 | 0 |  | Regional Act Conservation Credit (%) | 0 |  | Risk-Mitigation Credit (mills/kWh)(mills/therm) - Retro. | 0 | 0
| Periodic O&M Treatment: | True: (Periodic O&M Repeats over measure life) |  |  |  | Line Loss Shape Input Worksheet | LineLossShapes | [8 empty] | Last Year of Non-Customer O&M & Period Replacement |  | 20 |  |  |  | Report Annual Carbon Saved for Year | 2018 |  | Risk-Mitigation Credit (mills/kWh)(mills/therm) - Lost Op. | 0 | 0
Measure Results; Sorted in same order as input
Total Results |  | Measure Input Data | [8 empty] | Savings | [5 empty] | PV Capital |  |  |  | PV Admin |  |  |  | PV O&M |  |  |  | PV Periodic Repl. |  |  |  | Total PV Capital, O&M and Periodic Repl Costs |  |  |  |  | PV Wholesale Electric Utility Costs & Benefits | [6 empty] | PV Retail Electric Utility Costs & Benefits | [6 empty] | PV Electric Utility System Costs & Benefits | [5 empty] | Electric Utility System Economics |  | Sponsor Levelized Cost (mills/kwh) |  |  |  |  | PV Regional Costs & Benefits | [15 empty] | TRC Economics |  | Physical CO2 | [6 empty] | Gas Inputs |  |  |  | PV Gas Utility System Costs & Benefits |  |  |  |  | Gas Utility System Economics
Category | Measure | Measure Life | Site Savings (kWh) | Site Savings (therms) | Capital Cost ($/unit) | Annual O&M Cost ($/unit) | PV Per. Repl. Cost ($/unit) | Load Shape (electric) | Diversified Load Factor (electric) | Wholesale Power Coincidence Factor (electric) | Wholesale Electric Energy (kWh) | Wholesale Electric Demand (kw) | Retail Electric Demand (kW) | Wholesale Gas Energy (therms/yr) | Wholesale Gas Demand (therms/day) | Retail Gas Demand (therms/day) | Wholesale Electric | Retail Electric | Natural Gas | Customer | Wholesale Electric | Retail Electric | Natural Gas | Customer | Wholesale Electric | Retail Electric | Natural Gas | Customer | Wholesale Electric | Retail Electric | Natural Gas | Customer | Wholesale Electric | Retail Electric | Natural Gas | Customer | Total | Wholesale Utility System Energy | Wholesale Utility System T&D Def. Cap. | Wholesale Utility System Act C-E Credit | Wholesale Utility System Risk Mitigation Benefit | Wholesale Utility System Total System Benefit | Wholesale Utility System Total Non-Consumer Cost | Wholesale Utility System B/C Ratio | Retail Utility System Energy | Retail Utility System T&D Def. Cap. | Retail Utility System Act C-E Credit | Retail Utility System Risk Mitigation Benefit | Retail Utility System Total System Benefit | Retail Utility System Total Non-Consumer Cost | Retail Utility System System B/C Ratio | Utility System Energy | Utility System T&D Def. Cap. | Utility System Act C-E Credit | Utility System Total Risk Mitigation Benefit | Utility System Total System Benefit | Utility System Total Non-Consumer Cost | Utility System Net Levelized Cost (Net of Elec T&D Capacity Benefits, Act Credit & Risk-Mitigation Benefit) in mills/kwh | Utility System System B/C Ratio | Wholesale Electric Levelized Cost | Retail Electric Levelized Cost | Natural Gas Levelized Cost | Customer Levelized Cost | Total Levelized Cost | PV Regional Electric Energy | PV Regional Gas Energy | PV Regional Electric T&D Def. Cap. | PV Regional Gas T&D Def. Cap. | PV Regional Electric System CO2 | PV Regional Gas System CO2 | PV Regional Electric System Risk-Mitigation Benefit | PV Regional Gas System Risk-Mitigation Benefit | PV Regional Non-E Value | PV Regional Act Credit | PV Regional Capital Cost | PV Regional Admin Cost | PV Regional Annual O&M Cost | PV Regional Periodic Replacement Cost | PV Total Regional Benefit | PV Total Regional Cost | TRC B/C Ratio | TRC Net Levelized Cost (Net of All Benefits) in mills/kWh | Electric System CO2 Avoided (Lifetime Tons) | Gas System CO2 Avoided (Lifetime Tons) | Total System CO2 Avoided (Lifetime Tons) | Electric System CO2 Avoided (Annual Tons in 2018) | Gas System CO2 Avoided (Annual Tons in 2018) | Total System CO2 Avoided (Annual Tons in 2018) |  | Gas Site Savings (therms) | Load Shape (gas) | Diversitfied Load Factor (gas) | Wholesale Coincidence Factor (gas) | Total Gas Utility System Energy | Gas Utility System T&D Def. Cap. | Gas Utility System Risk Mitigation Benefit | Gas Utility System Total System Benefit | Gas Utility System Total Non-Consumer Cost | Gas Utility System Net Levelized Cost (Net of Gas T&D Capacity Benefits & Risk-Mitigation Benefits) in cents/therm | Gas Utility System System B/C Ratio
Exterior Lighting: Parking Lot - HPS 250W - New | Exterior Lighting: Parking Lot - HPS 250W to LED 135W - New | 11.6279 | 743.5051 | 0 | 83.0174 | 0 | -31.8928 | S-All-Lgt-Streetlight-All-All-U |  |  | 797.1102 | 0.18606 | 0.18471 | 0 | 0 | 0 | 16.5548 | 38.2556 | 0 | 80.983 | (na) | (na) | (na) | (na) | 0 | 0 | 0 | 0 | 0 | 0 | 0 | -31.8928 | 16.5548 | 38.2556 | 0 | 49.0902 | 103.9005 | 382.063 | 65.7431 | 0 | 0 | 447.806 | 16.5548 | 27.05 | 382.063 | 77.8202 | 0 | 0 | 459.8832 | 38.2556 | 12.0213 | 382.063 | 143.5633 | 0 | 0 | 525.6262 | 54.8103 | -8.1928 | 9.5899 | 1.5282 | 3.5314 | 0 | 4.5315 | 9.5911 | 382.063 | 0 | 143.5633 | 0 | 0 | 0 | 0 | 0 | 0 | 0 | 135.7933 |  | 0 | -31.8928 | 525.6262 | 103.9005 | 4.1056 | -3.6613 | 7.5726 | 0 | 7.5726 | 0.37863 | 0 | 0.37863 |  | 0 |  | 0 | 0 | 0 | 0 | 0 | 0 | 0 | 9999 | 9999
Exterior Lighting: Parking Lot - MH 400W - New | Exterior Lighting: Parking Lot - MH 400W to LED 180W - New | 11.6279 | 1298.0735 | 0 | 134.0232 | 0 | -59.5694 | S-All-Lgt-Streetlight-All-All-U |  |  | 1391.6617 | 0.32483 | 0.32249 | 0 | 0 | 0 | 26.726 | 61.7597 | 0 | 130.7389 | (na) | (na) | (na) | (na) | 0 | 0 | 0 | 0 | 0 | 0 | 0 | -59.5694 | 26.726 | 61.7597 | 0 | 71.1695 | 159.6552 | 667.0376 | 114.7797 | 0 | 0 | 781.8173 | 26.726 | 29.2531 | 667.0376 | 135.865 | 0 | 0 | 802.9026 | 61.7597 | 13.0004 | 667.0376 | 250.6447 | 0 | 0 | 917.6823 | 88.4857 | -8.5739 | 10.371 | 1.4131 | 3.2654 | 0 | 3.763 | 8.4415 | 667.0376 | 0 | 250.6447 | 0 | 0 | 0 | 0 | 0 | 0 | 0 | 219.2246 |  | 0 | -59.5694 | 917.6823 | 159.6552 | 4.4578 | -4.8109 | 13.2208 | 0 | 13.2208 | 0.66104 | 0 | 0.66104 |  | 0 |  | 0 | 0 | 0 | 0 | 0 | 0 | 0 | 9999 | 9999
Exterior Lighting: Parking Lot - MH 1000W - New | Exterior Lighting: Parking Lot - MH 1000W to LED 421W - New | 11.6279 | 3159.8418 | 0 | 532.0695 | 0 | -63.7014 | S-All-Lgt-Streetlight-All-All-U |  |  | 3387.6594 | 0.79073 | 0.78502 | 0 | 0 | 0 | 106.1018 | 245.185 | 0 | 519.0309 | (na) | (na) | (na) | (na) | 0 | 0 | 0 | 0 | 0 | 0 | 0 | -63.7014 | 106.1018 | 245.185 | 0 | 455.3296 | 806.6163 | 1623.7395 | 279.4031 | 0 | 0 | 1903.1426 | 106.1018 | 17.937 | 1623.7395 | 330.7301 | 0 | 0 | 1954.4696 | 245.185 | 7.9714 | 1623.7395 | 610.1332 | 0 | 0 | 2233.8727 | 351.2868 | -5.6223 | 6.3591 | 2.3046 | 5.3255 | 0 | 9.89 | 17.5201 | 1623.7395 | 0 | 610.1332 | 0 | 0 | 0 | 0 | 0 | 0 | 0 | 870.3177 |  | 0 | -63.7014 | 2233.8727 | 806.6163 | 2.6399 | 4.2677 | 32.1828 | 0 | 32.1828 | 1.6091 | 0 | 1.6091 |  | 0 |  | 0 | 0 | 0 | 0 | 0 | 0 | 0 | 9999 | 9999
Exterior Lighting: Parking Lot - HPS 250W - NR | Exterior Lighting: Parking Lot - HPS 250W to LED 135W - NR | 11.6279 | 743.5051 | 0 | 260.084 | 0 | -31.8928 | S-All-Lgt-Streetlight-All-All-U |  |  | 797.1102 | 0.18606 | 0.18471 | 0 | 0 | 0 | 51.8642 | 119.8503 | 0 | 253.7106 | (na) | (na) | (na) | (na) | 0 | 0 | 0 | 0 | 0 | 0 | 0 | -31.8928 | 51.8642 | 119.8503 | 0 | 221.8178 | 393.5324 | 382.063 | 65.7431 | 0 | 0 | 447.806 | 51.8642 | 8.6342 | 382.063 | 77.8202 | 0 | 0 | 459.8832 | 119.8503 | 3.8371 | 382.063 | 143.5633 | 0 | 0 | 525.6262 | 171.7146 | 2.5987 | 3.061 | 4.7876 | 11.0635 | 0 | 20.4761 | 36.3272 | 382.063 | 0 | 143.5633 | 0 | 0 | 0 | 0 | 0 | 0 | 0 | 425.4252 |  | 0 | -31.8928 | 525.6262 | 393.5324 | 1.3105 | 23.0748 | 7.5726 | 0 | 7.5726 | 0.37863 | 0 | 0.37863 |  | 0 |  | 0 | 0 | 0 | 0 | 0 | 0 | 0 | 9999 | 9999
Exterior Lighting: Parking Lot - MH 400W - NR | Exterior Lighting: Parking Lot - MH 400W to LED 180W - NR | 11.6279 | 1298.0735 | 0 | 338.0898 | 0 | -59.5694 | S-All-Lgt-Streetlight-All-All-U |  |  | 1391.6617 | 0.32483 | 0.32249 | 0 | 0 | 0 | 67.4196 | 155.7965 | 0 | 329.8048 | (na) | (na) | (na) | (na) | 0 | 0 | 0 | 0 | 0 | 0 | 0 | -59.5694 | 67.4196 | 155.7965 | 0 | 270.2354 | 493.4516 | 667.0376 | 114.7797 | 0 | 0 | 781.8173 | 67.4196 | 11.5963 | 667.0376 | 135.865 | 0 | 0 | 802.9026 | 155.7965 | 5.1535 | 667.0376 | 250.6447 | 0 | 0 | 917.6823 | 223.2161 | -1.4502 | 4.1112 | 3.5647 | 8.2375 | 0 | 14.2882 | 26.0904 | 667.0376 | 0 | 250.6447 | 0 | 0 | 0 | 0 | 0 | 0 | 0 | 553.021 |  | 0 | -59.5694 | 917.6823 | 493.4516 | 1.7671 | 12.838 | 13.2208 | 0 | 13.2208 | 0.66104 | 0 | 0.66104 |  | 0 |  | 0 | 0 | 0 | 0 | 0 | 0 | 0 | 9999 | 9999
Exterior Lighting: Parking Lot - MH 1000W - NR | Exterior Lighting: Parking Lot - MH 1000W to LED 421W - NR | 11.6279 | 3159.8418 | 0 | 984.1361 | 0 | -63.7014 | S-All-Lgt-Streetlight-All-All-U |  |  | 3387.6594 | 0.79073 | 0.78502 | 0 | 0 | 0 | 196.2499 | 453.5036 | 0 | 960.0196 | (na) | (na) | (na) | (na) | 0 | 0 | 0 | 0 | 0 | 0 | 0 | -63.7014 | 196.2499 | 453.5036 | 0 | 896.3182 | 1546.0717 | 1623.7395 | 279.4031 | 0 | 0 | 1903.1426 | 196.2499 | 9.6975 | 1623.7395 | 330.7301 | 0 | 0 | 1954.4696 | 453.5036 | 4.3097 | 1623.7395 | 610.1332 | 0 | 0 | 2233.8727 | 649.7535 | 0.86057 | 3.438 | 4.2627 | 9.8503 | 0 | 19.4685 | 33.5815 | 1623.7395 | 0 | 610.1332 | 0 | 0 | 0 | 0 | 0 | 0 | 0 | 1609.7731 |  | 0 | -63.7014 | 2233.8727 | 1546.0717 | 1.4273 | 20.3291 | 32.1828 | 0 | 32.1828 | 1.6091 | 0 | 1.6091 |  | 0 |  | 0 | 0 | 0 | 0 | 0 | 0 | 0 | 9999 | 9999
Exterior Lighting: Parking Lot - HPS 250W - Retro | Exterior Lighting: Parking Lot - HPS 250W to LED 135W - Retro | 11.6279 | 743.5051 | 0 | 285.9174 | 0 | -31.8928 | S-All-Lgt-Streetlight-All-All-U |  |  | 797.1102 | 0.18606 | 0.18471 | 0 | 0 | 0 | 57.0157 | 131.7547 | 0 | 278.9109 | (na) | (na) | (na) | (na) | 0 | 0 | 0 | 0 | 0 | 0 | 0 | -31.8928 | 57.0157 | 131.7547 | 0 | 247.0181 | 435.7885 | 382.063 | 65.7431 | 0 | 0 | 447.806 | 57.0157 | 7.8541 | 382.063 | 77.8202 | 0 | 0 | 459.8832 | 131.7547 | 3.4904 | 382.063 | 143.5633 | 0 | 0 | 525.6262 | 188.7705 | 4.1731 | 2.7845 | 5.2632 | 12.1624 | 0 | 22.8024 | 40.2279 | 382.063 | 0 | 143.5633 | 0 | 0 | 0 | 0 | 0 | 0 | 0 | 467.6813 |  | 0 | -31.8928 | 525.6262 | 435.7885 | 1.1921 | 26.9755 | 7.5726 | 0 | 7.5726 | 0.37863 | 0 | 0.37863 |  | 0 |  | 0 | 0 | 0 | 0 | 0 | 0 | 0 | 9999 | 9999
Exterior Lighting: Parking Lot - MH 400W - Retro | Exterior Lighting: Parking Lot - MH 400W to LED 180W - Retro | 11.6279 | 1298.0735 | 0 | 366.9232 | 0 | -59.5694 | S-All-Lgt-Streetlight-All-All-U |  |  | 1391.6617 | 0.32483 | 0.32249 | 0 | 0 | 0 | 73.1694 | 169.0833 | 0 | 357.9316 | (na) | (na) | (na) | (na) | 0 | 0 | 0 | 0 | 0 | 0 | 0 | -59.5694 | 73.1694 | 169.0833 | 0 | 298.3622 | 540.6149 | 667.0376 | 114.7797 | 0 | 0 | 781.8173 | 73.1694 | 10.685 | 667.0376 | 135.865 | 0 | 0 | 802.9026 | 169.0833 | 4.7486 | 667.0376 | 250.6447 | 0 | 0 | 917.6823 | 242.2527 | -0.44372 | 3.7881 | 3.8687 | 8.94 | 0 | 15.7754 | 28.5841 | 667.0376 | 0 | 250.6447 | 0 | 0 | 0 | 0 | 0 | 0 | 0 | 600.1843 |  | 0 | -59.5694 | 917.6823 | 540.6149 | 1.6283 | 15.3317 | 13.2208 | 0 | 13.2208 | 0.66104 | 0 | 0.66104 |  | 0 |  | 0 | 0 | 0 | 0 | 0 | 0 | 0 | 9999 | 9999
Exterior Lighting: Parking Lot - MH 1000W - Retro | Exterior Lighting: Parking Lot - MH 1000W to LED 421W - Retro | 11.6279 | 3159.8418 | 0 | 1014.9695 | 0 | -63.7014 | S-All-Lgt-Streetlight-All-All-U |  |  | 3387.6594 | 0.79073 | 0.78502 | 0 | 0 | 0 | 202.3985 | 467.7121 | 0 | 990.0973 | (na) | (na) | (na) | (na) | 0 | 0 | 0 | 0 | 0 | 0 | 0 | -63.7014 | 202.3985 | 467.7121 | 0 | 926.396 | 1596.5065 | 1623.7395 | 279.4031 | 0 | 0 | 1903.1426 | 202.3985 | 9.4029 | 1623.7395 | 330.7301 | 0 | 0 | 1954.4696 | 467.7121 | 4.1788 | 1623.7395 | 610.1332 | 0 | 0 | 2233.8727 | 670.1105 | 1.3027 | 3.3336 | 4.3962 | 10.159 | 0 | 20.1218 | 34.677 | 1623.7395 | 0 | 610.1332 | 0 | 0 | 0 | 0 | 0 | 0 | 0 | 1660.2079 |  | 0 | -63.7014 | 2233.8727 | 1596.5065 | 1.3839 | 21.4245 | 32.1828 | 0 | 32.1828 | 1.6091 | 0 | 1.6091 |  | 0 |  | 0 | 0 | 0 | 0 | 0 | 0 | 0 | 9999 | 9999
Exterior Lighting: Façade - HID 150W - New | Exterior Lighting: Façade - HID 150W to LED 27W - New | 16.2791 | 649.3658 | 0 | 7.302 | 0 | -57.9177 | S-All-Lgt-Streetlight-All-All-U |  |  | 696.1837 | 0.1625 | 0.16133 | 0 | 0 | 0 | 1.4561 | 3.3648 | 0 | 4.2851 | (na) | (na) | (na) | (na) | 0 | 0 | 0 | 0 | 0 | 0 | 0 | -57.9177 | 1.4561 | 3.3648 | 0 | -53.6326 | -48.8116 | 333.6879 | 57.419 | 0 | 0 | 391.1068 | 1.4561 | 268.5974 | 333.6879 | 67.967 | 0 | 0 | 401.6548 | 3.3648 | 119.368 | 333.6879 | 125.3859 | 0 | 0 | 459.0738 | 4.821 | -12.7429 | 95.2247 | 0.1539 | 0.35564 | 0 | -5.6686 | -5.159 | 333.6879 | 0 | 125.3859 | 0 | 0 | 0 | 0 | 0 | 0 | 0 | 9.1061 |  | 0 | -57.9177 | 459.0738 | -48.8116 | 56.7743 | -18.4115 | 6.6138 | 0 | 6.6138 | 0.33069 | 0 | 0.33069 |  | 0 |  | 0 | 0 | 0 | 0 | 0 | 0 | 0 | 9999 | 9999
Exterior Lighting: Façade - HID 400W - New | Exterior Lighting: Façade - HID 400W to LED 82W - New | 16.2791 | 1606.9202 | 0 | 51.8631 | 0 | -106.4506 | S-All-Lgt-Streetlight-All-All-U |  |  | 1722.7756 | 0.40212 | 0.39922 | 0 | 0 | 0 | 10.3422 | 23.8992 | 0 | 30.4357 | (na) | (na) | (na) | (na) | 0 | 0 | 0 | 0 | 0 | 0 | 0 | -106.4506 | 10.3422 | 23.8992 | 0 | -76.0149 | -41.7735 | 825.7438 | 142.0889 | 0 | 0 | 967.8328 | 10.3422 | 93.5811 | 825.7438 | 168.191 | 0 | 0 | 993.9348 | 23.8992 | 41.5886 | 825.7438 | 310.2799 | 0 | 0 | 1136.0237 | 34.2414 | -11.7899 | 33.1769 | 0.44173 | 1.0208 | 0 | -3.2467 | -1.7842 | 825.7438 | 0 | 310.2799 | 0 | 0 | 0 | 0 | 0 | 0 | 0 | 64.6771 |  | 0 | -106.4506 | 1136.0237 | -41.7735 | 19.2104 | -15.0366 | 16.3664 | 0 | 16.3664 | 0.81832 | 0 | 0.81832 |  | 0 |  | 0 | 0 | 0 | 0 | 0 | 0 | 0 | 9999 | 9999
Exterior Lighting: Façade - HID 150W - NR | Exterior Lighting: Façade - HID 150W to LED 27W - NR | 16.2791 | 649.3658 | 0 | 186.9582 | 0 | -57.9177 | S-All-Lgt-Streetlight-All-All-U |  |  | 696.1837 | 0.1625 | 0.16133 | 0 | 0 | 0 | 37.282 | 86.1529 | 0 | 109.7159 | (na) | (na) | (na) | (na) | 0 | 0 | 0 | 0 | 0 | 0 | 0 | -57.9177 | 37.282 | 86.1529 | 0 | 51.7982 | 175.2331 | 333.6879 | 57.419 | 0 | 0 | 391.1068 | 37.282 | 10.4905 | 333.6879 | 67.967 | 0 | 0 | 401.6548 | 86.1529 | 4.6621 | 333.6879 | 125.3859 | 0 | 0 | 459.0738 | 123.4349 | -0.20621 | 3.7192 | 3.9404 | 9.1058 | 0 | 5.4747 | 18.5209 | 333.6879 | 0 | 125.3859 | 0 | 0 | 0 | 0 | 0 | 0 | 0 | 233.1508 |  | 0 | -57.9177 | 459.0738 | 175.2331 | 2.2174 | 5.2685 | 6.6138 | 0 | 6.6138 | 0.33069 | 0 | 0.33069 |  | 0 |  | 0 | 0 | 0 | 0 | 0 | 0 | 0 | 9999 | 9999
Exterior Lighting: Façade - HID 400W - NR | Exterior Lighting: Façade - HID 400W to LED 82W - NR | 16.2791 | 1606.9202 | 0 | 332.2822 | 0 | -106.4506 | S-All-Lgt-Streetlight-All-All-U |  |  | 1722.7756 | 0.40212 | 0.39922 | 0 | 0 | 0 | 66.2615 | 153.1203 | 0 | 194.9989 | (na) | (na) | (na) | (na) | 0 | 0 | 0 | 0 | 0 | 0 | 0 | -106.4506 | 66.2615 | 153.1203 | 0 | 88.5483 | 307.93 | 825.7438 | 142.0889 | 0 | 0 | 967.8328 | 66.2615 | 14.6063 | 825.7438 | 168.191 | 0 | 0 | 993.9348 | 153.1203 | 6.4912 | 825.7438 | 310.2799 | 0 | 0 | 1136.0237 | 219.3818 | -3.8824 | 5.1783 | 2.8301 | 6.5399 | 0 | 3.782 | 13.1521 | 825.7438 | 0 | 310.2799 | 0 | 0 | 0 | 0 | 0 | 0 | 0 | 414.3806 |  | 0 | -106.4506 | 1136.0237 | 307.93 | 2.9984 | -0.10037 | 16.3664 | 0 | 16.3664 | 0.81832 | 0 | 0.81832 |  | 0 |  | 0 | 0 | 0 | 0 | 0 | 0 | 0 | 9999 | 9999
Exterior Lighting: Façade - HID 150W - Retro | Exterior Lighting: Façade - HID 150W to LED 27W - Retro | 16.2791 | 649.3658 | 0 | 228.7907 | 0 | -57.9177 | S-All-Lgt-Streetlight-All-All-U |  |  | 696.1837 | 0.1625 | 0.16133 | 0 | 0 | 0 | 45.6239 | 105.4299 | 0 | 134.2652 | (na) | (na) | (na) | (na) | 0 | 0 | 0 | 0 | 0 | 0 | 0 | -57.9177 | 45.6239 | 105.4299 | 0 | 76.3474 | 227.4013 | 333.6879 | 57.419 | 0 | 0 | 391.1068 | 45.6239 | 8.5724 | 333.6879 | 67.967 | 0 | 0 | 401.6548 | 105.4299 | 3.8097 | 333.6879 | 125.3859 | 0 | 0 | 459.0738 | 151.0539 | 2.7129 | 3.0391 | 4.8221 | 11.1432 | 0 | 8.0694 | 24.0347 | 333.6879 | 0 | 125.3859 | 0 | 0 | 0 | 0 | 0 | 0 | 0 | 285.319 |  | 0 | -57.9177 | 459.0738 | 227.4013 | 1.812 | 10.7823 | 6.6138 | 0 | 6.6138 | 0.33069 | 0 | 0.33069 |  | 0 |  | 0 | 0 | 0 | 0 | 0 | 0 | 0 | 9999 | 9999
Exterior Lighting: Façade - HID 400W - Retro | Exterior Lighting: Façade - HID 400W to LED 82W - Retro | 16.2791 | 1606.9202 | 0 | 371.5466 | 0 | -106.4506 | S-All-Lgt-Streetlight-All-All-U |  |  | 1722.7756 | 0.40212 | 0.39922 | 0 | 0 | 0 | 74.0914 | 171.2138 | 0 | 218.041 | (na) | (na) | (na) | (na) | 0 | 0 | 0 | 0 | 0 | 0 | 0 | -106.4506 | 74.0914 | 171.2138 | 0 | 111.5905 | 356.8957 | 825.7438 | 142.0889 | 0 | 0 | 967.8328 | 74.0914 | 13.0627 | 825.7438 | 168.191 | 0 | 0 | 993.9348 | 171.2138 | 5.8052 | 825.7438 | 310.2799 | 0 | 0 | 1136.0237 | 245.3052 | -2.7751 | 4.6311 | 3.1645 | 7.3127 | 0 | 4.7662 | 15.2434 | 825.7438 | 0 | 310.2799 | 0 | 0 | 0 | 0 | 0 | 0 | 0 | 463.3462 |  | 0 | -106.4506 | 1136.0237 | 356.8957 | 2.6815 | 1.991 | 16.3664 | 0 | 16.3664 | 0.81832 | 0 | 0.81832 |  | 0 |  | 0 | 0 | 0 | 0 | 0 | 0 | 0 | 9999 | 9999
Exterior Lighting: Walkway - HID 150W - New | Exterior Lighting: Walkway - HID 150W to LED 28W - New | 16.2791 | 647.874 | 0 | 6.6708 | 0 | -54.4564 | S-All-Lgt-Streetlight-All-All-U |  |  | 694.5843 | 0.16213 | 0.16096 | 0 | 0 | 0 | 1.3302 | 3.074 | 0 | 3.9147 | (na) | (na) | (na) | (na) | 0 | 0 | 0 | 0 | 0 | 0 | 0 | -54.4564 | 1.3302 | 3.074 | 0 | -50.5417 | -46.1375 | 332.9213 | 57.2871 | 0 | 0 | 390.2083 | 1.3302 | 293.337 | 332.9213 | 67.8108 | 0 | 0 | 400.7321 | 3.074 | 130.3626 | 332.9213 | 125.0979 | 0 | 0 | 458.0191 | 4.4042 | -12.7858 | 103.9955 | 0.14092 | 0.32565 | 0 | -5.3542 | -4.8876 | 332.9213 | 0 | 125.0979 | 0 | 0 | 0 | 0 | 0 | 0 | 0 | 8.3189 |  | 0 | -54.4564 | 458.0191 | -46.1375 | 61.6035 | -18.1401 | 6.5986 | 0 | 6.5986 | 0.32993 | 0 | 0.32993 |  | 0 |  | 0 | 0 | 0 | 0 | 0 | 0 | 0 | 9999 | 9999
Exterior Lighting: Walkway - CFL 26W - New | Exterior Lighting: Walkway - CFL 26W to LED 12W - New | 6.6763 | 68.2267 | 0 | 4.0009 | 0 | -38.7818 | S-All-Lgt-Streetlight-All-All-U |  |  | 73.1457 | 0.017073 | 0.01695 | 0 | 0 | 0 | 0.79783 | 1.8437 | 0 | 7.9972 | (na) | (na) | (na) | (na) | 0 | 0 | 0 | 0 | 0 | 0 | 0 | -38.7818 | 0.79783 | 1.8437 | 0 | -30.7846 | -28.1431 | 35.0595 | 6.0328 | 0 | 0 | 41.0923 | 0.79783 | 51.505 | 35.0595 | 7.1411 | 0 | 0 | 42.2005 | 1.8437 | 22.8895 | 35.0595 | 13.1739 | 0 | 0 | 48.2333 | 2.6415 | -10.5952 | 18.2598 | 0.80259 | 1.8547 | 0 | -30.9681 | -28.3109 | 35.0595 | 0 | 13.1739 | 0 | 0 | 0 | 0 | 0 | 0 | 0 | 10.6387 |  | 0 | -38.7818 | 48.2333 | -28.1431 | 8.1791 | -41.5633 | 0.69489 | 0 | 0.69489 | 0.034744 | 0 | 0.034744 |  | 0 |  | 0 | 0 | 0 | 0 | 0 | 0 | 0 | 9999 | 9999
Exterior Lighting: Walkway - INC 75W - New | Exterior Lighting: Walkway - INC 75W to LED 12W - New | 6.6763 | 278.9267 | 0 | 4.779 | 0 | -479.4182 | S-All-Lgt-Streetlight-All-All-U |  |  | 299.0367 | 0.0698 | 0.069296 | 0 | 0 | 0 | 0.953 | 2.2022 | 0 | 9.5525 | (na) | (na) | (na) | (na) | 0 | 0 | 0 | 0 | 0 | 0 | 0 | -479.4182 | 0.953 | 2.2022 | 0 | -469.8656 | -466.7104 | 143.3313 | 24.6636 | 0 | 0 | 167.9949 | 0.953 | 176.2807 | 143.3313 | 29.1943 | 0 | 0 | 172.5256 | 2.2022 | 78.3413 | 143.3313 | 53.8579 | 0 | 0 | 197.1892 | 3.1552 | -12.476 | 62.4961 | 0.2345 | 0.54189 | 0 | -115.6164 | -114.84 | 143.3313 | 0 | 53.8579 | 0 | 0 | 0 | 0 | 0 | 0 | 0 | 12.7078 |  | 0 | -479.4182 | 197.1892 | -466.7104 | 53.2436 | -128.0924 | 2.8409 | 0 | 2.8409 | 0.14204 | 0 | 0.14204 |  | 0 |  | 0 | 0 | 0 | 0 | 0 | 0 | 0 | 9999 | 9999
Exterior Lighting: Walkway - HID 150W - NR | Exterior Lighting: Walkway - HID 150W to LED 29W - NR | 13.9535 | 640.1662 | 0 | 154.2603 | 0 | -54.4564 | S-All-Lgt-Streetlight-All-All-U |  |  | 686.3207 | 0.1602 | 0.15904 | 0 | 0 | 0 | 30.7616 | 71.0853 | 0 | 115.3871 | (na) | (na) | (na) | (na) | 0 | 0 | 0 | 0 | 0 | 0 | 0 | -54.4564 | 30.7616 | 71.0853 | 0 | 60.9306 | 162.7775 | 328.9605 | 56.6055 | 0 | 0 | 385.566 | 30.7616 | 12.534 | 328.9605 | 67.0041 | 0 | 0 | 395.9645 | 71.0853 | 5.5703 | 328.9605 | 123.6096 | 0 | 0 | 452.57 | 101.8469 | -2.3332 | 4.4436 | 3.298 | 7.6212 | 0 | 6.5325 | 17.4517 | 328.9605 | 0 | 123.6096 | 0 | 0 | 0 | 0 | 0 | 0 | 0 | 217.234 |  | 0 | -54.4564 | 452.57 | 162.7775 | 2.334 | 4.1993 | 6.5201 | 0 | 6.5201 | 0.326 | 0 | 0.326 |  | 0 |  | 0 | 0 | 0 | 0 | 0 | 0 | 0 | 9999 | 9999
Exterior Lighting: Walkway - CFL 26W - NR | Exterior Lighting: Walkway - CFL 26W to LED 12W - NR | 6.6763 | 68.2267 | 0 | 4.0009 | 0 | -38.7818 | S-All-Lgt-Streetlight-All-All-U |  |  | 73.1457 | 0.017073 | 0.01695 | 0 | 0 | 0 | 0.79783 | 1.8437 | 0 | 7.9972 | (na) | (na) | (na) | (na) | 0 | 0 | 0 | 0 | 0 | 0 | 0 | -38.7818 | 0.79783 | 1.8437 | 0 | -30.7846 | -28.1431 | 35.0595 | 6.0328 | 0 | 0 | 41.0923 | 0.79783 | 51.505 | 35.0595 | 7.1411 | 0 | 0 | 42.2005 | 1.8437 | 22.8895 | 35.0595 | 13.1739 | 0 | 0 | 48.2333 | 2.6415 | -10.5952 | 18.2598 | 0.80259 | 1.8547 | 0 | -30.9681 | -28.3109 | 35.0595 | 0 | 13.1739 | 0 | 0 | 0 | 0 | 0 | 0 | 0 | 10.6387 |  | 0 | -38.7818 | 48.2333 | -28.1431 | 8.1791 | -41.5633 | 0.69489 | 0 | 0.69489 | 0.034744 | 0 | 0.034744 |  | 0 |  | 0 | 0 | 0 | 0 | 0 | 0 | 0 | 9999 | 9999
Exterior Lighting: Walkway - INC 75W - NR | Exterior Lighting: Walkway - INC 75W to LED 12W - NR | 6.6763 | 278.9267 | 0 | 4.779 | 0 | -479.4182 | S-All-Lgt-Streetlight-All-All-U |  |  | 299.0367 | 0.0698 | 0.069296 | 0 | 0 | 0 | 0.953 | 2.2022 | 0 | 9.5525 | (na) | (na) | (na) | (na) | 0 | 0 | 0 | 0 | 0 | 0 | 0 | -479.4182 | 0.953 | 2.2022 | 0 | -469.8656 | -466.7104 | 143.3313 | 24.6636 | 0 | 0 | 167.9949 | 0.953 | 176.2807 | 143.3313 | 29.1943 | 0 | 0 | 172.5256 | 2.2022 | 78.3413 | 143.3313 | 53.8579 | 0 | 0 | 197.1892 | 3.1552 | -12.476 | 62.4961 | 0.2345 | 0.54189 | 0 | -115.6164 | -114.84 | 143.3313 | 0 | 53.8579 | 0 | 0 | 0 | 0 | 0 | 0 | 0 | 12.7078 |  | 0 | -479.4182 | 197.1892 | -466.7104 | 53.2436 | -128.0924 | 2.8409 | 0 | 2.8409 | 0.14204 | 0 | 0.14204 |  | 0 |  | 0 | 0 | 0 | 0 | 0 | 0 | 0 | 9999 | 9999
Exterior Lighting: Walkway - HID 150W - Retro | Exterior Lighting: Walkway - HID 150W to LED 29W - Retro | 13.9535 | 640.1662 | 0 | 210.2595 | 0 | -54.4564 | S-All-Lgt-Streetlight-All-All-U |  |  | 686.3207 | 0.1602 | 0.15904 | 0 | 0 | 0 | 41.9286 | 96.8905 | 0 | 157.2746 | (na) | (na) | (na) | (na) | 0 | 0 | 0 | 0 | 0 | 0 | 0 | -54.4564 | 41.9286 | 96.8905 | 0 | 102.8182 | 241.6372 | 328.9605 | 56.6055 | 0 | 0 | 385.566 | 41.9286 | 9.1958 | 328.9605 | 67.0041 | 0 | 0 | 395.9645 | 96.8905 | 4.0867 | 328.9605 | 123.6096 | 0 | 0 | 452.57 | 138.8191 | 1.6306 | 3.2601 | 4.4952 | 10.3878 | 0 | 11.0233 | 25.9064 | 328.9605 | 0 | 123.6096 | 0 | 0 | 0 | 0 | 0 | 0 | 0 | 296.0937 |  | 0 | -54.4564 | 452.57 | 241.6372 | 1.7124 | 12.654 | 6.5201 | 0 | 6.5201 | 0.326 | 0 | 0.326 |  | 0 |  | 0 | 0 | 0 | 0 | 0 | 0 | 0 | 9999 | 9999
Exterior Lighting: Walkway - CFL 26W - Retro | Exterior Lighting: Walkway - CFL 26W to LED 12W - Retro | 6.6763 | 68.2267 | 0 | 30.4511 | 0 | -38.7818 | S-All-Lgt-Streetlight-All-All-U |  |  | 73.1457 | 0.017073 | 0.01695 | 0 | 0 | 0 | 6.0723 | 14.0323 | 0 | 60.8673 | (na) | (na) | (na) | (na) | 0 | 0 | 0 | 0 | 0 | 0 | 0 | -38.7818 | 6.0723 | 14.0323 | 0 | 22.0855 | 42.1901 | 35.0595 | 6.0328 | 0 | 0 | 41.0923 | 6.0723 | 6.7671 | 35.0595 | 7.1411 | 0 | 0 | 42.2005 | 14.0323 | 3.0074 | 35.0595 | 13.1739 | 0 | 0 | 48.2333 | 20.1046 | 6.9721 | 2.3991 | 6.1086 | 14.1159 | 0 | 22.2172 | 42.4417 | 35.0595 | 0 | 13.1739 | 0 | 0 | 0 | 0 | 0 | 0 | 0 | 80.9719 |  | 0 | -38.7818 | 48.2333 | 42.1901 | 1.0746 | 29.1893 | 0.69489 | 0 | 0.69489 | 0.034744 | 0 | 0.034744 |  | 0 |  | 0 | 0 | 0 | 0 | 0 | 0 | 0 | 9999 | 9999
Exterior Lighting: Walkway - INC 75W - Retro | Exterior Lighting: Walkway - INC 75W to LED 12W - Retro | 6.6763 | 278.9267 | 0 | 30.4511 | 0 | -479.4182 | S-All-Lgt-Streetlight-All-All-U |  |  | 299.0367 | 0.0698 | 0.069296 | 0 | 0 | 0 | 6.0723 | 14.0323 | 0 | 60.8673 | (na) | (na) | (na) | (na) | 0 | 0 | 0 | 0 | 0 | 0 | 0 | -479.4182 | 6.0723 | 14.0323 | 0 | -418.5508 | -398.4462 | 143.3313 | 24.6636 | 0 | 0 | 167.9949 | 6.0723 | 27.6656 | 143.3313 | 29.1943 | 0 | 0 | 172.5256 | 14.0323 | 12.2949 | 143.3313 | 53.8579 | 0 | 0 | 197.1892 | 20.1046 | -8.3054 | 9.8082 | 1.4942 | 3.4528 | 0 | -102.9897 | -98.0427 | 143.3313 | 0 | 53.8579 | 0 | 0 | 0 | 0 | 0 | 0 | 0 | 80.9719 |  | 0 | -479.4182 | 197.1892 | -398.4462 | 8.3561 | -111.2951 | 2.8409 | 0 | 2.8409 | 0.14204 | 0 | 0.14204 |  | 0 |  | 0 | 0 | 0 | 0 | 0 | 0 | 0 | 9999 | 9999
Category Results; Sorted by TRC Levelized Cost
Total Results |  | Measure Input Data | [8 empty] | Savings | [5 empty] | PV Capital |  |  |  | PV Admin |  |  |  | PV O&M |  |  |  | PV Periodic Repl. |  |  |  | Total PV Capital, O&M and Periodic Repl Costs |  |  |  |  | PV Wholesale Electric Utility Costs & Benefits | [6 empty] | PV Retail Electric Utility Costs & Benefits | [6 empty] | PV Electric Utility System Costs & Benefits | [5 empty] | Electric Utility System Economics |  | Sponsor Levelized Cost (mills/kwh) |  |  |  |  | PV Regional Costs & Benefits | [15 empty] | TRC Economics |  | Physical CO2 | [6 empty] | Gas Inputs |  |  |  | PV Gas Utility System Costs & Benefits |  |  |  |  | Gas Utility System Economics
Category | Measure | Measure Life | Site Savings (kWh) | Site Savings (therms) | Capital Cost ($/unit) | Annual O&M Cost ($/unit) | PV Per. Repl. Cost ($/unit) | Load Shape (electric) | Diversified Load Factor (electric) | Wholesale Power Coincidence Factor (electric) | Wholesale Electric Energy (kWh) | Wholesale Electric Demand (kw) | Retail Electric Demand (kW) | Wholesale Gas Energy (therms/yr) | Wholesale Gas Demand (therms/day) | Retail Gas Demand (therms/day) | Wholesale Electric | Retail Electric | Natural Gas | Customer | Wholesale Electric | Retail Electric | Natural Gas | Customer | Wholesale Electric | Retail Electric | Natural Gas | Customer | Wholesale Electric | Retail Electric | Natural Gas | Customer | Wholesale Electric | Retail Electric | Natural Gas | Customer | Total | Wholesale Utility System Energy | Wholesale Utility System T&D Def. Cap. | Wholesale Utility System Act C-E Credit | Wholesale Utility System Risk Mitigation Benefit | Wholesale Utility System Total System Benefit | Wholesale Utility System Total Non-Consumer Cost | Wholesale Utility System B/C Ratio | Retail Utility System Energy | Retail Utility System T&D Def. Cap. | Retail Utility System Act C-E Credit | Retail Utility System Risk Mitigation Benefit | Retail Utility System Total System Benefit | Retail Utility System Total Non-Consumer Cost | Retail Utility System System B/C Ratio | Utility System Energy | Utility System T&D Def. Cap. | Utility System Act C-E Credit | Utility System Total Risk Mitigation Benefit | Utility System Total System Benefit | Utility System Total Non-Consumer Cost | Utility System Net Levelized Cost (Net of Elec T&D Capacity Benefits, Act Credit & Risk-Mitigation Benefit) in mills/kwh | Utility System System B/C Ratio | Wholesale Electric Levelized Cost | Retail Electric Levelized Cost | Natural Gas Levelized Cost | Customer Levelized Cost | Total Levelized Cost | PV Regional Electric Energy | PV Regional Gas Energy | PV Regional Electric T&D Def. Cap. | PV Regional Gas T&D Def. Cap. | PV Regional Electric System CO2 | PV Regional Gas System CO2 | PV Regional Electric System Risk-Mitigation Benefit | PV Regional Gas System Risk-Mitigation Benefit | PV Regional Non-E Value | PV Regional Act Credit | PV Regional Capital Cost | PV Regional Admin Cost | PV Regional Annual O&M Cost | PV Regional Periodic Replacement Cost | PV Total Regional Benefit | PV Total Regional Cost | TRC B/C Ratio | TRC Net Levelized Cost (Net of All Benefits) in mills/kWh | Electric System CO2 Avoided (Lifetime Tons) | Gas System CO2 Avoided (Lifetime Tons) | Total System CO2 Avoided (Lifetime Tons) | Electric System CO2 Avoided (Annual Tons in 2018) | Gas System CO2 Avoided (Annual Tons in 2018) | Total System CO2 Avoided (Annual Tons in 2018) |  | Gas Site Savings (therms) | Load Shape (gas) | Diversitfied Load Factor (gas) | Wholesale Coincidence Factor (gas) | Total Gas Utility System Energy | Gas Utility System T&D Def. Cap. | Gas Utility System Risk Mitigation Benefit | Gas Utility System Total System Benefit | Gas Utility System Total Non-Consumer Cost | Gas Utility System Net Levelized Cost (Net of Gas T&D Capacity Benefits & Risk-Mitigation Benefits) in cents/therm | Gas Utility System System B/C Ratio
Exterior Lighting: Walkway - HID 150W - New |  | 16.2791 | 647.874 | 0 | 6.6708 | 0 | -54.4564 |  |  |  | 694.5843 | 0.16213 | 0.16096 | 0 | 0 | 0 | 1.3302 | 3.074 | 0 | 3.9147 | 0.40025 | 0.93391 | 0 | 0 | 0 | 0 | 0 | 0 | 0 | 0 | 0 | -54.4564 | 1.7305 | 4.0079 | 0 | -50.5417 | -44.8034 | 332.9213 | 57.2871 | 0 | 0 | 390.2083 | 1.7305 | 225.4908 | 332.9213 | 67.8108 | 0 | 0 | 400.7321 | 4.0079 | 99.9859 | 332.9213 | 125.0979 | 0 | 0 | 458.0191 | 5.7384 | -12.6445 | 79.8169 | 0.18332 | 0.42458 | 0 | -5.3542 | -4.7463 | 332.9213 | 0 | 125.0979 | 0 | 0 | 0 | 0 | 0 | 0 | 0 | 8.3189 | 1.3342 | 0 | -54.4564 | 458.0191 | -44.8034 | 53.0893 | -17.9987 | 6.5986 | 0 | 6.5986 | 0.32993 | 0 | 0.32993 |  | 0 |  | 0 | 0 | 0 | 0 | 0 | 0 | 0 | 9999 | 9999
Exterior Lighting: Walkway - INC 75W - New |  | 6.6763 | 278.9267 | 0 | 4.779 | 0 | -479.4182 |  |  |  | 299.0367 | 0.0698 | 0.069296 | 0 | 0 | 0 | 0.953 | 2.2022 | 0 | 9.5525 | 0.28674 | 0.66906 | 0 | 0 | 0 | 0 | 0 | 0 | 0 | 0 | 0 | -479.4182 | 1.2397 | 2.8713 | 0 | -469.8656 | -465.7546 | 143.3313 | 24.6636 | 0 | 0 | 167.9949 | 1.2397 | 135.5085 | 143.3313 | 29.1943 | 0 | 0 | 172.5256 | 2.8713 | 60.0865 | 143.3313 | 53.8579 | 0 | 0 | 197.1892 | 4.111 | -12.2408 | 47.9659 | 0.30505 | 0.70652 | 0 | -115.6164 | -114.6048 | 143.3313 | 0 | 53.8579 | 0 | 0 | 0 | 0 | 0 | 0 | 0 | 12.7078 | 0.9558 | 0 | -479.4182 | 197.1892 | -465.7546 | 49.5191 | -127.8572 | 2.8409 | 0 | 2.8409 | 0.14204 | 0 | 0.14204 |  | 0 |  | 0 | 0 | 0 | 0 | 0 | 0 | 0 | 9999 | 9999
Exterior Lighting: Walkway - INC 75W - NR |  | 6.6763 | 278.9267 | 0 | 4.779 | 0 | -479.4182 |  |  |  | 299.0367 | 0.0698 | 0.069296 | 0 | 0 | 0 | 0.953 | 2.2022 | 0 | 9.5525 | 0.28674 | 0.66906 | 0 | 0 | 0 | 0 | 0 | 0 | 0 | 0 | 0 | -479.4182 | 1.2397 | 2.8713 | 0 | -469.8656 | -465.7546 | 143.3313 | 24.6636 | 0 | 0 | 167.9949 | 1.2397 | 135.5085 | 143.3313 | 29.1943 | 0 | 0 | 172.5256 | 2.8713 | 60.0865 | 143.3313 | 53.8579 | 0 | 0 | 197.1892 | 4.111 | -12.2408 | 47.9659 | 0.30505 | 0.70652 | 0 | -115.6164 | -114.6048 | 143.3313 | 0 | 53.8579 | 0 | 0 | 0 | 0 | 0 | 0 | 0 | 12.7078 | 0.9558 | 0 | -479.4182 | 197.1892 | -465.7546 | 49.5191 | -127.8572 | 2.8409 | 0 | 2.8409 | 0.14204 | 0 | 0.14204 |  | 0 |  | 0 | 0 | 0 | 0 | 0 | 0 | 0 | 9999 | 9999
Exterior Lighting: Façade - HID 150W - New |  | 16.2791 | 649.3658 | 0 | 7.302 | 0 | -57.9177 |  |  |  | 696.1837 | 0.1625 | 0.16133 | 0 | 0 | 0 | 1.4561 | 3.3648 | 0 | 4.2851 | 0.43812 | 1.0223 | 0 | 0 | 0 | 0 | 0 | 0 | 0 | 0 | 0 | -57.9177 | 1.8942 | 4.3871 | 0 | -53.6326 | -47.3512 | 333.6879 | 57.419 | 0 | 0 | 391.1068 | 1.8942 | 206.4732 | 333.6879 | 67.967 | 0 | 0 | 401.6548 | 4.3871 | 91.5532 | 333.6879 | 125.3859 | 0 | 0 | 459.0738 | 6.2813 | -12.5885 | 73.0853 | 0.20021 | 0.46369 | 0 | -5.6686 | -5.0047 | 333.6879 | 0 | 125.3859 | 0 | 0 | 0 | 0 | 0 | 0 | 0 | 9.1061 | 1.4604 | 0 | -57.9177 | 459.0738 | -47.3512 | 48.9275 | -18.2571 | 6.6138 | 0 | 6.6138 | 0.33069 | 0 | 0.33069 |  | 0 |  | 0 | 0 | 0 | 0 | 0 | 0 | 0 | 9999 | 9999
Exterior Lighting: Façade - HID 400W - New |  | 16.2791 | 1606.9202 | 0 | 51.8631 | 0 | -106.4506 |  |  |  | 1722.7756 | 0.40212 | 0.39922 | 0 | 0 | 0 | 10.3422 | 23.8992 | 0 | 30.4357 | 3.1118 | 7.2608 | 0 | 0 | 0 | 0 | 0 | 0 | 0 | 0 | 0 | -106.4506 | 13.454 | 31.16 | 0 | -76.0149 | -31.4009 | 825.7438 | 142.0889 | 0 | 0 | 967.8328 | 13.454 | 71.9366 | 825.7438 | 168.191 | 0 | 0 | 993.9348 | 31.16 | 31.8977 | 825.7438 | 310.2799 | 0 | 0 | 1136.0237 | 44.614 | -11.3469 | 25.4634 | 0.57463 | 1.3309 | 0 | -3.2467 | -1.3412 | 825.7438 | 0 | 310.2799 | 0 | 0 | 0 | 0 | 0 | 0 | 0 | 64.6771 | 10.3726 | 0 | -106.4506 | 1136.0237 | -31.4009 | 16.5554 | -14.5936 | 16.3664 | 0 | 16.3664 | 0.81832 | 0 | 0.81832 |  | 0 |  | 0 | 0 | 0 | 0 | 0 | 0 | 0 | 9999 | 9999
Exterior Lighting: Walkway - INC 75W - Retro |  | 6.6763 | 278.9267 | 0 | 30.4511 | 0 | -479.4182 |  |  |  | 299.0367 | 0.0698 | 0.069296 | 0 | 0 | 0 | 6.0723 | 14.0323 | 0 | 60.8673 | 1.8271 | 4.2631 | 0 | 0 | 0 | 0 | 0 | 0 | 0 | 0 | 0 | -479.4182 | 7.8994 | 18.2954 | 0 | -418.5508 | -392.356 | 143.3313 | 24.6636 | 0 | 0 | 167.9949 | 7.8994 | 21.2668 | 143.3313 | 29.1943 | 0 | 0 | 172.5256 | 18.2954 | 9.43 | 143.3313 | 53.8579 | 0 | 0 | 197.1892 | 26.1948 | -6.8068 | 7.5278 | 1.9438 | 4.5018 | 0 | -102.9897 | -96.5442 | 143.3313 | 0 | 53.8579 | 0 | 0 | 0 | 0 | 0 | 0 | 0 | 80.9719 | 6.0902 | 0 | -479.4182 | 197.1892 | -392.356 | 7.7715 | -109.7966 | 2.8409 | 0 | 2.8409 | 0.14204 | 0 | 0.14204 |  | 0 |  | 0 | 0 | 0 | 0 | 0 | 0 | 0 | 9999 | 9999
Exterior Lighting: Walkway - CFL 26W - New |  | 6.6763 | 68.2267 | 0 | 4.0009 | 0 | -38.7818 |  |  |  | 73.1457 | 0.017073 | 0.01695 | 0 | 0 | 0 | 0.79783 | 1.8437 | 0 | 7.9972 | 0.24005 | 0.56012 | 0 | 0 | 0 | 0 | 0 | 0 | 0 | 0 | 0 | -38.7818 | 1.0379 | 2.4038 | 0 | -30.7846 | -27.3429 | 35.0595 | 6.0328 | 0 | 0 | 41.0923 | 1.0379 | 39.5923 | 35.0595 | 7.1411 | 0 | 0 | 42.2005 | 2.4038 | 17.5558 | 35.0595 | 13.1739 | 0 | 0 | 48.2333 | 3.4417 | -9.7902 | 14.0145 | 1.0441 | 2.4181 | 0 | -30.9681 | -27.5059 | 35.0595 | 0 | 13.1739 | 0 | 0 | 0 | 0 | 0 | 0 | 0 | 10.6387 | 0.80018 | 0 | -38.7818 | 48.2333 | -27.3429 | 7.607 | -40.7584 | 0.69489 | 0 | 0.69489 | 0.034744 | 0 | 0.034744 |  | 0 |  | 0 | 0 | 0 | 0 | 0 | 0 | 0 | 9999 | 9999
Exterior Lighting: Walkway - CFL 26W - NR |  | 6.6763 | 68.2267 | 0 | 4.0009 | 0 | -38.7818 |  |  |  | 73.1457 | 0.017073 | 0.01695 | 0 | 0 | 0 | 0.79783 | 1.8437 | 0 | 7.9972 | 0.24005 | 0.56012 | 0 | 0 | 0 | 0 | 0 | 0 | 0 | 0 | 0 | -38.7818 | 1.0379 | 2.4038 | 0 | -30.7846 | -27.3429 | 35.0595 | 6.0328 | 0 | 0 | 41.0923 | 1.0379 | 39.5923 | 35.0595 | 7.1411 | 0 | 0 | 42.2005 | 2.4038 | 17.5558 | 35.0595 | 13.1739 | 0 | 0 | 48.2333 | 3.4417 | -9.7902 | 14.0145 | 1.0441 | 2.4181 | 0 | -30.9681 | -27.5059 | 35.0595 | 0 | 13.1739 | 0 | 0 | 0 | 0 | 0 | 0 | 0 | 10.6387 | 0.80018 | 0 | -38.7818 | 48.2333 | -27.3429 | 7.607 | -40.7584 | 0.69489 | 0 | 0.69489 | 0.034744 | 0 | 0.034744 |  | 0 |  | 0 | 0 | 0 | 0 | 0 | 0 | 0 | 9999 | 9999
Exterior Lighting: Parking Lot - MH 400W - New |  | 11.6279 | 1298.0735 | 0 | 134.0232 | 0 | -59.5694 |  |  |  | 1391.6617 | 0.32483 | 0.32249 | 0 | 0 | 0 | 26.726 | 61.7597 | 0 | 130.7389 | 8.0414 | 18.7632 | 0 | 0 | 0 | 0 | 0 | 0 | 0 | 0 | 0 | -59.5694 | 34.7674 | 80.523 | 0 | 71.1695 | 186.4599 | 667.0376 | 114.7797 | 0 | 0 | 781.8173 | 34.7674 | 22.4871 | 667.0376 | 135.865 | 0 | 0 | 802.9026 | 80.523 | 9.9711 | 667.0376 | 250.6447 | 0 | 0 | 917.6823 | 115.2904 | -7.1566 | 7.9597 | 1.8383 | 4.2575 | 0 | 3.763 | 9.8587 | 667.0376 | 0 | 250.6447 | 0 | 0 | 0 | 0 | 0 | 0 | 0 | 219.2246 | 26.8046 | 0 | -59.5694 | 917.6823 | 186.4599 | 3.9721 | -3.3937 | 13.2208 | 0 | 13.2208 | 0.66104 | 0 | 0.66104 |  | 0 |  | 0 | 0 | 0 | 0 | 0 | 0 | 0 | 9999 | 9999
Exterior Lighting: Parking Lot - HPS 250W - New |  | 11.6279 | 743.5051 | 0 | 83.0174 | 0 | -31.8928 |  |  |  | 797.1102 | 0.18606 | 0.18471 | 0 | 0 | 0 | 16.5548 | 38.2556 | 0 | 80.983 | 4.981 | 11.6224 | 0 | 0 | 0 | 0 | 0 | 0 | 0 | 0 | 0 | -31.8928 | 21.5358 | 49.878 | 0 | 49.0902 | 120.504 | 382.063 | 65.7431 | 0 | 0 | 447.806 | 21.5358 | 20.7936 | 382.063 | 77.8202 | 0 | 0 | 459.8832 | 49.878 | 9.2202 | 382.063 | 143.5633 | 0 | 0 | 525.6262 | 71.4138 | -6.6602 | 7.3603 | 1.988 | 4.6043 | 0 | 4.5315 | 11.1238 | 382.063 | 0 | 143.5633 | 0 | 0 | 0 | 0 | 0 | 0 | 0 | 135.7933 | 16.6035 | 0 | -31.8928 | 525.6262 | 120.504 | 3.6583 | -2.1286 | 7.5726 | 0 | 7.5726 | 0.37863 | 0 | 0.37863 |  | 0 |  | 0 | 0 | 0 | 0 | 0 | 0 | 0 | 9999 | 9999
Exterior Lighting: Façade - HID 400W - NR |  | 16.2791 | 1606.9202 | 0 | 332.2822 | 0 | -106.4506 |  |  |  | 1722.7756 | 0.40212 | 0.39922 | 0 | 0 | 0 | 66.2615 | 153.1203 | 0 | 194.9989 | 19.9369 | 46.5195 | 0 | 0 | 0 | 0 | 0 | 0 | 0 | 0 | 0 | -106.4506 | 86.1984 | 199.6398 | 0 | 88.5483 | 374.3865 | 825.7438 | 142.0889 | 0 | 0 | 967.8328 | 86.1984 | 11.228 | 825.7438 | 168.191 | 0 | 0 | 993.9348 | 199.6398 | 4.9786 | 825.7438 | 310.2799 | 0 | 0 | 1136.0237 | 285.8382 | -1.0439 | 3.9744 | 3.6816 | 8.5268 | 0 | 3.782 | 15.9905 | 825.7438 | 0 | 310.2799 | 0 | 0 | 0 | 0 | 0 | 0 | 0 | 414.3806 | 66.4564 | 0 | -106.4506 | 1136.0237 | 374.3865 | 2.584 | 2.7381 | 16.3664 | 0 | 16.3664 | 0.81832 | 0 | 0.81832 |  | 0 |  | 0 | 0 | 0 | 0 | 0 | 0 | 0 | 9999 | 9999
Exterior Lighting: Parking Lot - MH 1000W - New |  | 11.6279 | 3159.8418 | 0 | 532.0695 | 0 | -63.7014 |  |  |  | 3387.6594 | 0.79073 | 0.78502 | 0 | 0 | 0 | 106.1018 | 245.185 | 0 | 519.0309 | 31.9242 | 74.4897 | 0 | 0 | 0 | 0 | 0 | 0 | 0 | 0 | 0 | -63.7014 | 138.0259 | 319.6748 | 0 | 455.3296 | 913.0302 | 1623.7395 | 279.4031 | 0 | 0 | 1903.1426 | 138.0259 | 13.7883 | 1623.7395 | 330.7301 | 0 | 0 | 1954.4696 | 319.6748 | 6.1139 | 1623.7395 | 610.1332 | 0 | 0 | 2233.8727 | 457.7007 | -3.3109 | 4.8806 | 2.998 | 6.9435 | 0 | 9.89 | 19.8315 | 1623.7395 | 0 | 610.1332 | 0 | 0 | 0 | 0 | 0 | 0 | 0 | 870.3177 | 106.4139 | 0 | -63.7014 | 2233.8727 | 913.0302 | 2.3523 | 6.5791 | 32.1828 | 0 | 32.1828 | 1.6091 | 0 | 1.6091 |  | 0 |  | 0 | 0 | 0 | 0 | 0 | 0 | 0 | 9999 | 9999
Exterior Lighting: Façade - HID 400W - Retro |  | 16.2791 | 1606.9202 | 0 | 371.5466 | 0 | -106.4506 |  |  |  | 1722.7756 | 0.40212 | 0.39922 | 0 | 0 | 0 | 74.0914 | 171.2138 | 0 | 218.041 | 22.2928 | 52.0165 | 0 | 0 | 0 | 0 | 0 | 0 | 0 | 0 | 0 | -106.4506 | 96.3841 | 223.2304 | 0 | 111.5905 | 431.205 | 825.7438 | 142.0889 | 0 | 0 | 967.8328 | 96.3841 | 10.0414 | 825.7438 | 168.191 | 0 | 0 | 993.9348 | 223.2304 | 4.4525 | 825.7438 | 310.2799 | 0 | 0 | 1136.0237 | 319.6145 | 0.39869 | 3.5544 | 4.1167 | 9.5344 | 0 | 4.7662 | 18.4173 | 825.7438 | 0 | 310.2799 | 0 | 0 | 0 | 0 | 0 | 0 | 0 | 463.3462 | 74.3093 | 0 | -106.4506 | 1136.0237 | 431.205 | 2.3109 | 5.1649 | 16.3664 | 0 | 16.3664 | 0.81832 | 0 | 0.81832 |  | 0 |  | 0 | 0 | 0 | 0 | 0 | 0 | 0 | 9999 | 9999
Exterior Lighting: Walkway - HID 150W - NR |  | 13.9535 | 640.1662 | 0 | 154.2603 | 0 | -54.4564 |  |  |  | 686.3207 | 0.1602 | 0.15904 | 0 | 0 | 0 | 30.7616 | 71.0853 | 0 | 115.3871 | 9.2556 | 21.5964 | 0 | 0 | 0 | 0 | 0 | 0 | 0 | 0 | 0 | -54.4564 | 40.0172 | 92.6818 | 0 | 60.9306 | 193.6296 | 328.9605 | 56.6055 | 0 | 0 | 385.566 | 40.0172 | 9.635 | 328.9605 | 67.0041 | 0 | 0 | 395.9645 | 92.6818 | 4.2723 | 328.9605 | 123.6096 | 0 | 0 | 452.57 | 132.6989 | 0.97449 | 3.4105 | 4.2903 | 9.9366 | 0 | 6.5325 | 20.7594 | 328.9605 | 0 | 123.6096 | 0 | 0 | 0 | 0 | 0 | 0 | 0 | 217.234 | 30.8521 | 0 | -54.4564 | 452.57 | 193.6296 | 2.0438 | 7.507 | 6.5201 | 0 | 6.5201 | 0.326 | 0 | 0.326 |  | 0 |  | 0 | 0 | 0 | 0 | 0 | 0 | 0 | 9999 | 9999
Exterior Lighting: Façade - HID 150W - NR |  | 16.2791 | 649.3658 | 0 | 186.9582 | 0 | -57.9177 |  |  |  | 696.1837 | 0.1625 | 0.16133 | 0 | 0 | 0 | 37.282 | 86.1529 | 0 | 109.7159 | 11.2175 | 26.1741 | 0 | 0 | 0 | 0 | 0 | 0 | 0 | 0 | 0 | -57.9177 | 48.4995 | 112.3271 | 0 | 51.7982 | 212.6247 | 333.6879 | 57.419 | 0 | 0 | 391.1068 | 48.4995 | 8.0641 | 333.6879 | 67.967 | 0 | 0 | 401.6548 | 112.3271 | 3.5758 | 333.6879 | 125.3859 | 0 | 0 | 459.0738 | 160.8265 | 3.7458 | 2.8545 | 5.1261 | 11.8722 | 0 | 5.4747 | 22.4729 | 333.6879 | 0 | 125.3859 | 0 | 0 | 0 | 0 | 0 | 0 | 0 | 233.1508 | 37.3916 | 0 | -57.9177 | 459.0738 | 212.6247 | 1.9109 | 9.2205 | 6.6138 | 0 | 6.6138 | 0.33069 | 0 | 0.33069 |  | 0 |  | 0 | 0 | 0 | 0 | 0 | 0 | 0 | 9999 | 9999
Exterior Lighting: Parking Lot - MH 400W - NR |  | 11.6279 | 1298.0735 | 0 | 338.0898 | 0 | -59.5694 |  |  |  | 1391.6617 | 0.32483 | 0.32249 | 0 | 0 | 0 | 67.4196 | 155.7965 | 0 | 329.8048 | 20.2854 | 47.3326 | 0 | 0 | 0 | 0 | 0 | 0 | 0 | 0 | 0 | -59.5694 | 87.705 | 203.1291 | 0 | 270.2354 | 561.0695 | 667.0376 | 114.7797 | 0 | 0 | 781.8173 | 87.705 | 8.9142 | 667.0376 | 135.865 | 0 | 0 | 802.9026 | 203.1291 | 3.9527 | 667.0376 | 250.6447 | 0 | 0 | 917.6823 | 290.8341 | 2.1249 | 3.1553 | 4.6373 | 10.7401 | 0 | 14.2882 | 29.6656 | 667.0376 | 0 | 250.6447 | 0 | 0 | 0 | 0 | 0 | 0 | 0 | 553.021 | 67.618 | 0 | -59.5694 | 917.6823 | 561.0695 | 1.5746 | 16.4132 | 13.2208 | 0 | 13.2208 | 0.66104 | 0 | 0.66104 |  | 0 |  | 0 | 0 | 0 | 0 | 0 | 0 | 0 | 9999 | 9999
Exterior Lighting: Façade - HID 150W - Retro |  | 16.2791 | 649.3658 | 0 | 228.7907 | 0 | -57.9177 |  |  |  | 696.1837 | 0.1625 | 0.16133 | 0 | 0 | 0 | 45.6239 | 105.4299 | 0 | 134.2652 | 13.7274 | 32.0307 | 0 | 0 | 0 | 0 | 0 | 0 | 0 | 0 | 0 | -57.9177 | 59.3514 | 137.4606 | 0 | 76.3474 | 273.1595 | 333.6879 | 57.419 | 0 | 0 | 391.1068 | 59.3514 | 6.5897 | 333.6879 | 67.967 | 0 | 0 | 401.6548 | 137.4606 | 2.922 | 333.6879 | 125.3859 | 0 | 0 | 459.0738 | 196.812 | 7.5492 | 2.3325 | 6.273 | 14.5286 | 0 | 8.0694 | 28.871 | 333.6879 | 0 | 125.3859 | 0 | 0 | 0 | 0 | 0 | 0 | 0 | 285.319 | 45.7581 | 0 | -57.9177 | 459.0738 | 273.1595 | 1.5615 | 15.6186 | 6.6138 | 0 | 6.6138 | 0.33069 | 0 | 0.33069 |  | 0 |  | 0 | 0 | 0 | 0 | 0 | 0 | 0 | 9999 | 9999
Exterior Lighting: Walkway - HID 150W - Retro |  | 13.9535 | 640.1662 | 0 | 210.2595 | 0 | -54.4564 |  |  |  | 686.3207 | 0.1602 | 0.15904 | 0 | 0 | 0 | 41.9286 | 96.8905 | 0 | 157.2746 | 12.6156 | 29.4363 | 0 | 0 | 0 | 0 | 0 | 0 | 0 | 0 | 0 | -54.4564 | 54.5441 | 126.3268 | 0 | 102.8182 | 283.6891 | 328.9605 | 56.6055 | 0 | 0 | 385.566 | 54.5441 | 7.0689 | 328.9605 | 67.0041 | 0 | 0 | 395.9645 | 126.3268 | 3.1344 | 328.9605 | 123.6096 | 0 | 0 | 452.57 | 180.871 | 6.1391 | 2.5022 | 5.8478 | 13.5437 | 0 | 11.0233 | 30.4149 | 328.9605 | 0 | 123.6096 | 0 | 0 | 0 | 0 | 0 | 0 | 0 | 296.0937 | 42.0519 | 0 | -54.4564 | 452.57 | 283.6891 | 1.4994 | 17.1624 | 6.5201 | 0 | 6.5201 | 0.326 | 0 | 0.326 |  | 0 |  | 0 | 0 | 0 | 0 | 0 | 0 | 0 | 9999 | 9999
Exterior Lighting: Parking Lot - MH 400W - Retro |  | 11.6279 | 1298.0735 | 0 | 366.9232 | 0 | -59.5694 |  |  |  | 1391.6617 | 0.32483 | 0.32249 | 0 | 0 | 0 | 73.1694 | 169.0833 | 0 | 357.9316 | 22.0154 | 51.3692 | 0 | 0 | 0 | 0 | 0 | 0 | 0 | 0 | 0 | -59.5694 | 95.1848 | 220.4525 | 0 | 298.3622 | 613.9995 | 667.0376 | 114.7797 | 0 | 0 | 781.8173 | 95.1848 | 8.2137 | 667.0376 | 135.865 | 0 | 0 | 802.9026 | 220.4525 | 3.6421 | 667.0376 | 250.6447 | 0 | 0 | 917.6823 | 315.6373 | 3.4364 | 2.9074 | 5.0327 | 11.6561 | 0 | 15.7754 | 32.4642 | 667.0376 | 0 | 250.6447 | 0 | 0 | 0 | 0 | 0 | 0 | 0 | 600.1843 | 73.3846 | 0 | -59.5694 | 917.6823 | 613.9995 | 1.4509 | 19.2118 | 13.2208 | 0 | 13.2208 | 0.66104 | 0 | 0.66104 |  | 0 |  | 0 | 0 | 0 | 0 | 0 | 0 | 0 | 9999 | 9999
Exterior Lighting: Parking Lot - MH 1000W - NR |  | 11.6279 | 3159.8418 | 0 | 984.1361 | 0 | -63.7014 |  |  |  | 3387.6594 | 0.79073 | 0.78502 | 0 | 0 | 0 | 196.2499 | 453.5036 | 0 | 960.0196 | 59.0482 | 137.7791 | 0 | 0 | 0 | 0 | 0 | 0 | 0 | 0 | 0 | -63.7014 | 255.2981 | 591.2827 | 0 | 896.3182 | 1742.899 | 1623.7395 | 279.4031 | 0 | 0 | 1903.1426 | 255.2981 | 7.4546 | 1623.7395 | 330.7301 | 0 | 0 | 1954.4696 | 591.2827 | 3.3055 | 1623.7395 | 610.1332 | 0 | 0 | 2233.8727 | 846.5808 | 5.1358 | 2.6387 | 5.5452 | 12.843 | 0 | 19.4685 | 37.8567 | 1623.7395 | 0 | 610.1332 | 0 | 0 | 0 | 0 | 0 | 0 | 0 | 1609.7731 | 196.8272 | 0 | -63.7014 | 2233.8727 | 1742.899 | 1.2718 | 24.6043 | 32.1828 | 0 | 32.1828 | 1.6091 | 0 | 1.6091 |  | 0 |  | 0 | 0 | 0 | 0 | 0 | 0 | 0 | 9999 | 9999
Exterior Lighting: Parking Lot - MH 1000W - Retro |  | 11.6279 | 3159.8418 | 0 | 1014.9695 | 0 | -63.7014 |  |  |  | 3387.6594 | 0.79073 | 0.78502 | 0 | 0 | 0 | 202.3985 | 467.7121 | 0 | 990.0973 | 60.8982 | 142.0957 | 0 | 0 | 0 | 0 | 0 | 0 | 0 | 0 | 0 | -63.7014 | 263.2966 | 609.8078 | 0 | 926.396 | 1799.5004 | 1623.7395 | 279.4031 | 0 | 0 | 1903.1426 | 263.2966 | 7.2281 | 1623.7395 | 330.7301 | 0 | 0 | 1954.4696 | 609.8078 | 3.2051 | 1623.7395 | 610.1332 | 0 | 0 | 2233.8727 | 873.1044 | 5.7119 | 2.5585 | 5.7189 | 13.2453 | 0 | 20.1218 | 39.0861 | 1623.7395 | 0 | 610.1332 | 0 | 0 | 0 | 0 | 0 | 0 | 0 | 1660.2079 | 202.9939 | 0 | -63.7014 | 2233.8727 | 1799.5004 | 1.2331 | 25.8337 | 32.1828 | 0 | 32.1828 | 1.6091 | 0 | 1.6091 |  | 0 |  | 0 | 0 | 0 | 0 | 0 | 0 | 0 | 9999 | 9999
Exterior Lighting: Parking Lot - HPS 250W - NR |  | 11.6279 | 743.5051 | 0 | 260.084 | 0 | -31.8928 |  |  |  | 797.1102 | 0.18606 | 0.18471 | 0 | 0 | 0 | 51.8642 | 119.8503 | 0 | 253.7106 | 15.605 | 36.4118 | 0 | 0 | 0 | 0 | 0 | 0 | 0 | 0 | 0 | -31.8928 | 67.4693 | 156.2621 | 0 | 221.8178 | 445.5492 | 382.063 | 65.7431 | 0 | 0 | 447.806 | 67.4693 | 6.6372 | 382.063 | 77.8202 | 0 | 0 | 459.8832 | 156.2621 | 2.943 | 382.063 | 143.5633 | 0 | 0 | 525.6262 | 223.7314 | 7.4004 | 2.3494 | 6.2281 | 14.4247 | 0 | 20.4761 | 41.1289 | 382.063 | 0 | 143.5633 | 0 | 0 | 0 | 0 | 0 | 0 | 0 | 425.4252 | 52.0168 | 0 | -31.8928 | 525.6262 | 445.5492 | 1.1677 | 27.8765 | 7.5726 | 0 | 7.5726 | 0.37863 | 0 | 0.37863 |  | 0 |  | 0 | 0 | 0 | 0 | 0 | 0 | 0 | 9999 | 9999
Exterior Lighting: Parking Lot - HPS 250W - Retro |  | 11.6279 | 743.5051 | 0 | 285.9174 | 0 | -31.8928 |  |  |  | 797.1102 | 0.18606 | 0.18471 | 0 | 0 | 0 | 57.0157 | 131.7547 | 0 | 278.9109 | 17.155 | 40.0284 | 0 | 0 | 0 | 0 | 0 | 0 | 0 | 0 | 0 | -31.8928 | 74.1708 | 171.7831 | 0 | 247.0181 | 492.972 | 382.063 | 65.7431 | 0 | 0 | 447.806 | 74.1708 | 6.0375 | 382.063 | 77.8202 | 0 | 0 | 459.8832 | 171.7831 | 2.6771 | 382.063 | 143.5633 | 0 | 0 | 525.6262 | 245.9539 | 9.4517 | 2.1371 | 6.8468 | 15.8574 | 0 | 22.8024 | 45.5066 | 382.063 | 0 | 143.5633 | 0 | 0 | 0 | 0 | 0 | 0 | 0 | 467.6813 | 57.1835 | 0 | -31.8928 | 525.6262 | 492.972 | 1.0622 | 32.2541 | 7.5726 | 0 | 7.5726 | 0.37863 | 0 | 0.37863 |  | 0 |  | 0 | 0 | 0 | 0 | 0 | 0 | 0 | 9999 | 9999
Exterior Lighting: Walkway - CFL 26W - Retro |  | 6.6763 | 68.2267 | 0 | 30.4511 | 0 | -38.7818 |  |  |  | 73.1457 | 0.017073 | 0.01695 | 0 | 0 | 0 | 6.0723 | 14.0323 | 0 | 60.8673 | 1.8271 | 4.2631 | 0 | 0 | 0 | 0 | 0 | 0 | 0 | 0 | 0 | -38.7818 | 7.8994 | 18.2954 | 0 | 22.0855 | 48.2804 | 35.0595 | 6.0328 | 0 | 0 | 41.0923 | 7.8994 | 5.2019 | 35.0595 | 7.1411 | 0 | 0 | 42.2005 | 18.2954 | 2.3066 | 35.0595 | 13.1739 | 0 | 0 | 48.2333 | 26.1948 | 13.0986 | 1.8413 | 7.9465 | 18.4045 | 0 | 22.2172 | 48.5682 | 35.0595 | 0 | 13.1739 | 0 | 0 | 0 | 0 | 0 | 0 | 0 | 80.9719 | 6.0902 | 0 | -38.7818 | 48.2333 | 48.2804 | 0.99946 | 35.3158 | 0.69489 | 0 | 0.69489 | 0.034744 | 0 | 0.034744 |  | 0 |  | 0 | 0 | 0 | 0 | 0 | 0 | 0 | 9999 | 9999
Supply Curve Results; Categories sorted by TRC Net Levelized Cost
Totals for Categories with Benefits Exceeding Costs. Levelized cost is TRC Net Levelized Cost (Net of Benefits) | [12 empty] | Savings Allocation by Cost Bin and Month for Segments 1 | [12 empty] | Savings Allocation by Cost Bin and Month for Segments 2
| Totals Basis | Busbar Electric Savings in kWh | First Cost | Admin Cost | First Year Program Cost | PV Cost | PV Benefits | Unit Program Cost: First Year Program Cost in $/average annual kW saved | Utility System Net Levelized Cost (Net of T&D Capacity Benefits, Act Credit & Risk-Mitigation) in mills/kWh | TRC Net Levelized Cost (Net of All Benefits) in mills/kWh | TRC B/C Ratio | Net Electric & Gas System CO2 Avoided (Lifetime Tons) | Jan | Feb | Mar | Apr | May | Jun | Jul | Aug | Sep | Oct | Nov | Dec |  | Jan | Feb | Mar | Apr | May | Jun | Jul | Aug | Sep | Oct | Nov | Dec
| Measures with B/C > 1.00 | 27169.9444 | 5627.6251 | 0 | 5627.6251 | 6065.3268 | 17916.2632 | 1814.4313 | -3.1901 | 3.1737 | 7.4 | 258.1152 | 1112.8121 | 822.6602 | 766.3459 | 439.939 | 353.3981 | 274.1336 | 286.0562 | 416.3643 | 526.0436 | 858.1807 | 993.7963 | 1170.6721 |  | 1844.311 | 1599.7853 | 1612.7567 | 1535.7475 | 1414.5016 | 1285.2061 | 1403.4119 | 1515.4091 | 1633.4548 | 1685.8179 | 1767.208 | 1851.9323
| Categories with B/C > 1.00 | 27096.7987 | 5597.1741 | 1119.4348 | 6716.6089 | 7142.5714 | 17868.0299 | 2171.3817 | -0.17764 | 6.1433 | 6.5203 | 257.4203 | 69.2467 | 51.1915 | 47.6872 | 27.376 | 21.9908 | 17.0585 | 17.8004 | 25.909 | 32.734 | 53.4018 | 61.8408 | 72.8472 |  | 114.7656 | 99.5495 | 100.3567 | 95.5646 | 88.0199 | 79.9742 | 87.3298 | 94.299 | 101.6446 | 104.903 | 109.9677 | 115.2398
Supply Curve Results: By TRC Net Levelized Cost - Net of Benefits
| Block 1: <= 0 mills/kWh | 6345.7167 | 330.8871 | 66.1774 | 397.0646 | -1195.1427 | 4184.4595 | 548.1312 | -9.9519 | -27.1107 | 22.2127 | 60.2845 | 259.9045 | 192.1376 | 178.9851 | 102.7506 | 82.5384 | 64.0257 | 66.8103 | 97.2446 | 122.8609 | 200.4337 | 232.1076 | 273.4181 |  | 430.7508 | 373.6402 | 376.6698 | 358.6838 | 330.366 | 300.1682 | 327.776 | 353.9336 | 381.504 | 393.7337 | 412.7429 | 432.5308
| Block 2: <= 10 mills/kWh | 8215.7151 | 1577.1168 | 315.4234 | 1892.5401 | 2124.876 | 5417.564 | 2017.9195 | -1.1017 | 5.7784 | 2.329 | 78.0495 | 336.4949 | 248.758 | 231.7296 | 133.0298 | 106.8614 | 82.8932 | 86.4984 | 125.9013 | 159.0664 | 259.4988 | 300.5066 | 353.9907 |  | 557.6873 | 483.747 | 487.6694 | 464.3831 | 427.7205 | 388.6238 | 424.3672 | 458.2332 | 493.9281 | 509.7618 | 534.3727 | 559.9919
| Block 3: 10-20 mills/kWh | 4165.8277 | 1144.0632 | 228.8126 | 1372.8758 | 1731.9176 | 2747.0084 | 2886.9154 | 4.1309 | 17.3388 | 1.5187 | 39.5755 | 170.6217 | 126.1343 | 117.4999 | 67.4536 | 54.1847 | 42.0315 | 43.8595 | 63.839 | 80.6556 | 131.5804 | 152.3737 | 179.4931 |  | 282.7787 | 245.2868 | 247.2757 | 235.4683 | 216.8783 | 197.054 | 215.1779 | 232.3499 | 250.4492 | 258.4778 | 270.9569 | 283.9472
| Block 4: 20-30 mills/kWh | 7572.429 | 2259.1896 | 451.8379 | 2711.0276 | 3987.9485 | 4993.3717 | 3136.1933 | 5.6319 | 25.4987 | 1.2435 | 71.9383 | 310.1475 | 229.2804 | 213.5853 | 122.6137 | 98.4942 | 76.4027 | 79.7256 | 116.0433 | 146.6116 | 239.1802 | 276.9771 | 326.2734 |  | 514.0207 | 445.8699 | 449.4851 | 428.0222 | 394.2302 | 358.1948 | 391.1394 | 422.3538 | 455.2538 | 469.8477 | 492.5316 | 516.1448
| Block 5: 30-40 mills/kWh | 870.2558 | 316.3684 | 63.2737 | 379.6421 | 541.2523 | 573.8596 | 3821.4796 | 9.7583 | 32.5115 | 1.0569 | 8.2675 | 35.6435 | 26.3499 | 24.5461 | 14.0913 | 11.3194 | 8.7805 | 9.1624 | 13.3362 | 16.8492 | 27.4876 | 31.8314 | 37.4967 |  | 59.0735 | 51.2413 | 51.6567 | 49.1901 | 45.3066 | 41.1653 | 44.9514 | 48.5387 | 52.3197 | 53.9969 | 56.6038 | 59.3176
| Block 6: 40-50 mills/kWh | 0 | 0 | 0 | 0 | 0 | 0 | 0 | 0 | 0 | 0 | 0 | 0 | 0 | 0 | 0 | 0 | 0 | 0 | 0 | 0 | 0 | 0 | 0 |  | 0 | 0 | 0 | 0 | 0 | 0 | 0 | 0 | 0 | 0 | 0 | 0
| Block 7: 50-60 mills/kWh | 0 | 0 | 0 | 0 | 0 | 0 | 0 | 0 | 0 | 0 | 0 | 0 | 0 | 0 | 0 | 0 | 0 | 0 | 0 | 0 | 0 | 0 | 0 |  | 0 | 0 | 0 | 0 | 0 | 0 | 0 | 0 | 0 | 0 | 0 | 0
| Block 8: 60-70 mills/kWh | 0 | 0 | 0 | 0 | 0 | 0 | 0 | 0 | 0 | 0 | 0 | 0 | 0 | 0 | 0 | 0 | 0 | 0 | 0 | 0 | 0 | 0 | 0 |  | 0 | 0 | 0 | 0 | 0 | 0 | 0 | 0 | 0 | 0 | 0 | 0
| Block 9: 70-80 mills/kWh | 0 | 0 | 0 | 0 | 0 | 0 | 0 | 0 | 0 | 0 | 0 | 0 | 0 | 0 | 0 | 0 | 0 | 0 | 0 | 0 | 0 | 0 | 0 |  | 0 | 0 | 0 | 0 | 0 | 0 | 0 | 0 | 0 | 0 | 0 | 0
| Block 10: 80-90 mills/kWh | 0 | 0 | 0 | 0 | 0 | 0 | 0 | 0 | 0 | 0 | 0 | 0 | 0 | 0 | 0 | 0 | 0 | 0 | 0 | 0 | 0 | 0 | 0 |  | 0 | 0 | 0 | 0 | 0 | 0 | 0 | 0 | 0 | 0 | 0 | 0
| Block 11: 90-100 mills/kWh | 0 | 0 | 0 | 0 | 0 | 0 | 0 | 0 | 0 | 0 | 0 | 0 | 0 | 0 | 0 | 0 | 0 | 0 | 0 | 0 | 0 | 0 | 0 |  | 0 | 0 | 0 | 0 | 0 | 0 | 0 | 0 | 0 | 0 | 0 | 0
| Block 12: 100-110 mills/kWh | 0 | 0 | 0 | 0 | 0 | 0 | 0 | 0 | 0 | 0 | 0 | 0 | 0 | 0 | 0 | 0 | 0 | 0 | 0 | 0 | 0 | 0 | 0 |  | 0 | 0 | 0 | 0 | 0 | 0 | 0 | 0 | 0 | 0 | 0 | 0
| Block 13: 110-120 mills/kWh | 0 | 0 | 0 | 0 | 0 | 0 | 0 | 0 | 0 | 0 | 0 | 0 | 0 | 0 | 0 | 0 | 0 | 0 | 0 | 0 | 0 | 0 | 0 |  | 0 | 0 | 0 | 0 | 0 | 0 | 0 | 0 | 0 | 0 | 0 | 0
| Block 14: 120-130 mills/kWh | 0 | 0 | 0 | 0 | 0 | 0 | 0 | 0 | 0 | 0 | 0 | 0 | 0 | 0 | 0 | 0 | 0 | 0 | 0 | 0 | 0 | 0 | 0 |  | 0 | 0 | 0 | 0 | 0 | 0 | 0 | 0 | 0 | 0 | 0 | 0
| Block 15: 130-140 mills/kWh | 0 | 0 | 0 | 0 | 0 | 0 | 0 | 0 | 0 | 0 | 0 | 0 | 0 | 0 | 0 | 0 | 0 | 0 | 0 | 0 | 0 | 0 | 0 |  | 0 | 0 | 0 | 0 | 0 | 0 | 0 | 0 | 0 | 0 | 0 | 0
| Block 16: 140-150 mills/kWh | 0 | 0 | 0 | 0 | 0 | 0 | 0 | 0 | 0 | 0 | 0 | 0 | 0 | 0 | 0 | 0 | 0 | 0 | 0 | 0 | 0 | 0 | 0 |  | 0 | 0 | 0 | 0 | 0 | 0 | 0 | 0 | 0 | 0 | 0 | 0
| Block 17: 150-160 mills/kWh | 0 | 0 | 0 | 0 | 0 | 0 | 0 | 0 | 0 | 0 | 0 | 0 | 0 | 0 | 0 | 0 | 0 | 0 | 0 | 0 | 0 | 0 | 0 |  | 0 | 0 | 0 | 0 | 0 | 0 | 0 | 0 | 0 | 0 | 0 | 0
| Block 18: 160-170 mills/kWh | 0 | 0 | 0 | 0 | 0 | 0 | 0 | 0 | 0 | 0 | 0 | 0 | 0 | 0 | 0 | 0 | 0 | 0 | 0 | 0 | 0 | 0 | 0 |  | 0 | 0 | 0 | 0 | 0 | 0 | 0 | 0 | 0 | 0 | 0 | 0
| Block 19: 170-180 mills/kWh | 0 | 0 | 0 | 0 | 0 | 0 | 0 | 0 | 0 | 0 | 0 | 0 | 0 | 0 | 0 | 0 | 0 | 0 | 0 | 0 | 0 | 0 | 0 |  | 0 | 0 | 0 | 0 | 0 | 0 | 0 | 0 | 0 | 0 | 0 | 0
| Block 20: 180-190 mills/kWh | 0 | 0 | 0 | 0 | 0 | 0 | 0 | 0 | 0 | 0 | 0 | 0 | 0 | 0 | 0 | 0 | 0 | 0 | 0 | 0 | 0 | 0 | 0 |  | 0 | 0 | 0 | 0 | 0 | 0 | 0 | 0 | 0 | 0 | 0 | 0
| Block 21: 190-200 mills/kWh | 0 | 0 | 0 | 0 | 0 | 0 | 0 | 0 | 0 | 0 | 0 | 0 | 0 | 0 | 0 | 0 | 0 | 0 | 0 | 0 | 0 | 0 | 0 |  | 0 | 0 | 0 | 0 | 0 | 0 | 0 | 0 | 0 | 0 | 0 | 0
| Block 22: > 200 mills/kWh | 0 | 0 | 0 | 0 | 0 | 0 | 0 | 0 | 0 | 0 | 0 | 0 | 0 | 0 | 0 | 0 | 0 | 0 | 0 | 0 | 0 | 0 | 0 |  | 0 | 0 | 0 | 0 | 0 | 0 | 0 | 0 | 0 | 0 | 0 | 0
Shaped Savings Results; By Category and sorted by TRC BC ratio
[13 empty] | Savings Allocation by Cost Bin and Month for Segments 1 Feb: Savings Allocation by Category and Month for Segments 1 |  |  | Savings Allocation by Category and Month for Segments 2
Category | Measure | Busbar Savings | First Cost | Admin Cost | First Year Program Cost | PV Cost | PV Benefits | Unit Program Cost: First Year Program Cost in $/average annual kW saved | Utility System Net Levelized Cost (Net of T&D Capacity Benefits, Act Credit & Risk-Mitigation) in mills/kWh | TRC Net Levelized Cost (Net of All Benefits) in mills/kWh | TRC B/C Ratio | Net Electric & Gas System CO2 Avoided (Lifetime Tons) | Wholesale KW | Jan | Feb | Mar | Apr | May | Jun | Jul | Aug | Sep | Oct | Nov | Dec |  | Jan | Feb | Mar | Apr | May | Jun | Jul | Aug | Sep | Oct | Nov | Dec
Exterior Lighting: Walkway - HID 150W - New |  | 694.5843 | 6.6708 | 1.3342 | 8.0049 | -44.8034 | 458.0191 | 100.9569 | -12.6445 | -17.9987 | 53.0893 | 6.5986 | 0.16213 | 28.4484 | 21.0308 | 19.5912 | 11.2468 | 9.0344 | 7.0081 | 7.3129 | 10.6441 | 13.448 | 21.9389 | 25.4058 | 29.9276 |  | 47.1488 | 40.8976 | 41.2292 | 39.2605 | 36.1609 | 32.8556 | 35.8774 | 38.7406 | 41.7583 | 43.097 | 45.1777 | 47.3436
Exterior Lighting: Walkway - INC 75W - New |  | 299.0367 | 4.779 | 0.9558 | 5.7348 | -465.7546 | 197.1892 | 167.9956 | -12.2408 | -127.8572 | 49.5191 | 2.8409 | 0.0698 | 12.2478 | 9.0543 | 8.4345 | 4.842 | 3.8896 | 3.0172 | 3.1484 | 4.5826 | 5.7897 | 9.4453 | 10.9379 | 12.8846 |  | 20.2988 | 17.6075 | 17.7503 | 16.9027 | 15.5682 | 14.1452 | 15.4462 | 16.6788 | 17.9781 | 18.5544 | 19.4502 | 20.3827
Exterior Lighting: Walkway - INC 75W - NR |  | 299.0367 | 4.779 | 0.9558 | 5.7348 | -465.7546 | 197.1892 | 167.9956 | -12.2408 | -127.8572 | 49.5191 | 2.8409 | 0.0698 | 12.2478 | 9.0543 | 8.4345 | 4.842 | 3.8896 | 3.0172 | 3.1484 | 4.5826 | 5.7897 | 9.4453 | 10.9379 | 12.8846 |  | 20.2988 | 17.6075 | 17.7503 | 16.9027 | 15.5682 | 14.1452 | 15.4462 | 16.6788 | 17.9781 | 18.5544 | 19.4502 | 20.3827
Exterior Lighting: Façade - HID 150W - New |  | 696.1837 | 7.302 | 1.4604 | 8.7624 | -47.3512 | 459.0738 | 110.2557 | -12.5885 | -18.2571 | 48.9275 | 6.6138 | 0.1625 | 28.5139 | 21.0793 | 19.6363 | 11.2727 | 9.0552 | 7.0242 | 7.3297 | 10.6686 | 13.479 | 21.9894 | 25.4643 | 29.9965 |  | 47.2573 | 40.9918 | 41.3241 | 39.3509 | 36.2442 | 32.9312 | 35.96 | 38.8298 | 41.8545 | 43.1962 | 45.2817 | 47.4526
Exterior Lighting: Façade - HID 400W - New |  | 1722.7756 | 51.8631 | 10.3726 | 62.2357 | -31.4009 | 1136.0237 | 316.457 | -11.3469 | -14.5936 | 16.5554 | 16.3664 | 0.40212 | 70.5605 | 52.1627 | 48.592 | 27.8954 | 22.4081 | 17.3821 | 18.1381 | 26.4006 | 33.3551 | 54.415 | 63.014 | 74.2293 |  | 116.943 | 101.4382 | 102.2607 | 97.3778 | 89.6899 | 81.4916 | 88.9867 | 96.0882 | 103.5731 | 106.8933 | 112.0541 | 117.4262
Exterior Lighting: Walkway - INC 75W - Retro |  | 299.0367 | 30.4511 | 6.0902 | 36.5413 | -392.356 | 197.1892 | 1070.4425 | -6.8068 | -109.7966 | 7.7715 | 2.8409 | 0.0698 | 12.2478 | 9.0543 | 8.4345 | 4.842 | 3.8896 | 3.0172 | 3.1484 | 4.5826 | 5.7897 | 9.4453 | 10.9379 | 12.8846 |  | 20.2988 | 17.6075 | 17.7503 | 16.9027 | 15.5682 | 14.1452 | 15.4462 | 16.6788 | 17.9781 | 18.5544 | 19.4502 | 20.3827
Exterior Lighting: Walkway - CFL 26W - New |  | 73.1457 | 4.0009 | 0.80018 | 4.8011 | -27.3429 | 48.2333 | 574.9809 | -9.7902 | -40.7584 | 7.607 | 0.69489 | 0.017073 | 2.9959 | 2.2147 | 2.0631 | 1.1844 | 0.9514 | 0.73801 | 0.77011 | 1.1209 | 1.4162 | 2.3104 | 2.6755 | 3.1516 |  | 4.9652 | 4.3069 | 4.3418 | 4.1345 | 3.8081 | 3.46 | 3.7782 | 4.0797 | 4.3975 | 4.5385 | 4.7576 | 4.9857
Exterior Lighting: Walkway - CFL 26W - NR |  | 73.1457 | 4.0009 | 0.80018 | 4.8011 | -27.3429 | 48.2333 | 574.9809 | -9.7902 | -40.7584 | 7.607 | 0.69489 | 0.017073 | 2.9959 | 2.2147 | 2.0631 | 1.1844 | 0.9514 | 0.73801 | 0.77011 | 1.1209 | 1.4162 | 2.3104 | 2.6755 | 3.1516 |  | 4.9652 | 4.3069 | 4.3418 | 4.1345 | 3.8081 | 3.46 | 3.7782 | 4.0797 | 4.3975 | 4.5385 | 4.7576 | 4.9857
Exterior Lighting: Parking Lot - MH 400W - New |  | 1391.6617 | 134.0232 | 26.8046 | 160.8278 | 186.4599 | 917.6823 | 1012.3519 | -7.1566 | -3.3937 | 3.9721 | 13.2208 | 0.32483 | 56.9989 | 42.1372 | 39.2527 | 22.534 | 18.1013 | 14.0413 | 14.652 | 21.3264 | 26.9443 | 43.9566 | 50.9029 | 59.9626 |  | 94.4668 | 81.942 | 82.6064 | 78.662 | 72.4517 | 65.8291 | 71.8836 | 77.6202 | 83.6666 | 86.3487 | 90.5175 | 94.8571
Exterior Lighting: Parking Lot - HPS 250W - New |  | 797.1102 | 83.0174 | 16.6035 | 99.6208 | 120.504 | 525.6262 | 1094.8029 | -6.6602 | -2.1286 | 3.6583 | 7.5726 | 0.18606 | 32.6476 | 24.1352 | 22.483 | 12.9069 | 10.368 | 8.0425 | 8.3923 | 12.2153 | 15.433 | 25.1773 | 29.1559 | 34.3451 |  | 54.1083 | 46.9344 | 47.315 | 45.0557 | 41.4986 | 37.7053 | 41.1732 | 44.459 | 47.9222 | 49.4584 | 51.8462 | 54.3319
Exterior Lighting: Façade - HID 400W - NR |  | 1722.7756 | 332.2822 | 66.4564 | 398.7386 | 374.3865 | 1136.0237 | 2027.5132 | -1.0439 | 2.7381 | 2.584 | 16.3664 | 0.40212 | 70.5605 | 52.1627 | 48.592 | 27.8954 | 22.4081 | 17.3821 | 18.1381 | 26.4006 | 33.3551 | 54.415 | 63.014 | 74.2293 |  | 116.943 | 101.4382 | 102.2607 | 97.3778 | 89.6899 | 81.4916 | 88.9867 | 96.0882 | 103.5731 | 106.8933 | 112.0541 | 117.4262
Exterior Lighting: Parking Lot - MH 1000W - New |  | 3387.6594 | 532.0695 | 106.4139 | 638.4834 | 913.0302 | 2233.8727 | 1651.0261 | -3.3109 | 6.5791 | 2.3523 | 32.1828 | 0.79073 | 138.7499 | 102.5726 | 95.5511 | 54.8534 | 44.0631 | 34.1801 | 35.6667 | 51.914 | 65.5893 | 107.0015 | 123.9106 | 145.9642 |  | 229.9562 | 199.4678 | 201.0851 | 191.4833 | 176.3658 | 160.2447 | 174.9831 | 188.9474 | 203.6658 | 210.1946 | 220.3427 | 230.9065
Exterior Lighting: Façade - HID 400W - Retro |  | 1722.7756 | 371.5466 | 74.3093 | 445.8559 | 431.205 | 1136.0237 | 2267.096 | 0.39869 | 5.1649 | 2.3109 | 16.3664 | 0.40212 | 70.5605 | 52.1627 | 48.592 | 27.8954 | 22.4081 | 17.3821 | 18.1381 | 26.4006 | 33.3551 | 54.415 | 63.014 | 74.2293 |  | 116.943 | 101.4382 | 102.2607 | 97.3778 | 89.6899 | 81.4916 | 88.9867 | 96.0882 | 103.5731 | 106.8933 | 112.0541 | 117.4262
Exterior Lighting: Walkway - HID 150W - NR |  | 686.3207 | 154.2603 | 30.8521 | 185.1124 | 193.6296 | 452.57 | 2362.7214 | 0.97449 | 7.507 | 2.0438 | 6.5201 | 0.1602 | 28.11 | 20.7806 | 19.3581 | 11.113 | 8.9269 | 6.9247 | 7.2259 | 10.5175 | 13.288 | 21.6779 | 25.1036 | 29.5715 |  | 46.5878 | 40.411 | 40.7387 | 38.7934 | 35.7307 | 32.4647 | 35.4506 | 38.2797 | 41.2615 | 42.5843 | 44.6402 | 46.7803
Exterior Lighting: Façade - HID 150W - NR |  | 696.1837 | 186.9582 | 37.3916 | 224.3498 | 212.6247 | 459.0738 | 2822.9686 | 3.7458 | 9.2205 | 1.9109 | 6.6138 | 0.1625 | 28.5139 | 21.0793 | 19.6363 | 11.2727 | 9.0552 | 7.0242 | 7.3297 | 10.6686 | 13.479 | 21.9894 | 25.4643 | 29.9965 |  | 47.2573 | 40.9918 | 41.3241 | 39.3509 | 36.2442 | 32.9312 | 35.96 | 38.8298 | 41.8545 | 43.1962 | 45.2817 | 47.4526
Exterior Lighting: Parking Lot - MH 400W - NR |  | 1391.6617 | 338.0898 | 67.618 | 405.7078 | 561.0695 | 917.6823 | 2553.7817 | 2.1249 | 16.4132 | 1.5746 | 13.2208 | 0.32483 | 56.9989 | 42.1372 | 39.2527 | 22.534 | 18.1013 | 14.0413 | 14.652 | 21.3264 | 26.9443 | 43.9566 | 50.9029 | 59.9626 |  | 94.4668 | 81.942 | 82.6064 | 78.662 | 72.4517 | 65.8291 | 71.8836 | 77.6202 | 83.6666 | 86.3487 | 90.5175 | 94.8571
Exterior Lighting: Façade - HID 150W - Retro |  | 696.1837 | 228.7907 | 45.7581 | 274.5488 | 273.1595 | 459.0738 | 3454.617 | 7.5492 | 15.6186 | 1.5615 | 6.6138 | 0.1625 | 28.5139 | 21.0793 | 19.6363 | 11.2727 | 9.0552 | 7.0242 | 7.3297 | 10.6686 | 13.479 | 21.9894 | 25.4643 | 29.9965 |  | 47.2573 | 40.9918 | 41.3241 | 39.3509 | 36.2442 | 32.9312 | 35.96 | 38.8298 | 41.8545 | 43.1962 | 45.2817 | 47.4526
Exterior Lighting: Walkway - HID 150W - Retro |  | 686.3207 | 210.2595 | 42.0519 | 252.3114 | 283.6891 | 452.57 | 3220.4301 | 6.1391 | 17.1624 | 1.4994 | 6.5201 | 0.1602 | 28.11 | 20.7806 | 19.3581 | 11.113 | 8.9269 | 6.9247 | 7.2259 | 10.5175 | 13.288 | 21.6779 | 25.1036 | 29.5715 |  | 46.5878 | 40.411 | 40.7387 | 38.7934 | 35.7307 | 32.4647 | 35.4506 | 38.2797 | 41.2615 | 42.5843 | 44.6402 | 46.7803
Exterior Lighting: Parking Lot - MH 400W - Retro |  | 1391.6617 | 366.9232 | 73.3846 | 440.3078 | 613.9995 | 917.6823 | 2771.576 | 3.4364 | 19.2118 | 1.4509 | 13.2208 | 0.32483 | 56.9989 | 42.1372 | 39.2527 | 22.534 | 18.1013 | 14.0413 | 14.652 | 21.3264 | 26.9443 | 43.9566 | 50.9029 | 59.9626 |  | 94.4668 | 81.942 | 82.6064 | 78.662 | 72.4517 | 65.8291 | 71.8836 | 77.6202 | 83.6666 | 86.3487 | 90.5175 | 94.8571
Exterior Lighting: Parking Lot - MH 1000W - NR |  | 3387.6594 | 984.1361 | 196.8272 | 1180.9634 | 1742.899 | 2233.8727 | 3053.8014 | 5.1358 | 24.6043 | 1.2718 | 32.1828 | 0.79073 | 138.7499 | 102.5726 | 95.5511 | 54.8534 | 44.0631 | 34.1801 | 35.6667 | 51.914 | 65.5893 | 107.0015 | 123.9106 | 145.9642 |  | 229.9562 | 199.4678 | 201.0851 | 191.4833 | 176.3658 | 160.2447 | 174.9831 | 188.9474 | 203.6658 | 210.1946 | 220.3427 | 230.9065
Exterior Lighting: Parking Lot - MH 1000W - Retro |  | 3387.6594 | 1014.9695 | 202.9939 | 1217.9634 | 1799.5004 | 2233.8727 | 3149.478 | 5.7119 | 25.8337 | 1.2331 | 32.1828 | 0.79073 | 138.7499 | 102.5726 | 95.5511 | 54.8534 | 44.0631 | 34.1801 | 35.6667 | 51.914 | 65.5893 | 107.0015 | 123.9106 | 145.9642 |  | 229.9562 | 199.4678 | 201.0851 | 191.4833 | 176.3658 | 160.2447 | 174.9831 | 188.9474 | 203.6658 | 210.1946 | 220.3427 | 230.9065
Exterior Lighting: Parking Lot - HPS 250W - NR |  | 797.1102 | 260.084 | 52.0168 | 312.1008 | 445.5492 | 525.6262 | 3429.8939 | 7.4004 | 27.8765 | 1.1677 | 7.5726 | 0.18606 | 32.6476 | 24.1352 | 22.483 | 12.9069 | 10.368 | 8.0425 | 8.3923 | 12.2153 | 15.433 | 25.1773 | 29.1559 | 34.3451 |  | 54.1083 | 46.9344 | 47.315 | 45.0557 | 41.4986 | 37.7053 | 41.1732 | 44.459 | 47.9222 | 49.4584 | 51.8462 | 54.3319
Exterior Lighting: Parking Lot - HPS 250W - Retro |  | 797.1102 | 285.9174 | 57.1835 | 343.1008 | 492.972 | 525.6262 | 3770.5746 | 9.4517 | 32.2541 | 1.0622 | 7.5726 | 0.18606 | 32.6476 | 24.1352 | 22.483 | 12.9069 | 10.368 | 8.0425 | 8.3923 | 12.2153 | 15.433 | 25.1773 | 29.1559 | 34.3451 |  | 54.1083 | 46.9344 | 47.315 | 45.0557 | 41.4986 | 37.7053 | 41.1732 | 44.459 | 47.9222 | 49.4584 | 51.8462 | 54.3319
Exterior Lighting: Walkway - CFL 26W - Retro |  | 73.1457 | 30.4511 | 6.0902 | 36.5413 | 48.2804 | 48.2333 | 4376.2207 | 13.0986 | 35.3158 | 0.99946 | 0.69489 | 0.017073 | 2.9959 | 2.2147 | 2.0631 | 1.1844 | 0.9514 | 0.73801 | 0.77011 | 1.1209 | 1.4162 | 2.3104 | 2.6755 | 3.1516 |  | 4.9652 | 4.3069 | 4.3418 | 4.1345 | 3.8081 | 3.46 | 3.7782 | 4.0797 | 4.3975 | 4.5385 | 4.7576 | 4.9857
Note on I6: :ProCost Perioodic replacement costs and savinsg of the measure. These are costs and savings that occur periodicially, but at different periods than annually. Can be positive or negative. Periodic replacement costs for both the measure and the baseline measure should be included if applicable. ProCost can analysze these costs in two ways dependent on the 'Repeat Periodic Replacemetn' switch in the ProData page. When set to 'On', ProCost repeats replacement costs for multiple times over the life of a measure depending on the input period and measure life. For example fluorescent lamps may have a 4-year replacement cycle that repeats 3 times in a 15-year measure life. When set to 'Off', ProCost reads the period as the year after installation that the replacement cost occurs and does not subsequently reinstall or repeat the replacement costs. For example a compressor may be replaced only once in the life of a heat-pump system. Example: A new fluorescent lighting systems may have a measure life of 15 years, and a lamp life of five years. Two lamps lamps per fixture must be replaced at years 6 and 11. Lamp and labor costs, expressed as positive costs, are entered as a cost and the period would be enetered as 5. The baseline measure may have a four year lamp life and would have required a three-lamp replacement at years 5, 9 and 13. Lamp and labor replacement costs would be entered as annual savings in dollars with a 4-year period. ProCost determines the net present value of the two cost streams.
Note on O6: :ProCost If the measure has gas savings for incfreases, enter the annual savings and shape of the savings here. Example: Clothes washer saves electric motor and dryer energy and gas water heat.
Note on A7: :Procost Category for the measure. Individual measures can be grouped into categories. Procost output is reported by measure and by category. All measures must belong to at least one category. Category name can be the same as measure name. Example: Measures can be combined into one category if they have components with different load shapes or measure lives. On wash machines there may be one load shape for the electric motor savings component, a second load shape for the electric water heat savings component and a third shape for electric dryer savings component.
Note on B7: :ProCost Name of Measure. User-defined. For PTR measures, defined naming conventions apply.
Note on C7: :ProCost Annual electric savings for the measure in kWh at the site. May be positive, negative or zero. Savings are incremental to the baseline alternative.
Note on D7: :ProCost Physical life of the measure in years. Must be >=1.
Note on E7: :ProCost Initial cost to install the measure in dollars. Costs are incremental to the baseline alternative. Dollars must be denominated in the same year as 'Input Cost Reference Year' input on the ProData page.
Note on F7: :ProCost Annaul opperations and maintenace cost for the measure in dollars. Must be incremental cost over the baseline alternative. May be positive, negative or zero. Dollars must be denominated in the same year as 'Input Cost Reference Year' input on the ProData page. O&M costs are enetered as positive values. Negative values represent O&M savings compared to the baseline alternative. Example: Annualized maintenace cost for a heat pump heating system compared to a baseline electric resistance heating system.
Note on G7: :ProCost Name of the pointer to the shape of the savings. The shapes represent the daily and monthly shape of the savings in four time segments for each month of the year. Shape of the savings is relative to the baseline alternative. These shaps are in the MC_AND_Loadshape file.
Note on H7: :ProCost Annual value of any non-energy benefits of the measure, relative to the baseline alternative. Expressed in dollars per year and denominated in dollars of the 'Cost Reference Year'. Positive value represents dollar savings. Negative value represents dollar cost. Example: Water, detergent and sewer savings from efficient clothes washer.
Note on I7: : Cost in dollars that is incurred for Period 1. Positive value if cost. Negative value if savings. Dollars must be denominated in the same year as 'Input Cost Reference Year' input on the ProData page.
Note on J7: :ProCost Duration of Period1. The time at which Period 1 costs, or savings, occur. In years.
Note on K7: : Cost in dollars that is incurred for Period 2 Positive value if cost. Negative value if savings. Dollars must be denominated in the same year as 'Input Cost Reference Year' input on the ProData page.
Note on L7: :ProCost Duration of Period 2. The time at which Period 2 costs, or savings, occur. In years.
Note on M7: : Cost in dollars that is incurred for Period 3. Positive value if cost. Negative value if savings. Dollars must be denominated in the same year as 'Input Cost Reference Year' input on the ProData page.
Note on N7: :ProCost Duration of Period 3. The time at which Period 3 costs, or savings, occur. In years.
Note on O7: : Annual gas savings, or increases, in therms.
Note on P7: :ProCost Name of the pointer to the shape of the savings. The shapes represent the daily and monthly shape of the savings in four time segments for each month of the year. Shape of the savings is relative to the baseline alternative. These shaps are in the MC_AND_Loadshape file.
Note on BH58: Direct and program administrative costs incurred by the utility system minus benefits that accrue to the utility system.There are separate Utility System Net Levelized Costs for the electric and the gas system. Utility system benefits include deferred transmission and distribution system capacity, risk-mitigation and Regional Act credit all of which are user-determined inputs.Utility System benefits do not include any non-energy benefits such as, other-fuel benefits, O&M benefits or periodic replacement benefits which generally accrue to the customer or to non-utility sponsors. Utility System Net Levelized Costs correspond to Utility System B/C ratio with regard to the costs and benefits included. Benefits are subtracted from costs, then levelized over the life of the measure The Risk-Mitigation credit is used to determine program cost-effectiveness and impacts both the Utility System B/C ratio and the Utility System Net Levelized Cost. If the Risk-Mitigation credit is non-zero, the Utility System Net Levelized Cost will be reduced by the Risk-Mitigation benefit. When using ProCost to build conservation supply curves, the user should set the Risk-Mitigation Credit to zero so the credit is not reflected in the supply curves.
Note on BM58: Direct and program administrative costs of the measure to sponsor. Separate costs for each sponsor. Depends on share of costs incurred by sponsor, sponsor cost of capital, and financing term which are user-defined inputs. Includes applicable Capital, O&M, Periodic Replacement and Program Administrative costs. Sponsor costs are levelized over program life. Does not include any adjustments for benefit. NOTE: Units are per kWh for 'Electric' runs and per therm for 'Gas' runs for all sponsors.
Note on CE58: All costs minus all benefits regardless of which sponsor incurs the cost or accrues the benefits. TRC Net Levelized Cost includes all applicable costs and all benefits. In addition to energy system costs and benefits, TRC Net Levelized Cost includes non-energy, other-fuel, O&M, periodic-replacement and risk-mitigation benefits and costs. TRC Net Levelized Cost corresponds to TRC B/C ratios with regard to the costs and benefits included. Benefits are subtracted from costs, then levelized over the life of the measure. The Risk-Mitigation credit is used to determine program cost-effectiveness and impacts both the TRC B/C ratio and the TRC Net Levelized Cost. If Risk-Mitigation credit is non-zero, TRC Levelized Cost will be reduced by the risk-mitigation benefit. When using ProCost to build conservation supply curves, the user should set the Risk-Mitigation Credit to zero so the credit is not reflected in the supply curves.
Note on CW58: Direct and program administrative costs incurred by the utility system minus benefits that accrue to the utility system.There are separate Utility System Net Levelized Costs for the electric and the gas system. Utility system benefits include deferred transmission and distribution system capacity, risk-mitigation and Regional Act credit all of which are user-determined inputs.Utility System benefits do not include any non-energy benefits such as, other-fuel benefits, O&M benefits or periodic replacement benefits which generally accrue to the customer or to non-utility sponsors. Utility System Net Levelized Costs correspond to Utility System B/C ratio with regard to the costs and benefits included. Benefits are subtracted from costs, then levelized over the life of the measure The Risk-Mitigation credit is used to determine program cost-effectiveness and impacts both the Utility System B/C ratio and the Utility System Net Levelized Cost. If the Risk-Mitigation credit is non-zero, the Utility System Net Levelized Cost will be reduced by the Risk-Mitigation benefit. When using ProCost to build conservation supply curves, the user should set the Risk-Mitigation Credit to zero so the credit is not reflected in the supply curves.
Note on BH87: Direct and program administrative costs incurred by the utility system minus benefits that accrue to the utility system.There are separate Utility System Net Levelized Costs for the electric and the gas system. Utility system benefits include deferred transmission and distribution system capacity, risk-mitigation and Regional Act credit all of which are user-determined inputs.Utility System benefits do not include any non-energy benefits such as, other-fuel benefits, O&M benefits or periodic replacement benefits which generally accrue to the customer or to non-utility sponsors. Utility System Net Levelized Costs correspond to Utility System B/C ratio with regard to the costs and benefits included. Benefits are subtracted from costs, then levelized over the life of the measure The Risk-Mitigation credit is used to determine program cost-effectiveness and impacts both the Utility System B/C ratio and the Utility System Net Levelized Cost. If the Risk-Mitigation credit is non-zero, the Utility System Net Levelized Cost will be reduced by the Risk-Mitigation benefit. When using ProCost to build conservation supply curves, the user should set the Risk-Mitigation Credit to zero so the credit is not reflected in the supply curves.
Note on BM87: Direct and program administrative costs of the measure to sponsor. Separate costs for each sponsor. Depends on share of costs incurred by sponsor, sponsor cost of capital, and financing term which are user-defined inputs. Includes applicable Capital, O&M, Periodic Replacement and Program Administrative costs. Sponsor costs are levelized over program life. Does not include any adjustments for benefit. NOTE: Units are per kWh for 'Electric' runs and per therm for 'Gas' runs for all sponsors.
Note on CE87: All costs minus all benefits regardless of which sponsor incurs the cost or accrues the benefits. TRC Net Levelized Cost includes all applicable costs and all benefits. In addition to energy system costs and benefits, TRC Net Levelized Cost includes non-energy, other-fuel, O&M, periodic-replacement and risk-mitigation benefits and costs. TRC Net Levelized Cost corresponds to TRC B/C ratios with regard to the costs and benefits included. Benefits are subtracted from costs, then levelized over the life of the measure. The Risk-Mitigation credit is used to determine program cost-effectiveness and impacts both the TRC B/C ratio and the TRC Net Levelized Cost. If Risk-Mitigation credit is non-zero, TRC Levelized Cost will be reduced by the risk-mitigation benefit. When using ProCost to build conservation supply curves, the user should set the Risk-Mitigation Credit to zero so the credit is not reflected in the supply curves.
Note on CW87: Direct and program administrative costs incurred by the utility system minus benefits that accrue to the utility system.There are separate Utility System Net Levelized Costs for the electric and the gas system. Utility system benefits include deferred transmission and distribution system capacity, risk-mitigation and Regional Act credit all of which are user-determined inputs.Utility System benefits do not include any non-energy benefits such as, other-fuel benefits, O&M benefits or periodic replacement benefits which generally accrue to the customer or to non-utility sponsors. Utility System Net Levelized Costs correspond to Utility System B/C ratio with regard to the costs and benefits included. Benefits are subtracted from costs, then levelized over the life of the measure The Risk-Mitigation credit is used to determine program cost-effectiveness and impacts both the Utility System B/C ratio and the Utility System Net Levelized Cost. If the Risk-Mitigation credit is non-zero, the Utility System Net Levelized Cost will be reduced by the Risk-Mitigation benefit. When using ProCost to build conservation supply curves, the user should set the Risk-Mitigation Credit to zero so the credit is not reflected in the supply curves.

## M_Input(Fixt wo OM)_Out
Shaped Savings Results; By Category and sorted by TRC BC ratio
[14 empty] | Savings Allocation by Category and Month for Segments 1 | [11 empty] | Savings Allocation by Category and Month for Segments 2
Category | Measure | Busbar Savings | First Cost | Admin Cost | First Year Program Cost | PV Cost | PV Benefits | Unit Program Cost: First Year Program Cost in $/average annual kW saved | Utility System Net Levelized Cost (Net of T&D Capacity Benefits, Act Credit & Risk-Mitigation) in mills/kWh | TRC Net Levelized Cost (Net of All Benefits) in mills/kWh | TRC B/C Ratio | Net Electric & Gas System CO2 Avoided (Lifetime Tons) | Wholesale KW | Jan | Feb | Mar | Apr | May | Jun | Jul | Aug | Sep | Oct | Nov | Dec | Jan | Feb | Mar | Apr | May | Jun | Jul | Aug | Sep | Oct | Nov | Dec
Exterior Lighting: Walkway - HID 150W - New |  | 694.5843 | 6.6708 | 1.3342 | 8.0049 | 9.6531 | 458.0191 | 100.9569 | -12.6445 | -12.2298 | 47.4479 | 6.5986 | 0.16213 | 28.4484 | 21.0308 | 19.5912 | 11.2468 | 9.0344 | 7.0081 | 7.3129 | 10.6441 | 13.448 | 21.9389 | 25.4058 | 29.9276 | 47.1488 | 40.8976 | 41.2292 | 39.2605 | 36.1609 | 32.8556 | 35.8774 | 38.7406 | 41.7583 | 43.097 | 45.1777 | 47.3436
Exterior Lighting: Façade - HID 150W - New |  | 696.1837 | 7.302 | 1.4604 | 8.7624 | 10.5665 | 459.0738 | 110.2557 | -12.5885 | -12.1356 | 43.4462 | 6.6138 | 0.1625 | 28.5139 | 21.0793 | 19.6363 | 11.2727 | 9.0552 | 7.0242 | 7.3297 | 10.6686 | 13.479 | 21.9894 | 25.4643 | 29.9965 | 47.2573 | 40.9918 | 41.3241 | 39.3509 | 36.2442 | 32.9312 | 35.96 | 38.8298 | 41.8545 | 43.1962 | 45.2817 | 47.4526
Exterior Lighting: Façade - HID 400W - New |  | 1722.7756 | 51.8631 | 10.3726 | 62.2357 | 75.0497 | 1136.0237 | 316.457 | -11.3469 | -10.047 | 15.137 | 16.3664 | 0.40212 | 70.5605 | 52.1627 | 48.592 | 27.8954 | 22.4081 | 17.3821 | 18.1381 | 26.4006 | 33.3551 | 54.415 | 63.014 | 74.2293 | 116.943 | 101.4382 | 102.2607 | 97.3778 | 89.6899 | 81.4916 | 88.9867 | 96.0882 | 103.5731 | 106.8933 | 112.0541 | 117.4262
Exterior Lighting: Walkway - INC 75W - New |  | 299.0367 | 4.779 | 0.9558 | 5.7348 | 13.6636 | 197.1892 | 167.9956 | -12.2408 | -9.8903 | 14.4318 | 2.8409 | 0.0698 | 12.2478 | 9.0543 | 8.4345 | 4.842 | 3.8896 | 3.0172 | 3.1484 | 4.5826 | 5.7897 | 9.4453 | 10.9379 | 12.8846 | 20.2988 | 17.6075 | 17.7503 | 16.9027 | 15.5682 | 14.1452 | 15.4462 | 16.6788 | 17.9781 | 18.5544 | 19.4502 | 20.3827
Exterior Lighting: Walkway - INC 75W - NR |  | 299.0367 | 4.779 | 0.9558 | 5.7348 | 13.6636 | 197.1892 | 167.9956 | -12.2408 | -9.8903 | 14.4318 | 2.8409 | 0.0698 | 12.2478 | 9.0543 | 8.4345 | 4.842 | 3.8896 | 3.0172 | 3.1484 | 4.5826 | 5.7897 | 9.4453 | 10.9379 | 12.8846 | 20.2988 | 17.6075 | 17.7503 | 16.9027 | 15.5682 | 14.1452 | 15.4462 | 16.6788 | 17.9781 | 18.5544 | 19.4502 | 20.3827
Exterior Lighting: Walkway - CFL 26W - New |  | 73.1457 | 4.0009 | 0.80018 | 4.8011 | 11.4389 | 48.2333 | 574.9809 | -9.7902 | -1.7453 | 4.2166 | 0.69489 | 0.017073 | 2.9959 | 2.2147 | 2.0631 | 1.1844 | 0.9514 | 0.73801 | 0.77011 | 1.1209 | 1.4162 | 2.3104 | 2.6755 | 3.1516 | 4.9652 | 4.3069 | 4.3418 | 4.1345 | 3.8081 | 3.46 | 3.7782 | 4.0797 | 4.3975 | 4.5385 | 4.7576 | 4.9857
Exterior Lighting: Walkway - CFL 26W - NR |  | 73.1457 | 4.0009 | 0.80018 | 4.8011 | 11.4389 | 48.2333 | 574.9809 | -9.7902 | -1.7453 | 4.2166 | 0.69489 | 0.017073 | 2.9959 | 2.2147 | 2.0631 | 1.1844 | 0.9514 | 0.73801 | 0.77011 | 1.1209 | 1.4162 | 2.3104 | 2.6755 | 3.1516 | 4.9652 | 4.3069 | 4.3418 | 4.1345 | 3.8081 | 3.46 | 3.7782 | 4.0797 | 4.3975 | 4.5385 | 4.7576 | 4.9857
Exterior Lighting: Parking Lot - MH 400W - New |  | 1391.6617 | 134.0232 | 26.8046 | 160.8278 | 246.0293 | 917.6823 | 1012.3519 | -7.1566 | -0.24404 | 3.73 | 13.2208 | 0.32483 | 56.9989 | 42.1372 | 39.2527 | 22.534 | 18.1013 | 14.0413 | 14.652 | 21.3264 | 26.9443 | 43.9566 | 50.9029 | 59.9626 | 94.4668 | 81.942 | 82.6064 | 78.662 | 72.4517 | 65.8291 | 71.8836 | 77.6202 | 83.6666 | 86.3487 | 90.5175 | 94.8571
Exterior Lighting: Parking Lot - HPS 250W - New |  | 797.1102 | 83.0174 | 16.6035 | 99.6208 | 152.3968 | 525.6262 | 1094.8029 | -6.6602 | 0.81543 | 3.4491 | 7.5726 | 0.18606 | 32.6476 | 24.1352 | 22.483 | 12.9069 | 10.368 | 8.0425 | 8.3923 | 12.2153 | 15.433 | 25.1773 | 29.1559 | 34.3451 | 54.1083 | 46.9344 | 47.315 | 45.0557 | 41.4986 | 37.7053 | 41.1732 | 44.459 | 47.9222 | 49.4584 | 51.8462 | 54.3319
Exterior Lighting: Façade - HID 400W - NR |  | 1722.7756 | 332.2822 | 66.4564 | 398.7386 | 480.8371 | 1136.0237 | 2027.5132 | -1.0439 | 7.2847 | 2.3626 | 16.3664 | 0.40212 | 70.5605 | 52.1627 | 48.592 | 27.8954 | 22.4081 | 17.3821 | 18.1381 | 26.4006 | 33.3551 | 54.415 | 63.014 | 74.2293 | 116.943 | 101.4382 | 102.2607 | 97.3778 | 89.6899 | 81.4916 | 88.9867 | 96.0882 | 103.5731 | 106.8933 | 112.0541 | 117.4262
Exterior Lighting: Parking Lot - MH 1000W - New |  | 3387.6594 | 532.0695 | 106.4139 | 638.4834 | 976.7316 | 2233.8727 | 1651.0261 | -3.3109 | 7.9627 | 2.2871 | 32.1828 | 0.79073 | 138.7499 | 102.5726 | 95.5511 | 54.8534 | 44.0631 | 34.1801 | 35.6667 | 51.914 | 65.5893 | 107.0015 | 123.9106 | 145.9642 | 229.9562 | 199.4678 | 201.0851 | 191.4833 | 176.3658 | 160.2447 | 174.9831 | 188.9474 | 203.6658 | 210.1946 | 220.3427 | 230.9065
Exterior Lighting: Walkway - INC 75W - Retro |  | 299.0367 | 30.4511 | 6.0902 | 36.5413 | 87.0622 | 197.1892 | 1070.4425 | -6.8068 | 8.1703 | 2.2649 | 2.8409 | 0.0698 | 12.2478 | 9.0543 | 8.4345 | 4.842 | 3.8896 | 3.0172 | 3.1484 | 4.5826 | 5.7897 | 9.4453 | 10.9379 | 12.8846 | 20.2988 | 17.6075 | 17.7503 | 16.9027 | 15.5682 | 14.1452 | 15.4462 | 16.6788 | 17.9781 | 18.5544 | 19.4502 | 20.3827
Exterior Lighting: Façade - HID 400W - Retro |  | 1722.7756 | 371.5466 | 74.3093 | 445.8559 | 537.6556 | 1136.0237 | 2267.096 | 0.39869 | 9.7115 | 2.1129 | 16.3664 | 0.40212 | 70.5605 | 52.1627 | 48.592 | 27.8954 | 22.4081 | 17.3821 | 18.1381 | 26.4006 | 33.3551 | 54.415 | 63.014 | 74.2293 | 116.943 | 101.4382 | 102.2607 | 97.3778 | 89.6899 | 81.4916 | 88.9867 | 96.0882 | 103.5731 | 106.8933 | 112.0541 | 117.4262
Exterior Lighting: Walkway - HID 150W - NR |  | 686.3207 | 154.2603 | 30.8521 | 185.1124 | 248.086 | 452.57 | 2362.7214 | 0.97449 | 13.3454 | 1.8242 | 6.5201 | 0.1602 | 28.11 | 20.7806 | 19.3581 | 11.113 | 8.9269 | 6.9247 | 7.2259 | 10.5175 | 13.288 | 21.6779 | 25.1036 | 29.5715 | 46.5878 | 40.411 | 40.7387 | 38.7934 | 35.7307 | 32.4647 | 35.4506 | 38.2797 | 41.2615 | 42.5843 | 44.6402 | 46.7803
Exterior Lighting: Façade - HID 150W - NR |  | 696.1837 | 186.9582 | 37.3916 | 224.3498 | 270.5424 | 459.0738 | 2822.9686 | 3.7458 | 15.342 | 1.6969 | 6.6138 | 0.1625 | 28.5139 | 21.0793 | 19.6363 | 11.2727 | 9.0552 | 7.0242 | 7.3297 | 10.6686 | 13.479 | 21.9894 | 25.4643 | 29.9965 | 47.2573 | 40.9918 | 41.3241 | 39.3509 | 36.2442 | 32.9312 | 35.96 | 38.8298 | 41.8545 | 43.1962 | 45.2817 | 47.4526
Exterior Lighting: Parking Lot - MH 400W - NR |  | 1391.6617 | 338.0898 | 67.618 | 405.7078 | 620.6389 | 917.6823 | 2553.7817 | 2.1249 | 19.5628 | 1.4786 | 13.2208 | 0.32483 | 56.9989 | 42.1372 | 39.2527 | 22.534 | 18.1013 | 14.0413 | 14.652 | 21.3264 | 26.9443 | 43.9566 | 50.9029 | 59.9626 | 94.4668 | 81.942 | 82.6064 | 78.662 | 72.4517 | 65.8291 | 71.8836 | 77.6202 | 83.6666 | 86.3487 | 90.5175 | 94.8571
Exterior Lighting: Façade - HID 150W - Retro |  | 696.1837 | 228.7907 | 45.7581 | 274.5488 | 331.0772 | 459.0738 | 3454.617 | 7.5492 | 21.7401 | 1.3866 | 6.6138 | 0.1625 | 28.5139 | 21.0793 | 19.6363 | 11.2727 | 9.0552 | 7.0242 | 7.3297 | 10.6686 | 13.479 | 21.9894 | 25.4643 | 29.9965 | 47.2573 | 40.9918 | 41.3241 | 39.3509 | 36.2442 | 32.9312 | 35.96 | 38.8298 | 41.8545 | 43.1962 | 45.2817 | 47.4526
Exterior Lighting: Parking Lot - MH 400W - Retro |  | 1391.6617 | 366.9232 | 73.3846 | 440.3078 | 673.5689 | 917.6823 | 2771.576 | 3.4364 | 22.3614 | 1.3624 | 13.2208 | 0.32483 | 56.9989 | 42.1372 | 39.2527 | 22.534 | 18.1013 | 14.0413 | 14.652 | 21.3264 | 26.9443 | 43.9566 | 50.9029 | 59.9626 | 94.4668 | 81.942 | 82.6064 | 78.662 | 72.4517 | 65.8291 | 71.8836 | 77.6202 | 83.6666 | 86.3487 | 90.5175 | 94.8571
Exterior Lighting: Walkway - HID 150W - Retro |  | 686.3207 | 210.2595 | 42.0519 | 252.3114 | 338.1456 | 452.57 | 3220.4301 | 6.1391 | 23.0008 | 1.3384 | 6.5201 | 0.1602 | 28.11 | 20.7806 | 19.3581 | 11.113 | 8.9269 | 6.9247 | 7.2259 | 10.5175 | 13.288 | 21.6779 | 25.1036 | 29.5715 | 46.5878 | 40.411 | 40.7387 | 38.7934 | 35.7307 | 32.4647 | 35.4506 | 38.2797 | 41.2615 | 42.5843 | 44.6402 | 46.7803
Exterior Lighting: Parking Lot - MH 1000W - NR |  | 3387.6594 | 984.1361 | 196.8272 | 1180.9634 | 1806.6003 | 2233.8727 | 3053.8014 | 5.1358 | 25.9879 | 1.2365 | 32.1828 | 0.79073 | 138.7499 | 102.5726 | 95.5511 | 54.8534 | 44.0631 | 34.1801 | 35.6667 | 51.914 | 65.5893 | 107.0015 | 123.9106 | 145.9642 | 229.9562 | 199.4678 | 201.0851 | 191.4833 | 176.3658 | 160.2447 | 174.9831 | 188.9474 | 203.6658 | 210.1946 | 220.3427 | 230.9065
Exterior Lighting: Parking Lot - MH 1000W - Retro |  | 3387.6594 | 1014.9695 | 202.9939 | 1217.9634 | 1863.2018 | 2233.8727 | 3149.478 | 5.7119 | 27.2173 | 1.1989 | 32.1828 | 0.79073 | 138.7499 | 102.5726 | 95.5511 | 54.8534 | 44.0631 | 34.1801 | 35.6667 | 51.914 | 65.5893 | 107.0015 | 123.9106 | 145.9642 | 229.9562 | 199.4678 | 201.0851 | 191.4833 | 176.3658 | 160.2447 | 174.9831 | 188.9474 | 203.6658 | 210.1946 | 220.3427 | 230.9065
Exterior Lighting: Parking Lot - HPS 250W - NR |  | 797.1102 | 260.084 | 52.0168 | 312.1008 | 477.442 | 525.6262 | 3429.8939 | 7.4004 | 30.8206 | 1.1009 | 7.5726 | 0.18606 | 32.6476 | 24.1352 | 22.483 | 12.9069 | 10.368 | 8.0425 | 8.3923 | 12.2153 | 15.433 | 25.1773 | 29.1559 | 34.3451 | 54.1083 | 46.9344 | 47.315 | 45.0557 | 41.4986 | 37.7053 | 41.1732 | 44.459 | 47.9222 | 49.4584 | 51.8462 | 54.3319
Exterior Lighting: Parking Lot - HPS 250W - Retro |  | 797.1102 | 285.9174 | 57.1835 | 343.1008 | 524.8648 | 525.6262 | 3770.5746 | 9.4517 | 35.1982 | 1.0015 | 7.5726 | 0.18606 | 32.6476 | 24.1352 | 22.483 | 12.9069 | 10.368 | 8.0425 | 8.3923 | 12.2153 | 15.433 | 25.1773 | 29.1559 | 34.3451 | 54.1083 | 46.9344 | 47.315 | 45.0557 | 41.4986 | 37.7053 | 41.1732 | 44.459 | 47.9222 | 49.4584 | 51.8462 | 54.3319
Exterior Lighting: Walkway - CFL 26W - Retro |  | 73.1457 | 30.4511 | 6.0902 | 36.5413 | 87.0622 | 48.2333 | 4376.2207 | 13.0986 | 74.3288 | 0.55401 | 0.69489 | 0.017073 | 2.9959 | 2.2147 | 2.0631 | 1.1844 | 0.9514 | 0.73801 | 0.77011 | 1.1209 | 1.4162 | 2.3104 | 2.6755 | 3.1516 | 4.9652 | 4.3069 | 4.3418 | 4.1345 | 3.8081 | 3.46 | 3.7782 | 4.0797 | 4.3975 | 4.5385 | 4.7576 | 4.9857

## M_Input(Fixt wo OM)
Data Set Name
Measure Index Name | Exterior Building Lighting
Costs must be denominated in the same year as 'Input Cost Reference Year' = |  | 2012
1 | 2 | 3 | 4 | 5 | 6 | 7 | 8 | 9 | 10 | 11 | 12 | 13 | 14 | 15 | 16 | 17 | 18 | 19 | 20 | 21 | 22 | 23 | 24 | 25 | 26 | 27 | 28 | 29 | 30 | 31 | 32 | 33 | 34 | 35 | 36 | 37 | 38 | 39 | 40 | 41 | 42 | 43 | 44 | 45 | 46 | 47 | 48 | 49 | 50 | 51 | 52 | 53 | 54 | 55 | 56 | 57 | 58 | 59 | 60 | 61 | 62 | 63 | 64 | 65 | 66 | 67 | 68 | 69 | 70 | 71 | 72 | 73 | 74 | 75 | 76 | 77 | 78 | 79 | 80 | 81 | 82 | 83 | 84 | 85 | 86 | 87 | 88 | 89 | 90 | 91 | 92 | 93 | 94 | 95 | 96 | 97 | 98 | 99 | 100 | 101 | 102 | 103 | 104 | 105
Input Data | [7 empty] | Periodic Replacement Costs and Savings and Replacement Period | [5 empty] | Gas Inputs |  | Retro or LO | Early Retrofit Parameters
Category Name | Measure Name | Savings (kwh/yr) | Life (yrs) | Capital Cost | Annual O&M | Shape Pointer | Non-E Val ($/yr) | Cost 1 ($) | Period 1 | Cost 2 ($) | Period 2 | Cost 3 ($) | Period 3 | Savings (therms/yr) | Shape Pointer | R or L | Savings 2 (kWh) | Remaining Life (yrs) | Salvage Value ($)
Exterior Lighting: Parking Lot - HPS 250W - New | Exterior Lighting: Parking Lot - HPS 250W to LED 135W - New | 743.5051 | 11.6279 | 83.0174 |  | S-All-Lgt-Streetlight-All-All-U | [9 empty] | L
Exterior Lighting: Parking Lot - MH 400W - New | Exterior Lighting: Parking Lot - MH 400W to LED 180W - New | 1298.0735 | 11.6279 | 134.0232 |  | S-All-Lgt-Streetlight-All-All-U | [9 empty] | L
Exterior Lighting: Parking Lot - MH 1000W - New | Exterior Lighting: Parking Lot - MH 1000W to LED 421W - New | 3159.8418 | 11.6279 | 532.0695 |  | S-All-Lgt-Streetlight-All-All-U | [9 empty] | L
Exterior Lighting: Parking Lot - HPS 250W - NR | Exterior Lighting: Parking Lot - HPS 250W to LED 135W - NR | 743.5051 | 11.6279 | 260.084 |  | S-All-Lgt-Streetlight-All-All-U | [9 empty] | L
Exterior Lighting: Parking Lot - MH 400W - NR | Exterior Lighting: Parking Lot - MH 400W to LED 180W - NR | 1298.0735 | 11.6279 | 338.0898 |  | S-All-Lgt-Streetlight-All-All-U | [9 empty] | L
Exterior Lighting: Parking Lot - MH 1000W - NR | Exterior Lighting: Parking Lot - MH 1000W to LED 421W - NR | 3159.8418 | 11.6279 | 984.1361 |  | S-All-Lgt-Streetlight-All-All-U | [9 empty] | L
Exterior Lighting: Parking Lot - HPS 250W - Retro | Exterior Lighting: Parking Lot - HPS 250W to LED 135W - Retro | 743.5051 | 11.6279 | 285.9174 |  | S-All-Lgt-Streetlight-All-All-U | [9 empty] | R
Exterior Lighting: Parking Lot - MH 400W - Retro | Exterior Lighting: Parking Lot - MH 400W to LED 180W - Retro | 1298.0735 | 11.6279 | 366.9232 |  | S-All-Lgt-Streetlight-All-All-U | [9 empty] | R
Exterior Lighting: Parking Lot - MH 1000W - Retro | Exterior Lighting: Parking Lot - MH 1000W to LED 421W - Retro | 3159.8418 | 11.6279 | 1014.9695 |  | S-All-Lgt-Streetlight-All-All-U | [9 empty] | R
Exterior Lighting: Façade - HID 150W - New | Exterior Lighting: Façade - HID 150W to LED 27W - New | 649.3658 | 16.2791 | 7.302 |  | S-All-Lgt-Streetlight-All-All-U | [9 empty] | L
Exterior Lighting: Façade - HID 400W - New | Exterior Lighting: Façade - HID 400W to LED 82W - New | 1606.9202 | 16.2791 | 51.8631 |  | S-All-Lgt-Streetlight-All-All-U | [9 empty] | L
Exterior Lighting: Façade - HID 150W - NR | Exterior Lighting: Façade - HID 150W to LED 27W - NR | 649.3658 | 16.2791 | 186.9582 |  | S-All-Lgt-Streetlight-All-All-U | [9 empty] | L
Exterior Lighting: Façade - HID 400W - NR | Exterior Lighting: Façade - HID 400W to LED 82W - NR | 1606.9202 | 16.2791 | 332.2822 |  | S-All-Lgt-Streetlight-All-All-U | [9 empty] | L
Exterior Lighting: Façade - HID 150W - Retro | Exterior Lighting: Façade - HID 150W to LED 27W - Retro | 649.3658 | 16.2791 | 228.7907 |  | S-All-Lgt-Streetlight-All-All-U | [9 empty] | R
Exterior Lighting: Façade - HID 400W - Retro | Exterior Lighting: Façade - HID 400W to LED 82W - Retro | 1606.9202 | 16.2791 | 371.5466 |  | S-All-Lgt-Streetlight-All-All-U | [9 empty] | R
Exterior Lighting: Walkway - HID 150W - New | Exterior Lighting: Walkway - HID 150W to LED 28W - New | 647.874 | 16.2791 | 6.6708 |  | S-All-Lgt-Streetlight-All-All-U | [9 empty] | L
Exterior Lighting: Walkway - CFL 26W - New | Exterior Lighting: Walkway - CFL 26W to LED 12W - New | 68.2267 | 6.6763 | 4.0009 |  | S-All-Lgt-Streetlight-All-All-U | [9 empty] | L
Exterior Lighting: Walkway - INC 75W - New | Exterior Lighting: Walkway - INC 75W to LED 12W - New | 278.9267 | 6.6763 | 4.779 |  | S-All-Lgt-Streetlight-All-All-U | [9 empty] | L
Exterior Lighting: Walkway - HID 150W - NR | Exterior Lighting: Walkway - HID 150W to LED 29W - NR | 640.1662 | 13.9535 | 154.2603 |  | S-All-Lgt-Streetlight-All-All-U | [9 empty] | L
Exterior Lighting: Walkway - CFL 26W - NR | Exterior Lighting: Walkway - CFL 26W to LED 12W - NR | 68.2267 | 6.6763 | 4.0009 |  | S-All-Lgt-Streetlight-All-All-U | [9 empty] | L
Exterior Lighting: Walkway - INC 75W - NR | Exterior Lighting: Walkway - INC 75W to LED 12W - NR | 278.9267 | 6.6763 | 4.779 |  | S-All-Lgt-Streetlight-All-All-U | [9 empty] | L
Exterior Lighting: Walkway - HID 150W - Retro | Exterior Lighting: Walkway - HID 150W to LED 29W - Retro | 640.1662 | 13.9535 | 210.2595 |  | S-All-Lgt-Streetlight-All-All-U | [9 empty] | R
Exterior Lighting: Walkway - CFL 26W - Retro | Exterior Lighting: Walkway - CFL 26W to LED 12W - Retro | 68.2267 | 6.6763 | 30.4511 |  | S-All-Lgt-Streetlight-All-All-U | [9 empty] | R
Exterior Lighting: Walkway - INC 75W - Retro | Exterior Lighting: Walkway - INC 75W to LED 12W - Retro | 278.9267 | 6.6763 | 30.4511 |  | S-All-Lgt-Streetlight-All-All-U | [9 empty] | R
ProCost Results
Version: | ProCost 3.0 - Beta04
Run Time: | Wednesday, 11 March , 2015 at 11:09 PM
Regurgitation of ProData input parameters which were used for this run
| Run Parameters |  | Run Parameters |  |  | Marginal Cost & Conservation Load Shape Parameters | [9 empty] | Sponsor Parameters | [5 empty] | Program Parameters |  |  | Utility System Parameters
| Run Type | Electric | Run Type | Electric |  | Marginal Costs and Savings Shape File | Q:\SeventhPlan\Conservation Analysis\Global EE Inputs\MC Files\MC_AND_LOADSHAPE_v3.0_24segment-7P-D9 - NewSegValues.xlsx |  |  | 6P MidC Final (with carbon) | [6 empty] | Customer | Wholesale Elec | Retail Elec | Nat Gas |  | Program Life (yrs) | 20 |  |  | Electric | Gas
| Negative B/C Ratios | Off | Negative B/C Ratios | Off |  | Marginal Elec Avoided Cost Input Worksheet | 7P Mid |  |  | Conservation Load Shapes | [5 empty] | Real After-Tax Cost of Capital | 0.068013 | 0.043878 | 0.053289 | 0.054479 |  | Program Start Date | 2016 |  | Bulk System T&D Loss Factor | 0.0040389 | 0.01
| Admin Cost @ Category Level | On | Admin Cost @ Category Level | On |  | Elec Savings Shape Input Worksheet | GLSShapes |  |  | 6P_Gas_Final | [5 empty] | Financial Life (years) | 12 | 12 | 1 | 1 |  | Present Value Time Zero | 2016 |  | Bulk System T&D Credit ($/kw-yr)($/dailytherm-yr) | 26 | 0
| Repeat Periodic Replacement | On | Repeat Periodic Replacement | On |  | Marginal Gas Avoided Cost Input Worksheet | 7P Gas |  |  | Conservation Load Shapes | [6 empty] | Customer | Wholesale Elec | Retail Elec | Nat Gas |  | Input Cost Reference Year | 2012 |  | Bulk System T&D I2R Loss Component (%) | 0.9 | N/A
[6 empty] | Gas Savings Shape Input Worksheet | GLSShapes | [8 empty] | Sponsor Share of Initial Capital Cost | 0.35 | 0.195 | 0.455 | 0 |  | Real Discount Rate | 0.04 |  | Local System Dist Loss Factor | 0.047399 | 0
| Run Type: | Electric |  |  |  | Marginal Elec CO2 per kWh Input Worksheet | CO2 lbs per kWh .95 |  |  | CO2 lbs per therm | [5 empty] | Sponsor Share of Annual O&M | 1 | 0 | 0 | 0 |  | Capital Real Escalation Rate | 0 |  | Local System Dist Credit ($/kw-yr)($/dailytherm-yr) | 31 | 0
| Negative B/C Ratios: | False: (Converts Negative B/C Ratios) |  |  |  | Marginal Gas CO2 per therm Input Worksheet | CO2 lbs per therm |  |  | Zero Dollars per ton CO2 | [5 empty] | Sponsor Share of Periodic Replacement Cost | 1 | 0 | 0 | 0 |  | Admin Cost (as % of Initial Capital Cost) | 0.2 |  | Local System Dist I2R Loss Component (%) | 0.7 | N/A
| Admin Cost / Category Level: | True: Admin Costs added at Category Results |  |  |  | Marginal Avoided Cost CO2 Input Worksheet | Zero Dollars per ton CO2 |  |  | LineLossShapes | [5 empty] | Sponsor Share of Admin Cost |  | 0.3 | 0.7 | 0 |  | Regional Act Conservation Credit (%) | 0 |  | Risk-Mitigation Credit (mills/kWh)(mills/therm) - Retro. | 0 | 0
| Periodic O&M Treatment: | True: (Periodic O&M Repeats over measure life) |  |  |  | Line Loss Shape Input Worksheet | LineLossShapes | [8 empty] | Last Year of Non-Customer O&M & Period Replacement |  | 20 |  |  |  | Report Annual Carbon Saved for Year | 2018 |  | Risk-Mitigation Credit (mills/kWh)(mills/therm) - Lost Op. | 0 | 0
Measure Results; Sorted in same order as input
Total Results |  | Measure Input Data | [8 empty] | Savings | [5 empty] | PV Capital |  |  |  | PV Admin |  |  |  | PV O&M |  |  |  | PV Periodic Repl. |  |  |  | Total PV Capital, O&M and Periodic Repl Costs |  |  |  |  | PV Wholesale Electric Utility Costs & Benefits | [6 empty] | PV Retail Electric Utility Costs & Benefits | [6 empty] | PV Electric Utility System Costs & Benefits | [5 empty] | Electric Utility System Economics |  | Sponsor Levelized Cost (mills/kwh) |  |  |  |  | PV Regional Costs & Benefits | [15 empty] | TRC Economics |  | Physical CO2 | [6 empty] | Gas Inputs |  |  |  | PV Gas Utility System Costs & Benefits |  |  |  |  | Gas Utility System Economics
Category | Measure | Measure Life | Site Savings (kWh) | Site Savings (therms) | Capital Cost ($/unit) | Annual O&M Cost ($/unit) | PV Per. Repl. Cost ($/unit) | Load Shape (electric) | Diversified Load Factor (electric) | Wholesale Power Coincidence Factor (electric) | Wholesale Electric Energy (kWh) | Wholesale Electric Demand (kw) | Retail Electric Demand (kW) | Wholesale Gas Energy (therms/yr) | Wholesale Gas Demand (therms/day) | Retail Gas Demand (therms/day) | Wholesale Electric | Retail Electric | Natural Gas | Customer | Wholesale Electric | Retail Electric | Natural Gas | Customer | Wholesale Electric | Retail Electric | Natural Gas | Customer | Wholesale Electric | Retail Electric | Natural Gas | Customer | Wholesale Electric | Retail Electric | Natural Gas | Customer | Total | Wholesale Utility System Energy | Wholesale Utility System T&D Def. Cap. | Wholesale Utility System Act C-E Credit | Wholesale Utility System Risk Mitigation Benefit | Wholesale Utility System Total System Benefit | Wholesale Utility System Total Non-Consumer Cost | Wholesale Utility System B/C Ratio | Retail Utility System Energy | Retail Utility System T&D Def. Cap. | Retail Utility System Act C-E Credit | Retail Utility System Risk Mitigation Benefit | Retail Utility System Total System Benefit | Retail Utility System Total Non-Consumer Cost | Retail Utility System System B/C Ratio | Utility System Energy | Utility System T&D Def. Cap. | Utility System Act C-E Credit | Utility System Total Risk Mitigation Benefit | Utility System Total System Benefit | Utility System Total Non-Consumer Cost | Utility System Net Levelized Cost (Net of Elec T&D Capacity Benefits, Act Credit & Risk-Mitigation Benefit) in mills/kwh | Utility System System B/C Ratio | Wholesale Electric Levelized Cost | Retail Electric Levelized Cost | Natural Gas Levelized Cost | Customer Levelized Cost | Total Levelized Cost | PV Regional Electric Energy | PV Regional Gas Energy | PV Regional Electric T&D Def. Cap. | PV Regional Gas T&D Def. Cap. | PV Regional Electric System CO2 | PV Regional Gas System CO2 | PV Regional Electric System Risk-Mitigation Benefit | PV Regional Gas System Risk-Mitigation Benefit | PV Regional Non-E Value | PV Regional Act Credit | PV Regional Capital Cost | PV Regional Admin Cost | PV Regional Annual O&M Cost | PV Regional Periodic Replacement Cost | PV Total Regional Benefit | PV Total Regional Cost | TRC B/C Ratio | TRC Net Levelized Cost (Net of All Benefits) in mills/kWh | Electric System CO2 Avoided (Lifetime Tons) | Gas System CO2 Avoided (Lifetime Tons) | Total System CO2 Avoided (Lifetime Tons) | Electric System CO2 Avoided (Annual Tons in 2018) | Gas System CO2 Avoided (Annual Tons in 2018) | Total System CO2 Avoided (Annual Tons in 2018) |  | Gas Site Savings (therms) | Load Shape (gas) | Diversitfied Load Factor (gas) | Wholesale Coincidence Factor (gas) | Total Gas Utility System Energy | Gas Utility System T&D Def. Cap. | Gas Utility System Risk Mitigation Benefit | Gas Utility System Total System Benefit | Gas Utility System Total Non-Consumer Cost | Gas Utility System Net Levelized Cost (Net of Gas T&D Capacity Benefits & Risk-Mitigation Benefits) in cents/therm | Gas Utility System System B/C Ratio
Exterior Lighting: Parking Lot - HPS 250W - New | Exterior Lighting: Parking Lot - HPS 250W to LED 135W - New | 11.6279 | 743.5051 | 0 | 83.0174 | 0 | 0 | S-All-Lgt-Streetlight-All-All-U |  |  | 797.1102 | 0.18606 | 0.18471 | 0 | 0 | 0 | 16.5548 | 38.2556 | 0 | 80.983 | (na) | (na) | (na) | (na) | 0 | 0 | 0 | 0 | 0 | 0 | 0 | 0 | 16.5548 | 38.2556 | 0 | 80.983 | 135.7933 | 382.063 | 65.7431 | 0 | 0 | 447.806 | 16.5548 | 27.05 | 382.063 | 77.8202 | 0 | 0 | 459.8832 | 38.2556 | 12.0213 | 382.063 | 143.5633 | 0 | 0 | 525.6262 | 54.8103 | -8.1928 | 9.5899 | 1.5282 | 3.5314 | 0 | 7.4756 | 12.5352 | 382.063 | 0 | 143.5633 | 0 | 0 | 0 | 0 | 0 | 0 | 0 | 135.7933 |  | 0 | 0 | 525.6262 | 135.7933 | 3.8708 | -0.71725 | 7.5726 | 0 | 7.5726 | 0.37863 | 0 | 0.37863 |  | 0 |  | 0 | 0 | 0 | 0 | 0 | 0 | 0 | 9999 | 9999
Exterior Lighting: Parking Lot - MH 400W - New | Exterior Lighting: Parking Lot - MH 400W to LED 180W - New | 11.6279 | 1298.0735 | 0 | 134.0232 | 0 | 0 | S-All-Lgt-Streetlight-All-All-U |  |  | 1391.6617 | 0.32483 | 0.32249 | 0 | 0 | 0 | 26.726 | 61.7597 | 0 | 130.7389 | (na) | (na) | (na) | (na) | 0 | 0 | 0 | 0 | 0 | 0 | 0 | 0 | 26.726 | 61.7597 | 0 | 130.7389 | 219.2246 | 667.0376 | 114.7797 | 0 | 0 | 781.8173 | 26.726 | 29.2531 | 667.0376 | 135.865 | 0 | 0 | 802.9026 | 61.7597 | 13.0004 | 667.0376 | 250.6447 | 0 | 0 | 917.6823 | 88.4857 | -8.5739 | 10.371 | 1.4131 | 3.2654 | 0 | 6.9126 | 11.5911 | 667.0376 | 0 | 250.6447 | 0 | 0 | 0 | 0 | 0 | 0 | 0 | 219.2246 |  | 0 | 0 | 917.6823 | 219.2246 | 4.186 | -1.6613 | 13.2208 | 0 | 13.2208 | 0.66104 | 0 | 0.66104 |  | 0 |  | 0 | 0 | 0 | 0 | 0 | 0 | 0 | 9999 | 9999
Exterior Lighting: Parking Lot - MH 1000W - New | Exterior Lighting: Parking Lot - MH 1000W to LED 421W - New | 11.6279 | 3159.8418 | 0 | 532.0695 | 0 | 0 | S-All-Lgt-Streetlight-All-All-U |  |  | 3387.6594 | 0.79073 | 0.78502 | 0 | 0 | 0 | 106.1018 | 245.185 | 0 | 519.0309 | (na) | (na) | (na) | (na) | 0 | 0 | 0 | 0 | 0 | 0 | 0 | 0 | 106.1018 | 245.185 | 0 | 519.0309 | 870.3177 | 1623.7395 | 279.4031 | 0 | 0 | 1903.1426 | 106.1018 | 17.937 | 1623.7395 | 330.7301 | 0 | 0 | 1954.4696 | 245.185 | 7.9714 | 1623.7395 | 610.1332 | 0 | 0 | 2233.8727 | 351.2868 | -5.6223 | 6.3591 | 2.3046 | 5.3255 | 0 | 11.2736 | 18.9038 | 1623.7395 | 0 | 610.1332 | 0 | 0 | 0 | 0 | 0 | 0 | 0 | 870.3177 |  | 0 | 0 | 2233.8727 | 870.3177 | 2.5667 | 5.6513 | 32.1828 | 0 | 32.1828 | 1.6091 | 0 | 1.6091 |  | 0 |  | 0 | 0 | 0 | 0 | 0 | 0 | 0 | 9999 | 9999
Exterior Lighting: Parking Lot - HPS 250W - NR | Exterior Lighting: Parking Lot - HPS 250W to LED 135W - NR | 11.6279 | 743.5051 | 0 | 260.084 | 0 | 0 | S-All-Lgt-Streetlight-All-All-U |  |  | 797.1102 | 0.18606 | 0.18471 | 0 | 0 | 0 | 51.8642 | 119.8503 | 0 | 253.7106 | (na) | (na) | (na) | (na) | 0 | 0 | 0 | 0 | 0 | 0 | 0 | 0 | 51.8642 | 119.8503 | 0 | 253.7106 | 425.4252 | 382.063 | 65.7431 | 0 | 0 | 447.806 | 51.8642 | 8.6342 | 382.063 | 77.8202 | 0 | 0 | 459.8832 | 119.8503 | 3.8371 | 382.063 | 143.5633 | 0 | 0 | 525.6262 | 171.7146 | 2.5987 | 3.061 | 4.7876 | 11.0635 | 0 | 23.4202 | 39.2713 | 382.063 | 0 | 143.5633 | 0 | 0 | 0 | 0 | 0 | 0 | 0 | 425.4252 |  | 0 | 0 | 525.6262 | 425.4252 | 1.2355 | 26.0189 | 7.5726 | 0 | 7.5726 | 0.37863 | 0 | 0.37863 |  | 0 |  | 0 | 0 | 0 | 0 | 0 | 0 | 0 | 9999 | 9999
Exterior Lighting: Parking Lot - MH 400W - NR | Exterior Lighting: Parking Lot - MH 400W to LED 180W - NR | 11.6279 | 1298.0735 | 0 | 338.0898 | 0 | 0 | S-All-Lgt-Streetlight-All-All-U |  |  | 1391.6617 | 0.32483 | 0.32249 | 0 | 0 | 0 | 67.4196 | 155.7965 | 0 | 329.8048 | (na) | (na) | (na) | (na) | 0 | 0 | 0 | 0 | 0 | 0 | 0 | 0 | 67.4196 | 155.7965 | 0 | 329.8048 | 553.021 | 667.0376 | 114.7797 | 0 | 0 | 781.8173 | 67.4196 | 11.5963 | 667.0376 | 135.865 | 0 | 0 | 802.9026 | 155.7965 | 5.1535 | 667.0376 | 250.6447 | 0 | 0 | 917.6823 | 223.2161 | -1.4502 | 4.1112 | 3.5647 | 8.2375 | 0 | 17.4379 | 29.24 | 667.0376 | 0 | 250.6447 | 0 | 0 | 0 | 0 | 0 | 0 | 0 | 553.021 |  | 0 | 0 | 917.6823 | 553.021 | 1.6594 | 15.9876 | 13.2208 | 0 | 13.2208 | 0.66104 | 0 | 0.66104 |  | 0 |  | 0 | 0 | 0 | 0 | 0 | 0 | 0 | 9999 | 9999
Exterior Lighting: Parking Lot - MH 1000W - NR | Exterior Lighting: Parking Lot - MH 1000W to LED 421W - NR | 11.6279 | 3159.8418 | 0 | 984.1361 | 0 | 0 | S-All-Lgt-Streetlight-All-All-U |  |  | 3387.6594 | 0.79073 | 0.78502 | 0 | 0 | 0 | 196.2499 | 453.5036 | 0 | 960.0196 | (na) | (na) | (na) | (na) | 0 | 0 | 0 | 0 | 0 | 0 | 0 | 0 | 196.2499 | 453.5036 | 0 | 960.0196 | 1609.7731 | 1623.7395 | 279.4031 | 0 | 0 | 1903.1426 | 196.2499 | 9.6975 | 1623.7395 | 330.7301 | 0 | 0 | 1954.4696 | 453.5036 | 4.3097 | 1623.7395 | 610.1332 | 0 | 0 | 2233.8727 | 649.7535 | 0.86057 | 3.438 | 4.2627 | 9.8503 | 0 | 20.8521 | 34.9651 | 1623.7395 | 0 | 610.1332 | 0 | 0 | 0 | 0 | 0 | 0 | 0 | 1609.7731 |  | 0 | 0 | 2233.8727 | 1609.7731 | 1.3877 | 21.7127 | 32.1828 | 0 | 32.1828 | 1.6091 | 0 | 1.6091 |  | 0 |  | 0 | 0 | 0 | 0 | 0 | 0 | 0 | 9999 | 9999
Exterior Lighting: Parking Lot - HPS 250W - Retro | Exterior Lighting: Parking Lot - HPS 250W to LED 135W - Retro | 11.6279 | 743.5051 | 0 | 285.9174 | 0 | 0 | S-All-Lgt-Streetlight-All-All-U |  |  | 797.1102 | 0.18606 | 0.18471 | 0 | 0 | 0 | 57.0157 | 131.7547 | 0 | 278.9109 | (na) | (na) | (na) | (na) | 0 | 0 | 0 | 0 | 0 | 0 | 0 | 0 | 57.0157 | 131.7547 | 0 | 278.9109 | 467.6813 | 382.063 | 65.7431 | 0 | 0 | 447.806 | 57.0157 | 7.8541 | 382.063 | 77.8202 | 0 | 0 | 459.8832 | 131.7547 | 3.4904 | 382.063 | 143.5633 | 0 | 0 | 525.6262 | 188.7705 | 4.1731 | 2.7845 | 5.2632 | 12.1624 | 0 | 25.7464 | 43.172 | 382.063 | 0 | 143.5633 | 0 | 0 | 0 | 0 | 0 | 0 | 0 | 467.6813 |  | 0 | 0 | 525.6262 | 467.6813 | 1.1239 | 29.9195 | 7.5726 | 0 | 7.5726 | 0.37863 | 0 | 0.37863 |  | 0 |  | 0 | 0 | 0 | 0 | 0 | 0 | 0 | 9999 | 9999
Exterior Lighting: Parking Lot - MH 400W - Retro | Exterior Lighting: Parking Lot - MH 400W to LED 180W - Retro | 11.6279 | 1298.0735 | 0 | 366.9232 | 0 | 0 | S-All-Lgt-Streetlight-All-All-U |  |  | 1391.6617 | 0.32483 | 0.32249 | 0 | 0 | 0 | 73.1694 | 169.0833 | 0 | 357.9316 | (na) | (na) | (na) | (na) | 0 | 0 | 0 | 0 | 0 | 0 | 0 | 0 | 73.1694 | 169.0833 | 0 | 357.9316 | 600.1843 | 667.0376 | 114.7797 | 0 | 0 | 781.8173 | 73.1694 | 10.685 | 667.0376 | 135.865 | 0 | 0 | 802.9026 | 169.0833 | 4.7486 | 667.0376 | 250.6447 | 0 | 0 | 917.6823 | 242.2527 | -0.44372 | 3.7881 | 3.8687 | 8.94 | 0 | 18.925 | 31.7337 | 667.0376 | 0 | 250.6447 | 0 | 0 | 0 | 0 | 0 | 0 | 0 | 600.1843 |  | 0 | 0 | 917.6823 | 600.1843 | 1.529 | 18.4813 | 13.2208 | 0 | 13.2208 | 0.66104 | 0 | 0.66104 |  | 0 |  | 0 | 0 | 0 | 0 | 0 | 0 | 0 | 9999 | 9999
Exterior Lighting: Parking Lot - MH 1000W - Retro | Exterior Lighting: Parking Lot - MH 1000W to LED 421W - Retro | 11.6279 | 3159.8418 | 0 | 1014.9695 | 0 | 0 | S-All-Lgt-Streetlight-All-All-U |  |  | 3387.6594 | 0.79073 | 0.78502 | 0 | 0 | 0 | 202.3985 | 467.7121 | 0 | 990.0973 | (na) | (na) | (na) | (na) | 0 | 0 | 0 | 0 | 0 | 0 | 0 | 0 | 202.3985 | 467.7121 | 0 | 990.0973 | 1660.2079 | 1623.7395 | 279.4031 | 0 | 0 | 1903.1426 | 202.3985 | 9.4029 | 1623.7395 | 330.7301 | 0 | 0 | 1954.4696 | 467.7121 | 4.1788 | 1623.7395 | 610.1332 | 0 | 0 | 2233.8727 | 670.1105 | 1.3027 | 3.3336 | 4.3962 | 10.159 | 0 | 21.5054 | 36.0606 | 1623.7395 | 0 | 610.1332 | 0 | 0 | 0 | 0 | 0 | 0 | 0 | 1660.2079 |  | 0 | 0 | 2233.8727 | 1660.2079 | 1.3455 | 22.8082 | 32.1828 | 0 | 32.1828 | 1.6091 | 0 | 1.6091 |  | 0 |  | 0 | 0 | 0 | 0 | 0 | 0 | 0 | 9999 | 9999
Exterior Lighting: Façade - HID 150W - New | Exterior Lighting: Façade - HID 150W to LED 27W - New | 16.2791 | 649.3658 | 0 | 7.302 | 0 | 0 | S-All-Lgt-Streetlight-All-All-U |  |  | 696.1837 | 0.1625 | 0.16133 | 0 | 0 | 0 | 1.4561 | 3.3648 | 0 | 4.2851 | (na) | (na) | (na) | (na) | 0 | 0 | 0 | 0 | 0 | 0 | 0 | 0 | 1.4561 | 3.3648 | 0 | 4.2851 | 9.1061 | 333.6879 | 57.419 | 0 | 0 | 391.1068 | 1.4561 | 268.5974 | 333.6879 | 67.967 | 0 | 0 | 401.6548 | 3.3648 | 119.368 | 333.6879 | 125.3859 | 0 | 0 | 459.0738 | 4.821 | -12.7429 | 95.2247 | 0.1539 | 0.35564 | 0 | 0.45291 | 0.96245 | 333.6879 | 0 | 125.3859 | 0 | 0 | 0 | 0 | 0 | 0 | 0 | 9.1061 |  | 0 | 0 | 459.0738 | 9.1061 | 50.4139 | -12.29 | 6.6138 | 0 | 6.6138 | 0.33069 | 0 | 0.33069 |  | 0 |  | 0 | 0 | 0 | 0 | 0 | 0 | 0 | 9999 | 9999
Exterior Lighting: Façade - HID 400W - New | Exterior Lighting: Façade - HID 400W to LED 82W - New | 16.2791 | 1606.9202 | 0 | 51.8631 | 0 | 0 | S-All-Lgt-Streetlight-All-All-U |  |  | 1722.7756 | 0.40212 | 0.39922 | 0 | 0 | 0 | 10.3422 | 23.8992 | 0 | 30.4357 | (na) | (na) | (na) | (na) | 0 | 0 | 0 | 0 | 0 | 0 | 0 | 0 | 10.3422 | 23.8992 | 0 | 30.4357 | 64.6771 | 825.7438 | 142.0889 | 0 | 0 | 967.8328 | 10.3422 | 93.5811 | 825.7438 | 168.191 | 0 | 0 | 993.9348 | 23.8992 | 41.5886 | 825.7438 | 310.2799 | 0 | 0 | 1136.0237 | 34.2414 | -11.7899 | 33.1769 | 0.44173 | 1.0208 | 0 | 1.2999 | 2.7624 | 825.7438 | 0 | 310.2799 | 0 | 0 | 0 | 0 | 0 | 0 | 0 | 64.6771 |  | 0 | 0 | 1136.0237 | 64.6771 | 17.5645 | -10.49 | 16.3664 | 0 | 16.3664 | 0.81832 | 0 | 0.81832 |  | 0 |  | 0 | 0 | 0 | 0 | 0 | 0 | 0 | 9999 | 9999
Exterior Lighting: Façade - HID 150W - NR | Exterior Lighting: Façade - HID 150W to LED 27W - NR | 16.2791 | 649.3658 | 0 | 186.9582 | 0 | 0 | S-All-Lgt-Streetlight-All-All-U |  |  | 696.1837 | 0.1625 | 0.16133 | 0 | 0 | 0 | 37.282 | 86.1529 | 0 | 109.7159 | (na) | (na) | (na) | (na) | 0 | 0 | 0 | 0 | 0 | 0 | 0 | 0 | 37.282 | 86.1529 | 0 | 109.7159 | 233.1508 | 333.6879 | 57.419 | 0 | 0 | 391.1068 | 37.282 | 10.4905 | 333.6879 | 67.967 | 0 | 0 | 401.6548 | 86.1529 | 4.6621 | 333.6879 | 125.3859 | 0 | 0 | 459.0738 | 123.4349 | -0.20621 | 3.7192 | 3.9404 | 9.1058 | 0 | 11.5962 | 24.6424 | 333.6879 | 0 | 125.3859 | 0 | 0 | 0 | 0 | 0 | 0 | 0 | 233.1508 |  | 0 | 0 | 459.0738 | 233.1508 | 1.969 | 11.39 | 6.6138 | 0 | 6.6138 | 0.33069 | 0 | 0.33069 |  | 0 |  | 0 | 0 | 0 | 0 | 0 | 0 | 0 | 9999 | 9999
Exterior Lighting: Façade - HID 400W - NR | Exterior Lighting: Façade - HID 400W to LED 82W - NR | 16.2791 | 1606.9202 | 0 | 332.2822 | 0 | 0 | S-All-Lgt-Streetlight-All-All-U |  |  | 1722.7756 | 0.40212 | 0.39922 | 0 | 0 | 0 | 66.2615 | 153.1203 | 0 | 194.9989 | (na) | (na) | (na) | (na) | 0 | 0 | 0 | 0 | 0 | 0 | 0 | 0 | 66.2615 | 153.1203 | 0 | 194.9989 | 414.3806 | 825.7438 | 142.0889 | 0 | 0 | 967.8328 | 66.2615 | 14.6063 | 825.7438 | 168.191 | 0 | 0 | 993.9348 | 153.1203 | 6.4912 | 825.7438 | 310.2799 | 0 | 0 | 1136.0237 | 219.3818 | -3.8824 | 5.1783 | 2.8301 | 6.5399 | 0 | 8.3286 | 17.6987 | 825.7438 | 0 | 310.2799 | 0 | 0 | 0 | 0 | 0 | 0 | 0 | 414.3806 |  | 0 | 0 | 1136.0237 | 414.3806 | 2.7415 | 4.4463 | 16.3664 | 0 | 16.3664 | 0.81832 | 0 | 0.81832 |  | 0 |  | 0 | 0 | 0 | 0 | 0 | 0 | 0 | 9999 | 9999
Exterior Lighting: Façade - HID 150W - Retro | Exterior Lighting: Façade - HID 150W to LED 27W - Retro | 16.2791 | 649.3658 | 0 | 228.7907 | 0 | 0 | S-All-Lgt-Streetlight-All-All-U |  |  | 696.1837 | 0.1625 | 0.16133 | 0 | 0 | 0 | 45.6239 | 105.4299 | 0 | 134.2652 | (na) | (na) | (na) | (na) | 0 | 0 | 0 | 0 | 0 | 0 | 0 | 0 | 45.6239 | 105.4299 | 0 | 134.2652 | 285.319 | 333.6879 | 57.419 | 0 | 0 | 391.1068 | 45.6239 | 8.5724 | 333.6879 | 67.967 | 0 | 0 | 401.6548 | 105.4299 | 3.8097 | 333.6879 | 125.3859 | 0 | 0 | 459.0738 | 151.0539 | 2.7129 | 3.0391 | 4.8221 | 11.1432 | 0 | 14.1909 | 30.1562 | 333.6879 | 0 | 125.3859 | 0 | 0 | 0 | 0 | 0 | 0 | 0 | 285.319 |  | 0 | 0 | 459.0738 | 285.319 | 1.609 | 16.9038 | 6.6138 | 0 | 6.6138 | 0.33069 | 0 | 0.33069 |  | 0 |  | 0 | 0 | 0 | 0 | 0 | 0 | 0 | 9999 | 9999
Exterior Lighting: Façade - HID 400W - Retro | Exterior Lighting: Façade - HID 400W to LED 82W - Retro | 16.2791 | 1606.9202 | 0 | 371.5466 | 0 | 0 | S-All-Lgt-Streetlight-All-All-U |  |  | 1722.7756 | 0.40212 | 0.39922 | 0 | 0 | 0 | 74.0914 | 171.2138 | 0 | 218.041 | (na) | (na) | (na) | (na) | 0 | 0 | 0 | 0 | 0 | 0 | 0 | 0 | 74.0914 | 171.2138 | 0 | 218.041 | 463.3462 | 825.7438 | 142.0889 | 0 | 0 | 967.8328 | 74.0914 | 13.0627 | 825.7438 | 168.191 | 0 | 0 | 993.9348 | 171.2138 | 5.8052 | 825.7438 | 310.2799 | 0 | 0 | 1136.0237 | 245.3052 | -2.7751 | 4.6311 | 3.1645 | 7.3127 | 0 | 9.3128 | 19.7901 | 825.7438 | 0 | 310.2799 | 0 | 0 | 0 | 0 | 0 | 0 | 0 | 463.3462 |  | 0 | 0 | 1136.0237 | 463.3462 | 2.4518 | 6.5376 | 16.3664 | 0 | 16.3664 | 0.81832 | 0 | 0.81832 |  | 0 |  | 0 | 0 | 0 | 0 | 0 | 0 | 0 | 9999 | 9999
Exterior Lighting: Walkway - HID 150W - New | Exterior Lighting: Walkway - HID 150W to LED 28W - New | 16.2791 | 647.874 | 0 | 6.6708 | 0 | 0 | S-All-Lgt-Streetlight-All-All-U |  |  | 694.5843 | 0.16213 | 0.16096 | 0 | 0 | 0 | 1.3302 | 3.074 | 0 | 3.9147 | (na) | (na) | (na) | (na) | 0 | 0 | 0 | 0 | 0 | 0 | 0 | 0 | 1.3302 | 3.074 | 0 | 3.9147 | 8.3189 | 332.9213 | 57.2871 | 0 | 0 | 390.2083 | 1.3302 | 293.337 | 332.9213 | 67.8108 | 0 | 0 | 400.7321 | 3.074 | 130.3626 | 332.9213 | 125.0979 | 0 | 0 | 458.0191 | 4.4042 | -12.7858 | 103.9955 | 0.14092 | 0.32565 | 0 | 0.41471 | 0.88128 | 332.9213 | 0 | 125.0979 | 0 | 0 | 0 | 0 | 0 | 0 | 0 | 8.3189 |  | 0 | 0 | 458.0191 | 8.3189 | 55.0574 | -12.3711 | 6.5986 | 0 | 6.5986 | 0.32993 | 0 | 0.32993 |  | 0 |  | 0 | 0 | 0 | 0 | 0 | 0 | 0 | 9999 | 9999
Exterior Lighting: Walkway - CFL 26W - New | Exterior Lighting: Walkway - CFL 26W to LED 12W - New | 6.6763 | 68.2267 | 0 | 4.0009 | 0 | 0 | S-All-Lgt-Streetlight-All-All-U |  |  | 73.1457 | 0.017073 | 0.01695 | 0 | 0 | 0 | 0.79783 | 1.8437 | 0 | 7.9972 | (na) | (na) | (na) | (na) | 0 | 0 | 0 | 0 | 0 | 0 | 0 | 0 | 0.79783 | 1.8437 | 0 | 7.9972 | 10.6387 | 35.0595 | 6.0328 | 0 | 0 | 41.0923 | 0.79783 | 51.505 | 35.0595 | 7.1411 | 0 | 0 | 42.2005 | 1.8437 | 22.8895 | 35.0595 | 13.1739 | 0 | 0 | 48.2333 | 2.6415 | -10.5952 | 18.2598 | 0.80259 | 1.8547 | 0 | 8.0449 | 10.7021 | 35.0595 | 0 | 13.1739 | 0 | 0 | 0 | 0 | 0 | 0 | 0 | 10.6387 |  | 0 | 0 | 48.2333 | 10.6387 | 4.5338 | -2.5503 | 0.69489 | 0 | 0.69489 | 0.034744 | 0 | 0.034744 |  | 0 |  | 0 | 0 | 0 | 0 | 0 | 0 | 0 | 9999 | 9999
Exterior Lighting: Walkway - INC 75W - New | Exterior Lighting: Walkway - INC 75W to LED 12W - New | 6.6763 | 278.9267 | 0 | 4.779 | 0 | 0 | S-All-Lgt-Streetlight-All-All-U |  |  | 299.0367 | 0.0698 | 0.069296 | 0 | 0 | 0 | 0.953 | 2.2022 | 0 | 9.5525 | (na) | (na) | (na) | (na) | 0 | 0 | 0 | 0 | 0 | 0 | 0 | 0 | 0.953 | 2.2022 | 0 | 9.5525 | 12.7078 | 143.3313 | 24.6636 | 0 | 0 | 167.9949 | 0.953 | 176.2807 | 143.3313 | 29.1943 | 0 | 0 | 172.5256 | 2.2022 | 78.3413 | 143.3313 | 53.8579 | 0 | 0 | 197.1892 | 3.1552 | -12.476 | 62.4961 | 0.2345 | 0.54189 | 0 | 2.3505 | 3.1269 | 143.3313 | 0 | 53.8579 | 0 | 0 | 0 | 0 | 0 | 0 | 0 | 12.7078 |  | 0 | 0 | 197.1892 | 12.7078 | 15.5172 | -10.1255 | 2.8409 | 0 | 2.8409 | 0.14204 | 0 | 0.14204 |  | 0 |  | 0 | 0 | 0 | 0 | 0 | 0 | 0 | 9999 | 9999
Exterior Lighting: Walkway - HID 150W - NR | Exterior Lighting: Walkway - HID 150W to LED 29W - NR | 13.9535 | 640.1662 | 0 | 154.2603 | 0 | 0 | S-All-Lgt-Streetlight-All-All-U |  |  | 686.3207 | 0.1602 | 0.15904 | 0 | 0 | 0 | 30.7616 | 71.0853 | 0 | 115.3871 | (na) | (na) | (na) | (na) | 0 | 0 | 0 | 0 | 0 | 0 | 0 | 0 | 30.7616 | 71.0853 | 0 | 115.3871 | 217.234 | 328.9605 | 56.6055 | 0 | 0 | 385.566 | 30.7616 | 12.534 | 328.9605 | 67.0041 | 0 | 0 | 395.9645 | 71.0853 | 5.5703 | 328.9605 | 123.6096 | 0 | 0 | 452.57 | 101.8469 | -2.3332 | 4.4436 | 3.298 | 7.6212 | 0 | 12.3709 | 23.2901 | 328.9605 | 0 | 123.6096 | 0 | 0 | 0 | 0 | 0 | 0 | 0 | 217.234 |  | 0 | 0 | 452.57 | 217.234 | 2.0833 | 10.0377 | 6.5201 | 0 | 6.5201 | 0.326 | 0 | 0.326 |  | 0 |  | 0 | 0 | 0 | 0 | 0 | 0 | 0 | 9999 | 9999
Exterior Lighting: Walkway - CFL 26W - NR | Exterior Lighting: Walkway - CFL 26W to LED 12W - NR | 6.6763 | 68.2267 | 0 | 4.0009 | 0 | 0 | S-All-Lgt-Streetlight-All-All-U |  |  | 73.1457 | 0.017073 | 0.01695 | 0 | 0 | 0 | 0.79783 | 1.8437 | 0 | 7.9972 | (na) | (na) | (na) | (na) | 0 | 0 | 0 | 0 | 0 | 0 | 0 | 0 | 0.79783 | 1.8437 | 0 | 7.9972 | 10.6387 | 35.0595 | 6.0328 | 0 | 0 | 41.0923 | 0.79783 | 51.505 | 35.0595 | 7.1411 | 0 | 0 | 42.2005 | 1.8437 | 22.8895 | 35.0595 | 13.1739 | 0 | 0 | 48.2333 | 2.6415 | -10.5952 | 18.2598 | 0.80259 | 1.8547 | 0 | 8.0449 | 10.7021 | 35.0595 | 0 | 13.1739 | 0 | 0 | 0 | 0 | 0 | 0 | 0 | 10.6387 |  | 0 | 0 | 48.2333 | 10.6387 | 4.5338 | -2.5503 | 0.69489 | 0 | 0.69489 | 0.034744 | 0 | 0.034744 |  | 0 |  | 0 | 0 | 0 | 0 | 0 | 0 | 0 | 9999 | 9999
Exterior Lighting: Walkway - INC 75W - NR | Exterior Lighting: Walkway - INC 75W to LED 12W - NR | 6.6763 | 278.9267 | 0 | 4.779 | 0 | 0 | S-All-Lgt-Streetlight-All-All-U |  |  | 299.0367 | 0.0698 | 0.069296 | 0 | 0 | 0 | 0.953 | 2.2022 | 0 | 9.5525 | (na) | (na) | (na) | (na) | 0 | 0 | 0 | 0 | 0 | 0 | 0 | 0 | 0.953 | 2.2022 | 0 | 9.5525 | 12.7078 | 143.3313 | 24.6636 | 0 | 0 | 167.9949 | 0.953 | 176.2807 | 143.3313 | 29.1943 | 0 | 0 | 172.5256 | 2.2022 | 78.3413 | 143.3313 | 53.8579 | 0 | 0 | 197.1892 | 3.1552 | -12.476 | 62.4961 | 0.2345 | 0.54189 | 0 | 2.3505 | 3.1269 | 143.3313 | 0 | 53.8579 | 0 | 0 | 0 | 0 | 0 | 0 | 0 | 12.7078 |  | 0 | 0 | 197.1892 | 12.7078 | 15.5172 | -10.1255 | 2.8409 | 0 | 2.8409 | 0.14204 | 0 | 0.14204 |  | 0 |  | 0 | 0 | 0 | 0 | 0 | 0 | 0 | 9999 | 9999
Exterior Lighting: Walkway - HID 150W - Retro | Exterior Lighting: Walkway - HID 150W to LED 29W - Retro | 13.9535 | 640.1662 | 0 | 210.2595 | 0 | 0 | S-All-Lgt-Streetlight-All-All-U |  |  | 686.3207 | 0.1602 | 0.15904 | 0 | 0 | 0 | 41.9286 | 96.8905 | 0 | 157.2746 | (na) | (na) | (na) | (na) | 0 | 0 | 0 | 0 | 0 | 0 | 0 | 0 | 41.9286 | 96.8905 | 0 | 157.2746 | 296.0937 | 328.9605 | 56.6055 | 0 | 0 | 385.566 | 41.9286 | 9.1958 | 328.9605 | 67.0041 | 0 | 0 | 395.9645 | 96.8905 | 4.0867 | 328.9605 | 123.6096 | 0 | 0 | 452.57 | 138.8191 | 1.6306 | 3.2601 | 4.4952 | 10.3878 | 0 | 16.8617 | 31.7448 | 328.9605 | 0 | 123.6096 | 0 | 0 | 0 | 0 | 0 | 0 | 0 | 296.0937 |  | 0 | 0 | 452.57 | 296.0937 | 1.5285 | 18.4923 | 6.5201 | 0 | 6.5201 | 0.326 | 0 | 0.326 |  | 0 |  | 0 | 0 | 0 | 0 | 0 | 0 | 0 | 9999 | 9999
Exterior Lighting: Walkway - CFL 26W - Retro | Exterior Lighting: Walkway - CFL 26W to LED 12W - Retro | 6.6763 | 68.2267 | 0 | 30.4511 | 0 | 0 | S-All-Lgt-Streetlight-All-All-U |  |  | 73.1457 | 0.017073 | 0.01695 | 0 | 0 | 0 | 6.0723 | 14.0323 | 0 | 60.8673 | (na) | (na) | (na) | (na) | 0 | 0 | 0 | 0 | 0 | 0 | 0 | 0 | 6.0723 | 14.0323 | 0 | 60.8673 | 80.9719 | 35.0595 | 6.0328 | 0 | 0 | 41.0923 | 6.0723 | 6.7671 | 35.0595 | 7.1411 | 0 | 0 | 42.2005 | 14.0323 | 3.0074 | 35.0595 | 13.1739 | 0 | 0 | 48.2333 | 20.1046 | 6.9721 | 2.3991 | 6.1086 | 14.1159 | 0 | 61.2302 | 81.4547 | 35.0595 | 0 | 13.1739 | 0 | 0 | 0 | 0 | 0 | 0 | 0 | 80.9719 |  | 0 | 0 | 48.2333 | 80.9719 | 0.59568 | 68.2023 | 0.69489 | 0 | 0.69489 | 0.034744 | 0 | 0.034744 |  | 0 |  | 0 | 0 | 0 | 0 | 0 | 0 | 0 | 9999 | 9999
Exterior Lighting: Walkway - INC 75W - Retro | Exterior Lighting: Walkway - INC 75W to LED 12W - Retro | 6.6763 | 278.9267 | 0 | 30.4511 | 0 | 0 | S-All-Lgt-Streetlight-All-All-U |  |  | 299.0367 | 0.0698 | 0.069296 | 0 | 0 | 0 | 6.0723 | 14.0323 | 0 | 60.8673 | (na) | (na) | (na) | (na) | 0 | 0 | 0 | 0 | 0 | 0 | 0 | 0 | 6.0723 | 14.0323 | 0 | 60.8673 | 80.9719 | 143.3313 | 24.6636 | 0 | 0 | 167.9949 | 6.0723 | 27.6656 | 143.3313 | 29.1943 | 0 | 0 | 172.5256 | 14.0323 | 12.2949 | 143.3313 | 53.8579 | 0 | 0 | 197.1892 | 20.1046 | -8.3054 | 9.8082 | 1.4942 | 3.4528 | 0 | 14.9772 | 19.9242 | 143.3313 | 0 | 53.8579 | 0 | 0 | 0 | 0 | 0 | 0 | 0 | 80.9719 |  | 0 | 0 | 197.1892 | 80.9719 | 2.4353 | 6.6718 | 2.8409 | 0 | 2.8409 | 0.14204 | 0 | 0.14204 |  | 0 |  | 0 | 0 | 0 | 0 | 0 | 0 | 0 | 9999 | 9999
Category Results; Sorted by TRC Levelized Cost
Total Results |  | Measure Input Data | [8 empty] | Savings | [5 empty] | PV Capital |  |  |  | PV Admin |  |  |  | PV O&M |  |  |  | PV Periodic Repl. |  |  |  | Total PV Capital, O&M and Periodic Repl Costs |  |  |  |  | PV Wholesale Electric Utility Costs & Benefits | [6 empty] | PV Retail Electric Utility Costs & Benefits | [6 empty] | PV Electric Utility System Costs & Benefits | [5 empty] | Electric Utility System Economics |  | Sponsor Levelized Cost (mills/kwh) |  |  |  |  | PV Regional Costs & Benefits | [15 empty] | TRC Economics |  | Physical CO2 | [6 empty] | Gas Inputs |  |  |  | PV Gas Utility System Costs & Benefits |  |  |  |  | Gas Utility System Economics
Category | Measure | Measure Life | Site Savings (kWh) | Site Savings (therms) | Capital Cost ($/unit) | Annual O&M Cost ($/unit) | PV Per. Repl. Cost ($/unit) | Load Shape (electric) | Diversified Load Factor (electric) | Wholesale Power Coincidence Factor (electric) | Wholesale Electric Energy (kWh) | Wholesale Electric Demand (kw) | Retail Electric Demand (kW) | Wholesale Gas Energy (therms/yr) | Wholesale Gas Demand (therms/day) | Retail Gas Demand (therms/day) | Wholesale Electric | Retail Electric | Natural Gas | Customer | Wholesale Electric | Retail Electric | Natural Gas | Customer | Wholesale Electric | Retail Electric | Natural Gas | Customer | Wholesale Electric | Retail Electric | Natural Gas | Customer | Wholesale Electric | Retail Electric | Natural Gas | Customer | Total | Wholesale Utility System Energy | Wholesale Utility System T&D Def. Cap. | Wholesale Utility System Act C-E Credit | Wholesale Utility System Risk Mitigation Benefit | Wholesale Utility System Total System Benefit | Wholesale Utility System Total Non-Consumer Cost | Wholesale Utility System B/C Ratio | Retail Utility System Energy | Retail Utility System T&D Def. Cap. | Retail Utility System Act C-E Credit | Retail Utility System Risk Mitigation Benefit | Retail Utility System Total System Benefit | Retail Utility System Total Non-Consumer Cost | Retail Utility System System B/C Ratio | Utility System Energy | Utility System T&D Def. Cap. | Utility System Act C-E Credit | Utility System Total Risk Mitigation Benefit | Utility System Total System Benefit | Utility System Total Non-Consumer Cost | Utility System Net Levelized Cost (Net of Elec T&D Capacity Benefits, Act Credit & Risk-Mitigation Benefit) in mills/kwh | Utility System System B/C Ratio | Wholesale Electric Levelized Cost | Retail Electric Levelized Cost | Natural Gas Levelized Cost | Customer Levelized Cost | Total Levelized Cost | PV Regional Electric Energy | PV Regional Gas Energy | PV Regional Electric T&D Def. Cap. | PV Regional Gas T&D Def. Cap. | PV Regional Electric System CO2 | PV Regional Gas System CO2 | PV Regional Electric System Risk-Mitigation Benefit | PV Regional Gas System Risk-Mitigation Benefit | PV Regional Non-E Value | PV Regional Act Credit | PV Regional Capital Cost | PV Regional Admin Cost | PV Regional Annual O&M Cost | PV Regional Periodic Replacement Cost | PV Total Regional Benefit | PV Total Regional Cost | TRC B/C Ratio | TRC Net Levelized Cost (Net of All Benefits) in mills/kWh | Electric System CO2 Avoided (Lifetime Tons) | Gas System CO2 Avoided (Lifetime Tons) | Total System CO2 Avoided (Lifetime Tons) | Electric System CO2 Avoided (Annual Tons in 2018) | Gas System CO2 Avoided (Annual Tons in 2018) | Total System CO2 Avoided (Annual Tons in 2018) |  | Gas Site Savings (therms) | Load Shape (gas) | Diversitfied Load Factor (gas) | Wholesale Coincidence Factor (gas) | Total Gas Utility System Energy | Gas Utility System T&D Def. Cap. | Gas Utility System Risk Mitigation Benefit | Gas Utility System Total System Benefit | Gas Utility System Total Non-Consumer Cost | Gas Utility System Net Levelized Cost (Net of Gas T&D Capacity Benefits & Risk-Mitigation Benefits) in cents/therm | Gas Utility System System B/C Ratio
Exterior Lighting: Walkway - HID 150W - New |  | 16.2791 | 647.874 | 0 | 6.6708 | 0 | 0 |  |  |  | 694.5843 | 0.16213 | 0.16096 | 0 | 0 | 0 | 1.3302 | 3.074 | 0 | 3.9147 | 0.40025 | 0.93391 | 0 | 0 | 0 | 0 | 0 | 0 | 0 | 0 | 0 | 0 | 1.7305 | 4.0079 | 0 | 3.9147 | 9.6531 | 332.9213 | 57.2871 | 0 | 0 | 390.2083 | 1.7305 | 225.4908 | 332.9213 | 67.8108 | 0 | 0 | 400.7321 | 4.0079 | 99.9859 | 332.9213 | 125.0979 | 0 | 0 | 458.0191 | 5.7384 | -12.6445 | 79.8169 | 0.18332 | 0.42458 | 0 | 0.41471 | 1.0226 | 332.9213 | 0 | 125.0979 | 0 | 0 | 0 | 0 | 0 | 0 | 0 | 8.3189 | 1.3342 | 0 | 0 | 458.0191 | 9.6531 | 47.4479 | -12.2298 | 6.5986 | 0 | 6.5986 | 0.32993 | 0 | 0.32993 |  | 0 |  | 0 | 0 | 0 | 0 | 0 | 0 | 0 | 9999 | 9999
Exterior Lighting: Façade - HID 150W - New |  | 16.2791 | 649.3658 | 0 | 7.302 | 0 | 0 |  |  |  | 696.1837 | 0.1625 | 0.16133 | 0 | 0 | 0 | 1.4561 | 3.3648 | 0 | 4.2851 | 0.43812 | 1.0223 | 0 | 0 | 0 | 0 | 0 | 0 | 0 | 0 | 0 | 0 | 1.8942 | 4.3871 | 0 | 4.2851 | 10.5665 | 333.6879 | 57.419 | 0 | 0 | 391.1068 | 1.8942 | 206.4732 | 333.6879 | 67.967 | 0 | 0 | 401.6548 | 4.3871 | 91.5532 | 333.6879 | 125.3859 | 0 | 0 | 459.0738 | 6.2813 | -12.5885 | 73.0853 | 0.20021 | 0.46369 | 0 | 0.45291 | 1.1168 | 333.6879 | 0 | 125.3859 | 0 | 0 | 0 | 0 | 0 | 0 | 0 | 9.1061 | 1.4604 | 0 | 0 | 459.0738 | 10.5665 | 43.4462 | -12.1356 | 6.6138 | 0 | 6.6138 | 0.33069 | 0 | 0.33069 |  | 0 |  | 0 | 0 | 0 | 0 | 0 | 0 | 0 | 9999 | 9999
Exterior Lighting: Façade - HID 400W - New |  | 16.2791 | 1606.9202 | 0 | 51.8631 | 0 | 0 |  |  |  | 1722.7756 | 0.40212 | 0.39922 | 0 | 0 | 0 | 10.3422 | 23.8992 | 0 | 30.4357 | 3.1118 | 7.2608 | 0 | 0 | 0 | 0 | 0 | 0 | 0 | 0 | 0 | 0 | 13.454 | 31.16 | 0 | 30.4357 | 75.0497 | 825.7438 | 142.0889 | 0 | 0 | 967.8328 | 13.454 | 71.9366 | 825.7438 | 168.191 | 0 | 0 | 993.9348 | 31.16 | 31.8977 | 825.7438 | 310.2799 | 0 | 0 | 1136.0237 | 44.614 | -11.3469 | 25.4634 | 0.57463 | 1.3309 | 0 | 1.2999 | 3.2055 | 825.7438 | 0 | 310.2799 | 0 | 0 | 0 | 0 | 0 | 0 | 0 | 64.6771 | 10.3726 | 0 | 0 | 1136.0237 | 75.0497 | 15.137 | -10.047 | 16.3664 | 0 | 16.3664 | 0.81832 | 0 | 0.81832 |  | 0 |  | 0 | 0 | 0 | 0 | 0 | 0 | 0 | 9999 | 9999
Exterior Lighting: Walkway - INC 75W - New |  | 6.6763 | 278.9267 | 0 | 4.779 | 0 | 0 |  |  |  | 299.0367 | 0.0698 | 0.069296 | 0 | 0 | 0 | 0.953 | 2.2022 | 0 | 9.5525 | 0.28674 | 0.66906 | 0 | 0 | 0 | 0 | 0 | 0 | 0 | 0 | 0 | 0 | 1.2397 | 2.8713 | 0 | 9.5525 | 13.6636 | 143.3313 | 24.6636 | 0 | 0 | 167.9949 | 1.2397 | 135.5085 | 143.3313 | 29.1943 | 0 | 0 | 172.5256 | 2.8713 | 60.0865 | 143.3313 | 53.8579 | 0 | 0 | 197.1892 | 4.111 | -12.2408 | 47.9659 | 0.30505 | 0.70652 | 0 | 2.3505 | 3.3621 | 143.3313 | 0 | 53.8579 | 0 | 0 | 0 | 0 | 0 | 0 | 0 | 12.7078 | 0.9558 | 0 | 0 | 197.1892 | 13.6636 | 14.4318 | -9.8903 | 2.8409 | 0 | 2.8409 | 0.14204 | 0 | 0.14204 |  | 0 |  | 0 | 0 | 0 | 0 | 0 | 0 | 0 | 9999 | 9999
Exterior Lighting: Walkway - INC 75W - NR |  | 6.6763 | 278.9267 | 0 | 4.779 | 0 | 0 |  |  |  | 299.0367 | 0.0698 | 0.069296 | 0 | 0 | 0 | 0.953 | 2.2022 | 0 | 9.5525 | 0.28674 | 0.66906 | 0 | 0 | 0 | 0 | 0 | 0 | 0 | 0 | 0 | 0 | 1.2397 | 2.8713 | 0 | 9.5525 | 13.6636 | 143.3313 | 24.6636 | 0 | 0 | 167.9949 | 1.2397 | 135.5085 | 143.3313 | 29.1943 | 0 | 0 | 172.5256 | 2.8713 | 60.0865 | 143.3313 | 53.8579 | 0 | 0 | 197.1892 | 4.111 | -12.2408 | 47.9659 | 0.30505 | 0.70652 | 0 | 2.3505 | 3.3621 | 143.3313 | 0 | 53.8579 | 0 | 0 | 0 | 0 | 0 | 0 | 0 | 12.7078 | 0.9558 | 0 | 0 | 197.1892 | 13.6636 | 14.4318 | -9.8903 | 2.8409 | 0 | 2.8409 | 0.14204 | 0 | 0.14204 |  | 0 |  | 0 | 0 | 0 | 0 | 0 | 0 | 0 | 9999 | 9999
Exterior Lighting: Walkway - CFL 26W - New |  | 6.6763 | 68.2267 | 0 | 4.0009 | 0 | 0 |  |  |  | 73.1457 | 0.017073 | 0.01695 | 0 | 0 | 0 | 0.79783 | 1.8437 | 0 | 7.9972 | 0.24005 | 0.56012 | 0 | 0 | 0 | 0 | 0 | 0 | 0 | 0 | 0 | 0 | 1.0379 | 2.4038 | 0 | 7.9972 | 11.4389 | 35.0595 | 6.0328 | 0 | 0 | 41.0923 | 1.0379 | 39.5923 | 35.0595 | 7.1411 | 0 | 0 | 42.2005 | 2.4038 | 17.5558 | 35.0595 | 13.1739 | 0 | 0 | 48.2333 | 3.4417 | -9.7902 | 14.0145 | 1.0441 | 2.4181 | 0 | 8.0449 | 11.5071 | 35.0595 | 0 | 13.1739 | 0 | 0 | 0 | 0 | 0 | 0 | 0 | 10.6387 | 0.80018 | 0 | 0 | 48.2333 | 11.4389 | 4.2166 | -1.7453 | 0.69489 | 0 | 0.69489 | 0.034744 | 0 | 0.034744 |  | 0 |  | 0 | 0 | 0 | 0 | 0 | 0 | 0 | 9999 | 9999
Exterior Lighting: Walkway - CFL 26W - NR |  | 6.6763 | 68.2267 | 0 | 4.0009 | 0 | 0 |  |  |  | 73.1457 | 0.017073 | 0.01695 | 0 | 0 | 0 | 0.79783 | 1.8437 | 0 | 7.9972 | 0.24005 | 0.56012 | 0 | 0 | 0 | 0 | 0 | 0 | 0 | 0 | 0 | 0 | 1.0379 | 2.4038 | 0 | 7.9972 | 11.4389 | 35.0595 | 6.0328 | 0 | 0 | 41.0923 | 1.0379 | 39.5923 | 35.0595 | 7.1411 | 0 | 0 | 42.2005 | 2.4038 | 17.5558 | 35.0595 | 13.1739 | 0 | 0 | 48.2333 | 3.4417 | -9.7902 | 14.0145 | 1.0441 | 2.4181 | 0 | 8.0449 | 11.5071 | 35.0595 | 0 | 13.1739 | 0 | 0 | 0 | 0 | 0 | 0 | 0 | 10.6387 | 0.80018 | 0 | 0 | 48.2333 | 11.4389 | 4.2166 | -1.7453 | 0.69489 | 0 | 0.69489 | 0.034744 | 0 | 0.034744 |  | 0 |  | 0 | 0 | 0 | 0 | 0 | 0 | 0 | 9999 | 9999
Exterior Lighting: Parking Lot - MH 400W - New |  | 11.6279 | 1298.0735 | 0 | 134.0232 | 0 | 0 |  |  |  | 1391.6617 | 0.32483 | 0.32249 | 0 | 0 | 0 | 26.726 | 61.7597 | 0 | 130.7389 | 8.0414 | 18.7632 | 0 | 0 | 0 | 0 | 0 | 0 | 0 | 0 | 0 | 0 | 34.7674 | 80.523 | 0 | 130.7389 | 246.0293 | 667.0376 | 114.7797 | 0 | 0 | 781.8173 | 34.7674 | 22.4871 | 667.0376 | 135.865 | 0 | 0 | 802.9026 | 80.523 | 9.9711 | 667.0376 | 250.6447 | 0 | 0 | 917.6823 | 115.2904 | -7.1566 | 7.9597 | 1.8383 | 4.2575 | 0 | 6.9126 | 13.0084 | 667.0376 | 0 | 250.6447 | 0 | 0 | 0 | 0 | 0 | 0 | 0 | 219.2246 | 26.8046 | 0 | 0 | 917.6823 | 246.0293 | 3.73 | -0.24404 | 13.2208 | 0 | 13.2208 | 0.66104 | 0 | 0.66104 |  | 0 |  | 0 | 0 | 0 | 0 | 0 | 0 | 0 | 9999 | 9999
Exterior Lighting: Parking Lot - HPS 250W - New |  | 11.6279 | 743.5051 | 0 | 83.0174 | 0 | 0 |  |  |  | 797.1102 | 0.18606 | 0.18471 | 0 | 0 | 0 | 16.5548 | 38.2556 | 0 | 80.983 | 4.981 | 11.6224 | 0 | 0 | 0 | 0 | 0 | 0 | 0 | 0 | 0 | 0 | 21.5358 | 49.878 | 0 | 80.983 | 152.3968 | 382.063 | 65.7431 | 0 | 0 | 447.806 | 21.5358 | 20.7936 | 382.063 | 77.8202 | 0 | 0 | 459.8832 | 49.878 | 9.2202 | 382.063 | 143.5633 | 0 | 0 | 525.6262 | 71.4138 | -6.6602 | 7.3603 | 1.988 | 4.6043 | 0 | 7.4756 | 14.0678 | 382.063 | 0 | 143.5633 | 0 | 0 | 0 | 0 | 0 | 0 | 0 | 135.7933 | 16.6035 | 0 | 0 | 525.6262 | 152.3968 | 3.4491 | 0.81543 | 7.5726 | 0 | 7.5726 | 0.37863 | 0 | 0.37863 |  | 0 |  | 0 | 0 | 0 | 0 | 0 | 0 | 0 | 9999 | 9999
Exterior Lighting: Façade - HID 400W - NR |  | 16.2791 | 1606.9202 | 0 | 332.2822 | 0 | 0 |  |  |  | 1722.7756 | 0.40212 | 0.39922 | 0 | 0 | 0 | 66.2615 | 153.1203 | 0 | 194.9989 | 19.9369 | 46.5195 | 0 | 0 | 0 | 0 | 0 | 0 | 0 | 0 | 0 | 0 | 86.1984 | 199.6398 | 0 | 194.9989 | 480.8371 | 825.7438 | 142.0889 | 0 | 0 | 967.8328 | 86.1984 | 11.228 | 825.7438 | 168.191 | 0 | 0 | 993.9348 | 199.6398 | 4.9786 | 825.7438 | 310.2799 | 0 | 0 | 1136.0237 | 285.8382 | -1.0439 | 3.9744 | 3.6816 | 8.5268 | 0 | 8.3286 | 20.5371 | 825.7438 | 0 | 310.2799 | 0 | 0 | 0 | 0 | 0 | 0 | 0 | 414.3806 | 66.4564 | 0 | 0 | 1136.0237 | 480.8371 | 2.3626 | 7.2847 | 16.3664 | 0 | 16.3664 | 0.81832 | 0 | 0.81832 |  | 0 |  | 0 | 0 | 0 | 0 | 0 | 0 | 0 | 9999 | 9999
Exterior Lighting: Parking Lot - MH 1000W - New |  | 11.6279 | 3159.8418 | 0 | 532.0695 | 0 | 0 |  |  |  | 3387.6594 | 0.79073 | 0.78502 | 0 | 0 | 0 | 106.1018 | 245.185 | 0 | 519.0309 | 31.9242 | 74.4897 | 0 | 0 | 0 | 0 | 0 | 0 | 0 | 0 | 0 | 0 | 138.0259 | 319.6748 | 0 | 519.0309 | 976.7316 | 1623.7395 | 279.4031 | 0 | 0 | 1903.1426 | 138.0259 | 13.7883 | 1623.7395 | 330.7301 | 0 | 0 | 1954.4696 | 319.6748 | 6.1139 | 1623.7395 | 610.1332 | 0 | 0 | 2233.8727 | 457.7007 | -3.3109 | 4.8806 | 2.998 | 6.9435 | 0 | 11.2736 | 21.2151 | 1623.7395 | 0 | 610.1332 | 0 | 0 | 0 | 0 | 0 | 0 | 0 | 870.3177 | 106.4139 | 0 | 0 | 2233.8727 | 976.7316 | 2.2871 | 7.9627 | 32.1828 | 0 | 32.1828 | 1.6091 | 0 | 1.6091 |  | 0 |  | 0 | 0 | 0 | 0 | 0 | 0 | 0 | 9999 | 9999
Exterior Lighting: Walkway - INC 75W - Retro |  | 6.6763 | 278.9267 | 0 | 30.4511 | 0 | 0 |  |  |  | 299.0367 | 0.0698 | 0.069296 | 0 | 0 | 0 | 6.0723 | 14.0323 | 0 | 60.8673 | 1.8271 | 4.2631 | 0 | 0 | 0 | 0 | 0 | 0 | 0 | 0 | 0 | 0 | 7.8994 | 18.2954 | 0 | 60.8673 | 87.0622 | 143.3313 | 24.6636 | 0 | 0 | 167.9949 | 7.8994 | 21.2668 | 143.3313 | 29.1943 | 0 | 0 | 172.5256 | 18.2954 | 9.43 | 143.3313 | 53.8579 | 0 | 0 | 197.1892 | 26.1948 | -6.8068 | 7.5278 | 1.9438 | 4.5018 | 0 | 14.9772 | 21.4227 | 143.3313 | 0 | 53.8579 | 0 | 0 | 0 | 0 | 0 | 0 | 0 | 80.9719 | 6.0902 | 0 | 0 | 197.1892 | 87.0622 | 2.2649 | 8.1703 | 2.8409 | 0 | 2.8409 | 0.14204 | 0 | 0.14204 |  | 0 |  | 0 | 0 | 0 | 0 | 0 | 0 | 0 | 9999 | 9999
Exterior Lighting: Façade - HID 400W - Retro |  | 16.2791 | 1606.9202 | 0 | 371.5466 | 0 | 0 |  |  |  | 1722.7756 | 0.40212 | 0.39922 | 0 | 0 | 0 | 74.0914 | 171.2138 | 0 | 218.041 | 22.2928 | 52.0165 | 0 | 0 | 0 | 0 | 0 | 0 | 0 | 0 | 0 | 0 | 96.3841 | 223.2304 | 0 | 218.041 | 537.6556 | 825.7438 | 142.0889 | 0 | 0 | 967.8328 | 96.3841 | 10.0414 | 825.7438 | 168.191 | 0 | 0 | 993.9348 | 223.2304 | 4.4525 | 825.7438 | 310.2799 | 0 | 0 | 1136.0237 | 319.6145 | 0.39869 | 3.5544 | 4.1167 | 9.5344 | 0 | 9.3128 | 22.9639 | 825.7438 | 0 | 310.2799 | 0 | 0 | 0 | 0 | 0 | 0 | 0 | 463.3462 | 74.3093 | 0 | 0 | 1136.0237 | 537.6556 | 2.1129 | 9.7115 | 16.3664 | 0 | 16.3664 | 0.81832 | 0 | 0.81832 |  | 0 |  | 0 | 0 | 0 | 0 | 0 | 0 | 0 | 9999 | 9999
Exterior Lighting: Walkway - HID 150W - NR |  | 13.9535 | 640.1662 | 0 | 154.2603 | 0 | 0 |  |  |  | 686.3207 | 0.1602 | 0.15904 | 0 | 0 | 0 | 30.7616 | 71.0853 | 0 | 115.3871 | 9.2556 | 21.5964 | 0 | 0 | 0 | 0 | 0 | 0 | 0 | 0 | 0 | 0 | 40.0172 | 92.6818 | 0 | 115.3871 | 248.086 | 328.9605 | 56.6055 | 0 | 0 | 385.566 | 40.0172 | 9.635 | 328.9605 | 67.0041 | 0 | 0 | 395.9645 | 92.6818 | 4.2723 | 328.9605 | 123.6096 | 0 | 0 | 452.57 | 132.6989 | 0.97449 | 3.4105 | 4.2903 | 9.9366 | 0 | 12.3709 | 26.5978 | 328.9605 | 0 | 123.6096 | 0 | 0 | 0 | 0 | 0 | 0 | 0 | 217.234 | 30.8521 | 0 | 0 | 452.57 | 248.086 | 1.8242 | 13.3454 | 6.5201 | 0 | 6.5201 | 0.326 | 0 | 0.326 |  | 0 |  | 0 | 0 | 0 | 0 | 0 | 0 | 0 | 9999 | 9999
Exterior Lighting: Façade - HID 150W - NR |  | 16.2791 | 649.3658 | 0 | 186.9582 | 0 | 0 |  |  |  | 696.1837 | 0.1625 | 0.16133 | 0 | 0 | 0 | 37.282 | 86.1529 | 0 | 109.7159 | 11.2175 | 26.1741 | 0 | 0 | 0 | 0 | 0 | 0 | 0 | 0 | 0 | 0 | 48.4995 | 112.3271 | 0 | 109.7159 | 270.5424 | 333.6879 | 57.419 | 0 | 0 | 391.1068 | 48.4995 | 8.0641 | 333.6879 | 67.967 | 0 | 0 | 401.6548 | 112.3271 | 3.5758 | 333.6879 | 125.3859 | 0 | 0 | 459.0738 | 160.8265 | 3.7458 | 2.8545 | 5.1261 | 11.8722 | 0 | 11.5962 | 28.5944 | 333.6879 | 0 | 125.3859 | 0 | 0 | 0 | 0 | 0 | 0 | 0 | 233.1508 | 37.3916 | 0 | 0 | 459.0738 | 270.5424 | 1.6969 | 15.342 | 6.6138 | 0 | 6.6138 | 0.33069 | 0 | 0.33069 |  | 0 |  | 0 | 0 | 0 | 0 | 0 | 0 | 0 | 9999 | 9999
Exterior Lighting: Parking Lot - MH 400W - NR |  | 11.6279 | 1298.0735 | 0 | 338.0898 | 0 | 0 |  |  |  | 1391.6617 | 0.32483 | 0.32249 | 0 | 0 | 0 | 67.4196 | 155.7965 | 0 | 329.8048 | 20.2854 | 47.3326 | 0 | 0 | 0 | 0 | 0 | 0 | 0 | 0 | 0 | 0 | 87.705 | 203.1291 | 0 | 329.8048 | 620.6389 | 667.0376 | 114.7797 | 0 | 0 | 781.8173 | 87.705 | 8.9142 | 667.0376 | 135.865 | 0 | 0 | 802.9026 | 203.1291 | 3.9527 | 667.0376 | 250.6447 | 0 | 0 | 917.6823 | 290.8341 | 2.1249 | 3.1553 | 4.6373 | 10.7401 | 0 | 17.4379 | 32.8152 | 667.0376 | 0 | 250.6447 | 0 | 0 | 0 | 0 | 0 | 0 | 0 | 553.021 | 67.618 | 0 | 0 | 917.6823 | 620.6389 | 1.4786 | 19.5628 | 13.2208 | 0 | 13.2208 | 0.66104 | 0 | 0.66104 |  | 0 |  | 0 | 0 | 0 | 0 | 0 | 0 | 0 | 9999 | 9999
Exterior Lighting: Façade - HID 150W - Retro |  | 16.2791 | 649.3658 | 0 | 228.7907 | 0 | 0 |  |  |  | 696.1837 | 0.1625 | 0.16133 | 0 | 0 | 0 | 45.6239 | 105.4299 | 0 | 134.2652 | 13.7274 | 32.0307 | 0 | 0 | 0 | 0 | 0 | 0 | 0 | 0 | 0 | 0 | 59.3514 | 137.4606 | 0 | 134.2652 | 331.0772 | 333.6879 | 57.419 | 0 | 0 | 391.1068 | 59.3514 | 6.5897 | 333.6879 | 67.967 | 0 | 0 | 401.6548 | 137.4606 | 2.922 | 333.6879 | 125.3859 | 0 | 0 | 459.0738 | 196.812 | 7.5492 | 2.3325 | 6.273 | 14.5286 | 0 | 14.1909 | 34.9925 | 333.6879 | 0 | 125.3859 | 0 | 0 | 0 | 0 | 0 | 0 | 0 | 285.319 | 45.7581 | 0 | 0 | 459.0738 | 331.0772 | 1.3866 | 21.7401 | 6.6138 | 0 | 6.6138 | 0.33069 | 0 | 0.33069 |  | 0 |  | 0 | 0 | 0 | 0 | 0 | 0 | 0 | 9999 | 9999
Exterior Lighting: Parking Lot - MH 400W - Retro |  | 11.6279 | 1298.0735 | 0 | 366.9232 | 0 | 0 |  |  |  | 1391.6617 | 0.32483 | 0.32249 | 0 | 0 | 0 | 73.1694 | 169.0833 | 0 | 357.9316 | 22.0154 | 51.3692 | 0 | 0 | 0 | 0 | 0 | 0 | 0 | 0 | 0 | 0 | 95.1848 | 220.4525 | 0 | 357.9316 | 673.5689 | 667.0376 | 114.7797 | 0 | 0 | 781.8173 | 95.1848 | 8.2137 | 667.0376 | 135.865 | 0 | 0 | 802.9026 | 220.4525 | 3.6421 | 667.0376 | 250.6447 | 0 | 0 | 917.6823 | 315.6373 | 3.4364 | 2.9074 | 5.0327 | 11.6561 | 0 | 18.925 | 35.6138 | 667.0376 | 0 | 250.6447 | 0 | 0 | 0 | 0 | 0 | 0 | 0 | 600.1843 | 73.3846 | 0 | 0 | 917.6823 | 673.5689 | 1.3624 | 22.3614 | 13.2208 | 0 | 13.2208 | 0.66104 | 0 | 0.66104 |  | 0 |  | 0 | 0 | 0 | 0 | 0 | 0 | 0 | 9999 | 9999
Exterior Lighting: Walkway - HID 150W - Retro |  | 13.9535 | 640.1662 | 0 | 210.2595 | 0 | 0 |  |  |  | 686.3207 | 0.1602 | 0.15904 | 0 | 0 | 0 | 41.9286 | 96.8905 | 0 | 157.2746 | 12.6156 | 29.4363 | 0 | 0 | 0 | 0 | 0 | 0 | 0 | 0 | 0 | 0 | 54.5441 | 126.3268 | 0 | 157.2746 | 338.1456 | 328.9605 | 56.6055 | 0 | 0 | 385.566 | 54.5441 | 7.0689 | 328.9605 | 67.0041 | 0 | 0 | 395.9645 | 126.3268 | 3.1344 | 328.9605 | 123.6096 | 0 | 0 | 452.57 | 180.871 | 6.1391 | 2.5022 | 5.8478 | 13.5437 | 0 | 16.8617 | 36.2532 | 328.9605 | 0 | 123.6096 | 0 | 0 | 0 | 0 | 0 | 0 | 0 | 296.0937 | 42.0519 | 0 | 0 | 452.57 | 338.1456 | 1.3384 | 23.0008 | 6.5201 | 0 | 6.5201 | 0.326 | 0 | 0.326 |  | 0 |  | 0 | 0 | 0 | 0 | 0 | 0 | 0 | 9999 | 9999
Exterior Lighting: Parking Lot - MH 1000W - NR |  | 11.6279 | 3159.8418 | 0 | 984.1361 | 0 | 0 |  |  |  | 3387.6594 | 0.79073 | 0.78502 | 0 | 0 | 0 | 196.2499 | 453.5036 | 0 | 960.0196 | 59.0482 | 137.7791 | 0 | 0 | 0 | 0 | 0 | 0 | 0 | 0 | 0 | 0 | 255.2981 | 591.2827 | 0 | 960.0196 | 1806.6003 | 1623.7395 | 279.4031 | 0 | 0 | 1903.1426 | 255.2981 | 7.4546 | 1623.7395 | 330.7301 | 0 | 0 | 1954.4696 | 591.2827 | 3.3055 | 1623.7395 | 610.1332 | 0 | 0 | 2233.8727 | 846.5808 | 5.1358 | 2.6387 | 5.5452 | 12.843 | 0 | 20.8521 | 39.2403 | 1623.7395 | 0 | 610.1332 | 0 | 0 | 0 | 0 | 0 | 0 | 0 | 1609.7731 | 196.8272 | 0 | 0 | 2233.8727 | 1806.6003 | 1.2365 | 25.9879 | 32.1828 | 0 | 32.1828 | 1.6091 | 0 | 1.6091 |  | 0 |  | 0 | 0 | 0 | 0 | 0 | 0 | 0 | 9999 | 9999
Exterior Lighting: Parking Lot - MH 1000W - Retro |  | 11.6279 | 3159.8418 | 0 | 1014.9695 | 0 | 0 |  |  |  | 3387.6594 | 0.79073 | 0.78502 | 0 | 0 | 0 | 202.3985 | 467.7121 | 0 | 990.0973 | 60.8982 | 142.0957 | 0 | 0 | 0 | 0 | 0 | 0 | 0 | 0 | 0 | 0 | 263.2966 | 609.8078 | 0 | 990.0973 | 1863.2018 | 1623.7395 | 279.4031 | 0 | 0 | 1903.1426 | 263.2966 | 7.2281 | 1623.7395 | 330.7301 | 0 | 0 | 1954.4696 | 609.8078 | 3.2051 | 1623.7395 | 610.1332 | 0 | 0 | 2233.8727 | 873.1044 | 5.7119 | 2.5585 | 5.7189 | 13.2453 | 0 | 21.5054 | 40.4697 | 1623.7395 | 0 | 610.1332 | 0 | 0 | 0 | 0 | 0 | 0 | 0 | 1660.2079 | 202.9939 | 0 | 0 | 2233.8727 | 1863.2018 | 1.1989 | 27.2173 | 32.1828 | 0 | 32.1828 | 1.6091 | 0 | 1.6091 |  | 0 |  | 0 | 0 | 0 | 0 | 0 | 0 | 0 | 9999 | 9999
Exterior Lighting: Parking Lot - HPS 250W - NR |  | 11.6279 | 743.5051 | 0 | 260.084 | 0 | 0 |  |  |  | 797.1102 | 0.18606 | 0.18471 | 0 | 0 | 0 | 51.8642 | 119.8503 | 0 | 253.7106 | 15.605 | 36.4118 | 0 | 0 | 0 | 0 | 0 | 0 | 0 | 0 | 0 | 0 | 67.4693 | 156.2621 | 0 | 253.7106 | 477.442 | 382.063 | 65.7431 | 0 | 0 | 447.806 | 67.4693 | 6.6372 | 382.063 | 77.8202 | 0 | 0 | 459.8832 | 156.2621 | 2.943 | 382.063 | 143.5633 | 0 | 0 | 525.6262 | 223.7314 | 7.4004 | 2.3494 | 6.2281 | 14.4247 | 0 | 23.4202 | 44.073 | 382.063 | 0 | 143.5633 | 0 | 0 | 0 | 0 | 0 | 0 | 0 | 425.4252 | 52.0168 | 0 | 0 | 525.6262 | 477.442 | 1.1009 | 30.8206 | 7.5726 | 0 | 7.5726 | 0.37863 | 0 | 0.37863 |  | 0 |  | 0 | 0 | 0 | 0 | 0 | 0 | 0 | 9999 | 9999
Exterior Lighting: Parking Lot - HPS 250W - Retro |  | 11.6279 | 743.5051 | 0 | 285.9174 | 0 | 0 |  |  |  | 797.1102 | 0.18606 | 0.18471 | 0 | 0 | 0 | 57.0157 | 131.7547 | 0 | 278.9109 | 17.155 | 40.0284 | 0 | 0 | 0 | 0 | 0 | 0 | 0 | 0 | 0 | 0 | 74.1708 | 171.7831 | 0 | 278.9109 | 524.8648 | 382.063 | 65.7431 | 0 | 0 | 447.806 | 74.1708 | 6.0375 | 382.063 | 77.8202 | 0 | 0 | 459.8832 | 171.7831 | 2.6771 | 382.063 | 143.5633 | 0 | 0 | 525.6262 | 245.9539 | 9.4517 | 2.1371 | 6.8468 | 15.8574 | 0 | 25.7464 | 48.4506 | 382.063 | 0 | 143.5633 | 0 | 0 | 0 | 0 | 0 | 0 | 0 | 467.6813 | 57.1835 | 0 | 0 | 525.6262 | 524.8648 | 1.0015 | 35.1982 | 7.5726 | 0 | 7.5726 | 0.37863 | 0 | 0.37863 |  | 0 |  | 0 | 0 | 0 | 0 | 0 | 0 | 0 | 9999 | 9999
Exterior Lighting: Walkway - CFL 26W - Retro |  | 6.6763 | 68.2267 | 0 | 30.4511 | 0 | 0 |  |  |  | 73.1457 | 0.017073 | 0.01695 | 0 | 0 | 0 | 6.0723 | 14.0323 | 0 | 60.8673 | 1.8271 | 4.2631 | 0 | 0 | 0 | 0 | 0 | 0 | 0 | 0 | 0 | 0 | 7.8994 | 18.2954 | 0 | 60.8673 | 87.0622 | 35.0595 | 6.0328 | 0 | 0 | 41.0923 | 7.8994 | 5.2019 | 35.0595 | 7.1411 | 0 | 0 | 42.2005 | 18.2954 | 2.3066 | 35.0595 | 13.1739 | 0 | 0 | 48.2333 | 26.1948 | 13.0986 | 1.8413 | 7.9465 | 18.4045 | 0 | 61.2302 | 87.5812 | 35.0595 | 0 | 13.1739 | 0 | 0 | 0 | 0 | 0 | 0 | 0 | 80.9719 | 6.0902 | 0 | 0 | 48.2333 | 87.0622 | 0.55401 | 74.3288 | 0.69489 | 0 | 0.69489 | 0.034744 | 0 | 0.034744 |  | 0 |  | 0 | 0 | 0 | 0 | 0 | 0 | 0 | 9999 | 9999
Supply Curve Results; Categories sorted by TRC Net Levelized Cost
Totals for Categories with Benefits Exceeding Costs. Levelized cost is TRC Net Levelized Cost (Net of Benefits) | [12 empty] | Savings Allocation by Cost Bin and Month for Segments 1 | [12 empty] | Savings Allocation by Cost Bin and Month for Segments 2
| Totals Basis | Busbar Electric Savings in kWh | First Cost | Admin Cost | First Year Program Cost | PV Cost | PV Benefits | Unit Program Cost: First Year Program Cost in $/average annual kW saved | Utility System Net Levelized Cost (Net of T&D Capacity Benefits, Act Credit & Risk-Mitigation) in mills/kWh | TRC Net Levelized Cost (Net of All Benefits) in mills/kWh | TRC B/C Ratio | Net Electric & Gas System CO2 Avoided (Lifetime Tons) | Jan | Feb | Mar | Apr | May | Jun | Jul | Aug | Sep | Oct | Nov | Dec |  | Jan | Feb | Mar | Apr | May | Jun | Jul | Aug | Sep | Oct | Nov | Dec
| Measures with B/C > 1.00 | 27096.7987 | 5597.1741 | 0 | 5597.1741 | 8660.9197 | 17868.0299 | 1809.4848 | -3.2175 | 10.2664 | 5.9554 | 257.4203 | 1109.8162 | 820.4455 | 764.2828 | 438.7546 | 352.4467 | 273.3955 | 285.2861 | 415.2434 | 524.6274 | 855.8704 | 991.1209 | 1167.5204 |  | 1839.3459 | 1595.4784 | 1608.4149 | 1531.613 | 1410.6936 | 1281.7461 | 1399.6337 | 1511.3294 | 1629.0573 | 1681.2794 | 1762.4504 | 1846.9466
| Categories with B/C > 1.00 | 27096.7987 | 5597.1741 | 1119.4348 | 6716.6089 | 9780.3545 | 17868.0299 | 2171.3817 | -0.17764 | 13.3063 | 5.1963 | 257.4203 | 69.2467 | 51.1915 | 47.6872 | 27.376 | 21.9908 | 17.0585 | 17.8004 | 25.909 | 32.734 | 53.4018 | 61.8408 | 72.8472 |  | 114.7656 | 99.5495 | 100.3567 | 95.5646 | 88.0199 | 79.9742 | 87.3298 | 94.299 | 101.6446 | 104.903 | 109.9677 | 115.2398
Supply Curve Results: By TRC Net Levelized Cost - Net of Benefits
| Block 1: <= 0 mills/kWh | 5249.5699 | 217.4187 | 43.4837 | 260.9024 | 391.5034 | 3461.644 | 435.37 | -10.6309 | -7.7648 | 19.7577 | 49.871 | 215.0091 | 158.9481 | 148.0675 | 85.0017 | 68.2809 | 52.966 | 55.2696 | 80.4467 | 101.6381 | 165.8111 | 192.0138 | 226.1883 |  | 356.3437 | 309.0983 | 311.6046 | 296.7254 | 273.2992 | 248.3177 | 271.1566 | 292.7958 | 315.6037 | 325.7209 | 341.4465 | 357.8163
| Block 2: <= 10 mills/kWh | 7929.3575 | 1349.3667 | 269.8733 | 1619.24 | 2234.6832 | 5228.7356 | 1788.864 | -2.4809 | 7.4847 | 2.3816 | 75.3291 | 324.7664 | 240.0876 | 223.6527 | 128.3931 | 103.1368 | 80.004 | 83.4835 | 121.513 | 153.5221 | 250.454 | 290.0325 | 341.6524 |  | 538.2492 | 466.8861 | 470.6717 | 448.1971 | 412.8124 | 375.0784 | 409.5759 | 442.2615 | 476.7123 | 491.9941 | 515.7472 | 540.4734
| Block 3: 10-20 mills/kWh | 2774.1661 | 679.3084 | 135.8617 | 815.17 | 1139.2674 | 1829.3261 | 2574.067 | 2.2471 | 16.9654 | 1.6189 | 26.3546 | 113.6228 | 83.9971 | 78.2472 | 44.9196 | 36.0834 | 27.9902 | 29.2075 | 42.5126 | 53.7113 | 87.6239 | 101.4708 | 119.5306 |  | 188.3119 | 163.3448 | 164.6693 | 156.8063 | 144.4266 | 131.225 | 143.2943 | 154.7297 | 166.7826 | 172.1291 | 180.4394 | 189.0901
| Block 4: 20-30 mills/kWh | 9549.4849 | 2805.079 | 561.0158 | 3366.0947 | 5012.5937 | 6297.0716 | 3087.8095 | 5.3405 | 25.3712 | 1.2598 | 90.7203 | 391.1227 | 289.1423 | 269.3494 | 154.6264 | 124.2097 | 96.3504 | 100.5409 | 146.3405 | 184.8898 | 301.6268 | 349.292 | 411.4589 |  | 648.2244 | 562.2803 | 566.8394 | 539.7728 | 497.1583 | 451.7144 | 493.2605 | 532.6244 | 574.1142 | 592.5184 | 621.1248 | 650.903
| Block 5: 30-40 mills/kWh | 1594.2203 | 546.0014 | 109.2003 | 655.2017 | 1002.3068 | 1051.2525 | 3600.2343 | 8.4261 | 33.0094 | 1.0512 | 15.1451 | 65.2952 | 48.2703 | 44.966 | 25.8138 | 20.7359 | 16.085 | 16.7846 | 24.4305 | 30.8661 | 50.3545 | 58.3119 | 68.6902 |  | 108.2166 | 93.8688 | 94.6299 | 90.1113 | 82.9971 | 75.4106 | 82.3464 | 88.918 | 95.8444 | 98.9168 | 103.6925 | 108.6638
| Block 6: 40-50 mills/kWh | 0 | 0 | 0 | 0 | 0 | 0 | 0 | 0 | 0 | 0 | 0 | 0 | 0 | 0 | 0 | 0 | 0 | 0 | 0 | 0 | 0 | 0 | 0 |  | 0 | 0 | 0 | 0 | 0 | 0 | 0 | 0 | 0 | 0 | 0 | 0
| Block 7: 50-60 mills/kWh | 0 | 0 | 0 | 0 | 0 | 0 | 0 | 0 | 0 | 0 | 0 | 0 | 0 | 0 | 0 | 0 | 0 | 0 | 0 | 0 | 0 | 0 | 0 |  | 0 | 0 | 0 | 0 | 0 | 0 | 0 | 0 | 0 | 0 | 0 | 0
| Block 8: 60-70 mills/kWh | 0 | 0 | 0 | 0 | 0 | 0 | 0 | 0 | 0 | 0 | 0 | 0 | 0 | 0 | 0 | 0 | 0 | 0 | 0 | 0 | 0 | 0 | 0 |  | 0 | 0 | 0 | 0 | 0 | 0 | 0 | 0 | 0 | 0 | 0 | 0
| Block 9: 70-80 mills/kWh | 73.1457 | 30.4511 | 6.0902 | 36.5413 | 87.0622 | 48.2333 | 4376.2207 | 13.0986 | 74.3288 | 0.55401 | 0.69489 | 2.9959 | 2.2147 | 2.0631 | 1.1844 | 0.9514 | 0.73801 | 0.77011 | 1.1209 | 1.4162 | 2.3104 | 2.6755 | 3.1516 |  | 4.9652 | 4.3069 | 4.3418 | 4.1345 | 3.8081 | 3.46 | 3.7782 | 4.0797 | 4.3975 | 4.5385 | 4.7576 | 4.9857
| Block 10: 80-90 mills/kWh | 0 | 0 | 0 | 0 | 0 | 0 | 0 | 0 | 0 | 0 | 0 | 0 | 0 | 0 | 0 | 0 | 0 | 0 | 0 | 0 | 0 | 0 | 0 |  | 0 | 0 | 0 | 0 | 0 | 0 | 0 | 0 | 0 | 0 | 0 | 0
| Block 11: 90-100 mills/kWh | 0 | 0 | 0 | 0 | 0 | 0 | 0 | 0 | 0 | 0 | 0 | 0 | 0 | 0 | 0 | 0 | 0 | 0 | 0 | 0 | 0 | 0 | 0 |  | 0 | 0 | 0 | 0 | 0 | 0 | 0 | 0 | 0 | 0 | 0 | 0
| Block 12: 100-110 mills/kWh | 0 | 0 | 0 | 0 | 0 | 0 | 0 | 0 | 0 | 0 | 0 | 0 | 0 | 0 | 0 | 0 | 0 | 0 | 0 | 0 | 0 | 0 | 0 |  | 0 | 0 | 0 | 0 | 0 | 0 | 0 | 0 | 0 | 0 | 0 | 0
| Block 13: 110-120 mills/kWh | 0 | 0 | 0 | 0 | 0 | 0 | 0 | 0 | 0 | 0 | 0 | 0 | 0 | 0 | 0 | 0 | 0 | 0 | 0 | 0 | 0 | 0 | 0 |  | 0 | 0 | 0 | 0 | 0 | 0 | 0 | 0 | 0 | 0 | 0 | 0
| Block 14: 120-130 mills/kWh | 0 | 0 | 0 | 0 | 0 | 0 | 0 | 0 | 0 | 0 | 0 | 0 | 0 | 0 | 0 | 0 | 0 | 0 | 0 | 0 | 0 | 0 | 0 |  | 0 | 0 | 0 | 0 | 0 | 0 | 0 | 0 | 0 | 0 | 0 | 0
| Block 15: 130-140 mills/kWh | 0 | 0 | 0 | 0 | 0 | 0 | 0 | 0 | 0 | 0 | 0 | 0 | 0 | 0 | 0 | 0 | 0 | 0 | 0 | 0 | 0 | 0 | 0 |  | 0 | 0 | 0 | 0 | 0 | 0 | 0 | 0 | 0 | 0 | 0 | 0
| Block 16: 140-150 mills/kWh | 0 | 0 | 0 | 0 | 0 | 0 | 0 | 0 | 0 | 0 | 0 | 0 | 0 | 0 | 0 | 0 | 0 | 0 | 0 | 0 | 0 | 0 | 0 |  | 0 | 0 | 0 | 0 | 0 | 0 | 0 | 0 | 0 | 0 | 0 | 0
| Block 17: 150-160 mills/kWh | 0 | 0 | 0 | 0 | 0 | 0 | 0 | 0 | 0 | 0 | 0 | 0 | 0 | 0 | 0 | 0 | 0 | 0 | 0 | 0 | 0 | 0 | 0 |  | 0 | 0 | 0 | 0 | 0 | 0 | 0 | 0 | 0 | 0 | 0 | 0
| Block 18: 160-170 mills/kWh | 0 | 0 | 0 | 0 | 0 | 0 | 0 | 0 | 0 | 0 | 0 | 0 | 0 | 0 | 0 | 0 | 0 | 0 | 0 | 0 | 0 | 0 | 0 |  | 0 | 0 | 0 | 0 | 0 | 0 | 0 | 0 | 0 | 0 | 0 | 0
| Block 19: 170-180 mills/kWh | 0 | 0 | 0 | 0 | 0 | 0 | 0 | 0 | 0 | 0 | 0 | 0 | 0 | 0 | 0 | 0 | 0 | 0 | 0 | 0 | 0 | 0 | 0 |  | 0 | 0 | 0 | 0 | 0 | 0 | 0 | 0 | 0 | 0 | 0 | 0
| Block 20: 180-190 mills/kWh | 0 | 0 | 0 | 0 | 0 | 0 | 0 | 0 | 0 | 0 | 0 | 0 | 0 | 0 | 0 | 0 | 0 | 0 | 0 | 0 | 0 | 0 | 0 |  | 0 | 0 | 0 | 0 | 0 | 0 | 0 | 0 | 0 | 0 | 0 | 0
| Block 21: 190-200 mills/kWh | 0 | 0 | 0 | 0 | 0 | 0 | 0 | 0 | 0 | 0 | 0 | 0 | 0 | 0 | 0 | 0 | 0 | 0 | 0 | 0 | 0 | 0 | 0 |  | 0 | 0 | 0 | 0 | 0 | 0 | 0 | 0 | 0 | 0 | 0 | 0
| Block 22: > 200 mills/kWh | 0 | 0 | 0 | 0 | 0 | 0 | 0 | 0 | 0 | 0 | 0 | 0 | 0 | 0 | 0 | 0 | 0 | 0 | 0 | 0 | 0 | 0 | 0 |  | 0 | 0 | 0 | 0 | 0 | 0 | 0 | 0 | 0 | 0 | 0 | 0
Shaped Savings Results; By Category and sorted by TRC BC ratio
[13 empty] | Savings Allocation by Cost Bin and Month for Segments 1 Feb: Savings Allocation by Category and Month for Segments 1 |  |  | Savings Allocation by Category and Month for Segments 2
Category | Measure | Busbar Savings | First Cost | Admin Cost | First Year Program Cost | PV Cost | PV Benefits | Unit Program Cost: First Year Program Cost in $/average annual kW saved | Utility System Net Levelized Cost (Net of T&D Capacity Benefits, Act Credit & Risk-Mitigation) in mills/kWh | TRC Net Levelized Cost (Net of All Benefits) in mills/kWh | TRC B/C Ratio | Net Electric & Gas System CO2 Avoided (Lifetime Tons) | Wholesale KW | Jan | Feb | Mar | Apr | May | Jun | Jul | Aug | Sep | Oct | Nov | Dec |  | Jan | Feb | Mar | Apr | May | Jun | Jul | Aug | Sep | Oct | Nov | Dec
Exterior Lighting: Walkway - HID 150W - New |  | 694.5843 | 6.6708 | 1.3342 | 8.0049 | 9.6531 | 458.0191 | 100.9569 | -12.6445 | -12.2298 | 47.4479 | 6.5986 | 0.16213 | 28.4484 | 21.0308 | 19.5912 | 11.2468 | 9.0344 | 7.0081 | 7.3129 | 10.6441 | 13.448 | 21.9389 | 25.4058 | 29.9276 |  | 47.1488 | 40.8976 | 41.2292 | 39.2605 | 36.1609 | 32.8556 | 35.8774 | 38.7406 | 41.7583 | 43.097 | 45.1777 | 47.3436
Exterior Lighting: Façade - HID 150W - New |  | 696.1837 | 7.302 | 1.4604 | 8.7624 | 10.5665 | 459.0738 | 110.2557 | -12.5885 | -12.1356 | 43.4462 | 6.6138 | 0.1625 | 28.5139 | 21.0793 | 19.6363 | 11.2727 | 9.0552 | 7.0242 | 7.3297 | 10.6686 | 13.479 | 21.9894 | 25.4643 | 29.9965 |  | 47.2573 | 40.9918 | 41.3241 | 39.3509 | 36.2442 | 32.9312 | 35.96 | 38.8298 | 41.8545 | 43.1962 | 45.2817 | 47.4526
Exterior Lighting: Façade - HID 400W - New |  | 1722.7756 | 51.8631 | 10.3726 | 62.2357 | 75.0497 | 1136.0237 | 316.457 | -11.3469 | -10.047 | 15.137 | 16.3664 | 0.40212 | 70.5605 | 52.1627 | 48.592 | 27.8954 | 22.4081 | 17.3821 | 18.1381 | 26.4006 | 33.3551 | 54.415 | 63.014 | 74.2293 |  | 116.943 | 101.4382 | 102.2607 | 97.3778 | 89.6899 | 81.4916 | 88.9867 | 96.0882 | 103.5731 | 106.8933 | 112.0541 | 117.4262
Exterior Lighting: Walkway - INC 75W - New |  | 299.0367 | 4.779 | 0.9558 | 5.7348 | 13.6636 | 197.1892 | 167.9956 | -12.2408 | -9.8903 | 14.4318 | 2.8409 | 0.0698 | 12.2478 | 9.0543 | 8.4345 | 4.842 | 3.8896 | 3.0172 | 3.1484 | 4.5826 | 5.7897 | 9.4453 | 10.9379 | 12.8846 |  | 20.2988 | 17.6075 | 17.7503 | 16.9027 | 15.5682 | 14.1452 | 15.4462 | 16.6788 | 17.9781 | 18.5544 | 19.4502 | 20.3827
Exterior Lighting: Walkway - INC 75W - NR |  | 299.0367 | 4.779 | 0.9558 | 5.7348 | 13.6636 | 197.1892 | 167.9956 | -12.2408 | -9.8903 | 14.4318 | 2.8409 | 0.0698 | 12.2478 | 9.0543 | 8.4345 | 4.842 | 3.8896 | 3.0172 | 3.1484 | 4.5826 | 5.7897 | 9.4453 | 10.9379 | 12.8846 |  | 20.2988 | 17.6075 | 17.7503 | 16.9027 | 15.5682 | 14.1452 | 15.4462 | 16.6788 | 17.9781 | 18.5544 | 19.4502 | 20.3827
Exterior Lighting: Walkway - CFL 26W - New |  | 73.1457 | 4.0009 | 0.80018 | 4.8011 | 11.4389 | 48.2333 | 574.9809 | -9.7902 | -1.7453 | 4.2166 | 0.69489 | 0.017073 | 2.9959 | 2.2147 | 2.0631 | 1.1844 | 0.9514 | 0.73801 | 0.77011 | 1.1209 | 1.4162 | 2.3104 | 2.6755 | 3.1516 |  | 4.9652 | 4.3069 | 4.3418 | 4.1345 | 3.8081 | 3.46 | 3.7782 | 4.0797 | 4.3975 | 4.5385 | 4.7576 | 4.9857
Exterior Lighting: Walkway - CFL 26W - NR |  | 73.1457 | 4.0009 | 0.80018 | 4.8011 | 11.4389 | 48.2333 | 574.9809 | -9.7902 | -1.7453 | 4.2166 | 0.69489 | 0.017073 | 2.9959 | 2.2147 | 2.0631 | 1.1844 | 0.9514 | 0.73801 | 0.77011 | 1.1209 | 1.4162 | 2.3104 | 2.6755 | 3.1516 |  | 4.9652 | 4.3069 | 4.3418 | 4.1345 | 3.8081 | 3.46 | 3.7782 | 4.0797 | 4.3975 | 4.5385 | 4.7576 | 4.9857
Exterior Lighting: Parking Lot - MH 400W - New |  | 1391.6617 | 134.0232 | 26.8046 | 160.8278 | 246.0293 | 917.6823 | 1012.3519 | -7.1566 | -0.24404 | 3.73 | 13.2208 | 0.32483 | 56.9989 | 42.1372 | 39.2527 | 22.534 | 18.1013 | 14.0413 | 14.652 | 21.3264 | 26.9443 | 43.9566 | 50.9029 | 59.9626 |  | 94.4668 | 81.942 | 82.6064 | 78.662 | 72.4517 | 65.8291 | 71.8836 | 77.6202 | 83.6666 | 86.3487 | 90.5175 | 94.8571
Exterior Lighting: Parking Lot - HPS 250W - New |  | 797.1102 | 83.0174 | 16.6035 | 99.6208 | 152.3968 | 525.6262 | 1094.8029 | -6.6602 | 0.81543 | 3.4491 | 7.5726 | 0.18606 | 32.6476 | 24.1352 | 22.483 | 12.9069 | 10.368 | 8.0425 | 8.3923 | 12.2153 | 15.433 | 25.1773 | 29.1559 | 34.3451 |  | 54.1083 | 46.9344 | 47.315 | 45.0557 | 41.4986 | 37.7053 | 41.1732 | 44.459 | 47.9222 | 49.4584 | 51.8462 | 54.3319
Exterior Lighting: Façade - HID 400W - NR |  | 1722.7756 | 332.2822 | 66.4564 | 398.7386 | 480.8371 | 1136.0237 | 2027.5132 | -1.0439 | 7.2847 | 2.3626 | 16.3664 | 0.40212 | 70.5605 | 52.1627 | 48.592 | 27.8954 | 22.4081 | 17.3821 | 18.1381 | 26.4006 | 33.3551 | 54.415 | 63.014 | 74.2293 |  | 116.943 | 101.4382 | 102.2607 | 97.3778 | 89.6899 | 81.4916 | 88.9867 | 96.0882 | 103.5731 | 106.8933 | 112.0541 | 117.4262
Exterior Lighting: Parking Lot - MH 1000W - New |  | 3387.6594 | 532.0695 | 106.4139 | 638.4834 | 976.7316 | 2233.8727 | 1651.0261 | -3.3109 | 7.9627 | 2.2871 | 32.1828 | 0.79073 | 138.7499 | 102.5726 | 95.5511 | 54.8534 | 44.0631 | 34.1801 | 35.6667 | 51.914 | 65.5893 | 107.0015 | 123.9106 | 145.9642 |  | 229.9562 | 199.4678 | 201.0851 | 191.4833 | 176.3658 | 160.2447 | 174.9831 | 188.9474 | 203.6658 | 210.1946 | 220.3427 | 230.9065
Exterior Lighting: Walkway - INC 75W - Retro |  | 299.0367 | 30.4511 | 6.0902 | 36.5413 | 87.0622 | 197.1892 | 1070.4425 | -6.8068 | 8.1703 | 2.2649 | 2.8409 | 0.0698 | 12.2478 | 9.0543 | 8.4345 | 4.842 | 3.8896 | 3.0172 | 3.1484 | 4.5826 | 5.7897 | 9.4453 | 10.9379 | 12.8846 |  | 20.2988 | 17.6075 | 17.7503 | 16.9027 | 15.5682 | 14.1452 | 15.4462 | 16.6788 | 17.9781 | 18.5544 | 19.4502 | 20.3827
Exterior Lighting: Façade - HID 400W - Retro |  | 1722.7756 | 371.5466 | 74.3093 | 445.8559 | 537.6556 | 1136.0237 | 2267.096 | 0.39869 | 9.7115 | 2.1129 | 16.3664 | 0.40212 | 70.5605 | 52.1627 | 48.592 | 27.8954 | 22.4081 | 17.3821 | 18.1381 | 26.4006 | 33.3551 | 54.415 | 63.014 | 74.2293 |  | 116.943 | 101.4382 | 102.2607 | 97.3778 | 89.6899 | 81.4916 | 88.9867 | 96.0882 | 103.5731 | 106.8933 | 112.0541 | 117.4262
Exterior Lighting: Walkway - HID 150W - NR |  | 686.3207 | 154.2603 | 30.8521 | 185.1124 | 248.086 | 452.57 | 2362.7214 | 0.97449 | 13.3454 | 1.8242 | 6.5201 | 0.1602 | 28.11 | 20.7806 | 19.3581 | 11.113 | 8.9269 | 6.9247 | 7.2259 | 10.5175 | 13.288 | 21.6779 | 25.1036 | 29.5715 |  | 46.5878 | 40.411 | 40.7387 | 38.7934 | 35.7307 | 32.4647 | 35.4506 | 38.2797 | 41.2615 | 42.5843 | 44.6402 | 46.7803
Exterior Lighting: Façade - HID 150W - NR |  | 696.1837 | 186.9582 | 37.3916 | 224.3498 | 270.5424 | 459.0738 | 2822.9686 | 3.7458 | 15.342 | 1.6969 | 6.6138 | 0.1625 | 28.5139 | 21.0793 | 19.6363 | 11.2727 | 9.0552 | 7.0242 | 7.3297 | 10.6686 | 13.479 | 21.9894 | 25.4643 | 29.9965 |  | 47.2573 | 40.9918 | 41.3241 | 39.3509 | 36.2442 | 32.9312 | 35.96 | 38.8298 | 41.8545 | 43.1962 | 45.2817 | 47.4526
Exterior Lighting: Parking Lot - MH 400W - NR |  | 1391.6617 | 338.0898 | 67.618 | 405.7078 | 620.6389 | 917.6823 | 2553.7817 | 2.1249 | 19.5628 | 1.4786 | 13.2208 | 0.32483 | 56.9989 | 42.1372 | 39.2527 | 22.534 | 18.1013 | 14.0413 | 14.652 | 21.3264 | 26.9443 | 43.9566 | 50.9029 | 59.9626 |  | 94.4668 | 81.942 | 82.6064 | 78.662 | 72.4517 | 65.8291 | 71.8836 | 77.6202 | 83.6666 | 86.3487 | 90.5175 | 94.8571
Exterior Lighting: Façade - HID 150W - Retro |  | 696.1837 | 228.7907 | 45.7581 | 274.5488 | 331.0772 | 459.0738 | 3454.617 | 7.5492 | 21.7401 | 1.3866 | 6.6138 | 0.1625 | 28.5139 | 21.0793 | 19.6363 | 11.2727 | 9.0552 | 7.0242 | 7.3297 | 10.6686 | 13.479 | 21.9894 | 25.4643 | 29.9965 |  | 47.2573 | 40.9918 | 41.3241 | 39.3509 | 36.2442 | 32.9312 | 35.96 | 38.8298 | 41.8545 | 43.1962 | 45.2817 | 47.4526
Exterior Lighting: Parking Lot - MH 400W - Retro |  | 1391.6617 | 366.9232 | 73.3846 | 440.3078 | 673.5689 | 917.6823 | 2771.576 | 3.4364 | 22.3614 | 1.3624 | 13.2208 | 0.32483 | 56.9989 | 42.1372 | 39.2527 | 22.534 | 18.1013 | 14.0413 | 14.652 | 21.3264 | 26.9443 | 43.9566 | 50.9029 | 59.9626 |  | 94.4668 | 81.942 | 82.6064 | 78.662 | 72.4517 | 65.8291 | 71.8836 | 77.6202 | 83.6666 | 86.3487 | 90.5175 | 94.8571
Exterior Lighting: Walkway - HID 150W - Retro |  | 686.3207 | 210.2595 | 42.0519 | 252.3114 | 338.1456 | 452.57 | 3220.4301 | 6.1391 | 23.0008 | 1.3384 | 6.5201 | 0.1602 | 28.11 | 20.7806 | 19.3581 | 11.113 | 8.9269 | 6.9247 | 7.2259 | 10.5175 | 13.288 | 21.6779 | 25.1036 | 29.5715 |  | 46.5878 | 40.411 | 40.7387 | 38.7934 | 35.7307 | 32.4647 | 35.4506 | 38.2797 | 41.2615 | 42.5843 | 44.6402 | 46.7803
Exterior Lighting: Parking Lot - MH 1000W - NR |  | 3387.6594 | 984.1361 | 196.8272 | 1180.9634 | 1806.6003 | 2233.8727 | 3053.8014 | 5.1358 | 25.9879 | 1.2365 | 32.1828 | 0.79073 | 138.7499 | 102.5726 | 95.5511 | 54.8534 | 44.0631 | 34.1801 | 35.6667 | 51.914 | 65.5893 | 107.0015 | 123.9106 | 145.9642 |  | 229.9562 | 199.4678 | 201.0851 | 191.4833 | 176.3658 | 160.2447 | 174.9831 | 188.9474 | 203.6658 | 210.1946 | 220.3427 | 230.9065
Exterior Lighting: Parking Lot - MH 1000W - Retro |  | 3387.6594 | 1014.9695 | 202.9939 | 1217.9634 | 1863.2018 | 2233.8727 | 3149.478 | 5.7119 | 27.2173 | 1.1989 | 32.1828 | 0.79073 | 138.7499 | 102.5726 | 95.5511 | 54.8534 | 44.0631 | 34.1801 | 35.6667 | 51.914 | 65.5893 | 107.0015 | 123.9106 | 145.9642 |  | 229.9562 | 199.4678 | 201.0851 | 191.4833 | 176.3658 | 160.2447 | 174.9831 | 188.9474 | 203.6658 | 210.1946 | 220.3427 | 230.9065
Exterior Lighting: Parking Lot - HPS 250W - NR |  | 797.1102 | 260.084 | 52.0168 | 312.1008 | 477.442 | 525.6262 | 3429.8939 | 7.4004 | 30.8206 | 1.1009 | 7.5726 | 0.18606 | 32.6476 | 24.1352 | 22.483 | 12.9069 | 10.368 | 8.0425 | 8.3923 | 12.2153 | 15.433 | 25.1773 | 29.1559 | 34.3451 |  | 54.1083 | 46.9344 | 47.315 | 45.0557 | 41.4986 | 37.7053 | 41.1732 | 44.459 | 47.9222 | 49.4584 | 51.8462 | 54.3319
Exterior Lighting: Parking Lot - HPS 250W - Retro |  | 797.1102 | 285.9174 | 57.1835 | 343.1008 | 524.8648 | 525.6262 | 3770.5746 | 9.4517 | 35.1982 | 1.0015 | 7.5726 | 0.18606 | 32.6476 | 24.1352 | 22.483 | 12.9069 | 10.368 | 8.0425 | 8.3923 | 12.2153 | 15.433 | 25.1773 | 29.1559 | 34.3451 |  | 54.1083 | 46.9344 | 47.315 | 45.0557 | 41.4986 | 37.7053 | 41.1732 | 44.459 | 47.9222 | 49.4584 | 51.8462 | 54.3319
Exterior Lighting: Walkway - CFL 26W - Retro |  | 73.1457 | 30.4511 | 6.0902 | 36.5413 | 87.0622 | 48.2333 | 4376.2207 | 13.0986 | 74.3288 | 0.55401 | 0.69489 | 0.017073 | 2.9959 | 2.2147 | 2.0631 | 1.1844 | 0.9514 | 0.73801 | 0.77011 | 1.1209 | 1.4162 | 2.3104 | 2.6755 | 3.1516 |  | 4.9652 | 4.3069 | 4.3418 | 4.1345 | 3.8081 | 3.46 | 3.7782 | 4.0797 | 4.3975 | 4.5385 | 4.7576 | 4.9857
Note on I6: :ProCost Perioodic replacement costs and savinsg of the measure. These are costs and savings that occur periodicially, but at different periods than annually. Can be positive or negative. Periodic replacement costs for both the measure and the baseline measure should be included if applicable. ProCost can analysze these costs in two ways dependent on the 'Repeat Periodic Replacemetn' switch in the ProData page. When set to 'On', ProCost repeats replacement costs for multiple times over the life of a measure depending on the input period and measure life. For example fluorescent lamps may have a 4-year replacement cycle that repeats 3 times in a 15-year measure life. When set to 'Off', ProCost reads the period as the year after installation that the replacement cost occurs and does not subsequently reinstall or repeat the replacement costs. For example a compressor may be replaced only once in the life of a heat-pump system. Example: A new fluorescent lighting systems may have a measure life of 15 years, and a lamp life of five years. Two lamps lamps per fixture must be replaced at years 6 and 11. Lamp and labor costs, expressed as positive costs, are entered as a cost and the period would be enetered as 5. The baseline measure may have a four year lamp life and would have required a three-lamp replacement at years 5, 9 and 13. Lamp and labor replacement costs would be entered as annual savings in dollars with a 4-year period. ProCost determines the net present value of the two cost streams.
Note on O6: :ProCost If the measure has gas savings for incfreases, enter the annual savings and shape of the savings here. Example: Clothes washer saves electric motor and dryer energy and gas water heat.
Note on A7: :Procost Category for the measure. Individual measures can be grouped into categories. Procost output is reported by measure and by category. All measures must belong to at least one category. Category name can be the same as measure name. Example: Measures can be combined into one category if they have components with different load shapes or measure lives. On wash machines there may be one load shape for the electric motor savings component, a second load shape for the electric water heat savings component and a third shape for electric dryer savings component.
Note on B7: :ProCost Name of Measure. User-defined. For PTR measures, defined naming conventions apply.
Note on C7: :ProCost Annual electric savings for the measure in kWh at the site. May be positive, negative or zero. Savings are incremental to the baseline alternative.
Note on D7: :ProCost Physical life of the measure in years. Must be >=1.
Note on E7: :ProCost Initial cost to install the measure in dollars. Costs are incremental to the baseline alternative. Dollars must be denominated in the same year as 'Input Cost Reference Year' input on the ProData page.
Note on F7: :ProCost Annaul opperations and maintenace cost for the measure in dollars. Must be incremental cost over the baseline alternative. May be positive, negative or zero. Dollars must be denominated in the same year as 'Input Cost Reference Year' input on the ProData page. O&M costs are enetered as positive values. Negative values represent O&M savings compared to the baseline alternative. Example: Annualized maintenace cost for a heat pump heating system compared to a baseline electric resistance heating system.
Note on G7: :ProCost Name of the pointer to the shape of the savings. The shapes represent the daily and monthly shape of the savings in four time segments for each month of the year. Shape of the savings is relative to the baseline alternative. These shaps are in the MC_AND_Loadshape file.
Note on H7: :ProCost Annual value of any non-energy benefits of the measure, relative to the baseline alternative. Expressed in dollars per year and denominated in dollars of the 'Cost Reference Year'. Positive value represents dollar savings. Negative value represents dollar cost. Example: Water, detergent and sewer savings from efficient clothes washer.
Note on I7: : Cost in dollars that is incurred for Period 1. Positive value if cost. Negative value if savings. Dollars must be denominated in the same year as 'Input Cost Reference Year' input on the ProData page.
Note on J7: :ProCost Duration of Period1. The time at which Period 1 costs, or savings, occur. In years.
Note on K7: : Cost in dollars that is incurred for Period 2 Positive value if cost. Negative value if savings. Dollars must be denominated in the same year as 'Input Cost Reference Year' input on the ProData page.
Note on L7: :ProCost Duration of Period 2. The time at which Period 2 costs, or savings, occur. In years.
Note on M7: : Cost in dollars that is incurred for Period 3. Positive value if cost. Negative value if savings. Dollars must be denominated in the same year as 'Input Cost Reference Year' input on the ProData page.
Note on N7: :ProCost Duration of Period 3. The time at which Period 3 costs, or savings, occur. In years.
Note on O7: : Annual gas savings, or increases, in therms.
Note on P7: :ProCost Name of the pointer to the shape of the savings. The shapes represent the daily and monthly shape of the savings in four time segments for each month of the year. Shape of the savings is relative to the baseline alternative. These shaps are in the MC_AND_Loadshape file.
Note on BH58: Direct and program administrative costs incurred by the utility system minus benefits that accrue to the utility system.There are separate Utility System Net Levelized Costs for the electric and the gas system. Utility system benefits include deferred transmission and distribution system capacity, risk-mitigation and Regional Act credit all of which are user-determined inputs.Utility System benefits do not include any non-energy benefits such as, other-fuel benefits, O&M benefits or periodic replacement benefits which generally accrue to the customer or to non-utility sponsors. Utility System Net Levelized Costs correspond to Utility System B/C ratio with regard to the costs and benefits included. Benefits are subtracted from costs, then levelized over the life of the measure The Risk-Mitigation credit is used to determine program cost-effectiveness and impacts both the Utility System B/C ratio and the Utility System Net Levelized Cost. If the Risk-Mitigation credit is non-zero, the Utility System Net Levelized Cost will be reduced by the Risk-Mitigation benefit. When using ProCost to build conservation supply curves, the user should set the Risk-Mitigation Credit to zero so the credit is not reflected in the supply curves.
Note on BM58: Direct and program administrative costs of the measure to sponsor. Separate costs for each sponsor. Depends on share of costs incurred by sponsor, sponsor cost of capital, and financing term which are user-defined inputs. Includes applicable Capital, O&M, Periodic Replacement and Program Administrative costs. Sponsor costs are levelized over program life. Does not include any adjustments for benefit. NOTE: Units are per kWh for 'Electric' runs and per therm for 'Gas' runs for all sponsors.
Note on CE58: All costs minus all benefits regardless of which sponsor incurs the cost or accrues the benefits. TRC Net Levelized Cost includes all applicable costs and all benefits. In addition to energy system costs and benefits, TRC Net Levelized Cost includes non-energy, other-fuel, O&M, periodic-replacement and risk-mitigation benefits and costs. TRC Net Levelized Cost corresponds to TRC B/C ratios with regard to the costs and benefits included. Benefits are subtracted from costs, then levelized over the life of the measure. The Risk-Mitigation credit is used to determine program cost-effectiveness and impacts both the TRC B/C ratio and the TRC Net Levelized Cost. If Risk-Mitigation credit is non-zero, TRC Levelized Cost will be reduced by the risk-mitigation benefit. When using ProCost to build conservation supply curves, the user should set the Risk-Mitigation Credit to zero so the credit is not reflected in the supply curves.
Note on CW58: Direct and program administrative costs incurred by the utility system minus benefits that accrue to the utility system.There are separate Utility System Net Levelized Costs for the electric and the gas system. Utility system benefits include deferred transmission and distribution system capacity, risk-mitigation and Regional Act credit all of which are user-determined inputs.Utility System benefits do not include any non-energy benefits such as, other-fuel benefits, O&M benefits or periodic replacement benefits which generally accrue to the customer or to non-utility sponsors. Utility System Net Levelized Costs correspond to Utility System B/C ratio with regard to the costs and benefits included. Benefits are subtracted from costs, then levelized over the life of the measure The Risk-Mitigation credit is used to determine program cost-effectiveness and impacts both the Utility System B/C ratio and the Utility System Net Levelized Cost. If the Risk-Mitigation credit is non-zero, the Utility System Net Levelized Cost will be reduced by the Risk-Mitigation benefit. When using ProCost to build conservation supply curves, the user should set the Risk-Mitigation Credit to zero so the credit is not reflected in the supply curves.
Note on BH87: Direct and program administrative costs incurred by the utility system minus benefits that accrue to the utility system.There are separate Utility System Net Levelized Costs for the electric and the gas system. Utility system benefits include deferred transmission and distribution system capacity, risk-mitigation and Regional Act credit all of which are user-determined inputs.Utility System benefits do not include any non-energy benefits such as, other-fuel benefits, O&M benefits or periodic replacement benefits which generally accrue to the customer or to non-utility sponsors. Utility System Net Levelized Costs correspond to Utility System B/C ratio with regard to the costs and benefits included. Benefits are subtracted from costs, then levelized over the life of the measure The Risk-Mitigation credit is used to determine program cost-effectiveness and impacts both the Utility System B/C ratio and the Utility System Net Levelized Cost. If the Risk-Mitigation credit is non-zero, the Utility System Net Levelized Cost will be reduced by the Risk-Mitigation benefit. When using ProCost to build conservation supply curves, the user should set the Risk-Mitigation Credit to zero so the credit is not reflected in the supply curves.
Note on BM87: Direct and program administrative costs of the measure to sponsor. Separate costs for each sponsor. Depends on share of costs incurred by sponsor, sponsor cost of capital, and financing term which are user-defined inputs. Includes applicable Capital, O&M, Periodic Replacement and Program Administrative costs. Sponsor costs are levelized over program life. Does not include any adjustments for benefit. NOTE: Units are per kWh for 'Electric' runs and per therm for 'Gas' runs for all sponsors.
Note on CE87: All costs minus all benefits regardless of which sponsor incurs the cost or accrues the benefits. TRC Net Levelized Cost includes all applicable costs and all benefits. In addition to energy system costs and benefits, TRC Net Levelized Cost includes non-energy, other-fuel, O&M, periodic-replacement and risk-mitigation benefits and costs. TRC Net Levelized Cost corresponds to TRC B/C ratios with regard to the costs and benefits included. Benefits are subtracted from costs, then levelized over the life of the measure. The Risk-Mitigation credit is used to determine program cost-effectiveness and impacts both the TRC B/C ratio and the TRC Net Levelized Cost. If Risk-Mitigation credit is non-zero, TRC Levelized Cost will be reduced by the risk-mitigation benefit. When using ProCost to build conservation supply curves, the user should set the Risk-Mitigation Credit to zero so the credit is not reflected in the supply curves.
Note on CW87: Direct and program administrative costs incurred by the utility system minus benefits that accrue to the utility system.There are separate Utility System Net Levelized Costs for the electric and the gas system. Utility system benefits include deferred transmission and distribution system capacity, risk-mitigation and Regional Act credit all of which are user-determined inputs.Utility System benefits do not include any non-energy benefits such as, other-fuel benefits, O&M benefits or periodic replacement benefits which generally accrue to the customer or to non-utility sponsors. Utility System Net Levelized Costs correspond to Utility System B/C ratio with regard to the costs and benefits included. Benefits are subtracted from costs, then levelized over the life of the measure The Risk-Mitigation credit is used to determine program cost-effectiveness and impacts both the Utility System B/C ratio and the Utility System Net Levelized Cost. If the Risk-Mitigation credit is non-zero, the Utility System Net Levelized Cost will be reduced by the Risk-Mitigation benefit. When using ProCost to build conservation supply curves, the user should set the Risk-Mitigation Credit to zero so the credit is not reflected in the supply curves.

## M_Weight
Data Set Name
|  | Measure Index Name | Exterior Building Lighting
|  | Costs must be denominated in the same year as 'Input Cost Reference Year' = |  | 2012
Convert Savings and Cost per fixture to savings and costs per KSF floor area for sup[ply curve unts
|  | 1 | 2 | 3 | 4 | 5 | 6 | 7 | 8 | 9 | 10 | 11 | 12 | 13 | 14 | 15 | 16 | 17 | 18 | 19 | 20 | 21 | 22 | 23 | 24 | 25 | 26 | 27 | 28 | 29 | 30 | 31 | 32 | 33 | 34 | 35 | 36 | 37 | 38 | 39 | 40 | 41 | 42 | 43 | 44 | 45 | 46 | 47 | 48 | 49 | 50 | 51 | 52 | 53 | 54 | 55 | 56 | 57 | 58 | 59 | 60 | 61 | 62 | 63 | 64 | 65 | 66 | 67 | 68 | 69 | 70 | 71 | 72 | 73 | 74 | 75 | 76 | 77 | 78 | 79 | 80 | 81 | 82 | 83 | 84 | 85 | 86 | 87 | 88 | 89 | 90 | 91 | 92 | 93 | 94 | 95 | 96 | 97 | 98 | 99 | 100 | 101 | 102 | 103 | 104 | 105
|  | Input Data | [7 empty] | Periodic Replacement Costs and Savings and Replacement Period | [5 empty] | Gas Inputs |  | Retro or LO | Early Retrofit Parameters
Proxy Measure Name | Fixtures/KSF | 1: Category Name; 2: Measure Name; Convert Savings and Cost per fixture to savings and costs per KSF floor area for sup[ply curve unts 3: Savings (kwh/yr); Convert Savings and Cost per fixture to savings and costs per KSF floor area for sup[ply curve unts 4: Life (yrs); Convert Savings and Cost per fixture to savings and costs per KSF floor area for sup[ply curve unts 5: Capital Cost; Convert Savings and Cost per fixture to savings and costs per KSF floor area for sup[ply curve unts 6: Annual O&M; Convert Savings and Cost per fixture to savings and costs per KSF floor area for sup[ply curve unts 7: Shape Pointer; Convert Savings and Cost per fixture to savings and costs per KSF floor area for sup[ply curve unts 8: Non-E Val ($/yr); Convert Savings and Cost per fixture to savings and costs per KSF floor area for sup[ply curve unts 9: Cost 1 ($); Convert Savings and Cost per fixture to savings and costs per KSF floor area for sup[ply curve unts 10: Period 1; Convert Savings and Cost per fixture to savings and costs per KSF floor area for sup[ply curve unts 11: Cost 2 ($); Convert Savings and Cost per fixture to savings and costs per KSF floor area for sup[ply curve unts 12: Period 2; Convert Savings and Cost per fixture to savings and costs per KSF floor area for sup[ply curve unts 13: Cost 3 ($); Convert Savings and Cost per fixture to savings and costs per KSF floor area for sup[ply curve unts 14: Period 3; Convert Savings and Cost per fixture to savings and costs per KSF floor area for sup[ply curve unts 15: Savings (therms/yr); Convert Savings and Cost per fixture to savings and costs per KSF floor area for sup[ply curve unts 16: Shape Pointer; Convert Savings and Cost per fixture to savings and costs per KSF floor area for sup[ply curve unts 17: R or L; Convert Savings and Cost per fixture to savings and costs per KSF floor area for sup[ply curve unts 18: Savings 2 (kWh); Convert Savings and Cost per fixture to savings and costs per KSF floor area for sup[ply curve unts 19: Remaining Life (yrs); Convert Savings and Cost per fixture to savings and costs per KSF floor area for sup[ply curve unts 20: Salvage Value ($)
HPS 250W-New | 0.17511 | 1: Exterior Lighting: Parking Lot - HPS 250W - New; 2: Exterior Lighting: Parking Lot - HPS 250W to LED 135W - New; Convert Savings and Cost per fixture to savings and costs per KSF floor area for sup[ply curve unts 3: 130.1965; Convert Savings and Cost per fixture to savings and costs per KSF floor area for sup[ply curve unts 4: 11.6279; Convert Savings and Cost per fixture to savings and costs per KSF floor area for sup[ply curve unts 5: 14.5373; Convert Savings and Cost per fixture to savings and costs per KSF floor area for sup[ply curve unts 7: S-All-Lgt-Streetlight-All-All-U; Convert Savings and Cost per fixture to savings and costs per KSF floor area for sup[ply curve unts 9: -4.5237; Convert Savings and Cost per fixture to savings and costs per KSF floor area for sup[ply curve unts 10: 5.5814; Convert Savings and Cost per fixture to savings and costs per KSF floor area for sup[ply curve unts 17: L
MH 400W-New | 0.0396 | 1: Exterior Lighting: Parking Lot - MH 400W - New; 2: Exterior Lighting: Parking Lot - MH 400W to LED 180W - New; Convert Savings and Cost per fixture to savings and costs per KSF floor area for sup[ply curve unts 3: 51.4031; Convert Savings and Cost per fixture to savings and costs per KSF floor area for sup[ply curve unts 4: 11.6279; Convert Savings and Cost per fixture to savings and costs per KSF floor area for sup[ply curve unts 5: 5.3073; Convert Savings and Cost per fixture to savings and costs per KSF floor area for sup[ply curve unts 7: S-All-Lgt-Streetlight-All-All-U; Convert Savings and Cost per fixture to savings and costs per KSF floor area for sup[ply curve unts 9: -1.1418; Convert Savings and Cost per fixture to savings and costs per KSF floor area for sup[ply curve unts 10: 3.7209; Convert Savings and Cost per fixture to savings and costs per KSF floor area for sup[ply curve unts 17: L
MH 1000W-New | 0.0019785 | 1: Exterior Lighting: Parking Lot - MH 1000W - New; 2: Exterior Lighting: Parking Lot - MH 1000W to LED 421W - New; Convert Savings and Cost per fixture to savings and costs per KSF floor area for sup[ply curve unts 3: 6.2519; Convert Savings and Cost per fixture to savings and costs per KSF floor area for sup[ply curve unts 4: 11.6279; Convert Savings and Cost per fixture to savings and costs per KSF floor area for sup[ply curve unts 5: 1.0527; Convert Savings and Cost per fixture to savings and costs per KSF floor area for sup[ply curve unts 7: S-All-Lgt-Streetlight-All-All-U; Convert Savings and Cost per fixture to savings and costs per KSF floor area for sup[ply curve unts 9: -0.061005; Convert Savings and Cost per fixture to savings and costs per KSF floor area for sup[ply curve unts 10: 3.7209; Convert Savings and Cost per fixture to savings and costs per KSF floor area for sup[ply curve unts 17: L
HPS 250W-NR | 0.17511 | 1: Exterior Lighting: Parking Lot - HPS 250W - NR; 2: Exterior Lighting: Parking Lot - HPS 250W to LED 135W - NR; Convert Savings and Cost per fixture to savings and costs per KSF floor area for sup[ply curve unts 3: 130.1965; Convert Savings and Cost per fixture to savings and costs per KSF floor area for sup[ply curve unts 4: 11.6279; Convert Savings and Cost per fixture to savings and costs per KSF floor area for sup[ply curve unts 5: 45.5438; Convert Savings and Cost per fixture to savings and costs per KSF floor area for sup[ply curve unts 7: S-All-Lgt-Streetlight-All-All-U; Convert Savings and Cost per fixture to savings and costs per KSF floor area for sup[ply curve unts 9: -4.5237; Convert Savings and Cost per fixture to savings and costs per KSF floor area for sup[ply curve unts 10: 5.5814; Convert Savings and Cost per fixture to savings and costs per KSF floor area for sup[ply curve unts 17: L
MH 400W-NR | 0.0396 | 1: Exterior Lighting: Parking Lot - MH 400W - NR; 2: Exterior Lighting: Parking Lot - MH 400W to LED 180W - NR; Convert Savings and Cost per fixture to savings and costs per KSF floor area for sup[ply curve unts 3: 51.4031; Convert Savings and Cost per fixture to savings and costs per KSF floor area for sup[ply curve unts 4: 11.6279; Convert Savings and Cost per fixture to savings and costs per KSF floor area for sup[ply curve unts 5: 13.3882; Convert Savings and Cost per fixture to savings and costs per KSF floor area for sup[ply curve unts 7: S-All-Lgt-Streetlight-All-All-U; Convert Savings and Cost per fixture to savings and costs per KSF floor area for sup[ply curve unts 9: -1.1418; Convert Savings and Cost per fixture to savings and costs per KSF floor area for sup[ply curve unts 10: 3.7209; Convert Savings and Cost per fixture to savings and costs per KSF floor area for sup[ply curve unts 17: L
MH 1000W-NR | 0.0019785 | 1: Exterior Lighting: Parking Lot - MH 1000W - NR; 2: Exterior Lighting: Parking Lot - MH 1000W to LED 421W - NR; Convert Savings and Cost per fixture to savings and costs per KSF floor area for sup[ply curve unts 3: 6.2519; Convert Savings and Cost per fixture to savings and costs per KSF floor area for sup[ply curve unts 4: 11.6279; Convert Savings and Cost per fixture to savings and costs per KSF floor area for sup[ply curve unts 5: 1.9471; Convert Savings and Cost per fixture to savings and costs per KSF floor area for sup[ply curve unts 7: S-All-Lgt-Streetlight-All-All-U; Convert Savings and Cost per fixture to savings and costs per KSF floor area for sup[ply curve unts 9: -0.061005; Convert Savings and Cost per fixture to savings and costs per KSF floor area for sup[ply curve unts 10: 3.7209; Convert Savings and Cost per fixture to savings and costs per KSF floor area for sup[ply curve unts 17: L
HPS 250W-Retro | 0.17511 | 1: Exterior Lighting: Parking Lot - HPS 250W - Retro; 2: Exterior Lighting: Parking Lot - HPS 250W to LED 135W - Retro; Convert Savings and Cost per fixture to savings and costs per KSF floor area for sup[ply curve unts 3: 130.1965; Convert Savings and Cost per fixture to savings and costs per KSF floor area for sup[ply curve unts 4: 11.6279; Convert Savings and Cost per fixture to savings and costs per KSF floor area for sup[ply curve unts 5: 50.0675; Convert Savings and Cost per fixture to savings and costs per KSF floor area for sup[ply curve unts 7: S-All-Lgt-Streetlight-All-All-U; Convert Savings and Cost per fixture to savings and costs per KSF floor area for sup[ply curve unts 9: -4.5237; Convert Savings and Cost per fixture to savings and costs per KSF floor area for sup[ply curve unts 10: 5.5814; Convert Savings and Cost per fixture to savings and costs per KSF floor area for sup[ply curve unts 17: R
MH 400W-Retro | 0.0396 | 1: Exterior Lighting: Parking Lot - MH 400W - Retro; 2: Exterior Lighting: Parking Lot - MH 400W to LED 180W - Retro; Convert Savings and Cost per fixture to savings and costs per KSF floor area for sup[ply curve unts 3: 51.4031; Convert Savings and Cost per fixture to savings and costs per KSF floor area for sup[ply curve unts 4: 11.6279; Convert Savings and Cost per fixture to savings and costs per KSF floor area for sup[ply curve unts 5: 14.53; Convert Savings and Cost per fixture to savings and costs per KSF floor area for sup[ply curve unts 7: S-All-Lgt-Streetlight-All-All-U; Convert Savings and Cost per fixture to savings and costs per KSF floor area for sup[ply curve unts 9: -1.1418; Convert Savings and Cost per fixture to savings and costs per KSF floor area for sup[ply curve unts 10: 3.7209; Convert Savings and Cost per fixture to savings and costs per KSF floor area for sup[ply curve unts 17: R
MH 1000W-Retro | 0.0019785 | 1: Exterior Lighting: Parking Lot - MH 1000W - Retro; 2: Exterior Lighting: Parking Lot - MH 1000W to LED 421W - Retro; Convert Savings and Cost per fixture to savings and costs per KSF floor area for sup[ply curve unts 3: 6.2519; Convert Savings and Cost per fixture to savings and costs per KSF floor area for sup[ply curve unts 4: 11.6279; Convert Savings and Cost per fixture to savings and costs per KSF floor area for sup[ply curve unts 5: 2.0082; Convert Savings and Cost per fixture to savings and costs per KSF floor area for sup[ply curve unts 7: S-All-Lgt-Streetlight-All-All-U; Convert Savings and Cost per fixture to savings and costs per KSF floor area for sup[ply curve unts 9: -0.061005; Convert Savings and Cost per fixture to savings and costs per KSF floor area for sup[ply curve unts 10: 3.7209; Convert Savings and Cost per fixture to savings and costs per KSF floor area for sup[ply curve unts 17: R
HID 150W-New | 0.10308 | 1: Exterior Lighting: Façade - HID 150W - New; 2: Exterior Lighting: Façade - HID 150W to LED 27W - New; Convert Savings and Cost per fixture to savings and costs per KSF floor area for sup[ply curve unts 3: 66.9358; Convert Savings and Cost per fixture to savings and costs per KSF floor area for sup[ply curve unts 4: 16.2791; Convert Savings and Cost per fixture to savings and costs per KSF floor area for sup[ply curve unts 5: 0.75268; Convert Savings and Cost per fixture to savings and costs per KSF floor area for sup[ply curve unts 7: S-All-Lgt-Streetlight-All-All-U; Convert Savings and Cost per fixture to savings and costs per KSF floor area for sup[ply curve unts 9: -4.312; Convert Savings and Cost per fixture to savings and costs per KSF floor area for sup[ply curve unts 10: 5.5814; Convert Savings and Cost per fixture to savings and costs per KSF floor area for sup[ply curve unts 17: L
HID 400W-New | 0.017973 | 1: Exterior Lighting: Façade - HID 400W - New; 2: Exterior Lighting: Façade - HID 400W to LED 82W - New; Convert Savings and Cost per fixture to savings and costs per KSF floor area for sup[ply curve unts 3: 28.881; Convert Savings and Cost per fixture to savings and costs per KSF floor area for sup[ply curve unts 4: 16.2791; Convert Savings and Cost per fixture to savings and costs per KSF floor area for sup[ply curve unts 5: 0.93213; Convert Savings and Cost per fixture to savings and costs per KSF floor area for sup[ply curve unts 7: S-All-Lgt-Streetlight-All-All-U; Convert Savings and Cost per fixture to savings and costs per KSF floor area for sup[ply curve unts 9: -0.70569; Convert Savings and Cost per fixture to savings and costs per KSF floor area for sup[ply curve unts 10: 3.7209; Convert Savings and Cost per fixture to savings and costs per KSF floor area for sup[ply curve unts 17: L
HID 150W-NR | 0.10308 | 1: Exterior Lighting: Façade - HID 150W - NR; 2: Exterior Lighting: Façade - HID 150W to LED 27W - NR; Convert Savings and Cost per fixture to savings and costs per KSF floor area for sup[ply curve unts 3: 66.9358; Convert Savings and Cost per fixture to savings and costs per KSF floor area for sup[ply curve unts 4: 16.2791; Convert Savings and Cost per fixture to savings and costs per KSF floor area for sup[ply curve unts 5: 19.2714; Convert Savings and Cost per fixture to savings and costs per KSF floor area for sup[ply curve unts 7: S-All-Lgt-Streetlight-All-All-U; Convert Savings and Cost per fixture to savings and costs per KSF floor area for sup[ply curve unts 9: -4.312; Convert Savings and Cost per fixture to savings and costs per KSF floor area for sup[ply curve unts 10: 5.5814; Convert Savings and Cost per fixture to savings and costs per KSF floor area for sup[ply curve unts 17: L
HID 400W-NR | 0.017973 | 1: Exterior Lighting: Façade - HID 400W - NR; 2: Exterior Lighting: Façade - HID 400W to LED 82W - NR; Convert Savings and Cost per fixture to savings and costs per KSF floor area for sup[ply curve unts 3: 28.881; Convert Savings and Cost per fixture to savings and costs per KSF floor area for sup[ply curve unts 4: 16.2791; Convert Savings and Cost per fixture to savings and costs per KSF floor area for sup[ply curve unts 5: 5.9721; Convert Savings and Cost per fixture to savings and costs per KSF floor area for sup[ply curve unts 7: S-All-Lgt-Streetlight-All-All-U; Convert Savings and Cost per fixture to savings and costs per KSF floor area for sup[ply curve unts 9: -0.70569; Convert Savings and Cost per fixture to savings and costs per KSF floor area for sup[ply curve unts 10: 3.7209; Convert Savings and Cost per fixture to savings and costs per KSF floor area for sup[ply curve unts 17: L
HID 150W-Retro | 0.10308 | 1: Exterior Lighting: Façade - HID 150W - Retro; 2: Exterior Lighting: Façade - HID 150W to LED 27W - Retro; Convert Savings and Cost per fixture to savings and costs per KSF floor area for sup[ply curve unts 3: 66.9358; Convert Savings and Cost per fixture to savings and costs per KSF floor area for sup[ply curve unts 4: 16.2791; Convert Savings and Cost per fixture to savings and costs per KSF floor area for sup[ply curve unts 5: 23.5834; Convert Savings and Cost per fixture to savings and costs per KSF floor area for sup[ply curve unts 7: S-All-Lgt-Streetlight-All-All-U; Convert Savings and Cost per fixture to savings and costs per KSF floor area for sup[ply curve unts 9: -4.312; Convert Savings and Cost per fixture to savings and costs per KSF floor area for sup[ply curve unts 10: 5.5814; Convert Savings and Cost per fixture to savings and costs per KSF floor area for sup[ply curve unts 17: R
HID 400W-Retro | 0.017973 | 1: Exterior Lighting: Façade - HID 400W - Retro; 2: Exterior Lighting: Façade - HID 400W to LED 82W - Retro; Convert Savings and Cost per fixture to savings and costs per KSF floor area for sup[ply curve unts 3: 28.881; Convert Savings and Cost per fixture to savings and costs per KSF floor area for sup[ply curve unts 4: 16.2791; Convert Savings and Cost per fixture to savings and costs per KSF floor area for sup[ply curve unts 5: 6.6778; Convert Savings and Cost per fixture to savings and costs per KSF floor area for sup[ply curve unts 7: S-All-Lgt-Streetlight-All-All-U; Convert Savings and Cost per fixture to savings and costs per KSF floor area for sup[ply curve unts 9: -0.70569; Convert Savings and Cost per fixture to savings and costs per KSF floor area for sup[ply curve unts 10: 3.7209; Convert Savings and Cost per fixture to savings and costs per KSF floor area for sup[ply curve unts 17: R
HID 150W-New | 0.10308 | 1: Exterior Lighting: Walkway - HID 150W - New; 2: Exterior Lighting: Walkway - HID 150W to LED 28W - New; Convert Savings and Cost per fixture to savings and costs per KSF floor area for sup[ply curve unts 3: 66.782; Convert Savings and Cost per fixture to savings and costs per KSF floor area for sup[ply curve unts 4: 16.2791; Convert Savings and Cost per fixture to savings and costs per KSF floor area for sup[ply curve unts 5: 0.68761; Convert Savings and Cost per fixture to savings and costs per KSF floor area for sup[ply curve unts 7: S-All-Lgt-Streetlight-All-All-U; Convert Savings and Cost per fixture to savings and costs per KSF floor area for sup[ply curve unts 9: -4.0543; Convert Savings and Cost per fixture to savings and costs per KSF floor area for sup[ply curve unts 10: 5.5814; Convert Savings and Cost per fixture to savings and costs per KSF floor area for sup[ply curve unts 17: L
CFL 26W-New | 0.033876 | 1: Exterior Lighting: Walkway - CFL 26W - New; 2: Exterior Lighting: Walkway - CFL 26W to LED 12W - New; Convert Savings and Cost per fixture to savings and costs per KSF floor area for sup[ply curve unts 3: 2.3112; Convert Savings and Cost per fixture to savings and costs per KSF floor area for sup[ply curve unts 4: 6.6763; Convert Savings and Cost per fixture to savings and costs per KSF floor area for sup[ply curve unts 5: 0.13553; Convert Savings and Cost per fixture to savings and costs per KSF floor area for sup[ply curve unts 7: S-All-Lgt-Streetlight-All-All-U; Convert Savings and Cost per fixture to savings and costs per KSF floor area for sup[ply curve unts 9: -0.33142; Convert Savings and Cost per fixture to savings and costs per KSF floor area for sup[ply curve unts 10: 2.3256; Convert Savings and Cost per fixture to savings and costs per KSF floor area for sup[ply curve unts 17: L
INC 75W-New | 0.0061508 | 1: Exterior Lighting: Walkway - INC 75W - New; 2: Exterior Lighting: Walkway - INC 75W to LED 12W - New; Convert Savings and Cost per fixture to savings and costs per KSF floor area for sup[ply curve unts 3: 1.7156; Convert Savings and Cost per fixture to savings and costs per KSF floor area for sup[ply curve unts 4: 6.6763; Convert Savings and Cost per fixture to savings and costs per KSF floor area for sup[ply curve unts 5: 0.029395; Convert Savings and Cost per fixture to savings and costs per KSF floor area for sup[ply curve unts 7: S-All-Lgt-Streetlight-All-All-U; Convert Savings and Cost per fixture to savings and costs per KSF floor area for sup[ply curve unts 9: -0.055391; Convert Savings and Cost per fixture to savings and costs per KSF floor area for sup[ply curve unts 10: 0.23256; Convert Savings and Cost per fixture to savings and costs per KSF floor area for sup[ply curve unts 17: L
HID 150W-NR | 0.10308 | 1: Exterior Lighting: Walkway - HID 150W - NR; 2: Exterior Lighting: Walkway - HID 150W to LED 29W - NR; Convert Savings and Cost per fixture to savings and costs per KSF floor area for sup[ply curve unts 3: 65.9875; Convert Savings and Cost per fixture to savings and costs per KSF floor area for sup[ply curve unts 4: 13.9535; Convert Savings and Cost per fixture to savings and costs per KSF floor area for sup[ply curve unts 5: 15.9009; Convert Savings and Cost per fixture to savings and costs per KSF floor area for sup[ply curve unts 7: S-All-Lgt-Streetlight-All-All-U; Convert Savings and Cost per fixture to savings and costs per KSF floor area for sup[ply curve unts 9: -4.0543; Convert Savings and Cost per fixture to savings and costs per KSF floor area for sup[ply curve unts 10: 5.5814; Convert Savings and Cost per fixture to savings and costs per KSF floor area for sup[ply curve unts 17: L
CFL 26W-NR | 0.033876 | 1: Exterior Lighting: Walkway - CFL 26W - NR; 2: Exterior Lighting: Walkway - CFL 26W to LED 12W - NR; Convert Savings and Cost per fixture to savings and costs per KSF floor area for sup[ply curve unts 3: 2.3112; Convert Savings and Cost per fixture to savings and costs per KSF floor area for sup[ply curve unts 4: 6.6763; Convert Savings and Cost per fixture to savings and costs per KSF floor area for sup[ply curve unts 5: 0.13553; Convert Savings and Cost per fixture to savings and costs per KSF floor area for sup[ply curve unts 7: S-All-Lgt-Streetlight-All-All-U; Convert Savings and Cost per fixture to savings and costs per KSF floor area for sup[ply curve unts 9: -0.33142; Convert Savings and Cost per fixture to savings and costs per KSF floor area for sup[ply curve unts 10: 2.3256; Convert Savings and Cost per fixture to savings and costs per KSF floor area for sup[ply curve unts 17: L
INC 75W-NR | 0.0061508 | 1: Exterior Lighting: Walkway - INC 75W - NR; 2: Exterior Lighting: Walkway - INC 75W to LED 12W - NR; Convert Savings and Cost per fixture to savings and costs per KSF floor area for sup[ply curve unts 3: 1.7156; Convert Savings and Cost per fixture to savings and costs per KSF floor area for sup[ply curve unts 4: 6.6763; Convert Savings and Cost per fixture to savings and costs per KSF floor area for sup[ply curve unts 5: 0.029395; Convert Savings and Cost per fixture to savings and costs per KSF floor area for sup[ply curve unts 7: S-All-Lgt-Streetlight-All-All-U; Convert Savings and Cost per fixture to savings and costs per KSF floor area for sup[ply curve unts 9: -0.055391; Convert Savings and Cost per fixture to savings and costs per KSF floor area for sup[ply curve unts 10: 0.23256; Convert Savings and Cost per fixture to savings and costs per KSF floor area for sup[ply curve unts 17: L
HID 150W-Retro | 0.10308 | 1: Exterior Lighting: Walkway - HID 150W - Retro; 2: Exterior Lighting: Walkway - HID 150W to LED 29W - Retro; Convert Savings and Cost per fixture to savings and costs per KSF floor area for sup[ply curve unts 3: 65.9875; Convert Savings and Cost per fixture to savings and costs per KSF floor area for sup[ply curve unts 4: 13.9535; Convert Savings and Cost per fixture to savings and costs per KSF floor area for sup[ply curve unts 5: 21.6733; Convert Savings and Cost per fixture to savings and costs per KSF floor area for sup[ply curve unts 7: S-All-Lgt-Streetlight-All-All-U; Convert Savings and Cost per fixture to savings and costs per KSF floor area for sup[ply curve unts 9: -4.0543; Convert Savings and Cost per fixture to savings and costs per KSF floor area for sup[ply curve unts 10: 5.5814; Convert Savings and Cost per fixture to savings and costs per KSF floor area for sup[ply curve unts 17: R
CFL 26W-Retro | 0.033876 | 1: Exterior Lighting: Walkway - CFL 26W - Retro; 2: Exterior Lighting: Walkway - CFL 26W to LED 12W - Retro; Convert Savings and Cost per fixture to savings and costs per KSF floor area for sup[ply curve unts 3: 2.3112; Convert Savings and Cost per fixture to savings and costs per KSF floor area for sup[ply curve unts 4: 6.6763; Convert Savings and Cost per fixture to savings and costs per KSF floor area for sup[ply curve unts 5: 1.0316; Convert Savings and Cost per fixture to savings and costs per KSF floor area for sup[ply curve unts 7: S-All-Lgt-Streetlight-All-All-U; Convert Savings and Cost per fixture to savings and costs per KSF floor area for sup[ply curve unts 9: -0.33142; Convert Savings and Cost per fixture to savings and costs per KSF floor area for sup[ply curve unts 10: 2.3256; Convert Savings and Cost per fixture to savings and costs per KSF floor area for sup[ply curve unts 17: R
INC 75W-Retro | 0.0061508 | 1: Exterior Lighting: Walkway - INC 75W - Retro; 2: Exterior Lighting: Walkway - INC 75W to LED 12W - Retro; Convert Savings and Cost per fixture to savings and costs per KSF floor area for sup[ply curve unts 3: 1.7156; Convert Savings and Cost per fixture to savings and costs per KSF floor area for sup[ply curve unts 4: 6.6763; Convert Savings and Cost per fixture to savings and costs per KSF floor area for sup[ply curve unts 5: 0.1873; Convert Savings and Cost per fixture to savings and costs per KSF floor area for sup[ply curve unts 7: S-All-Lgt-Streetlight-All-All-U; Convert Savings and Cost per fixture to savings and costs per KSF floor area for sup[ply curve unts 9: -0.055391; Convert Savings and Cost per fixture to savings and costs per KSF floor area for sup[ply curve unts 10: 0.23256; Convert Savings and Cost per fixture to savings and costs per KSF floor area for sup[ply curve unts 17: R
Note on K6: :ProCost Perioodic replacement costs and savinsg of the measure. These are costs and savings that occur periodicially, but at different periods than annually. Can be positive or negative. Periodic replacement costs for both the measure and the baseline measure should be included if applicable. ProCost can analysze these costs in two ways dependent on the 'Repeat Periodic Replacemetn' switch in the ProData page. When set to 'On', ProCost repeats replacement costs for multiple times over the life of a measure depending on the input period and measure life. For example fluorescent lamps may have a 4-year replacement cycle that repeats 3 times in a 15-year measure life. When set to 'Off', ProCost reads the period as the year after installation that the replacement cost occurs and does not subsequently reinstall or repeat the replacement costs. For example a compressor may be replaced only once in the life of a heat-pump system. Example: A new fluorescent lighting systems may have a measure life of 15 years, and a lamp life of five years. Two lamps lamps per fixture must be replaced at years 6 and 11. Lamp and labor costs, expressed as positive costs, are entered as a cost and the period would be enetered as 5. The baseline measure may have a four year lamp life and would have required a three-lamp replacement at years 5, 9 and 13. Lamp and labor replacement costs would be entered as annual savings in dollars with a 4-year period. ProCost determines the net present value of the two cost streams.
Note on Q6: :ProCost If the measure has gas savings for incfreases, enter the annual savings and shape of the savings here. Example: Clothes washer saves electric motor and dryer energy and gas water heat.
Note on C7: :Procost Category for the measure. Individual measures can be grouped into categories. Procost output is reported by measure and by category. All measures must belong to at least one category. Category name can be the same as measure name. Example: Measures can be combined into one category if they have components with different load shapes or measure lives. On wash machines there may be one load shape for the electric motor savings component, a second load shape for the electric water heat savings component and a third shape for electric dryer savings component.
Note on D7: :ProCost Name of Measure. User-defined. For PTR measures, defined naming conventions apply.
Note on E7: :ProCost Annual electric savings for the measure in kWh at the site. May be positive, negative or zero. Savings are incremental to the baseline alternative.
Note on F7: :ProCost Physical life of the measure in years. Must be >=1.
Note on G7: :ProCost Initial cost to install the measure in dollars. Costs are incremental to the baseline alternative. Dollars must be denominated in the same year as 'Input Cost Reference Year' input on the ProData page.
Note on H7: :ProCost Annaul opperations and maintenace cost for the measure in dollars. Must be incremental cost over the baseline alternative. May be positive, negative or zero. Dollars must be denominated in the same year as 'Input Cost Reference Year' input on the ProData page. O&M costs are enetered as positive values. Negative values represent O&M savings compared to the baseline alternative. Example: Annualized maintenace cost for a heat pump heating system compared to a baseline electric resistance heating system.
Note on I7: :ProCost Name of the pointer to the shape of the savings. The shapes represent the daily and monthly shape of the savings in four time segments for each month of the year. Shape of the savings is relative to the baseline alternative. These shaps are in the MC_AND_Loadshape file.
Note on J7: :ProCost Annual value of any non-energy benefits of the measure, relative to the baseline alternative. Expressed in dollars per year and denominated in dollars of the 'Cost Reference Year'. Positive value represents dollar savings. Negative value represents dollar cost. Example: Water, detergent and sewer savings from efficient clothes washer.
Note on K7: : Cost in dollars that is incurred for Period 1. Positive value if cost. Negative value if savings. Dollars must be denominated in the same year as 'Input Cost Reference Year' input on the ProData page.
Note on L7: :ProCost Duration of Period1. The time at which Period 1 costs, or savings, occur. In years.
Note on M7: : Cost in dollars that is incurred for Period 2 Positive value if cost. Negative value if savings. Dollars must be denominated in the same year as 'Input Cost Reference Year' input on the ProData page.
Note on N7: :ProCost Duration of Period 2. The time at which Period 2 costs, or savings, occur. In years.
Note on O7: : Cost in dollars that is incurred for Period 3. Positive value if cost. Negative value if savings. Dollars must be denominated in the same year as 'Input Cost Reference Year' input on the ProData page.
Note on P7: :ProCost Duration of Period 3. The time at which Period 3 costs, or savings, occur. In years.
Note on Q7: : Annual gas savings, or increases, in therms.
Note on R7: :ProCost Name of the pointer to the shape of the savings. The shapes represent the daily and monthly shape of the savings in four time segments for each month of the year. Shape of the savings is relative to the baseline alternative. These shaps are in the MC_AND_Loadshape file.

## Watt Allocation
Exterior | Source: CBSA Report Lighitng Tables 2014-11-26.xlsx
Start with map of total wattage by Use Type and Lamp Type.
Distribution of Wattage By Use Type in Watts
| Sum of kw.pnw.tot | Column Labels
| Row Labels | CFL | Fluorescent T12 | Fluorescent T8/T5 | HID | Incandescent | LED | Other | Grand Total |  |  | aMW
| BuildingFacade | 12156.9416 | 955.3844 | 1973.2842 | 74600.544 | 19857.9203 | 1701.8183 | 373.6612 | 111619.5541 |  | BuildingFacade | 54.7904
| ExteriorSales | 86.936 | 47.2527 | 1287.8794 | 14783.0967 | 451.3439 | 797.1132 | 27.8315 | 17481.4535 |  | ExteriorSales | 8.5811
| Other | 49.6819 | 573.6444 | 2233.6104 | 20042.6366 | 2067.6338 | 174.5821 | 290.4529 | 25432.242 |  | Other | 12.4839
| ParkingLot | 781.3152 | 594.6058 | 7423.4815 | 200294.0316 | 4033.8592 | 4101.3667 | 878.3585 | 218107.0186 |  | ParkingLot | 107.0617
| Signage | 169.5174 | 254.9215 | 1547.6651 | 2093.0724 | 477.4904 | 184.4485 | 28.0822 | 4755.1975 |  | Signage | 2.3342
| SportingField | 68.5952 | 0 | 8.5313 | 9791.2809 | 2321.7181 | 0 | 0 | 12190.1255 |  | SportingField | 5.9837
| Walkway/Area | 12034.5672 | 1617.1674 | 3645.0193 | 56394.0117 | 10505.3854 | 2905.3013 | 287.4722 | 87388.9245 |  | Walkway/Area | 42.8964
| Grand Total | 25347.5544 | 4042.9763 | 18119.4713 | 377998.674 | 39715.3512 | 9864.6301 | 1885.8584 | 476974.5157 |  | Grand Total | 234.1313
Normalize to Total Wattage
Distribution of Wattage By Use Type in %Watts
| Sum of kw.pnw.tot | Column Labels
| Row Labels | CFL | Fluorescent T12 | Fluorescent T8/T5 | HID | Incandescent | LED | Other | Grand Total
| BuildingFacade | 2.549% | 0.2003% | 0.4137% | 15.64% | 4.163% | 0.3568% | 0.07834% | 23.4%
| ExteriorSales | 0.01823% | 0.009907% | 0.27% | 3.099% | 0.09463% | 0.1671% | 0.005835% | 3.665%
| Other | 0.01042% | 0.1203% | 0.4683% | 4.202% | 0.4335% | 0.0366% | 0.06089% | 5.332%
| ParkingLot | 0.1638% | 0.1247% | 1.556% | 41.99% | 0.8457% | 0.8599% | 0.1842% | 45.73%
| Signage | 0.03554% | 0.05345% | 0.3245% | 0.4388% | 0.1001% | 0.03867% | 0.005888% | 0.997%
| SportingField | 0.01438% | 0% | 0.001789% | 2.053% | 0.4868% | 0% | 0% | 2.556%
| Walkway/Area | 2.523% | 0.339% | 0.7642% | 11.82% | 2.203% | 0.6091% | 0.06027% | 18.32%
| Grand Total | 5.314% | 0.8476% | 3.799% | 79.25% | 8.327% | 2.068% | 0.3954% | 100%
Calculate Outdoor LPD per Builidng Floor Area
| Distribtuion of LPD in W/KSF Building Floor Area including Hospital and Univeristy | [10 empty] | 3349.2736
| Sum of kw.pnw.tot | Column Labels
LPD in W/KSF | Row Labels | CFL | Fluorescent T12 | Fluorescent T8/T5 | HID | Incandescent | LED | Other | Grand Total |  |  | aMW
| BuildingFacade | 4.3152 | 0.33912 | 0.70043 | 26.4798 | 7.0487 | 0.60407 | 0.13263 | 39.6199 |  | BuildingFacade | 65.1371
| ExteriorSales | 0.030858 | 0.016773 | 0.45714 | 5.2473 | 0.16021 | 0.28294 | 0.0098789 | 6.2051 |  | ExteriorSales | 10.2015
| Other | 0.017635 | 0.20362 | 0.79283 | 7.1142 | 0.73392 | 0.061969 | 0.1031 | 9.0273 |  | Other | 14.8413
| ParkingLot | 0.27733 | 0.21106 | 2.635 | 71.0954 | 1.4318 | 1.4558 | 0.31178 | 77.4182 |  | ParkingLot | 127.2794
| Signage | 0.060171 | 0.090486 | 0.54935 | 0.74295 | 0.16949 | 0.065471 | 0.0099679 | 1.6879 |  | Signage | 2.775
| SportingField | 0.024348 | 0 | 0.0030282 | 3.4755 | 0.82411 | 0 | 0 | 4.3269 |  | SportingField | 7.1137
| Walkway/Area | 4.2717 | 0.57402 | 1.2938 | 20.0173 | 3.7289 | 1.0313 | 0.10204 | 31.0191 |  | Walkway/Area | 50.997
| Grand Total | 8.9972 | 1.4351 | 6.4316 | 134.1726 | 14.0972 | 3.5015 | 0.6694 | 169.3045 |  | Grand Total | 278.3451
Add Wattage for missing Hospital and University
| Floor Area 2013 from CBSA |  |  |  | 324 | 316 | 95 | 135 | 191 | 186 | 59 | 245 | 124 | 442 | 65 | 12 | 53 | 171 | 104 | 125 | 369 | 333 |  | 3349
[5 empty] | Office | Office | Office | Retail | Retail | Retail | Retail | School | Retail | Warehouse | Grocery | Grocery | Food Service | Lodging | Retail | Residential Care | Assembly | Other
Exterior | Source: CBSA Report Lighitng Tables 2014-11-26.xlsx |  | All |  | Office |  |  | Retail |  |  |  | School |  | Warehouse | Grocery |  | Restaurant | Lodging | Health |  | Assembly | Other
Look Up Name | Variable |  | All |  | Large Off | Medium Off | Small Off | Xlarge Retail | Large Retail | Medium Retail | Small Retail | K-12 | University | Warehouse | Supermarket | MiniMart | Restaurant | Lodging | Hospital | Res Care | Assembly | Other
| LPD_Out_IndoorSF |  | 0.1693 |  | 0.13694 | 0.13694 | 0.13694 | 0.28432 | 0.28432 | 0.28432 | 0.28432 | 0.10641 | 0.28432 | 0.083533 | 0.26032 | 0.26032 | 0.43664 | 0.1026 | 0.28432 | 0.070372 | 0.15772 | 0.14553
| Source: CBSA Report Lighitng Tables 2014-11-26.xlsx | [13 empty] | Source: CBSA Report Lighitng Tables 2014-11-26.xlsx | [6 empty] | Column Labels
| Sum of kw.pnw.frac |  |  |  | Column Labels | [16 empty] | Sum of kw.pnw.frac
| Row Labels |  |  |  | CFL | Fluorescent T12 | Fluorescent T8/T5 | HID | Incandescent | LED | Other |  |  |  | building_type | lpd.o.mean | n | eb |  |  | Row Labels | CFL | Fluorescent T12 | Fluorescent T8/T5 | HID | Incandescent | LED | Other
| BuildingFacade |  |  |  | 10.89% | 0.8559% | 1.768% | 66.83% | 17.79% | 1.525% | 0.3348% |  |  |  | All | 0.16122 | 796 | 0.020182 |  |  | All | 5.304% | 0.8407% | 3.777% | 79.35% | 8.281% | 2.051% | 0.3922%
| ExteriorSales |  |  |  | 0.4973% | 0.2703% | 7.367% | 84.56% | 2.582% | 4.56% | 0.1592% |  |  |  | Assembly | 0.15772 | 102 | 0.053642 |  |  | Assembly | 6.255% | 0.0519% | 0.07263% | 77.02% | 15.13% | 1.271% | 0.2015%
| Other |  |  |  | 0.1953% | 2.256% | 8.783% | 78.81% | 8.13% | 0.6865% | 1.142% |  |  |  | Food Service | 0.43664 | 43 | 0.2015 |  |  | Food Service | 7.064% | 4.975% | 5.448% | 56.23% | 25.38% | 0.9082% | 0%
| ParkingLot |  |  |  | 0.3582% | 0.2726% | 3.404% | 91.83% | 1.849% | 1.88% | 0.4027% |  |  |  | Grocery | 0.26032 | 74 | 0.11904 |  |  | Grocery | 2.799% | 6.601% | 4.474% | 74.71% | 4.86% | 6.353% | 0.2033%
| Signage |  |  |  | 3.565% | 5.361% | 32.55% | 44.02% | 10.04% | 3.879% | 0.5906% |  |  |  | Lodging | 0.1026 | 71 | 0.019362 |  |  | Lodging | 11.66% | 1.006% | 0.8939% | 74.1% | 11.99% | 0.2866% | 0.05505%
| SportingField |  |  |  | 0.5627% | 0% | 0.06999% | 80.32% | 19.05% | 0% | 0% |  |  |  | Office | 0.13694 | 114 | 0.039622 |  |  | Office | 6.852% | 0% | 0.7726% | 83.21% | 8.156% | 0.9625% | 0.04564%
| Walkway/Area |  |  |  | 13.77% | 1.851% | 4.171% | 64.53% | 12.02% | 3.325% | 0.329% |  |  |  | Residential Care | 0.070372 | 67 | 0.014525 |  |  | Residential Care | 12.01% | 0% | 1.228% | 57.2% | 26.83% | 0.1862% | 2.545%
| Grand Total |  |  |  | 29.84% | 10.87% | 58.11% | 510.9% | 71.46% | 15.85% | 2.958% |  |  |  | Retail | 0.28432 | 130 | 0.082288 |  |  | Retail | 2.887% | 0.7861% | 7.758% | 83.46% | 3.694% | 0.46% | 0.9531%
[15 empty] | School | 0.10641 | 74 | 0.020666 |  |  | School | 5.506% | 0.6076% | 3.016% | 80.4% | 6.066% | 4.37% | 0.03995%
[15 empty] | Warehouse | 0.083533 | 43 | 0.022923 |  |  | Warehouse | 2.895% | 0% | 4.143% | 85.16% | 7.383% | 0.4176% | 0%
| variable | value.mean.lpd | n | eb | [10 empty] | Other | 0.14553 | 78 | 0.035074 |  |  | Other | 7.673% | 0.01727% | 1.496% | 74.62% | 6.217% | 9.974% | 0%
| BuildingFacade | 0.038395 | 796 | 0.0062692
| ExteriorSales | 0.0060132 | 796 | 0.0047752
| Other | 0.075024 | 796 | 0.015276
| ParkingLot | 0.0016357 | 796 | 0.00075343
| Signage | 0.0041931 | 796 | 0.0032785
| SportingField | 0.03006 | 796 | 0.0066013
| Walkway/Area | 0.0087481 | 796 | 0.0050129 | [7 empty] | From Grist CBSA State Case Weights 2014-12-19.xlsx | [8 empty] | Distribution of Outdoor Watts
[12 empty] | Row Labels | Sum of Sf_State | [7 empty] | Row Labels | CFL | Fluorescent T12 | Fluorescent T8/T5 | HID | Incandescent | LED | Other | Sum Check
[12 empty] | Assembly | 368872051.459 | 368.8721 |  |  |  | Grand Total | 3349.2736 |  | All | 0.0085505 | 0.0013554 | 0.0060888 | 0.12793 | 0.01335 | 0.0033071 | 0.00063224 | 0.16122
[12 empty] | Grocery | 77120837.6874 | 77.1208
[12 empty] | Hospital | 103754035 | 103.754 |  |  |  | Assembly | 368.8721 |  | Assembly | 0.0098651 | 8.1863e-05 | 0.00011455 | 0.12148 | 0.023856 | 0.0020049 | 0.00031782 | 0.15772
[12 empty] | Lodging | 171040928.8844 | 171.0409 |  |  |  | Restaurant | 53.0367 |  | Food Service | 0.030844 | 0.021722 | 0.02379 | 0.24551 | 0.11081 | 0.0039655 | 0 | 0.43664
[12 empty] | Office | 734358126.135 | 734.3581 |  |  |  | Grocery | 77.1208 |  | Grocery | 0.0072867 | 0.017183 | 0.011646 | 0.19449 | 0.012652 | 0.016539 | 0.00052914 | 0.26032
[12 empty] | Other | 333434464.106 | 333.4345 |  |  |  | Lodging | 171.0409 |  | Lodging | 0.011967 | 0.0010321 | 0.00091717 | 0.076026 | 0.012306 | 0.00029407 | 5.6477e-05 | 0.1026
[12 empty] | Residential Care | 125160635.4336 | 125.1606 |  |  |  | Office | 734.3581 |  | Office | 0.0093827 | 0 | 0.0010581 | 0.11395 | 0.011169 | 0.0013181 | 6.2505e-05 | 0.13694
[12 empty] | Restaurant | 53036739.082 | 53.0367 |  |  |  | Other | 333.4345 |  | Other | 0.0084518 | 0 | 0.00086414 | 0.040252 | 0.018882 | 0.00013103 | 0.0017912 | 0.070372
[12 empty] | Retail/Service | 570929487.823 | 570.9295 |  |  |  | Residential Care | 125.1606 |  | Residential Care | 0.0082084 | 0.002235 | 0.022057 | 0.23729 | 0.010503 | 0.0013078 | 0.0027097 | 0.28432
[12 empty] | School K-12 | 245353161.738 | 245.3532 |  |  |  | Retail/Service | 570.9295 |  | Retail | 0.0058586 | 0.00064659 | 0.003209 | 0.085551 | 0.0064546 | 0.0046497 | 4.251e-05 | 0.10641
[12 empty] | University | 123989126 | 123.9891 |  |  |  | School K-12 | 245.3532 |  | School | 0.0024186 | 0 | 0.0034605 | 0.071137 | 0.0061676 | 0.00034887 | 0 | 0.083533
[12 empty] | Warehouse | 442224054.61 | 442.2241 |  |  |  | Warehouse | 442.2241 |  | Warehouse | 0.011166 | 2.5138e-05 | 0.002177 | 0.1086 | 0.0090476 | 0.014515 | 0 | 0.14553
[12 empty] | Grand Total | 3349273647.9584 | 3349.2736
Note on O57: Charlie Grist: University estimates from other data sources. No data in CBSA 2014.
Note on U57: Charlie Grist: Hospital estimates from other data sources. No data in CBSA 2014.
Note on E58: Charlie Grist: Value includes estimate for University and Hospital so is different than reported in CBSA

## Savings and Cost Analysis
[17 empty] | 2017 Efficacy Adjustment for LED Parking Garage Luminaire: | 86.73%
[17 empty] | 2017 Efficacy Adjustment for LED Downlight Luminaire: | 82.67%
[17 empty] | 2017 Efficacy Adjustment for LED Omnidirectional Lamp: | 84.44% | [42 empty] | Labor Rate | 100 | $/hr | Source: NWPCC 7th Plan Streetlight workbook.
[16 empty] | 2017 Cost Adjustment for LED Luminaire: | 81.01% | [43 empty] | Vehicle Rate | 30 | $/hr | Source: NWPCC 7th Plan Streetlight workbook.
[16 empty] | 2017 Cost Adjustment for LED Lamp: | 61.17% | [43 empty] | Total Rate | 130 | $/hr | Source: NWPCC 7th Plan Streetlight workbook.
[14 empty] | 2014$ to 2012$ Adjustment, based on GDP Deflator: | 0.974
[14 empty] | 2006$ to 2012$ Adjustment, based on GDP Deflator: | 1.107 | [19 empty] | 39 | 40 | 41 | 42 | 43 | 44 | 45 | 46 | 47 | 48 | 49 | 50 | 51 | 52 | 53 | 54 | 55 | 56 | 57 | 58 | 59 | 60 | 61 | 62 | 63 | 64 | 65 | 66 | 67 | 68 | 69 | 70 | 71 | 72 | 73 | 74 | 75 | 76 | 77 | 78 | 79 | 80 | 81 | 82 | 83 | 84 | 85 | 86 | 87 | 88 | 89 | 90 | 91 | 92 | 93 | 94 | 95 | 96 | 97 | 98 | 99 | 100
Reference Fixtures | [13 empty] | (RTF Standard Information Workbook) | [20 empty] | 49: Energy Use and Savings; 55: Equipment Costs; 60: Lifetime; 64: Install Labor Costs; 70: Periodic O&M Costs; 74: Other ProCost Inputs; 76: Build-Up of Other Metrics for Supply Curve Development
Exterior Lighting: Parking Lot |  |  | Fixtures per Pole? | Poles per KSF Indoor Space? |  |  | Efficient Case Product Specifications and Costs | [15 empty] | Base Case Product Specifications and Costs | [11 empty] | 39: Energy Savings and Incremental Cost; 47: Lookup IDs -->; 48: Delivered Lumens; 49: Luminaire Wattage; 50: 2017 Forecasted Lamp/Luminaire Wattage; 55: Lamp/Luminaire Cost (2012$); 56: 2017 Forecasted Lamp/Luminaire Cost (2012$); 57: Lamp/Luminaire Cost (2012$); 58: 2017 Forecasted Lamp/Luminaire Cost (2012$); 60: Life (hours); 61: Life (hours); 70: (within Lifetime of Measure); 80: Application; 86: Fraction Watts Non-LED; 95: 169.3045 | 3300000
Fixture Type | Lamp Type | Lamp Watts | Lamps per Fixture | Fixtures per KSF Indoor Space | Fraction of Watts | Fraction of Fixtures | Base Lamp/Fixt | Candidate Replacements | Lamp Wattage | Luminaire Wattage | Make/Model | Delivered Lumens | Delivered Lumens per Watt | Lamp/Luminaire Cost (2014$) | $/klm (2012$) | Lamp/Luminaire Cost (2012$) | 2017 Forecasted Lamp/Luminaire Cost (2012$) | 2017 Forecasted Lamp/Luminaire Wattage | Life (hours) | Source | Web | Style | Base Fixt | Lamp Wattage | Luminaire Wattage | Fixture Make/Model | Delivered Lumens | Delivered Lumens per Watt | Lamp/Luminaire Cost (2014$) | Lamp/Luminaire Cost (2012$) | Life (hours) | Source | Web | Style | Proxy Measure Name | Application | Reference Fixture | MOPP | Measure Index | From | To | Measure Name | Annual Hours of Operation | Delivered Lumens Post | Fixture Watts Pre | Fixture Watts Post | Fixture Watt Reduct | Annual Energy Consumption Pre (kWh) | Annual Energy Consumption Post (kWh) | Annual Energy Savings (kWh) | Lamp Cost Pre (2012$) | Lamp Cost Post (2012$) | Fixture Cost Pre (2012$) | Fixture Cost Post (2012$) | Incremental Equip Cost (2012$) | Lifetime Pre (Hours) | Lifetime Post (Hours) | Lifetime Pre (Yrs) | Lifetime Post (Yrs) | Lamp Change Hours | Fixture Change Hours | Lamp Change Labor Cost (2012$) | Fixture Change Labor Cost (2012$) | Incremental Labor Cost (2012$) | Total Incremental Cost, Equip + Labor (2012$) | O&M Materials Cost, Pre | O&M Labor Cost, Pre | O&M Total Cost (2012$) | Periodic O&M Interval (Yrs) | Shape Pointer | Retrofit [R] or Lost-Opportunity [LO]? | Total Inc. Cost per Delta Watt | Total Inc. Cost per Watt Pre | WattPost/WattPre | Fixture Watt Reduct | Application | Reference Fixture | MOPP | Use Type | Baseline Lamp Type | Baseline Lamp Type LPD in W/KSF | Fixture Share | LPD for Measure & Fixture | Watt Saved per KSF | kWh Saved per KSF Floor Space | Total Inc. Cost per KSF | cost per kWh in KSF | cost per kWh in fixture | kWh/kWh | Cost/Cost | Weight LPD for Measure & Fixture | Per KSF/Per Fixture | Fixtures/KSF | Turnover for NR |  |  | aMW Savings
Pole Mount | HID | 250 | 1.5 | 0.33 | 70% | 77% | Luminaire Replacements | [6 empty] | Luminaire Cost |  | Luminaire Cost | Luminaire Cost | Luminaire Watt |  |  |  |  | Luminaire Replacements | [5 empty] | Luminaire Cost | Luminaire Cost |  |  |  |  | HPS 250W-New | Exterior Lighting: Parking Lot | HPS 250W | New | Exterior Lighting: Parking Lot - HPS 250W - New | HPS 250W | LED 135W | Exterior Lighting: Parking Lot - HPS 250W to LED 135W - New | 4300 | 12000 | 290 | 117.0918 | 59.62% | 1247 | 503.4949 | 743.5051 | 15 | N/A | 160 | 243.0174 | 83.0174 | 24000 | 50000 | 5.5814 | 11.6279 | 0.083333 | 0.33 | 10.8333 | 42.9 | 0 | 83.0174 | 15 | 10.8333 | 25.8333 | 5.5814 | S-All-Lgt-Streetlight-All-All-U | L | 0.48012 | 0.28627 | 40.38% | 59.62% | Exterior Lighting: Parking Lot - HPS 250W | HPS 250W | New | ParkingLot | HID | 71.0954 | 71.43% | 50.7824 | 30.2783 | 130.1965 | 14.5373 | 0.11166 | 0.11166 | 17.51% | 17.51% | 41.99% | 17.51% | 0.17511
Pole Mount | HID | 400 | 1.5 | 0.24 | 25% | 20% | HPS 250W | LED 135W | 135 | 135 | N/A - fixture data from 7th Plan Streetlighting workbook | 12000 | 88.8889 | N/A | 25 | 300 | 243.0174 | 117.0918 | 50000 | NWPCC 7th Plan Streetlighting analysis | http://www.nwcouncil.org/energy/powerplan/7/technical | pole mount | HPS 250W | 250 | 290 | N/A - lamp data from 7th Plan Streetlighting workbook |  |  | N/A | 160 | 24000 | NWPCC 7th Plan Streetlighting analysis | http://www.nwcouncil.org/energy/powerplan/7/technical | pole mount | MH 400W-New | Exterior Lighting: Parking Lot | MH 400W | New | Exterior Lighting: Parking Lot - MH 400W - New | MH 400W | LED 180W | Exterior Lighting: Parking Lot - MH 400W to LED 180W - New | 4300 | 17000 | 458 | 156.1224 | 65.91% | 1969.4 | 671.3265 | 1298.0735 | 18 | N/A | 190 | 324.0232 | 134.0232 | 16000 | 50000 | 3.7209 | 11.6279 | 0.083333 | 0.33 | 10.8333 | 42.9 | 0 | 134.0232 | 18 | 10.8333 | 28.8333 | 3.7209 | S-All-Lgt-Streetlight-All-All-U | L | 0.44397 | 0.29263 | 34.09% | 65.91% | Exterior Lighting: Parking Lot - MH 400W | MH 400W | New | ParkingLot | HID | 71.0954 | 25.51% | 18.1366 | 11.9542 | 51.4031 | 5.3073 | 0.10325 | 0.10325 | 3.96% | 3.96% | 41.99% | 3.96% | 0.0396
Pole Mount | HID | 1000 | 3.5 | 0.45 | 3% | 3% | MH 400W | LED 180W | 180 | 180 | N/A - fixture data from 7th Plan Streetlighting workbook | 17000 | 94.4444 | N/A | 23.5294 | 400 | 324.0232 | 156.1224 | 50000 | NWPCC 7th Plan Streetlighting analysis | http://www.nwcouncil.org/energy/powerplan/7/technical | pole mount | MH 400W | 400 | 458 | N/A - lamp data from 7th Plan Streetlighting workbook |  |  | N/A | 190 | 16000 | NWPCC 7th Plan Streetlighting analysis | http://www.nwcouncil.org/energy/powerplan/7/technical | pole mount | MH 1000W-New | Exterior Lighting: Parking Lot | MH 1000W | New | Exterior Lighting: Parking Lot - MH 1000W - New | MH 1000W | LED 421W | Exterior Lighting: Parking Lot - MH 1000W to LED 421W - New | 4300 | 41000 | 1100 | 365.1531 | 66.8% | 4730 | 1570.1582 | 3159.8418 | 20 | N/A | 440 | 972.0695 | 532.0695 | 16000 | 50000 | 3.7209 | 11.6279 | 0.083333 | 0.33 | 10.8333 | 42.9 | 0 | 532.0695 | 20 | 10.8333 | 30.8333 | 3.7209 | S-All-Lgt-Streetlight-All-All-U | L | 0.72405 | 0.4837 | 33.2% | 66.8% | Exterior Lighting: Parking Lot - MH 1000W | MH 1000W | New | ParkingLot | HID | 71.0954 | 3.061% | 2.1764 | 1.4539 | 6.2519 | 1.0527 | 0.16838 | 0.16838 | 0.1979% | 0.1979% | 41.99% | 0.1979% | 0.0019785
| LED |  |  |  | 2% |  | MH 1000W | LED 421W | 421 | 421 | N/A - fixture data from 7th Plan Streetlighting workbook | 41000 | 97.3872 | N/A | 29.2683 | 1200 | 972.0695 | 365.1531 | 50000 | NWPCC 7th Plan Streetlighting analysis | http://www.nwcouncil.org/energy/powerplan/7/technical | pole mount | MH 1000W | 1000 | 1100 | N/A - lamp data from 7th Plan Streetlighting workbook |  |  | N/A | 440 | 16000 | NWPCC 7th Plan Streetlighting analysis | http://www.nwcouncil.org/energy/powerplan/7/technical | pole mount | HPS 250W-NR | Exterior Lighting: Parking Lot | HPS 250W | NR | Exterior Lighting: Parking Lot - HPS 250W - NR | HPS 250W | LED 135W | Exterior Lighting: Parking Lot - HPS 250W to LED 135W - NR | 4300 | 12000 | 290 | 117.0918 | 59.62% | 1247 | 503.4949 | 743.5051 | 15 | N/A | 160 | 243.0174 | 228.0174 | 24000 | 50000 | 5.5814 | 11.6279 | 0.083333 | 0.33 | 10.8333 | 42.9 | 32.0667 | 260.084 | 15 | 10.8333 | 25.8333 | 5.5814 | S-All-Lgt-Streetlight-All-All-U | L | 1.5042 | 0.89684 | 40.38% | 59.62% | Exterior Lighting: Parking Lot - HPS 250W | HPS 250W | NR | ParkingLot | HID | 71.0954 | 71.43% | 50.7824 | 30.2783 | 130.1965 | 45.5438 | 0.34981 | 0.34981 | 17.51% | 17.51% | 41.99% | 17.51% | 0.17511 | 17.92% |  |  | 49.0466
[35 empty] | MH 400W-NR | Exterior Lighting: Parking Lot | MH 400W | NR | Exterior Lighting: Parking Lot - MH 400W - NR | MH 400W | LED 180W | Exterior Lighting: Parking Lot - MH 400W to LED 180W - NR | 4300 | 17000 | 458 | 156.1224 | 65.91% | 1969.4 | 671.3265 | 1298.0735 | 18 | N/A | 190 | 324.0232 | 306.0232 | 16000 | 50000 | 3.7209 | 11.6279 | 0.083333 | 0.33 | 10.8333 | 42.9 | 32.0667 | 338.0898 | 18 | 10.8333 | 28.8333 | 3.7209 | S-All-Lgt-Streetlight-All-All-U | L | 1.12 | 0.73819 | 34.09% | 65.91% | Exterior Lighting: Parking Lot - MH 400W | MH 400W | NR | ParkingLot | HID | 71.0954 | 25.51% | 18.1366 | 11.9542 | 51.4031 | 13.3882 | 0.26046 | 0.26046 | 3.96% | 3.96% | 41.99% | 3.96% | 0.0396 | 26.88% |  |  | 19.3642
[23 empty] | Lamp Replacements | [5 empty] | Lamp Cost | Lamp Cost |  |  |  |  | MH 1000W-NR | Exterior Lighting: Parking Lot | MH 1000W | NR | Exterior Lighting: Parking Lot - MH 1000W - NR | MH 1000W | LED 421W | Exterior Lighting: Parking Lot - MH 1000W to LED 421W - NR | 4300 | 41000 | 1100 | 365.1531 | 66.8% | 4730 | 1570.1582 | 3159.8418 | 20 | N/A | 440 | 972.0695 | 952.0695 | 16000 | 50000 | 3.7209 | 11.6279 | 0.083333 | 0.33 | 10.8333 | 42.9 | 32.0667 | 984.1361 | 20 | 10.8333 | 30.8333 | 3.7209 | S-All-Lgt-Streetlight-All-All-U | L | 1.3392 | 0.89467 | 33.2% | 66.8% | Exterior Lighting: Parking Lot - MH 1000W | MH 1000W | NR | ParkingLot | HID | 71.0954 | 3.061% | 2.1764 | 1.4539 | 6.2519 | 1.9471 | 0.31145 | 0.31145 | 0.1979% | 0.1979% | 41.99% | 0.1979% | 0.0019785 | 26.88% |  |  | 2.3552
[23 empty] | HPS 250W | 250 | 290 | N/A - lamp data from 7th Plan Streetlighting workbook |  |  | N/A | 15 | 24000 | NWPCC 7th Plan Streetlighting analysis | http://www.nwcouncil.org/energy/powerplan/7/technical | lamp | HPS 250W-Retro | Exterior Lighting: Parking Lot | HPS 250W | Retro | Exterior Lighting: Parking Lot - HPS 250W - Retro | HPS 250W | LED 135W | Exterior Lighting: Parking Lot - HPS 250W to LED 135W - Retro | 4300 | 12000 | 290 | 117.0918 | 59.62% | 1247 | 503.4949 | 743.5051 | 15 | N/A | 160 | 243.0174 | 243.0174 | 24000 | 50000 | 5.5814 | 11.6279 | 0.083333 | 0.33 | 10.8333 | 42.9 | 42.9 | 285.9174 | 15 | 10.8333 | 25.8333 | 5.5814 | S-All-Lgt-Streetlight-All-All-U | R | 1.6536 | 0.98592 | 40.38% | 59.62% | Exterior Lighting: Parking Lot - HPS 250W | HPS 250W | Retro | ParkingLot | HID | 71.0954 | 71.43% | 50.7824 | 30.2783 | 130.1965 | 50.0675 | 0.38455 | 0.38455 | 17.51% | 17.51% | 41.99% | 17.51% | 0.17511
[23 empty] | MH 400W | 400 | 458 | N/A - lamp data from 7th Plan Streetlighting workbook |  |  | N/A | 18 | 16000 | NWPCC 7th Plan Streetlighting analysis | http://www.nwcouncil.org/energy/powerplan/7/technical | lamp | MH 400W-Retro | Exterior Lighting: Parking Lot | MH 400W | Retro | Exterior Lighting: Parking Lot - MH 400W - Retro | MH 400W | LED 180W | Exterior Lighting: Parking Lot - MH 400W to LED 180W - Retro | 4300 | 17000 | 458 | 156.1224 | 65.91% | 1969.4 | 671.3265 | 1298.0735 | 18 | N/A | 190 | 324.0232 | 324.0232 | 16000 | 50000 | 3.7209 | 11.6279 | 0.083333 | 0.33 | 10.8333 | 42.9 | 42.9 | 366.9232 | 18 | 10.8333 | 28.8333 | 3.7209 | S-All-Lgt-Streetlight-All-All-U | R | 1.2155 | 0.80114 | 34.09% | 65.91% | Exterior Lighting: Parking Lot - MH 400W | MH 400W | Retro | ParkingLot | HID | 71.0954 | 25.51% | 18.1366 | 11.9542 | 51.4031 | 14.53 | 0.28267 | 0.28267 | 3.96% | 3.96% | 41.99% | 3.96% | 0.0396
[23 empty] | MH 1000W | 1000 | 1100 | N/A - lamp data from 7th Plan Streetlighting workbook |  |  | N/A | 20 | 16000 | NWPCC 7th Plan Streetlighting analysis | http://www.nwcouncil.org/energy/powerplan/7/technical | lamp | MH 1000W-Retro | Exterior Lighting: Parking Lot | MH 1000W | Retro | Exterior Lighting: Parking Lot - MH 1000W - Retro | MH 1000W | LED 421W | Exterior Lighting: Parking Lot - MH 1000W to LED 421W - Retro | 4300 | 41000 | 1100 | 365.1531 | 66.8% | 4730 | 1570.1582 | 3159.8418 | 20 | N/A | 440 | 972.0695 | 972.0695 | 16000 | 50000 | 3.7209 | 11.6279 | 0.083333 | 0.33 | 10.8333 | 42.9 | 42.9 | 1014.9695 | 20 | 10.8333 | 30.8333 | 3.7209 | S-All-Lgt-Streetlight-All-All-U | R | 1.3812 | 0.9227 | 33.2% | 66.8% | Exterior Lighting: Parking Lot - MH 1000W | MH 1000W | Retro | ParkingLot | HID | 71.0954 | 3.061% | 2.1764 | 1.4539 | 6.2519 | 2.0082 | 0.32121 | 0.32121 | 0.1979% | 0.1979% | 41.99% | 0.1979% | 0.0019785
Exterior Lighting: Façade | [34 empty] | HID 150W-New | Exterior Lighting: Façade | HID 150W | New | Exterior Lighting: Façade - HID 150W - New | HID 150W | LED 27W | Exterior Lighting: Façade - HID 150W to LED 27W - New | 4300 | 2608 | 178.25 | 27.2347 | 84.72% | 766.475 | 117.1092 | 649.3658 | 30.9992 | N/A | 178.5887 | 185.8907 | 7.302 | 24000 | 70000 | 5.5814 | 16.2791 | 0.083333 | 0.33 | 10.8333 | 42.9 | 0 | 7.302 | 30.9992 | 10.8333 | 41.8325 | 5.5814 | S-All-Lgt-Streetlight-All-All-U | L | 0.048352 | 0.040965 | 15.28% | 84.72% | Exterior Lighting: Façade - HID 150W | HID 150W | New | BuildingFacade | HID | 26.4798 | 69.39% | 18.3738 | 15.5665 | 66.9358 | 0.75268 | 0.011245 | 0.011245 | 10.31% | 10.31% | 15.64% | 10.31% | 0.10308
Fixture Type | Lamp Type | Lamp Watts | Lamps per Fixture | Fixtures per KSF Indoor Space | Fraction of Watts | Fraction of Fixtures | Base Lamp/Fixt | Candidate Replacements | Lamp Wattage | Luminaire Wattage | Make/Model | Delivered Lumens | Delivered Lumens per Watt | Lamp/Luminaire Cost (2014$) | $/klm (2012$) | Lamp/Luminaire Cost (2012$) | 2017 Forecasted Lamp/Luminaire Cost (2012$) | 2017 Forecasted Lamp/Luminaire Wattage | Life (hours) | Source | Web | Style | Base Fixt | Lamp Wattage | Luminaire Wattage | Fixture Make/Model | Delivered Lumens | Delivered Lumens per Watt | Lamp/Luminaire Cost (2014$) | Lamp/Luminaire Cost (2012$) | Life (hours) | Source | Web | Style | HID 400W-New | Exterior Lighting: Façade | HID 400W | New | Exterior Lighting: Façade - HID 400W - New | HID 400W | LED 82W | Exterior Lighting: Façade - HID 400W to LED 82W - New | 4300 | 7563 | 455.6667 | 81.9643 | 82.01% | 1959.3667 | 352.4464 | 1606.9202 | 28.4311 | N/A | 276.7835 | 328.6466 | 51.8631 | 16000 | 70000 | 3.7209 | 16.2791 | 0.083333 | 0.33 | 10.8333 | 42.9 | 0 | 51.8631 | 28.4311 | 10.8333 | 39.2644 | 3.7209 | S-All-Lgt-Streetlight-All-All-U | L | 0.13878 | 0.11382 | 17.99% | 82.01% | Exterior Lighting: Façade - HID 400W | HID 400W | New | BuildingFacade | HID | 26.4798 | 30.93% | 8.1896 | 6.7165 | 28.881 | 0.93213 | 0.032275 | 0.032275 | 1.797% | 1.797% | 15.64% | 1.797% | 0.017973
Wall Pack | HID | 150 | 1 | 0.4 | 68% |  | Luminaire Replacements | [6 empty] | Luminaire Cost |  | Luminaire Cost | Luminaire Cost | Luminaire Watt |  |  |  |  | Luminaire Replacements | [5 empty] | Luminaire Cost | Luminaire Cost |  |  |  |  | HID 150W-NR | Exterior Lighting: Façade | HID 150W | NR | Exterior Lighting: Façade - HID 150W - NR | HID 150W | LED 27W | Exterior Lighting: Façade - HID 150W to LED 27W - NR | 4300 | 2608 | 178.25 | 27.2347 | 84.72% | 766.475 | 117.1092 | 649.3658 | 30.9992 | N/A | 178.5887 | 185.8907 | 154.8915 | 24000 | 70000 | 5.5814 | 16.2791 | 0.083333 | 0.33 | 10.8333 | 42.9 | 32.0667 | 186.9582 | 30.9992 | 10.8333 | 41.8325 | 5.5814 | S-All-Lgt-Streetlight-All-All-U | L | 1.238 | 1.0489 | 15.28% | 84.72% | Exterior Lighting: Façade - HID 150W | HID 150W | NR | BuildingFacade | HID | 26.4798 | 69.39% | 18.3738 | 15.5665 | 66.9358 | 19.2714 | 0.28791 | 0.28791 | 10.31% | 10.31% | 15.64% | 10.31% | 0.10308 | 17.92% |  |  | 25.2155
Wall Pack | HID | 400 | 1 | 0.3 | 30% |  | HID 150W | LED 30W | 30 | 30 | Lumark XTOR3A 30W LED Wallpack | 2649 | 88.3 | 294 | 108.0997 | 286.356 | 231.9649 | 26.0204 | 70000 | Platt | https://www.platt.com/platt-electric-supply/Wallpacks-LED-Wallpack-LED/Lumark/XTOR3A/product.aspx?zpid=887100 | wall pack | HID 150W | 150 | 180 | Lumark WPS15 |  |  | 246.93 | 240.5098 |  | Platt | https://www.platt.com/platt-electric-supply/Wallpacks-H-I-D-CFL-Wallpack-High-Pressure-Sodium/Lumark/WPS15/product.aspx?zpid=842182 | wallpack | HID 400W-NR | Exterior Lighting: Façade | HID 400W | NR | Exterior Lighting: Façade - HID 400W - NR | HID 400W | LED 82W | Exterior Lighting: Façade - HID 400W to LED 82W - NR | 4300 | 7563 | 455.6667 | 81.9643 | 82.01% | 1959.3667 | 352.4464 | 1606.9202 | 28.4311 | N/A | 276.7835 | 328.6466 | 300.2155 | 16000 | 70000 | 3.7209 | 16.2791 | 0.083333 | 0.33 | 10.8333 | 42.9 | 32.0667 | 332.2822 | 28.4311 | 10.8333 | 39.2644 | 3.7209 | S-All-Lgt-Streetlight-All-All-U | L | 0.88916 | 0.72922 | 17.99% | 82.01% | Exterior Lighting: Façade - HID 400W | HID 400W | NR | BuildingFacade | HID | 26.4798 | 30.93% | 8.1896 | 6.7165 | 28.881 | 5.9721 | 0.20678 | 0.20678 | 1.797% | 1.797% | 15.64% | 1.797% | 0.017973 | 26.88% |  |  | 10.8798
| LED |  |  |  | 2% |  | HID 150W | LED 25W | 25 | 25 | Cree Lighting BXSPWA03FG-UZ 25W XSP Series LED Wallpack | 2722 | 108.88 | 221.76 | 79.3513 | 215.9942 | 174.9678 | 21.6837 | 70000 | Platt | https://www.platt.com/platt-electric-supply/Wallpacks-LED-Wallpack-LED/Cree-Lighting/BXSPWA03FG-UZ/product.aspx?zpid=119585 | wall pack | HID 150W | 150 |  | Lithonia Lighting TWR1 |  |  | 172.36 | 167.8786 |  | Platt | https://www.platt.com/platt-electric-supply/Wallpacks-H-I-D-CFL-Wallpack-Metal-Halide/Lithonia-Lighting/TWR1-150M-TB/product.aspx?zpid=794785 | wallpack | HID 150W-Retro | Exterior Lighting: Façade | HID 150W | Retro | Exterior Lighting: Façade - HID 150W - Retro | HID 150W | LED 27W | Exterior Lighting: Façade - HID 150W to LED 27W - Retro | 4300 | 2608 | 178.25 | 27.2347 | 84.72% | 766.475 | 117.1092 | 649.3658 | 30.9992 | N/A | 178.5887 | 185.8907 | 185.8907 | 24000 | 70000 | 5.5814 | 16.2791 | 0.083333 | 0.33 | 10.8333 | 42.9 | 42.9 | 228.7907 | 30.9992 | 10.8333 | 41.8325 | 5.5814 | S-All-Lgt-Streetlight-All-All-U | R | 1.515 | 1.2835 | 15.28% | 84.72% | Exterior Lighting: Façade - HID 150W | HID 150W | Retro | BuildingFacade | HID | 26.4798 | 69.39% | 18.3738 | 15.5665 | 66.9358 | 23.5834 | 0.35233 | 0.35233 | 10.31% | 10.31% | 15.64% | 10.31% | 0.10308
[7 empty] | HID 150W | LED 30W | 30 | 30 | Cooper Lighting XTOR3A Crosstour | 2649 | 88.3 | 234.99 | 86.4025 | 228.8803 | 185.4063 | 26.0204 | 70000 | Crescent Electric | http://www.cesco.com/b2c/product/Cooper-Lighting-XTOR3A-Crosstour-Junction-Box/587235 | wall pack | HID 150W | 150 | 188 | RAB WP2SN150 |  |  | 163.5 | 159.249 | 24000 | 1000bulbs | https://www.1000bulbs.com/product/64874/RAB-WP2SN150.html | wallpack | HID 400W-Retro | Exterior Lighting: Façade | HID 400W | Retro | Exterior Lighting: Façade - HID 400W - Retro | HID 400W | LED 82W | Exterior Lighting: Façade - HID 400W to LED 82W - Retro | 4300 | 7563 | 455.6667 | 81.9643 | 82.01% | 1959.3667 | 352.4464 | 1606.9202 | 28.4311 | N/A | 276.7835 | 328.6466 | 328.6466 | 16000 | 70000 | 3.7209 | 16.2791 | 0.083333 | 0.33 | 10.8333 | 42.9 | 42.9 | 371.5466 | 28.4311 | 10.8333 | 39.2644 | 3.7209 | S-All-Lgt-Streetlight-All-All-U | R | 0.99423 | 0.81539 | 17.99% | 82.01% | Exterior Lighting: Façade - HID 400W | HID 400W | Retro | BuildingFacade | HID | 26.4798 | 30.93% | 8.1896 | 6.7165 | 28.881 | 6.6778 | 0.23122 | 0.23122 | 1.797% | 1.797% | 15.64% | 1.797% | 0.017973
[7 empty] | HID 150W | LED 42W | 42 | 42 | Cooper Lighting AL2050LPCGY All-Pro | 2620 | 62.381 | 200 | 74.3511 | 194.8 | 157.7993 | 36.4286 | 50000 | Crescent Electric | http://www.cesco.com/b2c/product/Cooper-Lighting-AL2050LPCGY-All-Pro-1-Light-LED/3228 | wall/area light | HID 150W | 150 | 165 | PLT DC150150MHMTLP |  |  | 122.25 | 119.0715 | 24000 | 1000bulbs | https://www.1000bulbs.com/product/112102/TF-DC150150MHMTLP.html | wallpack | HID 150W-New | Exterior Lighting: Walkway | HID 150W | New | Exterior Lighting: Walkway - HID 150W - New | HID 150W | LED 28W | Exterior Lighting: Walkway - HID 150W to LED 28W - New | 4300 | 2911.8333 | 178.25 | 27.5816 | 84.53% | 766.475 | 118.601 | 647.874 | 30.9992 | N/A | 178.5887 | 185.2595 | 6.6708 | 24000 | 70000 | 5.5814 | 16.2791 | 0.083333 | 0.25 | 8.3333 | 25 | 0 | 6.6708 | 30.9992 | 8.3333 | 39.3325 | 5.5814 | S-All-Lgt-Streetlight-All-All-U | L | 0.044274 | 0.037424 | 15.47% | 84.53% | Exterior Lighting: Walkway - HID 150W | HID 150W | New | Walkway/Area | HID | 20.0173 | 67.01% | 13.4137 | 11.3381 | 48.7539 | 0.50199 | 0.010296 | 0.010296 | 7.525% | 7.525% | 11.82% | 7.525% | 0.075252
[7 empty] | HID 150W | LED 30W | 30 | 30 | MaxLite LEDF-71130 | 2400 | 80 | 227.27 | 92.2337 | 221.361 | 179.3152 | 26.0204 | 50000 | 1000bulbs | https://www.1000bulbs.com/product/88360/LEDF-71130.html | wall pack | HID 150W | 150 | 180 | Cooper Lighting HPFZ15 |  |  | 211.74 | 206.2348 |  | Crescent Electric | http://www.cesco.com/b2c/product/Cooper-Lighting-HPFZ15-Lumark-Z-PAK-Junction-Box/435560 | wallpack | CFL 26W-New | Exterior Lighting: Walkway | CFL 26W | New | Exterior Lighting: Walkway - CFL 26W - New | CFL 26W | LED 12W | Exterior Lighting: Walkway - CFL 26W to LED 12W - New | 4300 | 1000 | 26 | 10.1333 | 61.03% | 111.8 | 43.5733 | 68.2267 | 1.4502 | 5.4511 | Fixture form factors vary widely; see comments at right. |  | 4.0009 | 10000 | 28708 | 2.3256 | 6.6763 | 0.083333 | 0.25 | 8.3333 | 25 | 0 | 4.0009 | 1.4502 | 8.3333 | 9.7835 | 2.3256 | S-All-Lgt-Streetlight-All-All-U | L | 0.25216 | 0.15388 | 38.97% | 61.03% | Exterior Lighting: Walkway - CFL 26W | CFL 26W | New | Walkway/Area | CFL | 4.2717 | 20.62% | 0.88077 | 0.5375 | 2.3112 | 0.13553 | 0.058641 | 0.058641 | 3.388% | 3.388% | 2.523% | 3.388% | 0.033876
[8 empty] | LED 27W |  |  |  | 2608 |  |  |  | 229.4783 | 185.8907 | 27.2347 | 70000 |  |  |  | Avg HID 150W |  | 178.25 |  |  |  |  | 178.5887 | 24000 |  |  |  | INC 75W-New | Exterior Lighting: Walkway | INC 75W | New | Exterior Lighting: Walkway - INC 75W - New | INC 75W | LED 12W | Exterior Lighting: Walkway - INC 75W to LED 12W - New | 4300 | 1000 | 75 | 10.1333 | 86.49% | 322.5 | 43.5733 | 278.9267 | 0.67206 | 5.4511 |  |  | 4.779 | 1000 | 28708 | 0.23256 | 6.6763 | 0.083333 | 0.25 | 8.3333 | 25 | 0 | 4.779 | 0.67206 | 8.3333 | 9.0054 | 0.23256 | S-All-Lgt-Streetlight-All-All-U | L | 0.073674 | 0.06372 | 13.51% | 86.49% | Exterior Lighting: Walkway - INC 75W | INC 75W | New | Walkway/Area | Incandescent | 3.7289 | 12.37% | 0.46131 | 0.39898 | 1.7156 | 0.029395 | 0.017134 | 0.017134 | 0.6151% | 0.6151% | 2.203% | 0.6151% | 0.0061508
[23 empty] | Lamp Replacements | [5 empty] | Lamp Cost | Lamp Cost |  |  |  |  | HID 150W-NR | Exterior Lighting: Walkway | HID 150W | NR | Exterior Lighting: Walkway - HID 150W - NR | HID 150W | LED 29W | Exterior Lighting: Walkway - HID 150W to LED 29W - NR | 4300 | 3355.9167 | 178.25 | 29.3741 | 83.52% | 766.475 | 126.3088 | 640.1662 | 30.9992 | 125.1517 | 178.5887 | 185.2595 | 154.2603 | 24000 | 60000 | 5.5814 | 13.9535 | 0.083333 | 0.25 | 8.3333 | 25 | 0 | 154.2603 | 30.9992 | 8.3333 | 39.3325 | 5.5814 | S-All-Lgt-Streetlight-All-All-U | L | 1.0362 | 0.86542 | 16.48% | 83.52% | Exterior Lighting: Walkway - HID 150W | HID 150W | NR | Walkway/Area | HID | 20.0173 | 67.01% | 13.4137 | 11.2032 | 48.1738 | 11.6084 | 0.24097 | 0.24097 | 7.525% | 7.525% | 11.82% | 7.525% | 0.075252 | 17.92% |  |  | 18.1477
[23 empty] | HID 150W | 150 |  | Philips Lighting C150S55/M 150 Watt Bulb Clear Ceramalux High Pressure Sodium |  |  | 23.17 | 22.5676 |  | Platt | https://www.platt.com/platt-electric-supply/HID-High-Pressure-Sodium-Lamps-Standard/Philips-Lighting/C150S55-M/product.aspx?zpid=48763 | lamp | CFL 26W-NR | Exterior Lighting: Walkway | CFL 26W | NR | Exterior Lighting: Walkway - CFL 26W - NR | CFL 26W | LED 12W | Exterior Lighting: Walkway - CFL 26W to LED 12W - NR | 4300 | 1000 | 26 | 10.1333 | 61.03% | 111.8 | 43.5733 | 68.2267 | 1.4502 | 5.4511 | Fixture form factors vary widely; see comments at right. |  | 4.0009 | 10000 | 28708 | 2.3256 | 6.6763 | 0.083333 | 0.25 | 8.3333 | 25 | 0 | 4.0009 | 1.4502 | 8.3333 | 9.7835 | 2.3256 | S-All-Lgt-Streetlight-All-All-U | L | 0.25216 | 0.15388 | 38.97% | 61.03% | Exterior Lighting: Walkway - CFL 26W | CFL 26W | NR | Walkway/Area | CFL | 4.2717 | 20.62% | 0.88077 | 0.5375 | 2.3112 | 0.13553 | 0.058641 | 0.058641 | 3.388% | 3.388% | 2.523% | 3.388% | 0.033876 | 17.92% |  |  | 0.87067
[23 empty] | HID 150W | 150 |  | Philips Lighting MH150/U/M 150 Watt Standard Metal Halide Bulb |  |  | 37.03 | 36.0672 |  | Platt | https://www.platt.com/platt-electric-supply/HID-Metal-Halide-Traditional/Philips-Lighting/MH150-U-M/product.aspx?zpid=267260 | lamp | INC 75W-NR | Exterior Lighting: Walkway | INC 75W | NR | Exterior Lighting: Walkway - INC 75W - NR | INC 75W | LED 12W | Exterior Lighting: Walkway - INC 75W to LED 12W - NR | 4300 | 1000 | 75 | 10.1333 | 86.49% | 322.5 | 43.5733 | 278.9267 | 0.67206 | 5.4511 |  |  | 4.779 | 1000 | 28708 | 0.23256 | 6.6763 | 0.083333 | 0.25 | 8.3333 | 25 | 0 | 4.779 | 0.67206 | 8.3333 | 9.0054 | 0.23256 | S-All-Lgt-Streetlight-All-All-U | L | 0.073674 | 0.06372 | 13.51% | 86.49% | Exterior Lighting: Walkway - INC 75W | INC 75W | NR | Walkway/Area | Incandescent | 3.7289 | 12.37% | 0.46131 | 0.39898 | 1.7156 | 0.029395 | 0.017134 | 0.017134 | 0.6151% | 0.6151% | 2.203% | 0.6151% | 0.0061508 | 100% |  |  | 0.6463
[23 empty] | HID 150W | 150 |  | Philips Lighting MHC150/U/M/4K ALTO 150 Watt Pulse Start Metal Halide Bulb |  |  | 35.28 | 34.3627 |  | Platt | https://www.platt.com/platt-electric-supply/HID-Metal-Halide-Pulse-Start-Traditional/Philips-Lighting/MHC150-U-M-4K-ALTO/product.aspx?zpid=528210 | lamp | HID 150W-Retro | Exterior Lighting: Walkway | HID 150W | Retro | Exterior Lighting: Walkway - HID 150W - Retro | HID 150W | LED 29W | Exterior Lighting: Walkway - HID 150W to LED 29W - Retro | 4300 | 3355.9167 | 178.25 | 29.3741 | 83.52% | 766.475 | 126.3088 | 640.1662 | 30.9992 | 125.1517 | 178.5887 | 185.2595 | 185.2595 | 24000 | 60000 | 5.5814 | 13.9535 | 0.083333 | 0.25 | 8.3333 | 25 | 25 | 210.2595 | 30.9992 | 8.3333 | 39.3325 | 5.5814 | S-All-Lgt-Streetlight-All-All-U | R | 1.4123 | 1.1796 | 16.48% | 83.52% | Exterior Lighting: Walkway - HID 150W | HID 150W | Retro | Walkway/Area | HID | 20.0173 | 67.01% | 13.4137 | 11.2032 | 48.1738 | 15.8225 | 0.32845 | 0.32845 | 7.525% | 7.525% | 11.82% | 7.525% | 0.075252
[23 empty] | Avg HID 150W |  | 178.25 |  |  |  |  | 30.9992 | 24000 |  |  |  | CFL 26W-Retro | Exterior Lighting: Walkway | CFL 26W | Retro | Exterior Lighting: Walkway - CFL 26W - Retro | CFL 26W | LED 12W | Exterior Lighting: Walkway - CFL 26W to LED 12W - Retro | 4300 | 1000 | 26 | 10.1333 | 61.03% | 111.8 | 43.5733 | 68.2267 | 1.4502 | 5.4511 | Fixture form factors vary widely; see comments at right. |  | 5.4511 | 10000 | 28708 | 2.3256 | 6.6763 | 0.083333 | 0.25 | 8.3333 | 25 | 25 | 30.4511 | 1.4502 | 8.3333 | 9.7835 | 2.3256 | S-All-Lgt-Streetlight-All-All-U | R | 1.9192 | 1.1712 | 38.97% | 61.03% | Exterior Lighting: Walkway - CFL 26W | CFL 26W | Retro | Walkway/Area | CFL | 4.2717 | 20.62% | 0.88077 | 0.5375 | 2.3112 | 1.0316 | 0.44632 | 0.44632 | 3.388% | 3.388% | 2.523% | 3.388% | 0.033876
[35 empty] | INC 75W-Retro | Exterior Lighting: Walkway | INC 75W | Retro | Exterior Lighting: Walkway - INC 75W - Retro | INC 75W | LED 12W | Exterior Lighting: Walkway - INC 75W to LED 12W - Retro | 4300 | 1000 | 75 | 10.1333 | 86.49% | 322.5 | 43.5733 | 278.9267 | 0.67206 | 5.4511 |  |  | 5.4511 | 1000 | 28708 | 0.23256 | 6.6763 | 0.083333 | 0.25 | 8.3333 | 25 | 25 | 30.4511 | 0.67206 | 8.3333 | 9.0054 | 0.23256 | S-All-Lgt-Streetlight-All-All-U | R | 0.46944 | 0.40601 | 13.51% | 86.49% | Exterior Lighting: Walkway - INC 75W | INC 75W | Retro | Walkway/Area | Incandescent | 3.7289 | 12.37% | 0.46131 | 0.39898 | 1.7156 | 0.1873 | 0.10917 | 0.10917 | 0.6151% | 0.6151% | 2.203% | 0.6151% | 0.0061508
[7 empty] | Luminaire Replacements | [6 empty] | Luminaire Cost |  | Luminaire Cost | Luminaire Cost | Luminaire Watt |  |  |  |  | Luminaire Replacements | [5 empty] | Luminaire Cost | Luminaire Cost
[7 empty] | HID 400W | LED 85W | 85 | 85 | Lumark XTOR9ARL LED Wallpack | 7416 | 87.2471 | 435.75 | 57.2304 | 424.4205 | 343.8052 | 73.7245 | 72000 | Platt | https://www.platt.com/platt-electric-supply/Wallpacks-LED-Wallpack-LED/Lumark/XTOR9ARL/product.aspx?zpid=17772 | wall pack | HID 400W | 400 | 458.5 | Lumark WPP40 |  |  | 311.68 | 303.5763 |  | Platt | https://www.platt.com/platt-electric-supply/Wallpacks-H-I-D-CFL-Wallpack-Metal-Halide/Lumark/WPP40/product.aspx?zpid=819040 | wallpack
[7 empty] | HID 400W | LED 104W | 104 | 104 | Lithonia Lighting TWH LED 30C 50K 104W LED Wallpack | 6728 | 64.6923 | 430 | 62.2503 | 418.82 | 339.2684 | 90.2041 | 100000 | Platt | https://www.platt.com/platt-electric-supply/Wallpacks-LED-Wallpack-LED/Lithonia-Lighting/TWH-LED-30C-50K/product.aspx?zpid=21321 | wall pack | HID 400W | 400 |  | Lithonia Lighting TWH-400S-TB-LPI |  |  | 286.03 | 278.5932 |  | Platt | https://www.platt.com/platt-electric-supply/Wallpacks-H-I-D-CFL-Wallpack-High-Pressure-Sodium/Lithonia-Lighting/TWH-400S-TB-LPI/product.aspx?zpid=25999 | wallpack
[7 empty] | HID 400W | LED 85W | 85 | 85 | Cooper Lighting XTOR9A-PC2 | 7192 | 84.6118 | 373.26 | 50.5499 | 363.5552 | 294.5008 | 73.7245 | 36000 | Crescent Electric | http://www.cesco.com/b2c/product/Cooper-Lighting-XTOR9A-PC2-Lumark-Crosstour-Full/119370 | wall pack | HID 400W | 400 | 450 | RAB WP4CH400PSQ |  |  | 225 | 219.15 | 20000 | 1000bulbs | https://www.1000bulbs.com/product/64532/RAB-WP4CH400PSQ.html | wallpack
[7 empty] | HID 400W | LED 85W | 104 | 104 | RAB Lighting WPLEDC104 | 8916 | 85.7308 | 427.14 | 46.6615 | 416.0344 | 337.0119 | 90.2041 | 100000 | 1000bulbs | https://www.1000bulbs.com/product/96043/RAB-WPLEDC104.html | wall pack | HID 400W | 400 |  | PLT 79084 |  |  | 223.29 | 217.4845 |  | 1000bulbs | https://www.1000bulbs.com/product/59402/PLT-79084.html | wallpack
[8 empty] | LED 82W |  |  |  | 7563 |  |  |  | 405.7075 | 328.6466 | 81.9643 | 70000 |  |  |  | HID 400W | 400 | 458.5 | Cooper Lighting WPS40 |  |  | 374.86 | 365.1136 |  | Crescent Electric | http://www.cesco.com/b2c/product/Cooper-Lighting-WPS40-Lumark-WP-Series-High/86119 | wallpack
[23 empty] | Avg HID 400W |  | 455.6667 |  |  |  |  | 276.7835 | 16000
[23 empty] | Lamp Replacements | [5 empty] | Lamp Cost | Lamp Cost
[23 empty] | HID 400W | 400 |  | Philips Lighting MH400/U/E 400 Watt Standard Metal Halide Bulb |  |  | 25.43 | 24.7688 |  | Platt | https://www.platt.com/platt-electric-supply/HID-Metal-Halide-Traditional/Philips-Lighting/MH400-U-E/product.aspx?zpid=882680 | lamp
[23 empty] | HID 400W | 400 |  | Philips Lighting MS400/U/PS 400 Watt Pulse Start Metal Halide Bulb |  |  | 38.81 | 37.8009 |  | Platt | https://www.platt.com/platt-electric-supply/HID-Metal-Halide-Pulse-Start-Traditional/Philips-Lighting/MS400-U-PS/product.aspx?zpid=786890 | lamp
[23 empty] | HID 400W | 400 |  | Philips Lighting C400S51/ALTO 400 Watt Bulb Clear Ceramalux High Pressure |  |  | 23.33 | 22.7234 |  | Platt |  | lamp
[23 empty] | Avg HID 400W |  | 455.6667 |  |  |  |  | 28.4311 | 16000
Exterior Lighting: Walkway
Fixture Type | Lamp Type | Lamp Watts | Lamps per Fixture | Fixtures per KSF Indoor Space | Fraction of Watts | Fraction of Fixtures | Base Lamp/Fixt | Candidate Replacements | Lamp Wattage | Luminaire Wattage | Make/Model | Delivered Lumens | Delivered Lumens per Watt | Lamp/Luminaire Cost (2014$) | $/klm (2012$) | Lamp/Luminaire Cost (2012$) | 2017 Forecasted Lamp/Luminaire Cost (2012$) | 2017 Forecasted Lamp/Luminaire Wattage | Life (hours) | Source | Web | Style | Base Fixt | Lamp Wattage | Luminaire Wattage | Fixture Make/Model | Delivered Lumens | Delivered Lumens per Watt | Lamp/Luminaire Cost (2014$) | Lamp/Luminaire Cost (2012$) | Life (hours) | Source | Web | Style
Various | HID | 150 | 1 | 0.5 | 65% |  | Luminaire Replacements | [6 empty] | Luminaire Cost |  | Luminaire Cost | Luminaire Cost | Luminaire Watt |  |  |  |  | Luminaire Replacements | [5 empty] | Luminaire Cost | Luminaire Cost
Various | CFL | 26 | 1 | 0.5 | 20% |  | HID 150W | LED 30W | 30 | 30 | Lumark XTOR3A 30W LED Wallpack | 2649 | 88.3 | 294 | 108.0997 | 286.356 | 231.9649 | 26.0204 | 72000 | Platt | https://www.platt.com/platt-electric-supply/Wallpacks-LED-Wallpack-LED/Lumark/XTOR3A/product.aspx?zpid=887100 | wall pack | HID 150W | 150 | 180 | Lumark WPS15 |  |  | 246.93 | 240.5098 |  | Platt | https://www.platt.com/platt-electric-supply/Wallpacks-H-I-D-CFL-Wallpack-High-Pressure-Sodium/Lumark/WPS15/product.aspx?zpid=842182 | wallpack
Various | INC | 75 | 1 | 0.5 | 12% |  | HID 150W | LED 25W | 25 | 25 | Cree Lighting BXSPWA03FG-UZ 25W XSP Series LED Wallpack | 2722 | 108.88 | 221.76 | 79.3513 | 215.9942 | 174.9678 | 21.6837 | 72000 | Platt | https://www.platt.com/platt-electric-supply/Wallpacks-LED-Wallpack-LED/Cree-Lighting/BXSPWA03FG-UZ/product.aspx?zpid=119585 | wall pack | HID 150W | 150 |  | Lithonia Lighting TWR1 |  |  | 172.36 | 167.8786 |  | Platt | https://www.platt.com/platt-electric-supply/Wallpacks-H-I-D-CFL-Wallpack-Metal-Halide/Lithonia-Lighting/TWR1-150M-TB/product.aspx?zpid=794785 | wallpack
| LED |  |  |  | 3% |  | HID 150W | LED 30W | 30 | 30 | Cooper Lighting XTOR3A Crosstour | 2649 | 88.3 | 234.99 | 86.4025 | 228.8803 | 185.4063 | 26.0204 | 72000 | Crescent Electric | http://www.cesco.com/b2c/product/Cooper-Lighting-XTOR3A-Crosstour-Junction-Box/587235 | wall pack | HID 150W | 150 | 188 | RAB WP2SN150 |  |  | 163.5 | 159.249 | 24000 | 1000bulbs | https://www.1000bulbs.com/product/64874/RAB-WP2SN150.html | wallpack
[7 empty] | HID 150W | LED 42W | 42 | 42 | Cooper Lighting AL2050LPCGY All-Pro | 2620 | 62.381 | 200 | 74.3511 | 194.8 | 157.7993 | 36.4286 | 50000 | Crescent Electric | http://www.cesco.com/b2c/product/Cooper-Lighting-AL2050LPCGY-All-Pro-1-Light-LED/3228 | wall/area light | HID 150W | 150 | 165 | PLT DC150150MHMTLP |  |  | 122.25 | 119.0715 | 24000 | 1000bulbs | https://www.1000bulbs.com/product/112102/TF-DC150150MHMTLP.html | wallpack
[7 empty] | HID 150W | LED 30W | 30 | 30 | MaxLite LEDF-71130 | 2400 | 80 | 227.27 | 92.2337 | 221.361 | 179.3152 | 26.0204 | 50000 | 1000bulbs | https://www.1000bulbs.com/product/88360/LEDF-71130.html | wall pack | HID 150W | 150 | 180 | Cooper Lighting HPFZ15 |  |  | 211.74 | 206.2348 |  | Crescent Electric | http://www.cesco.com/b2c/product/Cooper-Lighting-HPFZ15-Lumark-Z-PAK-Junction-Box/435560 | wallpack
[7 empty] | HID 150W | LED 32W | 32 | 32 | LPP Energy LE-DLI-32-57-MV-5 | 4431 | 138.4688 | 290 | 63.7463 | 282.46 | 228.809 | 27.7551 | 100000 | LPP Energy | http://lppenergy.com/led-flood/10-led-down-light-iris/32w-led-10-down-light-iris-120-277v-4431-nominal-lumens-75-175w-hid-replace-usa-made-fits-1-75-od-tube/ | pole/wall mount | Avg HID 150W |  | 178.25 |  |  |  |  | 178.5887 | 24000
[8 empty] | LED 28W |  |  |  | 2911.8333 |  |  |  |  | 185.2595 | 27.5816 | 70000 |  |  |  | Lamp Replacements | [5 empty] | Lamp Cost | Lamp Cost
[23 empty] | HID 150W | 150 |  | Philips Lighting C150S55/M 150 Watt Bulb Clear Ceramalux High Pressure Sodium |  |  | 23.17 | 22.5676 |  | Platt | https://www.platt.com/platt-electric-supply/HID-High-Pressure-Sodium-Lamps-Standard/Philips-Lighting/C150S55-M/product.aspx?zpid=48763 | lamp
[7 empty] | Lamp Replacements | [6 empty] | Lamp Cost |  | Lamp Cost | Lamp Cost | Lamp Watt |  |  |  |  | HID 150W | 150 |  | Philips Lighting MH150/U/M 150 Watt Standard Metal Halide Bulb |  |  | 37.03 | 36.0672 |  | Platt | https://www.platt.com/platt-electric-supply/HID-Metal-Halide-Traditional/Philips-Lighting/MH150-U-M/product.aspx?zpid=267260 | lamp
[7 empty] | HID 150W | LED 38W | 38 | 38 | Light Efficient Design LED-8033E57 | 3800 | 100 | 169.23 | 43.3763 | 164.83 | 100.8263 | 32.9592 | 50000 | 1000bulbs | https://www.1000bulbs.com/product/101092/LED-8033E57.html | lamp | HID 150W | 150 |  | Philips Lighting MHC150/U/M/4K ALTO 150 Watt Pulse Start Metal Halide Bulb |  |  | 35.28 | 34.3627 |  | Platt | https://www.platt.com/platt-electric-supply/HID-Metal-Halide-Pulse-Start-Traditional/Philips-Lighting/MHC150-U-M-4K-ALTO/product.aspx?zpid=528210 | lamp
[7 empty] | HID 150W | LED 38W | 38 | 38 | Light Efficient Design LED-8033E30 | 3800 | 100 | 150 | 38.4474 | 146.1 | 89.3692 | 32.9592 | 50000 | Platt | https://www.platt.com/platt-electric-supply/LED-Post-Top-Site-Wall-Pack-Lamps-Pack/Light-Efficient-Design/LED-8033E30/Product.aspx?zpid=70941 | lamp | Avg HID 150W |  | 178.25 |  |  |  |  | 30.9992 | 24000
[8 empty] | LED 31W |  |  |  | 3800 |  |  |  |  | 125.1517 | 31.1667 | 50000
[7 empty] | Avg HID 150W Replacement | [15 empty] | Lamp Replacements | [5 empty] | Lamp Cost | Lamp Cost
[8 empty] | LED 29W |  |  | N/A - assume equal likelihood of lamp replacement vs. fixture replacement | 3355.9167 |  |  |  |  | 155.2056 | 29.3741 | 60000 | Discussions w/ Evergreen Consulting. Noted that "corn-cob" style LED lamp replacements are common in walkway luminaires. |  |  | CFL 26W | 26 | 26 | N/A - data from RTF Residential Lighting analysis |  |  | 1.31 | 1.4502 | 10000 | Watts & Life - RTF Residential Lighting analysis Cost - RTF Standard Information Workbook | http://rtf.nwcouncil.org/measures/res/ResLightingCFLandLEDLamps_v3_3.xlsm | lamp
[7 empty] | Lamp Replacements | [6 empty] | Lamp Cost (2006$) |  | Lamp Cost | Lamp Cost | Lamp Watt |  |  |  |  | INC 75W | 75 | 75 | N/A - data from RTF Residential Lighting analysis |  |  | 0.69 | 0.67206 | 1000 |  | http://rtf.nwcouncil.org/measures/support/files/RTFStandardInformationWorkbook_v2_0.xlsx | lamp
[7 empty] | CFL 26W / INC 75W | LED 12W | 12 | 12 | N/A - data from RTF & Council 7th Plan Residential Lighting analyses | 1000 | 83.3333 | 8.05 | 8.9114 | 8.9114 | 5.4511 | 10.1333 | 28708 | RTF Residential Lighting analysis | http://rtf.nwcouncil.org/measures/res/ResLightingCFLandLEDLamps_v3_3.xlsm | general purpose LED lamp
[20 empty] | RTF Standard Information Workbook | http://rtf.nwcouncil.org/measures/support/files/RTFStandardInformationWorkbook_v2_0.xlsx
[20 empty] | NWPCC 7th Plan Res Lighting Analysis | http://www.nwcouncil.org/energy/powerplan/7/technical
Note on H7: Christian: Include M_Input with no O&M.
Note on BL13: Christian: 5 minutes
Note on BM13: Christian: 20 minutes
Note on R14: Charlie Grist: Revised to $300 from $200 (Seattle invoice pricing) to reflect lower volume purchase for parking lot.
Note on U14: Charlie Grist: Revised to 50K per conversations with PNL. See streetlight workbook.
Note on AB25: Christian: 175W or 185W system power depending on ballast type; assume the average
Note on AH25: Christian: not listed
Note on U26: Christian: was not listed. Assume ~70,000
Note on AB26: Christian: not listed
Note on AH26: Christian: not listed
Note on AS28: Christian: Assume purchase of whole fixtures only.
Note on BM28: Christian: No lift required; assume 15 minutes.
Note on BN28: Christian: assume labor rate without vehicle
Note on BO28: Christian: assume labor rate without vehicle
Note on AB29: Christian: 175W or 185W system power depending on ballast type; assume the average
Note on AH29: Christian: not listed
Note on BG29: Christian: Since these are largely screw-in products, assume incremental fixture cost is equal to incremental lamp costs.
Note on BG30: Christian: Since these are largely screw-in products, assume incremental fixture cost is equal to incremental lamp costs.
Note on AS31: Christian: Assume equal likelihood of fixture swaps and lamp swaps.
Note on BP31: Christian: Assume lamp replacement is predominant; therefore NR incremental labor cost is the same in pre and post case, or zero.
Note on BG32: Christian: Assume that lamp replacement is predominant; therefore NR incremental cost is equal to incremental lamp cost.
Note on BG33: Christian: Assume that lamp replacement is predominant; therefore NR incremental cost is equal to incremental lamp cost.
Note on AS34: Christian: Assume equal likelihood of fixture swaps and lamp swaps.
Note on BG35: Christian: Assume that lamp replacement is predominant; therefore Retro incremental cost is equal to total LED lamp cost.
Note on BG36: Christian: Assume that lamp replacement is predominant; therefore Retro incremental cost is equal to total LED lamp cost.
Note on AH38: Christian: not listed
Note on AB39: Christian: not listed
Note on AH39: Christian: not listed
Note on AB41: Christian: not listed
Note on AH41: Christian: not listed
Note on AB43: Christian: streetlighting fixture power for 400W HID: 458W
Note on AH43: Christian: streetlighting 400W HID assumes 16,000 hrs
Note on AB52: Christian: 175W or 185W system power depending on ballast type; assume the average
Note on U53: Christian: was not listed. Assume ~70,000
Note on AB53: Christian: not listed
Note on AB56: Christian: 175W or 185W system power depending on ballast type; assume the average
Note on AF65: Christian: 2006$
Note on AF66: Christian: 2014$, Philips 75W lamp: https://www.1000bulbs.com/category/75-watt-incandescent-standard-shape-light-bulbs/
Note on N67: Christian: Delivered lumens for CREE 75W equivalent LED: https://www.1000bulbs.com/category/75-watt-equal-led-light-bulbs/

## Reference Fixtures
Sheet Used for Development of Reference Fixtures
Data summarized from sheet CBSA Data. Used to develop proxy measure costs and savings.
1 | 2 | 3 | 4 | 5 | 6 | 7 | 8 | 9 | 10 | 11 | 12 | 13
Parking Lot
| Fixture Type | Lamp Type | Lamp Watts | Lamps per Fixture | Fixtures per KSF Indoor Space | Fraction of Watts | Fraction of Fixtures | Fraction Watts Non-LED
HPS 250WParkingLot | Pole Mount | HID | 250 | 1.5 | 0.33 | 70% | 77% | 71.43%
MH 400WParkingLot | Pole Mount | HID | 400 | 1.5 | 0.24 | 25% | 20% | 25.51%
MH 1000WParkingLot | Pole Mount | HID | 1000 | 3.5 | 0.45 | 3% | 3% | 3.061%
| Pole Mount | LED |  |  |  | 2%
Façade
| Fixture Type | Lamp Type | Lamp Watts | Lamps per Fixture | Fixtures per KSF Indoor Space | Fraction of Watts | Fraction of Fixtures | Fraction Watts Non-LED
HID 150WBuildingFacade | Wall Pack | HID | 150 | 1 | 0.4 | 68% |  | 69.39%
HID 400WBuildingFacade | Wall Pack | HID | 400 | 1 | 0.3 | 30% |  | 30.93%
|  | LED |  |  |  | 2%
Walkway
| Fixture Type | Lamp Type | Lamp Watts | Lamps per Fixture | Fixtures per KSF Indoor Space | Fraction of Watts | Fraction of Fixtures | Fraction Watts Non-LED
HID 150WWalkway/Area | Various | HID | 150 | 1 | 0.5 | 65% |  | 67.01%
CFL 26WWalkway/Area | Various | CFL | 26 | 1 | 0.5 | 20% |  | 20.62%
INC 75WWalkway/Area | Various | INC | 75 | 1 | 0.5 | 12% |  | 12.37%
|  | LED |  |  |  | 3%

## DOE2014 Sales Pen
These data linked to IntLightComp which is the master
DOE 2014 SSL Assessment |  | 1 | 2 | 3 | 4 | 5 | 6 | 7 | 0
|  | 0 |  |  |  |  | 0 | 0 | 0
|  | Lookup Value | Type | Sub Type | DOE Forecast for 2015 | DOE Forecast for 2016 | BPA/Cadeo Estimates Forecast 2016 | Council Forecast Baseline 2016 | Notes
|  |  | General Service | All | 19% | 35.33% | 10% | 12% | revised downward
|  |  | Decorative | All | 3% | 6% | 3% | 6% | no change
|  |  | Directional | All | 13% | 0 | 0% | 15% | revised downward
|  |  | Directional | PAR Lamp | 25% | 40% | 25% | 30% | revised downward
|  |  | Directional | MR Lamp | 25% | 40% | 25% | 25% | revised downward
|  |  | Directional | PAR Fixture | 4% | 0 | 5% | 5% | revised downward
|  |  | Directional | MR Fixture | 4% | 0 | 5% | 5% | revised downward
|  |  | Downlight | DL Lamp | 5% | 8% | 5% | 6% | revised downward
|  |  | Downlight | DL Luminaire | 2% | 2% | 5% | 2% | revised downward
|  |  | Linear Fluorescent Fixture | Commercial | 8% | 16% | 5% | 6% | revised downward
|  |  | Linear Fluorescent Fixture | Industrtial | 5% | 0 | 5% | 6% | revised downward
|  |  | Low/High Bay | Commercial | 4% | 10% | 5% | 6% | revised downward
|  |  | Low/High Bay | Industrtial | 9% | 0 | 10% | 10% | revised downward
|  |  | Street & Roadway | All | 31% | 40% | 50% | 40% | revised downward
|  | ParkingLot | Parking | Lot | 20% | 27% | 25% | 25% | revised downward
|  |  | Parking | Garage | 13% | 18% | 20% | 18% | revised downward
|  | ExteriorAll | Exterior | All | 17% | 36% | 25% | 25% | revised downward
Sales Penetration Estimates for Solid State Lighting
[11 empty] | Lookup Value | Type | Sub Type | DOE Forecast for 2015 | NEEA/BPA Sales Estimates 2014 | Council FC Forecast Baseline (2016) | Estimates based on NEMA data; qualitative interviews and market expertise | Notes
[11 empty] | LED_OMNI | General Service | All | 19% | ? | 25% | 10%
[12 empty] | Decorative | All | 3% | ? | 8% | 3%
[12 empty] | Directional | All | 13% | ? | 20% | this is directional-not to be replaed with omni?
|  | Linear Interpolation of DOE forecast 2013 to 2020 | Parking Garage | Parking Lot | Exterior | Street |  |  |  |  | DISP_LED_PAR_MR | Directional | PAR Lamp | 25% | ? | 30% | 25%
|  | 2013 | 4.3% | 7% | 7% | 14% | [5 empty] | Directional | MR Lamp | 25% | ? | 30% | 25%
|  | These data linked to IntLightComp which is the master 1: 2014 |  | DISP_LED_FIX_KIT | Directional | PAR Fixture | 4% | ? | 5% | 5%
|  | 2015 | 13% | 20% | 17% | 31% | [5 empty] | Directional | MR Fixture | 4% | ? | 5% | 5%
|  | 2020 | 67% | 74% | 71% | 83% |  |  |  |  | DISP_LED_PAR_MR | Downlight | DL Lamp | 5% | ? | 8% | 5%
|  | 2016 | 28.1% | 33.67% | 31.67% | 42.67% |  |  |  |  | CAN_LED_FIX_KIT | Downlight | DL Luminaire | 2% | ? | 5% | 5%
|  | These data linked to IntLightComp which is the master 1: 2017; These data linked to IntLightComp which is the master 2: 37.83%; These data linked to IntLightComp which is the master 3: 43.75%; These data linked to IntLightComp which is the master 4: 41.5% |  | LF_LED_FIX_KIT | Linear Fluorescent Fixture | Commercial | 8% | ? | 10% | 5%
|  | These data linked to IntLightComp which is the master 1: 2018; These data linked to IntLightComp which is the master 2: 47.55%; These data linked to IntLightComp which is the master 3: 53.83%; These data linked to IntLightComp which is the master 4: 51.33% |  |  | Linear Fluorescent Fixture | Industrtial | 5% | ? | 10% | 5%
|  | These data linked to IntLightComp which is the master 1: 2019; These data linked to IntLightComp which is the master 2: 57.28%; These data linked to IntLightComp which is the master 3: 63.92%; These data linked to IntLightComp which is the master 4: 61.17% |  | HIGHBAY_LED_FIX_KIT | Low/High Bay | Commercial | 4% | ? | 8% | 5%
[12 empty] | Low/High Bay | Industrtial | 9% | ? | 15% | 10%
[12 empty] | Street & Roadway | All | 31% | ? | 50% | 50%
[12 empty] | Parking | Lot | 20% | ? | 30% | 25%
|  | From DOE Forecast Curve Chart | Parking Garage | Parking Lot | Exterior | Street | [5 empty] | Parking | Garage | 13% | ? | 20% | 20%
| 1 | 2013 | 4.3% | 7% | 7% | 14% | [5 empty] | Exterior | All | 17% | ? | 25% | 25%
| 2 | These data linked to IntLightComp which is the master 1: 2014 |  | HIGHBAY_LF2018 |  |  |  |  | 10% | ?
| 3 | 2015 | 13% | 20% | 17% | 31% |  |  |  |  | LF_LF2018 |  |  |  |  | 10% | ?
| 4 | 2016 | 18% | 27% | 36% | 40% |  |  |  |  | LF_TLED_PIN_DIRECT_LINE_V |  |  |  |  | 5% | ?
| 5 | These data linked to IntLightComp which is the master 1: 2017 |  | LF_TLED_PIN_OVER_BALLAST |  |  |  |  | 5% | ?
| 6 | These data linked to IntLightComp which is the master 1: 2018 |  | CAN_LED_CAN_LAMP |  |  |  |  | 8% | ?
| 7 | These data linked to IntLightComp which is the master 1: 2019 |  | DISP_HID_CMH |  |  |  |  | 20% | ?
| 8 | 2020 | 67% | 74% | 71% | 83% |  |  |  |  | OTHER_CFL |  |  |  |  | 30% | ?
|  | These data linked to IntLightComp which is the master 1: Exterior; These data linked to IntLightComp which is the master 6: Parking | Street
Hi Charlie,
My main concern is using the DOE analysis projected to 2016. I think their analysis is useful—and I do think LEDs will take off no matter what we do—but the current product flow saturation is lower than what they projected to this point based on data we have available to date. I think they are off by a few years—meaning, I think that what might be showing as short-term LED penetration for 2016 might be more accurate for 2019. But because this Plan is mostly 2016-2020, having it off by a few years is a big deal.
Rob Carmichael and I spent some time going through your analysis today, and we thought that the integration of the 2018 standard early in the LPD made sense; the market is essentially at 32w T-8 so the 2018 standard is just reinforcing that. But 10% TLED was more than we would add in to that efficiency baseline: we think it makes the baseline too high. In the short-term, that potential is still technically remaining. In the long-term, LEDs will remove it, but we don’t think it is there yet. The linear applications are certainly my largest worry, as they are the bulk of the sq ft. You are correct that my concern is that the 2018 standard plus adding the LED efficiency raises the baseline above the low wattage T8 lamps: low-wattage T8s are an easy efficiency win for maintenance applications and if the baseline rises higher than they can meet it would need to be on better data than what we have.
On the PAR and A-lamp side, these applications are where LED is winning, but we think more conservative estimates of LED saturation of the flow is appropriate. Rob thought A lamp was likely more LED in commercial than residential, but we think it is lower than what was projected.
Our concrete recommendation: I have attached what we think are more reasonable LED penetration (we were confused past row 23). I also want to share that when we were comparing different lighting scenarios on this model, the sensitivities were always WHEN not IF—in the short-term, things could look really different depending on the assumptions. That is why I am advocating a more conservative approach, because I think that these models are incorrect in the short-term.
Carrie Cobb
clcobb@bpa.gov
503-230-4985

## CBSA Data
Data are from file: | Q:\CG\Main\CBSA\CBSA 2013\Data and Reports\CBSA Raw Data CONFIDENTIAL\CBSA Oct 31 2014\GRISTv1_CBSA Public Detailed Lighting Table 2014-10-31.xlsx
Outdoor | [58 empty] | Location | Outdoor |  |  | Location | Outdoor
Location | Outdoor | [10 empty] | Location | Outdoor |  |  |  | Location | Outdoor | [14 empty] | Location | Outdoor |  | Location | Outdoor |  |  |  | Location | Outdoor |  |  |  | Location | Outdoor |  |  | Location | Outdoor |  | Location | Outdoor |  | Location | Outdoor |  | Outdoor_Light_Use_Type | P |  |  | Outdoor_Light_Use_Type | F
Fixture_Category | (All) | [20 empty] | Location | Outdoor | [7 empty] | Location | Outdoor | Outdoor_Light_Use_Type | P |  | Outdoor_Light_Use_Type | W | Walkway |  |  | Outdoor_Light_Use_Type | P |  |  |  | Outdoor_Light_Use_Type | P |  |  | Outdoor_Light_Use_Type | F | Façade | Outdoor_Light_Use_Type | F | Façade | Outdoor_Light_Use_Type | W | Walkway | Fixture_Type | Pole |  |  | Fixture_Type | Wall
|  |  |  | Location | Outdoor | Location | Outdoor | Location | Outdoor | Location | Outdoor |  | Column Labels |  |  |  | Sum of Wt_PNW_Site_Watts2 | Column Labels
| Values | [11 empty] | Pole |  |  |  |  | Pole |  |  | Pole Total | Sum of Wt_PNW_Site_Watts2 | Column Labels | [7 empty] | Sum of Wt_PNW_Site_Watts2 | Column Labels |  | Values |  |  | Values |  |  |  |  | Values |  |  |  |  | Values |  |  |  | Values |  |  | Values |  |  | Values |  |  | Values |  |  |  | Values
Row Labels | Sum of Wt_PNW_Site_Watts2 | Sum of Wt_PNW_Site_Watts |  | Row Labels | Sum of Wt_PNW_Site_Watts | Row Labels | Sum of Wt_PNW_Site_Watts | Row Labels | Sum of Wt_PNW_Site_Watts | Row Labels | Sum of Wt_PNW_Site_Watts | Row Labels | Sum of Wt_PNW_Site_Watts2 | Sum of Wt_PNW_Site_Watts | Average of Watts_Per_Fixture | Average of Watts_Per_Lamp | Row Labels | POLE25 | POLE40 | POLE60 |  | Row Labels | ES | F | O | P | S | SF | UN | W | Row Labels | Pole | Row Labels | Sum of Wt_PNW_Site_Watts2 | Sum of Wt_PNW_Site_Watts | Row Labels | Sum of Wt_PNW_Site_Watts2 | Average of Watts_Per_Fixture | Average of Watts_Per_Lamp |  | Row Labels | Sum of Wt_PNW_Site_Watts2 | Average of Watts_Per_Fixture | Average of Watts_Per_Lamp |  | Row Labels | Sum of Wt_PNW_Site_Watts2 | Average of Watts_Per_Fixture | Count of Watts_Per_Lamp | Row Labels | Sum of Wt_PNW_Site_Watts | Sum of Wt_PNW_Site_Watts2 | Row Labels | Sum of Wt_PNW_Site_Watts | Average of Calc_Out_Fixtures/KSF_Indoor | Row Labels | Sum of Wt_PNW_Site_Watts | Average of Calc_Out_Fixtures/KSF_Indoor | Row Labels | Sum of Wt_PNW_Site_Watts | Average of Calc_Out_Fixtures/KSF_Indoor | Sum of Wt_PNW_Site_Fixture_Qty | Row Labels | Sum of Wt_PNW_Site_Watts | Average of Calc_Out_Fixtures/KSF_Indoor
CFL | 25504692.9556 | 5.304% |  | ES | 3.635% | Can | 4.753% | Manual | 13.59% | Pole | 100% | POLE25 | 162944234.8456 | 68.66% | 358.7695 | 218.0378 | CFL | 0.3429% | 0% | 0% | 0.2354% | CFL | 0.4973% | 10.89% | 0.1953% | 0.3582% | 3.565% | 0.5627% | 4.023% | 13.77% | HID | 100% | Office | 38596913.7579 | 17.7% | CFL | 12034567.2211 | 32.5981 | 22.8674 | 1.4255 | CFL | 781315.1627 | 37.2095 | 29.4444 |  | HID | 200294031.5824 | 491.205 | 486 | Can | 8070175.271 | 7.23% | Can | 7.23% | 1.2624 | Can | 14.59% | 0.64019 | POLE25 | 74.7% | 0.33351 | 78.61% | 3 | 0.002786% | 2.6515
Fluorescent T12 | 4042976.3143 | 0.8407% |  | F | 23.21% | Display | 0.3477% | None (Continuous) | 0.6862% | ES | 1.856% | POLE40 | 62643520.6252 | 26.4% | 906.9438 | 379.4959 | Fluorescent T5 | 4.37% | 0% | 0% | 3% | Fluorescent T12 | 0.2703% | 0.8559% | 2.256% | 0.2726% | 5.361% | 0% | 0% | 1.851% | CMH | 1.651% | Retail/Service | 101445987.8376 | 46.51% | Fluorescent T12 | 1617167.4001 | 126.3849 | 68.0714 |  | Fluorescent T12 | 594605.8441 | 143.2798 | 81.6667 |  | 14 | 6913.4878 | 34.1025 | 1 | Display | 396556.7758 | 0.3553% | Display | 0.3553% | 0.36084 | Display | 0.2788% | 0.53956 | POLE40 | 22.62% | 0.23948 | 18.51% | 8 | 0.02098% | 0.59013
Fluorescent T5 | 8510812.6625 | 1.77% |  | O | 5.289% | Exit | 0.01888% | Other | 13.41% | F | 0.6739% | POLE60 | 11723930.7684 | 4.94% | 3213.6317 | 570 | Fluorescent T8 | 0.0686% | 0.01831% | 0% | 0.05194% | Fluorescent T5 | 0.4791% | 0.38% | 3.138% | 3.264% | 0% | 0% | 0% | 0.09707% | HPS | 19.07% | School K-12 | 8675614.5406 | 3.978% | Fluorescent T5 | 84828.5557 | 109 | 40.6667 |  | Fluorescent T5 | 7120090.0274 | 327.5472 | 41.1429 |  | 25 | 141236.355 | 31.4368 | 1 | Exit | 1050.0611 | 0.0009408% | Exit | 0.0009408% | 0.5284 | Exit | 0.0567% | 0.64073 | POLE60 | 2.682% | 0.44583 | 2.879% | 9 | 0.03372% | 0.28299
Fluorescent T8 | 9651115.2489 | 2.007% |  | P | 45.36% | Flood | 4.835% | Photocell | 37.21% | O | 3.841% | Grand Total | 237311686.2392 | 100% | 531.3847 | 260.0863 | HID | 91.67% | 97.71% | 100% | 93.68% | Fluorescent T8 | 6.888% | 1.388% | 5.645% | 0.1391% | 32.55% | 0.06999% | 1.087% | 4.074% | IN | 0.03538% | Warehouse | 5560167.3426 | 2.549% | Fluorescent T8 | 3560190.7596 | 56.75 | 31 |  | Fluorescent T8 | 303391.5027 | 60.6667 | 32 |  | 32 | 84750.1937 | 40.2392 | 1 | Flood | 6299300.2538 | 5.644% | Flood | 5.644% | 0.68621 | Flood | 6.696% | 0.31234 | Grand Total | 100% | 0.31151 | 100% | 10 | 0.02696% | 0.57488
HID | 381599285.2401 | 79.35% |  | S | 0.9889% | Head/Track | 0.4572% | Timeclock | 18.5% | P | 81.96% | [5 empty] | Incandescent | 0.6412% | 0% | 0% | 0.4403% | HID | 84.56% | 66.83% | 78.81% | 91.83% | 44.02% | 80.32% | 92.17% | 64.53% | LPS | 0.1046% | Grocery | 8152671.2514 | 3.738% | HID | 56394011.712 | 187.0216 | 148.9339 | 1.2557 | HID | 200294031.5824 | 491.205 | 272.2424 |  | 35 | 40688.4412 | 85.6769 | 1 | Head/Track | 1415709.2492 | 1.268% | Head/Track | 1.268% | 1.208 | Head/Track | 0.7209% | 0.71456 |  |  |  |  | 12 | 0.008087% | 0.10362
Incandescent | 39821584.6752 | 8.281% |  | SF | 2.535% | LF Ceiling Mount | 2.514% | Timeclock/Photocell | 16.59% | S | 0.05083% | [5 empty] | LED | 2.895% | 0.8887% | 0% | 2.223% | Incandescent | 2.582% | 17.79% | 8.13% | 1.849% | 10.04% | 19.05% | 2.719% | 12.02% | MH | 64.62% | Restaurant | 5553052.7711 | 2.546% | Incandescent | 10505385.4007 | 96.664 | 79.024 | 1.2232 | Incandescent | 4033859.2268 | 157.9545 | 107.2727 |  | 50 | 21505.8099 | 72 | 1 | LF Ceiling Mount | 2485483.3262 | 2.227% | LF Ceiling Mount | 2.227% | 1.3588 | LF Ceiling Mount | 5.411% | 1.0634 |  |  |  |  | 13 | 0.7226% | 0.89883
LED | 9864630.1007 | 2.051% |  | UN | 0.8124% | NA | 0.4539% | Grand Total | 100% | SF | 3.728% | [5 empty] | Misc | 0% | 1.38% | 0% | 0.3643% | LED | 4.56% | 1.525% | 0.6865% | 1.88% | 3.879% | 0% | 0% | 3.325% | MV | 2.111% | Lodging | 7435332.1275 | 3.409% | LED | 2905301.329 | 65.5106 | 34.5532 |  | LED | 4101366.7181 | 157.8889 | 94.4815 |  | 55 | 37957.6203 | 67.3176 | 1 | NA | 274149.7353 | 0.2456% | NA | 0.2456% | 0.4162 | NA | 0.03491% | 0.054585 |  |  |  |  | 14 | 0.09082% | 0.32186
Misc | 1485217.57 | 0.3089% |  | W | 18.17% | Other | 5.393% |  |  | UN | 0.8812% | [5 empty] | Other Fluorescent | 0.009071% | 0% | 0% | 0.006229% | Misc | 0.1592% | 0.3348% | 0% | 0.3964% | 0% | 0% | 0% | 0.2509% | Un | 12.41% | Residential Care | 3416487.7555 | 1.566% | Misc | 219230.3081 | 80.6667 | 49.3333 |  | Misc | 864494.5799 | 600 | 600 |  | 60 | 128082.2579 | 89.8313 | 4 | Other | 7034528.3158 | 6.302% | Other | 6.302% | 5.9597 | Other | 9.609% | 0.39613 |  |  |  |  | 15 | 0.09977% | 2.1486
NA | 0 | 0% |  | Grand Total | 100% | Other Ceiling Mount | 9.958% |  |  | W | 7.012% | [5 empty] | Grand Total | 100% | 100% | 100% | 100% | NA | [8 empty] | Grand Total | 100% | Assembly | 20964511.2254 | 9.612% | NA | 0 | #DIV/0! | #DIV/0! |  | Other Fluorescent | 13863.9388 | 40 | 40 |  | 70 | 1170780.739 | 92.9253 | 13 | Other Ceiling Mount | 18155200.2622 | 16.27% | Other Ceiling Mount | 16.27% | 0.71818 | Other Ceiling Mount | 19.38% | 0.61416 |  |  |  |  | 16 | 0.02497% | 0.090909 | bar: Column Labels ES to Column Labels W
Other Fluorescent | 400640.8331 | 0.08331% |  |  |  | Pole | 49.35% |  |  | Grand Total | 100% | [10 empty] | Other Fluorescent | 0% | 0% | 1.142% | 0.006356% | 0.5906% | 0% | 0% | 0.07809% |  |  | Other | 18306279.9731 | 8.393% | Other Fluorescent | 68241.8465 | 48 | 34.6667 |  | Grand Total | 218107018.5828 | 437.6524 | 243.6831 |  | 75 | 1135030.3267 | 105.0551 | 7 | Pole | 1599247.2964 | 1.433% | Pole | 1.433% | 0.24411 | Pole | 19.04% | 0.28539 |  |  |  |  | 18 | 0.1568% | 0.96324
Grand Total | 480880955.6003 | 100% |  |  |  | Strip | 0.2791% | [14 empty] | Grand Total | 100% | 100% | 100% | 100% | 100% | 100% | 100% | 100% |  |  | Grand Total | 218107018.5828 | 100% | Grand Total | 87388924.5327 | 102.0213 | 77.9074 | [6 empty] | 100 | 2778054.1612 | 162.1812 | 18 | Strip | 396336.5189 | 0.3551% | Strip | 0.3551% | 2.1575 | Strip | 0.3487% | 1.2889 |  |  |  |  | 19 | 0.02372% | 0.15873
[6 empty] | Task | 0.1843% | [38 empty] | 120 | 723775.608 | 146.1535 | 2 | Task | 514879.987 | 0.4613% | Task | 0.4613% | 0.70268 | Task | 0.2213% | 0.313 |  |  |  |  | 20 | 0.08248% | 0.38923
[6 empty] | Wall | 21.46% | [38 empty] | 125 | 372091.5306 | 152.2432 | 2 | Wall | 64976937.0055 | 58.21% | Wall | 58.21% | 0.45051 | Wall | 23.61% | 0.34894 |  |  |  |  | 21 | 0.01193% | 0.049637
[6 empty] | Grand Total | 100% | [38 empty] | 150 | 15103126.9006 | 245.1751 | 73 | Grand Total | 111619554.0582 | 100% | Grand Total | 100% | 0.78592 | Grand Total | 100% | 0.52361 |  |  |  |  | 22 | 0.09244% | 0.095813
Location | Outdoor | [44 empty] | 170 | 13567.2458 | 207.0507 | 1 | [13 empty] | 23 | 0.6976% | 0.9767
Fixture_Category | (All) | [44 empty] | 175 | 15213666.5159 | 247.167 | 29 | [13 empty] | 24 | 0.008928% | 0.049924
[46 empty] | 200 | 4938984.5675 | 299.8811 | 16 | [13 empty] | 25 | 0.1059% | 2.3423
| Values | [43 empty] | 1.5295 | 250 | 56954674.6996 | 382.373 | 162 | [13 empty] | 26 | 1.742% | 0.47297
Row Labels | Sum of Wt_PNW_Site_Watts2 | Sum of Wt_PNW_Site_Watts | [43 empty] | 285 | 577039.613 | 1388.458 | 1 | [13 empty] | 28 | 0.0331% | 0.41037
Office | 93909305.4275 | 19.53% | [43 empty] | 300 | 1531428.6544 | 417.5813 | 7 | [13 empty] | 30 | 0.4346% | 0.22888
Retail/Service | 154614229.6614 | 32.15% | [43 empty] | 320 | 2592551.1935 | 502.7459 | 9 | [13 empty] | 32 | 0.4539% | 0.18473
School K-12 | 25731297.4304 | 5.351% | [42 empty] | 1.6302 | 400 | 46233930.9446 | 652.0671 | 86 | [13 empty] | 35 | 0.3348% | 0.7425
Warehouse | 36744983.7994 | 7.641% | [43 empty] | 450 | 2245774.5052 | 1074.6133 | 2 | [13 empty] | 36 | 0.1526% | 0.19067
Grocery | 20045784.2291 | 4.169% | [43 empty] | 500 | 1615787.6861 | 605.3281 | 3 | [13 empty] | 40 | 0.3208% | 1.0214
Restaurant | 23040088.3922 | 4.791% | [43 empty] | 640 | 144846.7132 | 804.7831 | 1 | [13 empty] | 42 | 1.411% | 0.89534
Lodging | 16397733.9585 | 3.41% | [43 empty] | 750 | 7038924.6413 | 873.2763 | 4 | [13 empty] | 45 | 0.01454% | 0.86655
Residential Care | 7780990.0182 | 1.618% | [42 empty] | 3.4747 | 1000 | 39448861.1703 | 3474.6783 | 16 | [13 empty] | 47 | 0.2098% | 0.30681
Assembly | 55241246.8863 | 11.49% | [43 empty] | NA | 0 | #DIV/0! | 24 | [13 empty] | 50 | 2.131% | 0.38532
Other | 47375295.7971 | 9.852% | [43 empty] | Grand Total | 200294031.5824 | 491.205 | 486 | [13 empty] | 59 | 0.1253% | 0.53807
Grand Total | 480880955.6003 | 100% | [60 empty] | 60 | 0.9116% | 1.0218
[63 empty] | 65 | 0.84% | 0.44766
[63 empty] | 70 | 4.68% | 0.34244
[63 empty] | 75 | 2.012% | 0.5656
[63 empty] | 90 | 0.4557% | 1.7241
[63 empty] | 100 | 8.726% | 0.39479
Data below are from: | Q:\CG\Main\CBSA\CBSA 2013\Data and Reports\CBSA Raw Data CONFIDENTIAL\CBSA Oct 31 2014\GRISTv3_CBSA Public Site Summary Table 2014-10-31.xlsx | [61 empty] | 110 | 0.07111% | 1.1905
[63 empty] | 125 | 0.2839% | 0.10227
Row Labels | Sum of _Sf_PNW | Count of Sf_PNW_LPD_Out | Sum of Sf_PNW_LPD_Out2 | Outdoor W per SF Indoor Space | [58 empty] | 150 | 26.58% | 0.36242
Assembly | 368872052 | 105 | 55929864.1267 | 0.15162 | [58 empty] | 175 | 10.86% | 0.33857
Grocery | 77120838 | 74 | 20076252.4852 | 0.26032 | [58 empty] | 200 | 5.089% | 0.24225
Lodging | 171040928 | 72 | 16900090.6358 | 0.098807 | [58 empty] | 250 | 7.978% | 0.18005
Office | 734358126 | 117 | 96623488.5089 | 0.13158 | [58 empty] | 300 | 0.6571% | 0.185
Other | 333434465 | 81 | 47729533.5047 | 0.14315 | [58 empty] | 400 | 13.11% | 0.24145
Residential Care | 125160636 | 70 | 8134732.1882 | 0.064994 | [58 empty] | 450 | 3.383% | 0.34949
Restaurant | 53036739 | 43 | 23158052.3406 | 0.43664 | [58 empty] | 500 | 0.2996% | 0.1587
Retail/Service | 570929488 | 132 | 159620648.4558 | 0.27958 | [58 empty] | 750 | 0.4196% | 0.36036
School K-12 | 245353161 | 75 | 25898612.208 | 0.10556 | [58 empty] | 1000 | 4.068% | 0.055751
Warehouse | 442224054 | 43 | 36940140.2939 | 0.083533 | [58 empty] | NA | 0% | 0.11557
Grand Total | 3121530487 | 812 | 491011414.7477 | 0.1573 | [58 empty] | Grand Total | 100% | 0.45051
S = Signage F = Façade P = Parking Lot SF = Sporting Field O = Other W = Walkway ES = Exterior Sales Unk = Unknown NF = Not Filled
S = Signage F = Façade P = Parking Lot SF = Sporting Field O = Other W = Walkway ES = Exterior Sales Unk = Unknown NF = Not Filled

## ETO Cost Data
All Exterior Fixtures
PROGRAMCODE | RECOGNIZEDDT | MEASURECODE | MEASUREDESC | QTY | UNITCOSTINSTALL | TOTALCOSTINSTALL |  |  | Avg. Unit Installed Cost (2014$) | Median Unit Installed Cost (2014$) | Lower Quartile Installed Cost (2014$) | n, ETO dataset
BE | 2014-02-13 | EXLED90W | Exterior LED Fixture, 90W or Less | 3 | 695 | 2085 |  | Exterior LED Fixture, 40W or Less | 304.9006 | 287 | 235.8333 | 125
BE | 2014-02-20 | EXLED90W | Exterior LED Fixture, 90W or Less | 4 | 348.25 | 1393 |  | Exterior LED Fixture, 90W or Less | 526.8874 | 485.4167 | 368.3462 | 191 |  | slope | 1.9353
BE | 2014-02-27 | EXTLED350W | Exterior LED Fixture, 350W or Less | 2 | 775 | 1550 |  | Exterior LED Fixture, 110W or Less | 629.5066 | 580 | 468.75 | 68 |  | int | 321.63
BE | 2014-02-27 | EXTLED350W | Exterior LED Fixture, 350W or Less | 4 | 850 | 3400 |  | Exterior LED Fixture, 150W or Less | 675.6713 | 575 | 486.3824 | 131
BE | 2014-02-27 | EXLED90W | Exterior LED Fixture, 90W or Less | 2 | 425 | 850 |  | Exterior LED Fixture, 350W or Less | 964.2337 | 850 | 794.5556 | 54
BE | 2014-02-27 | EXLED90W | Exterior LED Fixture, 90W or Less | 3 | 625 | 1875 |  | Exterior LED Fixture, 400W or Less | 1145.2273 | 1000.7273 | 976.25 | 6
BE | 2014-03-06 | EXTLED150W | Exterior LED Fixture, 150W or Less | 4 | 1150 | 4600
BE | 2014-03-06 | EXLED90W | Exterior LED Fixture, 90W or Less | 8 | 725 | 5800
BE | 2014-03-13 | EXLED40W | Exterior LED Fixture, 40W or Less | 15 | 245 | 3675
BE | 2014-03-13 | EXLED90W | Exterior LED Fixture, 90W or Less | 2 | 450 | 900 |  | Convert to Table w/ 2012$
BE | 2014-03-13 | EXLED90W | Exterior LED Fixture, 90W or Less | 5 | 342 | 1710 |  | Representative Fixture W | Avg. Unit Installed Cost (2012$) | Median Unit Installed Cost (2012$) | Lower Quartile Installed Cost (2012$)
BE | 2014-03-13 | EXLED90W | Exterior LED Fixture, 90W or Less | 10 | 475 | 4750 |  | 40 | 296.9732 | 279.538 | 229.7017 |  |  | slope | 1.6365
BE | 2014-03-20 | EXTLED110W | Exterior LED Fixture, 110W or Less | 8 | 555.5 | 4444 |  | 90 | 513.1883 | 472.7958 | 358.7692 |  |  | int | 302.38
BE | 2014-03-20 | EXTLED150W | Exterior LED Fixture, 150W or Less | 7 | 735 | 5145 |  | 110 | 613.1394 | 564.92 | 456.5625
BE | 2014-03-20 | EXTLED350W | Exterior LED Fixture, 350W or Less | 11 | 850 | 9350 |  | 150 | 658.1039 | 560.05 | 473.7364
BE | 2014-03-20 | EXLED90W | Exterior LED Fixture, 90W or Less | 8 | 489 | 3912 |  | 350 | 939.1636 | 827.9 | 773.8971
BE | 2014-03-20 | EXLED90W | Exterior LED Fixture, 90W or Less | 10 | 494.4 | 4944 |  | 400 | 1115.4514 | 974.7084 | 950.8675
BE | 2014-04-10 | EXTLED150W | Exterior LED Fixture, 150W or Less | 3 | 850 | 2550
BE | 2014-04-10 | EXTLED150W | Exterior LED Fixture, 150W or Less | 8 | 492.5 | 3940 |  | Use ETO Data Trendline to Estimate In Between Wattages (2012$)
BE | 2014-04-10 | EXTLED150W | Exterior LED Fixture, 150W or Less | 10 | 492.5 | 4925
BE | 2014-04-10 | EXTLED150W | Exterior LED Fixture, 150W or Less | 12 | 492.5 | 5910 | Chart Label | LED Fixture W | ETO Avg Cost | ETO Median Cost | ETO Lower Quartile Cost | 7th Plan Built-Up Cost
BE | 2014-04-10 | EXTLED150W | Exterior LED Fixture, 150W or Less | 12 | 492.5 | 5910 | LED 31W | 31 | 381.6243 | 353.1115 | 255.344 | 272.3783 |  | slope | 1.794
BE | 2014-04-10 | EXTLED150W | Exterior LED Fixture, 150W or Less | 16 | 492.5 | 7880 | LED 95W | 95 | 505.4835 | 457.8475 | 370.16 | 405.7075 |  | int | 199.73
BE | 2014-04-10 | EXTLED350W | Exterior LED Fixture, 350W or Less | 4 | 540 | 2160 | LED 135W | 135 | 582.8955 | 523.3075 | 441.92 | 342.9
BE | 2014-04-10 | EXLED90W | Exterior LED Fixture, 90W or Less | 4 | 306 | 1224 | LED 180W | 180 | 669.984 | 596.95 | 522.65 | 442.9
BE | 2014-04-10 | EXLED90W | Exterior LED Fixture, 90W or Less | 3 | 625 | 1875 | LED 421W* | 421 | 1136.3913 | 991.3465 | 955.004 | 1242.9
BE | 2014-04-10 | EXLED90W | Exterior LED Fixture, 90W or Less | 4 | 1034.75 | 4139
BE | 2014-04-17 | EXTLED350W | Exterior LED Fixture, 350W or Less | 1 | 998 | 998
BE | 2014-04-17 | EXLED90W | Exterior LED Fixture, 90W or Less | 10 | 480 | 4800
BE | 2014-04-24 | EXTLED150W | Exterior LED Fixture, 150W or Less | 2 | 780 | 1560
BE | 2014-04-24 | EXTLED150W | Exterior LED Fixture, 150W or Less | 6 | 525 | 3150
BE | 2014-04-24 | EXTLED150W | Exterior LED Fixture, 150W or Less | 9 | 492.5556 | 4433
BE | 2014-04-24 | EXTLED150W | Exterior LED Fixture, 150W or Less | 10 | 492.5 | 4925
BE | 2014-04-24 | EXLED40W | Exterior LED Fixture, 40W or Less | 2 | 349 | 698
BE | 2014-04-24 | EXLED40W | Exterior LED Fixture, 40W or Less | 3 | 400 | 1200
BE | 2014-04-24 | EXLED90W | Exterior LED Fixture, 90W or Less | 8 | 387.75 | 3102
BE | 2014-04-24 | EXLED90W | Exterior LED Fixture, 90W or Less | 8 | 603.125 | 4825
BE | 2014-05-01 | EXTLED150W | Exterior LED Fixture, 150W or Less | 2 | 409 | 818
BE | 2014-05-01 | EXTLED150W | Exterior LED Fixture, 150W or Less | 2 | 675 | 1350
BE | 2014-05-01 | EXLED40W | Exterior LED Fixture, 40W or Less | 4 | 226 | 904
BE | 2014-05-01 | EXLED40W | Exterior LED Fixture, 40W or Less | 18 | 230.3333 | 4146
BE | 2014-05-01 | EXLED90W | Exterior LED Fixture, 90W or Less | 8 | 350 | 2800
BE | 2014-05-01 | EXLED90W | Exterior LED Fixture, 90W or Less | 11 | 500 | 5500
BE | 2014-05-08 | EXTLED110W | Exterior LED Fixture, 110W or Less | 3 | 625 | 1875
BE | 2014-05-08 | EXTLED150W | Exterior LED Fixture, 150W or Less | 20 | 492.5 | 9850
BE | 2014-05-08 | EXTLED150W | Exterior LED Fixture, 150W or Less | 18 | 550 | 9900
BE | 2014-05-08 | EXTLED150W | Exterior LED Fixture, 150W or Less | 11 | 1048.5455 | 11534
BE | 2014-05-08 | EXLED40W | Exterior LED Fixture, 40W or Less | 4 | 273.75 | 1095
BE | 2014-05-08 | EXLED40W | Exterior LED Fixture, 40W or Less | 5 | 280 | 1400
BE | 2014-05-08 | EXLED90W | Exterior LED Fixture, 90W or Less | 12 | 485.4167 | 5825
BE | 2014-05-15 | EXTLED150W | Exterior LED Fixture, 150W or Less | 6 | 695 | 4170
BE | 2014-05-15 | EXTLED150W | Exterior LED Fixture, 150W or Less | 20 | 575 | 11500 | [6 empty] | *Note that n (number of instances of a fixture in the ETO database) is small for the very large LED exterior fixtures. For example,
BE | 2014-05-15 | EXTLED350W | Exterior LED Fixture, 350W or Less | 2 | 807 | 1614 | [6 empty] | n=6 for 400W fixtures, whereas n=191 for 90W fixtures. In addition, we are extrapolating slightly beyond the ETO data's limits,
BE | 2014-05-15 | EXLED40W | Exterior LED Fixture, 40W or Less | 2 | 164.5 | 329 | [6 empty] | i.e. from 400W (the largest category in the ETO data) to 421W.
BE | 2014-05-15 | EXLED40W | Exterior LED Fixture, 40W or Less | 28 | 325 | 9100
BE | 2014-05-15 | EXLED90W | Exterior LED Fixture, 90W or Less | 1 | 365 | 365
BE | 2014-05-15 | EXLED90W | Exterior LED Fixture, 90W or Less | 1 | 471 | 471
BE | 2014-05-15 | EXLED90W | Exterior LED Fixture, 90W or Less | 7 | 575 | 4025
BE | 2014-05-15 | EXLED90W | Exterior LED Fixture, 90W or Less | 12 | 525 | 6300
BE | 2014-05-22 | EXLED40W | Exterior LED Fixture, 40W or Less | 18 | 253.1111 | 4556
BE | 2014-05-22 | EXLED40W | Exterior LED Fixture, 40W or Less | 62 | 303.2258 | 18800
BE | 2014-05-22 | EXLED90W | Exterior LED Fixture, 90W or Less | 7 | 475 | 3325
BE | 2014-05-29 | EXLED40W | Exterior LED Fixture, 40W or Less | 1 | 150 | 150
BE | 2014-05-29 | EXLED40W | Exterior LED Fixture, 40W or Less | 2 | 150 | 300
BE | 2014-05-29 | EXLED90W | Exterior LED Fixture, 90W or Less | 2 | 360 | 720
BE | 2014-05-29 | EXLED90W | Exterior LED Fixture, 90W or Less | 17 | 795 | 13515
BE | 2014-06-05 | EXTLED110W | Exterior LED Fixture, 110W or Less | 11 | 418.7273 | 4606
BE | 2014-06-05 | EXTLED110W | Exterior LED Fixture, 110W or Less | 8 | 620.125 | 4961
BE | 2014-06-05 | EXTLED150W | Exterior LED Fixture, 150W or Less | 36 | 359 | 12924
BE | 2014-06-05 | EXLED40W | Exterior LED Fixture, 40W or Less | 2 | 247 | 494
BE | 2014-06-05 | EXLED40W | Exterior LED Fixture, 40W or Less | 38 | 185 | 7030
BE | 2014-06-05 | EXLED90W | Exterior LED Fixture, 90W or Less | 2 | 675 | 1350
BE | 2014-06-05 | EXLED90W | Exterior LED Fixture, 90W or Less | 11 | 499 | 5489
BE | 2014-06-05 | EXLED90W | Exterior LED Fixture, 90W or Less | 20 | 517 | 10340
BE | 2014-06-12 | EXTLED110W | Exterior LED Fixture, 110W or Less | 8 | 650 | 5200
BE | 2014-06-12 | EXTLED110W | Exterior LED Fixture, 110W or Less | 12 | 650 | 7800
BE | 2014-06-12 | EXTLED350W | Exterior LED Fixture, 350W or Less | 5 | 962 | 4810
BE | 2014-06-12 | EXLED90W | Exterior LED Fixture, 90W or Less | 4 | 525 | 2100
BE | 2014-06-20 | EXTLED150W | Exterior LED Fixture, 150W or Less | 21 | 1062.381 | 22310
BE | 2014-06-20 | EXLED90W | Exterior LED Fixture, 90W or Less | 1 | 355 | 355
BE | 2014-06-26 | EXTLED110W | Exterior LED Fixture, 110W or Less | 10 | 560 | 5600
BE | 2014-06-26 | EXTLED150W | Exterior LED Fixture, 150W or Less | 12 | 320.25 | 3843
BE | 2014-06-26 | EXTLED150W | Exterior LED Fixture, 150W or Less | 10 | 595 | 5950
BE | 2014-06-26 | EXTLED150W | Exterior LED Fixture, 150W or Less | 12 | 501 | 6012
BE | 2014-06-26 | EXTLED150W | Exterior LED Fixture, 150W or Less | 16 | 550 | 8800
BE | 2014-06-26 | EXLED90W | Exterior LED Fixture, 90W or Less | 8 | 175.375 | 1403
BE | 2014-06-26 | EXLED90W | Exterior LED Fixture, 90W or Less | 2 | 875 | 1750
BE | 2014-06-26 | EXLED90W | Exterior LED Fixture, 90W or Less | 6 | 322.6667 | 1936
BE | 2014-06-26 | EXLED90W | Exterior LED Fixture, 90W or Less | 5 | 675 | 3375
BE | 2014-06-26 | EXLED90W | Exterior LED Fixture, 90W or Less | 13 | 519 | 6747
BE | 2014-07-03 | EXTLED110W | Exterior LED Fixture, 110W or Less | 3 | 857 | 2571
BE | 2014-07-03 | EXTLED150W | Exterior LED Fixture, 150W or Less | 2 | 480 | 960
BE | 2014-07-03 | EXTLED150W | Exterior LED Fixture, 150W or Less | 2 | 648.5 | 1297
BE | 2014-07-03 | EXTLED150W | Exterior LED Fixture, 150W or Less | 6 | 480 | 2880
BE | 2014-07-03 | EXTLED150W | Exterior LED Fixture, 150W or Less | 6 | 641.6667 | 3850
BE | 2014-07-03 | EXTLED150W | Exterior LED Fixture, 150W or Less | 6 | 1034 | 6204
BE | 2014-07-03 | EXLED90W | Exterior LED Fixture, 90W or Less | 1 | 250 | 250
BE | 2014-07-03 | EXLED90W | Exterior LED Fixture, 90W or Less | 2 | 480 | 960
BE | 2014-07-03 | EXLED90W | Exterior LED Fixture, 90W or Less | 2 | 685 | 1370
BE | 2014-07-03 | EXLED90W | Exterior LED Fixture, 90W or Less | 4 | 800 | 3200
BE | 2014-07-03 | EXLED90W | Exterior LED Fixture, 90W or Less | 8 | 425 | 3400
BE | 2014-07-03 | EXLED90W | Exterior LED Fixture, 90W or Less | 8 | 494 | 3952
BE | 2014-07-03 | EXLED90W | Exterior LED Fixture, 90W or Less | 19 | 425 | 8075
BE | 2014-07-03 | EXLED90W | Exterior LED Fixture, 90W or Less | 15 | 544.2 | 8163
BE | 2014-07-10 | EXTLED150W | Exterior LED Fixture, 150W or Less | 10 | 595 | 5950
BE | 2014-07-10 | EXTLED150W | Exterior LED Fixture, 150W or Less | 24 | 406.3333 | 9752
BE | 2014-07-10 | EXTLED350W | Exterior LED Fixture, 350W or Less | 5 | 868 | 4340
BE | 2014-07-10 | EXLED40W | Exterior LED Fixture, 40W or Less | 39 | 275 | 10725
BE | 2014-07-10 | EXLED90W | Exterior LED Fixture, 90W or Less | 12 | 525 | 6300
BE | 2014-07-17 | EXTLED110W | Exterior LED Fixture, 110W or Less | 5 | 531 | 2655
BE | 2014-07-17 | EXTLED110W | Exterior LED Fixture, 110W or Less | 10 | 597.5 | 5975
BE | 2014-07-17 | EXTLED150W | Exterior LED Fixture, 150W or Less | 6 | 699 | 4194
BE | 2014-07-17 | EXTLED150W | Exterior LED Fixture, 150W or Less | 17 | 471.9412 | 8023
BE | 2014-07-17 | EXLED90W | Exterior LED Fixture, 90W or Less | 4 | 534.5 | 2138
BE | 2014-07-17 | EXLED90W | Exterior LED Fixture, 90W or Less | 10 | 597.5 | 5975
BE | 2014-07-17 | EXLED90W | Exterior LED Fixture, 90W or Less | 18 | 437 | 7866
BE | 2014-07-31 | EXTLED110W | Exterior LED Fixture, 110W or Less | 10 | 550 | 5500
BE | 2014-07-31 | EXTLED110W | Exterior LED Fixture, 110W or Less | 9 | 1733 | 15597
BE | 2014-07-31 | EXTLED150W | Exterior LED Fixture, 150W or Less | 5 | 570 | 2850
BE | 2014-07-31 | EXTLED150W | Exterior LED Fixture, 150W or Less | 8 | 539.125 | 4313
BE | 2014-07-31 | EXTLED150W | Exterior LED Fixture, 150W or Less | 12 | 439.5833 | 5275
BE | 2014-07-31 | EXTLED150W | Exterior LED Fixture, 150W or Less | 12 | 550 | 6600
BE | 2014-07-31 | EXTLED150W | Exterior LED Fixture, 150W or Less | 12 | 554.1667 | 6650
BE | 2014-07-31 | EXTLED150W | Exterior LED Fixture, 150W or Less | 13 | 605.7692 | 7875
BE | 2014-07-31 | EXTLED150W | Exterior LED Fixture, 150W or Less | 21 | 384.7619 | 8080
BE | 2014-07-31 | EXTLED150W | Exterior LED Fixture, 150W or Less | 13 | 830 | 10790
BE | 2014-07-31 | EXTLED150W | Exterior LED Fixture, 150W or Less | 8 | 1423.5 | 11388
BE | 2014-07-31 | EXTLED150W | Exterior LED Fixture, 150W or Less | 20 | 595 | 11900
BE | 2014-07-31 | EXTLED350W | Exterior LED Fixture, 350W or Less | 4 | 820.75 | 3283
BE | 2014-07-31 | EXLED40W | Exterior LED Fixture, 40W or Less | 1 | 201 | 201
BE | 2014-07-31 | EXLED40W | Exterior LED Fixture, 40W or Less | 6 | 235.8333 | 1415
BE | 2014-07-31 | EXLED40W | Exterior LED Fixture, 40W or Less | 13 | 496.6154 | 6456
BE | 2014-07-31 | EXLED40W | Exterior LED Fixture, 40W or Less | 47 | 270 | 12690
BE | 2014-07-31 | EXLED90W | Exterior LED Fixture, 90W or Less | 1 | 685 | 685
BE | 2014-07-31 | EXLED90W | Exterior LED Fixture, 90W or Less | 4 | 270 | 1080
BE | 2014-07-31 | EXLED90W | Exterior LED Fixture, 90W or Less | 10 | 272.7 | 2727
BE | 2014-07-31 | EXLED90W | Exterior LED Fixture, 90W or Less | 8 | 354.75 | 2838
BE | 2014-07-31 | EXLED90W | Exterior LED Fixture, 90W or Less | 10 | 315 | 3150
BE | 2014-07-31 | EXLED90W | Exterior LED Fixture, 90W or Less | 10 | 550 | 5500
BE | 2014-07-31 | EXLED90W | Exterior LED Fixture, 90W or Less | 12 | 558.3333 | 6700
BE | 2014-07-31 | EXLED90W | Exterior LED Fixture, 90W or Less | 10 | 767 | 7670
BE | 2014-08-07 | EXTLED110W | Exterior LED Fixture, 110W or Less | 4 | 341 | 1364
BE | 2014-08-07 | EXTLED150W | Exterior LED Fixture, 150W or Less | 10 | 301 | 3010
BE | 2014-08-07 | EXTLED150W | Exterior LED Fixture, 150W or Less | 12 | 536.0833 | 6433
BE | 2014-08-07 | EXLED90W | Exterior LED Fixture, 90W or Less | 4 | 625 | 2500
BE | 2014-08-07 | EXLED90W | Exterior LED Fixture, 90W or Less | 4 | 732.5 | 2930
BE | 2014-08-07 | EXLED90W | Exterior LED Fixture, 90W or Less | 8 | 370 | 2960
BE | 2014-08-14 | EXLED90W | Exterior LED Fixture, 90W or Less | 41 | 395 | 16195
BE | 2014-08-21 | EXTLED110W | Exterior LED Fixture, 110W or Less | 4 | 550 | 2200
BE | 2014-08-21 | EXTLED110W | Exterior LED Fixture, 110W or Less | 9 | 475 | 4275
BE | 2014-08-21 | EXTLED110W | Exterior LED Fixture, 110W or Less | 8 | 985 | 7880
BE | 2014-08-21 | EXTLED150W | Exterior LED Fixture, 150W or Less | 11 | 985 | 10835
BE | 2014-08-21 | EXTLED150W | Exterior LED Fixture, 150W or Less | 18 | 957.7222 | 17239
BE | 2014-08-21 | EXTLED350W | Exterior LED Fixture, 350W or Less | 2 | 1239 | 2478
BE | 2014-08-21 | EXTLED350W | Exterior LED Fixture, 350W or Less | 14 | 450 | 6300
BE | 2014-08-21 | EXLED40W | Exterior LED Fixture, 40W or Less | 1 | 275 | 275
BE | 2014-08-21 | EXLED40W | Exterior LED Fixture, 40W or Less | 7 | 289.2857 | 2025
BE | 2014-08-21 | EXLED90W | Exterior LED Fixture, 90W or Less | 4 | 525 | 2100
BE | 2014-08-21 | EXLED90W | Exterior LED Fixture, 90W or Less | 4 | 550 | 2200
BE | 2014-08-21 | EXLED90W | Exterior LED Fixture, 90W or Less | 2 | 1395 | 2790
BE | 2014-08-21 | EXLED90W | Exterior LED Fixture, 90W or Less | 8 | 381.875 | 3055
BE | 2014-08-21 | EXLED90W | Exterior LED Fixture, 90W or Less | 9 | 503.3333 | 4530
BE | 2014-08-21 | EXLED90W | Exterior LED Fixture, 90W or Less | 10 | 480.3 | 4803
BE | 2014-08-28 | EXTLED150W | Exterior LED Fixture, 150W or Less | 20 | 497 | 9940
BE | 2014-08-28 | EXLED40W | Exterior LED Fixture, 40W or Less | 2 | 275 | 550
BE | 2014-08-28 | EXLED40W | Exterior LED Fixture, 40W or Less | 2 | 316 | 632
BE | 2014-08-28 | EXLED40W | Exterior LED Fixture, 40W or Less | 8 | 276.25 | 2210
BE | 2014-08-28 | EXLED40W | Exterior LED Fixture, 40W or Less | 24 | 190 | 4560
BE | 2014-08-28 | EXLED90W | Exterior LED Fixture, 90W or Less | 7 | 411.2857 | 2879
BE | 2014-08-28 | EXLED90W | Exterior LED Fixture, 90W or Less | 15 | 375.6667 | 5635
BE | 2014-09-11 | EXLED90W | Exterior LED Fixture, 90W or Less | 8 | 334.875 | 2679
BE | 2014-09-18 | EXTLED110W | Exterior LED Fixture, 110W or Less | 5 | 510.8 | 2554
BE | 2014-09-18 | EXTLED110W | Exterior LED Fixture, 110W or Less | 11 | 386.9091 | 4256
BE | 2014-09-18 | EXTLED110W | Exterior LED Fixture, 110W or Less | 17 | 928.8235 | 15790
BE | 2014-09-18 | EXTLED150W | Exterior LED Fixture, 150W or Less | 5 | 1245 | 6225
BE | 2014-09-18 | EXTLED150W | Exterior LED Fixture, 150W or Less | 15 | 536.3333 | 8045
BE | 2014-09-18 | EXTLED150W | Exterior LED Fixture, 150W or Less | 7 | 1245 | 8715
BE | 2014-09-18 | EXTLED150W | Exterior LED Fixture, 150W or Less | 10 | 1169.1 | 11691
BE | 2014-09-18 | EXTLED150W | Exterior LED Fixture, 150W or Less | 20 | 610 | 12200
BE | 2014-09-18 | EXTLED350W | Exterior LED Fixture, 350W or Less | 3 | 598 | 1794
BE | 2014-09-18 | EXLED40W | Exterior LED Fixture, 40W or Less | 3 | 192.6667 | 578
BE | 2014-09-18 | EXLED90W | Exterior LED Fixture, 90W or Less | 1 | 600 | 600
BE | 2014-09-18 | EXLED90W | Exterior LED Fixture, 90W or Less | 3 | 495 | 1485
BE | 2014-09-18 | EXLED90W | Exterior LED Fixture, 90W or Less | 3 | 555 | 1665
BE | 2014-09-18 | EXLED90W | Exterior LED Fixture, 90W or Less | 5 | 384 | 1920
BE | 2014-09-18 | EXLED90W | Exterior LED Fixture, 90W or Less | 9 | 720 | 6480
BE | 2014-09-18 | EXLED90W | Exterior LED Fixture, 90W or Less | 12 | 566.6667 | 6800
BE | 2014-09-25 | EXTLED110W | Exterior LED Fixture, 110W or Less | 1 | 552 | 552
BE | 2014-09-25 | EXTLED110W | Exterior LED Fixture, 110W or Less | 4 | 585 | 2340
BE | 2014-09-25 | EXTLED110W | Exterior LED Fixture, 110W or Less | 10 | 420.2 | 4202
BE | 2014-09-25 | EXTLED110W | Exterior LED Fixture, 110W or Less | 12 | 815 | 9780
BE | 2014-09-25 | EXTLED150W | Exterior LED Fixture, 150W or Less | 4 | 445 | 1780
BE | 2014-09-25 | EXTLED150W | Exterior LED Fixture, 150W or Less | 4 | 700 | 2800
BE | 2014-09-25 | EXTLED150W | Exterior LED Fixture, 150W or Less | 6 | 680 | 4080
BE | 2014-09-25 | EXTLED150W | Exterior LED Fixture, 150W or Less | 4 | 1245 | 4980
BE | 2014-09-25 | EXTLED150W | Exterior LED Fixture, 150W or Less | 17 | 486.7647 | 8275
BE | 2014-09-25 | EXTLED350W | Exterior LED Fixture, 350W or Less | 6 | 975 | 5850
BE | 2014-09-25 | EXLED40W | Exterior LED Fixture, 40W or Less | 1 | 300 | 300
BE | 2014-09-25 | EXLED40W | Exterior LED Fixture, 40W or Less | 1 | 450 | 450
BE | 2014-09-25 | EXLED40W | Exterior LED Fixture, 40W or Less | 6 | 176.5 | 1059
BE | 2014-09-25 | EXLED40W | Exterior LED Fixture, 40W or Less | 6 | 187 | 1122
BE | 2014-09-25 | EXLED40W | Exterior LED Fixture, 40W or Less | 3 | 385.3333 | 1156
BE | 2014-09-25 | EXLED40W | Exterior LED Fixture, 40W or Less | 21 | 226.2857 | 4752
BE | 2014-09-25 | EXLED40W | Exterior LED Fixture, 40W or Less | 13 | 386 | 5018
BE | 2014-09-25 | EXLED40W | Exterior LED Fixture, 40W or Less | 52 | 500 | 26000
BE | 2014-09-25 | EXLED90W | Exterior LED Fixture, 90W or Less | 9 | 200 | 1800
BE | 2014-09-25 | EXLED90W | Exterior LED Fixture, 90W or Less | 11 | 590.9091 | 6500
BE | 2014-09-25 | EXLED90W | Exterior LED Fixture, 90W or Less | 17 | 560 | 9520
BE | 2014-10-09 | EXTLED110W | Exterior LED Fixture, 110W or Less | 2 | 544 | 1088
BE | 2014-10-09 | EXTLED150W | Exterior LED Fixture, 150W or Less | 3 | 544 | 1632
BE | 2014-10-09 | EXTLED150W | Exterior LED Fixture, 150W or Less | 7 | 1245 | 8715
BE | 2014-10-09 | EXTLED350W | Exterior LED Fixture, 350W or Less | 11 | 915.9091 | 10075
BE | 2014-10-09 | EXTLED350W | Exterior LED Fixture, 350W or Less | 20 | 1733 | 34660
BE | 2014-10-09 | EXLED40W | Exterior LED Fixture, 40W or Less | 1 | 250 | 250
BE | 2014-10-09 | EXLED90W | Exterior LED Fixture, 90W or Less | 9 | 561.1111 | 5050
BE | 2014-10-09 | EXLED90W | Exterior LED Fixture, 90W or Less | 14 | 696.4286 | 9750
BE | 2014-10-16 | EXLED90W | Exterior LED Fixture, 90W or Less | 7 | 359.2857 | 2515
BE | 2014-10-24 | EXTLED110W | Exterior LED Fixture, 110W or Less | 1 | 441 | 441
BE | 2014-10-24 | EXTLED150W | Exterior LED Fixture, 150W or Less | 4 | 750 | 3000
BE | 2014-10-24 | EXTLED150W | Exterior LED Fixture, 150W or Less | 8 | 381.375 | 3051
BE | 2014-10-24 | EXTLED150W | Exterior LED Fixture, 150W or Less | 11 | 412 | 4532
BE | 2014-10-24 | EXTLED150W | Exterior LED Fixture, 150W or Less | 12 | 414.4167 | 4973
BE | 2014-10-24 | EXTLED150W | Exterior LED Fixture, 150W or Less | 12 | 414.4167 | 4973
BE | 2014-10-24 | EXTLED350W | Exterior LED Fixture, 350W or Less | 4 | 1070 | 4280
BE | 2014-10-24 | EXTLED350W | Exterior LED Fixture, 350W or Less | 14 | 1094.7857 | 15327
BE | 2014-10-24 | EXLED40W | Exterior LED Fixture, 40W or Less | 1 | 479 | 479
BE | 2014-10-24 | EXLED90W | Exterior LED Fixture, 90W or Less | 3 | 200 | 600
BE | 2014-10-24 | EXLED90W | Exterior LED Fixture, 90W or Less | 2 | 323 | 646
BE | 2014-10-24 | EXLED90W | Exterior LED Fixture, 90W or Less | 5 | 600 | 3000
BE | 2014-10-24 | EXLED90W | Exterior LED Fixture, 90W or Less | 12 | 489 | 5868
BE | 2014-10-24 | EXLED90W | Exterior LED Fixture, 90W or Less | 8 | 787.875 | 6303
BE | 2014-10-24 | EXLED90W | Exterior LED Fixture, 90W or Less | 10 | 637 | 6370
BE | 2014-10-31 | EXTLED110W | Exterior LED Fixture, 110W or Less | 3 | 722 | 2166
BE | 2014-10-31 | EXTLED110W | Exterior LED Fixture, 110W or Less | 10 | 675 | 6750
BE | 2014-10-31 | EXTLED150W | Exterior LED Fixture, 150W or Less | 2 | 815 | 1630
BE | 2014-10-31 | EXTLED150W | Exterior LED Fixture, 150W or Less | 15 | 299 | 4485
BE | 2014-10-31 | EXTLED150W | Exterior LED Fixture, 150W or Less | 12 | 434.5833 | 5215
BE | 2014-10-31 | EXTLED150W | Exterior LED Fixture, 150W or Less | 12 | 445.0833 | 5341
BE | 2014-10-31 | EXTLED150W | Exterior LED Fixture, 150W or Less | 16 | 446.4375 | 7143
BE | 2014-10-31 | EXTLED150W | Exterior LED Fixture, 150W or Less | 24 | 438.7083 | 10529
BE | 2014-10-31 | EXTLED150W | Exterior LED Fixture, 150W or Less | 24 | 445 | 10680
BE | 2014-10-31 | EXTLED350W | Exterior LED Fixture, 350W or Less | 2 | 880 | 1760
BE | 2014-10-31 | EXTLED350W | Exterior LED Fixture, 350W or Less | 2 | 880 | 1760
BE | 2014-10-31 | EXTLED350W | Exterior LED Fixture, 350W or Less | 4 | 497 | 1988
BE | 2014-10-31 | EXTLED350W | Exterior LED Fixture, 350W or Less | 5 | 880 | 4400
BE | 2014-10-31 | EXTLED350W | Exterior LED Fixture, 350W or Less | 5 | 1750 | 8750
BE | 2014-10-31 | EXTLED350W | Exterior LED Fixture, 350W or Less | 49 | 1704.9796 | 83544
BE | 2014-10-31 | EXLED40W | Exterior LED Fixture, 40W or Less | 2 | 200 | 400
BE | 2014-10-31 | EXLED40W | Exterior LED Fixture, 40W or Less | 3 | 260 | 780
BE | 2014-10-31 | EXLED40W | Exterior LED Fixture, 40W or Less | 21 | 265.6667 | 5579
BE | 2014-10-31 | EXLED90W | Exterior LED Fixture, 90W or Less | 2 | 198.5 | 397
BE | 2014-10-31 | EXLED90W | Exterior LED Fixture, 90W or Less | 3 | 399 | 1197
BE | 2014-10-31 | EXLED90W | Exterior LED Fixture, 90W or Less | 9 | 227.3333 | 2046
BE | 2014-10-31 | EXLED90W | Exterior LED Fixture, 90W or Less | 6 | 650 | 3900
BE | 2014-10-31 | EXLED90W | Exterior LED Fixture, 90W or Less | 15 | 722 | 10830
BE | 2014-11-06 | EXTLED110W | Exterior LED Fixture, 110W or Less | 2 | 757 | 1514
BE | 2014-11-06 | EXTLED110W | Exterior LED Fixture, 110W or Less | 16 | 482.5 | 7720
BE | 2014-11-06 | EXTLED150W | Exterior LED Fixture, 150W or Less | 11 | 402.2727 | 4425
BE | 2014-11-06 | EXTLED150W | Exterior LED Fixture, 150W or Less | 12 | 446.4167 | 5357
BE | 2014-11-06 | EXTLED150W | Exterior LED Fixture, 150W or Less | 7 | 1245 | 8715
BE | 2014-11-06 | EXTLED150W | Exterior LED Fixture, 150W or Less | 33 | 912.3939 | 30109
BE | 2014-11-06 | EXTLED350W | Exterior LED Fixture, 350W or Less | 5 | 872.2 | 4361
BE | 2014-11-06 | EXLED40W | Exterior LED Fixture, 40W or Less | 2 | 350 | 700
BE | 2014-11-06 | EXLED40W | Exterior LED Fixture, 40W or Less | 9 | 295.1111 | 2656
BE | 2014-11-06 | EXLED40W | Exterior LED Fixture, 40W or Less | 10 | 320.2 | 3202
BE | 2014-11-06 | EXLED40W | Exterior LED Fixture, 40W or Less | 18 | 353.3333 | 6360
BE | 2014-11-06 | EXLED40W | Exterior LED Fixture, 40W or Less | 27 | 452 | 12204
BE | 2014-11-06 | EXLED90W | Exterior LED Fixture, 90W or Less | 1 | 330 | 330
BE | 2014-11-06 | EXLED90W | Exterior LED Fixture, 90W or Less | 2 | 350 | 700
BE | 2014-11-06 | EXLED90W | Exterior LED Fixture, 90W or Less | 1 | 795 | 795
BE | 2014-11-06 | EXLED90W | Exterior LED Fixture, 90W or Less | 2 | 422.5 | 845
BE | 2014-11-06 | EXLED90W | Exterior LED Fixture, 90W or Less | 4 | 615 | 2460
BE | 2014-11-06 | EXLED90W | Exterior LED Fixture, 90W or Less | 8 | 550 | 4400
BE | 2014-11-06 | EXLED90W | Exterior LED Fixture, 90W or Less | 13 | 392.3077 | 5100
BE | 2014-11-06 | EXLED90W | Exterior LED Fixture, 90W or Less | 15 | 705.6 | 10584
BE | 2014-11-14 | EXTLED150W | Exterior LED Fixture, 150W or Less | 2 | 360 | 720
BE | 2014-11-14 | EXTLED150W | Exterior LED Fixture, 150W or Less | 4 | 556.75 | 2227
BE | 2014-11-14 | EXTLED150W | Exterior LED Fixture, 150W or Less | 8 | 556.625 | 4453
BE | 2014-11-14 | EXTLED150W | Exterior LED Fixture, 150W or Less | 8 | 556.625 | 4453
BE | 2014-11-14 | EXTLED150W | Exterior LED Fixture, 150W or Less | 8 | 556.625 | 4453
BE | 2014-11-14 | EXTLED150W | Exterior LED Fixture, 150W or Less | 16 | 550 | 8800
BE | 2014-11-14 | EXTLED350W | Exterior LED Fixture, 350W or Less | 3 | 875 | 2625
BE | 2014-11-14 | EXTLED350W | Exterior LED Fixture, 350W or Less | 4 | 846.5 | 3386
BE | 2014-11-14 | EXTLED350W | Exterior LED Fixture, 350W or Less | 5 | 836 | 4180
BE | 2014-11-14 | EXTLED350W | Exterior LED Fixture, 350W or Less | 6 | 828.1667 | 4969
BE | 2014-11-14 | EXTLED350W | Exterior LED Fixture, 350W or Less | 6 | 828.1667 | 4969
BE | 2014-11-14 | EXTLED350W | Exterior LED Fixture, 350W or Less | 8 | 802.875 | 6423
BE | 2014-11-14 | EXTLED350W | Exterior LED Fixture, 350W or Less | 8 | 802.875 | 6423
BE | 2014-11-14 | EXTLED350W | Exterior LED Fixture, 350W or Less | 9 | 794.5556 | 7151
BE | 2014-11-14 | EXTLED350W | Exterior LED Fixture, 350W or Less | 9 | 794.5556 | 7151
BE | 2014-11-14 | EXTLED350W | Exterior LED Fixture, 350W or Less | 9 | 794.5556 | 7151
BE | 2014-11-14 | EXTLED350W | Exterior LED Fixture, 350W or Less | 11 | 782.1818 | 8604
BE | 2014-11-14 | EXTLED350W | Exterior LED Fixture, 350W or Less | 8 | 2400 | 19200
BE | 2014-11-14 | EXLED40W | Exterior LED Fixture, 40W or Less | 1 | 350 | 350
BE | 2014-11-14 | EXLED40W | Exterior LED Fixture, 40W or Less | 1 | 370 | 370
BE | 2014-11-14 | EXLED40W | Exterior LED Fixture, 40W or Less | 7 | 303.2857 | 2123
BE | 2014-11-20 | EXTLED110W | Exterior LED Fixture, 110W or Less | 1 | 385 | 385
BE | 2014-11-20 | EXTLED110W | Exterior LED Fixture, 110W or Less | 6 | 485 | 2910
BE | 2014-11-20 | EXTLED110W | Exterior LED Fixture, 110W or Less | 5 | 650 | 3250
BE | 2014-11-20 | EXTLED110W | Exterior LED Fixture, 110W or Less | 6 | 1100 | 6600
BE | 2014-11-20 | EXTLED150W | Exterior LED Fixture, 150W or Less | 1 | 500 | 500
BE | 2014-11-20 | EXTLED150W | Exterior LED Fixture, 150W or Less | 2 | 650 | 1300
BE | 2014-11-20 | EXTLED150W | Exterior LED Fixture, 150W or Less | 6 | 390 | 2340
BE | 2014-11-20 | EXTLED150W | Exterior LED Fixture, 150W or Less | 7 | 482.7143 | 3379
BE | 2014-11-20 | EXTLED150W | Exterior LED Fixture, 150W or Less | 16 | 385 | 6160
BE | 2014-11-20 | EXTLED150W | Exterior LED Fixture, 150W or Less | 16 | 466 | 7456
BE | 2014-11-20 | EXTLED350W | Exterior LED Fixture, 350W or Less | 4 | 999 | 3996
BE | 2014-11-20 | EXTLED350W | Exterior LED Fixture, 350W or Less | 11 | 390 | 4290
BE | 2014-11-20 | EXTLED350W | Exterior LED Fixture, 350W or Less | 62 | 1250 | 77500
BE | 2014-11-20 | EXLED40W | Exterior LED Fixture, 40W or Less | 1 | 237 | 237
BE | 2014-11-20 | EXLED40W | Exterior LED Fixture, 40W or Less | 7 | 287 | 2009
BE | 2014-11-20 | EXLED40W | Exterior LED Fixture, 40W or Less | 29 | 155 | 4495
BE | 2014-11-20 | EXLED90W | Exterior LED Fixture, 90W or Less | 1 | 385 | 385
BE | 2014-11-20 | EXLED90W | Exterior LED Fixture, 90W or Less | 2 | 510 | 1020
BE | 2014-11-20 | EXLED90W | Exterior LED Fixture, 90W or Less | 2 | 552 | 1104
BE | 2014-11-20 | EXLED90W | Exterior LED Fixture, 90W or Less | 5 | 300 | 1500
BE | 2014-11-20 | EXLED90W | Exterior LED Fixture, 90W or Less | 2 | 916.5 | 1833
BE | 2014-11-20 | EXLED90W | Exterior LED Fixture, 90W or Less | 16 | 217.5 | 3480
BE | 2014-11-20 | EXLED90W | Exterior LED Fixture, 90W or Less | 13 | 366.6923 | 4767
BE | 2014-11-20 | EXLED90W | Exterior LED Fixture, 90W or Less | 11 | 654.5455 | 7200
BE | 2014-11-20 | EXLED90W | Exterior LED Fixture, 90W or Less | 13 | 714 | 9282
BE | 2014-11-20 | EXLED90W | Exterior LED Fixture, 90W or Less | 17 | 733.3529 | 12467
BE | 2014-11-28 | EXTLED110W | Exterior LED Fixture, 110W or Less | 2 | 448 | 896
BE | 2014-11-28 | EXTLED110W | Exterior LED Fixture, 110W or Less | 11 | 680 | 7480
BE | 2014-11-28 | EXLED40W | Exterior LED Fixture, 40W or Less | 1 | 420 | 420
BE | 2014-11-28 | EXLED40W | Exterior LED Fixture, 40W or Less | 5 | 175 | 875
BE | 2014-11-28 | EXLED90W | Exterior LED Fixture, 90W or Less | 1 | 685 | 685
BE | 2014-11-28 | EXLED90W | Exterior LED Fixture, 90W or Less | 8 | 306 | 2448
BE | 2014-11-28 | EXLED90W | Exterior LED Fixture, 90W or Less | 9 | 448 | 4032
BE | 2014-12-04 | EXTLED150W | Exterior LED Fixture, 150W or Less | 9 | 1144.4444 | 10300
BE | 2014-12-04 | EXTLED350W | Exterior LED Fixture, 350W or Less | 9 | 794.5556 | 7151
BE | 2014-12-04 | EXTLED400W | Exterior LED Fixture, 400W or Less | 5 | 975 | 4875
BE | 2014-12-04 | EXLED40W | Exterior LED Fixture, 40W or Less | 2 | 132.5 | 265
BE | 2014-12-04 | EXLED40W | Exterior LED Fixture, 40W or Less | 4 | 375 | 1500
BE | 2014-12-04 | EXLED40W | Exterior LED Fixture, 40W or Less | 6 | 400.1667 | 2401
BE | 2014-12-04 | EXLED90W | Exterior LED Fixture, 90W or Less | 4 | 296 | 1184
BE | 2014-12-04 | EXLED90W | Exterior LED Fixture, 90W or Less | 14 | 450 | 6300
BE | 2014-12-11 | EXLED40W | Exterior LED Fixture, 40W or Less | 3 | 176.3333 | 529
BE | 2014-12-11 | EXLED40W | Exterior LED Fixture, 40W or Less | 4 | 238.75 | 955
BE | 2014-12-11 | EXLED90W | Exterior LED Fixture, 90W or Less | 4 | 675 | 2700
BE | 2014-12-11 | EXLED90W | Exterior LED Fixture, 90W or Less | 6 | 630 | 3780
BE | 2014-12-18 | EXTLED110W | Exterior LED Fixture, 110W or Less | 7 | 575 | 4025
BE | 2014-12-18 | EXTLED110W | Exterior LED Fixture, 110W or Less | 4 | 1730 | 6920
BE | 2014-12-18 | EXTLED150W | Exterior LED Fixture, 150W or Less | 3 | 815 | 2445
BE | 2014-12-18 | EXTLED150W | Exterior LED Fixture, 150W or Less | 6 | 839.1667 | 5035
BE | 2014-12-18 | EXTLED350W | Exterior LED Fixture, 350W or Less | 2 | 575 | 1150
BE | 2014-12-18 | EXLED40W | Exterior LED Fixture, 40W or Less | 3 | 275.3333 | 826
BE | 2014-12-18 | EXLED90W | Exterior LED Fixture, 90W or Less | 4 | 1460.5 | 5842
BE | 2014-12-18 | EXLED90W | Exterior LED Fixture, 90W or Less | 31 | 321.2581 | 9959
BE | 2014-12-18 | EXLED90W | Exterior LED Fixture, 90W or Less | 18 | 613.2222 | 11038
BE | 2014-12-18 | EXLED90W | Exterior LED Fixture, 90W or Less | 37 | 300 | 11100
BE | 2014-12-26 | EXTLED110W | Exterior LED Fixture, 110W or Less | 1 | 537 | 537
BE | 2014-12-26 | EXTLED110W | Exterior LED Fixture, 110W or Less | 1 | 724 | 724
BE | 2014-12-26 | EXTLED110W | Exterior LED Fixture, 110W or Less | 3 | 418.3333 | 1255
BE | 2014-12-26 | EXTLED150W | Exterior LED Fixture, 150W or Less | 3 | 700 | 2100
BE | 2014-12-26 | EXTLED150W | Exterior LED Fixture, 150W or Less | 4 | 642 | 2568
BE | 2014-12-26 | EXTLED150W | Exterior LED Fixture, 150W or Less | 6 | 528 | 3168
BE | 2014-12-26 | EXTLED150W | Exterior LED Fixture, 150W or Less | 13 | 666.4615 | 8664
BE | 2014-12-26 | EXLED40W | Exterior LED Fixture, 40W or Less | 2 | 585 | 1170
BE | 2014-12-26 | EXLED40W | Exterior LED Fixture, 40W or Less | 15 | 304.4 | 4566
BE | 2014-12-26 | EXLED40W | Exterior LED Fixture, 40W or Less | 43 | 154 | 6622
BE | 2014-12-26 | EXLED40W | Exterior LED Fixture, 40W or Less | 18 | 389.2778 | 7007
BE | 2014-12-26 | EXLED90W | Exterior LED Fixture, 90W or Less | 2 | 357 | 714
BE | 2014-12-26 | EXLED90W | Exterior LED Fixture, 90W or Less | 4 | 270 | 1080
BE | 2014-12-26 | EXLED90W | Exterior LED Fixture, 90W or Less | 23 | 532.5217 | 12248
BE | 2014-12-26 | EXLED90W | Exterior LED Fixture, 90W or Less | 39 | 381.8974 | 14894
BE | 2014-12-31 | EXTLED110W | Exterior LED Fixture, 110W or Less | 2 | 537 | 1074
BE | 2014-12-31 | EXTLED110W | Exterior LED Fixture, 110W or Less | 4 | 1190 | 4760
BE | 2014-12-31 | EXTLED110W | Exterior LED Fixture, 110W or Less | 16 | 485 | 7760
BE | 2014-12-31 | EXTLED110W | Exterior LED Fixture, 110W or Less | 14 | 750.2143 | 10503
BE | 2014-12-31 | EXTLED150W | Exterior LED Fixture, 150W or Less | 2 | 596 | 1192
BE | 2014-12-31 | EXTLED150W | Exterior LED Fixture, 150W or Less | 3 | 798 | 2394
BE | 2014-12-31 | EXTLED150W | Exterior LED Fixture, 150W or Less | 4 | 910 | 3640
BE | 2014-12-31 | EXTLED150W | Exterior LED Fixture, 150W or Less | 6 | 620 | 3720
BE | 2014-12-31 | EXTLED150W | Exterior LED Fixture, 150W or Less | 9 | 486 | 4374
BE | 2014-12-31 | EXTLED150W | Exterior LED Fixture, 150W or Less | 5 | 1200 | 6000
BE | 2014-12-31 | EXTLED150W | Exterior LED Fixture, 150W or Less | 7 | 865 | 6055
BE | 2014-12-31 | EXTLED150W | Exterior LED Fixture, 150W or Less | 4 | 1547 | 6188
BE | 2014-12-31 | EXTLED150W | Exterior LED Fixture, 150W or Less | 7 | 995.7143 | 6970
BE | 2014-12-31 | EXTLED150W | Exterior LED Fixture, 150W or Less | 9 | 989 | 8901
BE | 2014-12-31 | EXTLED150W | Exterior LED Fixture, 150W or Less | 24 | 995 | 23880
BE | 2014-12-31 | EXTLED150W | Exterior LED Fixture, 150W or Less | 19 | 1376.5789 | 26155
BE | 2014-12-31 | EXTLED150W | Exterior LED Fixture, 150W or Less | 93 | 520 | 48360
BE | 2014-12-31 | EXTLED350W | Exterior LED Fixture, 350W or Less | 42 | 1085 | 45570
BE | 2014-12-31 | EXTLED350W | Exterior LED Fixture, 350W or Less | 55 | 1192.0909 | 65565
BE | 2014-12-31 | EXTLED350W | Exterior LED Fixture, 350W or Less | 81 | 1200 | 97200
BE | 2014-12-31 | EXTLED400W | Exterior LED Fixture, 400W or Less | 8 | 1502 | 12016
BE | 2014-12-31 | EXTLED400W | Exterior LED Fixture, 400W or Less | 23 | 1502 | 34546
BE | 2014-12-31 | EXLED40W | Exterior LED Fixture, 40W or Less | 2 | 385 | 770
BE | 2014-12-31 | EXLED40W | Exterior LED Fixture, 40W or Less | 4 | 250 | 1000
BE | 2014-12-31 | EXLED40W | Exterior LED Fixture, 40W or Less | 4 | 264.75 | 1059
BE | 2014-12-31 | EXLED90W | Exterior LED Fixture, 90W or Less | 1 | 250 | 250
BE | 2014-12-31 | EXLED90W | Exterior LED Fixture, 90W or Less | 2 | 257 | 514
BE | 2014-12-31 | EXLED90W | Exterior LED Fixture, 90W or Less | 1 | 550 | 550
BE | 2014-12-31 | EXLED90W | Exterior LED Fixture, 90W or Less | 2 | 396 | 792
BE | 2014-12-31 | EXLED90W | Exterior LED Fixture, 90W or Less | 1 | 865 | 865
BE | 2014-12-31 | EXLED90W | Exterior LED Fixture, 90W or Less | 1 | 1190 | 1190
BE | 2014-12-31 | EXLED90W | Exterior LED Fixture, 90W or Less | 2 | 750 | 1500
BE | 2014-12-31 | EXLED90W | Exterior LED Fixture, 90W or Less | 10 | 570 | 5700
BE | 2014-12-31 | EXLED90W | Exterior LED Fixture, 90W or Less | 10 | 570 | 5700
BE | 2014-12-31 | EXLED90W | Exterior LED Fixture, 90W or Less | 15 | 388 | 5820
BE | 2014-12-31 | EXLED90W | Exterior LED Fixture, 90W or Less | 26 | 891.8462 | 23188
BE | 2014-12-31 | EXLED90W | Exterior LED Fixture, 90W or Less | 120 | 346 | 41520
BEM | 2014-02-20 | EXLED90W | Exterior LED Fixture, 90W or Less | 15 | 697.6667 | 10465
BEM | 2014-02-27 | EXTLED150W | Exterior LED Fixture, 150W or Less | 4 | 638 | 2552
BEM | 2014-02-27 | EXLED40W | Exterior LED Fixture, 40W or Less | 37 | 275.2432 | 10184
BEM | 2014-03-06 | EXLED40W | Exterior LED Fixture, 40W or Less | 20 | 597 | 11940
BEM | 2014-03-06 | EXLED40W | Exterior LED Fixture, 40W or Less | 92 | 415.7609 | 38250
BEM | 2014-03-13 | EXLED40W | Exterior LED Fixture, 40W or Less | 8 | 364 | 2912
BEM | 2014-04-03 | EXLED40W | Exterior LED Fixture, 40W or Less | 5 | 495 | 2475
BEM | 2014-04-03 | EXLED40W | Exterior LED Fixture, 40W or Less | 8 | 330.75 | 2646
BEM | 2014-04-03 | EXLED90W | Exterior LED Fixture, 90W or Less | 5 | 485.4 | 2427
BEM | 2014-04-03 | EXLED90W | Exterior LED Fixture, 90W or Less | 9 | 362.4444 | 3262
BEM | 2014-04-03 | EXLED90W | Exterior LED Fixture, 90W or Less | 8 | 664.375 | 5315
BEM | 2014-05-01 | EXLED40W | Exterior LED Fixture, 40W or Less | 37 | 159 | 5883
BEM | 2014-05-01 | EXLED40W | Exterior LED Fixture, 40W or Less | 65 | 302 | 19630
BEM | 2014-05-08 | EXLED90W | Exterior LED Fixture, 90W or Less | 27 | 250 | 6750
BEM | 2014-05-29 | EXTLED110W | Exterior LED Fixture, 110W or Less | 4 | 528 | 2112
BEM | 2014-05-29 | EXTLED110W | Exterior LED Fixture, 110W or Less | 48 | 299 | 14352
BEM | 2014-05-29 | EXLED40W | Exterior LED Fixture, 40W or Less | 4 | 263 | 1052
BEM | 2014-05-29 | EXLED40W | Exterior LED Fixture, 40W or Less | 4 | 292 | 1168
BEM | 2014-05-29 | EXLED40W | Exterior LED Fixture, 40W or Less | 12 | 264.8333 | 3178
BEM | 2014-05-29 | EXLED40W | Exterior LED Fixture, 40W or Less | 22 | 222 | 4884
BEM | 2014-05-29 | EXLED90W | Exterior LED Fixture, 90W or Less | 1 | 249 | 249
BEM | 2014-05-29 | EXLED90W | Exterior LED Fixture, 90W or Less | 11 | 282 | 3102
BEM | 2014-05-29 | EXLED90W | Exterior LED Fixture, 90W or Less | 20 | 299 | 5980
BEM | 2014-06-05 | EXLED90W | Exterior LED Fixture, 90W or Less | 10 | 302 | 3020
BEM | 2014-06-20 | EXTLED150W | Exterior LED Fixture, 150W or Less | 4 | 387.5 | 1550
BEM | 2014-06-20 | EXLED40W | Exterior LED Fixture, 40W or Less | 37 | 188.2432 | 6965
BEM | 2014-08-07 | EXLED90W | Exterior LED Fixture, 90W or Less | 22 | 1435 | 31570
BEM | 2014-08-14 | EXTLED350W | Exterior LED Fixture, 350W or Less | 12 | 787.5 | 9450
BEM | 2014-08-14 | EXLED40W | Exterior LED Fixture, 40W or Less | 19 | 316 | 6004
BEM | 2014-08-21 | EXTLED350W | Exterior LED Fixture, 350W or Less | 3 | 835 | 2505
BEM | 2014-08-28 | EXLED90W | Exterior LED Fixture, 90W or Less | 3 | 571.25 | 1713.75
BEM | 2014-08-28 | EXLED90W | Exterior LED Fixture, 90W or Less | 3 | 2103 | 6309
BEM | 2014-10-16 | EXLED40W | Exterior LED Fixture, 40W or Less | 2 | 295 | 590
BEM | 2014-10-16 | EXLED40W | Exterior LED Fixture, 40W or Less | 2 | 405.5 | 811
BEM | 2014-10-16 | EXLED40W | Exterior LED Fixture, 40W or Less | 3 | 295 | 885
BEM | 2014-10-16 | EXLED40W | Exterior LED Fixture, 40W or Less | 5 | 234.2 | 1171
BEM | 2014-10-16 | EXLED40W | Exterior LED Fixture, 40W or Less | 4 | 328 | 1312
BEM | 2014-10-16 | EXLED40W | Exterior LED Fixture, 40W or Less | 5 | 315 | 1575
BEM | 2014-10-16 | EXLED40W | Exterior LED Fixture, 40W or Less | 5 | 321 | 1605
BEM | 2014-10-16 | EXLED40W | Exterior LED Fixture, 40W or Less | 6 | 317.5 | 1905
BEM | 2014-10-16 | EXLED40W | Exterior LED Fixture, 40W or Less | 9 | 280.8889 | 2528
BEM | 2014-10-16 | EXLED40W | Exterior LED Fixture, 40W or Less | 23 | 263 | 6049
BEM | 2014-10-16 | EXLED90W | Exterior LED Fixture, 90W or Less | 1 | 328 | 328
BEM | 2014-10-16 | EXLED90W | Exterior LED Fixture, 90W or Less | 1 | 886 | 886
BEM | 2014-10-24 | EXTLED110W | Exterior LED Fixture, 110W or Less | 147 | 997.034 | 146564
BEM | 2014-10-24 | EXLED90W | Exterior LED Fixture, 90W or Less | 104 | 732.4231 | 76172
BEM | 2014-10-31 | EXLED40W | Exterior LED Fixture, 40W or Less | 1 | 287 | 287
BEM | 2014-10-31 | EXLED40W | Exterior LED Fixture, 40W or Less | 9 | 269.2222 | 2423
BEM | 2014-10-31 | EXLED40W | Exterior LED Fixture, 40W or Less | 15 | 285 | 4275
BEM | 2014-10-31 | EXLED90W | Exterior LED Fixture, 90W or Less | 1 | 526 | 526
BEM | 2014-10-31 | EXLED90W | Exterior LED Fixture, 90W or Less | 6 | 345 | 2070
BEM | 2014-10-31 | EXLED90W | Exterior LED Fixture, 90W or Less | 6 | 459 | 2754
BEM | 2014-10-31 | EXLED90W | Exterior LED Fixture, 90W or Less | 11 | 336 | 3696
BEM | 2014-11-06 | EXLED40W | Exterior LED Fixture, 40W or Less | 4 | 506.75 | 2027
BEM | 2014-11-20 | EXLED40W | Exterior LED Fixture, 40W or Less | 11 | 195 | 2145
BEM | 2014-12-04 | EXLED40W | Exterior LED Fixture, 40W or Less | 1 | 400 | 400
BEM | 2014-12-31 | EXLED40W | Exterior LED Fixture, 40W or Less | 2 | 292.5 | 585
BEM | 2014-12-31 | EXLED40W | Exterior LED Fixture, 40W or Less | 3 | 206.6667 | 620
BEM | 2014-12-31 | EXLED40W | Exterior LED Fixture, 40W or Less | 2 | 429 | 858
BEM | 2014-12-31 | EXLED40W | Exterior LED Fixture, 40W or Less | 260 | 284.5538 | 73984
BEM | 2014-12-31 | EXLED90W | Exterior LED Fixture, 90W or Less | 1 | 429 | 429
BEM | 2014-12-31 | EXLED90W | Exterior LED Fixture, 90W or Less | 8 | 465 | 3720
BEM | 2014-12-31 | EXLED90W | Exterior LED Fixture, 90W or Less | 52 | 1434.5 | 74594
PEF | 2014-04-10 | EXLED90W | Exterior LED Fixture, 90W or Less | 9 | 538.7778 | 4849
PEF | 2014-04-17 | EXLED40W | Exterior LED Fixture, 40W or Less | 7 | 133.2857 | 933
PEF | 2014-04-17 | EXLED90W | Exterior LED Fixture, 90W or Less | 1 | 282 | 282
PEF | 2014-05-01 | EXLED90W | Exterior LED Fixture, 90W or Less | 2 | 358 | 716
PEF | 2014-05-08 | EXTLED150W | Exterior LED Fixture, 150W or Less | 1 | 602 | 602
PEF | 2014-05-08 | EXLED40W | Exterior LED Fixture, 40W or Less | 13 | 581 | 7553
PEF | 2014-05-08 | EXLED90W | Exterior LED Fixture, 90W or Less | 12 | 491.25 | 5895
PEF | 2014-05-15 | EXLED40W | Exterior LED Fixture, 40W or Less | 1 | 400 | 400
PEF | 2014-05-22 | EXTLED150W | Exterior LED Fixture, 150W or Less | 2 | 570 | 1140
PEF | 2014-05-22 | EXLED90W | Exterior LED Fixture, 90W or Less | 1 | 375 | 375
PEF | 2014-05-22 | EXLED90W | Exterior LED Fixture, 90W or Less | 20 | 509.35 | 10187
PEF | 2014-06-05 | EXTLED350W | Exterior LED Fixture, 350W or Less | 11 | 780 | 8580
PEF | 2014-06-12 | EXTLED110W | Exterior LED Fixture, 110W or Less | 4 | 132.25 | 529
PEF | 2014-06-12 | EXTLED110W | Exterior LED Fixture, 110W or Less | 1 | 641 | 641
PEF | 2014-06-12 | EXTLED150W | Exterior LED Fixture, 150W or Less | 2 | 595 | 1190
PEF | 2014-06-12 | EXLED40W | Exterior LED Fixture, 40W or Less | 8 | 197.125 | 1577
PEF | 2014-06-12 | EXLED90W | Exterior LED Fixture, 90W or Less | 1 | 625 | 625
PEF | 2014-06-12 | EXLED90W | Exterior LED Fixture, 90W or Less | 2 | 725 | 1450
PEF | 2014-06-12 | EXLED90W | Exterior LED Fixture, 90W or Less | 4 | 730 | 2920
PEF | 2014-06-12 | EXLED90W | Exterior LED Fixture, 90W or Less | 15 | 407 | 6105
PEF | 2014-06-20 | EXTLED110W | Exterior LED Fixture, 110W or Less | 10 | 625 | 6250
PEF | 2014-06-20 | EXLED40W | Exterior LED Fixture, 40W or Less | 1 | 450 | 450
PEF | 2014-06-20 | EXLED90W | Exterior LED Fixture, 90W or Less | 12 | 475 | 5700
PEF | 2014-06-26 | EXLED40W | Exterior LED Fixture, 40W or Less | 4 | 260 | 1040
PEF | 2014-07-03 | EXTLED110W | Exterior LED Fixture, 110W or Less | 10 | 331.2 | 3312
PEF | 2014-07-10 | EXTLED110W | Exterior LED Fixture, 110W or Less | 2 | 409 | 818
PEF | 2014-07-10 | EXLED40W | Exterior LED Fixture, 40W or Less | 2 | 295 | 590
PEF | 2014-07-10 | EXLED40W | Exterior LED Fixture, 40W or Less | 2 | 339 | 678
PEF | 2014-07-24 | EXTLED110W | Exterior LED Fixture, 110W or Less | 4 | 550 | 2200
PEF | 2014-07-24 | EXTLED110W | Exterior LED Fixture, 110W or Less | 5 | 677 | 3385
PEF | 2014-07-24 | EXTLED150W | Exterior LED Fixture, 150W or Less | 1 | 547 | 547
PEF | 2014-07-24 | EXTLED150W | Exterior LED Fixture, 150W or Less | 5 | 732 | 3660
PEF | 2014-07-24 | EXTLED350W | Exterior LED Fixture, 350W or Less | 3 | 547.3333 | 1642
PEF | 2014-07-24 | EXLED40W | Exterior LED Fixture, 40W or Less | 8 | 375 | 3000
PEF | 2014-07-24 | EXLED90W | Exterior LED Fixture, 90W or Less | 1 | 375 | 375
PEF | 2014-07-24 | EXLED90W | Exterior LED Fixture, 90W or Less | 2 | 375 | 750
PEF | 2014-07-24 | EXLED90W | Exterior LED Fixture, 90W or Less | 13 | 417.3077 | 5425
PEF | 2014-08-07 | EXTLED150W | Exterior LED Fixture, 150W or Less | 4 | 695 | 2780
PEF | 2014-08-07 | EXLED40W | Exterior LED Fixture, 40W or Less | 6 | 225 | 1350
PEF | 2014-08-07 | EXLED90W | Exterior LED Fixture, 90W or Less | 6 | 405 | 2430
PEF | 2014-08-14 | EXTLED150W | Exterior LED Fixture, 150W or Less | 5 | 864 | 4320
PEF | 2014-08-14 | EXLED40W | Exterior LED Fixture, 40W or Less | 4 | 264 | 1056
PEF | 2014-08-14 | EXLED90W | Exterior LED Fixture, 90W or Less | 4 | 460 | 1840
PEF | 2014-08-21 | EXTLED110W | Exterior LED Fixture, 110W or Less | 8 | 805.75 | 6446
PEF | 2014-08-21 | EXLED40W | Exterior LED Fixture, 40W or Less | 16 | 501.625 | 8026
PEF | 2014-08-21 | EXLED90W | Exterior LED Fixture, 90W or Less | 26 | 746.4615 | 19408
PEF | 2014-08-28 | EXLED40W | Exterior LED Fixture, 40W or Less | 15 | 345 | 5175
PEF | 2014-08-28 | EXLED90W | Exterior LED Fixture, 90W or Less | 5 | 418 | 2090
PEF | 2014-09-11 | EXTLED110W | Exterior LED Fixture, 110W or Less | 1 | 650 | 650
PEF | 2014-09-11 | EXTLED110W | Exterior LED Fixture, 110W or Less | 11 | 268.1818 | 2950
PEF | 2014-09-11 | EXTLED150W | Exterior LED Fixture, 150W or Less | 6 | 1200 | 7200
PEF | 2014-09-11 | EXLED40W | Exterior LED Fixture, 40W or Less | 1 | 445 | 445
PEF | 2014-09-11 | EXLED90W | Exterior LED Fixture, 90W or Less | 5 | 775 | 3875
PEF | 2014-09-18 | EXTLED110W | Exterior LED Fixture, 110W or Less | 5 | 674.4 | 3372
PEF | 2014-09-18 | EXTLED150W | Exterior LED Fixture, 150W or Less | 18 | 854 | 15372
PEF | 2014-09-18 | EXTLED350W | Exterior LED Fixture, 350W or Less | 12 | 885.5 | 10626
PEF | 2014-10-03 | EXTLED150W | Exterior LED Fixture, 150W or Less | 4 | 510 | 2040
PEF | 2014-10-03 | EXLED40W | Exterior LED Fixture, 40W or Less | 6 | 230 | 1380
PEF | 2014-10-03 | EXLED40W | Exterior LED Fixture, 40W or Less | 6 | 433.3333 | 2600
PEF | 2014-10-09 | EXTLED110W | Exterior LED Fixture, 110W or Less | 6 | 730 | 4380
PEF | 2014-10-09 | EXTLED110W | Exterior LED Fixture, 110W or Less | 10 | 450 | 4500
PEF | 2014-10-09 | EXTLED110W | Exterior LED Fixture, 110W or Less | 5 | 1000 | 5000
PEF | 2014-10-09 | EXTLED150W | Exterior LED Fixture, 150W or Less | 4 | 189.5 | 758
PEF | 2014-10-09 | EXTLED150W | Exterior LED Fixture, 150W or Less | 3 | 1000 | 3000
PEF | 2014-10-09 | EXTLED150W | Exterior LED Fixture, 150W or Less | 7 | 868 | 6076
PEF | 2014-10-09 | EXTLED350W | Exterior LED Fixture, 350W or Less | 6 | 1182 | 7092
PEF | 2014-10-09 | EXLED40W | Exterior LED Fixture, 40W or Less | 1 | 235 | 235
PEF | 2014-10-09 | EXLED40W | Exterior LED Fixture, 40W or Less | 1 | 589 | 589
PEF | 2014-10-09 | EXLED90W | Exterior LED Fixture, 90W or Less | 1 | 600 | 600
PEF | 2014-10-09 | EXLED90W | Exterior LED Fixture, 90W or Less | 1 | 650 | 650
PEF | 2014-10-09 | EXLED90W | Exterior LED Fixture, 90W or Less | 4 | 175 | 700
PEF | 2014-10-09 | EXLED90W | Exterior LED Fixture, 90W or Less | 11 | 450 | 4950
PEF | 2014-10-24 | EXTLED150W | Exterior LED Fixture, 150W or Less | 8 | 685 | 5480
PEF | 2014-10-24 | EXLED40W | Exterior LED Fixture, 40W or Less | 5 | 264 | 1320
PEF | 2014-10-31 | EXTLED110W | Exterior LED Fixture, 110W or Less | 4 | 670 | 2680
PEF | 2014-10-31 | EXTLED150W | Exterior LED Fixture, 150W or Less | 1 | 796 | 796
PEF | 2014-10-31 | EXTLED150W | Exterior LED Fixture, 150W or Less | 10 | 796 | 7960
PEF | 2014-10-31 | EXLED90W | Exterior LED Fixture, 90W or Less | 31 | 439.5161 | 13625
PEF | 2014-11-06 | EXTLED110W | Exterior LED Fixture, 110W or Less | 2 | 390 | 780
PEF | 2014-11-06 | EXTLED150W | Exterior LED Fixture, 150W or Less | 3 | 1950 | 5850
PEF | 2014-11-06 | EXTLED350W | Exterior LED Fixture, 350W or Less | 3 | 1900 | 5700
PEF | 2014-11-06 | EXTLED350W | Exterior LED Fixture, 350W or Less | 12 | 800 | 9600
PEF | 2014-11-06 | EXLED40W | Exterior LED Fixture, 40W or Less | 3 | 400 | 1200
PEF | 2014-11-06 | EXLED90W | Exterior LED Fixture, 90W or Less | 5 | 400 | 2000
PEF | 2014-11-06 | EXLED90W | Exterior LED Fixture, 90W or Less | 6 | 390 | 2340
PEF | 2014-11-06 | EXLED90W | Exterior LED Fixture, 90W or Less | 8 | 825 | 6600
PEF | 2014-11-14 | EXTLED110W | Exterior LED Fixture, 110W or Less | 2 | 680 | 1360
PEF | 2014-11-14 | EXTLED150W | Exterior LED Fixture, 150W or Less | 17 | 677.8824 | 11524
PEF | 2014-11-14 | EXLED40W | Exterior LED Fixture, 40W or Less | 18 | 350 | 6300
PEF | 2014-11-14 | EXLED40W | Exterior LED Fixture, 40W or Less | 22 | 309 | 6798
PEF | 2014-11-20 | EXTLED110W | Exterior LED Fixture, 110W or Less | 12 | 295 | 3540
PEF | 2014-11-28 | EXTLED350W | Exterior LED Fixture, 350W or Less | 4 | 1622.5 | 6490
PEF | 2014-11-28 | EXLED90W | Exterior LED Fixture, 90W or Less | 1 | 225 | 225
PEF | 2014-11-28 | EXLED90W | Exterior LED Fixture, 90W or Less | 2 | 650 | 1300
PEF | 2014-12-04 | EXTLED110W | Exterior LED Fixture, 110W or Less | 17 | 690 | 11730
PEF | 2014-12-04 | EXTLED110W | Exterior LED Fixture, 110W or Less | 32 | 400 | 12800
PEF | 2014-12-04 | EXTLED150W | Exterior LED Fixture, 150W or Less | 6 | 400 | 2400
PEF | 2014-12-04 | EXTLED350W | Exterior LED Fixture, 350W or Less | 288 | 847.0833 | 243960
PEF | 2014-12-04 | EXLED90W | Exterior LED Fixture, 90W or Less | 105 | 400 | 42000
PEF | 2014-12-26 | EXTLED110W | Exterior LED Fixture, 110W or Less | 3 | 700 | 2100
PEF | 2014-12-26 | EXTLED400W | Exterior LED Fixture, 400W or Less | 2 | 980 | 1960
PEF | 2014-12-26 | EXLED40W | Exterior LED Fixture, 40W or Less | 5 | 264.8 | 1324
PEF | 2014-12-26 | EXLED90W | Exterior LED Fixture, 90W or Less | 12 | 469.5833 | 5635
PEF | 2014-12-31 | EXTLED150W | Exterior LED Fixture, 150W or Less | 3 | 313.6667 | 941
PEF | 2014-12-31 | EXLED40W | Exterior LED Fixture, 40W or Less | 11 | 225 | 2475
PEL | 2014-08-21 | EXLED40W | Exterior LED Fixture, 40W or Less | 1 | 167 | 167
PEL | 2014-08-21 | EXLED90W | Exterior LED Fixture, 90W or Less | 7 | 454.2857 | 3180
PEL | 2014-12-04 | EXTLED400W | Exterior LED Fixture, 400W or Less | 11 | 890.9091 | 9800
PEL | 2014-12-04 | EXTLED400W | Exterior LED Fixture, 400W or Less | 11 | 1021.4545 | 11236
Exterior LED Fixture, 40W or Less
PROGRAMCODE | RECOGNIZEDDT | MEASURECODE | MEASUREDESC | QTY | UNITCOSTINSTALL | TOTALCOSTINSTALL
BE | 2014-03-13 | EXLED40W | Exterior LED Fixture, 40W or Less | 15 | 245 | 3675
BE | 2014-04-24 | EXLED40W | Exterior LED Fixture, 40W or Less | 2 | 349 | 698
BE | 2014-04-24 | EXLED40W | Exterior LED Fixture, 40W or Less | 3 | 400 | 1200
BE | 2014-05-01 | EXLED40W | Exterior LED Fixture, 40W or Less | 4 | 226 | 904
BE | 2014-05-01 | EXLED40W | Exterior LED Fixture, 40W or Less | 18 | 230.3333 | 4146
BE | 2014-05-08 | EXLED40W | Exterior LED Fixture, 40W or Less | 4 | 273.75 | 1095
BE | 2014-05-08 | EXLED40W | Exterior LED Fixture, 40W or Less | 5 | 280 | 1400
BE | 2014-05-15 | EXLED40W | Exterior LED Fixture, 40W or Less | 2 | 164.5 | 329
BE | 2014-05-15 | EXLED40W | Exterior LED Fixture, 40W or Less | 28 | 325 | 9100
BE | 2014-05-22 | EXLED40W | Exterior LED Fixture, 40W or Less | 18 | 253.1111 | 4556
BE | 2014-05-22 | EXLED40W | Exterior LED Fixture, 40W or Less | 62 | 303.2258 | 18800
BE | 2014-05-29 | EXLED40W | Exterior LED Fixture, 40W or Less | 1 | 150 | 150
BE | 2014-05-29 | EXLED40W | Exterior LED Fixture, 40W or Less | 2 | 150 | 300
BE | 2014-06-05 | EXLED40W | Exterior LED Fixture, 40W or Less | 2 | 247 | 494
BE | 2014-06-05 | EXLED40W | Exterior LED Fixture, 40W or Less | 38 | 185 | 7030
BE | 2014-07-10 | EXLED40W | Exterior LED Fixture, 40W or Less | 39 | 275 | 10725
BE | 2014-07-31 | EXLED40W | Exterior LED Fixture, 40W or Less | 1 | 201 | 201
BE | 2014-07-31 | EXLED40W | Exterior LED Fixture, 40W or Less | 6 | 235.8333 | 1415
BE | 2014-07-31 | EXLED40W | Exterior LED Fixture, 40W or Less | 13 | 496.6154 | 6456
BE | 2014-07-31 | EXLED40W | Exterior LED Fixture, 40W or Less | 47 | 270 | 12690
BE | 2014-08-21 | EXLED40W | Exterior LED Fixture, 40W or Less | 1 | 275 | 275
BE | 2014-08-21 | EXLED40W | Exterior LED Fixture, 40W or Less | 7 | 289.2857 | 2025
BE | 2014-08-28 | EXLED40W | Exterior LED Fixture, 40W or Less | 2 | 275 | 550
BE | 2014-08-28 | EXLED40W | Exterior LED Fixture, 40W or Less | 2 | 316 | 632
BE | 2014-08-28 | EXLED40W | Exterior LED Fixture, 40W or Less | 8 | 276.25 | 2210
BE | 2014-08-28 | EXLED40W | Exterior LED Fixture, 40W or Less | 24 | 190 | 4560
BE | 2014-09-18 | EXLED40W | Exterior LED Fixture, 40W or Less | 3 | 192.6667 | 578
BE | 2014-09-25 | EXLED40W | Exterior LED Fixture, 40W or Less | 1 | 300 | 300
BE | 2014-09-25 | EXLED40W | Exterior LED Fixture, 40W or Less | 1 | 450 | 450
BE | 2014-09-25 | EXLED40W | Exterior LED Fixture, 40W or Less | 6 | 176.5 | 1059
BE | 2014-09-25 | EXLED40W | Exterior LED Fixture, 40W or Less | 6 | 187 | 1122
BE | 2014-09-25 | EXLED40W | Exterior LED Fixture, 40W or Less | 3 | 385.3333 | 1156
BE | 2014-09-25 | EXLED40W | Exterior LED Fixture, 40W or Less | 21 | 226.2857 | 4752
BE | 2014-09-25 | EXLED40W | Exterior LED Fixture, 40W or Less | 13 | 386 | 5018
BE | 2014-09-25 | EXLED40W | Exterior LED Fixture, 40W or Less | 52 | 500 | 26000
BE | 2014-10-09 | EXLED40W | Exterior LED Fixture, 40W or Less | 1 | 250 | 250
BE | 2014-10-24 | EXLED40W | Exterior LED Fixture, 40W or Less | 1 | 479 | 479
BE | 2014-10-31 | EXLED40W | Exterior LED Fixture, 40W or Less | 2 | 200 | 400
BE | 2014-10-31 | EXLED40W | Exterior LED Fixture, 40W or Less | 3 | 260 | 780
BE | 2014-10-31 | EXLED40W | Exterior LED Fixture, 40W or Less | 21 | 265.6667 | 5579
BE | 2014-11-06 | EXLED40W | Exterior LED Fixture, 40W or Less | 2 | 350 | 700
BE | 2014-11-06 | EXLED40W | Exterior LED Fixture, 40W or Less | 9 | 295.1111 | 2656
BE | 2014-11-06 | EXLED40W | Exterior LED Fixture, 40W or Less | 10 | 320.2 | 3202
BE | 2014-11-06 | EXLED40W | Exterior LED Fixture, 40W or Less | 18 | 353.3333 | 6360
BE | 2014-11-06 | EXLED40W | Exterior LED Fixture, 40W or Less | 27 | 452 | 12204
BE | 2014-11-14 | EXLED40W | Exterior LED Fixture, 40W or Less | 1 | 350 | 350
BE | 2014-11-14 | EXLED40W | Exterior LED Fixture, 40W or Less | 1 | 370 | 370
BE | 2014-11-14 | EXLED40W | Exterior LED Fixture, 40W or Less | 7 | 303.2857 | 2123
BE | 2014-11-20 | EXLED40W | Exterior LED Fixture, 40W or Less | 1 | 237 | 237
BE | 2014-11-20 | EXLED40W | Exterior LED Fixture, 40W or Less | 7 | 287 | 2009
BE | 2014-11-20 | EXLED40W | Exterior LED Fixture, 40W or Less | 29 | 155 | 4495
BE | 2014-11-28 | EXLED40W | Exterior LED Fixture, 40W or Less | 1 | 420 | 420
BE | 2014-11-28 | EXLED40W | Exterior LED Fixture, 40W or Less | 5 | 175 | 875
BE | 2014-12-04 | EXLED40W | Exterior LED Fixture, 40W or Less | 2 | 132.5 | 265
BE | 2014-12-04 | EXLED40W | Exterior LED Fixture, 40W or Less | 4 | 375 | 1500
BE | 2014-12-04 | EXLED40W | Exterior LED Fixture, 40W or Less | 6 | 400.1667 | 2401
BE | 2014-12-11 | EXLED40W | Exterior LED Fixture, 40W or Less | 3 | 176.3333 | 529
BE | 2014-12-11 | EXLED40W | Exterior LED Fixture, 40W or Less | 4 | 238.75 | 955
BE | 2014-12-18 | EXLED40W | Exterior LED Fixture, 40W or Less | 3 | 275.3333 | 826
BE | 2014-12-26 | EXLED40W | Exterior LED Fixture, 40W or Less | 2 | 585 | 1170
BE | 2014-12-26 | EXLED40W | Exterior LED Fixture, 40W or Less | 15 | 304.4 | 4566
BE | 2014-12-26 | EXLED40W | Exterior LED Fixture, 40W or Less | 43 | 154 | 6622
BE | 2014-12-26 | EXLED40W | Exterior LED Fixture, 40W or Less | 18 | 389.2778 | 7007
BE | 2014-12-31 | EXLED40W | Exterior LED Fixture, 40W or Less | 2 | 385 | 770
BE | 2014-12-31 | EXLED40W | Exterior LED Fixture, 40W or Less | 4 | 250 | 1000
BE | 2014-12-31 | EXLED40W | Exterior LED Fixture, 40W or Less | 4 | 264.75 | 1059
BEM | 2014-02-27 | EXLED40W | Exterior LED Fixture, 40W or Less | 37 | 275.2432 | 10184
BEM | 2014-03-06 | EXLED40W | Exterior LED Fixture, 40W or Less | 20 | 597 | 11940
BEM | 2014-03-06 | EXLED40W | Exterior LED Fixture, 40W or Less | 92 | 415.7609 | 38250
BEM | 2014-03-13 | EXLED40W | Exterior LED Fixture, 40W or Less | 8 | 364 | 2912
BEM | 2014-04-03 | EXLED40W | Exterior LED Fixture, 40W or Less | 5 | 495 | 2475
BEM | 2014-04-03 | EXLED40W | Exterior LED Fixture, 40W or Less | 8 | 330.75 | 2646
BEM | 2014-05-01 | EXLED40W | Exterior LED Fixture, 40W or Less | 37 | 159 | 5883
BEM | 2014-05-01 | EXLED40W | Exterior LED Fixture, 40W or Less | 65 | 302 | 19630
BEM | 2014-05-29 | EXLED40W | Exterior LED Fixture, 40W or Less | 4 | 263 | 1052
BEM | 2014-05-29 | EXLED40W | Exterior LED Fixture, 40W or Less | 4 | 292 | 1168
BEM | 2014-05-29 | EXLED40W | Exterior LED Fixture, 40W or Less | 12 | 264.8333 | 3178
BEM | 2014-05-29 | EXLED40W | Exterior LED Fixture, 40W or Less | 22 | 222 | 4884
BEM | 2014-06-20 | EXLED40W | Exterior LED Fixture, 40W or Less | 37 | 188.2432 | 6965
BEM | 2014-08-14 | EXLED40W | Exterior LED Fixture, 40W or Less | 19 | 316 | 6004
BEM | 2014-10-16 | EXLED40W | Exterior LED Fixture, 40W or Less | 2 | 295 | 590
BEM | 2014-10-16 | EXLED40W | Exterior LED Fixture, 40W or Less | 2 | 405.5 | 811
BEM | 2014-10-16 | EXLED40W | Exterior LED Fixture, 40W or Less | 3 | 295 | 885
BEM | 2014-10-16 | EXLED40W | Exterior LED Fixture, 40W or Less | 5 | 234.2 | 1171
BEM | 2014-10-16 | EXLED40W | Exterior LED Fixture, 40W or Less | 4 | 328 | 1312
BEM | 2014-10-16 | EXLED40W | Exterior LED Fixture, 40W or Less | 5 | 315 | 1575
BEM | 2014-10-16 | EXLED40W | Exterior LED Fixture, 40W or Less | 5 | 321 | 1605
BEM | 2014-10-16 | EXLED40W | Exterior LED Fixture, 40W or Less | 6 | 317.5 | 1905
BEM | 2014-10-16 | EXLED40W | Exterior LED Fixture, 40W or Less | 9 | 280.8889 | 2528
BEM | 2014-10-16 | EXLED40W | Exterior LED Fixture, 40W or Less | 23 | 263 | 6049
BEM | 2014-10-31 | EXLED40W | Exterior LED Fixture, 40W or Less | 1 | 287 | 287
BEM | 2014-10-31 | EXLED40W | Exterior LED Fixture, 40W or Less | 9 | 269.2222 | 2423
BEM | 2014-10-31 | EXLED40W | Exterior LED Fixture, 40W or Less | 15 | 285 | 4275
BEM | 2014-11-06 | EXLED40W | Exterior LED Fixture, 40W or Less | 4 | 506.75 | 2027
BEM | 2014-11-20 | EXLED40W | Exterior LED Fixture, 40W or Less | 11 | 195 | 2145
BEM | 2014-12-04 | EXLED40W | Exterior LED Fixture, 40W or Less | 1 | 400 | 400
BEM | 2014-12-31 | EXLED40W | Exterior LED Fixture, 40W or Less | 2 | 292.5 | 585
BEM | 2014-12-31 | EXLED40W | Exterior LED Fixture, 40W or Less | 3 | 206.6667 | 620
BEM | 2014-12-31 | EXLED40W | Exterior LED Fixture, 40W or Less | 2 | 429 | 858
BEM | 2014-12-31 | EXLED40W | Exterior LED Fixture, 40W or Less | 260 | 284.5538 | 73984
PEF | 2014-04-17 | EXLED40W | Exterior LED Fixture, 40W or Less | 7 | 133.2857 | 933
PEF | 2014-05-08 | EXLED40W | Exterior LED Fixture, 40W or Less | 13 | 581 | 7553
PEF | 2014-05-15 | EXLED40W | Exterior LED Fixture, 40W or Less | 1 | 400 | 400
PEF | 2014-06-12 | EXLED40W | Exterior LED Fixture, 40W or Less | 8 | 197.125 | 1577
PEF | 2014-06-20 | EXLED40W | Exterior LED Fixture, 40W or Less | 1 | 450 | 450
PEF | 2014-06-26 | EXLED40W | Exterior LED Fixture, 40W or Less | 4 | 260 | 1040
PEF | 2014-07-10 | EXLED40W | Exterior LED Fixture, 40W or Less | 2 | 295 | 590
PEF | 2014-07-10 | EXLED40W | Exterior LED Fixture, 40W or Less | 2 | 339 | 678
PEF | 2014-07-24 | EXLED40W | Exterior LED Fixture, 40W or Less | 8 | 375 | 3000
PEF | 2014-08-07 | EXLED40W | Exterior LED Fixture, 40W or Less | 6 | 225 | 1350
PEF | 2014-08-14 | EXLED40W | Exterior LED Fixture, 40W or Less | 4 | 264 | 1056
PEF | 2014-08-21 | EXLED40W | Exterior LED Fixture, 40W or Less | 16 | 501.625 | 8026
PEF | 2014-08-28 | EXLED40W | Exterior LED Fixture, 40W or Less | 15 | 345 | 5175
PEF | 2014-09-11 | EXLED40W | Exterior LED Fixture, 40W or Less | 1 | 445 | 445
PEF | 2014-10-03 | EXLED40W | Exterior LED Fixture, 40W or Less | 6 | 230 | 1380
PEF | 2014-10-03 | EXLED40W | Exterior LED Fixture, 40W or Less | 6 | 433.3333 | 2600
PEF | 2014-10-09 | EXLED40W | Exterior LED Fixture, 40W or Less | 1 | 235 | 235
PEF | 2014-10-09 | EXLED40W | Exterior LED Fixture, 40W or Less | 1 | 589 | 589
PEF | 2014-10-24 | EXLED40W | Exterior LED Fixture, 40W or Less | 5 | 264 | 1320
PEF | 2014-11-06 | EXLED40W | Exterior LED Fixture, 40W or Less | 3 | 400 | 1200
PEF | 2014-11-14 | EXLED40W | Exterior LED Fixture, 40W or Less | 18 | 350 | 6300
PEF | 2014-11-14 | EXLED40W | Exterior LED Fixture, 40W or Less | 22 | 309 | 6798
PEF | 2014-12-26 | EXLED40W | Exterior LED Fixture, 40W or Less | 5 | 264.8 | 1324
PEF | 2014-12-31 | EXLED40W | Exterior LED Fixture, 40W or Less | 11 | 225 | 2475
PEL | 2014-08-21 | EXLED40W | Exterior LED Fixture, 40W or Less | 1 | 167 | 167
|  |  |  | Avg. | 304.9006
|  |  |  | Median | 287
|  |  |  | Lower Quartile | 235.8333
Exterior LED Fixture, 90W or Less
PROGRAMCODE | RECOGNIZEDDT | MEASURECODE | MEASUREDESC | QTY | UNITCOSTINSTALL | TOTALCOSTINSTALL
BE | 2014-02-13 | EXLED90W | Exterior LED Fixture, 90W or Less | 3 | 695 | 2085
BE | 2014-02-20 | EXLED90W | Exterior LED Fixture, 90W or Less | 4 | 348.25 | 1393
BE | 2014-02-27 | EXLED90W | Exterior LED Fixture, 90W or Less | 2 | 425 | 850
BE | 2014-02-27 | EXLED90W | Exterior LED Fixture, 90W or Less | 3 | 625 | 1875
BE | 2014-03-06 | EXLED90W | Exterior LED Fixture, 90W or Less | 8 | 725 | 5800
BE | 2014-03-13 | EXLED90W | Exterior LED Fixture, 90W or Less | 2 | 450 | 900
BE | 2014-03-13 | EXLED90W | Exterior LED Fixture, 90W or Less | 5 | 342 | 1710
BE | 2014-03-13 | EXLED90W | Exterior LED Fixture, 90W or Less | 10 | 475 | 4750
BE | 2014-03-20 | EXLED90W | Exterior LED Fixture, 90W or Less | 8 | 489 | 3912
BE | 2014-03-20 | EXLED90W | Exterior LED Fixture, 90W or Less | 10 | 494.4 | 4944
BE | 2014-04-10 | EXLED90W | Exterior LED Fixture, 90W or Less | 4 | 306 | 1224
BE | 2014-04-10 | EXLED90W | Exterior LED Fixture, 90W or Less | 3 | 625 | 1875
BE | 2014-04-10 | EXLED90W | Exterior LED Fixture, 90W or Less | 4 | 1034.75 | 4139
BE | 2014-04-17 | EXLED90W | Exterior LED Fixture, 90W or Less | 10 | 480 | 4800
BE | 2014-04-24 | EXLED90W | Exterior LED Fixture, 90W or Less | 8 | 387.75 | 3102
BE | 2014-04-24 | EXLED90W | Exterior LED Fixture, 90W or Less | 8 | 603.125 | 4825
BE | 2014-05-01 | EXLED90W | Exterior LED Fixture, 90W or Less | 8 | 350 | 2800
BE | 2014-05-01 | EXLED90W | Exterior LED Fixture, 90W or Less | 11 | 500 | 5500
BE | 2014-05-08 | EXLED90W | Exterior LED Fixture, 90W or Less | 12 | 485.4167 | 5825
BE | 2014-05-15 | EXLED90W | Exterior LED Fixture, 90W or Less | 1 | 365 | 365
BE | 2014-05-15 | EXLED90W | Exterior LED Fixture, 90W or Less | 1 | 471 | 471
BE | 2014-05-15 | EXLED90W | Exterior LED Fixture, 90W or Less | 7 | 575 | 4025
BE | 2014-05-15 | EXLED90W | Exterior LED Fixture, 90W or Less | 12 | 525 | 6300
BE | 2014-05-22 | EXLED90W | Exterior LED Fixture, 90W or Less | 7 | 475 | 3325
BE | 2014-05-29 | EXLED90W | Exterior LED Fixture, 90W or Less | 2 | 360 | 720
BE | 2014-05-29 | EXLED90W | Exterior LED Fixture, 90W or Less | 17 | 795 | 13515
BE | 2014-06-05 | EXLED90W | Exterior LED Fixture, 90W or Less | 2 | 675 | 1350
BE | 2014-06-05 | EXLED90W | Exterior LED Fixture, 90W or Less | 11 | 499 | 5489
BE | 2014-06-05 | EXLED90W | Exterior LED Fixture, 90W or Less | 20 | 517 | 10340
BE | 2014-06-12 | EXLED90W | Exterior LED Fixture, 90W or Less | 4 | 525 | 2100
BE | 2014-06-20 | EXLED90W | Exterior LED Fixture, 90W or Less | 1 | 355 | 355
BE | 2014-06-26 | EXLED90W | Exterior LED Fixture, 90W or Less | 8 | 175.375 | 1403
BE | 2014-06-26 | EXLED90W | Exterior LED Fixture, 90W or Less | 2 | 875 | 1750
BE | 2014-06-26 | EXLED90W | Exterior LED Fixture, 90W or Less | 6 | 322.6667 | 1936
BE | 2014-06-26 | EXLED90W | Exterior LED Fixture, 90W or Less | 5 | 675 | 3375
BE | 2014-06-26 | EXLED90W | Exterior LED Fixture, 90W or Less | 13 | 519 | 6747
BE | 2014-07-03 | EXLED90W | Exterior LED Fixture, 90W or Less | 1 | 250 | 250
BE | 2014-07-03 | EXLED90W | Exterior LED Fixture, 90W or Less | 2 | 480 | 960
BE | 2014-07-03 | EXLED90W | Exterior LED Fixture, 90W or Less | 2 | 685 | 1370
BE | 2014-07-03 | EXLED90W | Exterior LED Fixture, 90W or Less | 4 | 800 | 3200
BE | 2014-07-03 | EXLED90W | Exterior LED Fixture, 90W or Less | 8 | 425 | 3400
BE | 2014-07-03 | EXLED90W | Exterior LED Fixture, 90W or Less | 8 | 494 | 3952
BE | 2014-07-03 | EXLED90W | Exterior LED Fixture, 90W or Less | 19 | 425 | 8075
BE | 2014-07-03 | EXLED90W | Exterior LED Fixture, 90W or Less | 15 | 544.2 | 8163
BE | 2014-07-10 | EXLED90W | Exterior LED Fixture, 90W or Less | 12 | 525 | 6300
BE | 2014-07-17 | EXLED90W | Exterior LED Fixture, 90W or Less | 4 | 534.5 | 2138
BE | 2014-07-17 | EXLED90W | Exterior LED Fixture, 90W or Less | 10 | 597.5 | 5975
BE | 2014-07-17 | EXLED90W | Exterior LED Fixture, 90W or Less | 18 | 437 | 7866
BE | 2014-07-31 | EXLED90W | Exterior LED Fixture, 90W or Less | 1 | 685 | 685
BE | 2014-07-31 | EXLED90W | Exterior LED Fixture, 90W or Less | 4 | 270 | 1080
BE | 2014-07-31 | EXLED90W | Exterior LED Fixture, 90W or Less | 10 | 272.7 | 2727
BE | 2014-07-31 | EXLED90W | Exterior LED Fixture, 90W or Less | 8 | 354.75 | 2838
BE | 2014-07-31 | EXLED90W | Exterior LED Fixture, 90W or Less | 10 | 315 | 3150
BE | 2014-07-31 | EXLED90W | Exterior LED Fixture, 90W or Less | 10 | 550 | 5500
BE | 2014-07-31 | EXLED90W | Exterior LED Fixture, 90W or Less | 12 | 558.3333 | 6700
BE | 2014-07-31 | EXLED90W | Exterior LED Fixture, 90W or Less | 10 | 767 | 7670
BE | 2014-08-07 | EXLED90W | Exterior LED Fixture, 90W or Less | 4 | 625 | 2500
BE | 2014-08-07 | EXLED90W | Exterior LED Fixture, 90W or Less | 4 | 732.5 | 2930
BE | 2014-08-07 | EXLED90W | Exterior LED Fixture, 90W or Less | 8 | 370 | 2960
BE | 2014-08-14 | EXLED90W | Exterior LED Fixture, 90W or Less | 41 | 395 | 16195
BE | 2014-08-21 | EXLED90W | Exterior LED Fixture, 90W or Less | 4 | 525 | 2100
BE | 2014-08-21 | EXLED90W | Exterior LED Fixture, 90W or Less | 4 | 550 | 2200
BE | 2014-08-21 | EXLED90W | Exterior LED Fixture, 90W or Less | 2 | 1395 | 2790
BE | 2014-08-21 | EXLED90W | Exterior LED Fixture, 90W or Less | 8 | 381.875 | 3055
BE | 2014-08-21 | EXLED90W | Exterior LED Fixture, 90W or Less | 9 | 503.3333 | 4530
BE | 2014-08-21 | EXLED90W | Exterior LED Fixture, 90W or Less | 10 | 480.3 | 4803
BE | 2014-08-28 | EXLED90W | Exterior LED Fixture, 90W or Less | 7 | 411.2857 | 2879
BE | 2014-08-28 | EXLED90W | Exterior LED Fixture, 90W or Less | 15 | 375.6667 | 5635
BE | 2014-09-11 | EXLED90W | Exterior LED Fixture, 90W or Less | 8 | 334.875 | 2679
BE | 2014-09-18 | EXLED90W | Exterior LED Fixture, 90W or Less | 1 | 600 | 600
BE | 2014-09-18 | EXLED90W | Exterior LED Fixture, 90W or Less | 3 | 495 | 1485
BE | 2014-09-18 | EXLED90W | Exterior LED Fixture, 90W or Less | 3 | 555 | 1665
BE | 2014-09-18 | EXLED90W | Exterior LED Fixture, 90W or Less | 5 | 384 | 1920
BE | 2014-09-18 | EXLED90W | Exterior LED Fixture, 90W or Less | 9 | 720 | 6480
BE | 2014-09-18 | EXLED90W | Exterior LED Fixture, 90W or Less | 12 | 566.6667 | 6800
BE | 2014-09-25 | EXLED90W | Exterior LED Fixture, 90W or Less | 9 | 200 | 1800
BE | 2014-09-25 | EXLED90W | Exterior LED Fixture, 90W or Less | 11 | 590.9091 | 6500
BE | 2014-09-25 | EXLED90W | Exterior LED Fixture, 90W or Less | 17 | 560 | 9520
BE | 2014-10-09 | EXLED90W | Exterior LED Fixture, 90W or Less | 9 | 561.1111 | 5050
BE | 2014-10-09 | EXLED90W | Exterior LED Fixture, 90W or Less | 14 | 696.4286 | 9750
BE | 2014-10-16 | EXLED90W | Exterior LED Fixture, 90W or Less | 7 | 359.2857 | 2515
BE | 2014-10-24 | EXLED90W | Exterior LED Fixture, 90W or Less | 3 | 200 | 600
BE | 2014-10-24 | EXLED90W | Exterior LED Fixture, 90W or Less | 2 | 323 | 646
BE | 2014-10-24 | EXLED90W | Exterior LED Fixture, 90W or Less | 5 | 600 | 3000
BE | 2014-10-24 | EXLED90W | Exterior LED Fixture, 90W or Less | 12 | 489 | 5868
BE | 2014-10-24 | EXLED90W | Exterior LED Fixture, 90W or Less | 8 | 787.875 | 6303
BE | 2014-10-24 | EXLED90W | Exterior LED Fixture, 90W or Less | 10 | 637 | 6370
BE | 2014-10-31 | EXLED90W | Exterior LED Fixture, 90W or Less | 2 | 198.5 | 397
BE | 2014-10-31 | EXLED90W | Exterior LED Fixture, 90W or Less | 3 | 399 | 1197
BE | 2014-10-31 | EXLED90W | Exterior LED Fixture, 90W or Less | 9 | 227.3333 | 2046
BE | 2014-10-31 | EXLED90W | Exterior LED Fixture, 90W or Less | 6 | 650 | 3900
BE | 2014-10-31 | EXLED90W | Exterior LED Fixture, 90W or Less | 15 | 722 | 10830
BE | 2014-11-06 | EXLED90W | Exterior LED Fixture, 90W or Less | 1 | 330 | 330
BE | 2014-11-06 | EXLED90W | Exterior LED Fixture, 90W or Less | 2 | 350 | 700
BE | 2014-11-06 | EXLED90W | Exterior LED Fixture, 90W or Less | 1 | 795 | 795
BE | 2014-11-06 | EXLED90W | Exterior LED Fixture, 90W or Less | 2 | 422.5 | 845
BE | 2014-11-06 | EXLED90W | Exterior LED Fixture, 90W or Less | 4 | 615 | 2460
BE | 2014-11-06 | EXLED90W | Exterior LED Fixture, 90W or Less | 8 | 550 | 4400
BE | 2014-11-06 | EXLED90W | Exterior LED Fixture, 90W or Less | 13 | 392.3077 | 5100
BE | 2014-11-06 | EXLED90W | Exterior LED Fixture, 90W or Less | 15 | 705.6 | 10584
BE | 2014-11-20 | EXLED90W | Exterior LED Fixture, 90W or Less | 1 | 385 | 385
BE | 2014-11-20 | EXLED90W | Exterior LED Fixture, 90W or Less | 2 | 510 | 1020
BE | 2014-11-20 | EXLED90W | Exterior LED Fixture, 90W or Less | 2 | 552 | 1104
BE | 2014-11-20 | EXLED90W | Exterior LED Fixture, 90W or Less | 5 | 300 | 1500
BE | 2014-11-20 | EXLED90W | Exterior LED Fixture, 90W or Less | 2 | 916.5 | 1833
BE | 2014-11-20 | EXLED90W | Exterior LED Fixture, 90W or Less | 16 | 217.5 | 3480
BE | 2014-11-20 | EXLED90W | Exterior LED Fixture, 90W or Less | 13 | 366.6923 | 4767
BE | 2014-11-20 | EXLED90W | Exterior LED Fixture, 90W or Less | 11 | 654.5455 | 7200
BE | 2014-11-20 | EXLED90W | Exterior LED Fixture, 90W or Less | 13 | 714 | 9282
BE | 2014-11-20 | EXLED90W | Exterior LED Fixture, 90W or Less | 17 | 733.3529 | 12467
BE | 2014-11-28 | EXLED90W | Exterior LED Fixture, 90W or Less | 1 | 685 | 685
BE | 2014-11-28 | EXLED90W | Exterior LED Fixture, 90W or Less | 8 | 306 | 2448
BE | 2014-11-28 | EXLED90W | Exterior LED Fixture, 90W or Less | 9 | 448 | 4032
BE | 2014-12-04 | EXLED90W | Exterior LED Fixture, 90W or Less | 4 | 296 | 1184
BE | 2014-12-04 | EXLED90W | Exterior LED Fixture, 90W or Less | 14 | 450 | 6300
BE | 2014-12-11 | EXLED90W | Exterior LED Fixture, 90W or Less | 4 | 675 | 2700
BE | 2014-12-11 | EXLED90W | Exterior LED Fixture, 90W or Less | 6 | 630 | 3780
BE | 2014-12-18 | EXLED90W | Exterior LED Fixture, 90W or Less | 4 | 1460.5 | 5842
BE | 2014-12-18 | EXLED90W | Exterior LED Fixture, 90W or Less | 31 | 321.2581 | 9959
BE | 2014-12-18 | EXLED90W | Exterior LED Fixture, 90W or Less | 18 | 613.2222 | 11038
BE | 2014-12-18 | EXLED90W | Exterior LED Fixture, 90W or Less | 37 | 300 | 11100
BE | 2014-12-26 | EXLED90W | Exterior LED Fixture, 90W or Less | 2 | 357 | 714
BE | 2014-12-26 | EXLED90W | Exterior LED Fixture, 90W or Less | 4 | 270 | 1080
BE | 2014-12-26 | EXLED90W | Exterior LED Fixture, 90W or Less | 23 | 532.5217 | 12248
BE | 2014-12-26 | EXLED90W | Exterior LED Fixture, 90W or Less | 39 | 381.8974 | 14894
BE | 2014-12-31 | EXLED90W | Exterior LED Fixture, 90W or Less | 1 | 250 | 250
BE | 2014-12-31 | EXLED90W | Exterior LED Fixture, 90W or Less | 2 | 257 | 514
BE | 2014-12-31 | EXLED90W | Exterior LED Fixture, 90W or Less | 1 | 550 | 550
BE | 2014-12-31 | EXLED90W | Exterior LED Fixture, 90W or Less | 2 | 396 | 792
BE | 2014-12-31 | EXLED90W | Exterior LED Fixture, 90W or Less | 1 | 865 | 865
BE | 2014-12-31 | EXLED90W | Exterior LED Fixture, 90W or Less | 1 | 1190 | 1190
BE | 2014-12-31 | EXLED90W | Exterior LED Fixture, 90W or Less | 2 | 750 | 1500
BE | 2014-12-31 | EXLED90W | Exterior LED Fixture, 90W or Less | 10 | 570 | 5700
BE | 2014-12-31 | EXLED90W | Exterior LED Fixture, 90W or Less | 10 | 570 | 5700
BE | 2014-12-31 | EXLED90W | Exterior LED Fixture, 90W or Less | 15 | 388 | 5820
BE | 2014-12-31 | EXLED90W | Exterior LED Fixture, 90W or Less | 26 | 891.8462 | 23188
BE | 2014-12-31 | EXLED90W | Exterior LED Fixture, 90W or Less | 120 | 346 | 41520
BEM | 2014-02-20 | EXLED90W | Exterior LED Fixture, 90W or Less | 15 | 697.6667 | 10465
BEM | 2014-04-03 | EXLED90W | Exterior LED Fixture, 90W or Less | 5 | 485.4 | 2427
BEM | 2014-04-03 | EXLED90W | Exterior LED Fixture, 90W or Less | 9 | 362.4444 | 3262
BEM | 2014-04-03 | EXLED90W | Exterior LED Fixture, 90W or Less | 8 | 664.375 | 5315
BEM | 2014-05-08 | EXLED90W | Exterior LED Fixture, 90W or Less | 27 | 250 | 6750
BEM | 2014-05-29 | EXLED90W | Exterior LED Fixture, 90W or Less | 1 | 249 | 249
BEM | 2014-05-29 | EXLED90W | Exterior LED Fixture, 90W or Less | 11 | 282 | 3102
BEM | 2014-05-29 | EXLED90W | Exterior LED Fixture, 90W or Less | 20 | 299 | 5980
BEM | 2014-06-05 | EXLED90W | Exterior LED Fixture, 90W or Less | 10 | 302 | 3020
BEM | 2014-08-07 | EXLED90W | Exterior LED Fixture, 90W or Less | 22 | 1435 | 31570
BEM | 2014-08-28 | EXLED90W | Exterior LED Fixture, 90W or Less | 3 | 571.25 | 1713.75
BEM | 2014-08-28 | EXLED90W | Exterior LED Fixture, 90W or Less | 3 | 2103 | 6309
BEM | 2014-10-16 | EXLED90W | Exterior LED Fixture, 90W or Less | 1 | 328 | 328
BEM | 2014-10-16 | EXLED90W | Exterior LED Fixture, 90W or Less | 1 | 886 | 886
BEM | 2014-10-24 | EXLED90W | Exterior LED Fixture, 90W or Less | 104 | 732.4231 | 76172
BEM | 2014-10-31 | EXLED90W | Exterior LED Fixture, 90W or Less | 1 | 526 | 526
BEM | 2014-10-31 | EXLED90W | Exterior LED Fixture, 90W or Less | 6 | 345 | 2070
BEM | 2014-10-31 | EXLED90W | Exterior LED Fixture, 90W or Less | 6 | 459 | 2754
BEM | 2014-10-31 | EXLED90W | Exterior LED Fixture, 90W or Less | 11 | 336 | 3696
BEM | 2014-12-31 | EXLED90W | Exterior LED Fixture, 90W or Less | 1 | 429 | 429
BEM | 2014-12-31 | EXLED90W | Exterior LED Fixture, 90W or Less | 8 | 465 | 3720
BEM | 2014-12-31 | EXLED90W | Exterior LED Fixture, 90W or Less | 52 | 1434.5 | 74594
PEF | 2014-04-10 | EXLED90W | Exterior LED Fixture, 90W or Less | 9 | 538.7778 | 4849
PEF | 2014-04-17 | EXLED90W | Exterior LED Fixture, 90W or Less | 1 | 282 | 282
PEF | 2014-05-01 | EXLED90W | Exterior LED Fixture, 90W or Less | 2 | 358 | 716
PEF | 2014-05-08 | EXLED90W | Exterior LED Fixture, 90W or Less | 12 | 491.25 | 5895
PEF | 2014-05-22 | EXLED90W | Exterior LED Fixture, 90W or Less | 1 | 375 | 375
PEF | 2014-05-22 | EXLED90W | Exterior LED Fixture, 90W or Less | 20 | 509.35 | 10187
PEF | 2014-06-12 | EXLED90W | Exterior LED Fixture, 90W or Less | 1 | 625 | 625
PEF | 2014-06-12 | EXLED90W | Exterior LED Fixture, 90W or Less | 2 | 725 | 1450
PEF | 2014-06-12 | EXLED90W | Exterior LED Fixture, 90W or Less | 4 | 730 | 2920
PEF | 2014-06-12 | EXLED90W | Exterior LED Fixture, 90W or Less | 15 | 407 | 6105
PEF | 2014-06-20 | EXLED90W | Exterior LED Fixture, 90W or Less | 12 | 475 | 5700
PEF | 2014-07-24 | EXLED90W | Exterior LED Fixture, 90W or Less | 1 | 375 | 375
PEF | 2014-07-24 | EXLED90W | Exterior LED Fixture, 90W or Less | 2 | 375 | 750
PEF | 2014-07-24 | EXLED90W | Exterior LED Fixture, 90W or Less | 13 | 417.3077 | 5425
PEF | 2014-08-07 | EXLED90W | Exterior LED Fixture, 90W or Less | 6 | 405 | 2430
PEF | 2014-08-14 | EXLED90W | Exterior LED Fixture, 90W or Less | 4 | 460 | 1840
PEF | 2014-08-21 | EXLED90W | Exterior LED Fixture, 90W or Less | 26 | 746.4615 | 19408
PEF | 2014-08-28 | EXLED90W | Exterior LED Fixture, 90W or Less | 5 | 418 | 2090
PEF | 2014-09-11 | EXLED90W | Exterior LED Fixture, 90W or Less | 5 | 775 | 3875
PEF | 2014-10-09 | EXLED90W | Exterior LED Fixture, 90W or Less | 1 | 600 | 600
PEF | 2014-10-09 | EXLED90W | Exterior LED Fixture, 90W or Less | 1 | 650 | 650
PEF | 2014-10-09 | EXLED90W | Exterior LED Fixture, 90W or Less | 4 | 175 | 700
PEF | 2014-10-09 | EXLED90W | Exterior LED Fixture, 90W or Less | 11 | 450 | 4950
PEF | 2014-10-31 | EXLED90W | Exterior LED Fixture, 90W or Less | 31 | 439.5161 | 13625
PEF | 2014-11-06 | EXLED90W | Exterior LED Fixture, 90W or Less | 5 | 400 | 2000
PEF | 2014-11-06 | EXLED90W | Exterior LED Fixture, 90W or Less | 6 | 390 | 2340
PEF | 2014-11-06 | EXLED90W | Exterior LED Fixture, 90W or Less | 8 | 825 | 6600
PEF | 2014-11-28 | EXLED90W | Exterior LED Fixture, 90W or Less | 1 | 225 | 225
PEF | 2014-11-28 | EXLED90W | Exterior LED Fixture, 90W or Less | 2 | 650 | 1300
PEF | 2014-12-04 | EXLED90W | Exterior LED Fixture, 90W or Less | 105 | 400 | 42000
PEF | 2014-12-26 | EXLED90W | Exterior LED Fixture, 90W or Less | 12 | 469.5833 | 5635
PEL | 2014-08-21 | EXLED90W | Exterior LED Fixture, 90W or Less | 7 | 454.2857 | 3180
|  |  |  | Avg. | 526.8874
|  |  |  | Median | 485.4167
|  |  |  | Lower Quartile | 368.3462
Exterior LED Fixture, 110W or Less
PROGRAMCODE | RECOGNIZEDDT | MEASURECODE | MEASUREDESC | QTY | UNITCOSTINSTALL | TOTALCOSTINSTALL
BE | 2014-03-20 | EXTLED110W | Exterior LED Fixture, 110W or Less | 8 | 555.5 | 4444
BE | 2014-05-08 | EXTLED110W | Exterior LED Fixture, 110W or Less | 3 | 625 | 1875
BE | 2014-06-05 | EXTLED110W | Exterior LED Fixture, 110W or Less | 11 | 418.7273 | 4606
BE | 2014-06-05 | EXTLED110W | Exterior LED Fixture, 110W or Less | 8 | 620.125 | 4961
BE | 2014-06-12 | EXTLED110W | Exterior LED Fixture, 110W or Less | 8 | 650 | 5200
BE | 2014-06-12 | EXTLED110W | Exterior LED Fixture, 110W or Less | 12 | 650 | 7800
BE | 2014-06-26 | EXTLED110W | Exterior LED Fixture, 110W or Less | 10 | 560 | 5600
BE | 2014-07-03 | EXTLED110W | Exterior LED Fixture, 110W or Less | 3 | 857 | 2571
BE | 2014-07-17 | EXTLED110W | Exterior LED Fixture, 110W or Less | 5 | 531 | 2655
BE | 2014-07-17 | EXTLED110W | Exterior LED Fixture, 110W or Less | 10 | 597.5 | 5975
BE | 2014-07-31 | EXTLED110W | Exterior LED Fixture, 110W or Less | 10 | 550 | 5500
BE | 2014-07-31 | EXTLED110W | Exterior LED Fixture, 110W or Less | 9 | 1733 | 15597
BE | 2014-08-07 | EXTLED110W | Exterior LED Fixture, 110W or Less | 4 | 341 | 1364
BE | 2014-08-21 | EXTLED110W | Exterior LED Fixture, 110W or Less | 4 | 550 | 2200
BE | 2014-08-21 | EXTLED110W | Exterior LED Fixture, 110W or Less | 9 | 475 | 4275
BE | 2014-08-21 | EXTLED110W | Exterior LED Fixture, 110W or Less | 8 | 985 | 7880
BE | 2014-09-18 | EXTLED110W | Exterior LED Fixture, 110W or Less | 5 | 510.8 | 2554
BE | 2014-09-18 | EXTLED110W | Exterior LED Fixture, 110W or Less | 11 | 386.9091 | 4256
BE | 2014-09-18 | EXTLED110W | Exterior LED Fixture, 110W or Less | 17 | 928.8235 | 15790
BE | 2014-09-25 | EXTLED110W | Exterior LED Fixture, 110W or Less | 1 | 552 | 552
BE | 2014-09-25 | EXTLED110W | Exterior LED Fixture, 110W or Less | 4 | 585 | 2340
BE | 2014-09-25 | EXTLED110W | Exterior LED Fixture, 110W or Less | 10 | 420.2 | 4202
BE | 2014-09-25 | EXTLED110W | Exterior LED Fixture, 110W or Less | 12 | 815 | 9780
BE | 2014-10-09 | EXTLED110W | Exterior LED Fixture, 110W or Less | 2 | 544 | 1088
BE | 2014-10-24 | EXTLED110W | Exterior LED Fixture, 110W or Less | 1 | 441 | 441
BE | 2014-10-31 | EXTLED110W | Exterior LED Fixture, 110W or Less | 3 | 722 | 2166
BE | 2014-10-31 | EXTLED110W | Exterior LED Fixture, 110W or Less | 10 | 675 | 6750
BE | 2014-11-06 | EXTLED110W | Exterior LED Fixture, 110W or Less | 2 | 757 | 1514
BE | 2014-11-06 | EXTLED110W | Exterior LED Fixture, 110W or Less | 16 | 482.5 | 7720
BE | 2014-11-20 | EXTLED110W | Exterior LED Fixture, 110W or Less | 1 | 385 | 385
BE | 2014-11-20 | EXTLED110W | Exterior LED Fixture, 110W or Less | 6 | 485 | 2910
BE | 2014-11-20 | EXTLED110W | Exterior LED Fixture, 110W or Less | 5 | 650 | 3250
BE | 2014-11-20 | EXTLED110W | Exterior LED Fixture, 110W or Less | 6 | 1100 | 6600
BE | 2014-11-28 | EXTLED110W | Exterior LED Fixture, 110W or Less | 2 | 448 | 896
BE | 2014-11-28 | EXTLED110W | Exterior LED Fixture, 110W or Less | 11 | 680 | 7480
BE | 2014-12-18 | EXTLED110W | Exterior LED Fixture, 110W or Less | 7 | 575 | 4025
BE | 2014-12-18 | EXTLED110W | Exterior LED Fixture, 110W or Less | 4 | 1730 | 6920
BE | 2014-12-26 | EXTLED110W | Exterior LED Fixture, 110W or Less | 1 | 537 | 537
BE | 2014-12-26 | EXTLED110W | Exterior LED Fixture, 110W or Less | 1 | 724 | 724
BE | 2014-12-26 | EXTLED110W | Exterior LED Fixture, 110W or Less | 3 | 418.3333 | 1255
BE | 2014-12-31 | EXTLED110W | Exterior LED Fixture, 110W or Less | 2 | 537 | 1074
BE | 2014-12-31 | EXTLED110W | Exterior LED Fixture, 110W or Less | 4 | 1190 | 4760
BE | 2014-12-31 | EXTLED110W | Exterior LED Fixture, 110W or Less | 16 | 485 | 7760
BE | 2014-12-31 | EXTLED110W | Exterior LED Fixture, 110W or Less | 14 | 750.2143 | 10503
BEM | 2014-05-29 | EXTLED110W | Exterior LED Fixture, 110W or Less | 4 | 528 | 2112
BEM | 2014-05-29 | EXTLED110W | Exterior LED Fixture, 110W or Less | 48 | 299 | 14352
BEM | 2014-10-24 | EXTLED110W | Exterior LED Fixture, 110W or Less | 147 | 997.034 | 146564
PEF | 2014-06-12 | EXTLED110W | Exterior LED Fixture, 110W or Less | 4 | 132.25 | 529
PEF | 2014-06-12 | EXTLED110W | Exterior LED Fixture, 110W or Less | 1 | 641 | 641
PEF | 2014-06-20 | EXTLED110W | Exterior LED Fixture, 110W or Less | 10 | 625 | 6250
PEF | 2014-07-03 | EXTLED110W | Exterior LED Fixture, 110W or Less | 10 | 331.2 | 3312
PEF | 2014-07-10 | EXTLED110W | Exterior LED Fixture, 110W or Less | 2 | 409 | 818
PEF | 2014-07-24 | EXTLED110W | Exterior LED Fixture, 110W or Less | 4 | 550 | 2200
PEF | 2014-07-24 | EXTLED110W | Exterior LED Fixture, 110W or Less | 5 | 677 | 3385
PEF | 2014-08-21 | EXTLED110W | Exterior LED Fixture, 110W or Less | 8 | 805.75 | 6446
PEF | 2014-09-11 | EXTLED110W | Exterior LED Fixture, 110W or Less | 1 | 650 | 650
PEF | 2014-09-11 | EXTLED110W | Exterior LED Fixture, 110W or Less | 11 | 268.1818 | 2950
PEF | 2014-09-18 | EXTLED110W | Exterior LED Fixture, 110W or Less | 5 | 674.4 | 3372
PEF | 2014-10-09 | EXTLED110W | Exterior LED Fixture, 110W or Less | 6 | 730 | 4380
PEF | 2014-10-09 | EXTLED110W | Exterior LED Fixture, 110W or Less | 10 | 450 | 4500
PEF | 2014-10-09 | EXTLED110W | Exterior LED Fixture, 110W or Less | 5 | 1000 | 5000
PEF | 2014-10-31 | EXTLED110W | Exterior LED Fixture, 110W or Less | 4 | 670 | 2680
PEF | 2014-11-06 | EXTLED110W | Exterior LED Fixture, 110W or Less | 2 | 390 | 780
PEF | 2014-11-14 | EXTLED110W | Exterior LED Fixture, 110W or Less | 2 | 680 | 1360
PEF | 2014-11-20 | EXTLED110W | Exterior LED Fixture, 110W or Less | 12 | 295 | 3540
PEF | 2014-12-04 | EXTLED110W | Exterior LED Fixture, 110W or Less | 17 | 690 | 11730
PEF | 2014-12-04 | EXTLED110W | Exterior LED Fixture, 110W or Less | 32 | 400 | 12800
PEF | 2014-12-26 | EXTLED110W | Exterior LED Fixture, 110W or Less | 3 | 700 | 2100
|  |  |  | Avg. | 629.5066
|  |  |  | Median | 580
|  |  |  | Lower Quartile | 468.75
Exterior LED Fixture, 150W or Less
PROGRAMCODE | RECOGNIZEDDT | MEASURECODE | MEASUREDESC | QTY | UNITCOSTINSTALL | TOTALCOSTINSTALL
BE | 2014-03-06 | EXTLED150W | Exterior LED Fixture, 150W or Less | 4 | 1150 | 4600
BE | 2014-03-20 | EXTLED150W | Exterior LED Fixture, 150W or Less | 7 | 735 | 5145
BE | 2014-04-10 | EXTLED150W | Exterior LED Fixture, 150W or Less | 3 | 850 | 2550
BE | 2014-04-10 | EXTLED150W | Exterior LED Fixture, 150W or Less | 8 | 492.5 | 3940
BE | 2014-04-10 | EXTLED150W | Exterior LED Fixture, 150W or Less | 10 | 492.5 | 4925
BE | 2014-04-10 | EXTLED150W | Exterior LED Fixture, 150W or Less | 12 | 492.5 | 5910
BE | 2014-04-10 | EXTLED150W | Exterior LED Fixture, 150W or Less | 12 | 492.5 | 5910
BE | 2014-04-10 | EXTLED150W | Exterior LED Fixture, 150W or Less | 16 | 492.5 | 7880
BE | 2014-04-24 | EXTLED150W | Exterior LED Fixture, 150W or Less | 2 | 780 | 1560
BE | 2014-04-24 | EXTLED150W | Exterior LED Fixture, 150W or Less | 6 | 525 | 3150
BE | 2014-04-24 | EXTLED150W | Exterior LED Fixture, 150W or Less | 9 | 492.5556 | 4433
BE | 2014-04-24 | EXTLED150W | Exterior LED Fixture, 150W or Less | 10 | 492.5 | 4925
BE | 2014-05-01 | EXTLED150W | Exterior LED Fixture, 150W or Less | 2 | 409 | 818
BE | 2014-05-01 | EXTLED150W | Exterior LED Fixture, 150W or Less | 2 | 675 | 1350
BE | 2014-05-08 | EXTLED150W | Exterior LED Fixture, 150W or Less | 20 | 492.5 | 9850
BE | 2014-05-08 | EXTLED150W | Exterior LED Fixture, 150W or Less | 18 | 550 | 9900
BE | 2014-05-08 | EXTLED150W | Exterior LED Fixture, 150W or Less | 11 | 1048.5455 | 11534
BE | 2014-05-15 | EXTLED150W | Exterior LED Fixture, 150W or Less | 6 | 695 | 4170
BE | 2014-05-15 | EXTLED150W | Exterior LED Fixture, 150W or Less | 20 | 575 | 11500
BE | 2014-06-05 | EXTLED150W | Exterior LED Fixture, 150W or Less | 36 | 359 | 12924
BE | 2014-06-20 | EXTLED150W | Exterior LED Fixture, 150W or Less | 21 | 1062.381 | 22310
BE | 2014-06-26 | EXTLED150W | Exterior LED Fixture, 150W or Less | 12 | 320.25 | 3843
BE | 2014-06-26 | EXTLED150W | Exterior LED Fixture, 150W or Less | 10 | 595 | 5950
BE | 2014-06-26 | EXTLED150W | Exterior LED Fixture, 150W or Less | 12 | 501 | 6012
BE | 2014-06-26 | EXTLED150W | Exterior LED Fixture, 150W or Less | 16 | 550 | 8800
BE | 2014-07-03 | EXTLED150W | Exterior LED Fixture, 150W or Less | 2 | 480 | 960
BE | 2014-07-03 | EXTLED150W | Exterior LED Fixture, 150W or Less | 2 | 648.5 | 1297
BE | 2014-07-03 | EXTLED150W | Exterior LED Fixture, 150W or Less | 6 | 480 | 2880
BE | 2014-07-03 | EXTLED150W | Exterior LED Fixture, 150W or Less | 6 | 641.6667 | 3850
BE | 2014-07-03 | EXTLED150W | Exterior LED Fixture, 150W or Less | 6 | 1034 | 6204
BE | 2014-07-10 | EXTLED150W | Exterior LED Fixture, 150W or Less | 10 | 595 | 5950
BE | 2014-07-10 | EXTLED150W | Exterior LED Fixture, 150W or Less | 24 | 406.3333 | 9752
BE | 2014-07-17 | EXTLED150W | Exterior LED Fixture, 150W or Less | 6 | 699 | 4194
BE | 2014-07-17 | EXTLED150W | Exterior LED Fixture, 150W or Less | 17 | 471.9412 | 8023
BE | 2014-07-31 | EXTLED150W | Exterior LED Fixture, 150W or Less | 5 | 570 | 2850
BE | 2014-07-31 | EXTLED150W | Exterior LED Fixture, 150W or Less | 8 | 539.125 | 4313
BE | 2014-07-31 | EXTLED150W | Exterior LED Fixture, 150W or Less | 12 | 439.5833 | 5275
BE | 2014-07-31 | EXTLED150W | Exterior LED Fixture, 150W or Less | 12 | 550 | 6600
BE | 2014-07-31 | EXTLED150W | Exterior LED Fixture, 150W or Less | 12 | 554.1667 | 6650
BE | 2014-07-31 | EXTLED150W | Exterior LED Fixture, 150W or Less | 13 | 605.7692 | 7875
BE | 2014-07-31 | EXTLED150W | Exterior LED Fixture, 150W or Less | 21 | 384.7619 | 8080
BE | 2014-07-31 | EXTLED150W | Exterior LED Fixture, 150W or Less | 13 | 830 | 10790
BE | 2014-07-31 | EXTLED150W | Exterior LED Fixture, 150W or Less | 8 | 1423.5 | 11388
BE | 2014-07-31 | EXTLED150W | Exterior LED Fixture, 150W or Less | 20 | 595 | 11900
BE | 2014-08-07 | EXTLED150W | Exterior LED Fixture, 150W or Less | 10 | 301 | 3010
BE | 2014-08-07 | EXTLED150W | Exterior LED Fixture, 150W or Less | 12 | 536.0833 | 6433
BE | 2014-08-21 | EXTLED150W | Exterior LED Fixture, 150W or Less | 11 | 985 | 10835
BE | 2014-08-21 | EXTLED150W | Exterior LED Fixture, 150W or Less | 18 | 957.7222 | 17239
BE | 2014-08-28 | EXTLED150W | Exterior LED Fixture, 150W or Less | 20 | 497 | 9940
BE | 2014-09-18 | EXTLED150W | Exterior LED Fixture, 150W or Less | 5 | 1245 | 6225
BE | 2014-09-18 | EXTLED150W | Exterior LED Fixture, 150W or Less | 15 | 536.3333 | 8045
BE | 2014-09-18 | EXTLED150W | Exterior LED Fixture, 150W or Less | 7 | 1245 | 8715
BE | 2014-09-18 | EXTLED150W | Exterior LED Fixture, 150W or Less | 10 | 1169.1 | 11691
BE | 2014-09-18 | EXTLED150W | Exterior LED Fixture, 150W or Less | 20 | 610 | 12200
BE | 2014-09-25 | EXTLED150W | Exterior LED Fixture, 150W or Less | 4 | 445 | 1780
BE | 2014-09-25 | EXTLED150W | Exterior LED Fixture, 150W or Less | 4 | 700 | 2800
BE | 2014-09-25 | EXTLED150W | Exterior LED Fixture, 150W or Less | 6 | 680 | 4080
BE | 2014-09-25 | EXTLED150W | Exterior LED Fixture, 150W or Less | 4 | 1245 | 4980
BE | 2014-09-25 | EXTLED150W | Exterior LED Fixture, 150W or Less | 17 | 486.7647 | 8275
BE | 2014-10-09 | EXTLED150W | Exterior LED Fixture, 150W or Less | 3 | 544 | 1632
BE | 2014-10-09 | EXTLED150W | Exterior LED Fixture, 150W or Less | 7 | 1245 | 8715
BE | 2014-10-24 | EXTLED150W | Exterior LED Fixture, 150W or Less | 4 | 750 | 3000
BE | 2014-10-24 | EXTLED150W | Exterior LED Fixture, 150W or Less | 8 | 381.375 | 3051
BE | 2014-10-24 | EXTLED150W | Exterior LED Fixture, 150W or Less | 11 | 412 | 4532
BE | 2014-10-24 | EXTLED150W | Exterior LED Fixture, 150W or Less | 12 | 414.4167 | 4973
BE | 2014-10-24 | EXTLED150W | Exterior LED Fixture, 150W or Less | 12 | 414.4167 | 4973
BE | 2014-10-31 | EXTLED150W | Exterior LED Fixture, 150W or Less | 2 | 815 | 1630
BE | 2014-10-31 | EXTLED150W | Exterior LED Fixture, 150W or Less | 15 | 299 | 4485
BE | 2014-10-31 | EXTLED150W | Exterior LED Fixture, 150W or Less | 12 | 434.5833 | 5215
BE | 2014-10-31 | EXTLED150W | Exterior LED Fixture, 150W or Less | 12 | 445.0833 | 5341
BE | 2014-10-31 | EXTLED150W | Exterior LED Fixture, 150W or Less | 16 | 446.4375 | 7143
BE | 2014-10-31 | EXTLED150W | Exterior LED Fixture, 150W or Less | 24 | 438.7083 | 10529
BE | 2014-10-31 | EXTLED150W | Exterior LED Fixture, 150W or Less | 24 | 445 | 10680
BE | 2014-11-06 | EXTLED150W | Exterior LED Fixture, 150W or Less | 11 | 402.2727 | 4425
BE | 2014-11-06 | EXTLED150W | Exterior LED Fixture, 150W or Less | 12 | 446.4167 | 5357
BE | 2014-11-06 | EXTLED150W | Exterior LED Fixture, 150W or Less | 7 | 1245 | 8715
BE | 2014-11-06 | EXTLED150W | Exterior LED Fixture, 150W or Less | 33 | 912.3939 | 30109
BE | 2014-11-14 | EXTLED150W | Exterior LED Fixture, 150W or Less | 2 | 360 | 720
BE | 2014-11-14 | EXTLED150W | Exterior LED Fixture, 150W or Less | 4 | 556.75 | 2227
BE | 2014-11-14 | EXTLED150W | Exterior LED Fixture, 150W or Less | 8 | 556.625 | 4453
BE | 2014-11-14 | EXTLED150W | Exterior LED Fixture, 150W or Less | 8 | 556.625 | 4453
BE | 2014-11-14 | EXTLED150W | Exterior LED Fixture, 150W or Less | 8 | 556.625 | 4453
BE | 2014-11-14 | EXTLED150W | Exterior LED Fixture, 150W or Less | 16 | 550 | 8800
BE | 2014-11-20 | EXTLED150W | Exterior LED Fixture, 150W or Less | 1 | 500 | 500
BE | 2014-11-20 | EXTLED150W | Exterior LED Fixture, 150W or Less | 2 | 650 | 1300
BE | 2014-11-20 | EXTLED150W | Exterior LED Fixture, 150W or Less | 6 | 390 | 2340
BE | 2014-11-20 | EXTLED150W | Exterior LED Fixture, 150W or Less | 7 | 482.7143 | 3379
BE | 2014-11-20 | EXTLED150W | Exterior LED Fixture, 150W or Less | 16 | 385 | 6160
BE | 2014-11-20 | EXTLED150W | Exterior LED Fixture, 150W or Less | 16 | 466 | 7456
BE | 2014-12-04 | EXTLED150W | Exterior LED Fixture, 150W or Less | 9 | 1144.4444 | 10300
BE | 2014-12-18 | EXTLED150W | Exterior LED Fixture, 150W or Less | 3 | 815 | 2445
BE | 2014-12-18 | EXTLED150W | Exterior LED Fixture, 150W or Less | 6 | 839.1667 | 5035
BE | 2014-12-26 | EXTLED150W | Exterior LED Fixture, 150W or Less | 3 | 700 | 2100
BE | 2014-12-26 | EXTLED150W | Exterior LED Fixture, 150W or Less | 4 | 642 | 2568
BE | 2014-12-26 | EXTLED150W | Exterior LED Fixture, 150W or Less | 6 | 528 | 3168
BE | 2014-12-26 | EXTLED150W | Exterior LED Fixture, 150W or Less | 13 | 666.4615 | 8664
BE | 2014-12-31 | EXTLED150W | Exterior LED Fixture, 150W or Less | 2 | 596 | 1192
BE | 2014-12-31 | EXTLED150W | Exterior LED Fixture, 150W or Less | 3 | 798 | 2394
BE | 2014-12-31 | EXTLED150W | Exterior LED Fixture, 150W or Less | 4 | 910 | 3640
BE | 2014-12-31 | EXTLED150W | Exterior LED Fixture, 150W or Less | 6 | 620 | 3720
BE | 2014-12-31 | EXTLED150W | Exterior LED Fixture, 150W or Less | 9 | 486 | 4374
BE | 2014-12-31 | EXTLED150W | Exterior LED Fixture, 150W or Less | 5 | 1200 | 6000
BE | 2014-12-31 | EXTLED150W | Exterior LED Fixture, 150W or Less | 7 | 865 | 6055
BE | 2014-12-31 | EXTLED150W | Exterior LED Fixture, 150W or Less | 4 | 1547 | 6188
BE | 2014-12-31 | EXTLED150W | Exterior LED Fixture, 150W or Less | 7 | 995.7143 | 6970
BE | 2014-12-31 | EXTLED150W | Exterior LED Fixture, 150W or Less | 9 | 989 | 8901
BE | 2014-12-31 | EXTLED150W | Exterior LED Fixture, 150W or Less | 24 | 995 | 23880
BE | 2014-12-31 | EXTLED150W | Exterior LED Fixture, 150W or Less | 19 | 1376.5789 | 26155
BE | 2014-12-31 | EXTLED150W | Exterior LED Fixture, 150W or Less | 93 | 520 | 48360
BEM | 2014-02-27 | EXTLED150W | Exterior LED Fixture, 150W or Less | 4 | 638 | 2552
BEM | 2014-06-20 | EXTLED150W | Exterior LED Fixture, 150W or Less | 4 | 387.5 | 1550
PEF | 2014-05-08 | EXTLED150W | Exterior LED Fixture, 150W or Less | 1 | 602 | 602
PEF | 2014-05-22 | EXTLED150W | Exterior LED Fixture, 150W or Less | 2 | 570 | 1140
PEF | 2014-06-12 | EXTLED150W | Exterior LED Fixture, 150W or Less | 2 | 595 | 1190
PEF | 2014-07-24 | EXTLED150W | Exterior LED Fixture, 150W or Less | 1 | 547 | 547
PEF | 2014-07-24 | EXTLED150W | Exterior LED Fixture, 150W or Less | 5 | 732 | 3660
PEF | 2014-08-07 | EXTLED150W | Exterior LED Fixture, 150W or Less | 4 | 695 | 2780
PEF | 2014-08-14 | EXTLED150W | Exterior LED Fixture, 150W or Less | 5 | 864 | 4320
PEF | 2014-09-11 | EXTLED150W | Exterior LED Fixture, 150W or Less | 6 | 1200 | 7200
PEF | 2014-09-18 | EXTLED150W | Exterior LED Fixture, 150W or Less | 18 | 854 | 15372
PEF | 2014-10-03 | EXTLED150W | Exterior LED Fixture, 150W or Less | 4 | 510 | 2040
PEF | 2014-10-09 | EXTLED150W | Exterior LED Fixture, 150W or Less | 4 | 189.5 | 758
PEF | 2014-10-09 | EXTLED150W | Exterior LED Fixture, 150W or Less | 3 | 1000 | 3000
PEF | 2014-10-09 | EXTLED150W | Exterior LED Fixture, 150W or Less | 7 | 868 | 6076
PEF | 2014-10-24 | EXTLED150W | Exterior LED Fixture, 150W or Less | 8 | 685 | 5480
PEF | 2014-10-31 | EXTLED150W | Exterior LED Fixture, 150W or Less | 1 | 796 | 796
PEF | 2014-10-31 | EXTLED150W | Exterior LED Fixture, 150W or Less | 10 | 796 | 7960
PEF | 2014-11-06 | EXTLED150W | Exterior LED Fixture, 150W or Less | 3 | 1950 | 5850
PEF | 2014-11-14 | EXTLED150W | Exterior LED Fixture, 150W or Less | 17 | 677.8824 | 11524
PEF | 2014-12-04 | EXTLED150W | Exterior LED Fixture, 150W or Less | 6 | 400 | 2400
PEF | 2014-12-31 | EXTLED150W | Exterior LED Fixture, 150W or Less | 3 | 313.6667 | 941
|  |  |  | Avg. | 675.6713
|  |  |  | Median | 575
|  |  |  | Lower Quartile | 486.3824
Exterior LED Fixture, 350W or Less
PROGRAMCODE | RECOGNIZEDDT | MEASURECODE | MEASUREDESC | QTY | UNITCOSTINSTALL | TOTALCOSTINSTALL
BE | 2014-02-27 | EXTLED350W | Exterior LED Fixture, 350W or Less | 2 | 775 | 1550
BE | 2014-02-27 | EXTLED350W | Exterior LED Fixture, 350W or Less | 4 | 850 | 3400
BE | 2014-03-20 | EXTLED350W | Exterior LED Fixture, 350W or Less | 11 | 850 | 9350
BE | 2014-04-10 | EXTLED350W | Exterior LED Fixture, 350W or Less | 4 | 540 | 2160
BE | 2014-04-17 | EXTLED350W | Exterior LED Fixture, 350W or Less | 1 | 998 | 998
BE | 2014-05-15 | EXTLED350W | Exterior LED Fixture, 350W or Less | 2 | 807 | 1614
BE | 2014-06-12 | EXTLED350W | Exterior LED Fixture, 350W or Less | 5 | 962 | 4810
BE | 2014-07-10 | EXTLED350W | Exterior LED Fixture, 350W or Less | 5 | 868 | 4340
BE | 2014-07-31 | EXTLED350W | Exterior LED Fixture, 350W or Less | 4 | 820.75 | 3283
BE | 2014-08-21 | EXTLED350W | Exterior LED Fixture, 350W or Less | 2 | 1239 | 2478
BE | 2014-08-21 | EXTLED350W | Exterior LED Fixture, 350W or Less | 14 | 450 | 6300
BE | 2014-09-18 | EXTLED350W | Exterior LED Fixture, 350W or Less | 3 | 598 | 1794
BE | 2014-09-25 | EXTLED350W | Exterior LED Fixture, 350W or Less | 6 | 975 | 5850
BE | 2014-10-09 | EXTLED350W | Exterior LED Fixture, 350W or Less | 11 | 915.9091 | 10075
BE | 2014-10-09 | EXTLED350W | Exterior LED Fixture, 350W or Less | 20 | 1733 | 34660
BE | 2014-10-24 | EXTLED350W | Exterior LED Fixture, 350W or Less | 4 | 1070 | 4280
BE | 2014-10-24 | EXTLED350W | Exterior LED Fixture, 350W or Less | 14 | 1094.7857 | 15327
BE | 2014-10-31 | EXTLED350W | Exterior LED Fixture, 350W or Less | 2 | 880 | 1760
BE | 2014-10-31 | EXTLED350W | Exterior LED Fixture, 350W or Less | 2 | 880 | 1760
BE | 2014-10-31 | EXTLED350W | Exterior LED Fixture, 350W or Less | 4 | 497 | 1988
BE | 2014-10-31 | EXTLED350W | Exterior LED Fixture, 350W or Less | 5 | 880 | 4400
BE | 2014-10-31 | EXTLED350W | Exterior LED Fixture, 350W or Less | 5 | 1750 | 8750
BE | 2014-10-31 | EXTLED350W | Exterior LED Fixture, 350W or Less | 49 | 1704.9796 | 83544
BE | 2014-11-06 | EXTLED350W | Exterior LED Fixture, 350W or Less | 5 | 872.2 | 4361
BE | 2014-11-14 | EXTLED350W | Exterior LED Fixture, 350W or Less | 3 | 875 | 2625
BE | 2014-11-14 | EXTLED350W | Exterior LED Fixture, 350W or Less | 4 | 846.5 | 3386
BE | 2014-11-14 | EXTLED350W | Exterior LED Fixture, 350W or Less | 5 | 836 | 4180
BE | 2014-11-14 | EXTLED350W | Exterior LED Fixture, 350W or Less | 6 | 828.1667 | 4969
BE | 2014-11-14 | EXTLED350W | Exterior LED Fixture, 350W or Less | 6 | 828.1667 | 4969
BE | 2014-11-14 | EXTLED350W | Exterior LED Fixture, 350W or Less | 8 | 802.875 | 6423
BE | 2014-11-14 | EXTLED350W | Exterior LED Fixture, 350W or Less | 8 | 802.875 | 6423
BE | 2014-11-14 | EXTLED350W | Exterior LED Fixture, 350W or Less | 9 | 794.5556 | 7151
BE | 2014-11-14 | EXTLED350W | Exterior LED Fixture, 350W or Less | 9 | 794.5556 | 7151
BE | 2014-11-14 | EXTLED350W | Exterior LED Fixture, 350W or Less | 9 | 794.5556 | 7151
BE | 2014-11-14 | EXTLED350W | Exterior LED Fixture, 350W or Less | 11 | 782.1818 | 8604
BE | 2014-11-14 | EXTLED350W | Exterior LED Fixture, 350W or Less | 8 | 2400 | 19200
BE | 2014-11-20 | EXTLED350W | Exterior LED Fixture, 350W or Less | 4 | 999 | 3996
BE | 2014-11-20 | EXTLED350W | Exterior LED Fixture, 350W or Less | 11 | 390 | 4290
BE | 2014-11-20 | EXTLED350W | Exterior LED Fixture, 350W or Less | 62 | 1250 | 77500
BE | 2014-12-04 | EXTLED350W | Exterior LED Fixture, 350W or Less | 9 | 794.5556 | 7151
BE | 2014-12-18 | EXTLED350W | Exterior LED Fixture, 350W or Less | 2 | 575 | 1150
BE | 2014-12-31 | EXTLED350W | Exterior LED Fixture, 350W or Less | 42 | 1085 | 45570
BE | 2014-12-31 | EXTLED350W | Exterior LED Fixture, 350W or Less | 55 | 1192.0909 | 65565
BE | 2014-12-31 | EXTLED350W | Exterior LED Fixture, 350W or Less | 81 | 1200 | 97200
BEM | 2014-08-14 | EXTLED350W | Exterior LED Fixture, 350W or Less | 12 | 787.5 | 9450
BEM | 2014-08-21 | EXTLED350W | Exterior LED Fixture, 350W or Less | 3 | 835 | 2505
PEF | 2014-06-05 | EXTLED350W | Exterior LED Fixture, 350W or Less | 11 | 780 | 8580
PEF | 2014-07-24 | EXTLED350W | Exterior LED Fixture, 350W or Less | 3 | 547.3333 | 1642
PEF | 2014-09-18 | EXTLED350W | Exterior LED Fixture, 350W or Less | 12 | 885.5 | 10626
PEF | 2014-10-09 | EXTLED350W | Exterior LED Fixture, 350W or Less | 6 | 1182 | 7092
PEF | 2014-11-06 | EXTLED350W | Exterior LED Fixture, 350W or Less | 3 | 1900 | 5700
PEF | 2014-11-06 | EXTLED350W | Exterior LED Fixture, 350W or Less | 12 | 800 | 9600
PEF | 2014-11-28 | EXTLED350W | Exterior LED Fixture, 350W or Less | 4 | 1622.5 | 6490
PEF | 2014-12-04 | EXTLED350W | Exterior LED Fixture, 350W or Less | 288 | 847.0833 | 243960
|  |  |  | Avg. | 964.2337
|  |  |  | Median | 850
|  |  |  | Lower Quartile | 794.5556
Exterior LED Fixture, 400W or Less
PROGRAMCODE | RECOGNIZEDDT | MEASURECODE | MEASUREDESC | QTY | UNITCOSTINSTALL | TOTALCOSTINSTALL
BE | 2014-12-04 | EXTLED400W | Exterior LED Fixture, 400W or Less | 5 | 975 | 4875
BE | 2014-12-31 | EXTLED400W | Exterior LED Fixture, 400W or Less | 8 | 1502 | 12016
BE | 2014-12-31 | EXTLED400W | Exterior LED Fixture, 400W or Less | 23 | 1502 | 34546
PEF | 2014-12-26 | EXTLED400W | Exterior LED Fixture, 400W or Less | 2 | 980 | 1960
PEL | 2014-12-04 | EXTLED400W | Exterior LED Fixture, 400W or Less | 11 | 890.9091 | 9800
PEL | 2014-12-04 | EXTLED400W | Exterior LED Fixture, 400W or Less | 11 | 1021.4545 | 11236
|  |  |  | Avg. | 1145.2273
|  |  |  | Median | 1000.7273
|  |  |  | Lower Quartile | 976.25

## Sheet1
PROGRAMCODE | RECOGNIZEDDT | MEASURECODE | MEASUREDESC | QTY | UNITCOSTINSTALL | TOTALCOSTINSTALL
BE | 2014-02-13 | EXLED90W | Exterior LED Fixture, 90W or Less | 3 | 695 | 2085
BE | 2014-02-20 | EXLED90W | Exterior LED Fixture, 90W or Less | 4 | 348.25 | 1393
BE | 2014-02-27 | EXTLED350W | Exterior LED Fixture, 350W or Less | 2 | 775 | 1550
BE | 2014-02-27 | EXTLED350W | Exterior LED Fixture, 350W or Less | 4 | 850 | 3400
BE | 2014-02-27 | EXLED90W | Exterior LED Fixture, 90W or Less | 2 | 425 | 850
BE | 2014-02-27 | EXLED90W | Exterior LED Fixture, 90W or Less | 3 | 625 | 1875
BE | 2014-03-06 | EXTLED150W | Exterior LED Fixture, 150W or Less | 4 | 1150 | 4600
BE | 2014-03-06 | EXLED90W | Exterior LED Fixture, 90W or Less | 8 | 725 | 5800
BE | 2014-03-13 | EXLED40W | Exterior LED Fixture, 40W or Less | 15 | 245 | 3675
BE | 2014-03-13 | EXLED90W | Exterior LED Fixture, 90W or Less | 2 | 450 | 900
BE | 2014-03-13 | EXLED90W | Exterior LED Fixture, 90W or Less | 5 | 342 | 1710
BE | 2014-03-13 | EXLED90W | Exterior LED Fixture, 90W or Less | 10 | 475 | 4750
BE | 2014-03-20 | EXTLED110W | Exterior LED Fixture, 110W or Less | 8 | 555.5 | 4444
BE | 2014-03-20 | EXTLED150W | Exterior LED Fixture, 150W or Less | 7 | 735 | 5145
BE | 2014-03-20 | EXTLED350W | Exterior LED Fixture, 350W or Less | 11 | 850 | 9350
BE | 2014-03-20 | EXLED90W | Exterior LED Fixture, 90W or Less | 8 | 489 | 3912
BE | 2014-03-20 | EXLED90W | Exterior LED Fixture, 90W or Less | 10 | 494.4 | 4944
BE | 2014-04-10 | EXTLED150W | Exterior LED Fixture, 150W or Less | 3 | 850 | 2550
BE | 2014-04-10 | EXTLED150W | Exterior LED Fixture, 150W or Less | 8 | 492.5 | 3940
BE | 2014-04-10 | EXTLED150W | Exterior LED Fixture, 150W or Less | 10 | 492.5 | 4925
BE | 2014-04-10 | EXTLED150W | Exterior LED Fixture, 150W or Less | 12 | 492.5 | 5910
BE | 2014-04-10 | EXTLED150W | Exterior LED Fixture, 150W or Less | 12 | 492.5 | 5910
BE | 2014-04-10 | EXTLED150W | Exterior LED Fixture, 150W or Less | 16 | 492.5 | 7880
BE | 2014-04-10 | EXTLED350W | Exterior LED Fixture, 350W or Less | 4 | 540 | 2160
BE | 2014-04-10 | EXLED90W | Exterior LED Fixture, 90W or Less | 4 | 306 | 1224
BE | 2014-04-10 | EXLED90W | Exterior LED Fixture, 90W or Less | 3 | 625 | 1875
BE | 2014-04-10 | EXLED90W | Exterior LED Fixture, 90W or Less | 4 | 1034.75 | 4139
BE | 2014-04-17 | EXTLED350W | Exterior LED Fixture, 350W or Less | 1 | 998 | 998
BE | 2014-04-17 | EXLED90W | Exterior LED Fixture, 90W or Less | 10 | 480 | 4800
BE | 2014-04-24 | EXTLED150W | Exterior LED Fixture, 150W or Less | 2 | 780 | 1560
BE | 2014-04-24 | EXTLED150W | Exterior LED Fixture, 150W or Less | 6 | 525 | 3150
BE | 2014-04-24 | EXTLED150W | Exterior LED Fixture, 150W or Less | 9 | 492.5556 | 4433
BE | 2014-04-24 | EXTLED150W | Exterior LED Fixture, 150W or Less | 10 | 492.5 | 4925
BE | 2014-04-24 | EXLED40W | Exterior LED Fixture, 40W or Less | 2 | 349 | 698
BE | 2014-04-24 | EXLED40W | Exterior LED Fixture, 40W or Less | 3 | 400 | 1200
BE | 2014-04-24 | EXLED90W | Exterior LED Fixture, 90W or Less | 8 | 387.75 | 3102
BE | 2014-04-24 | EXLED90W | Exterior LED Fixture, 90W or Less | 8 | 603.125 | 4825
BE | 2014-05-01 | EXTLED150W | Exterior LED Fixture, 150W or Less | 2 | 409 | 818
BE | 2014-05-01 | EXTLED150W | Exterior LED Fixture, 150W or Less | 2 | 675 | 1350
BE | 2014-05-01 | EXLED40W | Exterior LED Fixture, 40W or Less | 4 | 226 | 904
BE | 2014-05-01 | EXLED40W | Exterior LED Fixture, 40W or Less | 18 | 230.3333 | 4146
BE | 2014-05-01 | EXLED90W | Exterior LED Fixture, 90W or Less | 8 | 350 | 2800
BE | 2014-05-01 | EXLED90W | Exterior LED Fixture, 90W or Less | 11 | 500 | 5500
BE | 2014-05-08 | EXTLED110W | Exterior LED Fixture, 110W or Less | 3 | 625 | 1875
BE | 2014-05-08 | EXTLED150W | Exterior LED Fixture, 150W or Less | 20 | 492.5 | 9850
BE | 2014-05-08 | EXTLED150W | Exterior LED Fixture, 150W or Less | 18 | 550 | 9900
BE | 2014-05-08 | EXTLED150W | Exterior LED Fixture, 150W or Less | 11 | 1048.5455 | 11534
BE | 2014-05-08 | EXLED40W | Exterior LED Fixture, 40W or Less | 4 | 273.75 | 1095
BE | 2014-05-08 | EXLED40W | Exterior LED Fixture, 40W or Less | 5 | 280 | 1400
BE | 2014-05-08 | EXLED90W | Exterior LED Fixture, 90W or Less | 12 | 485.4167 | 5825
BE | 2014-05-15 | EXTLED150W | Exterior LED Fixture, 150W or Less | 6 | 695 | 4170
BE | 2014-05-15 | EXTLED150W | Exterior LED Fixture, 150W or Less | 20 | 575 | 11500
BE | 2014-05-15 | EXTLED350W | Exterior LED Fixture, 350W or Less | 2 | 807 | 1614
BE | 2014-05-15 | EXLED40W | Exterior LED Fixture, 40W or Less | 2 | 164.5 | 329
BE | 2014-05-15 | EXLED40W | Exterior LED Fixture, 40W or Less | 28 | 325 | 9100
BE | 2014-05-15 | EXLED90W | Exterior LED Fixture, 90W or Less | 1 | 365 | 365
BE | 2014-05-15 | EXLED90W | Exterior LED Fixture, 90W or Less | 1 | 471 | 471
BE | 2014-05-15 | EXLED90W | Exterior LED Fixture, 90W or Less | 7 | 575 | 4025
BE | 2014-05-15 | EXLED90W | Exterior LED Fixture, 90W or Less | 12 | 525 | 6300
BE | 2014-05-22 | EXLED40W | Exterior LED Fixture, 40W or Less | 18 | 253.1111 | 4556
BE | 2014-05-22 | EXLED40W | Exterior LED Fixture, 40W or Less | 62 | 303.2258 | 18800
BE | 2014-05-22 | EXLED90W | Exterior LED Fixture, 90W or Less | 7 | 475 | 3325
BE | 2014-05-29 | EXLED40W | Exterior LED Fixture, 40W or Less | 1 | 150 | 150
BE | 2014-05-29 | EXLED40W | Exterior LED Fixture, 40W or Less | 2 | 150 | 300
BE | 2014-05-29 | EXLED90W | Exterior LED Fixture, 90W or Less | 2 | 360 | 720
BE | 2014-05-29 | EXLED90W | Exterior LED Fixture, 90W or Less | 17 | 795 | 13515
BE | 2014-06-05 | EXTLED110W | Exterior LED Fixture, 110W or Less | 11 | 418.7273 | 4606
BE | 2014-06-05 | EXTLED110W | Exterior LED Fixture, 110W or Less | 8 | 620.125 | 4961
BE | 2014-06-05 | EXTLED150W | Exterior LED Fixture, 150W or Less | 36 | 359 | 12924
BE | 2014-06-05 | EXLED40W | Exterior LED Fixture, 40W or Less | 2 | 247 | 494
BE | 2014-06-05 | EXLED40W | Exterior LED Fixture, 40W or Less | 38 | 185 | 7030
BE | 2014-06-05 | EXLED90W | Exterior LED Fixture, 90W or Less | 2 | 675 | 1350
BE | 2014-06-05 | EXLED90W | Exterior LED Fixture, 90W or Less | 11 | 499 | 5489
BE | 2014-06-05 | EXLED90W | Exterior LED Fixture, 90W or Less | 20 | 517 | 10340
BE | 2014-06-12 | EXTLED110W | Exterior LED Fixture, 110W or Less | 8 | 650 | 5200
BE | 2014-06-12 | EXTLED110W | Exterior LED Fixture, 110W or Less | 12 | 650 | 7800
BE | 2014-06-12 | EXTLED350W | Exterior LED Fixture, 350W or Less | 5 | 962 | 4810
BE | 2014-06-12 | EXLED90W | Exterior LED Fixture, 90W or Less | 4 | 525 | 2100
BE | 2014-06-20 | EXTLED150W | Exterior LED Fixture, 150W or Less | 21 | 1062.381 | 22310
BE | 2014-06-20 | EXLED90W | Exterior LED Fixture, 90W or Less | 1 | 355 | 355
BE | 2014-06-26 | EXTLED110W | Exterior LED Fixture, 110W or Less | 10 | 560 | 5600
BE | 2014-06-26 | EXTLED150W | Exterior LED Fixture, 150W or Less | 12 | 320.25 | 3843
BE | 2014-06-26 | EXTLED150W | Exterior LED Fixture, 150W or Less | 10 | 595 | 5950
BE | 2014-06-26 | EXTLED150W | Exterior LED Fixture, 150W or Less | 12 | 501 | 6012
BE | 2014-06-26 | EXTLED150W | Exterior LED Fixture, 150W or Less | 16 | 550 | 8800
BE | 2014-06-26 | EXLED90W | Exterior LED Fixture, 90W or Less | 8 | 175.375 | 1403
BE | 2014-06-26 | EXLED90W | Exterior LED Fixture, 90W or Less | 2 | 875 | 1750
BE | 2014-06-26 | EXLED90W | Exterior LED Fixture, 90W or Less | 6 | 322.6667 | 1936
BE | 2014-06-26 | EXLED90W | Exterior LED Fixture, 90W or Less | 5 | 675 | 3375
BE | 2014-06-26 | EXLED90W | Exterior LED Fixture, 90W or Less | 13 | 519 | 6747
BE | 2014-07-03 | EXTLED110W | Exterior LED Fixture, 110W or Less | 3 | 857 | 2571
BE | 2014-07-03 | EXTLED150W | Exterior LED Fixture, 150W or Less | 2 | 480 | 960
BE | 2014-07-03 | EXTLED150W | Exterior LED Fixture, 150W or Less | 2 | 648.5 | 1297
BE | 2014-07-03 | EXTLED150W | Exterior LED Fixture, 150W or Less | 6 | 480 | 2880
BE | 2014-07-03 | EXTLED150W | Exterior LED Fixture, 150W or Less | 6 | 641.6667 | 3850
BE | 2014-07-03 | EXTLED150W | Exterior LED Fixture, 150W or Less | 6 | 1034 | 6204
BE | 2014-07-03 | EXLED90W | Exterior LED Fixture, 90W or Less | 1 | 250 | 250
BE | 2014-07-03 | EXLED90W | Exterior LED Fixture, 90W or Less | 2 | 480 | 960
BE | 2014-07-03 | EXLED90W | Exterior LED Fixture, 90W or Less | 2 | 685 | 1370
BE | 2014-07-03 | EXLED90W | Exterior LED Fixture, 90W or Less | 4 | 800 | 3200
BE | 2014-07-03 | EXLED90W | Exterior LED Fixture, 90W or Less | 8 | 425 | 3400
BE | 2014-07-03 | EXLED90W | Exterior LED Fixture, 90W or Less | 8 | 494 | 3952
BE | 2014-07-03 | EXLED90W | Exterior LED Fixture, 90W or Less | 19 | 425 | 8075
BE | 2014-07-03 | EXLED90W | Exterior LED Fixture, 90W or Less | 15 | 544.2 | 8163
BE | 2014-07-10 | EXTLED150W | Exterior LED Fixture, 150W or Less | 10 | 595 | 5950
BE | 2014-07-10 | EXTLED150W | Exterior LED Fixture, 150W or Less | 24 | 406.3333 | 9752
BE | 2014-07-10 | EXTLED350W | Exterior LED Fixture, 350W or Less | 5 | 868 | 4340
BE | 2014-07-10 | EXLED40W | Exterior LED Fixture, 40W or Less | 39 | 275 | 10725
BE | 2014-07-10 | EXLED90W | Exterior LED Fixture, 90W or Less | 12 | 525 | 6300
BE | 2014-07-17 | EXTLED110W | Exterior LED Fixture, 110W or Less | 5 | 531 | 2655
BE | 2014-07-17 | EXTLED110W | Exterior LED Fixture, 110W or Less | 10 | 597.5 | 5975
BE | 2014-07-17 | EXTLED150W | Exterior LED Fixture, 150W or Less | 6 | 699 | 4194
BE | 2014-07-17 | EXTLED150W | Exterior LED Fixture, 150W or Less | 17 | 471.9412 | 8023
BE | 2014-07-17 | EXLED90W | Exterior LED Fixture, 90W or Less | 4 | 534.5 | 2138
BE | 2014-07-17 | EXLED90W | Exterior LED Fixture, 90W or Less | 10 | 597.5 | 5975
BE | 2014-07-17 | EXLED90W | Exterior LED Fixture, 90W or Less | 18 | 437 | 7866
BE | 2014-07-31 | EXTLED110W | Exterior LED Fixture, 110W or Less | 10 | 550 | 5500
BE | 2014-07-31 | EXTLED110W | Exterior LED Fixture, 110W or Less | 9 | 1733 | 15597
BE | 2014-07-31 | EXTLED150W | Exterior LED Fixture, 150W or Less | 5 | 570 | 2850
BE | 2014-07-31 | EXTLED150W | Exterior LED Fixture, 150W or Less | 8 | 539.125 | 4313
BE | 2014-07-31 | EXTLED150W | Exterior LED Fixture, 150W or Less | 12 | 439.5833 | 5275
BE | 2014-07-31 | EXTLED150W | Exterior LED Fixture, 150W or Less | 12 | 550 | 6600
BE | 2014-07-31 | EXTLED150W | Exterior LED Fixture, 150W or Less | 12 | 554.1667 | 6650
BE | 2014-07-31 | EXTLED150W | Exterior LED Fixture, 150W or Less | 13 | 605.7692 | 7875
BE | 2014-07-31 | EXTLED150W | Exterior LED Fixture, 150W or Less | 21 | 384.7619 | 8080
BE | 2014-07-31 | EXTLED150W | Exterior LED Fixture, 150W or Less | 13 | 830 | 10790
BE | 2014-07-31 | EXTLED150W | Exterior LED Fixture, 150W or Less | 8 | 1423.5 | 11388
BE | 2014-07-31 | EXTLED150W | Exterior LED Fixture, 150W or Less | 20 | 595 | 11900
BE | 2014-07-31 | EXTLED350W | Exterior LED Fixture, 350W or Less | 4 | 820.75 | 3283
BE | 2014-07-31 | EXLED40W | Exterior LED Fixture, 40W or Less | 1 | 201 | 201
BE | 2014-07-31 | EXLED40W | Exterior LED Fixture, 40W or Less | 6 | 235.8333 | 1415
BE | 2014-07-31 | EXLED40W | Exterior LED Fixture, 40W or Less | 13 | 496.6154 | 6456
BE | 2014-07-31 | EXLED40W | Exterior LED Fixture, 40W or Less | 47 | 270 | 12690
BE | 2014-07-31 | EXLED90W | Exterior LED Fixture, 90W or Less | 1 | 685 | 685
BE | 2014-07-31 | EXLED90W | Exterior LED Fixture, 90W or Less | 4 | 270 | 1080
BE | 2014-07-31 | EXLED90W | Exterior LED Fixture, 90W or Less | 10 | 272.7 | 2727
BE | 2014-07-31 | EXLED90W | Exterior LED Fixture, 90W or Less | 8 | 354.75 | 2838
BE | 2014-07-31 | EXLED90W | Exterior LED Fixture, 90W or Less | 10 | 315 | 3150
BE | 2014-07-31 | EXLED90W | Exterior LED Fixture, 90W or Less | 10 | 550 | 5500
BE | 2014-07-31 | EXLED90W | Exterior LED Fixture, 90W or Less | 12 | 558.3333 | 6700
BE | 2014-07-31 | EXLED90W | Exterior LED Fixture, 90W or Less | 10 | 767 | 7670
BE | 2014-08-07 | EXTLED110W | Exterior LED Fixture, 110W or Less | 4 | 341 | 1364
BE | 2014-08-07 | EXTLED150W | Exterior LED Fixture, 150W or Less | 10 | 301 | 3010
BE | 2014-08-07 | EXTLED150W | Exterior LED Fixture, 150W or Less | 12 | 536.0833 | 6433
BE | 2014-08-07 | EXLED90W | Exterior LED Fixture, 90W or Less | 4 | 625 | 2500
BE | 2014-08-07 | EXLED90W | Exterior LED Fixture, 90W or Less | 4 | 732.5 | 2930
BE | 2014-08-07 | EXLED90W | Exterior LED Fixture, 90W or Less | 8 | 370 | 2960
BE | 2014-08-14 | EXLED90W | Exterior LED Fixture, 90W or Less | 41 | 395 | 16195
BE | 2014-08-21 | EXTLED110W | Exterior LED Fixture, 110W or Less | 4 | 550 | 2200
BE | 2014-08-21 | EXTLED110W | Exterior LED Fixture, 110W or Less | 9 | 475 | 4275
BE | 2014-08-21 | EXTLED110W | Exterior LED Fixture, 110W or Less | 8 | 985 | 7880
BE | 2014-08-21 | EXTLED150W | Exterior LED Fixture, 150W or Less | 11 | 985 | 10835
BE | 2014-08-21 | EXTLED150W | Exterior LED Fixture, 150W or Less | 18 | 957.7222 | 17239
BE | 2014-08-21 | EXTLED350W | Exterior LED Fixture, 350W or Less | 2 | 1239 | 2478
BE | 2014-08-21 | EXTLED350W | Exterior LED Fixture, 350W or Less | 14 | 450 | 6300
BE | 2014-08-21 | EXLED40W | Exterior LED Fixture, 40W or Less | 1 | 275 | 275
BE | 2014-08-21 | EXLED40W | Exterior LED Fixture, 40W or Less | 7 | 289.2857 | 2025
BE | 2014-08-21 | EXLED90W | Exterior LED Fixture, 90W or Less | 4 | 525 | 2100
BE | 2014-08-21 | EXLED90W | Exterior LED Fixture, 90W or Less | 4 | 550 | 2200
BE | 2014-08-21 | EXLED90W | Exterior LED Fixture, 90W or Less | 2 | 1395 | 2790
BE | 2014-08-21 | EXLED90W | Exterior LED Fixture, 90W or Less | 8 | 381.875 | 3055
BE | 2014-08-21 | EXLED90W | Exterior LED Fixture, 90W or Less | 9 | 503.3333 | 4530
BE | 2014-08-21 | EXLED90W | Exterior LED Fixture, 90W or Less | 10 | 480.3 | 4803
BE | 2014-08-28 | EXTLED150W | Exterior LED Fixture, 150W or Less | 20 | 497 | 9940
BE | 2014-08-28 | EXLED40W | Exterior LED Fixture, 40W or Less | 2 | 275 | 550
BE | 2014-08-28 | EXLED40W | Exterior LED Fixture, 40W or Less | 2 | 316 | 632
BE | 2014-08-28 | EXLED40W | Exterior LED Fixture, 40W or Less | 8 | 276.25 | 2210
BE | 2014-08-28 | EXLED40W | Exterior LED Fixture, 40W or Less | 24 | 190 | 4560
BE | 2014-08-28 | EXLED90W | Exterior LED Fixture, 90W or Less | 7 | 411.2857 | 2879
BE | 2014-08-28 | EXLED90W | Exterior LED Fixture, 90W or Less | 15 | 375.6667 | 5635
BE | 2014-09-11 | EXLED90W | Exterior LED Fixture, 90W or Less | 8 | 334.875 | 2679
BE | 2014-09-18 | EXTLED110W | Exterior LED Fixture, 110W or Less | 5 | 510.8 | 2554
BE | 2014-09-18 | EXTLED110W | Exterior LED Fixture, 110W or Less | 11 | 386.9091 | 4256
BE | 2014-09-18 | EXTLED110W | Exterior LED Fixture, 110W or Less | 17 | 928.8235 | 15790
BE | 2014-09-18 | EXTLED150W | Exterior LED Fixture, 150W or Less | 5 | 1245 | 6225
BE | 2014-09-18 | EXTLED150W | Exterior LED Fixture, 150W or Less | 15 | 536.3333 | 8045
BE | 2014-09-18 | EXTLED150W | Exterior LED Fixture, 150W or Less | 7 | 1245 | 8715
BE | 2014-09-18 | EXTLED150W | Exterior LED Fixture, 150W or Less | 10 | 1169.1 | 11691
BE | 2014-09-18 | EXTLED150W | Exterior LED Fixture, 150W or Less | 20 | 610 | 12200
BE | 2014-09-18 | EXTLED350W | Exterior LED Fixture, 350W or Less | 3 | 598 | 1794
BE | 2014-09-18 | EXLED40W | Exterior LED Fixture, 40W or Less | 3 | 192.6667 | 578
BE | 2014-09-18 | EXLED90W | Exterior LED Fixture, 90W or Less | 1 | 600 | 600
BE | 2014-09-18 | EXLED90W | Exterior LED Fixture, 90W or Less | 3 | 495 | 1485
BE | 2014-09-18 | EXLED90W | Exterior LED Fixture, 90W or Less | 3 | 555 | 1665
BE | 2014-09-18 | EXLED90W | Exterior LED Fixture, 90W or Less | 5 | 384 | 1920
BE | 2014-09-18 | EXLED90W | Exterior LED Fixture, 90W or Less | 9 | 720 | 6480
BE | 2014-09-18 | EXLED90W | Exterior LED Fixture, 90W or Less | 12 | 566.6667 | 6800
BE | 2014-09-25 | EXTLED110W | Exterior LED Fixture, 110W or Less | 1 | 552 | 552
BE | 2014-09-25 | EXTLED110W | Exterior LED Fixture, 110W or Less | 4 | 585 | 2340
BE | 2014-09-25 | EXTLED110W | Exterior LED Fixture, 110W or Less | 10 | 420.2 | 4202
BE | 2014-09-25 | EXTLED110W | Exterior LED Fixture, 110W or Less | 12 | 815 | 9780
BE | 2014-09-25 | EXTLED150W | Exterior LED Fixture, 150W or Less | 4 | 445 | 1780
BE | 2014-09-25 | EXTLED150W | Exterior LED Fixture, 150W or Less | 4 | 700 | 2800
BE | 2014-09-25 | EXTLED150W | Exterior LED Fixture, 150W or Less | 6 | 680 | 4080
BE | 2014-09-25 | EXTLED150W | Exterior LED Fixture, 150W or Less | 4 | 1245 | 4980
BE | 2014-09-25 | EXTLED150W | Exterior LED Fixture, 150W or Less | 17 | 486.7647 | 8275
BE | 2014-09-25 | EXTLED350W | Exterior LED Fixture, 350W or Less | 6 | 975 | 5850
BE | 2014-09-25 | EXLED40W | Exterior LED Fixture, 40W or Less | 1 | 300 | 300
BE | 2014-09-25 | EXLED40W | Exterior LED Fixture, 40W or Less | 1 | 450 | 450
BE | 2014-09-25 | EXLED40W | Exterior LED Fixture, 40W or Less | 6 | 176.5 | 1059
BE | 2014-09-25 | EXLED40W | Exterior LED Fixture, 40W or Less | 6 | 187 | 1122
BE | 2014-09-25 | EXLED40W | Exterior LED Fixture, 40W or Less | 3 | 385.3333 | 1156
BE | 2014-09-25 | EXLED40W | Exterior LED Fixture, 40W or Less | 21 | 226.2857 | 4752
BE | 2014-09-25 | EXLED40W | Exterior LED Fixture, 40W or Less | 13 | 386 | 5018
BE | 2014-09-25 | EXLED40W | Exterior LED Fixture, 40W or Less | 52 | 500 | 26000
BE | 2014-09-25 | EXLED90W | Exterior LED Fixture, 90W or Less | 9 | 200 | 1800
BE | 2014-09-25 | EXLED90W | Exterior LED Fixture, 90W or Less | 11 | 590.9091 | 6500
BE | 2014-09-25 | EXLED90W | Exterior LED Fixture, 90W or Less | 17 | 560 | 9520
BE | 2014-10-09 | EXTLED110W | Exterior LED Fixture, 110W or Less | 2 | 544 | 1088
BE | 2014-10-09 | EXTLED150W | Exterior LED Fixture, 150W or Less | 3 | 544 | 1632
BE | 2014-10-09 | EXTLED150W | Exterior LED Fixture, 150W or Less | 7 | 1245 | 8715
BE | 2014-10-09 | EXTLED350W | Exterior LED Fixture, 350W or Less | 11 | 915.9091 | 10075
BE | 2014-10-09 | EXTLED350W | Exterior LED Fixture, 350W or Less | 20 | 1733 | 34660
BE | 2014-10-09 | EXLED40W | Exterior LED Fixture, 40W or Less | 1 | 250 | 250
BE | 2014-10-09 | EXLED90W | Exterior LED Fixture, 90W or Less | 9 | 561.1111 | 5050
BE | 2014-10-09 | EXLED90W | Exterior LED Fixture, 90W or Less | 14 | 696.4286 | 9750
BE | 2014-10-16 | EXLED90W | Exterior LED Fixture, 90W or Less | 7 | 359.2857 | 2515
BE | 2014-10-24 | EXTLED110W | Exterior LED Fixture, 110W or Less | 1 | 441 | 441
BE | 2014-10-24 | EXTLED150W | Exterior LED Fixture, 150W or Less | 4 | 750 | 3000
BE | 2014-10-24 | EXTLED150W | Exterior LED Fixture, 150W or Less | 8 | 381.375 | 3051
BE | 2014-10-24 | EXTLED150W | Exterior LED Fixture, 150W or Less | 11 | 412 | 4532
BE | 2014-10-24 | EXTLED150W | Exterior LED Fixture, 150W or Less | 12 | 414.4167 | 4973
BE | 2014-10-24 | EXTLED150W | Exterior LED Fixture, 150W or Less | 12 | 414.4167 | 4973
BE | 2014-10-24 | EXTLED350W | Exterior LED Fixture, 350W or Less | 4 | 1070 | 4280
BE | 2014-10-24 | EXTLED350W | Exterior LED Fixture, 350W or Less | 14 | 1094.7857 | 15327
BE | 2014-10-24 | EXLED40W | Exterior LED Fixture, 40W or Less | 1 | 479 | 479
BE | 2014-10-24 | EXLED90W | Exterior LED Fixture, 90W or Less | 3 | 200 | 600
BE | 2014-10-24 | EXLED90W | Exterior LED Fixture, 90W or Less | 2 | 323 | 646
BE | 2014-10-24 | EXLED90W | Exterior LED Fixture, 90W or Less | 5 | 600 | 3000
BE | 2014-10-24 | EXLED90W | Exterior LED Fixture, 90W or Less | 12 | 489 | 5868
BE | 2014-10-24 | EXLED90W | Exterior LED Fixture, 90W or Less | 8 | 787.875 | 6303
BE | 2014-10-24 | EXLED90W | Exterior LED Fixture, 90W or Less | 10 | 637 | 6370
BE | 2014-10-31 | EXTLED110W | Exterior LED Fixture, 110W or Less | 3 | 722 | 2166
BE | 2014-10-31 | EXTLED110W | Exterior LED Fixture, 110W or Less | 10 | 675 | 6750
BE | 2014-10-31 | EXTLED150W | Exterior LED Fixture, 150W or Less | 2 | 815 | 1630
BE | 2014-10-31 | EXTLED150W | Exterior LED Fixture, 150W or Less | 15 | 299 | 4485
BE | 2014-10-31 | EXTLED150W | Exterior LED Fixture, 150W or Less | 12 | 434.5833 | 5215
BE | 2014-10-31 | EXTLED150W | Exterior LED Fixture, 150W or Less | 12 | 445.0833 | 5341
BE | 2014-10-31 | EXTLED150W | Exterior LED Fixture, 150W or Less | 16 | 446.4375 | 7143
BE | 2014-10-31 | EXTLED150W | Exterior LED Fixture, 150W or Less | 24 | 438.7083 | 10529
BE | 2014-10-31 | EXTLED150W | Exterior LED Fixture, 150W or Less | 24 | 445 | 10680
BE | 2014-10-31 | EXTLED350W | Exterior LED Fixture, 350W or Less | 2 | 880 | 1760
BE | 2014-10-31 | EXTLED350W | Exterior LED Fixture, 350W or Less | 2 | 880 | 1760
BE | 2014-10-31 | EXTLED350W | Exterior LED Fixture, 350W or Less | 4 | 497 | 1988
BE | 2014-10-31 | EXTLED350W | Exterior LED Fixture, 350W or Less | 5 | 880 | 4400
BE | 2014-10-31 | EXTLED350W | Exterior LED Fixture, 350W or Less | 5 | 1750 | 8750
BE | 2014-10-31 | EXTLED350W | Exterior LED Fixture, 350W or Less | 49 | 1704.9796 | 83544
BE | 2014-10-31 | EXLED40W | Exterior LED Fixture, 40W or Less | 2 | 200 | 400
BE | 2014-10-31 | EXLED40W | Exterior LED Fixture, 40W or Less | 3 | 260 | 780
BE | 2014-10-31 | EXLED40W | Exterior LED Fixture, 40W or Less | 21 | 265.6667 | 5579
BE | 2014-10-31 | EXLED90W | Exterior LED Fixture, 90W or Less | 2 | 198.5 | 397
BE | 2014-10-31 | EXLED90W | Exterior LED Fixture, 90W or Less | 3 | 399 | 1197
BE | 2014-10-31 | EXLED90W | Exterior LED Fixture, 90W or Less | 9 | 227.3333 | 2046
BE | 2014-10-31 | EXLED90W | Exterior LED Fixture, 90W or Less | 6 | 650 | 3900
BE | 2014-10-31 | EXLED90W | Exterior LED Fixture, 90W or Less | 15 | 722 | 10830
BE | 2014-11-06 | EXTLED110W | Exterior LED Fixture, 110W or Less | 2 | 757 | 1514
BE | 2014-11-06 | EXTLED110W | Exterior LED Fixture, 110W or Less | 16 | 482.5 | 7720
BE | 2014-11-06 | EXTLED150W | Exterior LED Fixture, 150W or Less | 11 | 402.2727 | 4425
BE | 2014-11-06 | EXTLED150W | Exterior LED Fixture, 150W or Less | 12 | 446.4167 | 5357
BE | 2014-11-06 | EXTLED150W | Exterior LED Fixture, 150W or Less | 7 | 1245 | 8715
BE | 2014-11-06 | EXTLED150W | Exterior LED Fixture, 150W or Less | 33 | 912.3939 | 30109
BE | 2014-11-06 | EXTLED350W | Exterior LED Fixture, 350W or Less | 5 | 872.2 | 4361
BE | 2014-11-06 | EXLED40W | Exterior LED Fixture, 40W or Less | 2 | 350 | 700
BE | 2014-11-06 | EXLED40W | Exterior LED Fixture, 40W or Less | 9 | 295.1111 | 2656
BE | 2014-11-06 | EXLED40W | Exterior LED Fixture, 40W or Less | 10 | 320.2 | 3202
BE | 2014-11-06 | EXLED40W | Exterior LED Fixture, 40W or Less | 18 | 353.3333 | 6360
BE | 2014-11-06 | EXLED40W | Exterior LED Fixture, 40W or Less | 27 | 452 | 12204
BE | 2014-11-06 | EXLED90W | Exterior LED Fixture, 90W or Less | 1 | 330 | 330
BE | 2014-11-06 | EXLED90W | Exterior LED Fixture, 90W or Less | 2 | 350 | 700
BE | 2014-11-06 | EXLED90W | Exterior LED Fixture, 90W or Less | 1 | 795 | 795
BE | 2014-11-06 | EXLED90W | Exterior LED Fixture, 90W or Less | 2 | 422.5 | 845
BE | 2014-11-06 | EXLED90W | Exterior LED Fixture, 90W or Less | 4 | 615 | 2460
BE | 2014-11-06 | EXLED90W | Exterior LED Fixture, 90W or Less | 8 | 550 | 4400
BE | 2014-11-06 | EXLED90W | Exterior LED Fixture, 90W or Less | 13 | 392.3077 | 5100
BE | 2014-11-06 | EXLED90W | Exterior LED Fixture, 90W or Less | 15 | 705.6 | 10584
BE | 2014-11-14 | EXTLED150W | Exterior LED Fixture, 150W or Less | 2 | 360 | 720
BE | 2014-11-14 | EXTLED150W | Exterior LED Fixture, 150W or Less | 4 | 556.75 | 2227
BE | 2014-11-14 | EXTLED150W | Exterior LED Fixture, 150W or Less | 8 | 556.625 | 4453
BE | 2014-11-14 | EXTLED150W | Exterior LED Fixture, 150W or Less | 8 | 556.625 | 4453
BE | 2014-11-14 | EXTLED150W | Exterior LED Fixture, 150W or Less | 8 | 556.625 | 4453
BE | 2014-11-14 | EXTLED150W | Exterior LED Fixture, 150W or Less | 16 | 550 | 8800
BE | 2014-11-14 | EXTLED350W | Exterior LED Fixture, 350W or Less | 3 | 875 | 2625
BE | 2014-11-14 | EXTLED350W | Exterior LED Fixture, 350W or Less | 4 | 846.5 | 3386
BE | 2014-11-14 | EXTLED350W | Exterior LED Fixture, 350W or Less | 5 | 836 | 4180
BE | 2014-11-14 | EXTLED350W | Exterior LED Fixture, 350W or Less | 6 | 828.1667 | 4969
BE | 2014-11-14 | EXTLED350W | Exterior LED Fixture, 350W or Less | 6 | 828.1667 | 4969
BE | 2014-11-14 | EXTLED350W | Exterior LED Fixture, 350W or Less | 8 | 802.875 | 6423
BE | 2014-11-14 | EXTLED350W | Exterior LED Fixture, 350W or Less | 8 | 802.875 | 6423
BE | 2014-11-14 | EXTLED350W | Exterior LED Fixture, 350W or Less | 9 | 794.5556 | 7151
BE | 2014-11-14 | EXTLED350W | Exterior LED Fixture, 350W or Less | 9 | 794.5556 | 7151
BE | 2014-11-14 | EXTLED350W | Exterior LED Fixture, 350W or Less | 9 | 794.5556 | 7151
BE | 2014-11-14 | EXTLED350W | Exterior LED Fixture, 350W or Less | 11 | 782.1818 | 8604
BE | 2014-11-14 | EXTLED350W | Exterior LED Fixture, 350W or Less | 8 | 2400 | 19200
BE | 2014-11-14 | EXLED40W | Exterior LED Fixture, 40W or Less | 1 | 350 | 350
BE | 2014-11-14 | EXLED40W | Exterior LED Fixture, 40W or Less | 1 | 370 | 370
BE | 2014-11-14 | EXLED40W | Exterior LED Fixture, 40W or Less | 7 | 303.2857 | 2123
BE | 2014-11-20 | EXTLED110W | Exterior LED Fixture, 110W or Less | 1 | 385 | 385
BE | 2014-11-20 | EXTLED110W | Exterior LED Fixture, 110W or Less | 6 | 485 | 2910
BE | 2014-11-20 | EXTLED110W | Exterior LED Fixture, 110W or Less | 5 | 650 | 3250
BE | 2014-11-20 | EXTLED110W | Exterior LED Fixture, 110W or Less | 6 | 1100 | 6600
BE | 2014-11-20 | EXTLED150W | Exterior LED Fixture, 150W or Less | 1 | 500 | 500
BE | 2014-11-20 | EXTLED150W | Exterior LED Fixture, 150W or Less | 2 | 650 | 1300
BE | 2014-11-20 | EXTLED150W | Exterior LED Fixture, 150W or Less | 6 | 390 | 2340
BE | 2014-11-20 | EXTLED150W | Exterior LED Fixture, 150W or Less | 7 | 482.7143 | 3379
BE | 2014-11-20 | EXTLED150W | Exterior LED Fixture, 150W or Less | 16 | 385 | 6160
BE | 2014-11-20 | EXTLED150W | Exterior LED Fixture, 150W or Less | 16 | 466 | 7456
BE | 2014-11-20 | EXTLED350W | Exterior LED Fixture, 350W or Less | 4 | 999 | 3996
BE | 2014-11-20 | EXTLED350W | Exterior LED Fixture, 350W or Less | 11 | 390 | 4290
BE | 2014-11-20 | EXTLED350W | Exterior LED Fixture, 350W or Less | 62 | 1250 | 77500
BE | 2014-11-20 | EXLED40W | Exterior LED Fixture, 40W or Less | 1 | 237 | 237
BE | 2014-11-20 | EXLED40W | Exterior LED Fixture, 40W or Less | 7 | 287 | 2009
BE | 2014-11-20 | EXLED40W | Exterior LED Fixture, 40W or Less | 29 | 155 | 4495
BE | 2014-11-20 | EXLED90W | Exterior LED Fixture, 90W or Less | 1 | 385 | 385
BE | 2014-11-20 | EXLED90W | Exterior LED Fixture, 90W or Less | 2 | 510 | 1020
BE | 2014-11-20 | EXLED90W | Exterior LED Fixture, 90W or Less | 2 | 552 | 1104
BE | 2014-11-20 | EXLED90W | Exterior LED Fixture, 90W or Less | 5 | 300 | 1500
BE | 2014-11-20 | EXLED90W | Exterior LED Fixture, 90W or Less | 2 | 916.5 | 1833
BE | 2014-11-20 | EXLED90W | Exterior LED Fixture, 90W or Less | 16 | 217.5 | 3480
BE | 2014-11-20 | EXLED90W | Exterior LED Fixture, 90W or Less | 13 | 366.6923 | 4767
BE | 2014-11-20 | EXLED90W | Exterior LED Fixture, 90W or Less | 11 | 654.5455 | 7200
BE | 2014-11-20 | EXLED90W | Exterior LED Fixture, 90W or Less | 13 | 714 | 9282
BE | 2014-11-20 | EXLED90W | Exterior LED Fixture, 90W or Less | 17 | 733.3529 | 12467
BE | 2014-11-28 | EXTLED110W | Exterior LED Fixture, 110W or Less | 2 | 448 | 896
BE | 2014-11-28 | EXTLED110W | Exterior LED Fixture, 110W or Less | 11 | 680 | 7480
BE | 2014-11-28 | EXLED40W | Exterior LED Fixture, 40W or Less | 1 | 420 | 420
BE | 2014-11-28 | EXLED40W | Exterior LED Fixture, 40W or Less | 5 | 175 | 875
BE | 2014-11-28 | EXLED90W | Exterior LED Fixture, 90W or Less | 1 | 685 | 685
BE | 2014-11-28 | EXLED90W | Exterior LED Fixture, 90W or Less | 8 | 306 | 2448
BE | 2014-11-28 | EXLED90W | Exterior LED Fixture, 90W or Less | 9 | 448 | 4032
BE | 2014-12-04 | EXTLED150W | Exterior LED Fixture, 150W or Less | 9 | 1144.4444 | 10300
BE | 2014-12-04 | EXTLED350W | Exterior LED Fixture, 350W or Less | 9 | 794.5556 | 7151
BE | 2014-12-04 | EXTLED400W | Exterior LED Fixture, 400W or Less | 5 | 975 | 4875
BE | 2014-12-04 | EXLED40W | Exterior LED Fixture, 40W or Less | 2 | 132.5 | 265
BE | 2014-12-04 | EXLED40W | Exterior LED Fixture, 40W or Less | 4 | 375 | 1500
BE | 2014-12-04 | EXLED40W | Exterior LED Fixture, 40W or Less | 6 | 400.1667 | 2401
BE | 2014-12-04 | EXLED90W | Exterior LED Fixture, 90W or Less | 4 | 296 | 1184
BE | 2014-12-04 | EXLED90W | Exterior LED Fixture, 90W or Less | 14 | 450 | 6300
BE | 2014-12-11 | EXLED40W | Exterior LED Fixture, 40W or Less | 3 | 176.3333 | 529
BE | 2014-12-11 | EXLED40W | Exterior LED Fixture, 40W or Less | 4 | 238.75 | 955
BE | 2014-12-11 | EXLED90W | Exterior LED Fixture, 90W or Less | 4 | 675 | 2700
BE | 2014-12-11 | EXLED90W | Exterior LED Fixture, 90W or Less | 6 | 630 | 3780
BE | 2014-12-18 | EXTLED110W | Exterior LED Fixture, 110W or Less | 7 | 575 | 4025
BE | 2014-12-18 | EXTLED110W | Exterior LED Fixture, 110W or Less | 4 | 1730 | 6920
BE | 2014-12-18 | EXTLED150W | Exterior LED Fixture, 150W or Less | 3 | 815 | 2445
BE | 2014-12-18 | EXTLED150W | Exterior LED Fixture, 150W or Less | 6 | 839.1667 | 5035
BE | 2014-12-18 | EXTLED350W | Exterior LED Fixture, 350W or Less | 2 | 575 | 1150
BE | 2014-12-18 | EXLED40W | Exterior LED Fixture, 40W or Less | 3 | 275.3333 | 826
BE | 2014-12-18 | EXLED90W | Exterior LED Fixture, 90W or Less | 4 | 1460.5 | 5842
BE | 2014-12-18 | EXLED90W | Exterior LED Fixture, 90W or Less | 31 | 321.2581 | 9959
BE | 2014-12-18 | EXLED90W | Exterior LED Fixture, 90W or Less | 18 | 613.2222 | 11038
BE | 2014-12-18 | EXLED90W | Exterior LED Fixture, 90W or Less | 37 | 300 | 11100
BE | 2014-12-26 | EXTLED110W | Exterior LED Fixture, 110W or Less | 1 | 537 | 537
BE | 2014-12-26 | EXTLED110W | Exterior LED Fixture, 110W or Less | 1 | 724 | 724
BE | 2014-12-26 | EXTLED110W | Exterior LED Fixture, 110W or Less | 3 | 418.3333 | 1255
BE | 2014-12-26 | EXTLED150W | Exterior LED Fixture, 150W or Less | 3 | 700 | 2100
BE | 2014-12-26 | EXTLED150W | Exterior LED Fixture, 150W or Less | 4 | 642 | 2568
BE | 2014-12-26 | EXTLED150W | Exterior LED Fixture, 150W or Less | 6 | 528 | 3168
BE | 2014-12-26 | EXTLED150W | Exterior LED Fixture, 150W or Less | 13 | 666.4615 | 8664
BE | 2014-12-26 | EXLED40W | Exterior LED Fixture, 40W or Less | 2 | 585 | 1170
BE | 2014-12-26 | EXLED40W | Exterior LED Fixture, 40W or Less | 15 | 304.4 | 4566
BE | 2014-12-26 | EXLED40W | Exterior LED Fixture, 40W or Less | 43 | 154 | 6622
BE | 2014-12-26 | EXLED40W | Exterior LED Fixture, 40W or Less | 18 | 389.2778 | 7007
BE | 2014-12-26 | EXLED90W | Exterior LED Fixture, 90W or Less | 2 | 357 | 714
BE | 2014-12-26 | EXLED90W | Exterior LED Fixture, 90W or Less | 4 | 270 | 1080
BE | 2014-12-26 | EXLED90W | Exterior LED Fixture, 90W or Less | 23 | 532.5217 | 12248
BE | 2014-12-26 | EXLED90W | Exterior LED Fixture, 90W or Less | 39 | 381.8974 | 14894
BE | 2014-12-31 | EXTLED110W | Exterior LED Fixture, 110W or Less | 2 | 537 | 1074
BE | 2014-12-31 | EXTLED110W | Exterior LED Fixture, 110W or Less | 4 | 1190 | 4760
BE | 2014-12-31 | EXTLED110W | Exterior LED Fixture, 110W or Less | 16 | 485 | 7760
BE | 2014-12-31 | EXTLED110W | Exterior LED Fixture, 110W or Less | 14 | 750.2143 | 10503
BE | 2014-12-31 | EXTLED150W | Exterior LED Fixture, 150W or Less | 2 | 596 | 1192
BE | 2014-12-31 | EXTLED150W | Exterior LED Fixture, 150W or Less | 3 | 798 | 2394
BE | 2014-12-31 | EXTLED150W | Exterior LED Fixture, 150W or Less | 4 | 910 | 3640
BE | 2014-12-31 | EXTLED150W | Exterior LED Fixture, 150W or Less | 6 | 620 | 3720
BE | 2014-12-31 | EXTLED150W | Exterior LED Fixture, 150W or Less | 9 | 486 | 4374
BE | 2014-12-31 | EXTLED150W | Exterior LED Fixture, 150W or Less | 5 | 1200 | 6000
BE | 2014-12-31 | EXTLED150W | Exterior LED Fixture, 150W or Less | 7 | 865 | 6055
BE | 2014-12-31 | EXTLED150W | Exterior LED Fixture, 150W or Less | 4 | 1547 | 6188
BE | 2014-12-31 | EXTLED150W | Exterior LED Fixture, 150W or Less | 7 | 995.7143 | 6970
BE | 2014-12-31 | EXTLED150W | Exterior LED Fixture, 150W or Less | 9 | 989 | 8901
BE | 2014-12-31 | EXTLED150W | Exterior LED Fixture, 150W or Less | 24 | 995 | 23880
BE | 2014-12-31 | EXTLED150W | Exterior LED Fixture, 150W or Less | 19 | 1376.5789 | 26155
BE | 2014-12-31 | EXTLED150W | Exterior LED Fixture, 150W or Less | 93 | 520 | 48360
BE | 2014-12-31 | EXTLED350W | Exterior LED Fixture, 350W or Less | 42 | 1085 | 45570
BE | 2014-12-31 | EXTLED350W | Exterior LED Fixture, 350W or Less | 55 | 1192.0909 | 65565
BE | 2014-12-31 | EXTLED350W | Exterior LED Fixture, 350W or Less | 81 | 1200 | 97200
BE | 2014-12-31 | EXTLED400W | Exterior LED Fixture, 400W or Less | 8 | 1502 | 12016
BE | 2014-12-31 | EXTLED400W | Exterior LED Fixture, 400W or Less | 23 | 1502 | 34546
BE | 2014-12-31 | EXLED40W | Exterior LED Fixture, 40W or Less | 2 | 385 | 770
BE | 2014-12-31 | EXLED40W | Exterior LED Fixture, 40W or Less | 4 | 250 | 1000
BE | 2014-12-31 | EXLED40W | Exterior LED Fixture, 40W or Less | 4 | 264.75 | 1059
BE | 2014-12-31 | EXLED90W | Exterior LED Fixture, 90W or Less | 1 | 250 | 250
BE | 2014-12-31 | EXLED90W | Exterior LED Fixture, 90W or Less | 2 | 257 | 514
BE | 2014-12-31 | EXLED90W | Exterior LED Fixture, 90W or Less | 1 | 550 | 550
BE | 2014-12-31 | EXLED90W | Exterior LED Fixture, 90W or Less | 2 | 396 | 792
BE | 2014-12-31 | EXLED90W | Exterior LED Fixture, 90W or Less | 1 | 865 | 865
BE | 2014-12-31 | EXLED90W | Exterior LED Fixture, 90W or Less | 1 | 1190 | 1190
BE | 2014-12-31 | EXLED90W | Exterior LED Fixture, 90W or Less | 2 | 750 | 1500
BE | 2014-12-31 | EXLED90W | Exterior LED Fixture, 90W or Less | 10 | 570 | 5700
BE | 2014-12-31 | EXLED90W | Exterior LED Fixture, 90W or Less | 10 | 570 | 5700
BE | 2014-12-31 | EXLED90W | Exterior LED Fixture, 90W or Less | 15 | 388 | 5820
BE | 2014-12-31 | EXLED90W | Exterior LED Fixture, 90W or Less | 26 | 891.8462 | 23188
BE | 2014-12-31 | EXLED90W | Exterior LED Fixture, 90W or Less | 120 | 346 | 41520
BEM | 2014-02-20 | EXLED90W | Exterior LED Fixture, 90W or Less | 15 | 697.6667 | 10465
BEM | 2014-02-27 | EXTLED150W | Exterior LED Fixture, 150W or Less | 4 | 638 | 2552
BEM | 2014-02-27 | EXLED40W | Exterior LED Fixture, 40W or Less | 37 | 275.2432 | 10184
BEM | 2014-03-06 | EXLED40W | Exterior LED Fixture, 40W or Less | 20 | 597 | 11940
BEM | 2014-03-06 | EXLED40W | Exterior LED Fixture, 40W or Less | 92 | 415.7609 | 38250
BEM | 2014-03-13 | EXLED40W | Exterior LED Fixture, 40W or Less | 8 | 364 | 2912
BEM | 2014-04-03 | EXLED40W | Exterior LED Fixture, 40W or Less | 5 | 495 | 2475
BEM | 2014-04-03 | EXLED40W | Exterior LED Fixture, 40W or Less | 8 | 330.75 | 2646
BEM | 2014-04-03 | EXLED90W | Exterior LED Fixture, 90W or Less | 5 | 485.4 | 2427
BEM | 2014-04-03 | EXLED90W | Exterior LED Fixture, 90W or Less | 9 | 362.4444 | 3262
BEM | 2014-04-03 | EXLED90W | Exterior LED Fixture, 90W or Less | 8 | 664.375 | 5315
BEM | 2014-05-01 | EXLED40W | Exterior LED Fixture, 40W or Less | 37 | 159 | 5883
BEM | 2014-05-01 | EXLED40W | Exterior LED Fixture, 40W or Less | 65 | 302 | 19630
BEM | 2014-05-08 | EXLED90W | Exterior LED Fixture, 90W or Less | 27 | 250 | 6750
BEM | 2014-05-29 | EXTLED110W | Exterior LED Fixture, 110W or Less | 4 | 528 | 2112
BEM | 2014-05-29 | EXTLED110W | Exterior LED Fixture, 110W or Less | 48 | 299 | 14352
BEM | 2014-05-29 | EXLED40W | Exterior LED Fixture, 40W or Less | 4 | 263 | 1052
BEM | 2014-05-29 | EXLED40W | Exterior LED Fixture, 40W or Less | 4 | 292 | 1168
BEM | 2014-05-29 | EXLED40W | Exterior LED Fixture, 40W or Less | 12 | 264.8333 | 3178
BEM | 2014-05-29 | EXLED40W | Exterior LED Fixture, 40W or Less | 22 | 222 | 4884
BEM | 2014-05-29 | EXLED90W | Exterior LED Fixture, 90W or Less | 1 | 249 | 249
BEM | 2014-05-29 | EXLED90W | Exterior LED Fixture, 90W or Less | 11 | 282 | 3102
BEM | 2014-05-29 | EXLED90W | Exterior LED Fixture, 90W or Less | 20 | 299 | 5980
BEM | 2014-06-05 | EXLED90W | Exterior LED Fixture, 90W or Less | 10 | 302 | 3020
BEM | 2014-06-20 | EXTLED150W | Exterior LED Fixture, 150W or Less | 4 | 387.5 | 1550
BEM | 2014-06-20 | EXLED40W | Exterior LED Fixture, 40W or Less | 37 | 188.2432 | 6965
BEM | 2014-08-07 | EXLED90W | Exterior LED Fixture, 90W or Less | 22 | 1435 | 31570
BEM | 2014-08-14 | EXTLED350W | Exterior LED Fixture, 350W or Less | 12 | 787.5 | 9450
BEM | 2014-08-14 | EXLED40W | Exterior LED Fixture, 40W or Less | 19 | 316 | 6004
BEM | 2014-08-21 | EXTLED350W | Exterior LED Fixture, 350W or Less | 3 | 835 | 2505
BEM | 2014-08-28 | EXLED90W | Exterior LED Fixture, 90W or Less | 3 | 571.25 | 1713.75
BEM | 2014-08-28 | EXLED90W | Exterior LED Fixture, 90W or Less | 3 | 2103 | 6309
BEM | 2014-10-16 | EXLED40W | Exterior LED Fixture, 40W or Less | 2 | 295 | 590
BEM | 2014-10-16 | EXLED40W | Exterior LED Fixture, 40W or Less | 2 | 405.5 | 811
BEM | 2014-10-16 | EXLED40W | Exterior LED Fixture, 40W or Less | 3 | 295 | 885
BEM | 2014-10-16 | EXLED40W | Exterior LED Fixture, 40W or Less | 5 | 234.2 | 1171
BEM | 2014-10-16 | EXLED40W | Exterior LED Fixture, 40W or Less | 4 | 328 | 1312
BEM | 2014-10-16 | EXLED40W | Exterior LED Fixture, 40W or Less | 5 | 315 | 1575
BEM | 2014-10-16 | EXLED40W | Exterior LED Fixture, 40W or Less | 5 | 321 | 1605
BEM | 2014-10-16 | EXLED40W | Exterior LED Fixture, 40W or Less | 6 | 317.5 | 1905
BEM | 2014-10-16 | EXLED40W | Exterior LED Fixture, 40W or Less | 9 | 280.8889 | 2528
BEM | 2014-10-16 | EXLED40W | Exterior LED Fixture, 40W or Less | 23 | 263 | 6049
BEM | 2014-10-16 | EXLED90W | Exterior LED Fixture, 90W or Less | 1 | 328 | 328
BEM | 2014-10-16 | EXLED90W | Exterior LED Fixture, 90W or Less | 1 | 886 | 886
BEM | 2014-10-24 | EXTLED110W | Exterior LED Fixture, 110W or Less | 147 | 997.034 | 146564
BEM | 2014-10-24 | EXLED90W | Exterior LED Fixture, 90W or Less | 104 | 732.4231 | 76172
BEM | 2014-10-31 | EXLED40W | Exterior LED Fixture, 40W or Less | 1 | 287 | 287
BEM | 2014-10-31 | EXLED40W | Exterior LED Fixture, 40W or Less | 9 | 269.2222 | 2423
BEM | 2014-10-31 | EXLED40W | Exterior LED Fixture, 40W or Less | 15 | 285 | 4275
BEM | 2014-10-31 | EXLED90W | Exterior LED Fixture, 90W or Less | 1 | 526 | 526
BEM | 2014-10-31 | EXLED90W | Exterior LED Fixture, 90W or Less | 6 | 345 | 2070
BEM | 2014-10-31 | EXLED90W | Exterior LED Fixture, 90W or Less | 6 | 459 | 2754
BEM | 2014-10-31 | EXLED90W | Exterior LED Fixture, 90W or Less | 11 | 336 | 3696
BEM | 2014-11-06 | EXLED40W | Exterior LED Fixture, 40W or Less | 4 | 506.75 | 2027
BEM | 2014-11-20 | EXLED40W | Exterior LED Fixture, 40W or Less | 11 | 195 | 2145
BEM | 2014-12-04 | EXLED40W | Exterior LED Fixture, 40W or Less | 1 | 400 | 400
BEM | 2014-12-31 | EXLED40W | Exterior LED Fixture, 40W or Less | 2 | 292.5 | 585
BEM | 2014-12-31 | EXLED40W | Exterior LED Fixture, 40W or Less | 3 | 206.6667 | 620
BEM | 2014-12-31 | EXLED40W | Exterior LED Fixture, 40W or Less | 2 | 429 | 858
BEM | 2014-12-31 | EXLED40W | Exterior LED Fixture, 40W or Less | 260 | 284.5538 | 73984
BEM | 2014-12-31 | EXLED90W | Exterior LED Fixture, 90W or Less | 1 | 429 | 429
BEM | 2014-12-31 | EXLED90W | Exterior LED Fixture, 90W or Less | 8 | 465 | 3720
BEM | 2014-12-31 | EXLED90W | Exterior LED Fixture, 90W or Less | 52 | 1434.5 | 74594
PEF | 2014-04-10 | EXLED90W | Exterior LED Fixture, 90W or Less | 9 | 538.7778 | 4849
PEF | 2014-04-17 | EXLED40W | Exterior LED Fixture, 40W or Less | 7 | 133.2857 | 933
PEF | 2014-04-17 | EXLED90W | Exterior LED Fixture, 90W or Less | 1 | 282 | 282
PEF | 2014-05-01 | EXLED90W | Exterior LED Fixture, 90W or Less | 2 | 358 | 716
PEF | 2014-05-08 | EXTLED150W | Exterior LED Fixture, 150W or Less | 1 | 602 | 602
PEF | 2014-05-08 | EXLED40W | Exterior LED Fixture, 40W or Less | 13 | 581 | 7553
PEF | 2014-05-08 | EXLED90W | Exterior LED Fixture, 90W or Less | 12 | 491.25 | 5895
PEF | 2014-05-15 | EXLED40W | Exterior LED Fixture, 40W or Less | 1 | 400 | 400
PEF | 2014-05-22 | EXTLED150W | Exterior LED Fixture, 150W or Less | 2 | 570 | 1140
PEF | 2014-05-22 | EXLED90W | Exterior LED Fixture, 90W or Less | 1 | 375 | 375
PEF | 2014-05-22 | EXLED90W | Exterior LED Fixture, 90W or Less | 20 | 509.35 | 10187
PEF | 2014-06-05 | EXTLED350W | Exterior LED Fixture, 350W or Less | 11 | 780 | 8580
PEF | 2014-06-12 | EXTLED110W | Exterior LED Fixture, 110W or Less | 4 | 132.25 | 529
PEF | 2014-06-12 | EXTLED110W | Exterior LED Fixture, 110W or Less | 1 | 641 | 641
PEF | 2014-06-12 | EXTLED150W | Exterior LED Fixture, 150W or Less | 2 | 595 | 1190
PEF | 2014-06-12 | EXLED40W | Exterior LED Fixture, 40W or Less | 8 | 197.125 | 1577
PEF | 2014-06-12 | EXLED90W | Exterior LED Fixture, 90W or Less | 1 | 625 | 625
PEF | 2014-06-12 | EXLED90W | Exterior LED Fixture, 90W or Less | 2 | 725 | 1450
PEF | 2014-06-12 | EXLED90W | Exterior LED Fixture, 90W or Less | 4 | 730 | 2920
PEF | 2014-06-12 | EXLED90W | Exterior LED Fixture, 90W or Less | 15 | 407 | 6105
PEF | 2014-06-20 | EXTLED110W | Exterior LED Fixture, 110W or Less | 10 | 625 | 6250
PEF | 2014-06-20 | EXLED40W | Exterior LED Fixture, 40W or Less | 1 | 450 | 450
PEF | 2014-06-20 | EXLED90W | Exterior LED Fixture, 90W or Less | 12 | 475 | 5700
PEF | 2014-06-26 | EXLED40W | Exterior LED Fixture, 40W or Less | 4 | 260 | 1040
PEF | 2014-07-03 | EXTLED110W | Exterior LED Fixture, 110W or Less | 10 | 331.2 | 3312
PEF | 2014-07-10 | EXTLED110W | Exterior LED Fixture, 110W or Less | 2 | 409 | 818
PEF | 2014-07-10 | EXLED40W | Exterior LED Fixture, 40W or Less | 2 | 295 | 590
PEF | 2014-07-10 | EXLED40W | Exterior LED Fixture, 40W or Less | 2 | 339 | 678
PEF | 2014-07-24 | EXTLED110W | Exterior LED Fixture, 110W or Less | 4 | 550 | 2200
PEF | 2014-07-24 | EXTLED110W | Exterior LED Fixture, 110W or Less | 5 | 677 | 3385
PEF | 2014-07-24 | EXTLED150W | Exterior LED Fixture, 150W or Less | 1 | 547 | 547
PEF | 2014-07-24 | EXTLED150W | Exterior LED Fixture, 150W or Less | 5 | 732 | 3660
PEF | 2014-07-24 | EXTLED350W | Exterior LED Fixture, 350W or Less | 3 | 547.3333 | 1642
PEF | 2014-07-24 | EXLED40W | Exterior LED Fixture, 40W or Less | 8 | 375 | 3000
PEF | 2014-07-24 | EXLED90W | Exterior LED Fixture, 90W or Less | 1 | 375 | 375
PEF | 2014-07-24 | EXLED90W | Exterior LED Fixture, 90W or Less | 2 | 375 | 750
PEF | 2014-07-24 | EXLED90W | Exterior LED Fixture, 90W or Less | 13 | 417.3077 | 5425
PEF | 2014-08-07 | EXTLED150W | Exterior LED Fixture, 150W or Less | 4 | 695 | 2780
PEF | 2014-08-07 | EXLED40W | Exterior LED Fixture, 40W or Less | 6 | 225 | 1350
PEF | 2014-08-07 | EXLED90W | Exterior LED Fixture, 90W or Less | 6 | 405 | 2430
PEF | 2014-08-14 | EXTLED150W | Exterior LED Fixture, 150W or Less | 5 | 864 | 4320
PEF | 2014-08-14 | EXLED40W | Exterior LED Fixture, 40W or Less | 4 | 264 | 1056
PEF | 2014-08-14 | EXLED90W | Exterior LED Fixture, 90W or Less | 4 | 460 | 1840
PEF | 2014-08-21 | EXTLED110W | Exterior LED Fixture, 110W or Less | 8 | 805.75 | 6446
PEF | 2014-08-21 | EXLED40W | Exterior LED Fixture, 40W or Less | 16 | 501.625 | 8026
PEF | 2014-08-21 | EXLED90W | Exterior LED Fixture, 90W or Less | 26 | 746.4615 | 19408
PEF | 2014-08-28 | EXLED40W | Exterior LED Fixture, 40W or Less | 15 | 345 | 5175
PEF | 2014-08-28 | EXLED90W | Exterior LED Fixture, 90W or Less | 5 | 418 | 2090
PEF | 2014-09-11 | EXTLED110W | Exterior LED Fixture, 110W or Less | 1 | 650 | 650
PEF | 2014-09-11 | EXTLED110W | Exterior LED Fixture, 110W or Less | 11 | 268.1818 | 2950
PEF | 2014-09-11 | EXTLED150W | Exterior LED Fixture, 150W or Less | 6 | 1200 | 7200
PEF | 2014-09-11 | EXLED40W | Exterior LED Fixture, 40W or Less | 1 | 445 | 445
PEF | 2014-09-11 | EXLED90W | Exterior LED Fixture, 90W or Less | 5 | 775 | 3875
PEF | 2014-09-18 | EXTLED110W | Exterior LED Fixture, 110W or Less | 5 | 674.4 | 3372
PEF | 2014-09-18 | EXTLED150W | Exterior LED Fixture, 150W or Less | 18 | 854 | 15372
PEF | 2014-09-18 | EXTLED350W | Exterior LED Fixture, 350W or Less | 12 | 885.5 | 10626
PEF | 2014-10-03 | EXTLED150W | Exterior LED Fixture, 150W or Less | 4 | 510 | 2040
PEF | 2014-10-03 | EXLED40W | Exterior LED Fixture, 40W or Less | 6 | 230 | 1380
PEF | 2014-10-03 | EXLED40W | Exterior LED Fixture, 40W or Less | 6 | 433.3333 | 2600
PEF | 2014-10-09 | EXTLED110W | Exterior LED Fixture, 110W or Less | 6 | 730 | 4380
PEF | 2014-10-09 | EXTLED110W | Exterior LED Fixture, 110W or Less | 10 | 450 | 4500
PEF | 2014-10-09 | EXTLED110W | Exterior LED Fixture, 110W or Less | 5 | 1000 | 5000
PEF | 2014-10-09 | EXTLED150W | Exterior LED Fixture, 150W or Less | 4 | 189.5 | 758
PEF | 2014-10-09 | EXTLED150W | Exterior LED Fixture, 150W or Less | 3 | 1000 | 3000
PEF | 2014-10-09 | EXTLED150W | Exterior LED Fixture, 150W or Less | 7 | 868 | 6076
PEF | 2014-10-09 | EXTLED350W | Exterior LED Fixture, 350W or Less | 6 | 1182 | 7092
PEF | 2014-10-09 | EXLED40W | Exterior LED Fixture, 40W or Less | 1 | 235 | 235
PEF | 2014-10-09 | EXLED40W | Exterior LED Fixture, 40W or Less | 1 | 589 | 589
PEF | 2014-10-09 | EXLED90W | Exterior LED Fixture, 90W or Less | 1 | 600 | 600
PEF | 2014-10-09 | EXLED90W | Exterior LED Fixture, 90W or Less | 1 | 650 | 650
PEF | 2014-10-09 | EXLED90W | Exterior LED Fixture, 90W or Less | 4 | 175 | 700
PEF | 2014-10-09 | EXLED90W | Exterior LED Fixture, 90W or Less | 11 | 450 | 4950
PEF | 2014-10-24 | EXTLED150W | Exterior LED Fixture, 150W or Less | 8 | 685 | 5480
PEF | 2014-10-24 | EXLED40W | Exterior LED Fixture, 40W or Less | 5 | 264 | 1320
PEF | 2014-10-31 | EXTLED110W | Exterior LED Fixture, 110W or Less | 4 | 670 | 2680
PEF | 2014-10-31 | EXTLED150W | Exterior LED Fixture, 150W or Less | 1 | 796 | 796
PEF | 2014-10-31 | EXTLED150W | Exterior LED Fixture, 150W or Less | 10 | 796 | 7960
PEF | 2014-10-31 | EXLED90W | Exterior LED Fixture, 90W or Less | 31 | 439.5161 | 13625
PEF | 2014-11-06 | EXTLED110W | Exterior LED Fixture, 110W or Less | 2 | 390 | 780
PEF | 2014-11-06 | EXTLED150W | Exterior LED Fixture, 150W or Less | 3 | 1950 | 5850
PEF | 2014-11-06 | EXTLED350W | Exterior LED Fixture, 350W or Less | 3 | 1900 | 5700
PEF | 2014-11-06 | EXTLED350W | Exterior LED Fixture, 350W or Less | 12 | 800 | 9600
PEF | 2014-11-06 | EXLED40W | Exterior LED Fixture, 40W or Less | 3 | 400 | 1200
PEF | 2014-11-06 | EXLED90W | Exterior LED Fixture, 90W or Less | 5 | 400 | 2000
PEF | 2014-11-06 | EXLED90W | Exterior LED Fixture, 90W or Less | 6 | 390 | 2340
PEF | 2014-11-06 | EXLED90W | Exterior LED Fixture, 90W or Less | 8 | 825 | 6600
PEF | 2014-11-14 | EXTLED110W | Exterior LED Fixture, 110W or Less | 2 | 680 | 1360
PEF | 2014-11-14 | EXTLED150W | Exterior LED Fixture, 150W or Less | 17 | 677.8824 | 11524
PEF | 2014-11-14 | EXLED40W | Exterior LED Fixture, 40W or Less | 18 | 350 | 6300
PEF | 2014-11-14 | EXLED40W | Exterior LED Fixture, 40W or Less | 22 | 309 | 6798
PEF | 2014-11-20 | EXTLED110W | Exterior LED Fixture, 110W or Less | 12 | 295 | 3540
PEF | 2014-11-28 | EXTLED350W | Exterior LED Fixture, 350W or Less | 4 | 1622.5 | 6490
PEF | 2014-11-28 | EXLED90W | Exterior LED Fixture, 90W or Less | 1 | 225 | 225
PEF | 2014-11-28 | EXLED90W | Exterior LED Fixture, 90W or Less | 2 | 650 | 1300
PEF | 2014-12-04 | EXTLED110W | Exterior LED Fixture, 110W or Less | 17 | 690 | 11730
PEF | 2014-12-04 | EXTLED110W | Exterior LED Fixture, 110W or Less | 32 | 400 | 12800
PEF | 2014-12-04 | EXTLED150W | Exterior LED Fixture, 150W or Less | 6 | 400 | 2400
PEF | 2014-12-04 | EXTLED350W | Exterior LED Fixture, 350W or Less | 288 | 847.0833 | 243960
PEF | 2014-12-04 | EXLED90W | Exterior LED Fixture, 90W or Less | 105 | 400 | 42000
PEF | 2014-12-26 | EXTLED110W | Exterior LED Fixture, 110W or Less | 3 | 700 | 2100
PEF | 2014-12-26 | EXTLED400W | Exterior LED Fixture, 400W or Less | 2 | 980 | 1960
PEF | 2014-12-26 | EXLED40W | Exterior LED Fixture, 40W or Less | 5 | 264.8 | 1324
PEF | 2014-12-26 | EXLED90W | Exterior LED Fixture, 90W or Less | 12 | 469.5833 | 5635
PEF | 2014-12-31 | EXTLED150W | Exterior LED Fixture, 150W or Less | 3 | 313.6667 | 941
PEF | 2014-12-31 | EXLED40W | Exterior LED Fixture, 40W or Less | 11 | 225 | 2475
PEL | 2014-08-21 | EXLED40W | Exterior LED Fixture, 40W or Less | 1 | 167 | 167
PEL | 2014-08-21 | EXLED90W | Exterior LED Fixture, 90W or Less | 7 | 454.2857 | 3180
PEL | 2014-12-04 | EXTLED400W | Exterior LED Fixture, 400W or Less | 11 | 890.9091 | 9800
PEL | 2014-12-04 | EXTLED400W | Exterior LED Fixture, 400W or Less | 11 | 1021.4545 | 11236

## LOG
Item | Description | Who | When | Note | 1 | 2 | 3 | 4 | 5 | 6
1 | Revised interpolated DOE2014 forecast for Parking Garage and Parking Lot. Now linked to IntLightComp version of DOE sales pen which serves as the master. | CG | 3//5/2015 | From Nevin Lock and Carrie Cobb. |  | Sales Penetration Estimates for Solid State Lighting
2 | Revised life of LED pole mount to 50000 hours | CG | 2015-03-08 |  | Lookup Value | Type | Sub Type | DOE Forecast for 2015 | NEEA/BPA Sales Estimates 2014 | Council FC Forecast Baseline (2016) | Estimates based on NEMA data; qualitative interviews and market expertise | Notes
3 | Revised cost of 135W LED to reflect lower volume pricing | CG | 2015-03-08 |  | LED_OMNI | General Service | All | 19% | ? | 25% | 10%
4 | Added high/low forecast lookups | ks | 3/172015 | v14. |  | Decorative | All | 3% | ? | 8% | 3%
5 | Clean up | CG | 3/172016 |  |  | Directional | All | 13% | ? | 20% | this is directional-not to be replaed with omni?
[5 empty] | DISP_LED_PAR_MR | Directional | PAR Lamp | 25% | ? | 30% | 25%
[6 empty] | Directional | MR Lamp | 25% | ? | 30% | 25%
[5 empty] | DISP_LED_FIX_KIT | Directional | PAR Fixture | 4% | ? | 5% | 5%
[6 empty] | Directional | MR Fixture | 4% | ? | 5% | 5%
[5 empty] | DISP_LED_PAR_MR | Downlight | DL Lamp | 5% | ? | 8% | 5%
[5 empty] | CAN_LED_FIX_KIT | Downlight | DL Luminaire | 2% | ? | 5% | 5%
[5 empty] | LF_LED_FIX_KIT | Linear Fluorescent Fixture | Commercial | 8% | ? | 10% | 5%
[6 empty] | Linear Fluorescent Fixture | Industrtial | 5% | ? | 10% | 5%
[5 empty] | HIGHBAY_LED_FIX_KIT | Low/High Bay | Commercial | 4% | ? | 8% | 5%
[6 empty] | Low/High Bay | Industrtial | 9% | ? | 15% | 10%
[6 empty] | Street & Roadway | All | 31% | ? | 50% | 50%
[6 empty] | Parking | Lot | 20% | ? | 30% | 25%
[6 empty] | Parking | Garage | 13% | ? | 20% | 20%
[6 empty] | Exterior | All | 17% | ? | 25% | 25%
[5 empty] | HIGHBAY_LF2018 |  |  |  |  | 10% | ?
[5 empty] | LF_LF2018 |  |  |  |  | 10% | ?
[5 empty] | LF_TLED_PIN_DIRECT_LINE_V |  |  |  |  | 0% | ?
[5 empty] | LF_TLED_PIN_OVER_BALLAST |  |  |  |  | 0% | ?
[5 empty] | CAN_LED_CAN_LAMP |  |  |  |  | 8% | ?
[5 empty] | DISP_HID_CMH |  |  |  |  | 20% | ?
[5 empty] | OTHER_CFL |  |  |  |  | 30% | ?

## ToDo7P
Item | Description | Date Done | Who | Result
1 | New cost data | 2015-01-16 | CD
2 | New performance data | 2015-01-16 | CD
3 | Mine CBSA for reference fixtures, saturation | 2014-12-23 | CG
4 | Estimate baseline energy use and frozen efficiency points | 2014-12-23 | CG
5 | Calibrate baseline use and turnover with Massoud's forecast | 2014-12-23 | CG
6 | Costs to 2012$ | 2015-01-16 | CD
7 | Get saturation estimate | 2014-12-23 | CG
8 | Find suitable proxy measures | 2015-01-16 | CD
9 | Check ETO data | 2015-01-16 | CD
10 | Review Proxy Measure selection and watt reduction with Evergreen, BPA others. |  | CD | Review Proxy Measure selection and watt reduction with Evergreen, BPA others. SSL applications for HID can show large power reductions due to better fixture performance and control of light output. Find out what contractors are installing to replace the common fixture classes.
11 | Update APPLIC, BASE, TURN, ACHIEV and CHAR in ComMaster | 2015-01-18 | CG
12 | Build Measure Map | 2015-01-18 | CG
13 | Figure out weighting scheme | 2015-01-18 | CG
14 | Develop shape of savings and put in GLS | 2015-01-18 | CG
15 | Run ProCost | 2015-01-18 | CG
16 | Build SC models | 2015-01-18 | CG
17 | Check savings against total load estimate | 2015-01-18 | CG
18 | Update Source Summary | 2015-01-18 | CG
19 | Revise penetration with sales data from BPA/NEEA when available |  | CG
20 | Add controls measures for façade and walkway and potentially parking |  | CG
21 | Add RPM Page |  | CG
22 | Automate Forecast Population |  | CG
23
24
25

## DOE 2017 Rule
400W
150W
Table I.1—Energy Conservation Standards for MHLFs
Designed to be operated with lamps of the following rated lamp wattage | Indoor/outdoor | Test input voltage † | Minimum standard equation ‡ %
≥50 W and ≤100 W | Indoor | 480 V | (1/(1+1.24×P^(−0.351))) − 0.0200.
≥50 W and ≤100 W | Indoor | All others | 1/(1+1.24×P^(−0.351)).
≥50 W and ≤100 W | Outdoor | 480 V | (1/(1+1.24×P^(−0.351))) − 0.0200.
≥50 W and ≤100 W | Outdoor | All others | 1/(1+1.24×P(−0.351)).
>100 W and <150 W * | Indoor | 480 V | (1/(1+1.24×P^(−0.351))) − 0.0200.
>100 W and <150 W * | Indoor | All others | 1/(1+1.24×P^(−0.351)).
>100 W and <150 W * | Outdoor | 480 V | (1/(1+1.24×P^(−0.351))) − 0.0200.
>100 W and <150 W * | Outdoor | All others | 1/(1+1.24×P^(−0.351)).
≥150 W ** and ≤250 W | Indoor | 480 V | 0.880.
≥150 W ** and ≤250 W | Indoor | All others | For ≥150 W and ≤200 W: 0.880.For >200 W and ≤250 W:1/(1+0.876×P^(−0.351)).
≥150 W ** and ≤250 W | Outdoor | 480 V | 0.880.
≥150 W ** and ≤250 W | Outdoor | All others | For ≥150 W and ≤200 W: 0.88.For >200 W and ≤250 W:1/(1+0.876×P^(−0.351)).
>250 W and ≤500 W | Indoor | 480 V | For >250 W and <265 W: 0.880.For ≥265 W and ≤500 W: (1/(1+0.876×P^(−0.351))) − 0.0100.
>250 W and ≤500 W | Indoor | All others | 1/(1+0.876×P^(−0.351)).
>250 W and ≤500 W | Outdoor | 480 V | For >250 W and <265 W: 0.880.For ≥265 W and ≤500 W: (1/(1+0.876×P^(−0.351))) − 0.0100.
>250 W and ≤500 W | Outdoor | All others | 1/(1+0.876×P^(−0.351)).
>500 W and ≤1000 W | Indoor | 480 V | >500 W and ≤750 W: 0.900.>750 W and ≤1000 W:0.000104×P + 0.822.For >500 W and ≤1000 W: may not utilize a probe-start ballast.
>500 W and ≤1000 W | Indoor | All others | For >500 W and ≤750 W: 0.910.For >750 W and ≤1000 W: 0.000104×P+0.832.For >500 W and ≤1000 W: may not utilize a probe-start ballast.
>500 W and ≤1000 W | Outdoor | 480 V | >500 W and ≤750 W: 0.900.>750 W and ≤1000 W:0.000104×P + 0.822.For >500 W and ≤1000 W: may not utilize a probe-start ballast.
>500 W and ≤1000 W | Outdoor | All others | For >500 W and ≤750 W: 0.910.For >750 W and ≤1000 W: 0.000104×P+0.832.For >500 W and ≤1000 W: may not utilize a probe-start ballast.
1/(1+0.876×P^(−0.351))) − 0.0100
400 | 0.89338 | meets standard for 400W