## forRPM
Ramp Rate | Resource Type | Measure Category | Sector | End Use | kW per unit | kWh per unit | TRC Net Levelized Cost (Net of All Benefits) | segment | measure | 2016 | 2017 | 2018 | 2019 | 2020 | 2021 | 2022 | 2023 | 2024 | 2025 | 2026 | 2027 | 2028 | 2029 | 2030 | 2031 | 2032 | 2033 | 2034 | 2035 | MAX | Savings Allocation by Category and Month for Segments 1 | [12 empty] | Savings Allocation by Category and Month for Segments 2
[5 empty] | Wholesale KW | Busbar Savings | lvlcost | 1000 |  | aMW_2016 | aMW_2017 | aMW_2018 | aMW_2019 | aMW_2020 | aMW_2021 | aMW_2022 | aMW_2023 | aMW_2024 | aMW_2025 | aMW_2026 | aMW_2027 | aMW_2028 | aMW_2029 | aMW_2030 | aMW_2031 | aMW_2032 | aMW_2033 | aMW_2034 | aMW_2035 | MAX | Jan | Feb | Mar | Apr | May | Jun | Jul | Aug | Sep | Oct | Nov | Dec |  | Jan | Feb | Mar | Apr | May | Jun | Jul | Aug | Sep | Oct | Nov | Dec
Retro12Med | Retro | Grocery Refrigeration Bundle | Commercial | Refrigeration | 2.9938 | 24683.1099 | 25.193 | Grocery Refrigeration Bundle | Replace Shaded Pole with ECM in Walk-in Cooler | 1.0396 | 1.0396 | 1.0396 | 1.0396 | 1.0396 | 0.93563 | 0.74851 | 0.59881 | 0.47904 | 0.38324 | 0.30659 | 0.24527 | 0.19622 | 0.15697 | 0.12558 | 0.10046 | 0.00068523 | 0.00024473 | 8.3429e-05 | 2.7205e-05 | 9.5049 | 1051.5833 | 1072.6647 | 1161.5028 | 1158.1992 | 1188.7262 | 1260.5257 | 1215.9554 | 1348.2763 | 1188.6312 | 1249.8087 | 1124.8577 | 1070.6691 | 0 | 846.7359 | 831.9635 | 788.1798 | 871.225 | 880.7577 | 863.6303 | 980.547 | 912.6921 | 977.7461 | 847.8395 | 927.9927 | 862.4004
Retro12Med | Retro | Grocery Refrigeration Bundle | Commercial | Refrigeration | 0.03822 | 315.107 | 48.1174 | Grocery Refrigeration Bundle | ECM Controllers on Walk-In Evaporator Motors | 0.34842 | 0.34842 | 0.34842 | 0.34842 | 0.34842 | 0.31358 | 0.25086 | 0.20069 | 0.16055 | 0.12844 | 0.10275 | 0.082202 | 0.065762 | 0.052609 | 0.042087 | 0.03367 | 0.00022966 | 8.202e-05 | 2.7961e-05 | 9.1178e-06 | 3.1855 | 13.4246 | 13.6937 | 14.8279 | 14.7857 | 15.1754 | 16.092 | 15.523 | 17.2122 | 15.1742 | 15.9552 | 14.36 | 13.6683 | 0 | 10.8095 | 10.6209 | 10.062 | 11.1221 | 11.2438 | 11.0252 | 12.5178 | 11.6515 | 12.482 | 10.8236 | 11.8468 | 11.0095
Retro12Med | Retro | Grocery Refrigeration Bundle | Commercial | Refrigeration | 0.019169 | 158.0388 | 33.3467 | Grocery Refrigeration Bundle | Strip Curtains: Walk-In Coolers/ Freezers | 0.03895 | 0.03895 | 0.03895 | 0.03895 | 0.03895 | 0.035055 | 0.028044 | 0.022435 | 0.017948 | 0.014358 | 0.011487 | 0.0091894 | 0.0073515 | 0.0058812 | 0.004705 | 0.003764 | 2.5673e-05 | 9.169e-06 | 3.1258e-06 | 1.0193e-06 | 0.35611 | 6.733 | 6.868 | 7.4368 | 7.4156 | 7.6111 | 8.0708 | 7.7854 | 8.6326 | 7.6105 | 8.0022 | 7.2021 | 6.8552 | 0 | 5.4214 | 5.3268 | 5.0465 | 5.5782 | 5.6392 | 5.5296 | 6.2782 | 5.8437 | 6.2602 | 5.4285 | 5.9417 | 5.5217
Retro12Med | Retro | Grocery Refrigeration Bundle | Commercial | Refrigeration | 0.039745 | 327.6855 | 26.7871 | Grocery Refrigeration Bundle | Anti Sweat Heater Controls | 0.90529 | 0.90529 | 0.90529 | 0.90529 | 0.90529 | 0.81476 | 0.65181 | 0.52145 | 0.41716 | 0.33373 | 0.26698 | 0.21358 | 0.17087 | 0.13669 | 0.10936 | 0.087484 | 0.00059671 | 0.00021311 | 7.2651e-05 | 2.3691e-05 | 8.277 | 13.9605 | 14.2404 | 15.4198 | 15.3759 | 15.7812 | 16.7344 | 16.1427 | 17.8993 | 15.7799 | 16.5921 | 14.9333 | 14.2139 | 0 | 11.241 | 11.0449 | 10.4636 | 11.5661 | 11.6927 | 11.4653 | 13.0174 | 12.1166 | 12.9803 | 11.2557 | 12.3198 | 11.449
Retro12Med | Retro | Grocery Refrigeration Bundle | Commercial | Refrigeration | 0.0092245 | 76.0522 | 114.2666 | Grocery Refrigeration Bundle | LED Case Lighting | 0.63584 | 0.63584 | 0.63584 | 0.63584 | 0.63584 | 0.57226 | 0.45781 | 0.36625 | 0.293 | 0.2344 | 0.18752 | 0.15001 | 0.12001 | 0.096009 | 0.076807 | 0.061446 | 0.00041911 | 0.00014968 | 5.1028e-05 | 1.6639e-05 | 5.8134 | 3.2401 | 3.305 | 3.5788 | 3.5686 | 3.6626 | 3.8839 | 3.7465 | 4.1542 | 3.6623 | 3.8508 | 3.4658 | 3.2989 | 0 | 2.6089 | 2.5634 | 2.4285 | 2.6844 | 2.7137 | 2.661 | 3.0212 | 2.8121 | 3.0126 | 2.6123 | 2.8593 | 2.6572
Retro12Med | Retro | Grocery Refrigeration Bundle | Commercial | Refrigeration | 0.00013016 | 1.0731 | 20.1427 | Grocery Refrigeration Bundle | Grocery Retrocommisioning | 2.8015 | 2.8015 | 2.8015 | 2.8015 | 2.8015 | 2.5214 | 2.0171 | 1.6137 | 1.291 | 1.0328 | 0.82621 | 0.66097 | 0.52877 | 0.42302 | 0.33842 | 0.27073 | 0.0018466 | 0.0006595 | 0.00022483 | 7.3314e-05 | 25.6143 | 0.045717 | 0.046633 | 0.050495 | 0.050352 | 0.051679 | 0.0548 | 0.052863 | 0.058615 | 0.051675 | 0.054334 | 0.048902 | 0.046547 | 0 | 0.036811 | 0.036169 | 0.034266 | 0.037876 | 0.03829 | 0.037546 | 0.042629 | 0.039679 | 0.042507 | 0.036859 | 0.040344 | 0.037492
Retro12Med | Retro | Grocery Refrigeration Bundle | Commercial | Refrigeration | 0.095184 | 784.7548 | 40.0222 | Grocery Refrigeration Bundle | Floating Head Pressure Control | 0.97184 | 0.97184 | 0.97184 | 0.97184 | 0.97184 | 0.87466 | 0.69973 | 0.55978 | 0.44783 | 0.35826 | 0.28661 | 0.22929 | 0.18343 | 0.14674 | 0.11739 | 0.093916 | 0.00064058 | 0.00022878 | 7.7992e-05 | 2.5432e-05 | 8.8855 | 33.4332 | 34.1034 | 36.9279 | 36.8228 | 37.7934 | 40.0761 | 38.6591 | 42.866 | 37.7904 | 39.7354 | 35.7628 | 34.04 | 0 | 26.9204 | 26.4508 | 25.0587 | 27.699 | 28.0021 | 27.4576 | 31.1747 | 29.0174 | 31.0857 | 26.9555 | 29.5038 | 27.4185
Retro12Med | Retro | Grocery Refrigeration Bundle | Commercial | Refrigeration | 0.0016517 | 13.618 | 41.2634 | Grocery Refrigeration Bundle | LED Motion Sensors on Display Case | 0.1673 | 0.1673 | 0.1673 | 0.1673 | 0.1673 | 0.15057 | 0.12046 | 0.096364 | 0.077091 | 0.061673 | 0.049338 | 0.039471 | 0.031577 | 0.025261 | 0.020209 | 0.016167 | 0.00011027 | 3.9383e-05 | 1.3426e-05 | 4.3781e-06 | 1.5296 | 0.58017 | 0.5918 | 0.64082 | 0.63899 | 0.65583 | 0.69545 | 0.67086 | 0.74386 | 0.65578 | 0.68953 | 0.6206 | 0.5907 | 0 | 0.46715 | 0.459 | 0.43485 | 0.48067 | 0.48592 | 0.47648 | 0.54098 | 0.50354 | 0.53943 | 0.46776 | 0.51198 | 0.4758
Note on A1: Charlie Grist: Lookup in ComMaster
Note on B1: Charlie Grist: New, NR, Retro
Note on C1: Charlie Grist: Measure Index Name
Note on E1: Charlie Grist: Use Massoud's Names
Note on F1: Charlie Grist: From Shaped Savings column 14
Note on G1: Charlie Grist: From SC or from Shaped Savings column 3.
Note on H1: Charlie Grist: From SC or from Shaped Savings column K (column 11)
Note on I1: Charlie Grist: From SC
Note on J1: Charlie Grist: From SC
Note on K1: Charlie Grist: From SC. For shaping. RPM also uses this divided by savings per unit to calculate units, and then uses kW per unit * units to calculate kW. Use Supply Curve Bundled starting in column 2 "column()-9"
Note on AF1: Charlie Grist: From Shaped Savings. Copy whole row down since column increment is hardwired into formula. Use column()-17 for the column reference

## 7PSourceSummary
Measure: | Grocery Refrigeration Bundle
Item | Methods & Sources | Note | 7P Updates
Measures Described | Seven measures: Replace Shaded Pole with ECM in Walk-in Cooler ECM Controllers on Walk-In Evaporator Motors Strip Curtains: Walk-In Coolers/ Freezers Anti Sweat Heater Controls LED Case Lighting Floating Head Pressure Control LED Motion Sensors on Display Case Grocery Retrocommisioning (includes VFD, suction control, oversized condensors, conversion to multiplex, refrigeration tune up) | Measures are from RTF UES workbooks. Retrocommissiong added to capture remaining grocery refrigeration measures. | All measures updated with new RTF values.
Energy Savings Calculation Basis | See RTF workbooks
Baseline Energy Use | Varies by measure: Typically baseline use is stock estimate for as found condition. Baseline defined in RTF workbooks.
Applicable Stock | CBSA data are used to estimate remaining stock applicable for measure by count where measures is applicable.
Baseline Saturation | CBSA
Baseline Penetration
Permutations | Varies by measure. Typically 4 to 8 permutations by size class, dcase temperature, or operating conditions. The permutations are in the RTF workbooks. Weighted avereages are used represent cost and savings.
Costs | RTF and ETO
Measure Life | Varies; 2 years to 16 years
Savings Shape | Gorcery Refrigeration
Achievability Ramp Rate | Moderate | Retro12Med

## SC-Retro
Units Methodology | Units Methodology: Based unit count for refrigeration equipment. Measures apply as retrofit to refrigeration equipment in all building types where it occurs in the CBSA. For example walk-in coolers occur in grocery stores, schools, restaurnats, hospitals and may other establishments. Retrocommissioning applies only to grocery store energy use.The measure units are from CBSA data on individual equipment counts. Units are summarized in the 'Scalar' in MMap. For retrocommissioning, the scalar unit is kWh savings calculated in MMap. For all measures the units are remaining units available for the measure. For example, cases with LED lighting have been removed from the remaining units available.
Forecast Version
| Vintage | Retro | Stock 2016
End-Use: | Measure Bundle | Grocery Refrigeration Bundle-Retro | Region
Refrigeration | Report Year | 2035 | Base
| Total Potential (aMW) | 62.9698 |  | 1 | 2 | 3 | 4 | 5 | 6 | 7 | 8 | 9 | 10 | 11 | 12 | 13 | 14 | 15 | 16 | 17 | 18 | 19 | 20
# UNITS FOR EXISTING STOCK |  |  |  | 2016 | 2017 | 2018 | 2019 | 2020 | 2021 | 2022 | 2023 | 2024 | 2025 | 2026 | 2027 | 2028 | 2029 | 2030 | 2031 | 2032 | 2033 | 2034 | 2035 | TOTAL MAX | TOTAL
|  |  |  | FLOOR_2016 | FLOOR_2017 | FLOOR_2018 | FLOOR_2019 | FLOOR_2020 | FLOOR_2021 | FLOOR_2022 | FLOOR_2023 | FLOOR_2024 | FLOOR_2025 | FLOOR_2026 | FLOOR_2027 | FLOOR_2028 | FLOOR_2029 | FLOOR_2030 | FLOOR_2031 | FLOOR_2032 | FLOOR_2033 | FLOOR_2034 | FLOOR_2035 | 85% | TOTAL
|  | Remaining | HP Evap Fan Motor | 3968.5522 | 3968.5522 | 3968.5522 | 3968.5522 | 3968.5522 | 3968.5522 | 3968.5522 | 3968.5522 | 3968.5522 | 3968.5522 | 3968.5522 | 3968.5522 | 3968.5522 | 3968.5522 | 3968.5522 | 3968.5522 | 3968.5522 | 3968.5522 | 3968.5522 | 3968.5522 | 3373.2694 | 3968.5522
|  | Remaining | Evap Motors Walk-In | 104186.4936 | 104186.4936 | 104186.4936 | 104186.4936 | 104186.4936 | 104186.4936 | 104186.4936 | 104186.4936 | 104186.4936 | 104186.4936 | 104186.4936 | 104186.4936 | 104186.4936 | 104186.4936 | 104186.4936 | 104186.4936 | 104186.4936 | 104186.4936 | 104186.4936 | 104186.4936 | 88558.5195 | 104186.4936
|  | Remaining | Strip Curtains | 23222.5373 | 23222.5373 | 23222.5373 | 23222.5373 | 23222.5373 | 23222.5373 | 23222.5373 | 23222.5373 | 23222.5373 | 23222.5373 | 23222.5373 | 23222.5373 | 23222.5373 | 23222.5373 | 23222.5373 | 23222.5373 | 23222.5373 | 23222.5373 | 23222.5373 | 23222.5373 | 19739.1567 | 23222.5373
|  | Remaining | LF Case Door ASHC | 260315.1993 | 260315.1993 | 260315.1993 | 260315.1993 | 260315.1993 | 260315.1993 | 260315.1993 | 260315.1993 | 260315.1993 | 260315.1993 | 260315.1993 | 260315.1993 | 260315.1993 | 260315.1993 | 260315.1993 | 260315.1993 | 260315.1993 | 260315.1993 | 260315.1993 | 260315.1993 | 221267.9194 | 260315.1993
|  | Remaining | LF Case Door Lighting LED | 787782.6458 | 787782.6458 | 787782.6458 | 787782.6458 | 787782.6458 | 787782.6458 | 787782.6458 | 787782.6458 | 787782.6458 | 787782.6458 | 787782.6458 | 787782.6458 | 787782.6458 | 787782.6458 | 787782.6458 | 787782.6458 | 787782.6458 | 787782.6458 | 787782.6458 | 787782.6458 | 669615.249 | 787782.6458
|  | Remaining | RCx kWh Savings | 246000000 | 246000000 | 246000000 | 246000000 | 246000000 | 246000000 | 246000000 | 246000000 | 246000000 | 246000000 | 246000000 | 246000000 | 246000000 | 246000000 | 246000000 | 246000000 | 246000000 | 246000000 | 246000000 | 246000000 | 209100000 | 246000000
|  | Remaining | HP FHPC | 116689.2816 | 116689.2816 | 116689.2816 | 116689.2816 | 116689.2816 | 116689.2816 | 116689.2816 | 116689.2816 | 116689.2816 | 116689.2816 | 116689.2816 | 116689.2816 | 116689.2816 | 116689.2816 | 116689.2816 | 116689.2816 | 116689.2816 | 116689.2816 | 116689.2816 | 116689.2816 | 99185.8894 | 116689.2816
|  | Remaining | LF Case Door Lighting | 1157574.566 | 1157574.566 | 1157574.566 | 1157574.566 | 1157574.566 | 1157574.566 | 1157574.566 | 1157574.566 | 1157574.566 | 1157574.566 | 1157574.566 | 1157574.566 | 1157574.566 | 1157574.566 | 1157574.566 | 1157574.566 | 1157574.566 | 1157574.566 | 1157574.566 | 1157574.566 | 983938.3811 | 1157574.566
0
0
# UNITS CARRYOVER FROM UNTREATED NEW STOCK |  |  |  | 1 | 2 | 3 | 4 | 5 | 6 | 7 | 8 | 9 | 10 | 11 | 12 | 13 | 14 | 15 | 16 | 17 | 18 | 19 | 20 |  | TOTAL
Life Offset |  | Remaining | HP Evap Fan Motor | 0 | 0 | 0 | 0 | 0 | 0 | 0 | 0 | 0 | 0 | 0 | 0 | 0 | 0 | 0 | 0 | 0 | 0 | 0 | 0 |  | 0
|  | Remaining | Evap Motors Walk-In | 0 | 0 | 0 | 0 | 0 | 0 | 0 | 0 | 0 | 0 | 0 | 0 | 0 | 0 | 0 | 0 | 0 | 0 | 0 | 0
|  | Remaining | Strip Curtains | 0 | 0 | 0 | 0 | 0 | 0 | 0 | 0 | 0 | 0 | 0 | 0 | 0 | 0 | 0 | 0 | 0 | 0 | 0 | 0
|  | Remaining | LF Case Door ASHC | 0 | 0 | 0 | 0 | 0 | 0 | 0 | 0 | 0 | 0 | 0 | 0 | 0 | 0 | 0 | 0 | 0 | 0 | 0 | 0
|  | Remaining | LF Case Door Lighting LED | 0 | 0 | 0 | 0 | 0 | 0 | 0 | 0 | 0 | 0 | 0 | 0 | 0 | 0 | 0 | 0 | 0 | 0 | 0 | 0
|  | Remaining | RCx kWh Savings | 0 | 0 | 0 | 0 | 0 | 0 | 0 | 0 | 0 | 0 | 0 | 0 | 0 | 0 | 0 | 0 | 0 | 0 | 0 | 0
|  | Remaining | HP FHPC | 0 | 0 | 0 | 0 | 0 | 0 | 0 | 0 | 0 | 0 | 0 | 0 | 0 | 0 | 0 | 0 | 0 | 0 | 0 | 0
|  | Remaining | LF Case Door Lighting | 0 | 0 | 0 | 0 | 0 | 0 | 0 | 0 | 0 | 0 | 0 | 0 | 0 | 0 | 0 | 0 | 0 | 0 | 0 | 0
# UNITS TOTAL FOR RETRO POOL |  |  |  | 2016 | 2017 | 2018 | 2019 | 2020 | 2021 | 2022 | 2023 | 2024 | 2025 | 2026 | 2027 | 2028 | 2029 | 2030 | 2031 | 2032 | 2033 | 2034 | 2035 | TOTAL MAX | TOTAL
|  |  |  | 0 | 0 | 0 | 0 | 0 | 0 | 0 | 0 | 0 | 0 | 0 | 0 | 0 | 0 | 0 | 0 | 0 | 0 | 0 | 0
Applic | Feas
APPLY MEASURE APPLICABILITY, SATURATION TURNOVER RATE FOR MAX ANNUAL # UNITS |  |  | Existing Stock
Applicability | Feasibility | Turnover Rate | Grocery Refrigeration Bundle-Retro | 2016 | 2017 | 2018 | 2019 | 2020 | 2021 | 2022 | 2023 | 2024 | 2025 | 2026 | 2027 | 2028 | 2029 | 2030 | 2031 | 2032 | 2033 | 2034 | 2035 | TOTAL MAX | TOTAL
100% | 100% | 100% | HP Evap Fan Motor | 3968.5522 | 3968.5522 | 3968.5522 | 3968.5522 | 3968.5522 | 3968.5522 | 3968.5522 | 3968.5522 | 3968.5522 | 3968.5522 | 3968.5522 | 3968.5522 | 3968.5522 | 3968.5522 | 3968.5522 | 3968.5522 | 3968.5522 | 3968.5522 | 3968.5522 | 3968.5522 | 3373.2694 | 3968.5522
100% | 100% | 100% | Evap Motors Walk-In | 104186.4936 | 104186.4936 | 104186.4936 | 104186.4936 | 104186.4936 | 104186.4936 | 104186.4936 | 104186.4936 | 104186.4936 | 104186.4936 | 104186.4936 | 104186.4936 | 104186.4936 | 104186.4936 | 104186.4936 | 104186.4936 | 104186.4936 | 104186.4936 | 104186.4936 | 104186.4936 | 88558.5195 | 104186.4936
100% | 100% | 100% | Strip Curtains | 23222.5373 | 23222.5373 | 23222.5373 | 23222.5373 | 23222.5373 | 23222.5373 | 23222.5373 | 23222.5373 | 23222.5373 | 23222.5373 | 23222.5373 | 23222.5373 | 23222.5373 | 23222.5373 | 23222.5373 | 23222.5373 | 23222.5373 | 23222.5373 | 23222.5373 | 23222.5373 | 19739.1567 | 23222.5373
100% | 100% | 100% | LF Case Door ASHC | 260315.1993 | 260315.1993 | 260315.1993 | 260315.1993 | 260315.1993 | 260315.1993 | 260315.1993 | 260315.1993 | 260315.1993 | 260315.1993 | 260315.1993 | 260315.1993 | 260315.1993 | 260315.1993 | 260315.1993 | 260315.1993 | 260315.1993 | 260315.1993 | 260315.1993 | 260315.1993 | 221267.9194 | 260315.1993
100% | 100% | 100% | LF Case Door Lighting LED | 787782.6458 | 787782.6458 | 787782.6458 | 787782.6458 | 787782.6458 | 787782.6458 | 787782.6458 | 787782.6458 | 787782.6458 | 787782.6458 | 787782.6458 | 787782.6458 | 787782.6458 | 787782.6458 | 787782.6458 | 787782.6458 | 787782.6458 | 787782.6458 | 787782.6458 | 787782.6458 | 669615.249 | 787782.6458
100% | 100% | 100% | RCx kWh Savings | 246000000 | 246000000 | 246000000 | 246000000 | 246000000 | 246000000 | 246000000 | 246000000 | 246000000 | 246000000 | 246000000 | 246000000 | 246000000 | 246000000 | 246000000 | 246000000 | 246000000 | 246000000 | 246000000 | 246000000 | 209100000 | 246000000
100% | 100% | 100% | HP FHPC | 116689.2816 | 116689.2816 | 116689.2816 | 116689.2816 | 116689.2816 | 116689.2816 | 116689.2816 | 116689.2816 | 116689.2816 | 116689.2816 | 116689.2816 | 116689.2816 | 116689.2816 | 116689.2816 | 116689.2816 | 116689.2816 | 116689.2816 | 116689.2816 | 116689.2816 | 116689.2816 | 99185.8894 | 116689.2816
100% | 100% | 100% | LF Case Door Lighting | 1157574.566 | 1157574.566 | 1157574.566 | 1157574.566 | 1157574.566 | 1157574.566 | 1157574.566 | 1157574.566 | 1157574.566 | 1157574.566 | 1157574.566 | 1157574.566 | 1157574.566 | 1157574.566 | 1157574.566 | 1157574.566 | 1157574.566 | 1157574.566 | 1157574.566 | 1157574.566 | 983938.3811 | 1157574.566
Annual Max
Applic | Feas
APPLY MEASURE APPLICABILITY, SATURATION TURNOVER RATE FOR MAX ANNUAL # UNITS |  |  | Carryover from Untreated New
Applicability | Saturation | Turnover Rate | Grocery Refrigeration Bundle-Retro | 2016 | 2017 | 2018 | 2019 | 2020 | 2021 | 2022 | 2023 | 2024 | 2025 | 2026 | 2027 | 2028 | 2029 | 2030 | 2031 | 2032 | 2033 | 2034 | 2035 | TOTAL MAX | TOTAL
100% | 100% | 100% | HP Evap Fan Motor | 0 | 0 | 0 | 0 | 0 | 0 | 0 | 0 | 0 | 0 | 0 | 0 | 0 | 0 | 0 | 0 | 0 | 0 | 0 | 0 | 0 | 0
100% | 100% | 100% | Evap Motors Walk-In | 0 | 0 | 0 | 0 | 0 | 0 | 0 | 0 | 0 | 0 | 0 | 0 | 0 | 0 | 0 | 0 | 0 | 0 | 0 | 0 | 0 | 0
100% | 100% | 100% | Strip Curtains | 0 | 0 | 0 | 0 | 0 | 0 | 0 | 0 | 0 | 0 | 0 | 0 | 0 | 0 | 0 | 0 | 0 | 0 | 0 | 0 | 0 | 0
100% | 100% | 100% | LF Case Door ASHC | 0 | 0 | 0 | 0 | 0 | 0 | 0 | 0 | 0 | 0 | 0 | 0 | 0 | 0 | 0 | 0 | 0 | 0 | 0 | 0 | 0 | 0
100% | 100% | 100% | LF Case Door Lighting LED | 0 | 0 | 0 | 0 | 0 | 0 | 0 | 0 | 0 | 0 | 0 | 0 | 0 | 0 | 0 | 0 | 0 | 0 | 0 | 0 | 0 | 0
100% | 100% | 100% | RCx kWh Savings | 0 | 0 | 0 | 0 | 0 | 0 | 0 | 0 | 0 | 0 | 0 | 0 | 0 | 0 | 0 | 0 | 0 | 0 | 0 | 0 | 0 | 0
100% | 100% | 100% | HP FHPC | 0 | 0 | 0 | 0 | 0 | 0 | 0 | 0 | 0 | 0 | 0 | 0 | 0 | 0 | 0 | 0 | 0 | 0 | 0 | 0 | 0 | 0
100% | 100% | 100% | LF Case Door Lighting | 0 | 0 | 0 | 0 | 0 | 0 | 0 | 0 | 0 | 0 | 0 | 0 | 0 | 0 | 0 | 0 | 0 | 0 | 0 | 0 | 0 | 0
[24 empty] | 0 | 0
|  |  | Annual Max | 0 | 0 | 0 | 0 | 0 | 0 | 0 | 0 | 0 | 0 | 0 | 0 | 0 | 0 | 0 | 0 | 0 | 0 | 0 | 0 | 0 | 0
|  | Retro12Med | Achievability =>
INCREMENTAL ACHIEVABILITY |  |  | Grocery Refrigeration Bundle-Retro | 10.94% | 10.94% | 10.94% | 10.94% | 10.94% | 9.844% | 7.875% | 6.3% | 5.04% | 4.032% | 3.226% | 2.58% | 2.064% | 1.652% | 1.321% | 1.057% | 0.007209% | 0.002575% | 0.0008778% | 0.0002862%
Acheivable and 85% Max Per Year |  |  | HP Evap Fan Motor | 368.95 | 368.95 | 368.95 | 368.95 | 368.95 | 332.055 | 265.644 | 212.5152 | 170.0121 | 136.0097 | 108.8078 | 87.0462 | 69.637 | 55.7096 | 44.5677 | 35.6541 | 0.24319 | 0.086853 | 0.029609 | 0.0096551 |  | 3362.7775
|  |  | Evap Motors Walk-In | 9686.0522 | 9686.0522 | 9686.0522 | 9686.0522 | 9686.0522 | 8717.447 | 6973.9576 | 5579.1661 | 4463.3328 | 3570.6663 | 2856.533 | 2285.2264 | 1828.1811 | 1462.5449 | 1170.0359 | 936.0287 | 6.3844 | 2.2802 | 0.77733 | 0.25348 |  | 88283.0761
|  |  | Strip Curtains | 2158.9623 | 2158.9623 | 2158.9623 | 2158.9623 | 2158.9623 | 1943.066 | 1554.4528 | 1243.5623 | 994.8498 | 795.8798 | 636.7039 | 509.3631 | 407.4905 | 325.9924 | 260.7939 | 208.6351 | 1.4231 | 0.50823 | 0.17326 | 0.056498 |  | 19677.762
|  |  | LF Case Door ASHC | 24201.089 | 24201.089 | 24201.089 | 24201.089 | 24201.089 | 21780.9801 | 17424.7841 | 13939.8273 | 11151.8618 | 8921.4894 | 7137.1916 | 5709.7532 | 4567.8026 | 3654.2421 | 2923.3937 | 2338.7149 | 15.9518 | 5.6971 | 1.9422 | 0.63332 |  | 220579.7102
|  |  | LF Case Door Lighting LED | 73238.8964 | 73238.8964 | 73238.8964 | 73238.8964 | 73238.8964 | 65915.0068 | 52732.0054 | 42185.6044 | 33748.4835 | 26998.7868 | 21599.0294 | 17279.2235 | 13823.3788 | 11058.7031 | 8846.9625 | 7077.57 | 48.2745 | 17.2409 | 5.8776 | 1.9166 |  | 667532.5459
|  |  | RCx kWh Savings | 22870227.7481 | 22870227.7481 | 22870227.7481 | 22870227.7481 | 22870227.7481 | 20583204.9733 | 16466563.9786 | 13173251.1829 | 10538600.9463 | 8430880.7571 | 6744704.6057 | 5395763.6845 | 4316610.9476 | 3453288.7581 | 2762631.0065 | 2210104.8052 | 15074.6095 | 5383.7891 | 1835.3826 | 598.4943 |  | 208449636.662
|  |  | HP FHPC | 10848.4164 | 10848.4164 | 10848.4164 | 10848.4164 | 10848.4164 | 9763.5748 | 7810.8598 | 6248.6879 | 4998.9503 | 3999.1602 | 3199.3282 | 2559.4626 | 2047.57 | 1638.056 | 1310.4448 | 1048.3559 | 7.1506 | 2.5538 | 0.87061 | 0.28389 |  | 98877.3917
|  |  | LF Case Door Lighting | 107617.8616 | 107617.8616 | 107617.8616 | 107617.8616 | 107617.8616 | 96856.0755 | 77484.8604 | 61987.8883 | 49590.3106 | 39672.2485 | 31737.7988 | 25390.239 | 20312.1912 | 16249.753 | 12999.8024 | 10399.8419 | 70.9349 | 25.3339 | 8.6366 | 2.8163 |  | 980878.0394
Program Max
CUMULATIVE ADOPTION |  |  | Grocery Refrigeration Bundle-Retro | 1 | 2 | 3 | 4 | 5 | 6 | 7 | 8 | 9 | 10 | 11 | 12 | 13 | 14 | 15 | 16 | 17 | 18 | 19 | 20
Acheivable and 85% Max Per Year |  |  | HP Evap Fan Motor | 368.95 | 737.8999 | 1106.8499 | 1475.7999 | 1844.7498 | 2176.8048 | 2442.4488 | 2654.964 | 2824.9761 | 2960.9858 | 3069.7936 | 3156.8398 | 3226.4768 | 3282.1864 | 3326.754 | 3362.4082 | 3362.6514 | 3362.7382 | 3362.7678 | 3362.7775
|  |  | Evap Motors Walk-In | 9686.0522 | 19372.1044 | 29058.1565 | 38744.2087 | 48430.2609 | 57147.7079 | 64121.6654 | 69700.8315 | 74164.1643 | 77734.8306 | 80591.3636 | 82876.59 | 84704.7712 | 86167.3161 | 87337.352 | 88273.3807 | 88279.7652 | 88282.0453 | 88282.8227 | 88283.0761
|  |  | Strip Curtains | 2158.9623 | 4317.9245 | 6476.8868 | 8635.849 | 10794.8113 | 12737.8773 | 14292.3302 | 15535.8924 | 16530.7422 | 17326.6221 | 17963.326 | 18472.6891 | 18880.1795 | 19206.1719 | 19466.9658 | 19675.601 | 19677.024 | 19677.5322 | 19677.7055 | 19677.762
|  |  | LF Case Door ASHC | 24201.089 | 48402.178 | 72603.267 | 96804.356 | 121005.445 | 142786.4251 | 160211.2092 | 174151.0364 | 185302.8982 | 194224.3877 | 201361.5793 | 207071.3325 | 211639.1351 | 215293.3772 | 218216.7708 | 220555.4858 | 220571.4376 | 220577.1347 | 220579.0769 | 220579.7102
|  |  | LF Case Door Lighting LED | 73238.8964 | 146477.7929 | 219716.6893 | 292955.5858 | 366194.4822 | 432109.489 | 484841.4945 | 527027.0988 | 560775.5823 | 587774.3691 | 609373.3985 | 626652.6221 | 640476.0009 | 651534.704 | 660381.6664 | 667459.2364 | 667507.5109 | 667524.7517 | 667530.6293 | 667532.5459
|  |  | RCx kWh Savings | 22870227.7481 | 45740455.4962 | 68610683.2444 | 91480910.9925 | 114351138.7406 | 134934343.7139 | 151400907.6926 | 164574158.8755 | 175112759.8218 | 183543640.5789 | 190288345.1845 | 195684108.8691 | 200000719.8167 | 203454008.5748 | 206216639.5813 | 208426744.3864 | 208441818.9959 | 208447202.785 | 208449038.1676 | 208449636.662
|  |  | HP FHPC | 10848.4164 | 21696.8329 | 32545.2493 | 43393.6658 | 54242.0822 | 64005.657 | 71816.5169 | 78065.2048 | 83064.1551 | 87063.3153 | 90262.6435 | 92822.1061 | 94869.6761 | 96507.7321 | 97818.177 | 98866.5328 | 98873.6834 | 98876.2372 | 98877.1078 | 98877.3917
|  |  | LF Case Door Lighting | 107617.8616 | 215235.7233 | 322853.5849 | 430471.4465 | 538089.3081 | 634945.3836 | 712430.244 | 774418.1323 | 824008.4429 | 863680.6914 | 895418.4902 | 920808.7293 | 941120.9205 | 957370.6735 | 970370.4759 | 980770.3178 | 980841.2527 | 980866.5866 | 980875.2231 | 980878.0394
SUPPLY CURVE SAVINGS BY BUNDLE |  |  | NR | 1: aMW
kWh per Luminaire | TRC Net Levelized Cost (Net of All Benefits) in mills/kWh |  | 1 | 2016 | 2017 | 2018 | 2019 | 2020 | 2021 | 2022 | 2023 | 2024 | 2025 | 2026 | 2027 | 2028 | 2029 | 2030 | 2031 | 2032 | 2033 | 2034 | 2035
Busbar Savings | lvlcost | segment | measure | aMW_2016 | aMW_2017 | aMW_2018 | aMW_2019 | aMW_2020 | aMW_2021 | aMW_2022 | aMW_2023 | aMW_2024 | aMW_2025 | aMW_2026 | aMW_2027 | aMW_2028 | aMW_2029 | aMW_2030 | aMW_2031 | aMW_2032 | aMW_2033 | aMW_2034 | aMW_2035 | TOTAL MAX
24683.1099 | 25.193 | Grocery Refrigeration Bundle | Replace Shaded Pole with ECM in Walk-in Cooler | 1.0396 | 1.0396 | 1.0396 | 1.0396 | 1.0396 | 0.93563 | 0.74851 | 0.59881 | 0.47904 | 0.38324 | 0.30659 | 0.24527 | 0.19622 | 0.15697 | 0.12558 | 0.10046 | 0.00068523 | 0.00024473 | 8.3429e-05 | 2.7205e-05 | 9.5049
315.107 | 48.1174 | Grocery Refrigeration Bundle | ECM Controllers on Walk-In Evaporator Motors | 0.34842 | 0.34842 | 0.34842 | 0.34842 | 0.34842 | 0.31358 | 0.25086 | 0.20069 | 0.16055 | 0.12844 | 0.10275 | 0.082202 | 0.065762 | 0.052609 | 0.042087 | 0.03367 | 0.00022966 | 8.202e-05 | 2.7961e-05 | 9.1178e-06 | 3.1855
158.0388 | 33.3467 | Grocery Refrigeration Bundle | Strip Curtains: Walk-In Coolers/ Freezers | 0.03895 | 0.03895 | 0.03895 | 0.03895 | 0.03895 | 0.035055 | 0.028044 | 0.022435 | 0.017948 | 0.014358 | 0.011487 | 0.0091894 | 0.0073515 | 0.0058812 | 0.004705 | 0.003764 | 2.5673e-05 | 9.169e-06 | 3.1258e-06 | 1.0193e-06 | 0.35611
327.6855 | 26.7871 | Grocery Refrigeration Bundle | Anti Sweat Heater Controls | 0.90529 | 0.90529 | 0.90529 | 0.90529 | 0.90529 | 0.81476 | 0.65181 | 0.52145 | 0.41716 | 0.33373 | 0.26698 | 0.21358 | 0.17087 | 0.13669 | 0.10936 | 0.087484 | 0.00059671 | 0.00021311 | 7.2651e-05 | 2.3691e-05 | 8.277
76.0522 | 114.2666 | Grocery Refrigeration Bundle | LED Case Lighting | 0.63584 | 0.63584 | 0.63584 | 0.63584 | 0.63584 | 0.57226 | 0.45781 | 0.36625 | 0.293 | 0.2344 | 0.18752 | 0.15001 | 0.12001 | 0.096009 | 0.076807 | 0.061446 | 0.00041911 | 0.00014968 | 5.1028e-05 | 1.6639e-05 | 5.8134
1.0731 | 20.1427 | Grocery Refrigeration Bundle | Grocery Retrocommisioning | 2.8015 | 2.8015 | 2.8015 | 2.8015 | 2.8015 | 2.5214 | 2.0171 | 1.6137 | 1.291 | 1.0328 | 0.82621 | 0.66097 | 0.52877 | 0.42302 | 0.33842 | 0.27073 | 0.0018466 | 0.0006595 | 0.00022483 | 7.3314e-05 | 25.6143
784.7548 | 40.0222 | Grocery Refrigeration Bundle | Floating Head Pressure Control | 0.97184 | 0.97184 | 0.97184 | 0.97184 | 0.97184 | 0.87466 | 0.69973 | 0.55978 | 0.44783 | 0.35826 | 0.28661 | 0.22929 | 0.18343 | 0.14674 | 0.11739 | 0.093916 | 0.00064058 | 0.00022878 | 7.7992e-05 | 2.5432e-05 | 8.8855
13.618 | 41.2634 | Grocery Refrigeration Bundle | LED Motion Sensors on Display Case | 0.1673 | 0.1673 | 0.1673 | 0.1673 | 0.1673 | 0.15057 | 0.12046 | 0.096364 | 0.077091 | 0.061673 | 0.049338 | 0.039471 | 0.031577 | 0.025261 | 0.020209 | 0.016167 | 0.00011027 | 3.9383e-05 | 1.3426e-05 | 4.3781e-06 | 1.5296
| 25.482 |  | Max Annual Available | 6.9088 | 6.9088 | 6.9088 | 6.9088 | 6.9088 | 6.2179 | 4.9743 | 3.9795 | 3.1836 | 2.5469 | 2.0375 | 1.63 | 1.304 | 1.0432 | 0.83455 | 0.66764 | 0.0045538 | 0.0016264 | 0.00055444 | 0.0001808 | 63.1663
RECOMBINE MEASURE BUNDLES INTO SUPPLY CURVE CUMULATIVE
|  |  |  | 2016 | 2017 | 2018 | 2019 | 2020 | 2021 | 2022 | 2023 | 2024 | 2025 | 2026 | 2027 | 2028 | 2029 | 2030 | 2031 | 2032 | 2033 | 2034 | 2035
|  | lvlcost | lvlcost | aMW_2016 | aMW_2017 | aMW_2018 | aMW_2019 | aMW_2020 | aMW_2021 | aMW_2022 | aMW_2023 | aMW_2024 | aMW_2025 | aMW_2026 | aMW_2027 | aMW_2028 | aMW_2029 | aMW_2030 | aMW_2031 | aMW_2032 | aMW_2033 | aMW_2034 | aMW_2035 | TOTAL MAX
| Block 1: <= 0 mills/kWh | >=-9999 | <=0 | 0 | 0 | 0 | 0 | 0 | 0 | 0 | 0 | 0 | 0 | 0 | 0 | 0 | 0 | 0 | 0 | 0 | 0 | 0 | 0 | 0
| Block 2: <= 10 mills/kWh | >0 | <=10 | 0 | 0 | 0 | 0 | 0 | 0 | 0 | 0 | 0 | 0 | 0 | 0 | 0 | 0 | 0 | 0 | 0 | 0 | 0 | 0 | 0
| Block 3: 10-20 mills/kWh | >10 | <=20 | 0 | 0 | 0 | 0 | 0 | 0 | 0 | 0 | 0 | 0 | 0 | 0 | 0 | 0 | 0 | 0 | 0 | 0 | 0 | 0 | 0
| Block 4: 20-30 mills/kWh | >20 | <=30 | 4.7464 | 4.7464 | 4.7464 | 4.7464 | 4.7464 | 4.2718 | 3.4174 | 2.7339 | 2.1872 | 1.7497 | 1.3998 | 1.1198 | 0.89586 | 0.71669 | 0.57335 | 0.45868 | 0.0031285 | 0.0011173 | 0.00038091 | 0.00012421 | 43.3961
| Block 5: 30-40 mills/kWh | >30 | <=40 | 4.7854 | 4.7854 | 4.7854 | 4.7854 | 4.7854 | 4.3068 | 3.4455 | 2.7564 | 2.2051 | 1.7641 | 1.4113 | 1.129 | 0.90321 | 0.72257 | 0.57805 | 0.46244 | 0.0031542 | 0.0011265 | 0.00038404 | 0.00012523 | 43.7522
| Block 6: 40-50 mills/kWh | >40 | <=50 | 6.2729 | 6.2729 | 6.2729 | 6.2729 | 6.2729 | 5.6456 | 4.5165 | 3.6132 | 2.8906 | 2.3125 | 1.85 | 1.48 | 1.184 | 0.94718 | 0.75775 | 0.6062 | 0.0041347 | 0.0014767 | 0.00050342 | 0.00016416 | 57.3528
| Block 7: 50-60 mills/kWh | >50 | <=60 | 6.2729 | 6.2729 | 6.2729 | 6.2729 | 6.2729 | 5.6456 | 4.5165 | 3.6132 | 2.8906 | 2.3125 | 1.85 | 1.48 | 1.184 | 0.94718 | 0.75775 | 0.6062 | 0.0041347 | 0.0014767 | 0.00050342 | 0.00016416 | 57.3528
| Block 8: 60-70 mills/kWh | >60 | <=70 | 6.2729 | 6.2729 | 6.2729 | 6.2729 | 6.2729 | 5.6456 | 4.5165 | 3.6132 | 2.8906 | 2.3125 | 1.85 | 1.48 | 1.184 | 0.94718 | 0.75775 | 0.6062 | 0.0041347 | 0.0014767 | 0.00050342 | 0.00016416 | 57.3528
| Block 9: 70-80 mills/kWh | >70 | <=80 | 6.2729 | 6.2729 | 6.2729 | 6.2729 | 6.2729 | 5.6456 | 4.5165 | 3.6132 | 2.8906 | 2.3125 | 1.85 | 1.48 | 1.184 | 0.94718 | 0.75775 | 0.6062 | 0.0041347 | 0.0014767 | 0.00050342 | 0.00016416 | 57.3528
| Block 10: 80-90 mills/kWh | >80 | <=90 | 6.2729 | 6.2729 | 6.2729 | 6.2729 | 6.2729 | 5.6456 | 4.5165 | 3.6132 | 2.8906 | 2.3125 | 1.85 | 1.48 | 1.184 | 0.94718 | 0.75775 | 0.6062 | 0.0041347 | 0.0014767 | 0.00050342 | 0.00016416 | 57.3528
| Block 11: 90-100 mills/kWh | >90 | <=100 | 6.2729 | 6.2729 | 6.2729 | 6.2729 | 6.2729 | 5.6456 | 4.5165 | 3.6132 | 2.8906 | 2.3125 | 1.85 | 1.48 | 1.184 | 0.94718 | 0.75775 | 0.6062 | 0.0041347 | 0.0014767 | 0.00050342 | 0.00016416 | 57.3528
| Block 12: 100-110 mills/kWh | >100 | <=110 | 6.2729 | 6.2729 | 6.2729 | 6.2729 | 6.2729 | 5.6456 | 4.5165 | 3.6132 | 2.8906 | 2.3125 | 1.85 | 1.48 | 1.184 | 0.94718 | 0.75775 | 0.6062 | 0.0041347 | 0.0014767 | 0.00050342 | 0.00016416 | 57.3528
| Block 13: 110-120 mills/kWh | >110 | <=120 | 6.9088 | 6.9088 | 6.9088 | 6.9088 | 6.9088 | 6.2179 | 4.9743 | 3.9795 | 3.1836 | 2.5469 | 2.0375 | 1.63 | 1.304 | 1.0432 | 0.83455 | 0.66764 | 0.0045538 | 0.0016264 | 0.00055444 | 0.0001808 | 63.1663
| Block 14: 120-130 mills/kWh | >120 | <=130 | 6.9088 | 6.9088 | 6.9088 | 6.9088 | 6.9088 | 6.2179 | 4.9743 | 3.9795 | 3.1836 | 2.5469 | 2.0375 | 1.63 | 1.304 | 1.0432 | 0.83455 | 0.66764 | 0.0045538 | 0.0016264 | 0.00055444 | 0.0001808 | 63.1663
| Block 15: 130-140 mills/kWh | >130 | <=140 | 6.9088 | 6.9088 | 6.9088 | 6.9088 | 6.9088 | 6.2179 | 4.9743 | 3.9795 | 3.1836 | 2.5469 | 2.0375 | 1.63 | 1.304 | 1.0432 | 0.83455 | 0.66764 | 0.0045538 | 0.0016264 | 0.00055444 | 0.0001808 | 63.1663
| Block 16: 140-150 mills/kWh | >140 | <=150 | 6.9088 | 6.9088 | 6.9088 | 6.9088 | 6.9088 | 6.2179 | 4.9743 | 3.9795 | 3.1836 | 2.5469 | 2.0375 | 1.63 | 1.304 | 1.0432 | 0.83455 | 0.66764 | 0.0045538 | 0.0016264 | 0.00055444 | 0.0001808 | 63.1663
| Block 17: 150-160 mills/kWh | >150 | <=160 | 6.9088 | 6.9088 | 6.9088 | 6.9088 | 6.9088 | 6.2179 | 4.9743 | 3.9795 | 3.1836 | 2.5469 | 2.0375 | 1.63 | 1.304 | 1.0432 | 0.83455 | 0.66764 | 0.0045538 | 0.0016264 | 0.00055444 | 0.0001808 | 63.1663
| Block 18: 160-170 mills/kWh | >160 | <=170 | 6.9088 | 6.9088 | 6.9088 | 6.9088 | 6.9088 | 6.2179 | 4.9743 | 3.9795 | 3.1836 | 2.5469 | 2.0375 | 1.63 | 1.304 | 1.0432 | 0.83455 | 0.66764 | 0.0045538 | 0.0016264 | 0.00055444 | 0.0001808 | 63.1663
| Block 19: 170-180 mills/kWh | >170 | <=180 | 6.9088 | 6.9088 | 6.9088 | 6.9088 | 6.9088 | 6.2179 | 4.9743 | 3.9795 | 3.1836 | 2.5469 | 2.0375 | 1.63 | 1.304 | 1.0432 | 0.83455 | 0.66764 | 0.0045538 | 0.0016264 | 0.00055444 | 0.0001808 | 63.1663
| Block 20: 180-190 mills/kWh | >180 | <=190 | 6.9088 | 6.9088 | 6.9088 | 6.9088 | 6.9088 | 6.2179 | 4.9743 | 3.9795 | 3.1836 | 2.5469 | 2.0375 | 1.63 | 1.304 | 1.0432 | 0.83455 | 0.66764 | 0.0045538 | 0.0016264 | 0.00055444 | 0.0001808 | 63.1663
| Block 21: 190-200 mills/kWh | >190 | <=200 | 6.9088 | 6.9088 | 6.9088 | 6.9088 | 6.9088 | 6.2179 | 4.9743 | 3.9795 | 3.1836 | 2.5469 | 2.0375 | 1.63 | 1.304 | 1.0432 | 0.83455 | 0.66764 | 0.0045538 | 0.0016264 | 0.00055444 | 0.0001808 | 63.1663
| Block 22: 200-210 mills/kWh | >200 | <=210 | 6.9088 | 6.9088 | 6.9088 | 6.9088 | 6.9088 | 6.2179 | 4.9743 | 3.9795 | 3.1836 | 2.5469 | 2.0375 | 1.63 | 1.304 | 1.0432 | 0.83455 | 0.66764 | 0.0045538 | 0.0016264 | 0.00055444 | 0.0001808 | 63.1663
| Block 23: 210-220 mills/kWh | >210 | <=220 | 6.9088 | 6.9088 | 6.9088 | 6.9088 | 6.9088 | 6.2179 | 4.9743 | 3.9795 | 3.1836 | 2.5469 | 2.0375 | 1.63 | 1.304 | 1.0432 | 0.83455 | 0.66764 | 0.0045538 | 0.0016264 | 0.00055444 | 0.0001808 | 63.1663
| Block 24: 220-230 mills/kWh | >220 | <=230 | 6.9088 | 6.9088 | 6.9088 | 6.9088 | 6.9088 | 6.2179 | 4.9743 | 3.9795 | 3.1836 | 2.5469 | 2.0375 | 1.63 | 1.304 | 1.0432 | 0.83455 | 0.66764 | 0.0045538 | 0.0016264 | 0.00055444 | 0.0001808 | 63.1663
| Block 25: 230-240 mills/kWh | >230 | <=240 | 6.9088 | 6.9088 | 6.9088 | 6.9088 | 6.9088 | 6.2179 | 4.9743 | 3.9795 | 3.1836 | 2.5469 | 2.0375 | 1.63 | 1.304 | 1.0432 | 0.83455 | 0.66764 | 0.0045538 | 0.0016264 | 0.00055444 | 0.0001808 | 63.1663
| Block 26: 240-250 mills/kWh | >240 | <=250 | 6.9088 | 6.9088 | 6.9088 | 6.9088 | 6.9088 | 6.2179 | 4.9743 | 3.9795 | 3.1836 | 2.5469 | 2.0375 | 1.63 | 1.304 | 1.0432 | 0.83455 | 0.66764 | 0.0045538 | 0.0016264 | 0.00055444 | 0.0001808 | 63.1663
| Block 27: 250-260 mills/kWh | >250 | <=260 | 6.9088 | 6.9088 | 6.9088 | 6.9088 | 6.9088 | 6.2179 | 4.9743 | 3.9795 | 3.1836 | 2.5469 | 2.0375 | 1.63 | 1.304 | 1.0432 | 0.83455 | 0.66764 | 0.0045538 | 0.0016264 | 0.00055444 | 0.0001808 | 63.1663
| Block 28: 260-270 mills/kWh | >260 | <=270 | 6.9088 | 6.9088 | 6.9088 | 6.9088 | 6.9088 | 6.2179 | 4.9743 | 3.9795 | 3.1836 | 2.5469 | 2.0375 | 1.63 | 1.304 | 1.0432 | 0.83455 | 0.66764 | 0.0045538 | 0.0016264 | 0.00055444 | 0.0001808 | 63.1663
| Block 29: 270-280 mills/kWh | >270 | <=280 | 6.9088 | 6.9088 | 6.9088 | 6.9088 | 6.9088 | 6.2179 | 4.9743 | 3.9795 | 3.1836 | 2.5469 | 2.0375 | 1.63 | 1.304 | 1.0432 | 0.83455 | 0.66764 | 0.0045538 | 0.0016264 | 0.00055444 | 0.0001808 | 63.1663
| Block 30: 280-290 mills/kWh | >280 | <=290 | 6.9088 | 6.9088 | 6.9088 | 6.9088 | 6.9088 | 6.2179 | 4.9743 | 3.9795 | 3.1836 | 2.5469 | 2.0375 | 1.63 | 1.304 | 1.0432 | 0.83455 | 0.66764 | 0.0045538 | 0.0016264 | 0.00055444 | 0.0001808 | 63.1663
| Block 31: 290-300 mills/kWh | >290 | <=300 | 6.9088 | 6.9088 | 6.9088 | 6.9088 | 6.9088 | 6.2179 | 4.9743 | 3.9795 | 3.1836 | 2.5469 | 2.0375 | 1.63 | 1.304 | 1.0432 | 0.83455 | 0.66764 | 0.0045538 | 0.0016264 | 0.00055444 | 0.0001808 | 63.1663
| Block 32: >300 mills/kWh | >300 | <=999 | 6.9088 | 6.9088 | 6.9088 | 6.9088 | 6.9088 | 6.2179 | 4.9743 | 3.9795 | 3.1836 | 2.5469 | 2.0375 | 1.63 | 1.304 | 1.0432 | 0.83455 | 0.66764 | 0.0045538 | 0.0016264 | 0.00055444 | 0.0001808 | 63.1663
RECOMBINE MEASURE BUNDLES INTO SUPPLY CURVE INREMENETAL
|  | SC-NR | Grocery Refrigeration Bundle-Retro | 2016 | 2017 | 2018 | 2019 | 2020 | 2021 | 2022 | 2023 | 2024 | 2025 | 2026 | 2027 | 2028 | 2029 | 2030 | 2031 | 2032 | 2033 | 2034 | 2035
|  | 2035 |  | aMW_2016 | aMW_2017 | aMW_2018 | aMW_2019 | aMW_2020 | aMW_2021 | aMW_2022 | aMW_2023 | aMW_2024 | aMW_2025 | aMW_2026 | aMW_2027 | aMW_2028 | aMW_2029 | aMW_2030 | aMW_2031 | aMW_2032 | aMW_2033 | aMW_2034 | aMW_2035 | TOTAL MAX
|  | Block 1: <= 0 mills/kWh |  | 0 | 0 | 0 | 0 | 0 | 0 | 0 | 0 | 0 | 0 | 0 | 0 | 0 | 0 | 0 | 0 | 0 | 0 | 0 | 0 | 0
|  | Block 2: <= 10 mills/kWh |  | 0 | 0 | 0 | 0 | 0 | 0 | 0 | 0 | 0 | 0 | 0 | 0 | 0 | 0 | 0 | 0 | 0 | 0 | 0 | 0 | 0
|  | Block 3: 10-20 mills/kWh |  | 0 | 0 | 0 | 0 | 0 | 0 | 0 | 0 | 0 | 0 | 0 | 0 | 0 | 0 | 0 | 0 | 0 | 0 | 0 | 0 | 0
|  | Block 4: 20-30 mills/kWh |  | 4.7464 | 4.7464 | 4.7464 | 4.7464 | 4.7464 | 4.2718 | 3.4174 | 2.7339 | 2.1872 | 1.7497 | 1.3998 | 1.1198 | 0.89586 | 0.71669 | 0.57335 | 0.45868 | 0.0031285 | 0.0011173 | 0.00038091 | 0.00012421 | 43.3961
|  | Block 5: 30-40 mills/kWh |  | 0.03895 | 0.03895 | 0.03895 | 0.03895 | 0.03895 | 0.035055 | 0.028044 | 0.022435 | 0.017948 | 0.014358 | 0.011487 | 0.0091894 | 0.0073515 | 0.0058812 | 0.004705 | 0.003764 | 2.5673e-05 | 9.169e-06 | 3.1258e-06 | 1.0193e-06 | 0.35611
|  | Block 6: 40-50 mills/kWh |  | 1.4876 | 1.4876 | 1.4876 | 1.4876 | 1.4876 | 1.3388 | 1.071 | 0.85683 | 0.68547 | 0.54837 | 0.4387 | 0.35096 | 0.28077 | 0.22461 | 0.17969 | 0.14375 | 0.00098051 | 0.00035018 | 0.00011938 | 3.8928e-05 | 13.6006
|  | Block 7: 50-60 mills/kWh |  | 0 | 0 | 0 | 0 | 0 | 0 | 0 | 0 | 0 | 0 | 0 | 0 | 0 | 0 | 0 | 0 | 0 | 0 | 0 | 0 | 0
|  | Block 8: 60-70 mills/kWh |  | 0 | 0 | 0 | 0 | 0 | 0 | 0 | 0 | 0 | 0 | 0 | 0 | 0 | 0 | 0 | 0 | 0 | 0 | 0 | 0 | 0
|  | Block 9: 70-80 mills/kWh |  | 0 | 0 | 0 | 0 | 0 | 0 | 0 | 0 | 0 | 0 | 0 | 0 | 0 | 0 | 0 | 0 | 0 | 0 | 0 | 0 | 0
|  | Block 10: 80-90 mills/kWh |  | 0 | 0 | 0 | 0 | 0 | 0 | 0 | 0 | 0 | 0 | 0 | 0 | 0 | 0 | 0 | 0 | 0 | 0 | 0 | 0 | 0
|  | Block 11: 90-100 mills/kWh |  | 0 | 0 | 0 | 0 | 0 | 0 | 0 | 0 | 0 | 0 | 0 | 0 | 0 | 0 | 0 | 0 | 0 | 0 | 0 | 0 | 0
|  | Block 12: 100-110 mills/kWh |  | 0 | 0 | 0 | 0 | 0 | 0 | 0 | 0 | 0 | 0 | 0 | 0 | 0 | 0 | 0 | 0 | 0 | 0 | 0 | 0 | 0
|  | Block 13: 110-120 mills/kWh |  | 0.63584 | 0.63584 | 0.63584 | 0.63584 | 0.63584 | 0.57226 | 0.45781 | 0.36625 | 0.293 | 0.2344 | 0.18752 | 0.15001 | 0.12001 | 0.096009 | 0.076807 | 0.061446 | 0.00041911 | 0.00014968 | 5.1028e-05 | 1.6639e-05 | 5.8134
|  | Block 14: 120-130 mills/kWh |  | 0 | 0 | 0 | 0 | 0 | 0 | 0 | 0 | 0 | 0 | 0 | 0 | 0 | 0 | 0 | 0 | 0 | 0 | 0 | 0 | 0
|  | Block 15: 130-140 mills/kWh |  | 0 | 0 | 0 | 0 | 0 | 0 | 0 | 0 | 0 | 0 | 0 | 0 | 0 | 0 | 0 | 0 | 0 | 0 | 0 | 0 | 0
|  | Block 16: 140-150 mills/kWh |  | 0 | 0 | 0 | 0 | 0 | 0 | 0 | 0 | 0 | 0 | 0 | 0 | 0 | 0 | 0 | 0 | 0 | 0 | 0 | 0 | 0
|  | Block 17: 150-160 mills/kWh |  | 0 | 0 | 0 | 0 | 0 | 0 | 0 | 0 | 0 | 0 | 0 | 0 | 0 | 0 | 0 | 0 | 0 | 0 | 0 | 0 | 0
|  | Block 18: 160-170 mills/kWh |  | 0 | 0 | 0 | 0 | 0 | 0 | 0 | 0 | 0 | 0 | 0 | 0 | 0 | 0 | 0 | 0 | 0 | 0 | 0 | 0 | 0
|  | Block 19: 170-180 mills/kWh |  | 0 | 0 | 0 | 0 | 0 | 0 | 0 | 0 | 0 | 0 | 0 | 0 | 0 | 0 | 0 | 0 | 0 | 0 | 0 | 0 | 0
|  | Block 20: 180-190 mills/kWh |  | 0 | 0 | 0 | 0 | 0 | 0 | 0 | 0 | 0 | 0 | 0 | 0 | 0 | 0 | 0 | 0 | 0 | 0 | 0 | 0 | 0
|  | Block 21: 190-200 mills/kWh |  | 0 | 0 | 0 | 0 | 0 | 0 | 0 | 0 | 0 | 0 | 0 | 0 | 0 | 0 | 0 | 0 | 0 | 0 | 0 | 0 | 0
|  | Block 22: 200-210 mills/kWh |  | 0 | 0 | 0 | 0 | 0 | 0 | 0 | 0 | 0 | 0 | 0 | 0 | 0 | 0 | 0 | 0 | 0 | 0 | 0 | 0 | 0
|  | Block 23: 210-220 mills/kWh |  | 0 | 0 | 0 | 0 | 0 | 0 | 0 | 0 | 0 | 0 | 0 | 0 | 0 | 0 | 0 | 0 | 0 | 0 | 0 | 0 | 0
|  | Block 24: 220-230 mills/kWh |  | 0 | 0 | 0 | 0 | 0 | 0 | 0 | 0 | 0 | 0 | 0 | 0 | 0 | 0 | 0 | 0 | 0 | 0 | 0 | 0 | 0
|  | Block 25: 230-240 mills/kWh |  | 0 | 0 | 0 | 0 | 0 | 0 | 0 | 0 | 0 | 0 | 0 | 0 | 0 | 0 | 0 | 0 | 0 | 0 | 0 | 0 | 0
|  | Block 26: 240-250 mills/kWh |  | 0 | 0 | 0 | 0 | 0 | 0 | 0 | 0 | 0 | 0 | 0 | 0 | 0 | 0 | 0 | 0 | 0 | 0 | 0 | 0 | 0
|  | Block 27: 250-260 mills/kWh |  | 0 | 0 | 0 | 0 | 0 | 0 | 0 | 0 | 0 | 0 | 0 | 0 | 0 | 0 | 0 | 0 | 0 | 0 | 0 | 0 | 0
|  | Block 28: 260-270 mills/kWh |  | 0 | 0 | 0 | 0 | 0 | 0 | 0 | 0 | 0 | 0 | 0 | 0 | 0 | 0 | 0 | 0 | 0 | 0 | 0 | 0 | 0
|  | Block 29: 270-280 mills/kWh |  | 0 | 0 | 0 | 0 | 0 | 0 | 0 | 0 | 0 | 0 | 0 | 0 | 0 | 0 | 0 | 0 | 0 | 0 | 0 | 0 | 0
|  | Block 30: 280-290 mills/kWh |  | 0 | 0 | 0 | 0 | 0 | 0 | 0 | 0 | 0 | 0 | 0 | 0 | 0 | 0 | 0 | 0 | 0 | 0 | 0 | 0 | 0
|  | Block 31: 290-300 mills/kWh |  | 0 | 0 | 0 | 0 | 0 | 0 | 0 | 0 | 0 | 0 | 0 | 0 | 0 | 0 | 0 | 0 | 0 | 0 | 0 | 0 | 0
|  | Block 32: >300 mills/kWh |  | 0 | 0 | 0 | 0 | 0 | 0 | 0 | 0 | 0 | 0 | 0 | 0 | 0 | 0 | 0 | 0 | 0 | 0 | 0 | 0 | 0
|  | Total per Year |  | 6.9088 | 6.9088 | 6.9088 | 6.9088 | 6.9088 | 6.2179 | 4.9743 | 3.9795 | 3.1836 | 2.5469 | 2.0375 | 1.63 | 1.304 | 1.0432 | 0.83455 | 0.66764 | 0.0045538 | 0.0016264 | 0.00055444 | 0.0001808
|  | Cumulative at Earliest Deployment |  | 6.9088 | 13.8176 | 20.7264 | 27.6351 | 34.5439 | 40.7618 | 45.7362 | 49.7156 | 52.8992 | 55.446 | 57.4835 | 59.1135 | 60.4175 | 61.4607 | 62.2952 | 62.9629 | 62.9674 | 62.9691 | 62.9696 | 62.9698 | 63.1663

## M_Input_Out
Shaped Savings Results; By Category and sorted by TRC BC ratio
[14 empty] | Savings Allocation by Category and Month for Segments 1 | [11 empty] | Savings Allocation by Category and Month for Segments 2
Category | Measure | Busbar Savings | First Cost | Admin Cost | First Year Program Cost | PV Cost | PV Benefits | Unit Program Cost: First Year Program Cost in $/average annual kW saved | Utility System Net Levelized Cost (Net of T&D Capacity Benefits, Act Credit & Risk-Mitigation) in mills/kWh | TRC Net Levelized Cost (Net of All Benefits) in mills/kWh | TRC B/C Ratio | Net Electric & Gas System CO2 Avoided (Lifetime Tons) | Wholesale KW | Jan | Feb | Mar | Apr | May | Jun | Jul | Aug | Sep | Oct | Nov | Dec | Jan | Feb | Mar | Apr | May | Jun | Jul | Aug | Sep | Oct | Nov | Dec
Grocery Retrocommisioning |  | 1.0731 | 0.25774 | 0.051549 | 0.30929 | 0.39418 | 0.63955 | 2524.8834 | 8.3169 | 20.1427 | 1.6225 | 0.010194 | 0.00013016 | 0.045717 | 0.046633 | 0.050495 | 0.050352 | 0.051679 | 0.0548 | 0.052863 | 0.058615 | 0.051675 | 0.054334 | 0.048902 | 0.046547 | 0.036811 | 0.036169 | 0.034266 | 0.037876 | 0.03829 | 0.037546 | 0.042629 | 0.039679 | 0.042507 | 0.036859 | 0.040344 | 0.037492
Replace Shaded Pole with ECM in Walk-in Cooler |  | 24683.1099 | 7036.4107 | 1407.2821 | 8443.6928 | 10761.1128 | 14711.027 | 2996.6544 | 11.1576 | 25.193 | 1.3671 | 234.492 | 2.9938 | 1051.5833 | 1072.6647 | 1161.5028 | 1158.1992 | 1188.7262 | 1260.5257 | 1215.9554 | 1348.2763 | 1188.6312 | 1249.8087 | 1124.8577 | 1070.6691 | 846.7359 | 831.9635 | 788.1798 | 871.225 | 880.7577 | 863.6303 | 980.547 | 912.6921 | 977.7461 | 847.8395 | 927.9927 | 862.4004
Anti Sweat Heater Controls |  | 327.6855 | 46.9272 | 9.3854 | 56.3126 | 115.4509 | 160.7898 | 1505.4027 | 2.1782 | 26.7871 | 1.3023 | 2.6008 | 0.039745 | 13.9605 | 14.2404 | 15.4198 | 15.3759 | 15.7812 | 16.7344 | 16.1427 | 17.8993 | 15.7799 | 16.5921 | 14.9333 | 14.2139 | 11.241 | 11.0449 | 10.4636 | 11.5661 | 11.6927 | 11.4653 | 13.0174 | 12.1166 | 12.9803 | 11.2557 | 12.3198 | 11.449
Strip Curtains: Walk-In Coolers/ Freezers |  | 158.0388 | 10.1371 | 2.0274 | 12.1645 | 86.4128 | 94.1905 | 674.2717 | -2.8264 | 33.3467 | 1.09 | 1.5014 | 0.019169 | 6.733 | 6.868 | 7.4368 | 7.4156 | 7.6111 | 8.0708 | 7.7854 | 8.6326 | 7.6105 | 8.0022 | 7.2021 | 6.8552 | 5.4214 | 5.3268 | 5.0465 | 5.5782 | 5.6392 | 5.5296 | 6.2782 | 5.8437 | 6.2602 | 5.4285 | 5.9417 | 5.5217
Floating Head Pressure Control |  | 784.7548 | 327.1228 | 65.4246 | 392.5474 | 500.2843 | 467.7105 | 4381.8975 | 19.4987 | 40.0222 | 0.93489 | 7.4552 | 0.095184 | 33.4332 | 34.1034 | 36.9279 | 36.8228 | 37.7934 | 40.0761 | 38.6591 | 42.866 | 37.7904 | 39.7354 | 35.7628 | 34.04 | 26.9204 | 26.4508 | 25.0587 | 27.699 | 28.0021 | 27.4576 | 31.1747 | 29.0174 | 31.0857 | 26.9555 | 29.5038 | 27.4185
LED Motion Sensors on Display Case |  | 13.618 | 3.6221 | 0.72443 | 4.3466 | 8.9112 | 8.1163 | 2796.0032 | 9.9494 | 41.2634 | 0.91079 | 0.12937 | 0.0016517 | 0.58017 | 0.5918 | 0.64082 | 0.63899 | 0.65583 | 0.69545 | 0.67086 | 0.74386 | 0.65578 | 0.68953 | 0.6206 | 0.5907 | 0.46715 | 0.459 | 0.43485 | 0.48067 | 0.48592 | 0.47648 | 0.54098 | 0.50354 | 0.53943 | 0.46776 | 0.51198 | 0.4758
ECM Controllers on Walk-In Evaporator Motors |  | 315.107 | 160.9087 | 32.1817 | 193.0905 | 235.5491 | 187.8024 | 5367.9308 | 25.436 | 48.1174 | 0.7973 | 2.9935 | 0.03822 | 13.4246 | 13.6937 | 14.8279 | 14.7857 | 15.1754 | 16.092 | 15.523 | 17.2122 | 15.1742 | 15.9552 | 14.36 | 13.6683 | 10.8095 | 10.6209 | 10.062 | 11.1221 | 11.2438 | 11.0252 | 12.5178 | 11.6515 | 12.482 | 10.8236 | 11.8468 | 11.0095
LED Case Lighting |  | 76.0522 | 46.3127 | 9.2625 | 55.5753 | 117.1587 | 37.2648 | 6401.388 | 31.6589 | 114.2666 | 0.47977 | 0.60284 | 0.0092245 | 3.2401 | 3.305 | 3.5788 | 3.5686 | 3.6626 | 3.8839 | 3.7465 | 4.1542 | 3.6623 | 3.8508 | 3.4658 | 3.2989 | 2.6089 | 2.5634 | 2.4285 | 2.6844 | 2.7137 | 2.661 | 3.0212 | 2.8121 | 3.0126 | 2.6123 | 2.8593 | 2.6572

## M_Input
Data Set Name | [13 empty] | #REF!
Measure Index Name | Grocery Refrigeration Bundle
Costs must be denominated in the same year as 'Input Cost Reference Year' = |  | 2012
1 | 2 | 3 | 4 | 5 | 6 | 7 | 8 | 9 | 10 | 11 | 12 | 13 | 14 | 15 | 16 | 17 | 18 | 19 | 20 | 21 | 22 | 23 | 24 | 25 | 26 | 27 | 28 | 29 | 30 | 31 | 32 | 33 | 34 | 35 | 36 | 37 | 38 | 39 | 40 | 41 | 42 | 43 | 44 | 45 | 46 | 47 | 48 | 49 | 50 | 51 | 52 | 53 | 54 | 55 | 56 | 57 | 58 | 59 | 60 | 61 | 62 | 63 | 64 | 65 | 66 | 67 | 68 | 69 | 70 | 71 | 72 | 73 | 74 | 75 | 76 | 77 | 78 | 79 | 80 | 81 | 82 | 83 | 84 | 85 | 86 | 87 | 88 | 89 | 90 | 91 | 92 | 93 | 94 | 95 | 96 | 97 | 98 | 99 | 100 | 101 | 102 | 103 | 104 | 105
Input Data | [7 empty] | Periodic Replacement Costs and Savings and Replacement Period | [5 empty] | Gas Inputs |  | Retro or LO | Early Retrofit Parameters
Category Name | Measure Name | Savings (kwh/yr) | Life (yrs) | Capital Cost | Annual O&M | Shape Pointer | Non-E Val ($/yr) | Cost 1 ($) | Period 1 | Cost 2 ($) | Period 2 | Cost 3 ($) | Period 3 | Savings (therms/yr) | Shape Pointer | R or L | Savings 2 (kWh) | Remaining Life (yrs) | Salvage Value ($)
Replace Shaded Pole with ECM in Walk-in Cooler | Replace Shaded Pole with ECM in Walk-in Cooler | 23002.1247 | 15 | 7036.4107 | 0 | Grocery Refrigeration | 0 | [8 empty] | R
ECM Controllers on Walk-In Evaporator Motors | ECM Controllers on Walk-In Evaporator Motors | 293.6473 | 16 | 160.9087 | 0 | Grocery Refrigeration | 0 | [8 empty] | R
Strip Curtains: Walk-In Coolers/ Freezers | Strip Curtains: Walk-In Coolers/ Freezers | 147.276 | 2 | 10.1371 | 0 | Grocery Refrigeration | 0 | [8 empty] | R
Anti Sweat Heater Controls | Anti Sweat Heater Controls | 305.3693 | 8 | 46.9272 | 0 | Grocery Refrigeration | 0 | [6 empty] | -4.3346 | Grocery Heat | R
LED Case Lighting | LED Case Lighting | 70.8728 | 5.9763 | 46.3127 | -2.0862 | Grocery Refrigeration | 0 | [6 empty] | -1.0126 | Grocery Heat | R
Grocery Retrocommisioning | Grocery Retrocommisioning | 1 | 15 | 0.25774 | 0 | Grocery Refrigeration | 0 | [8 empty] | R
Floating Head Pressure Control | Floating Head Pressure Control | 731.3109 | 15 | 327.1228 | 0 | Grocery Refrigeration | 0 | [8 empty] | R
LED Motion Sensors on Display Case | LED Motion Sensors on Display Case | 12.6906 | 8 | 3.6221 | 0 | Grocery Refrigeration | 0 | [8 empty] | R
ProCost Results
Version: | ProCost 3.0 - Beta04
Run Time: | Thursday, 19 March , 2015 at 1:38 AM
Regurgitation of ProData input parameters which were used for this run
| Run Parameters |  | Run Parameters |  |  | Marginal Cost & Conservation Load Shape Parameters | [9 empty] | Sponsor Parameters | [5 empty] | Program Parameters |  |  | Utility System Parameters
| Run Type | Electric | Run Type | Electric |  | Marginal Costs and Savings Shape File | Q:\SeventhPlan\Conservation Analysis\Global EE Inputs\MC Files\MC_AND_LOADSHAPE_v3.0_24segment-7P-D9 - NewSegValues.xlsx |  |  | 6P MidC Final (with carbon) | [6 empty] | Customer | Wholesale Elec | Retail Elec | Nat Gas |  | Program Life (yrs) | 20 |  |  | Electric | Gas
| Negative B/C Ratios | Off | Negative B/C Ratios | Off |  | Marginal Elec Avoided Cost Input Worksheet | 7P Mid |  |  | Conservation Load Shapes | [5 empty] | Real After-Tax Cost of Capital | 0.068013 | 0.043878 | 0.053289 | 0.054479 |  | Program Start Date | 2016 |  | Bulk System T&D Loss Factor | 0.0040389 | 0.01
| Admin Cost @ Category Level | On | Admin Cost @ Category Level | On |  | Elec Savings Shape Input Worksheet | GLSShapes |  |  | 6P_Gas_Final | [5 empty] | Financial Life (years) | 12 | 12 | 1 | 1 |  | Present Value Time Zero | 2016 |  | Bulk System T&D Credit ($/kw-yr)($/dailytherm-yr) | 26 | 0
| Repeat Periodic Replacement | On | Repeat Periodic Replacement | On |  | Marginal Gas Avoided Cost Input Worksheet | 7P Gas |  |  | Conservation Load Shapes | [6 empty] | Customer | Wholesale Elec | Retail Elec | Nat Gas |  | Input Cost Reference Year | 2012 |  | Bulk System T&D I2R Loss Component (%) | 0.9 | N/A
[6 empty] | Gas Savings Shape Input Worksheet | GLSShapes | [8 empty] | Sponsor Share of Initial Capital Cost | 0.35 | 0.195 | 0.455 | 0 |  | Real Discount Rate | 0.04 |  | Local System Dist Loss Factor | 0.047399 | 0
| Run Type: | Electric |  |  |  | Marginal Elec CO2 per kWh Input Worksheet | CO2 lbs per kWh .95 |  |  | CO2 lbs per therm | [5 empty] | Sponsor Share of Annual O&M | 1 | 0 | 0 | 0 |  | Capital Real Escalation Rate | 0 |  | Local System Dist Credit ($/kw-yr)($/dailytherm-yr) | 31 | 0
| Negative B/C Ratios: | False: (Converts Negative B/C Ratios) |  |  |  | Marginal Gas CO2 per therm Input Worksheet | CO2 lbs per therm |  |  | Zero Dollars per ton CO2 | [5 empty] | Sponsor Share of Periodic Replacement Cost | 1 | 0 | 0 | 0 |  | Admin Cost (as % of Initial Capital Cost) | 0.2 |  | Local System Dist I2R Loss Component (%) | 0.7 | N/A
| Admin Cost / Category Level: | True: Admin Costs added at Category Results |  |  |  | Marginal Avoided Cost CO2 Input Worksheet | Zero Dollars per ton CO2 |  |  | LineLossShapes | [5 empty] | Sponsor Share of Admin Cost |  | 0.3 | 0.7 | 0 |  | Regional Act Conservation Credit (%) | 0 |  | Risk-Mitigation Credit (mills/kWh)(mills/therm) - Retro. | 0 | 0
| Periodic O&M Treatment: | True: (Periodic O&M Repeats over measure life) |  |  |  | Line Loss Shape Input Worksheet | LineLossShapes | [8 empty] | Last Year of Non-Customer O&M & Period Replacement |  | 20 |  |  |  | Report Annual Carbon Saved for Year | 2018 |  | Risk-Mitigation Credit (mills/kWh)(mills/therm) - Lost Op. | 0 | 0
Measure Results; Sorted in same order as input
Total Results |  | Measure Input Data | [8 empty] | Savings | [5 empty] | PV Capital |  |  |  | PV Admin |  |  |  | PV O&M |  |  |  | PV Periodic Repl. |  |  |  | Total PV Capital, O&M and Periodic Repl Costs |  |  |  |  | PV Wholesale Electric Utility Costs & Benefits | [6 empty] | PV Retail Electric Utility Costs & Benefits | [6 empty] | PV Electric Utility System Costs & Benefits | [5 empty] | Electric Utility System Economics |  | Sponsor Levelized Cost (mills/kwh) |  |  |  |  | PV Regional Costs & Benefits | [15 empty] | TRC Economics |  | Physical CO2 | [6 empty] | Gas Inputs |  |  |  | PV Gas Utility System Costs & Benefits |  |  |  |  | Gas Utility System Economics
Category | Measure | Measure Life | Site Savings (kWh) | Site Savings (therms) | Capital Cost ($/unit) | Annual O&M Cost ($/unit) | PV Per. Repl. Cost ($/unit) | Load Shape (electric) | Diversified Load Factor (electric) | Wholesale Power Coincidence Factor (electric) | Wholesale Electric Energy (kWh) | Wholesale Electric Demand (kw) | Retail Electric Demand (kW) | Wholesale Gas Energy (therms/yr) | Wholesale Gas Demand (therms/day) | Retail Gas Demand (therms/day) | Wholesale Electric | Retail Electric | Natural Gas | Customer | Wholesale Electric | Retail Electric | Natural Gas | Customer | Wholesale Electric | Retail Electric | Natural Gas | Customer | Wholesale Electric | Retail Electric | Natural Gas | Customer | Wholesale Electric | Retail Electric | Natural Gas | Customer | Total | Wholesale Utility System Energy | Wholesale Utility System T&D Def. Cap. | Wholesale Utility System Act C-E Credit | Wholesale Utility System Risk Mitigation Benefit | Wholesale Utility System Total System Benefit | Wholesale Utility System Total Non-Consumer Cost | Wholesale Utility System B/C Ratio | Retail Utility System Energy | Retail Utility System T&D Def. Cap. | Retail Utility System Act C-E Credit | Retail Utility System Risk Mitigation Benefit | Retail Utility System Total System Benefit | Retail Utility System Total Non-Consumer Cost | Retail Utility System System B/C Ratio | Utility System Energy | Utility System T&D Def. Cap. | Utility System Act C-E Credit | Utility System Total Risk Mitigation Benefit | Utility System Total System Benefit | Utility System Total Non-Consumer Cost | Utility System Net Levelized Cost (Net of Elec T&D Capacity Benefits, Act Credit & Risk-Mitigation Benefit) in mills/kwh | Utility System System B/C Ratio | Wholesale Electric Levelized Cost | Retail Electric Levelized Cost | Natural Gas Levelized Cost | Customer Levelized Cost | Total Levelized Cost | PV Regional Electric Energy | PV Regional Gas Energy | PV Regional Electric T&D Def. Cap. | PV Regional Gas T&D Def. Cap. | PV Regional Electric System CO2 | PV Regional Gas System CO2 | PV Regional Electric System Risk-Mitigation Benefit | PV Regional Gas System Risk-Mitigation Benefit | PV Regional Non-E Value | PV Regional Act Credit | PV Regional Capital Cost | PV Regional Admin Cost | PV Regional Annual O&M Cost | PV Regional Periodic Replacement Cost | PV Total Regional Benefit | PV Total Regional Cost | TRC B/C Ratio | TRC Net Levelized Cost (Net of All Benefits) in mills/kWh | Electric System CO2 Avoided (Lifetime Tons) | Gas System CO2 Avoided (Lifetime Tons) | Total System CO2 Avoided (Lifetime Tons) | Electric System CO2 Avoided (Annual Tons in 2018) | Gas System CO2 Avoided (Annual Tons in 2018) | Total System CO2 Avoided (Annual Tons in 2018) |  | Gas Site Savings (therms) | Load Shape (gas) | Diversitfied Load Factor (gas) | Wholesale Coincidence Factor (gas) | Total Gas Utility System Energy | Gas Utility System T&D Def. Cap. | Gas Utility System Risk Mitigation Benefit | Gas Utility System Total System Benefit | Gas Utility System Total Non-Consumer Cost | Gas Utility System Net Levelized Cost (Net of Gas T&D Capacity Benefits & Risk-Mitigation Benefits) in cents/therm | Gas Utility System System B/C Ratio
Replace Shaded Pole with ECM in Walk-in Cooler | Replace Shaded Pole with ECM in Walk-in Cooler | 15 | 23002.1247 | 0 | 7036.4107 | 0 | 0 | Grocery Refrigeration |  |  | 24683.1099 | 2.9938 | 2.9722 | 0 | 0 | 0 | 1403.1543 | 3242.4761 | 0 | 4708.2003 | (na) | (na) | (na) | (na) | 0 | 0 | 0 | 0 | 0 | 0 | 0 | 0 | 1403.1543 | 3242.4761 | 0 | 4708.2003 | 9353.8307 | 12400.9508 | 1057.8715 | 0 | 0 | 13458.8223 | 1403.1543 | 9.5918 | 12400.9508 | 1252.2047 | 0 | 0 | 13653.1555 | 3242.4761 | 4.2107 | 12400.9508 | 2310.0762 | 0 | 0 | 14711.027 | 4645.6304 | 6.9624 | 3.1666 | 4.1829 | 9.666 | 0 | 14.0354 | 27.8843 | 12400.9508 | 0 | 2310.0762 | 0 | 0 | 0 | 0 | 0 | 0 | 0 | 9353.8307 |  | 0 | 0 | 14711.027 | 9353.8307 | 1.5727 | 20.9978 | 234.492 | 0 | 234.492 | 11.7245 | 0 | 11.7245 |  | 0 |  | 0 | 0 | 0 | 0 | 0 | 0 | 0 | 9999 | 9999
ECM Controllers on Walk-In Evaporator Motors | ECM Controllers on Walk-In Evaporator Motors | 16 | 293.6473 | 0 | 160.9087 | 0 | 0 | Grocery Refrigeration |  |  | 315.107 | 0.03822 | 0.037944 | 0 | 0 | 0 | 32.0873 | 74.149 | 0 | 97.1311 | (na) | (na) | (na) | (na) | 0 | 0 | 0 | 0 | 0 | 0 | 0 | 0 | 32.0873 | 74.149 | 0 | 97.1311 | 203.3674 | 158.3117 | 13.5049 | 0 | 0 | 171.8166 | 32.0873 | 5.3547 | 158.3117 | 15.9858 | 0 | 0 | 174.2975 | 74.149 | 2.3506 | 158.3117 | 29.4907 | 0 | 0 | 187.8024 | 106.2363 | 17.9212 | 1.7678 | 7.4928 | 17.3148 | 0 | 22.6814 | 47.489 | 158.3117 | 0 | 29.4907 | 0 | 0 | 0 | 0 | 0 | 0 | 0 | 203.3674 |  | 0 | 0 | 187.8024 | 203.3674 | 0.92346 | 40.6026 | 2.9935 | 0 | 2.9935 | 0.14968 | 0 | 0.14968 |  | 0 |  | 0 | 0 | 0 | 0 | 0 | 0 | 0 | 9999 | 9999
Strip Curtains: Walk-In Coolers/ Freezers | Strip Curtains: Walk-In Coolers/ Freezers | 2 | 147.276 | 0 | 10.1371 | 0 | 0 | Grocery Refrigeration |  |  | 158.0388 | 0.019169 | 0.01903 | 0 | 0 | 0 | 2.0215 | 4.6713 | 0 | 77.6926 | (na) | (na) | (na) | (na) | 0 | 0 | 0 | 0 | 0 | 0 | 0 | 0 | 2.0215 | 4.6713 | 0 | 77.6926 | 84.3854 | 79.3997 | 6.7732 | 0 | 0 | 86.173 | 2.0215 | 42.6288 | 79.3997 | 8.0175 | 0 | 0 | 87.4172 | 4.6713 | 18.7136 | 79.3997 | 14.7908 | 0 | 0 | 94.1905 | 6.6928 | -3.7704 | 14.0734 | 0.94118 | 2.1749 | 0 | 36.1731 | 39.2892 | 79.3997 | 0 | 14.7908 | 0 | 0 | 0 | 0 | 0 | 0 | 0 | 84.3854 |  | 0 | 0 | 94.1905 | 84.3854 | 1.1162 | 32.4028 | 1.5014 | 0 | 1.5014 | 0.075068 | 0 | 0.075068 |  | 0 |  | 0 | 0 | 0 | 0 | 0 | 0 | 0 | 9999 | 9999
Anti Sweat Heater Controls | Anti Sweat Heater Controls | 8 | 305.3693 | -4.3346 | 46.9272 | 0 | 0 | Grocery Refrigeration |  |  | 327.6855 | 0.039745 | 0.039459 | -4.378 | 0 | 0 | 9.3579 | 21.6247 | 0 | 75.0828 | (na) | (na) | (na) | (na) | 0 | 0 | 0 | 0 | 0 | 0 | 0 | 0 | 9.3579 | 21.6247 | 0 | 75.0828 | 106.0655 | 164.6313 | 14.044 | 0 | 0 | 178.6753 | 9.3579 | 19.0935 | 164.6313 | 16.6239 | 0 | 0 | 181.2552 | 21.6247 | 8.3819 | 164.6313 | 30.6679 | 0 | 0 | 195.2992 | 30.9826 | 0.070675 | 6.3035 | 2.1013 | 4.8558 | 0 | 16.8598 | 23.817 | 164.6313 | -34.5094 | 30.6679 | 0 | 0 | 0 | 0 | 0 | 0 | 0 | 106.0655 |  | 0 | 0 | 160.7898 | 106.0655 | 1.3893 | 24.6796 | 3.113 | -0.51222 | 2.6008 | 0.15565 | -0.025611 | 0.13004 |  | -4.3346 | Grocery Heat | 0 | 0 | -34.5094 | 0 | 0 | -34.5094 | 0 | 9999 | 0
LED Case Lighting | LED Case Lighting | 5.9763 | 70.8728 | -1.0126 | 46.3127 | -2.0862 | 0 | Grocery Refrigeration |  |  | 76.0522 | 0.0092245 | 0.0091579 | -1.0228 | 0 | 0 | 9.2354 | 21.3416 | 0 | 105.6715 | (na) | (na) | (na) | (na) | 0 | 0 | 0 | -28.3523 | 0 | 0 | 0 | 0 | 9.2354 | 21.3416 | 0 | 77.3192 | 107.8961 | 38.2091 | 3.2595 | 0 | 0 | 41.4685 | 9.2354 | 4.4902 | 38.2091 | 3.8582 | 0 | 0 | 42.0673 | 21.3416 | 1.9711 | 38.2091 | 7.1177 | 0 | 0 | 45.3268 | 30.5769 | 22.6972 | 1.4824 | 8.9354 | 20.6483 | 0 | 74.8076 | 104.3913 | 38.2091 | -8.062 | 7.1177 | 0 | 0 | 0 | 0 | 0 | 0 | 0 | 136.2485 |  | -28.3523 | 0 | 37.2648 | 107.8961 | 0.51056 | 105.305 | 0.7225 | -0.11966 | 0.60284 | 0.036125 | -0.0059832 | 0.030142 |  | -1.0126 | Grocery Heat | 0 | 0 | -8.062 | 0 | 0 | -8.062 | 0 | 9999 | 0
Grocery Retrocommisioning | Grocery Retrocommisioning | 15 | 1 | 0 | 0.25774 | 0 | 0 | Grocery Refrigeration |  |  | 1.0731 | 0.00013016 | 0.00012922 | 0 | 0 | 0 | 0.051398 | 0.11877 | 0 | 0.17246 | (na) | (na) | (na) | (na) | 0 | 0 | 0 | 0 | 0 | 0 | 0 | 0 | 0.051398 | 0.11877 | 0 | 0.17246 | 0.34263 | 0.53912 | 0.04599 | 0 | 0 | 0.58511 | 0.051398 | 11.3841 | 0.53912 | 0.054439 | 0 | 0 | 0.59356 | 0.11877 | 4.9975 | 0.53912 | 0.10043 | 0 | 0 | 0.63955 | 0.17017 | 4.7822 | 3.7583 | 3.5244 | 8.1443 | 0 | 11.8258 | 23.4944 | 0.53912 | 0 | 0.10043 | 0 | 0 | 0 | 0 | 0 | 0 | 0 | 0.34263 |  | 0 | 0 | 0.63955 | 0.34263 | 1.8666 | 16.6079 | 0.010194 | 0 | 0.010194 | 0.00050971 | 0 | 0.00050971 |  | 0 |  | 0 | 0 | 0 | 0 | 0 | 0 | 0 | 9999 | 9999
Floating Head Pressure Control | Floating Head Pressure Control | 15 | 731.3109 | 0 | 327.1228 | 0 | 0 | Grocery Refrigeration |  |  | 784.7548 | 0.095184 | 0.094497 | 0 | 0 | 0 | 65.2327 | 150.7428 | 0 | 218.8843 | (na) | (na) | (na) | (na) | 0 | 0 | 0 | 0 | 0 | 0 | 0 | 0 | 65.2327 | 150.7428 | 0 | 218.8843 | 434.8597 | 394.2658 | 33.6331 | 0 | 0 | 427.8989 | 65.2327 | 6.5596 | 394.2658 | 39.8116 | 0 | 0 | 434.0774 | 150.7428 | 2.8796 | 394.2658 | 73.4447 | 0 | 0 | 467.7105 | 215.9754 | 13.3643 | 2.1656 | 6.1165 | 14.1342 | 0 | 20.5235 | 40.7742 | 394.2658 | 0 | 73.4447 | 0 | 0 | 0 | 0 | 0 | 0 | 0 | 434.8597 |  | 0 | 0 | 467.7105 | 434.8597 | 1.0755 | 33.8877 | 7.4552 | 0 | 7.4552 | 0.37276 | 0 | 0.37276 |  | 0 |  | 0 | 0 | 0 | 0 | 0 | 0 | 0 | 9999 | 9999
LED Motion Sensors on Display Case | LED Motion Sensors on Display Case | 8 | 12.6906 | 0 | 3.6221 | 0 | 0 | Grocery Refrigeration |  |  | 13.618 | 0.0016517 | 0.0016398 | 0 | 0 | 0 | 0.7223 | 1.6691 | 0 | 5.7954 | (na) | (na) | (na) | (na) | 0 | 0 | 0 | 0 | 0 | 0 | 0 | 0 | 0.7223 | 1.6691 | 0 | 5.7954 | 8.1868 | 6.8418 | 0.58364 | 0 | 0 | 7.4254 | 0.7223 | 10.2802 | 6.8418 | 0.69086 | 0 | 0 | 7.5326 | 1.6691 | 4.5129 | 6.8418 | 1.2745 | 0 | 0 | 8.1163 | 2.3914 | 6.0351 | 3.3939 | 3.9028 | 9.0188 | 0 | 31.314 | 44.2356 | 6.8418 | 0 | 1.2745 | 0 | 0 | 0 | 0 | 0 | 0 | 0 | 8.1868 |  | 0 | 0 | 8.1163 | 8.1868 | 0.99138 | 37.3491 | 0.12937 | 0 | 0.12937 | 0.0064685 | 0 | 0.0064685 |  | 0 |  | 0 | 0 | 0 | 0 | 0 | 0 | 0 | 9999 | 9999
Category Results; Sorted by TRC Levelized Cost
Total Results |  | Measure Input Data | [8 empty] | Savings | [5 empty] | PV Capital |  |  |  | PV Admin |  |  |  | PV O&M |  |  |  | PV Periodic Repl. |  |  |  | Total PV Capital, O&M and Periodic Repl Costs |  |  |  |  | PV Wholesale Electric Utility Costs & Benefits | [6 empty] | PV Retail Electric Utility Costs & Benefits | [6 empty] | PV Electric Utility System Costs & Benefits | [5 empty] | Electric Utility System Economics |  | Sponsor Levelized Cost (mills/kwh) |  |  |  |  | PV Regional Costs & Benefits | [15 empty] | TRC Economics |  | Physical CO2 | [6 empty] | Gas Inputs |  |  |  | PV Gas Utility System Costs & Benefits |  |  |  |  | Gas Utility System Economics
Category | Measure | Measure Life | Site Savings (kWh) | Site Savings (therms) | Capital Cost ($/unit) | Annual O&M Cost ($/unit) | PV Per. Repl. Cost ($/unit) | Load Shape (electric) | Diversified Load Factor (electric) | Wholesale Power Coincidence Factor (electric) | Wholesale Electric Energy (kWh) | Wholesale Electric Demand (kw) | Retail Electric Demand (kW) | Wholesale Gas Energy (therms/yr) | Wholesale Gas Demand (therms/day) | Retail Gas Demand (therms/day) | Wholesale Electric | Retail Electric | Natural Gas | Customer | Wholesale Electric | Retail Electric | Natural Gas | Customer | Wholesale Electric | Retail Electric | Natural Gas | Customer | Wholesale Electric | Retail Electric | Natural Gas | Customer | Wholesale Electric | Retail Electric | Natural Gas | Customer | Total | Wholesale Utility System Energy | Wholesale Utility System T&D Def. Cap. | Wholesale Utility System Act C-E Credit | Wholesale Utility System Risk Mitigation Benefit | Wholesale Utility System Total System Benefit | Wholesale Utility System Total Non-Consumer Cost | Wholesale Utility System B/C Ratio | Retail Utility System Energy | Retail Utility System T&D Def. Cap. | Retail Utility System Act C-E Credit | Retail Utility System Risk Mitigation Benefit | Retail Utility System Total System Benefit | Retail Utility System Total Non-Consumer Cost | Retail Utility System System B/C Ratio | Utility System Energy | Utility System T&D Def. Cap. | Utility System Act C-E Credit | Utility System Total Risk Mitigation Benefit | Utility System Total System Benefit | Utility System Total Non-Consumer Cost | Utility System Net Levelized Cost (Net of Elec T&D Capacity Benefits, Act Credit & Risk-Mitigation Benefit) in mills/kwh | Utility System System B/C Ratio | Wholesale Electric Levelized Cost | Retail Electric Levelized Cost | Natural Gas Levelized Cost | Customer Levelized Cost | Total Levelized Cost | PV Regional Electric Energy | PV Regional Gas Energy | PV Regional Electric T&D Def. Cap. | PV Regional Gas T&D Def. Cap. | PV Regional Electric System CO2 | PV Regional Gas System CO2 | PV Regional Electric System Risk-Mitigation Benefit | PV Regional Gas System Risk-Mitigation Benefit | PV Regional Non-E Value | PV Regional Act Credit | PV Regional Capital Cost | PV Regional Admin Cost | PV Regional Annual O&M Cost | PV Regional Periodic Replacement Cost | PV Total Regional Benefit | PV Total Regional Cost | TRC B/C Ratio | TRC Net Levelized Cost (Net of All Benefits) in mills/kWh | Electric System CO2 Avoided (Lifetime Tons) | Gas System CO2 Avoided (Lifetime Tons) | Total System CO2 Avoided (Lifetime Tons) | Electric System CO2 Avoided (Annual Tons in 2018) | Gas System CO2 Avoided (Annual Tons in 2018) | Total System CO2 Avoided (Annual Tons in 2018) |  | Gas Site Savings (therms) | Load Shape (gas) | Diversitfied Load Factor (gas) | Wholesale Coincidence Factor (gas) | Total Gas Utility System Energy | Gas Utility System T&D Def. Cap. | Gas Utility System Risk Mitigation Benefit | Gas Utility System Total System Benefit | Gas Utility System Total Non-Consumer Cost | Gas Utility System Net Levelized Cost (Net of Gas T&D Capacity Benefits & Risk-Mitigation Benefits) in cents/therm | Gas Utility System System B/C Ratio
Grocery Retrocommisioning |  | 15 | 1 | 0 | 0.25774 | 0 | 0 |  |  |  | 1.0731 | 0.00013016 | 0.00012922 | 0 | 0 | 0 | 0.051398 | 0.11877 | 0 | 0.17246 | 0.015465 | 0.036084 | 0 | 0 | 0 | 0 | 0 | 0 | 0 | 0 | 0 | 0 | 0.066862 | 0.15486 | 0 | 0.17246 | 0.39418 | 0.53912 | 0.04599 | 0 | 0 | 0.58511 | 0.066862 | 8.751 | 0.53912 | 0.054439 | 0 | 0 | 0.59356 | 0.15486 | 3.833 | 0.53912 | 0.10043 | 0 | 0 | 0.63955 | 0.22172 | 8.3169 | 2.8845 | 4.5848 | 10.6186 | 0 | 11.8258 | 27.0291 | 0.53912 | 0 | 0.10043 | 0 | 0 | 0 | 0 | 0 | 0 | 0 | 0.34263 | 0.051549 | 0 | 0 | 0.63955 | 0.39418 | 1.6225 | 20.1427 | 0.010194 | 0 | 0.010194 | 0.00050971 | 0 | 0.00050971 |  | 0 |  | 0 | 0 | 0 | 0 | 0 | 0 | 0 | 9999 | 9999
Replace Shaded Pole with ECM in Walk-in Cooler |  | 15 | 23002.1247 | 0 | 7036.4107 | 0 | 0 |  |  |  | 24683.1099 | 2.9938 | 2.9722 | 0 | 0 | 0 | 1403.1543 | 3242.4761 | 0 | 4708.2003 | 422.1846 | 985.0975 | 0 | 0 | 0 | 0 | 0 | 0 | 0 | 0 | 0 | 0 | 1825.3389 | 4227.5736 | 0 | 4708.2003 | 10761.1128 | 12400.9508 | 1057.8715 | 0 | 0 | 13458.8223 | 1825.3389 | 7.3733 | 12400.9508 | 1252.2047 | 0 | 0 | 13653.1555 | 4227.5736 | 3.2295 | 12400.9508 | 2310.0762 | 0 | 0 | 14711.027 | 6052.9125 | 11.1576 | 2.4304 | 5.4414 | 12.6026 | 0 | 14.0354 | 32.0795 | 12400.9508 | 0 | 2310.0762 | 0 | 0 | 0 | 0 | 0 | 0 | 0 | 9353.8307 | 1407.2821 | 0 | 0 | 14711.027 | 10761.1128 | 1.3671 | 25.193 | 234.492 | 0 | 234.492 | 11.7245 | 0 | 11.7245 |  | 0 |  | 0 | 0 | 0 | 0 | 0 | 0 | 0 | 9999 | 9999
Anti Sweat Heater Controls |  | 8 | 305.3693 | -4.3346 | 46.9272 | 0 | 0 |  |  |  | 327.6855 | 0.039745 | 0.039459 | -4.378 | 0 | 0 | 9.3579 | 21.6247 | 0 | 75.0828 | 2.8156 | 6.5698 | 0 | 0 | 0 | 0 | 0 | 0 | 0 | 0 | 0 | 0 | 12.1735 | 28.1945 | 0 | 75.0828 | 115.4509 | 164.6313 | 14.044 | 0 | 0 | 178.6753 | 12.1735 | 14.6773 | 164.6313 | 16.6239 | 0 | 0 | 181.2552 | 28.1945 | 6.4287 | 164.6313 | 30.6679 | 0 | 0 | 195.2992 | 40.3681 | 2.1782 | 4.838 | 2.7336 | 6.3311 | 0 | 16.8598 | 25.9245 | 164.6313 | -34.5094 | 30.6679 | 0 | 0 | 0 | 0 | 0 | 0 | 0 | 106.0655 | 9.3854 | 0 | 0 | 160.7898 | 115.4509 | 1.3023 | 26.7871 | 3.113 | -0.51222 | 2.6008 | 0.15565 | -0.025611 | 0.13004 |  | -4.378 |  | 0 | 0 | -34.5094 | 0 | 0 | -34.5094 | 0 | 9999 | 0
Strip Curtains: Walk-In Coolers/ Freezers |  | 2 | 147.276 | 0 | 10.1371 | 0 | 0 |  |  |  | 158.0388 | 0.019169 | 0.01903 | 0 | 0 | 0 | 2.0215 | 4.6713 | 0 | 77.6926 | 0.60823 | 1.4192 | 0 | 0 | 0 | 0 | 0 | 0 | 0 | 0 | 0 | 0 | 2.6297 | 6.0905 | 0 | 77.6926 | 86.4128 | 79.3997 | 6.7732 | 0 | 0 | 86.173 | 2.6297 | 32.7692 | 79.3997 | 8.0175 | 0 | 0 | 87.4172 | 6.0905 | 14.353 | 79.3997 | 14.7908 | 0 | 0 | 94.1905 | 8.7202 | -2.8264 | 10.8014 | 1.2244 | 2.8357 | 0 | 36.1731 | 40.2332 | 79.3997 | 0 | 14.7908 | 0 | 0 | 0 | 0 | 0 | 0 | 0 | 84.3854 | 2.0274 | 0 | 0 | 94.1905 | 86.4128 | 1.09 | 33.3467 | 1.5014 | 0 | 1.5014 | 0.075068 | 0 | 0.075068 |  | 0 |  | 0 | 0 | 0 | 0 | 0 | 0 | 0 | 9999 | 9999
Floating Head Pressure Control |  | 15 | 731.3109 | 0 | 327.1228 | 0 | 0 |  |  |  | 784.7548 | 0.095184 | 0.094497 | 0 | 0 | 0 | 65.2327 | 150.7428 | 0 | 218.8843 | 19.6274 | 45.7972 | 0 | 0 | 0 | 0 | 0 | 0 | 0 | 0 | 0 | 0 | 84.86 | 196.54 | 0 | 218.8843 | 500.2843 | 394.2658 | 33.6331 | 0 | 0 | 427.8989 | 84.86 | 5.0424 | 394.2658 | 39.8116 | 0 | 0 | 434.0774 | 196.54 | 2.2086 | 394.2658 | 73.4447 | 0 | 0 | 467.7105 | 281.4 | 19.4987 | 1.6621 | 7.9568 | 18.4284 | 0 | 20.5235 | 46.9087 | 394.2658 | 0 | 73.4447 | 0 | 0 | 0 | 0 | 0 | 0 | 0 | 434.8597 | 65.4246 | 0 | 0 | 467.7105 | 500.2843 | 0.93489 | 40.0222 | 7.4552 | 0 | 7.4552 | 0.37276 | 0 | 0.37276 |  | 0 |  | 0 | 0 | 0 | 0 | 0 | 0 | 0 | 9999 | 9999
LED Motion Sensors on Display Case |  | 8 | 12.6906 | 0 | 3.6221 | 0 | 0 |  |  |  | 13.618 | 0.0016517 | 0.0016398 | 0 | 0 | 0 | 0.7223 | 1.6691 | 0 | 5.7954 | 0.21733 | 0.5071 | 0 | 0 | 0 | 0 | 0 | 0 | 0 | 0 | 0 | 0 | 0.93963 | 2.1762 | 0 | 5.7954 | 8.9112 | 6.8418 | 0.58364 | 0 | 0 | 7.4254 | 0.93963 | 7.9025 | 6.8418 | 0.69086 | 0 | 0 | 7.5326 | 2.1762 | 3.4613 | 6.8418 | 1.2745 | 0 | 0 | 8.1163 | 3.1159 | 9.9494 | 2.6048 | 5.0771 | 11.7588 | 0 | 31.314 | 48.1499 | 6.8418 | 0 | 1.2745 | 0 | 0 | 0 | 0 | 0 | 0 | 0 | 8.1868 | 0.72443 | 0 | 0 | 8.1163 | 8.9112 | 0.91079 | 41.2634 | 0.12937 | 0 | 0.12937 | 0.0064685 | 0 | 0.0064685 |  | 0 |  | 0 | 0 | 0 | 0 | 0 | 0 | 0 | 9999 | 9999
ECM Controllers on Walk-In Evaporator Motors |  | 16 | 293.6473 | 0 | 160.9087 | 0 | 0 |  |  |  | 315.107 | 0.03822 | 0.037944 | 0 | 0 | 0 | 32.0873 | 74.149 | 0 | 97.1311 | 9.6545 | 22.5272 | 0 | 0 | 0 | 0 | 0 | 0 | 0 | 0 | 0 | 0 | 41.7419 | 96.6762 | 0 | 97.1311 | 235.5491 | 158.3117 | 13.5049 | 0 | 0 | 171.8166 | 41.7419 | 4.1162 | 158.3117 | 15.9858 | 0 | 0 | 174.2975 | 96.6762 | 1.8029 | 158.3117 | 29.4907 | 0 | 0 | 187.8024 | 138.4181 | 25.436 | 1.3568 | 9.7473 | 22.5752 | 0 | 22.6814 | 55.0039 | 158.3117 | 0 | 29.4907 | 0 | 0 | 0 | 0 | 0 | 0 | 0 | 203.3674 | 32.1817 | 0 | 0 | 187.8024 | 235.5491 | 0.7973 | 48.1174 | 2.9935 | 0 | 2.9935 | 0.14968 | 0 | 0.14968 |  | 0 |  | 0 | 0 | 0 | 0 | 0 | 0 | 0 | 9999 | 9999
LED Case Lighting |  | 5.9763 | 70.8728 | -1.0126 | 46.3127 | -2.0862 | 0 |  |  |  | 76.0522 | 0.0092245 | 0.0091579 | -1.0228 | 0 | 0 | 9.2354 | 21.3416 | 0 | 105.6715 | 2.7788 | 6.4838 | 0 | 0 | 0 | 0 | 0 | -28.3523 | 0 | 0 | 0 | 0 | 12.0141 | 27.8253 | 0 | 77.3192 | 117.1587 | 38.2091 | 3.2595 | 0 | 0 | 41.4685 | 12.0141 | 3.4516 | 38.2091 | 3.8582 | 0 | 0 | 42.0673 | 27.8253 | 1.5118 | 38.2091 | 7.1177 | 0 | 0 | 45.3268 | 39.8395 | 31.6589 | 1.1377 | 11.6239 | 26.9215 | 0 | 74.8076 | 113.353 | 38.2091 | -8.062 | 7.1177 | 0 | 0 | 0 | 0 | 0 | 0 | 0 | 136.2485 | 9.2625 | -28.3523 | 0 | 37.2648 | 117.1587 | 0.47977 | 114.2666 | 0.7225 | -0.11966 | 0.60284 | 0.036125 | -0.0059832 | 0.030142 |  | -1.0228 |  | 0 | 0 | -8.062 | 0 | 0 | -8.062 | 0 | 9999 | 0
Supply Curve Results; Categories sorted by TRC Net Levelized Cost
Totals for Categories with Benefits Exceeding Costs. Levelized cost is TRC Net Levelized Cost (Net of Benefits) | [12 empty] | Savings Allocation by Cost Bin and Month for Segments 1 | [12 empty] | Savings Allocation by Cost Bin and Month for Segments 2
| Totals Basis | Busbar Electric Savings in kWh | First Cost | Admin Cost | First Year Program Cost | PV Cost | PV Benefits | Unit Program Cost: First Year Program Cost in $/average annual kW saved | Utility System Net Levelized Cost (Net of T&D Capacity Benefits, Act Credit & Risk-Mitigation) in mills/kWh | TRC Net Levelized Cost (Net of All Benefits) in mills/kWh | TRC B/C Ratio | Net Electric & Gas System CO2 Avoided (Lifetime Tons) | Jan | Feb | Mar | Apr | May | Jun | Jul | Aug | Sep | Oct | Nov | Dec |  | Jan | Feb | Mar | Apr | May | Jun | Jul | Aug | Sep | Oct | Nov | Dec
| Measures with B/C > 1.00 | 25954.6621 | 7420.8555 | 0 | 7420.8555 | 9979.4839 | 15434.3573 | 2504.625 | 7.0035 | 21.5033 | 1.5526 | 246.0597 | 1105.7557 | 1127.9231 | 1221.3377 | 1217.8639 | 1249.9636 | 1325.4617 | 1278.5954 | 1417.7328 | 1249.8636 | 1314.1926 | 1182.8048 | 1125.8247 |  | 890.3555 | 874.8222 | 828.7829 | 916.1063 | 926.13 | 908.1203 | 1031.0599 | 959.7095 | 1028.1148 | 891.516 | 975.7983 | 906.827
| Categories with B/C > 1.00 | 25169.9073 | 7093.7327 | 1418.7465 | 8512.4792 | 10963.3707 | 14966.6468 | 2962.6378 | 10.9528 | 25.2648 | 1.3645 | 238.6044 | 13.4703 | 13.7404 | 14.8784 | 14.836 | 15.2271 | 16.1468 | 15.5759 | 17.2708 | 15.2259 | 16.0095 | 14.4089 | 13.7148 |  | 10.8463 | 10.6571 | 10.0962 | 11.16 | 11.2821 | 11.0627 | 12.5604 | 11.6912 | 12.5245 | 10.8605 | 11.8872 | 11.047
Supply Curve Results: By TRC Net Levelized Cost - Net of Benefits
| Block 1: <= 0 mills/kWh | 0 | 0 | 0 | 0 | 0 | 0 | 0 | 0 | 0 | 0 | 0 | 0 | 0 | 0 | 0 | 0 | 0 | 0 | 0 | 0 | 0 | 0 | 0 |  | 0 | 0 | 0 | 0 | 0 | 0 | 0 | 0 | 0 | 0 | 0 | 0
| Block 2: <= 10 mills/kWh | 0 | 0 | 0 | 0 | 0 | 0 | 0 | 0 | 0 | 0 | 0 | 0 | 0 | 0 | 0 | 0 | 0 | 0 | 0 | 0 | 0 | 0 | 0 |  | 0 | 0 | 0 | 0 | 0 | 0 | 0 | 0 | 0 | 0 | 0 | 0
| Block 3: 10-20 mills/kWh | 0 | 0 | 0 | 0 | 0 | 0 | 0 | 0 | 0 | 0 | 0 | 0 | 0 | 0 | 0 | 0 | 0 | 0 | 0 | 0 | 0 | 0 | 0 |  | 0 | 0 | 0 | 0 | 0 | 0 | 0 | 0 | 0 | 0 | 0 | 0
| Block 4: 20-30 mills/kWh | 25011.8685 | 7083.5956 | 1416.7191 | 8500.3147 | 10876.9579 | 14872.4563 | 2977.0969 | 11.0398 | 25.2137 | 1.3662 | 237.103 | 1065.5895 | 1086.9517 | 1176.973 | 1173.6254 | 1204.5591 | 1277.3148 | 1232.1509 | 1366.2342 | 1204.4628 | 1266.4551 | 1139.8398 | 1084.9295 |  | 858.0137 | 843.0446 | 798.6777 | 882.829 | 892.4886 | 875.1331 | 993.607 | 924.8484 | 990.7689 | 859.1321 | 940.3528 | 873.8868
| Block 5: 30-40 mills/kWh | 158.0388 | 10.1371 | 2.0274 | 12.1645 | 86.4128 | 94.1905 | 674.2717 | -2.8264 | 33.3467 | 1.09 | 1.5014 | 6.733 | 6.868 | 7.4368 | 7.4156 | 7.6111 | 8.0708 | 7.7854 | 8.6326 | 7.6105 | 8.0022 | 7.2021 | 6.8552 |  | 5.4214 | 5.3268 | 5.0465 | 5.5782 | 5.6392 | 5.5296 | 6.2782 | 5.8437 | 6.2602 | 5.4285 | 5.9417 | 5.5217
| Block 6: 40-50 mills/kWh | 1113.4798 | 491.6537 | 98.3307 | 589.9844 | 744.7446 | 663.6291 | 4641.5423 | 21.0621 | 42.3283 | 0.89566 | 10.5782 | 47.438 | 48.389 | 52.3966 | 52.2475 | 53.6246 | 56.8636 | 54.853 | 60.8221 | 53.6203 | 56.3801 | 50.7435 | 48.299 |  | 38.1971 | 37.5307 | 35.5556 | 39.3018 | 39.7319 | 38.9592 | 44.2335 | 41.1725 | 44.1071 | 38.2469 | 41.8627 | 38.9037
| Block 7: 50-60 mills/kWh | 0 | 0 | 0 | 0 | 0 | 0 | 0 | 0 | 0 | 0 | 0 | 0 | 0 | 0 | 0 | 0 | 0 | 0 | 0 | 0 | 0 | 0 | 0 |  | 0 | 0 | 0 | 0 | 0 | 0 | 0 | 0 | 0 | 0 | 0 | 0
| Block 8: 60-70 mills/kWh | 0 | 0 | 0 | 0 | 0 | 0 | 0 | 0 | 0 | 0 | 0 | 0 | 0 | 0 | 0 | 0 | 0 | 0 | 0 | 0 | 0 | 0 | 0 |  | 0 | 0 | 0 | 0 | 0 | 0 | 0 | 0 | 0 | 0 | 0 | 0
| Block 9: 70-80 mills/kWh | 0 | 0 | 0 | 0 | 0 | 0 | 0 | 0 | 0 | 0 | 0 | 0 | 0 | 0 | 0 | 0 | 0 | 0 | 0 | 0 | 0 | 0 | 0 |  | 0 | 0 | 0 | 0 | 0 | 0 | 0 | 0 | 0 | 0 | 0 | 0
| Block 10: 80-90 mills/kWh | 0 | 0 | 0 | 0 | 0 | 0 | 0 | 0 | 0 | 0 | 0 | 0 | 0 | 0 | 0 | 0 | 0 | 0 | 0 | 0 | 0 | 0 | 0 |  | 0 | 0 | 0 | 0 | 0 | 0 | 0 | 0 | 0 | 0 | 0 | 0
| Block 11: 90-100 mills/kWh | 0 | 0 | 0 | 0 | 0 | 0 | 0 | 0 | 0 | 0 | 0 | 0 | 0 | 0 | 0 | 0 | 0 | 0 | 0 | 0 | 0 | 0 | 0 |  | 0 | 0 | 0 | 0 | 0 | 0 | 0 | 0 | 0 | 0 | 0 | 0
| Block 12: 100-110 mills/kWh | 0 | 0 | 0 | 0 | 0 | 0 | 0 | 0 | 0 | 0 | 0 | 0 | 0 | 0 | 0 | 0 | 0 | 0 | 0 | 0 | 0 | 0 | 0 |  | 0 | 0 | 0 | 0 | 0 | 0 | 0 | 0 | 0 | 0 | 0 | 0
| Block 13: 110-120 mills/kWh | 76.0522 | 46.3127 | 9.2625 | 55.5753 | 117.1587 | 37.2648 | 6401.388 | 31.6589 | 114.2666 | 0.47977 | 0.60284 | 3.2401 | 3.305 | 3.5788 | 3.5686 | 3.6626 | 3.8839 | 3.7465 | 4.1542 | 3.6623 | 3.8508 | 3.4658 | 3.2989 |  | 2.6089 | 2.5634 | 2.4285 | 2.6844 | 2.7137 | 2.661 | 3.0212 | 2.8121 | 3.0126 | 2.6123 | 2.8593 | 2.6572
| Block 14: 120-130 mills/kWh | 0 | 0 | 0 | 0 | 0 | 0 | 0 | 0 | 0 | 0 | 0 | 0 | 0 | 0 | 0 | 0 | 0 | 0 | 0 | 0 | 0 | 0 | 0 |  | 0 | 0 | 0 | 0 | 0 | 0 | 0 | 0 | 0 | 0 | 0 | 0
| Block 15: 130-140 mills/kWh | 0 | 0 | 0 | 0 | 0 | 0 | 0 | 0 | 0 | 0 | 0 | 0 | 0 | 0 | 0 | 0 | 0 | 0 | 0 | 0 | 0 | 0 | 0 |  | 0 | 0 | 0 | 0 | 0 | 0 | 0 | 0 | 0 | 0 | 0 | 0
| Block 16: 140-150 mills/kWh | 0 | 0 | 0 | 0 | 0 | 0 | 0 | 0 | 0 | 0 | 0 | 0 | 0 | 0 | 0 | 0 | 0 | 0 | 0 | 0 | 0 | 0 | 0 |  | 0 | 0 | 0 | 0 | 0 | 0 | 0 | 0 | 0 | 0 | 0 | 0
| Block 17: 150-160 mills/kWh | 0 | 0 | 0 | 0 | 0 | 0 | 0 | 0 | 0 | 0 | 0 | 0 | 0 | 0 | 0 | 0 | 0 | 0 | 0 | 0 | 0 | 0 | 0 |  | 0 | 0 | 0 | 0 | 0 | 0 | 0 | 0 | 0 | 0 | 0 | 0
| Block 18: 160-170 mills/kWh | 0 | 0 | 0 | 0 | 0 | 0 | 0 | 0 | 0 | 0 | 0 | 0 | 0 | 0 | 0 | 0 | 0 | 0 | 0 | 0 | 0 | 0 | 0 |  | 0 | 0 | 0 | 0 | 0 | 0 | 0 | 0 | 0 | 0 | 0 | 0
| Block 19: 170-180 mills/kWh | 0 | 0 | 0 | 0 | 0 | 0 | 0 | 0 | 0 | 0 | 0 | 0 | 0 | 0 | 0 | 0 | 0 | 0 | 0 | 0 | 0 | 0 | 0 |  | 0 | 0 | 0 | 0 | 0 | 0 | 0 | 0 | 0 | 0 | 0 | 0
| Block 20: 180-190 mills/kWh | 0 | 0 | 0 | 0 | 0 | 0 | 0 | 0 | 0 | 0 | 0 | 0 | 0 | 0 | 0 | 0 | 0 | 0 | 0 | 0 | 0 | 0 | 0 |  | 0 | 0 | 0 | 0 | 0 | 0 | 0 | 0 | 0 | 0 | 0 | 0
| Block 21: 190-200 mills/kWh | 0 | 0 | 0 | 0 | 0 | 0 | 0 | 0 | 0 | 0 | 0 | 0 | 0 | 0 | 0 | 0 | 0 | 0 | 0 | 0 | 0 | 0 | 0 |  | 0 | 0 | 0 | 0 | 0 | 0 | 0 | 0 | 0 | 0 | 0 | 0
| Block 22: > 200 mills/kWh | 0 | 0 | 0 | 0 | 0 | 0 | 0 | 0 | 0 | 0 | 0 | 0 | 0 | 0 | 0 | 0 | 0 | 0 | 0 | 0 | 0 | 0 | 0 |  | 0 | 0 | 0 | 0 | 0 | 0 | 0 | 0 | 0 | 0 | 0 | 0
Shaped Savings Results; By Category and sorted by TRC BC ratio
[13 empty] | Savings Allocation by Cost Bin and Month for Segments 1 Feb: Savings Allocation by Category and Month for Segments 1 |  |  | Savings Allocation by Category and Month for Segments 2
Category | Measure | Busbar Savings | First Cost | Admin Cost | First Year Program Cost | PV Cost | PV Benefits | Unit Program Cost: First Year Program Cost in $/average annual kW saved | Utility System Net Levelized Cost (Net of T&D Capacity Benefits, Act Credit & Risk-Mitigation) in mills/kWh | TRC Net Levelized Cost (Net of All Benefits) in mills/kWh | TRC B/C Ratio | Net Electric & Gas System CO2 Avoided (Lifetime Tons) | Wholesale KW | Jan | Feb | Mar | Apr | May | Jun | Jul | Aug | Sep | Oct | Nov | Dec |  | Jan | Feb | Mar | Apr | May | Jun | Jul | Aug | Sep | Oct | Nov | Dec
Grocery Retrocommisioning |  | 1.0731 | 0.25774 | 0.051549 | 0.30929 | 0.39418 | 0.63955 | 2524.8834 | 8.3169 | 20.1427 | 1.6225 | 0.010194 | 0.00013016 | 0.045717 | 0.046633 | 0.050495 | 0.050352 | 0.051679 | 0.0548 | 0.052863 | 0.058615 | 0.051675 | 0.054334 | 0.048902 | 0.046547 |  | 0.036811 | 0.036169 | 0.034266 | 0.037876 | 0.03829 | 0.037546 | 0.042629 | 0.039679 | 0.042507 | 0.036859 | 0.040344 | 0.037492
Replace Shaded Pole with ECM in Walk-in Cooler |  | 24683.1099 | 7036.4107 | 1407.2821 | 8443.6928 | 10761.1128 | 14711.027 | 2996.6544 | 11.1576 | 25.193 | 1.3671 | 234.492 | 2.9938 | 1051.5833 | 1072.6647 | 1161.5028 | 1158.1992 | 1188.7262 | 1260.5257 | 1215.9554 | 1348.2763 | 1188.6312 | 1249.8087 | 1124.8577 | 1070.6691 |  | 846.7359 | 831.9635 | 788.1798 | 871.225 | 880.7577 | 863.6303 | 980.547 | 912.6921 | 977.7461 | 847.8395 | 927.9927 | 862.4004
Anti Sweat Heater Controls |  | 327.6855 | 46.9272 | 9.3854 | 56.3126 | 115.4509 | 160.7898 | 1505.4027 | 2.1782 | 26.7871 | 1.3023 | 2.6008 | 0.039745 | 13.9605 | 14.2404 | 15.4198 | 15.3759 | 15.7812 | 16.7344 | 16.1427 | 17.8993 | 15.7799 | 16.5921 | 14.9333 | 14.2139 |  | 11.241 | 11.0449 | 10.4636 | 11.5661 | 11.6927 | 11.4653 | 13.0174 | 12.1166 | 12.9803 | 11.2557 | 12.3198 | 11.449
Strip Curtains: Walk-In Coolers/ Freezers |  | 158.0388 | 10.1371 | 2.0274 | 12.1645 | 86.4128 | 94.1905 | 674.2717 | -2.8264 | 33.3467 | 1.09 | 1.5014 | 0.019169 | 6.733 | 6.868 | 7.4368 | 7.4156 | 7.6111 | 8.0708 | 7.7854 | 8.6326 | 7.6105 | 8.0022 | 7.2021 | 6.8552 |  | 5.4214 | 5.3268 | 5.0465 | 5.5782 | 5.6392 | 5.5296 | 6.2782 | 5.8437 | 6.2602 | 5.4285 | 5.9417 | 5.5217
Floating Head Pressure Control |  | 784.7548 | 327.1228 | 65.4246 | 392.5474 | 500.2843 | 467.7105 | 4381.8975 | 19.4987 | 40.0222 | 0.93489 | 7.4552 | 0.095184 | 33.4332 | 34.1034 | 36.9279 | 36.8228 | 37.7934 | 40.0761 | 38.6591 | 42.866 | 37.7904 | 39.7354 | 35.7628 | 34.04 |  | 26.9204 | 26.4508 | 25.0587 | 27.699 | 28.0021 | 27.4576 | 31.1747 | 29.0174 | 31.0857 | 26.9555 | 29.5038 | 27.4185
LED Motion Sensors on Display Case |  | 13.618 | 3.6221 | 0.72443 | 4.3466 | 8.9112 | 8.1163 | 2796.0032 | 9.9494 | 41.2634 | 0.91079 | 0.12937 | 0.0016517 | 0.58017 | 0.5918 | 0.64082 | 0.63899 | 0.65583 | 0.69545 | 0.67086 | 0.74386 | 0.65578 | 0.68953 | 0.6206 | 0.5907 |  | 0.46715 | 0.459 | 0.43485 | 0.48067 | 0.48592 | 0.47648 | 0.54098 | 0.50354 | 0.53943 | 0.46776 | 0.51198 | 0.4758
ECM Controllers on Walk-In Evaporator Motors |  | 315.107 | 160.9087 | 32.1817 | 193.0905 | 235.5491 | 187.8024 | 5367.9308 | 25.436 | 48.1174 | 0.7973 | 2.9935 | 0.03822 | 13.4246 | 13.6937 | 14.8279 | 14.7857 | 15.1754 | 16.092 | 15.523 | 17.2122 | 15.1742 | 15.9552 | 14.36 | 13.6683 |  | 10.8095 | 10.6209 | 10.062 | 11.1221 | 11.2438 | 11.0252 | 12.5178 | 11.6515 | 12.482 | 10.8236 | 11.8468 | 11.0095
LED Case Lighting |  | 76.0522 | 46.3127 | 9.2625 | 55.5753 | 117.1587 | 37.2648 | 6401.388 | 31.6589 | 114.2666 | 0.47977 | 0.60284 | 0.0092245 | 3.2401 | 3.305 | 3.5788 | 3.5686 | 3.6626 | 3.8839 | 3.7465 | 4.1542 | 3.6623 | 3.8508 | 3.4658 | 3.2989 |  | 2.6089 | 2.5634 | 2.4285 | 2.6844 | 2.7137 | 2.661 | 3.0212 | 2.8121 | 3.0126 | 2.6123 | 2.8593 | 2.6572
Note on I6: :ProCost Perioodic replacement costs and savinsg of the measure. These are costs and savings that occur periodicially, but at different periods than annually. Can be positive or negative. Periodic replacement costs for both the measure and the baseline measure should be included if applicable. ProCost can analysze these costs in two ways dependent on the 'Repeat Periodic Replacemetn' switch in the ProData page. When set to 'On', ProCost repeats replacement costs for multiple times over the life of a measure depending on the input period and measure life. For example fluorescent lamps may have a 4-year replacement cycle that repeats 3 times in a 15-year measure life. When set to 'Off', ProCost reads the period as the year after installation that the replacement cost occurs and does not subsequently reinstall or repeat the replacement costs. For example a compressor may be replaced only once in the life of a heat-pump system. Example: A new fluorescent lighting systems may have a measure life of 15 years, and a lamp life of five years. Two lamps lamps per fixture must be replaced at years 6 and 11. Lamp and labor costs, expressed as positive costs, are entered as a cost and the period would be enetered as 5. The baseline measure may have a four year lamp life and would have required a three-lamp replacement at years 5, 9 and 13. Lamp and labor replacement costs would be entered as annual savings in dollars with a 4-year period. ProCost determines the net present value of the two cost streams.
Note on O6: :ProCost If the measure has gas savings for incfreases, enter the annual savings and shape of the savings here. Example: Clothes washer saves electric motor and dryer energy and gas water heat.
Note on A7: :Procost Category for the measure. Individual measures can be grouped into categories. Procost output is reported by measure and by category. All measures must belong to at least one category. Category name can be the same as measure name. Example: Measures can be combined into one category if they have components with different load shapes or measure lives. On wash machines there may be one load shape for the electric motor savings component, a second load shape for the electric water heat savings component and a third shape for electric dryer savings component.
Note on B7: :ProCost Name of Measure. User-defined. For PTR measures, defined naming conventions apply.
Note on C7: :ProCost Annual electric savings for the measure in kWh at the site. May be positive, negative or zero. Savings are incremental to the baseline alternative.
Note on D7: :ProCost Physical life of the measure in years. Must be >=1.
Note on E7: :ProCost Initial cost to install the measure in dollars. Costs are incremental to the baseline alternative. Dollars must be denominated in the same year as 'Input Cost Reference Year' input on the ProData page.
Note on F7: :ProCost Annaul opperations and maintenace cost for the measure in dollars. Must be incremental cost over the baseline alternative. May be positive, negative or zero. Dollars must be denominated in the same year as 'Input Cost Reference Year' input on the ProData page. O&M costs are enetered as positive values. Negative values represent O&M savings compared to the baseline alternative. Example: Annualized maintenace cost for a heat pump heating system compared to a baseline electric resistance heating system.
Note on G7: :ProCost Name of the pointer to the shape of the savings. The shapes represent the daily and monthly shape of the savings in four time segments for each month of the year. Shape of the savings is relative to the baseline alternative. These shaps are in the MC_AND_Loadshape file.
Note on H7: :ProCost Annual value of any non-energy benefits of the measure, relative to the baseline alternative. Expressed in dollars per year and denominated in dollars of the 'Cost Reference Year'. Positive value represents dollar savings. Negative value represents dollar cost. Example: Water, detergent and sewer savings from efficient clothes washer.
Note on I7: : Cost in dollars that is incurred for Period 1. Positive value if cost. Negative value if savings. Dollars must be denominated in the same year as 'Input Cost Reference Year' input on the ProData page.
Note on J7: :ProCost Duration of Period1. The time at which Period 1 costs, or savings, occur. In years.
Note on K7: : Cost in dollars that is incurred for Period 2 Positive value if cost. Negative value if savings. Dollars must be denominated in the same year as 'Input Cost Reference Year' input on the ProData page.
Note on L7: :ProCost Duration of Period 2. The time at which Period 2 costs, or savings, occur. In years.
Note on M7: : Cost in dollars that is incurred for Period 3. Positive value if cost. Negative value if savings. Dollars must be denominated in the same year as 'Input Cost Reference Year' input on the ProData page.
Note on N7: :ProCost Duration of Period 3. The time at which Period 3 costs, or savings, occur. In years.
Note on O7: : Annual gas savings, or increases, in therms.
Note on P7: :ProCost Name of the pointer to the shape of the savings. The shapes represent the daily and monthly shape of the savings in four time segments for each month of the year. Shape of the savings is relative to the baseline alternative. These shaps are in the MC_AND_Loadshape file.
Note on BH42: Direct and program administrative costs incurred by the utility system minus benefits that accrue to the utility system.There are separate Utility System Net Levelized Costs for the electric and the gas system. Utility system benefits include deferred transmission and distribution system capacity, risk-mitigation and Regional Act credit all of which are user-determined inputs.Utility System benefits do not include any non-energy benefits such as, other-fuel benefits, O&M benefits or periodic replacement benefits which generally accrue to the customer or to non-utility sponsors. Utility System Net Levelized Costs correspond to Utility System B/C ratio with regard to the costs and benefits included. Benefits are subtracted from costs, then levelized over the life of the measure The Risk-Mitigation credit is used to determine program cost-effectiveness and impacts both the Utility System B/C ratio and the Utility System Net Levelized Cost. If the Risk-Mitigation credit is non-zero, the Utility System Net Levelized Cost will be reduced by the Risk-Mitigation benefit. When using ProCost to build conservation supply curves, the user should set the Risk-Mitigation Credit to zero so the credit is not reflected in the supply curves.
Note on BM42: Direct and program administrative costs of the measure to sponsor. Separate costs for each sponsor. Depends on share of costs incurred by sponsor, sponsor cost of capital, and financing term which are user-defined inputs. Includes applicable Capital, O&M, Periodic Replacement and Program Administrative costs. Sponsor costs are levelized over program life. Does not include any adjustments for benefit. NOTE: Units are per kWh for 'Electric' runs and per therm for 'Gas' runs for all sponsors.
Note on CE42: All costs minus all benefits regardless of which sponsor incurs the cost or accrues the benefits. TRC Net Levelized Cost includes all applicable costs and all benefits. In addition to energy system costs and benefits, TRC Net Levelized Cost includes non-energy, other-fuel, O&M, periodic-replacement and risk-mitigation benefits and costs. TRC Net Levelized Cost corresponds to TRC B/C ratios with regard to the costs and benefits included. Benefits are subtracted from costs, then levelized over the life of the measure. The Risk-Mitigation credit is used to determine program cost-effectiveness and impacts both the TRC B/C ratio and the TRC Net Levelized Cost. If Risk-Mitigation credit is non-zero, TRC Levelized Cost will be reduced by the risk-mitigation benefit. When using ProCost to build conservation supply curves, the user should set the Risk-Mitigation Credit to zero so the credit is not reflected in the supply curves.
Note on CW42: Direct and program administrative costs incurred by the utility system minus benefits that accrue to the utility system.There are separate Utility System Net Levelized Costs for the electric and the gas system. Utility system benefits include deferred transmission and distribution system capacity, risk-mitigation and Regional Act credit all of which are user-determined inputs.Utility System benefits do not include any non-energy benefits such as, other-fuel benefits, O&M benefits or periodic replacement benefits which generally accrue to the customer or to non-utility sponsors. Utility System Net Levelized Costs correspond to Utility System B/C ratio with regard to the costs and benefits included. Benefits are subtracted from costs, then levelized over the life of the measure The Risk-Mitigation credit is used to determine program cost-effectiveness and impacts both the Utility System B/C ratio and the Utility System Net Levelized Cost. If the Risk-Mitigation credit is non-zero, the Utility System Net Levelized Cost will be reduced by the Risk-Mitigation benefit. When using ProCost to build conservation supply curves, the user should set the Risk-Mitigation Credit to zero so the credit is not reflected in the supply curves.
Note on BH55: Direct and program administrative costs incurred by the utility system minus benefits that accrue to the utility system.There are separate Utility System Net Levelized Costs for the electric and the gas system. Utility system benefits include deferred transmission and distribution system capacity, risk-mitigation and Regional Act credit all of which are user-determined inputs.Utility System benefits do not include any non-energy benefits such as, other-fuel benefits, O&M benefits or periodic replacement benefits which generally accrue to the customer or to non-utility sponsors. Utility System Net Levelized Costs correspond to Utility System B/C ratio with regard to the costs and benefits included. Benefits are subtracted from costs, then levelized over the life of the measure The Risk-Mitigation credit is used to determine program cost-effectiveness and impacts both the Utility System B/C ratio and the Utility System Net Levelized Cost. If the Risk-Mitigation credit is non-zero, the Utility System Net Levelized Cost will be reduced by the Risk-Mitigation benefit. When using ProCost to build conservation supply curves, the user should set the Risk-Mitigation Credit to zero so the credit is not reflected in the supply curves.
Note on BM55: Direct and program administrative costs of the measure to sponsor. Separate costs for each sponsor. Depends on share of costs incurred by sponsor, sponsor cost of capital, and financing term which are user-defined inputs. Includes applicable Capital, O&M, Periodic Replacement and Program Administrative costs. Sponsor costs are levelized over program life. Does not include any adjustments for benefit. NOTE: Units are per kWh for 'Electric' runs and per therm for 'Gas' runs for all sponsors.
Note on CE55: All costs minus all benefits regardless of which sponsor incurs the cost or accrues the benefits. TRC Net Levelized Cost includes all applicable costs and all benefits. In addition to energy system costs and benefits, TRC Net Levelized Cost includes non-energy, other-fuel, O&M, periodic-replacement and risk-mitigation benefits and costs. TRC Net Levelized Cost corresponds to TRC B/C ratios with regard to the costs and benefits included. Benefits are subtracted from costs, then levelized over the life of the measure. The Risk-Mitigation credit is used to determine program cost-effectiveness and impacts both the TRC B/C ratio and the TRC Net Levelized Cost. If Risk-Mitigation credit is non-zero, TRC Levelized Cost will be reduced by the risk-mitigation benefit. When using ProCost to build conservation supply curves, the user should set the Risk-Mitigation Credit to zero so the credit is not reflected in the supply curves.
Note on CW55: Direct and program administrative costs incurred by the utility system minus benefits that accrue to the utility system.There are separate Utility System Net Levelized Costs for the electric and the gas system. Utility system benefits include deferred transmission and distribution system capacity, risk-mitigation and Regional Act credit all of which are user-determined inputs.Utility System benefits do not include any non-energy benefits such as, other-fuel benefits, O&M benefits or periodic replacement benefits which generally accrue to the customer or to non-utility sponsors. Utility System Net Levelized Costs correspond to Utility System B/C ratio with regard to the costs and benefits included. Benefits are subtracted from costs, then levelized over the life of the measure The Risk-Mitigation credit is used to determine program cost-effectiveness and impacts both the Utility System B/C ratio and the Utility System Net Levelized Cost. If the Risk-Mitigation credit is non-zero, the Utility System Net Levelized Cost will be reduced by the Risk-Mitigation benefit. When using ProCost to build conservation supply curves, the user should set the Risk-Mitigation Credit to zero so the credit is not reflected in the supply curves.

## MMap
Note: Scalar Units are used to determine the total count of retrofit opportuntity. These largely come from the CBSA data which identify counts of applicable equipment. The analysis on the CBSAData worksheet includes equipment-level calculations to develop the scalars for each measure.
Analysis for RTF UES Measures Plus Retrocommissioning | [7 empty] | Cost Deflator for RTF Inputs | 1.1074
Measure | Basis | Building Type | Savings | Shape | Savings Unit Basis | Scalar | Scalar Units | Scalar Short | First Year Cost | Annual O&M Cost | Cost Units | Non Energy Benefit (NEB) | NEB Units | EUL | Savings (therms/yr) | Gas Shape Pointer | Total Technical Potential (aMW) | Cost Technical Potential ($/kWh) | Notes
Replace Shaded Pole with ECM in Walk-in Cooler | RET | Grocery | 23002.1247 | Grocery Refrigeration | kWh/ hp | 3968.5522 | Total applicable and available HP in the region | HP Evap Fan Motor | 7036.4107 | 0 | $/hp | 0 | NA | 15 |  |  | 10.4207 | 0.3059
ECM Controllers on Walk-In Evaporator Motors | RET | Grocery | 293.6473 | Grocery Refrigeration | kWh saved/ Motor | 104186.4936 | Total Applicable Motors on Walk-Ins | Evap Motors Walk-In | 160.9087 | 0 | $/ controller | 0 | NA | 16 |  |  | 3.4925 | 0.54797
Strip Curtains: Walk-In Coolers/ Freezers | RET | Grocery | 147.276 | Grocery Refrigeration | kWh saved/ doorway | 23222.5373 | Total applicable and available installations of strip curtains in the region | Strip Curtains | 10.1371 | 0 | $/ strip curtain | 0 | NA | 2 |  |  | 0.39042 | 0.068831
Anti Sweat Heater Controls | RET | Grocery | 305.3693 | Grocery Refrigeration | kWh/ ft | 260315.1993 | Total applicable and available linear feet of heated doors without controllers | LF Case Door ASHC | 46.9272 | 0 | $/ linear foot of case controled | 0 | NA | 8 | -4.3346 | Grocery Heat | 9.0745 | 0.15367
LED Case Lighting | RET | Grocery | 70.8728 | Grocery Refrigeration | kWh/ft | 787782.6458 | Total applicable and available linear feet | LF Case Door Lighting LED | 46.3127 | -2.0862 | $/ linear foot | 0 | NA | 5.9763 | -1.0126 | Grocery Heat | 6.3736 | 0.65346
Grocery Retrocommisioning | RET | Grocery | 1 | Grocery Refrigeration | Unitless | 246000000 | Total kWh savings potential retrocommission | RCx kWh Savings | 0.25774 | 0 | $/kwh | 0 | NA | 15 |  |  | 28.0822 | 0.25774 | It is assumed that all the measures that were not captured in the bundle here are present in retrocommissioining
Floating Head Pressure Control | RET | Grocery | 731.3109 | Grocery Refrigeration | kWh/ HP | 116689.2816 | Total HP -applicable and available | HP FHPC | 327.1228 | 0 | $/ hp | 0 | NA | 15 |  |  | 9.7416 | 0.44731
LED Motion Sensors on Display Case | RET | Grocery | 12.6906 | Grocery Refrigeration | kWh/ ft | 1157574.566 | Total linear feet with LED and without an occ sensor | LF Case Door Lighting | 3.6221 | 0 | $/ linear foot | 0 | NA | 8 |  |  | 1.677 | 0.28542
69.2523

## Calcs and Notes
Source Note: | Cost and savigs data are primarily from RTF workbooks. See sheet RTF Source Files for links to source data.
Measure saturation data are from CBSA 2013. Relevant data are appended in sheet CBSAData
ECM Motors on Walk-In Coolers
Measure Definition | ECM installed on Walk-In case evaporator fan in place of Shaded Pole motor. Average for low temp and medium temp cases
1/20 to 1/15 Horsepower (37 to 50 Watts) 16 to 23 Watts
Note: Information in the table below is from the RTF measure workbook directly. The columns in the end of this table are calculations unique to the 7th power plan
| Source | Baseline Fan Watts (Shaded Pole) | Efficient Fan Watts (ECM) | FLH | Refrigeration system EER | Direct Motor Savings | Refrigeration Savings | Total Demand Savings | Fan (direct) kWh Savings | Refrigeration kWh Savings | Total kWh Savings
| Units | Input Watts | Input Watts | hrs | BTU/watt | kW/motor | kW/motor | kW/motor | kWh/motor | kWh/motor | kWh/motor | Output Watts Rating | kWh Saved/ Watt | Cost | Cost/Watt
| Med Temp Shaded Pole to ECM in walk-in - 37 Watt Output (1/20 HP) | 138.75 | 50 | 8766 | 9.8 | 0.08875 | 0.030909 | 0.11966 | 777.9825 | 270.9443 | 1048.9268 | 37 | 28.3494 | 259.5976 | 7.0162
| Med Temp Shaded Pole to ECM in walk-in - 49.7 Watt Output (1/15 HP) | 191 | 75 | 8766 | 9.8 | 0.116 | 0.040399 | 0.1564 | 1016.856 | 354.1357 | 1370.9917 | 49.7 | 27.5853 | 259.5976 | 5.2233
| Low Temp Shaded Pole to ECM in walk-in - 37 Watt (1/20 HP) | 138.75 | 50 | 8327.7 | 4 | 0.08875 | 0.075726 | 0.16448 | 739.0834 | 630.6229 | 1369.7063 | 37 | 37.0191 | 259.5976 | 7.0162
| Low Temp Shaded Pole to ECM in walk-in - 49.7 Watt (1/15 HP) | 191 | 75 | 8327.7 | 4 | 0.116 | 0.098977 | 0.21498 | 966.0132 | 824.2508 | 1790.264 | 49.7 | 36.0214 | 259.5976 | 5.2233
| Med Temp Shaded Pole to ECM in walk-in - 16-23 Watt Output | 74.8894 | 29.4068 | 8766 | 9.8 | 0.045483 | 0.01584 | 0.061323 | 398.7002 | 138.8535 | 537.5537 | 19.5 | 27.5669 | 259.5976 | 13.3127
| Low Temp Shaded Pole to ECM in walk-in - 16-23 Watt Output | 74.8894 | 29.4068 | 8327.7 | 4 | 0.045483 | 0.038808 | 0.084291 | 378.7652 | 323.1814 | 701.9467 | 19.5 | 35.9973 | 259.5976 | 13.3127
Weighting - based on % walkins that are classified as MT and LT
| Savings per watt for MT Evaps | 27.8339 | 64.75%
| Savings per watt for LT Evaps | 36.3459 | 35.25% | [9 empty] | * Note these are very similar across sizes. Hence characterizing savings per HP rating.
| Annual weighted savings per watt | 30.8339 | kWh
| Annual weighted savings per hp | 23002.1247 | kWh
| As per CBSA report 62% compressor motors are ECM, assume the same for the evaporator | 62% | - Source: CBSA
| Cost per hp | 6353.9645
ECM Controllers in Walk-Ins
Measure Definition | Install a motor controller in a grocery store's walk-in cooler or freezer to reduce the speed of the evaporator fan motors when the compressor is not operating. Measure applies to ECM evaporator fan motors.
| Per CBSA, total motors that are ECM | 37%
Strip Curtains
Measure Definition | Installation of strip curtains on walk-in cooler/freezer doorways where a strip curtain did not previously exist.
Data below is from the measure workbook directly
| Measure Name | Savings (kwh/yr) | Life (yrs) | Capital Cost
| Strip Curtains - Grocery Store - Freezer | 534.8561 | 2 | 9.1539
| Strip Curtains - Grocery Store - Cooler | 122.8878 | 2 | 9.1539
| Strip Curtains - Convenience Store - Freezer | 31.0834 | 2 | 9.1539
| Strip Curtains - Restaurant - Freezer | 128.6318 | 2 | 9.1539
AntiSweat Heater Controls
Measure Definition | Controls are installed on reach-in case door Anti-Sweat heaters, reducing the run-time of the heater. Control type is limited to humidity based sensing. |  |  |  |  | Notes:
| Data from measure workbook: | - this is per linear foot of case,
| Measure Name | Savings (kwh/yr) | Life (yrs) | Capital Cost | Savings (therms/yr)
| Anti-Sweat Heater Controls – Low Temp | 369.4563 | 8 | 42.3758 | -5.0347
| Anti-Sweat Heater Controls – Med Temp | 230.0649 | 8 | 42.3758 | -3.512
LED Case Lighting
Measure Definition
| Measure Name | Savings (kwh/yr) | Life (yrs) | Capital Cost | Annual O&M | Savings (therms/yr)
| Open Case Lights - Low Power LED from T12 | 58.6386 | 6.6355 | 42.0493 | -1.2248 | -0.75984
| Open Case Lights - Low Power LED from T8 | 33.7908 | 6.6355 | 42.0493 | -0.9186 | -0.42808
| Open Case Lights - High Power LED from T12 | 103.8097 | 6.6355 | 48.2553 | -2.4496 | -0.31571
| Open Case Lights - High Power LED from T8 | 61.743 | 6.6355 | 48.2553 | -1.8372 | -3.2106
| Reach-in Case Lighting: T12 to High Power LED (Retrofit) | 106 | 5 | 43.8506 | -3.07 | 0
| Reach-in Case Lighting: T12 to Low Power LED (Retrofit) | 141.1 | 5 | 29.9238 | -3.07 | 0
| Reach-in Case Lighting: T8 to High Power LED (Retrofit) | 79.4 | 5 | 43.8506 | -3.07 | 0
| Reach-in Case Lighting: T8 to Low Power LED (Retrofit) | 112.1 | 5 | 29.9238 | -3.07 | 0
| Reach-in Case Lighting: High Power LED (New Case) | 79.4 | 5 | 25.7834 | -3.07 | 0
Retrocomissioning
| Cost - $/kwh from the 6th Plan | 0.25774 | Source ETO: |  |  | ETO Meas cost/kWh | 0.25774
| Retrocommissioning savings potential available as per 6th plan | 301.5775 | million kWh | 34.4267 | aMW | 6P RCx cost/kWh | 0.078571
| Total consumption in grocery buildings in PNW (2013) | 4389 | million kWh
| Assume 80% of this is available for retrocommissioning | 3511.2 | million kWh
| Estimate 7% savings potential | 245.784 | million kWh | 28.0575 | aMW | Two studies: PECI 7%, Mills 12.5%. Also a Cadmus estimate 5%.
|  | 246000000 | kWh
Measures in the Retrocommission bundle are custom measures not represented by RTF UES estimates.
About half of program claimed savings are in the custom category (see sheet '6 on 7 Data')
Total remianing potential savings from RTF EUS Meausures is estimated at 42 aMW
Floating Head Pressure Control Valve
Measure Definition | Add an adjustable condenser head pressure control valve (i.e. "floating head pressure controls") to refrigeration systems with single compressors. Head pressure control (flood back) valve must be set to 70 degrees F or lower. Compressor must be 1 HP or larger. Measure is applicable to grocery sector only.
- Data below from RTF measure workbook
| Measure Name | Savings (kwh/yr) | Life (yrs) | Capital Cost | Annual O&M | [5 empty] | From RTF EER Analysis based on PECI Audits of 820 stores and 2600 suction groups
| Floating Head Pressure - Condensing Unit - Medium Temperature | 757.0999 | 15 | 365.0973 | 0 | - savings are per horse power |  |  |  |  | Count of SuctionTemp | Column Labels
| Floating Head Pressure - Condensing Unit - Low Temperature | 854.9109 | 15 | 277.2247 | 0 | - savings are per horse power | [5 empty] | Stand alone | Multiplex | Grand Total
| Floating Head Pressure - Remote Condenser - Medium Temperature | 473.0725 | 15 | 193.7015 | 0 | - savings are per horse power |  |  |  |  | Row Labels
| Floating Head Pressure - Remote Condenser - Low Temperature | 684.8142 | 15 | 147.4225 | 0 | - savings are per horse power |  |  |  |  | Low Temp
[11 empty] | AIR-COOLED | 628 | 276 | 904
| MT weighting based on walk ins | 64.75% |  | 64.75% | [6 empty] | Evaporative | 45 | 17 | 62
| LT weighting based on walk ins | 35.25% |  | 35.25% | [6 empty] | Medium Temp
| Condensing unit | 75.29% |  | 75.29% | RTF Workbook on EER | [5 empty] | AIR-COOLED | 1255 | 344 | 1599
| Remote | 24.71% |  | 24.71% | RTF Workbook on EER | [5 empty] | Evaporative | 89 | 25 | 114
| Weighted Savings | 731.3109 | [8 empty] | Grand Total | 2017 | 662 | 2679
| Weighted Cost | 295.3959 | [8 empty] | % of All Systems - Suction Group Type | 75.29% | 24.71% | 100%
Display Case Motion Sensors on LED
Measure Definition | Motion sensors are installed on existing display cases with LED lighting. The motion sensors dim the LEDs to 20% of full lighting power when space is unoccupied.
- Data below from measure workbook
| Measure Name | Savings (kwh/yr) | Life (yrs) | Capital Cost | Annual O&M
| Motion Sensor on LED Case Lights - LED power less than 4.0 watts per linear foot | 9.5894 | 8 | 3.2708 | 0
| Motion Sensor on LED Case Lights - LED power between 4.0 and 7.5 watts per linear foot | 18.4465 | 8 | 3.2708 | 0
| Average Savings | 12.6906 |  | 3.2708
From RTF Workbook
|  | Identifier | Wattage/ft | Average Wattage | SumLF | Percent LF
|  | Low | <4 | 2.4597 | 180.5 | 64.99%
|  | High | 4 < W< 7.5 | 4.7315 | 97.25 | 35.01%

## CBSAData
Merge Walk in Table with Site Weights | [19 empty] | The data on the table below are from DOE rulemaking for Walk-Ins summarized by Navigant for BPA Standards Impact Analysis (sheet 'Specifications') and from the RTF ECM Controller workbook as noted.
Walk in Ref. Query (Deleted all floor area entries with the value "-1") | [8 empty] | Calculated field | Assumes walkins classified as storage to be non display (ND) |  | Classify Walk in as small/ Med/ Large | Calculate total evap motors HP per walkin | [11 empty] | Source => | DOE | DOE | Calc | Calc | RTF Value | RTF Value
site_id | Sf_PNW | Wt_PNW | walkin_id | box_type | temp_type | location | floor_area | evap_fan_controls | No. of evap fans on controller | Display? | Temp | Size | Evap Motors HP | Controller Savings | Total Controller Cost | walk in sf * sf weight | MT? (Medium temp) | [8 empty] | Evaporator
6810 | 926545.4758 | 92.6545 | 1 | S | MT | IU | 63 | N | 3 | ND | MT | Small | 0.2 | 980.9916 | 326.53 | 58372364.9743 | 1 | [6 empty] | Area |  | Avg. HP | No. of Fans | Total HP | HP | Controller Savings | Controller Cost
6810 | 926545.4758 | 92.6545 | 2 | S | MT | IC | 66 | N | 3 | ND | MT | Small | 0.2 | 980.9916 | 326.53 | 61152001.4017 | 1 |  |  | Non Display | Small | MT | SmallMT | 48 | Small | 6.667% | 300% | 20% | 0.2 | 326.9972 | 108.8433
6810 | 926545.4758 | 92.6545 | 3 | S | MT | IC | 63 | N | 3 | ND | MT | Small | 0.2 | 980.9916 | 326.53 | 58372364.9743 | 1 |  |  | Non Display | Small | LT | SmallLT | 48 | Small | 6.667% | 200% | 13.33% | 0.13333 | 256.2125 | 288.1617
6810 | 926545.4758 | 92.6545 | 4 | S | MT | IC | 112 | N | 3 | ND | MT | Small | 0.2 | 980.9916 | 326.53 | 103773093.2877 | 1 |  |  | Non Display | Med | MT | MedMT | 180 | Med | 6.667% | 300% | 20% | 0.2 | 326.9972 | 108.8433
6810 | 926545.4758 | 92.6545 | 5 | S | MT | IC | 84 | N | 3 | ND | MT | Small | 0.2 | 980.9916 | 326.53 | 77829819.9658 | 1 |  |  | Non Display | Med | LT | MedLT | 180 | Med | 6.667% | 200% | 13.33% | 0.13333 | 256.2125 | 288.1617
6712 | 2282293.2124 | 62.6831 | 1 | S | MT | IC | 109 | DK | 1.9369 | ND | MT | Small | 0.2 | 633.3729 | 210.8227 | 248769960.1522 | 1 |  |  | Non Display | Large | MT | LargeMT | 500 | Large | 6.667% | 500% | 33.33% | 0.33333 | 153.8552 | 66.4583
6712 | 2282293.2124 | 62.6831 | 2 | S | LT-FF | IC | 116 | DK | 1.2913 | ND | LT | Small | 0.13333 | 330.8449 | 372.1007 | 264746012.6391 | 0 |  |  | Non Display | Large | LT | LargeLT | 500 | Large | 6.667% | 300% | 20% | 0.2 | 326.9972 | 108.8433
6497 | 2029035.6964 | 450.1965 | 1 | S | MT | IC | 50 | N | 3 | ND | MT | Small | 0.2 | 980.9916 | 326.53 | 101451784.8197 | 1 |  |  | Display | Small | MT | SmallMT | 36 | Small | 6.667% | 300% | 20% | 0.2 | 326.9972 | 108.8433
6497 | 2029035.6964 | 450.1965 | 2 | S | MT | IC | 54 | N | 3 | ND | MT | Small | 0.2 | 980.9916 | 326.53 | 109567927.6053 | 1 |  |  | Display | Small | LT | SmallLT | 36 | Small | 6.667% | 200% | 13.33% | 0.13333 | 256.2125 | 288.1617
2229 | 7381995.6631 | 34.4005 | 1 | S | MT | IC | 120 | N | 3 | ND | MT | Small | 0.2 | 980.9916 | 326.53 | 885839479.5755 | 1 |  |  | Display | Med | MT | MedMT | 71.4 | Med | 6.667% | 300% | 20% | 0.2 | 326.9972 | 108.8433
3560 | 3541213.1559 | 158.3019 | 1 | S | MT | IC | 100 | DK | 1.9369 | ND | MT | Small | 0.2 | 633.3729 | 210.8227 | 354121315.5866 | 1 |  |  | Display | Med | LT | MedLT | 71.4 | Med | 6.667% | 200% | 13.33% | 0.13333 | 256.2125 | 288.1617
3560 | 3541213.1559 | 158.3019 | 2 | S | LT-FF | IC | 49 | DK | 1.2913 | ND | LT | Small | 0.13333 | 330.8449 | 372.1007 | 173519444.6374 | 0 |  |  | Display | Large | MT | LargeMT | 1200 | Large | 6.667% | 500% | 33.33% | 0.33333 | 153.8552 | 66.4583
3560 | 3541213.1559 | 158.3019 | 3 | S | MT | IC | 25 | DK | 1.9369 | ND | MT | Small | 0.2 | 633.3729 | 210.8227 | 88530328.8966 | 1 |  |  | Display | Large | LT | LargeLT | 1200 | Large | 6.667% | 300% | 20% | 0.2 | 326.9972 | 108.8433
1154 | 1828306.6369 | 340.7206 | 1 | S | MT | IC | 80 | N | 3 | ND | MT | Small | 0.2 | 980.9916 | 326.53 | 146264530.9484 | 1
6 | 2015420.0099 | 34.4005 | 1 | S | MT | IC | 70 | DK | 1.9369 | ND | MT | Small | 0.2 | 633.3729 | 210.8227 | 141079400.6902 | 1
1920 | 4059254.8033 | 34.4005 | 1 | S | MT | IC | 80 | N | 3 | ND | MT | Small | 0.2 | 980.9916 | 326.53 | 324740384.2674 | 1
6438 | 1882463.6692 | 14.4805 | 1 | S | MT | IC | 150 | N | 3 | ND | MT | Small | 0.2 | 980.9916 | 326.53 | 282369550.3733 | 1
6438 | 1882463.6692 | 14.4805 | 2 | S | MT | IC | 100 | N | 3 | ND | MT | Small | 0.2 | 980.9916 | 326.53 | 188246366.9155 | 1
4006 | 4165841.4483 | 57.1626 | 1 | S | MT | IU | 187 | DK | 1.9369 | ND | MT | Med | 0.2 | 633.3729 | 210.8227 | 779012350.8298 | 1
4006 | 4165841.4483 | 57.1626 | 2 | S | LT-FF | IC | 63 | DK | 1.2913 | ND | LT | Small | 0.13333 | 330.8449 | 372.1007 | 262448011.2421 | 0
1379 | 1440628.8503 | 450.1965 | 1 | S | MT | IC | 36 | DK | 1.9369 | ND | MT | Small | 0.2 | 633.3729 | 210.8227 | 51862638.6121 | 1
5128 | 1875486.1607 | 42.4184 | 1 | S | LT-FF | IC | 100 | Y | 0 | ND | LT | Small | 0.13333 | 0 | 0 | 187548616.072 | 0
6831 | 5644952.6294 | 127.1157 | 1 | S | MT | IC | 73 | N | 3 | ND | MT | Small | 0.2 | 980.9916 | 326.53 | 412081541.9434 | 1
1386 | 2250982.5786 | 450.1965 | 1 | S | LT-FF | IC | 44 | N | 2 | ND | LT | Small | 0.13333 | 512.425 | 576.3234 | 99043233.4606 | 0
1386 | 2250982.5786 | 450.1965 | 2 | S | MT | IC | 119 | N | 3 | ND | MT | Small | 0.2 | 980.9916 | 326.53 | 267866926.8593 | 1
6829 | 4648238.6687 | 127.1157 | 1 | S | MT | IC | 63 | DK | 1.9369 | ND | MT | Small | 0.2 | 633.3729 | 210.8227 | 292839036.1256 | 1
1390 | 1566683.8747 | 450.1965 | 1 | S | MT | IC | 52 | N | 3 | ND | MT | Small | 0.2 | 980.9916 | 326.53 | 81467561.4865 | 1
1390 | 1566683.8747 | 450.1965 | 2 | S | LT-FF | O | 130 | N | 2 | ND | LT | Small | 0.13333 | 512.425 | 576.3234 | 203668903.7162 | 0
1978 | 4963397.2861 | 158.3019 | 1 | S | MT | IU | 1095 | N | 5 | ND | MT | Large | 0.33333 | 769.2762 | 332.2914 | 5434920028.2287 | 1
1978 | 4963397.2861 | 158.3019 | 2 | S | LT-IC | IU | 92 | N | 2 | ND | LT | Small | 0.13333 | 512.425 | 576.3234 | 456632550.3169 | 0
15005 | 216942.6207 | 105.0061 | 1 | S | MT | IC | 492 | N | 3 | ND | MT | Med | 0.2 | 980.9916 | 326.53 | 106735769.3922 | 1
15005 | 216942.6207 | 105.0061 | 2 | S | LT-FF | IC | 99 | N | 2 | ND | LT | Small | 0.13333 | 512.425 | 576.3234 | 21477319.4509 | 0
6777 | 2500218.4068 | 121.3698 | 1 | S | MT | IC | 63 | DK | 1.9369 | ND | MT | Small | 0.2 | 633.3729 | 210.8227 | 157513759.6262 | 1
3749 | 1898986.5166 | 24.0823 | 1 | S | LT-IC | IC | 45 | DK | 1.2913 | ND | LT | Small | 0.13333 | 330.8449 | 372.1007 | 85454393.2467 | 0
3749 | 1898986.5166 | 24.0823 | 2 | S | MT | IC | 45 | DK | 1.9369 | ND | MT | Small | 0.2 | 633.3729 | 210.8227 | 85454393.2467 | 1
3157 | 3705117.3245 | 450.1965 | 1 | S | MT | IC | 100 | N | 3 | ND | MT | Small | 0.2 | 980.9916 | 326.53 | 370511732.4458 | 1
3264 | 3344326.6461 | 17.6903 | 1 | S | LT-FF | IC | 30 | DK | 1.2913 | ND | LT | Small | 0.13333 | 330.8449 | 372.1007 | 100329799.3818 | 0
3264 | 3344326.6461 | 17.6903 | 2 | S | MT | IC | 30 | DK | 1.9369 | ND | MT | Small | 0.2 | 633.3729 | 210.8227 | 100329799.3818 | 1
3352 | 3482641.4586 | 158.3019 | 1 | S | LT-FF | IC | 15 | DK | 1.2913 | ND | LT | Small | 0.13333 | 330.8449 | 372.1007 | 52239621.8791 | 0
3352 | 3482641.4586 | 158.3019 | 2 | S | MT | IC | 200 | DK | 1.9369 | ND | MT | Med | 0.2 | 633.3729 | 210.8227 | 696528291.7215 | 1
8946 | 1357388.093 | 42.4184 | 1 | S | MT | IC | 48 | N | 3 | ND | MT | Small | 0.2 | 980.9916 | 326.53 | 65154628.4631 | 1
2241 | 540235.8189 | 450.1965 | 1 | S | MT | IC | 50 | N | 3 | ND | MT | Small | 0.2 | 980.9916 | 326.53 | 27011790.9438 | 1
15062 | 715812.46 | 450.1965 | 1 | S | MT | IC | 55 | N | 3 | ND | MT | Small | 0.2 | 980.9916 | 326.53 | 39369685.3006 | 1
15062 | 715812.46 | 450.1965 | 2 | S | LT-FF | IC | 77 | N | 2 | ND | LT | Small | 0.13333 | 512.425 | 576.3234 | 55117559.4208 | 0
15006 | 802700.3875 | 450.1965 | 1 | S | MT | IC | 155 | N | 3 | ND | MT | Small | 0.2 | 980.9916 | 326.53 | 124418560.0697 | 1
8231 | 474934.1709 | 9.3203 | 1 | S | MT | IC | 38 | N | 3 | ND | MT | Small | 0.2 | 980.9916 | 326.53 | 18047498.4961 | 1
8231 | 474934.1709 | 9.3203 | 2 | S | LT-FF | IC | 38 | N | 2 | ND | LT | Small | 0.13333 | 512.425 | 576.3234 | 18047498.4961 | 0
1919 | 2222270.0025 | 34.4005 | 1 | S | LT-FF | IC | 60 | DK | 1.2913 | ND | LT | Small | 0.13333 | 330.8449 | 372.1007 | 133336200.1505 | 0
15125 | 9336591.7589 | 22.7863 | 1 | S | MT | IC | 96 | DK | 1.9369 | ND | MT | Small | 0.2 | 633.3729 | 210.8227 | 896312808.8564 | 1
15056 | 990271.9078 | 160.3679 | 1 | S | MT | IC | 84 | N | 3 | ND | MT | Small | 0.2 | 980.9916 | 326.53 | 83182840.2567 | 1
15056 | 990271.9078 | 160.3679 | 2 | S | MT | IC | 126 | N | 3 | ND | MT | Small | 0.2 | 980.9916 | 326.53 | 124774260.3851 | 1
15056 | 990271.9078 | 160.3679 | 3 | S | LT-FF | IC | 77 | N | 2 | ND | LT | Small | 0.13333 | 512.425 | 576.3234 | 76250936.902 | 0
3761 | 2904595.6281 | 16.3815 | 1 | S | MT | IC | 128 | Y | 0 | ND | MT | Small | 0.2 | 0 | 0 | 371788240.3936 | 1
3761 | 2904595.6281 | 16.3815 | 2 | S | LT-IC | IC | 64 | Y | 0 | ND | LT | Small | 0.13333 | 0 | 0 | 185894120.1968 | 0
2413 | 3520872.808 | 92.6545 | 1 | S | MT | IC | 462 | DK | 1.9369 | ND | MT | Med | 0.2 | 633.3729 | 210.8227 | 1626643237.2849 | 1
2413 | 3520872.808 | 92.6545 | 2 | S | MT | IC | 459 | DK | 1.9369 | ND | MT | Med | 0.2 | 633.3729 | 210.8227 | 1616080618.861 | 1
2413 | 3520872.808 | 92.6545 | 3 | S | MT | IC | 240 | DK | 1.9369 | ND | MT | Med | 0.2 | 633.3729 | 210.8227 | 845009473.9143 | 1
2413 | 3520872.808 | 92.6545 | 4 | S | MT | IC | 615 | DK | 3.2282 | ND | MT | Large | 0.33333 | 496.6799 | 214.5425 | 2165336776.9053 | 1
2413 | 3520872.808 | 92.6545 | 5 | S | LT-IC | IC | 286 | DK | 1.2913 | ND | LT | Med | 0.13333 | 330.8449 | 372.1007 | 1006969623.0812 | 0
2926 | 630145.9958 | 4.3309 | 1 | S | MT | IC | 100 | N | 3 | ND | MT | Small | 0.2 | 980.9916 | 326.53 | 63014599.5832 | 1
2926 | 630145.9958 | 4.3309 | 2 | S | MT | IC | 64 | N | 3 | ND | MT | Small | 0.2 | 980.9916 | 326.53 | 40329343.7332 | 1
2926 | 630145.9958 | 4.3309 | 3 | S | MT | IC | 320 | N | 3 | ND | MT | Med | 0.2 | 980.9916 | 326.53 | 201646718.6662 | 1
2926 | 630145.9958 | 4.3309 | 4 | S | LT-FF | IC | 80 | N | 2 | ND | LT | Small | 0.13333 | 512.425 | 576.3234 | 50411679.6666 | 0
2926 | 630145.9958 | 4.3309 | 5 | S | LT-FF | IC | 48 | Y | 0 | ND | LT | Small | 0.13333 | 0 | 0 | 30247007.7999 | 0
4247 | 3844680.0076 | 100.9871 | 1 | W | MT | IC | 20 | DK | 1.9369 | D | MT | Small | 0.2 | 633.3729 | 210.8227 | 76893600.1512 | 1
4247 | 3844680.0076 | 100.9871 | 2 | W | LT-FF | IC | 20 | DK | 1.2913 | D | LT | Small | 0.13333 | 330.8449 | 372.1007 | 76893600.1512 | 0
1877 | 8052740.6089 | 22.7863 | 1 | S | MT | IC | 94 | DK | 1.9369 | ND | MT | Small | 0.2 | 633.3729 | 210.8227 | 756957617.2348 | 1
15080 | 2301346.854 | 11.7918 | 1 | S | MT | IC | 144 | N | 3 | ND | MT | Small | 0.2 | 980.9916 | 326.53 | 331393946.9786 | 1
8255 | 1058428.2739 | 160.3679 | 1 | S | LT-IC | IC | 173 | Y | 0 | ND | LT | Small | 0.13333 | 0 | 0 | 183108091.3922 | 0
8255 | 1058428.2739 | 160.3679 | 2 | S | LT-FF | IC | 36 | Y | 0 | ND | LT | Small | 0.13333 | 0 | 0 | 38103417.862 | 0
6580 | 4459025.3479 | 58.9288 | 1 | S | MT | IU | 72 | N | 3 | ND | MT | Small | 0.2 | 980.9916 | 326.53 | 321049825.0496 | 1
6580 | 4459025.3479 | 58.9288 | 2 | S | LT-FF | IU | 40 | DK | 1.2913 | ND | LT | Small | 0.13333 | 330.8449 | 372.1007 | 178361013.9165 | 0
6580 | 4459025.3479 | 58.9288 | 3 | S | MT | IU | 120 | DK | 1.9369 | ND | MT | Small | 0.2 | 633.3729 | 210.8227 | 535083041.7494 | 1
15162 | 215353.1823 | 115.5328 | 1 | S | MT | IC | 126 | N | 3 | ND | MT | Small | 0.2 | 980.9916 | 326.53 | 27134500.9671 | 1
15162 | 215353.1823 | 115.5328 | 2 | S | MT | IC | 135 | N | 3 | ND | MT | Small | 0.2 | 980.9916 | 326.53 | 29072679.6076 | 1
1811 | 1529139.7189 | 14.4805 | 1 | W | MT | IC | 60 | DK | 1.9369 | D | MT | Small | 0.2 | 633.3729 | 210.8227 | 91748383.1367 | 1
8345 | 2565886.7247 | 160.3679 | 1 | S | LT-IC | IC | 32 | Y | 0 | ND | LT | Small | 0.13333 | 0 | 0 | 82108375.1907 | 0
8345 | 2565886.7247 | 160.3679 | 2 | S | LT-FF | IC | 9 | Y | 0 | ND | LT | Small | 0.13333 | 0 | 0 | 23092980.5224 | 0
8345 | 2565886.7247 | 160.3679 | 3 | S | LT-FF | IC | 32 | Y | 0 | ND | LT | Small | 0.13333 | 0 | 0 | 82108375.1907 | 0
2861 | 925130.4667 | 18.3558 | 1 | S | MT | IC | 80 | N | 3 | ND | MT | Small | 0.2 | 980.9916 | 326.53 | 74010437.3382 | 1
2861 | 925130.4667 | 18.3558 | 2 | S | LT-FF | IC | 80 | N | 2 | ND | LT | Small | 0.13333 | 512.425 | 576.3234 | 74010437.3382 | 0
2751 | 3679787.5515 | 57.1626 | 1 | S | MT | IC | 150 | N | 3 | ND | MT | Small | 0.2 | 980.9916 | 326.53 | 551968132.7279 | 1
2751 | 3679787.5515 | 57.1626 | 2 | S | LT-FF | IC | 150 | N | 2 | ND | LT | Small | 0.13333 | 512.425 | 576.3234 | 551968132.7279 | 0
8954 | 259948.852 | 115.5328 | 1 | S | LT-IC | O | 30 | N | 2 | ND | LT | Small | 0.13333 | 512.425 | 576.3234 | 7798465.56 | 0
1941 | 7000148.0947 | 22.7863 | 1 | S | MT | IC | 105 | Y | 0 | ND | MT | Small | 0.2 | 0 | 0 | 735015549.9465 | 1
1941 | 7000148.0947 | 22.7863 | 2 | S | LT-FF | IC | 56 | Y | 0 | ND | LT | Small | 0.13333 | 0 | 0 | 392008293.3048 | 0
1941 | 7000148.0947 | 22.7863 | 3 | S | MT | IC | 100 | Y | 0 | ND | MT | Small | 0.2 | 0 | 0 | 700014809.4728 | 1
15265 | 1454676.397 | 92.6545 | 1 | S | MT | IC | 120 | N | 3 | ND | MT | Small | 0.2 | 980.9916 | 326.53 | 174561167.6376 | 1
15265 | 1454676.397 | 92.6545 | 2 | S | LT-IC | IC | 375 | N | 2 | ND | LT | Med | 0.13333 | 512.425 | 576.3234 | 545503648.8673 | 0
8978 | 967752.5489 | 18.3558 | 1 | S | LT-FF | IC | 41 | Y | 0 | ND | LT | Small | 0.13333 | 0 | 0 | 39677854.5068 | 0
8978 | 967752.5489 | 18.3558 | 2 | S | LT-IC | IC | 36 | N | 2 | ND | LT | Small | 0.13333 | 512.425 | 576.3234 | 34839091.762 | 0
6529 | 703803.9434 | 92.6545 | 1 | S | MT | IC | 96 | Y | 0 | ND | MT | Small | 0.2 | 0 | 0 | 67565178.5669 | 1
6529 | 703803.9434 | 92.6545 | 2 | S | MT | IC | 80 | Y | 0 | ND | MT | Small | 0.2 | 0 | 0 | 56304315.4724 | 1
6529 | 703803.9434 | 92.6545 | 3 | S | LT-FF | IC | 80 | Y | 0 | ND | LT | Small | 0.13333 | 0 | 0 | 56304315.4724 | 0
6529 | 703803.9434 | 92.6545 | 4 | S | MT | IC | 160 | Y | 0 | ND | MT | Small | 0.2 | 0 | 0 | 112608630.9448 | 1
3274 | 1101218.0231 | 4.3309 | 1 | S | LT-IC | IC | 160 | Y | 0 | ND | LT | Small | 0.13333 | 0 | 0 | 176194883.6951 | 0
3274 | 1101218.0231 | 4.3309 | 2 | S | MT | IC | 510 | Y | 0 | ND | MT | Large | 0.33333 | 0 | 0 | 561621191.778 | 1
6480 | 1035451.9862 | 450.1965 | 1 | S | MT | IC | 90 | N | 3 | ND | MT | Small | 0.2 | 980.9916 | 326.53 | 93190678.7561 | 1
6480 | 1035451.9862 | 450.1965 | 2 | S | LT-FF | O | 60 | N | 2 | ND | LT | Small | 0.13333 | 512.425 | 576.3234 | 62127119.1707 | 0
15268 | 4368661.9183 | 92.6545 | 1 | S | LT-FF | IC | 525 | N | 3 | ND | LT | Large | 0.2 | 980.9916 | 326.53 | 2293547507.1168 | 0
15268 | 4368661.9183 | 92.6545 | 2 | S | MT | IC | 1230 | N | 5 | ND | MT | Large | 0.33333 | 769.2762 | 332.2914 | 5373454159.5307 | 1
4096 | 1604954.4565 | 9.3203 | 1 | S | MT | IC | 192 | Y | 0 | ND | MT | Med | 0.2 | 0 | 0 | 308151255.6391 | 1
4096 | 1604954.4565 | 9.3203 | 2 | S | LT-FF | IC | 96 | Y | 0 | ND | LT | Small | 0.13333 | 0 | 0 | 154075627.8196 | 0
15171 | 164649.5785 | 105.0061 | 1 | W | MT | IU | 171 | DK | 1.9369 | D | MT | Med | 0.2 | 633.3729 | 210.8227 | 28155077.9319 | 1
15164 | 3060933.8652 | 59.7384 | 1 | S | MT | IC | 652 | DK | 3.2282 | ND | MT | Large | 0.33333 | 496.6799 | 214.5425 | 1995728880.0926 | 1
15164 | 3060933.8652 | 59.7384 | 2 | S | MT | IC | 686 | DK | 3.2282 | ND | MT | Large | 0.33333 | 496.6799 | 214.5425 | 2099800631.5085 | 1
15164 | 3060933.8652 | 59.7384 | 3 | S | LT-FF | IC | 522 | DK | 1.9369 | ND | LT | Large | 0.2 | 633.3729 | 210.8227 | 1597807477.6202 | 0
15164 | 3060933.8652 | 59.7384 | 4 | S | LT-IC | IC | 415 | Y | 0 | ND | LT | Med | 0.13333 | 0 | 0 | 1270287554.0467 | 0
15164 | 3060933.8652 | 59.7384 | 5 | S | MT | IC | 738 | DK | 3.2282 | ND | MT | Large | 0.33333 | 496.6799 | 214.5425 | 2258969192.4975 | 1
15136 | 2053595.3925 | 92.6545 | 1 | S | MT | IC | 367 | N | 3 | ND | MT | Med | 0.2 | 980.9916 | 326.53 | 753669509.057 | 1
15136 | 2053595.3925 | 92.6545 | 2 | S | LT-FF | IC | 380 | N | 2 | ND | LT | Med | 0.13333 | 512.425 | 576.3234 | 780366249.1598 | 0
15136 | 2053595.3925 | 92.6545 | 3 | S | MT | IC | 210 | N | 3 | ND | MT | Med | 0.2 | 980.9916 | 326.53 | 431255032.4304 | 1
15136 | 2053595.3925 | 92.6545 | 4 | S | LT-FF | IC | 55 | N | 2 | ND | LT | Small | 0.13333 | 512.425 | 576.3234 | 112947746.5889 | 0
15205 | 4025653.7578 | 335.4711 | 1 | W | MT | IC | 56 | DK | 1.9369 | D | MT | Small | 0.2 | 633.3729 | 210.8227 | 225436610.4344 | 1
15221 | 1509508.9172 | 450.1965 | 1 | S | MT | IC | 100 | DK | 1.9369 | ND | MT | Small | 0.2 | 633.3729 | 210.8227 | 150950891.7243 | 1
15167 | 1637126.4921 | 11.7918 | 2 | S | MT | IC | 1640 | DK | 3.2282 | ND | MT | Large | 0.33333 | 496.6799 | 214.5425 | 2684887446.9914 | 1
15167 | 1637126.4921 | 11.7918 | 3 | S | LT-FF | IC | 360 | NF | 0 | ND | LT | Med | 0.13333 | 0 | 0 | 589365537.1444 | 0
15167 | 1637126.4921 | 11.7918 | 4 | W | MT | IC | 1100 | DK | 1.9369 | D | MT | Med | 0.2 | 633.3729 | 210.8227 | 1800839141.2747 | 1
15167 | 1637126.4921 | 11.7918 | 5 | W | LT-IC | IC | 450 | DK | 1.2913 | D | LT | Med | 0.13333 | 330.8449 | 372.1007 | 736706921.4306 | 0
15167 | 1637126.4921 | 11.7918 | 6 | S | LT-FF | IC | 1200 | DK | 1.9369 | ND | LT | Large | 0.2 | 633.3729 | 210.8227 | 1964551790.4815 | 0
15167 | 1637126.4921 | 11.7918 | 7 | S | MT | IC | 1200 | DK | 3.2282 | ND | MT | Large | 0.33333 | 496.6799 | 214.5425 | 1964551790.4815 | 1
1918 | 1971834.6214 | 34.4005 | 1 | S | MT | IC | 105 | DK | 1.9369 | ND | MT | Small | 0.2 | 633.3729 | 210.8227 | 207042635.2491 | 1
1918 | 1971834.6214 | 34.4005 | 2 | S | LT-FF | IC | 105 | DK | 1.2913 | ND | LT | Small | 0.13333 | 330.8449 | 372.1007 | 207042635.2491 | 0
15398 | 360827.8207 | 160.3679 | 1 | S | MT | IC | 60 | N | 3 | ND | MT | Small | 0.2 | 980.9916 | 326.53 | 21649669.2397 | 1
15398 | 360827.8207 | 160.3679 | 2 | S | LT-FF | IC | 66 | N | 2 | ND | LT | Small | 0.13333 | 512.425 | 576.3234 | 23814636.1637 | 0
15399 | 481103.7609 | 160.3679 | 1 | S | MT | IC | 25 | N | 3 | ND | MT | Small | 0.2 | 980.9916 | 326.53 | 12027594.0221 | 1
15399 | 481103.7609 | 160.3679 | 2 | S | LT-FF | IC | 49 | N | 2 | ND | LT | Small | 0.13333 | 512.425 | 576.3234 | 23574084.2833 | 0
15206 | 3625391.0305 | 97.8143 | 3 | S | LT-FF | IC | 187 | Y | 0 | ND | LT | Med | 0.13333 | 0 | 0 | 677948122.7097 | 0
15206 | 3625391.0305 | 97.8143 | 5 | S | MT | IC | 587 | N | 5 | ND | MT | Large | 0.33333 | 769.2762 | 332.2914 | 2128104534.923 | 1
15206 | 3625391.0305 | 97.8143 | 7 | S | LT-FF | IC | 387 | Y | 0 | ND | LT | Med | 0.13333 | 0 | 0 | 1403026328.8164 | 0
15206 | 3625391.0305 | 97.8143 | 8 | S | MT | IC | 555 | N | 5 | ND | MT | Large | 0.33333 | 769.2762 | 332.2914 | 2012092021.9459 | 1
15318 | 323491.9047 | 115.5328 | 1 | W | MT | IC | 400 | N | 3 | D | MT | Med | 0.2 | 980.9916 | 326.53 | 129396761.8842 | 1
15318 | 323491.9047 | 115.5328 | 2 | S | LT-FF | IC | 40 | DK | 1.2913 | ND | LT | Small | 0.13333 | 330.8449 | 372.1007 | 12939676.1884 | 0
15317 | 661602.345 | 59.7384 | 1 | S | MT | IU | 84 | DK | 1.9369 | ND | MT | Small | 0.2 | 633.3729 | 210.8227 | 55574596.9822 | 1
15317 | 661602.345 | 59.7384 | 2 | S | MT | IU | 195 | DK | 1.9369 | ND | MT | Med | 0.2 | 633.3729 | 210.8227 | 129012457.2801 | 1
15317 | 661602.345 | 59.7384 | 3 | S | LT-FF | IU | 100 | DK | 1.2913 | ND | LT | Small | 0.13333 | 330.8449 | 372.1007 | 66160234.5026 | 0
15317 | 661602.345 | 59.7384 | 4 | S | MT | IU | 319 | DK | 1.9369 | ND | MT | Med | 0.2 | 633.3729 | 210.8227 | 211051148.0633 | 1
15451 | 479923.3472 | 115.5328 | 2 | W | MT | IC | 121 | N | 3 | D | MT | Med | 0.2 | 980.9916 | 326.53 | 58070725.0115 | 1
15435 | 2031840.3017 | 42.4184 | 1 | S | MT | IC | 110 | N | 3 | ND | MT | Small | 0.2 | 980.9916 | 326.53 | 223502433.1848 | 1
15435 | 2031840.3017 | 42.4184 | 2 | S | LT-FF | IC | 110 | N | 2 | ND | LT | Small | 0.13333 | 512.425 | 576.3234 | 223502433.1848 | 0
15046 | 1357388.093 | 42.4184 | 1 | S | MT | IC | 35 | DK | 1.9369 | ND | MT | Small | 0.2 | 633.3729 | 210.8227 | 47508583.2543 | 1
15356 | 247240.2415 | 115.5328 | 1 | S | MT | IC | 72 | N | 3 | ND | MT | Small | 0.2 | 980.9916 | 326.53 | 17801297.3849 | 1
15358 | 349529.1486 | 59.7384 | 1 | S | LT-FF | IU | 446 | N | 2 | ND | LT | Med | 0.13333 | 512.425 | 576.3234 | 155890000.2757 | 0
15358 | 349529.1486 | 59.7384 | 2 | S | LT-IC | IU | 286 | DK | 1.2913 | ND | LT | Med | 0.13333 | 330.8449 | 372.1007 | 99965336.4997 | 0
15172 | 716860.3287 | 59.7384 | 3 | S | LT-IC | IC | 120 | Y | 0 | ND | LT | Small | 0.13333 | 0 | 0 | 86023239.4436 | 0
15172 | 716860.3287 | 59.7384 | 4 | S | LT-FF | IC | 70 | Y | 0 | ND | LT | Small | 0.13333 | 0 | 0 | 50180223.0087 | 0
15408 | 3236845.5181 | 340.7206 | 1 | S | MT | IC | 48 | DK | 1.9369 | ND | MT | Small | 0.2 | 633.3729 | 210.8227 | 155368584.8688 | 1
15408 | 3236845.5181 | 340.7206 | 2 | S | MT | IC | 42 | DK | 1.9369 | ND | MT | Small | 0.2 | 633.3729 | 210.8227 | 135947511.7602 | 1
15387 | 4288456.7627 | 87.2436 | 1 | S | MT | IC | 68 | Y | 0 | ND | MT | Small | 0.2 | 0 | 0 | 291615059.8623 | 1
15387 | 4288456.7627 | 87.2436 | 2 | S | LT-FF | IC | 67 | Y | 0 | ND | LT | Small | 0.13333 | 0 | 0 | 287326603.0996 | 0
15386 | 1538525.0065 | 18.3558 | 1 | S | MT | IC | 61 | N | 3 | ND | MT | Small | 0.2 | 980.9916 | 326.53 | 93850025.3991 | 1
15386 | 1538525.0065 | 18.3558 | 2 | S | LT-FF | IC | 132 | N | 2 | ND | LT | Small | 0.13333 | 512.425 | 576.3234 | 203085300.8636 | 0
15524 | 503450.4542 | 97.8143 | 1 | S | MT | IC | 352 | N | 3 | ND | MT | Med | 0.2 | 980.9916 | 326.53 | 177214559.8754 | 1
15524 | 503450.4542 | 97.8143 | 2 | S | LT-FF | IC | 261 | N | 2 | ND | LT | Med | 0.13333 | 512.425 | 576.3234 | 131400568.544 | 0
6833 | 2775945.4776 | 34.4005 | 1 | S | MT | IC | 86 | N | 3 | ND | MT | Small | 0.2 | 980.9916 | 326.53 | 238731311.0728 | 1
8101 | 1294160.8043 | 285.8129 | 1 | S | MT | O | 60 | Y | 0 | ND | MT | Small | 0.2 | 0 | 0 | 77649648.2561 | 1
8101 | 1294160.8043 | 285.8129 | 2 | S | LT-FF | O | 60 | Y | 0 | ND | LT | Small | 0.13333 | 0 | 0 | 77649648.2561 | 0
15109 | 4776162.7678 | 334.4652 | 1 | W | MT | IC | 172 | DK | 1.9369 | D | MT | Med | 0.2 | 633.3729 | 210.8227 | 821499996.0569 | 1
15109 | 4776162.7678 | 334.4652 | 2 | W | LT-IC | IC | 102 | DK | 1.2913 | D | LT | Med | 0.13333 | 330.8449 | 372.1007 | 487168602.3128 | 0
15425 | 1961449.336 | 59.7384 | 1 | S | LT-FF | IC | 500 | N | 3 | ND | LT | Large | 0.2 | 980.9916 | 326.53 | 980724668.0173 | 0
15425 | 1961449.336 | 59.7384 | 2 | W | MT | IC | 200 | N | 3 | D | MT | Med | 0.2 | 980.9916 | 326.53 | 392289867.2069 | 1
15286 | 890041.9576 | 160.3679 | 1 | S | LT-FF | IC | 160 | DK | 1.2913 | ND | LT | Small | 0.13333 | 330.8449 | 372.1007 | 142406713.2214 | 0
15286 | 890041.9576 | 160.3679 | 2 | S | MT | IC | 80 | DK | 1.9369 | ND | MT | Small | 0.2 | 633.3729 | 210.8227 | 71203356.6107 | 1
15478 | 850431.0813 | 160.3679 | 1 | S | MT | IC | 161 | N | 3 | ND | MT | Small | 0.2 | 980.9916 | 326.53 | 136919404.0927 | 1
15478 | 850431.0813 | 160.3679 | 2 | S | LT-FF | IC | 63 | N | 2 | ND | LT | Small | 0.13333 | 512.425 | 576.3234 | 53577158.1232 | 0
15393 | 383424.2681 | 86.2015 | 2 | S | MT | IC | 95 | DK | 1.9369 | ND | MT | Small | 0.2 | 633.3729 | 210.8227 | 36425305.4674 | 1
15393 | 383424.2681 | 86.2015 | 4 | W | LT-FF | IC | 135 | DK | 1.2913 | D | LT | Med | 0.13333 | 330.8449 | 372.1007 | 51762276.1905 | 0
15214 | 909723.9509 | 340.7206 | 1 | S | MT | IC | 96 | N | 3 | ND | MT | Small | 0.2 | 980.9916 | 326.53 | 87333499.2842 | 1
15214 | 909723.9509 | 340.7206 | 2 | S | LT-FF | O | 96 | N | 2 | ND | LT | Small | 0.13333 | 512.425 | 576.3234 | 87333499.2842 | 0
15585 | 1107341.8878 | 340.7206 | 1 | S | MT | IC | 60 | N | 3 | ND | MT | Small | 0.2 | 980.9916 | 326.53 | 66440513.2663 | 1
15585 | 1107341.8878 | 340.7206 | 2 | S | MT | IC | 50 | N | 3 | ND | MT | Small | 0.2 | 980.9916 | 326.53 | 55367094.3886 | 1
15401 | 3368287.7311 | 59.7384 | 1 | W | MT | IC | 80 | DK | 1.9369 | D | MT | Med | 0.2 | 633.3729 | 210.8227 | 269463018.4881 | 1
15401 | 3368287.7311 | 59.7384 | 2 | S | MT | IC | 3927 | DK | 3.2282 | ND | MT | Large | 0.33333 | 496.6799 | 214.5425 | 13227265920.0347 | 1
15401 | 3368287.7311 | 59.7384 | 3 | S | LT-FF | IC | 168 | DK | 1.2913 | ND | LT | Small | 0.13333 | 330.8449 | 372.1007 | 565872338.825 | 0
15531 | 4016476.277 | 852.574 | 1 | S | MT | IC | 510 | Y | 0 | ND | MT | Large | 0.33333 | 0 | 0 | 2048402901.2548 | 1
15531 | 4016476.277 | 852.574 | 2 | S | LT-FF | IC | 1020 | Y | 0 | ND | LT | Large | 0.2 | 0 | 0 | 4096805802.5095 | 0
15531 | 4016476.277 | 852.574 | 3 | S | MT | IC | 350 | DK | 1.9369 | ND | MT | Med | 0.2 | 633.3729 | 210.8227 | 1405766696.9395 | 1
15322 | 570038.4408 | 9.3203 | 1 | S | MT | IC | 72 | N | 3 | ND | MT | Small | 0.2 | 980.9916 | 326.53 | 41042767.7399 | 1
15322 | 570038.4408 | 9.3203 | 2 | S | MT | IC | 97 | N | 3 | ND | MT | Small | 0.2 | 980.9916 | 326.53 | 55293728.7606 | 1
15322 | 570038.4408 | 9.3203 | 3 | S | LT-FF | IC | 35 | N | 2 | ND | LT | Small | 0.13333 | 512.425 | 576.3234 | 19951345.4291 | 0
15042 | 716860.3287 | 59.7384 | 3 | W | LT-FF | IC | 400 | Y | 0 | D | LT | Med | 0.13333 | 0 | 0 | 286744131.4785 | 0
15042 | 716860.3287 | 59.7384 | 5 | W | LT-IC | IC | 400 | Y | 0 | D | LT | Med | 0.13333 | 0 | 0 | 286744131.4785 | 0
15063 | 1187714.5814 | 42.4184 | 1 | S | LT-FF | IC | 36 | Y | 0 | ND | LT | Small | 0.13333 | 0 | 0 | 42757724.9289 | 0
15063 | 1187714.5814 | 42.4184 | 2 | S | MT | IC | 36 | Y | 0 | ND | MT | Small | 0.2 | 0 | 0 | 42757724.9289 | 1
15234 | 5074457.5068 | 127.1157 | 1 | S | MT | IU | 56 | N | 3 | ND | MT | Small | 0.2 | 980.9916 | 326.53 | 284169620.3835 | 1
15332 | 415918.1632 | 115.5328 | 1 | S | LT-FF | IU | 628 | N | 3 | ND | LT | Large | 0.2 | 980.9916 | 326.53 | 261196606.4892 | 0
15332 | 415918.1632 | 115.5328 | 2 | W | MT | IU | 360 | N | 3 | D | MT | Med | 0.2 | 980.9916 | 326.53 | 149730538.7518 | 1
15285 | 1111854.5709 | 92.6545 | 1 | S | MT | IU | 80 | DK | 1.9369 | ND | MT | Small | 0.2 | 633.3729 | 210.8227 | 88948365.6752 | 1
15285 | 1111854.5709 | 92.6545 | 2 | S | MT | IU | 300 | DK | 1.9369 | ND | MT | Med | 0.2 | 633.3729 | 210.8227 | 333556371.2819 | 1
15285 | 1111854.5709 | 92.6545 | 3 | S | LT-FF | IU | 150 | DK | 1.2913 | ND | LT | Small | 0.13333 | 330.8449 | 372.1007 | 166778185.641 | 0
15579 | 1499170.5558 | 340.7206 | 1 | S | LT-FF | IC | 75 | N | 2 | ND | LT | Small | 0.13333 | 512.425 | 576.3234 | 112437791.6814 | 0
15579 | 1499170.5558 | 340.7206 | 2 | S | MT | IC | 142 | N | 3 | ND | MT | Small | 0.2 | 980.9916 | 326.53 | 212882218.9168 | 1
15364 | 284464.9471 | 86.2015 | 1 | S | MT | IC | 160 | N | 3 | ND | MT | Small | 0.2 | 980.9916 | 326.53 | 45514391.5344 | 1
15364 | 284464.9471 | 86.2015 | 2 | S | LT-FF | IC | 160 | N | 2 | ND | LT | Small | 0.13333 | 512.425 | 576.3234 | 45514391.5344 | 0
15502 | 3711672.4951 | 21.1752 | 1 | S | LT-FF | IU | 410 | DK | 1.2913 | ND | LT | Med | 0.13333 | 330.8449 | 372.1007 | 1521785723.0097 | 0
15502 | 3711672.4951 | 21.1752 | 2 | W | MT | IU | 800 | DK | 1.9369 | D | MT | Med | 0.2 | 633.3729 | 210.8227 | 2969337996.1164 | 1
15502 | 3711672.4951 | 21.1752 | 3 | W | LT-FF | IU | 530 | DK | 1.2913 | D | LT | Med | 0.13333 | 330.8449 | 372.1007 | 1967186422.4271 | 0
15502 | 3711672.4951 | 21.1752 | 4 | S | LT-FF | IU | 110 | DK | 1.2913 | ND | LT | Small | 0.13333 | 330.8449 | 372.1007 | 408283974.466 | 0
15502 | 3711672.4951 | 21.1752 | 5 | W | MT | IU | 650 | DK | 1.9369 | D | MT | Med | 0.2 | 633.3729 | 210.8227 | 2412587121.8446 | 1
15502 | 3711672.4951 | 21.1752 | 6 | S | LT-FF | IC | 160 | DK | 1.2913 | ND | LT | Small | 0.13333 | 330.8449 | 372.1007 | 593867599.2233 | 0
15502 | 3711672.4951 | 21.1752 | 7 | S | LT-FF | IC | 216 | DK | 1.2913 | ND | LT | Med | 0.13333 | 330.8449 | 372.1007 | 801721258.9514 | 0
15502 | 3711672.4951 | 21.1752 | 8 | S | MT | IC | 138 | DK | 1.9369 | ND | MT | Small | 0.2 | 633.3729 | 210.8227 | 512210804.3301 | 1
15280 | 1621454.5826 | 92.6545 | 1 | S | LT-FF | IC | 130 | N | 2 | ND | LT | Small | 0.13333 | 512.425 | 576.3234 | 210789095.7407 | 0
15363 | 1642023.8922 | 92.6545 | 1 | W | MT | IU | 500 | DK | 1.9369 | D | MT | Med | 0.2 | 633.3729 | 210.8227 | 821011946.0915 | 1
15363 | 1642023.8922 | 92.6545 | 2 | S | LT-FF | IU | 360 | Y | 0 | ND | LT | Med | 0.13333 | 0 | 0 | 591128601.1859 | 0
15363 | 1642023.8922 | 92.6545 | 3 | S | MT | IU | 120 | Y | 0 | ND | MT | Small | 0.2 | 0 | 0 | 197042867.062 | 1
15273 | 3593536.0945 | 21.1752 | 1 | S | LT-FF | IC | 1536 | DK | 1.9369 | ND | LT | Large | 0.2 | 633.3729 | 210.8227 | 5519671441.1549 | 0
15273 | 3593536.0945 | 21.1752 | 2 | S | MT | IC | 440 | DK | 1.9369 | ND | MT | Med | 0.2 | 633.3729 | 210.8227 | 1581155881.5808 | 1
15273 | 3593536.0945 | 21.1752 | 3 | S | MT | IC | 640 | DK | 3.2282 | ND | MT | Large | 0.33333 | 496.6799 | 214.5425 | 2299863100.4812 | 1
15273 | 3593536.0945 | 21.1752 | 4 | S | MT | IC | 2400 | DK | 3.2282 | ND | MT | Large | 0.33333 | 496.6799 | 214.5425 | 8624486626.8045 | 1
15273 | 3593536.0945 | 21.1752 | 6 | S | LT-FF | IC | 312 | DK | 1.2913 | ND | LT | Med | 0.13333 | 330.8449 | 372.1007 | 1121183261.4846 | 0
15255 | 403223.4577 | 105.0061 | 1 | S | MT | IU | 220 | N | 3 | ND | MT | Med | 0.2 | 980.9916 | 326.53 | 88709160.6876 | 1
15158 | 519305.5698 | 59.7384 | 1 | S | MT | IC | 225 | DK | 1.9369 | ND | MT | Med | 0.2 | 633.3729 | 210.8227 | 116843753.2005 | 1
15560 | 3593832.5298 | 58.9288 | 1 | S | MT | IC | 60 | Y | 0 | ND | MT | Small | 0.2 | 0 | 0 | 215629951.7903 | 1
15370 | 5350758.396 | 62.6831 | 1 | S | MT | IC | 76 | N | 3 | ND | MT | Small | 0.2 | 980.9916 | 326.53 | 406657638.0939 | 1
15370 | 5350758.396 | 62.6831 | 2 | S | LT-FF | IC | 76 | N | 2 | ND | LT | Small | 0.13333 | 512.425 | 576.3234 | 406657638.0939 | 0
15074 | 5825839.9881 | 92.6545 | 1 | W | MT | IC | 408 | N | 3 | D | MT | Med | 0.2 | 980.9916 | 326.53 | 2376942715.1374 | 1
15074 | 5825839.9881 | 92.6545 | 2 | S | MT | IC | 1040 | N | 5 | ND | MT | Large | 0.33333 | 769.2762 | 332.2914 | 6058873587.6051 | 1
15338 | 329384.0787 | 115.5328 | 1 | S | MT | IC | 429 | N | 3 | ND | MT | Med | 0.2 | 980.9916 | 326.53 | 141305769.7577 | 1
15496 | 3430381.234 | 21.1752 | 1 | S | MT | IU | 490 | DK | 1.9369 | ND | MT | Med | 0.2 | 633.3729 | 210.8227 | 1680886804.6407 | 1
15496 | 3430381.234 | 21.1752 | 2 | W | MT | IC | 700 | DK | 1.9369 | D | MT | Med | 0.2 | 633.3729 | 210.8227 | 2401266863.7725 | 1
15496 | 3430381.234 | 21.1752 | 3 | S | LT-FF | IU | 570 | DK | 1.9369 | ND | LT | Large | 0.2 | 633.3729 | 210.8227 | 1955317303.3576 | 0
15496 | 3430381.234 | 21.1752 | 4 | S | MT | IC | 610 | DK | 3.2282 | ND | MT | Large | 0.33333 | 496.6799 | 214.5425 | 2092532552.716 | 1
15496 | 3430381.234 | 21.1752 | 5 | S | MT | IC | 200 | DK | 1.9369 | ND | MT | Med | 0.2 | 633.3729 | 210.8227 | 686076246.7921 | 1
15496 | 3430381.234 | 21.1752 | 6 | S | LT-FF | IC | 150 | DK | 1.2913 | ND | LT | Small | 0.13333 | 330.8449 | 372.1007 | 514557185.0941 | 0
15496 | 3430381.234 | 21.1752 | 7 | S | LT-FF | IC | 200 | DK | 1.2913 | ND | LT | Med | 0.13333 | 330.8449 | 372.1007 | 686076246.7921 | 0
15544 | 1677026.699 | 340.7206 | 1 | S | MT | IC | 112 | DK | 1.9369 | ND | MT | Small | 0.2 | 633.3729 | 210.8227 | 187826990.2832 | 1
2229 | 7381995.6631 | 34.4005 | 2 | S | MT | IC | 64 | N | 3 | ND | MT | Small | 0.2 | 980.9916 | 326.53 | 472447722.4402 | 1
15515 | 1061688.5575 | 111.0321 | 1 | S | LT-FF | IC | 25 | DK | 1.2913 | ND | LT | Small | 0.13333 | 330.8449 | 372.1007 | 26542213.9383 | 0
15288 | 833913.1855 | 160.3679 | 1 | S | MT | IC | 230 | DK | 1.9369 | ND | MT | Med | 0.2 | 633.3729 | 210.8227 | 191800032.6721 | 1
15288 | 833913.1855 | 160.3679 | 2 | S | LT-IC | IC | 85 | DK | 1.2913 | ND | LT | Small | 0.13333 | 330.8449 | 372.1007 | 70882620.7701 | 0
15474 | 4869068.5929 | 194.7627 | 1 | S | MT | IU | 3000 | Y | 0 | ND | MT | Large | 0.33333 | 0 | 0 | 14607205778.5505 | 1
15474 | 4869068.5929 | 194.7627 | 2 | S | LT-IC | IU | 5000 | Y | 0 | ND | LT | Large | 0.2 | 0 | 0 | 24345342964.2508 | 0
15497 | 4149448.4311 | 21.1752 | 1 | S | LT-IC | IC | 1509 | Y | 0 | ND | LT | Large | 0.2 | 0 | 0 | 6261517682.5883 | 0
15497 | 4149448.4311 | 21.1752 | 2 | S | MT | IC | 2290 | Y | 0 | ND | MT | Large | 0.33333 | 0 | 0 | 9502236907.3077 | 1
15497 | 4149448.4311 | 21.1752 | 3 | W | MT | IC | 515 | Y | 0 | D | MT | Med | 0.2 | 0 | 0 | 2136965942.0364 | 1
15497 | 4149448.4311 | 21.1752 | 4 | S | LT-FF | IC | 504 | Y | 0 | ND | LT | Large | 0.2 | 0 | 0 | 2091322009.2939 | 0
15523 | 277394.3083 | 115.5328 | 1 | S | LT-FF | IU | 68 | N | 2 | ND | LT | Small | 0.13333 | 512.425 | 576.3234 | 18862812.9637 | 0
15385 | 958519.6 | 18.3558 | 1 | S | MT | IC | 91 | N | 3 | ND | MT | Small | 0.2 | 980.9916 | 326.53 | 87225283.6037 | 1
15385 | 958519.6 | 18.3558 | 2 | S | LT-FF | IC | 70 | N | 2 | ND | LT | Small | 0.13333 | 512.425 | 576.3234 | 67096372.0029 | 0
15147 | 1022161.7426 | 340.7206 | 1 | S | MT | IC | 74 | DK | 1.9369 | ND | MT | Small | 0.2 | 633.3729 | 210.8227 | 75639968.9493 | 1
15147 | 1022161.7426 | 340.7206 | 2 | S | MT | IC | 138 | DK | 1.9369 | ND | MT | Small | 0.2 | 633.3729 | 210.8227 | 141058320.473 | 1
15147 | 1022161.7426 | 340.7206 | 3 | S | MT | O | 91 | DK | 1.9369 | ND | MT | Small | 0.2 | 633.3729 | 210.8227 | 93016718.5728 | 1
15404 | 1596217.1704 | 18.3558 | 1 | S | MT | IC | 81 | N | 3 | ND | MT | Small | 0.2 | 980.9916 | 326.53 | 129293590.8 | 1
15404 | 1596217.1704 | 18.3558 | 2 | S | LT-FF | IC | 108 | N | 2 | ND | LT | Small | 0.13333 | 512.425 | 576.3234 | 172391454.4 | 0
15580 | 4117833.8683 | 21.1752 | 1 | S | LT-FF | IC | 360 | N | 2 | ND | LT | Med | 0.13333 | 512.425 | 576.3234 | 1482420192.5826 | 0
15580 | 4117833.8683 | 21.1752 | 2 | S | MT | IC | 360 | N | 3 | ND | MT | Med | 0.2 | 980.9916 | 326.53 | 1482420192.5826 | 1
15580 | 4117833.8683 | 21.1752 | 3 | S | MT | IC | 240 | DK | 1.9369 | ND | MT | Med | 0.2 | 633.3729 | 210.8227 | 988280128.3884 | 1
15580 | 4117833.8683 | 21.1752 | 4 | S | MT | IU | 800 | DK | 3.2282 | ND | MT | Large | 0.33333 | 496.6799 | 214.5425 | 3294267094.628 | 1
15580 | 4117833.8683 | 21.1752 | 5 | S | LT-FF | IU | 600 | DK | 1.9369 | ND | LT | Large | 0.2 | 633.3729 | 210.8227 | 2470700320.971 | 0
15580 | 4117833.8683 | 21.1752 | 6 | S | MT | IU | 1890 | DK | 3.2282 | ND | MT | Large | 0.33333 | 496.6799 | 214.5425 | 7782706011.0587 | 1
15550 | 11283352.3347 | 34.4005 | 1 | S | LT-FF | IC | 150 | DK | 1.2913 | ND | LT | Small | 0.13333 | 330.8449 | 372.1007 | 1692502850.2071 | 0
15550 | 11283352.3347 | 34.4005 | 2 | S | MT | IC | 150 | DK | 1.9369 | ND | MT | Small | 0.2 | 633.3729 | 210.8227 | 1692502850.2071 | 1
15610 | 10460706.9649 | 194.7627 | 1 | S | LT-IC | IC | 200 | DK | 1.2913 | ND | LT | Med | 0.13333 | 330.8449 | 372.1007 | 2092141392.9759 | 0
15562 | 5634237.9051 | 335.4711 | 1 | S | MT | IC | 50 | DK | 1.9369 | ND | MT | Small | 0.2 | 633.3729 | 210.8227 | 281711895.2564 | 1
15562 | 5634237.9051 | 335.4711 | 2 | S | LT-FF | IC | 80 | DK | 1.2913 | ND | LT | Small | 0.13333 | 330.8449 | 372.1007 | 450739032.4102 | 0
15170 | 800693.365 | 340.7206 | 1 | S | MT | IC | 80 | DK | 1.9369 | ND | MT | Small | 0.2 | 633.3729 | 210.8227 | 64055469.2003 | 1
15170 | 800693.365 | 340.7206 | 2 | S | LT-FF | IC | 105 | DK | 1.2913 | ND | LT | Small | 0.13333 | 330.8449 | 372.1007 | 84072803.3254 | 0
15320 | 513996.1701 | 3.7884 | 1 | S | MT | IC | 58 | N | 3 | ND | MT | Small | 0.2 | 980.9916 | 326.53 | 29811777.8665 | 1
15320 | 513996.1701 | 3.7884 | 2 | S | LT-FF | IC | 135 | N | 2 | ND | LT | Small | 0.13333 | 512.425 | 576.3234 | 69389482.9652 | 0
15320 | 513996.1701 | 3.7884 | 3 | S | MT | IC | 135 | N | 3 | ND | MT | Small | 0.2 | 980.9916 | 326.53 | 69389482.9652 | 1
15380 | 1465109.8252 | 50.1149 | 1 | W | MT | IC | 43 | DK | 1.9369 | D | MT | Small | 0.2 | 633.3729 | 210.8227 | 62999722.4817 | 1
15689 | 6499044.5505 | 722.1161 | 1 | S | MT | IC | 147 | N | 3 | ND | MT | Small | 0.2 | 980.9916 | 326.53 | 955359548.9191 | 1
15689 | 6499044.5505 | 722.1161 | 2 | S | LT-FF | IC | 147 | N | 2 | ND | LT | Small | 0.13333 | 512.425 | 576.3234 | 955359548.9191 | 0
15578 | 1443660.6374 | 50.1149 | 1 | W | MT | IC | 30 | DK | 1.9369 | D | MT | Small | 0.2 | 633.3729 | 210.8227 | 43309819.1209 | 1
15578 | 1443660.6374 | 50.1149 | 2 | W | MT | IC | 118 | DK | 1.9369 | D | MT | Med | 0.2 | 633.3729 | 210.8227 | 170351955.2087 | 1
15578 | 1443660.6374 | 50.1149 | 3 | W | LT-FF | IC | 41 | DK | 1.2913 | D | LT | Small | 0.13333 | 330.8449 | 372.1007 | 59190086.1318 | 0
15578 | 1443660.6374 | 50.1149 | 4 | W | LT-IC | O | 40 | DK | 1.2913 | D | LT | Small | 0.13333 | 330.8449 | 372.1007 | 57746425.4945 | 0
15578 | 1443660.6374 | 50.1149 | 5 | W | MT | O | 40 | DK | 1.9369 | D | MT | Small | 0.2 | 633.3729 | 210.8227 | 57746425.4945 | 1
15443 | 1928336.8111 | 11.7918 | 1 | S | MT | IU | 680 | N | 5 | ND | MT | Large | 0.33333 | 769.2762 | 332.2914 | 1311269031.5234 | 1
15443 | 1928336.8111 | 11.7918 | 2 | W | MT | IU | 315 | N | 3 | D | MT | Med | 0.2 | 980.9916 | 326.53 | 607426095.4851 | 1
15443 | 1928336.8111 | 11.7918 | 3 | S | LT-FF | IC | 100 | N | 2 | ND | LT | Small | 0.13333 | 512.425 | 576.3234 | 192833681.1064 | 0
15443 | 1928336.8111 | 11.7918 | 4 | S | MT | IU | 247 | N | 3 | ND | MT | Med | 0.2 | 980.9916 | 326.53 | 476299192.3327 | 1
15443 | 1928336.8111 | 11.7918 | 5 | S | MT | IU | 551 | N | 5 | ND | MT | Large | 0.33333 | 769.2762 | 332.2914 | 1062513582.8961 | 1
15443 | 1928336.8111 | 11.7918 | 6 | S | MT | IU | 285 | N | 3 | ND | MT | Med | 0.2 | 980.9916 | 326.53 | 549575991.1532 | 1
15443 | 1928336.8111 | 11.7918 | 7 | S | LT-FF | IU | 805 | N | 3 | ND | LT | Large | 0.2 | 980.9916 | 326.53 | 1552311132.9063 | 0
15443 | 1928336.8111 | 11.7918 | 8 | W | MT | IC | 570 | N | 3 | D | MT | Med | 0.2 | 980.9916 | 326.53 | 1099151982.3063 | 1
15640 | 169348.5238 | 160.3679 | 1 | S | LT-IC | IC | 56 | DK | 1.2913 | ND | LT | Small | 0.13333 | 330.8449 | 372.1007 | 9483517.3345 | 0
15442 | 4658098.4274 | 14.4805 | 1 | S | MT | IC | 261 | Y | 0 | ND | MT | Med | 0.2 | 0 | 0 | 1215763689.5423 | 1
15442 | 4658098.4274 | 14.4805 | 2 | S | LT-IC | IC | 87 | Y | 0 | ND | LT | Small | 0.13333 | 0 | 0 | 405254563.1808 | 0
3729 | 5942984.6353 | 138.4343 | 1 | S | MT | IC | 60 | DK | 1.9369 | ND | MT | Small | 0.2 | 633.3729 | 210.8227 | 356579078.1171 | 1
3729 | 5942984.6353 | 138.4343 | 2 | S | LT-FF | IC | 25 | DK | 1.2913 | ND | LT | Small | 0.13333 | 330.8449 | 372.1007 | 148574615.8821 | 0
15613 | 3254070.1209 | 335.4711 | 1 | W | MT | IC | 60 | Y | 0 | D | MT | Small | 0.2 | 0 | 0 | 195244207.2512 | 1
15613 | 3254070.1209 | 335.4711 | 2 | W | LT-FF | IC | 30 | Y | 0 | D | LT | Small | 0.13333 | 0 | 0 | 97622103.6256 | 0
15428 | 5285378.7634 | 14.4805 | 1 | W | MT | IC | 630 | Y | 0 | D | MT | Med | 0.2 | 0 | 0 | 3329788620.9401 | 1
15428 | 5285378.7634 | 14.4805 | 2 | W | LT-FF | IC | 252 | Y | 0 | D | LT | Med | 0.13333 | 0 | 0 | 1331915448.3761 | 0
3150 | 2360380.332 | 450.1965 | 1 | S | MT | IC | 100 | N | 3 | ND | MT | Small | 0.2 | 980.9916 | 326.53 | 236038033.1972 | 1
3150 | 2360380.332 | 450.1965 | 2 | S | LT-FF | IC | 50 | N | 2 | ND | LT | Small | 0.13333 | 512.425 | 576.3234 | 118019016.5986 | 0
15376 | 4207886.9457 | 115.1111 | 1 | W | MT | IC | 65 | DK | 1.9369 | D | MT | Small | 0.2 | 633.3729 | 210.8227 | 273512651.4737 | 1
15376 | 4207886.9457 | 115.1111 | 2 | W | LT-FF | IC | 31 | DK | 1.2913 | D | LT | Small | 0.13333 | 330.8449 | 372.1007 | 130444495.3182 | 0
3476 | 11284154.0616 | 29.6855 | 1 | S | MT | IC | 36 | Y | 0 | ND | MT | Small | 0.2 | 0 | 0 | 406229546.2171 | 1
3840 | 4519993.7947 | 173.8459 | 1 | S | MT | IC | 96 | N | 3 | ND | MT | Small | 0.2 | 980.9916 | 326.53 | 433919404.2942 | 1
3840 | 4519993.7947 | 173.8459 | 2 | S | LT-FF | IC | 64 | N | 2 | ND | LT | Small | 0.13333 | 512.425 | 576.3234 | 289279602.8628 | 0
15503 | 4596923.6091 | 29.6855 | 1 | S | LT-FF | IC | 136 | Y | 0 | ND | LT | Small | 0.13333 | 0 | 0 | 625181610.8343 | 0
15503 | 4596923.6091 | 29.6855 | 2 | S | LT-FF | IC | 228 | Y | 0 | ND | LT | Med | 0.13333 | 0 | 0 | 1048098582.8693 | 0
15503 | 4596923.6091 | 29.6855 | 3 | S | LT-FF | IC | 575 | Y | 0 | ND | LT | Large | 0.2 | 0 | 0 | 2643231075.2186 | 0
15503 | 4596923.6091 | 29.6855 | 4 | S | MT | IC | 748 | Y | 0 | ND | MT | Large | 0.33333 | 0 | 0 | 3438498859.5887 | 1
15503 | 4596923.6091 | 29.6855 | 5 | S | MT | IC | 756 | Y | 0 | ND | MT | Large | 0.33333 | 0 | 0 | 3475274248.4613 | 1
15438 | 628629.4717 | 340.7206 | 1 | S | MT | IC | 102 | DK | 1.9369 | ND | MT | Small | 0.2 | 633.3729 | 210.8227 | 64120206.1107 | 1
15438 | 628629.4717 | 340.7206 | 2 | S | LT-IC | IC | 102 | DK | 1.2913 | ND | LT | Small | 0.13333 | 330.8449 | 372.1007 | 64120206.1107 | 0
15603 | 873547.0746 | 92.6545 | 1 | W | LT-FF | IC | 210 | DK | 1.2913 | D | LT | Med | 0.13333 | 330.8449 | 372.1007 | 183444885.6594 | 0
15603 | 873547.0746 | 92.6545 | 2 | W | LT-IC | IC | 275 | DK | 1.2913 | D | LT | Med | 0.13333 | 330.8449 | 372.1007 | 240225445.5063 | 0
15603 | 873547.0746 | 92.6545 | 3 | W | MT | IC | 112 | DK | 1.9369 | D | MT | Med | 0.2 | 633.3729 | 210.8227 | 97837272.3517 | 1
1919 | 2222270.0025 | 34.4005 | 2 | S | MT | IC | 80 | DK | 1.9369 | ND | MT | Small | 0.2 | 633.3729 | 210.8227 | 177781600.2006 | 1
15174 | 7922117.9294 | 852.574 | 1 | S | MT | IU | 900 | DK | 3.2282 | ND | MT | Large | 0.33333 | 496.6799 | 214.5425 | 7129906136.4988 | 1
15174 | 7922117.9294 | 852.574 | 2 | S | MT | IU | 40 | DK | 1.9369 | ND | MT | Small | 0.2 | 633.3729 | 210.8227 | 316884717.1777 | 1
15625 | 232533.4844 | 160.3679 | 1 | S | MT | IC | 84 | N | 3 | ND | MT | Small | 0.2 | 980.9916 | 326.53 | 19532812.6919 | 1
15634 | 1347090.5305 | 160.3679 | 1 | S | MT | IC | 112 | DK | 1.9369 | ND | MT | Small | 0.2 | 633.3729 | 210.8227 | 150874139.413 | 1
15662 | 6127834.6153 | 57.1626 | 1 | S | MT | IC | 180 | DK | 1.9369 | ND | MT | Med | 0.2 | 633.3729 | 210.8227 | 1103010230.7472 | 1
15662 | 6127834.6153 | 57.1626 | 2 | S | LT-FF | IC | 180 | DK | 1.2913 | ND | LT | Med | 0.13333 | 330.8449 | 372.1007 | 1103010230.7472 | 0
15417 | 5747445.8321 | 29.6855 | 1 | S | MT | IC | 144 | DK | 1.9369 | ND | MT | Small | 0.2 | 633.3729 | 210.8227 | 827632199.8157 | 1
15417 | 5747445.8321 | 29.6855 | 2 | S | LT-FF | IC | 160 | DK | 1.2913 | ND | LT | Small | 0.13333 | 330.8449 | 372.1007 | 919591333.1285 | 0
6781 | 4113223.3886 | 121.3698 | 1 | S | MT | IC | 56 | DK | 1.9369 | ND | MT | Small | 0.2 | 633.3729 | 210.8227 | 230340509.7619 | 1
8270 | 1346395.2328 | 18.3558 | 1 | S | MT | IC | 56 | DK | 1.9369 | ND | MT | Small | 0.2 | 633.3729 | 210.8227 | 75398133.0383 | 1
8270 | 1346395.2328 | 18.3558 | 2 | S | LT-FF | IC | 56 | DK | 1.2913 | ND | LT | Small | 0.13333 | 330.8449 | 372.1007 | 75398133.0383 | 0
15688 | 2228650.4005 | 11.7918 | 1 | S | MT | IC | 429 | DK | 1.9369 | ND | MT | Med | 0.2 | 633.3729 | 210.8227 | 956091021.8053 | 1
15688 | 2228650.4005 | 11.7918 | 2 | S | MT | IC | 244 | DK | 1.9369 | ND | MT | Med | 0.2 | 633.3729 | 210.8227 | 543790697.7168 | 1
15688 | 2228650.4005 | 11.7918 | 3 | S | LT-IC | IC | 377 | DK | 1.2913 | ND | LT | Med | 0.13333 | 330.8449 | 372.1007 | 840201200.9804 | 0
15688 | 2228650.4005 | 11.7918 | 5 | S | MT | IC | 793 | DK | 3.2282 | ND | MT | Large | 0.33333 | 496.6799 | 214.5425 | 1767319767.5795 | 1
15688 | 2228650.4005 | 11.7918 | 6 | S | LT-IC | IC | 75 | DK | 1.2913 | ND | LT | Small | 0.13333 | 330.8449 | 372.1007 | 167148780.0359 | 0
15688 | 2228650.4005 | 11.7918 | 7 | S | LT-FF | IC | 195 | DK | 1.2913 | ND | LT | Med | 0.13333 | 330.8449 | 372.1007 | 434586828.0933 | 0
15688 | 2228650.4005 | 11.7918 | 8 | S | MT | IC | 665 | DK | 3.2282 | ND | MT | Large | 0.33333 | 496.6799 | 214.5425 | 1482052516.3182 | 1
15804 | 911995.125 | 42.4184 | 1 | S | LT-FF | IC | 28 | Y | 0 | ND | LT | Small | 0.13333 | 0 | 0 | 25535863.4992 | 0
15804 | 911995.125 | 42.4184 | 2 | S | MT | IC | 56 | Y | 0 | ND | MT | Small | 0.2 | 0 | 0 | 51071726.9984 | 1
15654 | 4274716.8282 | 29.6855 | 1 | S | MT | IC | 49 | Y | 0 | ND | MT | Small | 0.2 | 0 | 0 | 209461124.5795 | 1
15654 | 4274716.8282 | 29.6855 | 2 | S | LT-FF | IC | 36 | Y | 0 | ND | LT | Small | 0.13333 | 0 | 0 | 153889805.8135 | 0
15477 | 1515383.2537 | 14.4805 | 1 | W | MT | IU | 56 | DK | 1.9369 | D | MT | Small | 0.2 | 633.3729 | 210.8227 | 84861462.2055 | 1
15477 | 1515383.2537 | 14.4805 | 2 | W | MT | IU | 56 | DK | 1.9369 | D | MT | Small | 0.2 | 633.3729 | 210.8227 | 84861462.2055 | 1
15477 | 1515383.2537 | 14.4805 | 3 | W | MT | IU | 56 | DK | 1.9369 | D | MT | Small | 0.2 | 633.3729 | 210.8227 | 84861462.2055 | 1
15477 | 1515383.2537 | 14.4805 | 4 | W | MT | IU | 56 | DK | 1.9369 | D | MT | Small | 0.2 | 633.3729 | 210.8227 | 84861462.2055 | 1
15477 | 1515383.2537 | 14.4805 | 5 | W | MT | IU | 56 | DK | 1.9369 | D | MT | Small | 0.2 | 633.3729 | 210.8227 | 84861462.2055 | 1
15626 | 1544085.5059 | 24.0823 | 1 | S | MT | IC | 80 | DK | 1.9369 | ND | MT | Small | 0.2 | 633.3729 | 210.8227 | 123526840.4742 | 1
15626 | 1544085.5059 | 24.0823 | 2 | S | LT-FF | IC | 60 | DK | 1.2913 | ND | LT | Small | 0.13333 | 330.8449 | 372.1007 | 92645130.3557 | 0
15473 | 4210426.6706 | 62.6831 | 1 | S | MT | IC | 78 | DK | 1.9369 | ND | MT | Small | 0.2 | 633.3729 | 210.8227 | 328413280.3084 | 1
15670 | 3627026.4382 | 57.1626 | 1 | S | MT | IC | 92 | DK | 1.9369 | ND | MT | Small | 0.2 | 633.3729 | 210.8227 | 333686432.3126 | 1
15672 | 3518531.7544 | 57.1626 | 1 | S | MT | IC | 92 | DK | 1.9369 | ND | MT | Small | 0.2 | 633.3729 | 210.8227 | 323704921.4061 | 1
15493 | 2628746.7666 | 16.3815 | 1 | S | LT-FF | IC | 55 | Y | 0 | ND | LT | Small | 0.13333 | 0 | 0 | 144581072.1624 | 0
15493 | 2628746.7666 | 16.3815 | 2 | S | MT | IC | 55 | Y | 0 | ND | MT | Small | 0.2 | 0 | 0 | 144581072.1624 | 1
15543 | 2943786.9398 | 59.7384 | 1 | S | LT-FF | IC | 360 | N | 2 | ND | LT | Med | 0.13333 | 512.425 | 576.3234 | 1059763298.325 | 0
15543 | 2943786.9398 | 59.7384 | 2 | S | MT | IC | 204 | N | 3 | ND | MT | Med | 0.2 | 980.9916 | 326.53 | 600532535.7175 | 1
15543 | 2943786.9398 | 59.7384 | 3 | S | MT | IC | 224 | N | 3 | ND | MT | Med | 0.2 | 980.9916 | 326.53 | 659408274.5133 | 1
15543 | 2943786.9398 | 59.7384 | 4 | S | MT | IC | 126 | N | 3 | ND | MT | Small | 0.2 | 980.9916 | 326.53 | 370917154.4137 | 1
15543 | 2943786.9398 | 59.7384 | 5 | S | LT-IC | IC | 288 | N | 2 | ND | LT | Med | 0.13333 | 512.425 | 576.3234 | 847810638.66 | 0
15543 | 2943786.9398 | 59.7384 | 6 | S | MT | IC | 280 | N | 3 | ND | MT | Med | 0.2 | 980.9916 | 326.53 | 824260343.1416 | 1
15778 | 1109114.8683 | 9.3203 | 1 | S | LT-FF | IC | 42 | Y | 0 | ND | LT | Small | 0.13333 | 0 | 0 | 46582824.4678 | 0
15778 | 1109114.8683 | 9.3203 | 2 | S | MT | IC | 63 | Y | 0 | ND | MT | Small | 0.2 | 0 | 0 | 69874236.7017 | 1
15377 | 2387151.6415 | 13.262 | 1 | S | MT | IU | 53 | N | 3 | ND | MT | Small | 0.2 | 980.9916 | 326.53 | 126519037.002 | 1
15715 | 6338458.8243 | 143.5339 | 1 | S | MT | IC | 70 | DK | 1.9369 | ND | MT | Small | 0.2 | 633.3729 | 210.8227 | 443692117.7035 | 1
15715 | 6338458.8243 | 143.5339 | 2 | S | LT-FF | IC | 70 | DK | 1.2913 | ND | LT | Small | 0.13333 | 330.8449 | 372.1007 | 443692117.7035 | 0
15693 | 952798.0693 | 4.3309 | 1 | S | MT | IC | 290 | N | 3 | ND | MT | Med | 0.2 | 980.9916 | 326.53 | 276311440.0968 | 1
15693 | 952798.0693 | 4.3309 | 2 | S | LT-FF | IC | 140 | N | 2 | ND | LT | Small | 0.13333 | 512.425 | 576.3234 | 133391729.7019 | 0
15693 | 952798.0693 | 4.3309 | 3 | S | MT | IC | 130 | N | 3 | ND | MT | Small | 0.2 | 980.9916 | 326.53 | 123863749.0089 | 1
15693 | 952798.0693 | 4.3309 | 4 | S | LT-FF | IC | 60 | N | 2 | ND | LT | Small | 0.13333 | 512.425 | 576.3234 | 57167884.158 | 0
15693 | 952798.0693 | 4.3309 | 5 | S | LT-FF | IU | 110 | N | 2 | ND | LT | Small | 0.13333 | 512.425 | 576.3234 | 104807787.6229 | 0
15678 | 2132877.3541 | 16.3815 | 1 | S | LT-IC | IC | 150 | DK | 1.2913 | ND | LT | Small | 0.13333 | 330.8449 | 372.1007 | 319931603.1127 | 0
15678 | 2132877.3541 | 16.3815 | 2 | S | MT | IC | 130 | DK | 1.9369 | ND | MT | Small | 0.2 | 633.3729 | 210.8227 | 277274056.031 | 1
15678 | 2132877.3541 | 16.3815 | 3 | S | MT | IC | 130 | DK | 1.9369 | ND | MT | Small | 0.2 | 633.3729 | 210.8227 | 277274056.031 | 1
15011 | 4240222.6689 | 58.9288 | 1 | S | LT-FF | IC | 42 | N | 2 | ND | LT | Small | 0.13333 | 512.425 | 576.3234 | 178089352.0931 | 0
15011 | 4240222.6689 | 58.9288 | 2 | S | MT | IC | 77 | N | 3 | ND | MT | Small | 0.2 | 980.9916 | 326.53 | 326497145.5039 | 1
15396 | 10827059.3611 | 26.3949 | 1 | S | LT-FF | IC | 109 | N | 2 | ND | LT | Small | 0.13333 | 512.425 | 576.3234 | 1180149470.3623 | 0
15396 | 10827059.3611 | 26.3949 | 2 | S | MT | IC | 158 | N | 3 | ND | MT | Small | 0.2 | 980.9916 | 326.53 | 1710675379.0572 | 1
15632 | 3283907.1494 | 117.2824 | 1 | S | LT-FF | IC | 640 | Y | 0 | ND | LT | Large | 0.2 | 0 | 0 | 2101700575.6157 | 0
15632 | 3283907.1494 | 117.2824 | 2 | S | MT | IC | 512 | Y | 0 | ND | MT | Large | 0.33333 | 0 | 0 | 1681360460.4926 | 1
15632 | 3283907.1494 | 117.2824 | 3 | S | LT-FF | IC | 195 | Y | 0 | ND | LT | Med | 0.13333 | 0 | 0 | 640361894.1329 | 0
15632 | 3283907.1494 | 117.2824 | 4 | S | MT | IC | 450 | Y | 0 | ND | MT | Med | 0.2 | 0 | 0 | 1477758217.2298 | 1
15108 | 1406550.993 | 42.4184 | 1 | S | MT | IC | 36 | DK | 1.9369 | ND | MT | Small | 0.2 | 633.3729 | 210.8227 | 50635835.747 | 1
15108 | 1406550.993 | 42.4184 | 2 | S | LT-FF | IC | 36 | DK | 1.2913 | ND | LT | Small | 0.13333 | 330.8449 | 372.1007 | 50635835.747 | 0
15182 | 896075.4109 | 59.7384 | 1 | S | LT-IC | IU | 156 | DK | 1.2913 | ND | LT | Small | 0.13333 | 330.8449 | 372.1007 | 139787764.0958 | 0
15182 | 896075.4109 | 59.7384 | 2 | S | LT-IC | IU | 98 | DK | 1.2913 | ND | LT | Small | 0.13333 | 330.8449 | 372.1007 | 87815390.2653 | 0
15182 | 896075.4109 | 59.7384 | 3 | S | MT | IU | 142 | DK | 1.9369 | ND | MT | Small | 0.2 | 633.3729 | 210.8227 | 127242708.3436 | 1
15182 | 896075.4109 | 59.7384 | 4 | S | MT | IU | 70 | DK | 1.9369 | ND | MT | Small | 0.2 | 633.3729 | 210.8227 | 62725278.7609 | 1
15182 | 896075.4109 | 59.7384 | 5 | S | MT | IC | 165 | NF | 0 | ND | MT | Small | 0.2 | 0 | 0 | 147852442.7936 | 1
15679 | 3521732.862 | 57.1626 | 1 | S | MT | IC | 80 | Y | 0 | ND | MT | Small | 0.2 | 0 | 0 | 281738628.9639 | 1
15679 | 3521732.862 | 57.1626 | 2 | S | LT-FF | IC | 64 | Y | 0 | ND | LT | Small | 0.13333 | 0 | 0 | 225390903.1712 | 0
15680 | 4501214.6357 | 57.1626 | 1 | S | MT | IC | 80 | Y | 0 | ND | MT | Small | 0.2 | 0 | 0 | 360097170.8539 | 1
15680 | 4501214.6357 | 57.1626 | 2 | S | LT-FF | IC | 64 | Y | 0 | ND | LT | Small | 0.13333 | 0 | 0 | 288077736.6831 | 0
15762 | 5726610.0708 | 57.1626 | 1 | S | LT-FF | IC | 64 | DK | 1.2913 | ND | LT | Small | 0.13333 | 330.8449 | 372.1007 | 366503044.5323 | 0
15815 | 2656110.2782 | 24.0823 | 1 | S | MT | IC | 90 | DK | 1.9369 | ND | MT | Small | 0.2 | 633.3729 | 210.8227 | 239049925.0351 | 1
15691 | 4775571.1499 | 29.6855 | 1 | S | MT | IC | 516 | DK | 3.2282 | ND | MT | Large | 0.33333 | 496.6799 | 214.5425 | 2464194713.3238 | 1
15691 | 4775571.1499 | 29.6855 | 2 | S | LT-FF | IC | 1034 | DK | 1.9369 | ND | LT | Large | 0.2 | 633.3729 | 210.8227 | 4937940568.9474 | 0
15691 | 4775571.1499 | 29.6855 | 3 | S | LT-IC | IC | 324 | DK | 1.2913 | ND | LT | Med | 0.13333 | 330.8449 | 372.1007 | 1547285052.5522 | 0
15650 | 3066088.5882 | 29.9971 | 1 | S | MT | IC | 200 | DK | 1.9369 | ND | MT | Med | 0.2 | 633.3729 | 210.8227 | 613217717.6334 | 1
15650 | 3066088.5882 | 29.9971 | 2 | S | LT-FF | IC | 200 | DK | 1.2913 | ND | LT | Med | 0.13333 | 330.8449 | 372.1007 | 613217717.6334 | 0
15760 | 5501185.5281 | 18.3558 | 1 | S | MT | IC | 70 | N | 3 | ND | MT | Small | 0.2 | 980.9916 | 326.53 | 385082986.9687 | 1
15760 | 5501185.5281 | 18.3558 | 2 | S | LT-FF | IC | 70 | N | 2 | ND | LT | Small | 0.13333 | 512.425 | 576.3234 | 385082986.9687 | 0
15825 | 841159.6496 | 16.3815 | 1 | S | MT | IU | 80 | N | 3 | ND | MT | Small | 0.2 | 980.9916 | 326.53 | 67292771.9678 | 1
15825 | 841159.6496 | 16.3815 | 2 | S | LT-FF | IU | 40 | N | 2 | ND | LT | Small | 0.13333 | 512.425 | 576.3234 | 33646385.9839 | 0
15796 | 10920895.7844 | 66.1872 | 1 | S | MT | IC | 38 | DK | 1.9369 | ND | MT | Small | 0.2 | 633.3729 | 210.8227 | 414994039.8058 | 1
15052 | 1904850.1573 | 160.3679 | 1 | S | MT | IC | 292 | N | 3 | ND | MT | Med | 0.2 | 980.9916 | 326.53 | 556216245.919 | 1
15052 | 1904850.1573 | 160.3679 | 2 | S | LT-FF | IC | 132 | N | 2 | ND | LT | Small | 0.13333 | 512.425 | 576.3234 | 251440220.7579 | 0
15684 | 5404154.1775 | 140.5319 | 1 | S | MT | IC | 74 | Y | 0 | ND | MT | Small | 0.2 | 0 | 0 | 399907409.1371 | 1
15684 | 5404154.1775 | 140.5319 | 2 | S | MT | IC | 74 | Y | 0 | ND | MT | Small | 0.2 | 0 | 0 | 399907409.1371 | 1
15684 | 5404154.1775 | 140.5319 | 3 | S | LT-FF | IC | 74 | Y | 0 | ND | LT | Small | 0.13333 | 0 | 0 | 399907409.1371 | 0
15684 | 5404154.1775 | 140.5319 | 4 | S | MT | IC | 110 | Y | 0 | ND | MT | Small | 0.2 | 0 | 0 | 594456959.5282 | 1
15684 | 5404154.1775 | 140.5319 | 5 | S | LT-FF | IC | 48 | Y | 0 | ND | LT | Small | 0.13333 | 0 | 0 | 259399400.5214 | 0
15816 | 825629.9435 | 16.3815 | 1 | S | MT | IC | 100 | DK | 1.9369 | ND | MT | Small | 0.2 | 633.3729 | 210.8227 | 82562994.3517 | 1
15816 | 825629.9435 | 16.3815 | 2 | S | LT-FF | IC | 50 | DK | 1.2913 | ND | LT | Small | 0.13333 | 330.8449 | 372.1007 | 41281497.1758 | 0
15870 | 4066918.0935 | 29.6855 | 2 | W | MT | IC | 1200 | Y | 0 | D | MT | Large | 0.33333 | 0 | 0 | 4880301712.1422 | 1
15862 | 3341700.7892 | 15.5573 | 1 | S | LT-IC | O | 64 | DK | 1.2913 | ND | LT | Small | 0.13333 | 330.8449 | 372.1007 | 213868850.5103 | 0
15862 | 3341700.7892 | 15.5573 | 2 | S | LT-IC | O | 64 | DK | 1.2913 | ND | LT | Small | 0.13333 | 330.8449 | 372.1007 | 213868850.5103 | 0
15862 | 3341700.7892 | 15.5573 | 3 | S | LT-IC | O | 64 | DK | 1.2913 | ND | LT | Small | 0.13333 | 330.8449 | 372.1007 | 213868850.5103 | 0
15862 | 3341700.7892 | 15.5573 | 4 | S | LT-IC | O | 64 | DK | 1.2913 | ND | LT | Small | 0.13333 | 330.8449 | 372.1007 | 213868850.5103 | 0
15493 | 2628746.7666 | 16.3815 | 3 | S | LT-FF | IC | 55 | DK | 1.2913 | ND | LT | Small | 0.13333 | 330.8449 | 372.1007 | 144581072.1624 | 0
15493 | 2628746.7666 | 16.3815 | 4 | S | MT | IC | 55 | DK | 1.9369 | ND | MT | Small | 0.2 | 633.3729 | 210.8227 | 144581072.1624 | 1
15687 | 3326131.4419 | 4.3309 | 1 | S | MT | IC | 1300 | Y | 0 | ND | MT | Large | 0.33333 | 0 | 0 | 4323970874.4923 | 1
15687 | 3326131.4419 | 4.3309 | 2 | S | LT-FF | IC | 300 | Y | 0 | ND | LT | Med | 0.13333 | 0 | 0 | 997839432.5752 | 0
15826 | 4749685.3646 | 29.6855 | 1 | W | MT | IC | 550 | N | 3 | D | MT | Med | 0.2 | 980.9916 | 326.53 | 2612326950.5384 | 1
15826 | 4749685.3646 | 29.6855 | 2 | S | MT | IC | 900 | N | 5 | ND | MT | Large | 0.33333 | 769.2762 | 332.2914 | 4274716828.1537 | 1
15826 | 4749685.3646 | 29.6855 | 3 | S | MT | IC | 150 | N | 3 | ND | MT | Small | 0.2 | 980.9916 | 326.53 | 712452804.6923 | 1
15826 | 4749685.3646 | 29.6855 | 4 | S | MT | IC | 570 | N | 5 | ND | MT | Large | 0.33333 | 769.2762 | 332.2914 | 2707320657.8307 | 1
15826 | 4749685.3646 | 29.6855 | 5 | W | MT | IC | 460 | N | 3 | D | MT | Med | 0.2 | 980.9916 | 326.53 | 2184855267.723 | 1
15826 | 4749685.3646 | 29.6855 | 6 | S | MT | IC | 150 | DK | 1.9369 | ND | MT | Small | 0.2 | 633.3729 | 210.8227 | 712452804.6923 | 1
15826 | 4749685.3646 | 29.6855 | 7 | S | MT | IC | 300 | N | 3 | ND | MT | Med | 0.2 | 980.9916 | 326.53 | 1424905609.3846 | 1
15826 | 4749685.3646 | 29.6855 | 8 | S | LT-FF | IC | 200 | N | 2 | ND | LT | Med | 0.13333 | 512.425 | 576.3234 | 949937072.9231 | 0
15627 | 1860742.9345 | 14.4805 | 1 | W | LT-IC | IC | 300 | DK | 1.2913 | D | LT | Med | 0.13333 | 330.8449 | 372.1007 | 558222880.3533 | 0
15627 | 1860742.9345 | 14.4805 | 2 | W | MT | IC | 160 | DK | 1.9369 | D | MT | Med | 0.2 | 633.3729 | 210.8227 | 297718869.5218 | 1
15627 | 1860742.9345 | 14.4805 | 3 | W | MT | IC | 250 | DK | 1.9369 | D | MT | Med | 0.2 | 633.3729 | 210.8227 | 465185733.6278 | 1
15627 | 1860742.9345 | 14.4805 | 4 | W | MT | IC | 112 | DK | 1.9369 | D | MT | Med | 0.2 | 633.3729 | 210.8227 | 208403208.6652 | 1
15627 | 1860742.9345 | 14.4805 | 5 | W | LT-FF | IC | 300 | DK | 1.2913 | D | LT | Med | 0.13333 | 330.8449 | 372.1007 | 558222880.3533 | 0
15782 | 340668.3245 | 86.2015 | 2 | S | MT | O | 63 | N | 3 | ND | MT | Small | 0.2 | 980.9916 | 326.53 | 21462104.4444 | 1
15782 | 340668.3245 | 86.2015 | 3 | S | LT-FF | O | 63 | N | 2 | ND | LT | Small | 0.13333 | 512.425 | 576.3234 | 21462104.4444 | 0
3283 | 5727931.8223 | 4.3309 | 1 | S | MT | IC | 1200 | N | 5 | ND | MT | Large | 0.33333 | 769.2762 | 332.2914 | 6873518186.7668 | 1
3283 | 5727931.8223 | 4.3309 | 2 | S | LT-FF | IC | 525 | N | 3 | ND | LT | Large | 0.2 | 980.9916 | 326.53 | 3007164206.7105 | 0
3283 | 5727931.8223 | 4.3309 | 3 | S | LT-IC | IC | 525 | N | 3 | ND | LT | Large | 0.2 | 980.9916 | 326.53 | 3007164206.7105 | 0
15824 | 322393.6067 | 86.2015 | 1 | W | LT-FF | IC | 50 | N | 2 | D | LT | Small | 0.13333 | 512.425 | 576.3234 | 16119680.3351 | 0
15831 | 3773376.3394 | 11.7918 | 1 | S | MT | IC | 488 | DK | 1.9369 | ND | MT | Med | 0.2 | 633.3729 | 210.8227 | 1841407653.644 | 1
15831 | 3773376.3394 | 11.7918 | 2 | S | LT-FF | IC | 736 | DK | 1.9369 | ND | LT | Large | 0.2 | 633.3729 | 210.8227 | 2777204985.8238 | 0
15831 | 3773376.3394 | 11.7918 | 3 | S | MT | IC | 1014 | DK | 3.2282 | ND | MT | Large | 0.33333 | 496.6799 | 214.5425 | 3826203608.1866 | 1
15831 | 3773376.3394 | 11.7918 | 4 | S | LT-IC | IC | 260 | DK | 1.2913 | ND | LT | Med | 0.13333 | 330.8449 | 372.1007 | 981077848.253 | 0
15831 | 3773376.3394 | 11.7918 | 5 | W | MT | IC | 308 | Y | 0 | D | MT | Med | 0.2 | 0 | 0 | 1162199912.5458 | 1
15817 | 218089.7928 | 86.2015 | 1 | S | MT | IU | 96 | DK | 1.9369 | ND | MT | Small | 0.2 | 633.3729 | 210.8227 | 20936620.1058 | 1
15706 | 1075290.493 | 59.7384 | 1 | S | MT | IC | 190 | N | 3 | ND | MT | Med | 0.2 | 980.9916 | 326.53 | 204305193.6785 | 1
15706 | 1075290.493 | 59.7384 | 2 | S | LT-FF | IC | 130 | N | 2 | ND | LT | Small | 0.13333 | 512.425 | 576.3234 | 139787764.0958 | 0
15706 | 1075290.493 | 59.7384 | 3 | S | MT | IC | 240 | N | 3 | ND | MT | Med | 0.2 | 980.9916 | 326.53 | 258069718.3307 | 1
15744 | 763840.8886 | 4.3309 | 1 | S | MT | IC | 100 | N | 3 | ND | MT | Small | 0.2 | 980.9916 | 326.53 | 76384088.8556 | 1
15744 | 763840.8886 | 4.3309 | 2 | S | MT | IC | 100 | N | 3 | ND | MT | Small | 0.2 | 980.9916 | 326.53 | 76384088.8556 | 1
15744 | 763840.8886 | 4.3309 | 3 | S | MT | IC | 100 | N | 3 | ND | MT | Small | 0.2 | 980.9916 | 326.53 | 76384088.8556 | 1
15744 | 763840.8886 | 4.3309 | 4 | S | LT-FF | IC | 50 | N | 2 | ND | LT | Small | 0.13333 | 512.425 | 576.3234 | 38192044.4278 | 0
15833 | 1945928.9976 | 17.6903 | 1 | S | MT | IC | 50 | N | 3 | ND | MT | Small | 0.2 | 980.9916 | 326.53 | 97296449.8798 | 1
15833 | 1945928.9976 | 17.6903 | 2 | S | LT-FF | IC | 50 | N | 2 | ND | LT | Small | 0.13333 | 512.425 | 576.3234 | 97296449.8798 | 0
15839 | 641926.9513 | 3.7884 | 1 | S | MT | IC | 210 | N | 3 | ND | MT | Med | 0.2 | 980.9916 | 326.53 | 134804659.7733 | 1
15839 | 641926.9513 | 3.7884 | 2 | S | MT | IC | 105 | N | 3 | ND | MT | Small | 0.2 | 980.9916 | 326.53 | 67402329.8866 | 1
15839 | 641926.9513 | 3.7884 | 3 | S | LT-FF | IC | 105 | NF | 0 | ND | LT | Small | 0.13333 | 0 | 0 | 67402329.8866 | 0
15892 | 1252280.1489 | 24.0823 | 1 | S | MT | IC | 60 | N | 3 | ND | MT | Small | 0.2 | 980.9916 | 326.53 | 75136808.9351 | 1
15892 | 1252280.1489 | 24.0823 | 2 | S | LT-FF | IC | 30 | N | 2 | ND | LT | Small | 0.13333 | 512.425 | 576.3234 | 37568404.4676 | 0
15814 | 1499123.8321 | 24.0823 | 1 | S | LT-FF | IC | 100 | DK | 1.2913 | ND | LT | Small | 0.13333 | 330.8449 | 372.1007 | 149912383.2119 | 0
15676 | 5698092.929 | 34.4005 | 1 | S | MT | IC | 64 | DK | 1.9369 | ND | MT | Small | 0.2 | 633.3729 | 210.8227 | 364677947.458 | 1
15806 | 636642.3463 | 4.3309 | 1 | S | MT | IC | 100 | N | 3 | ND | MT | Small | 0.2 | 980.9916 | 326.53 | 63664234.6304 | 1
15806 | 636642.3463 | 4.3309 | 2 | S | LT-FF | IC | 50 | N | 2 | ND | LT | Small | 0.13333 | 512.425 | 576.3234 | 31832117.3152 | 0
15775 | 597383.6072 | 59.7384 | 1 | S | LT-FF | IC | 100 | N | 2 | ND | LT | Small | 0.13333 | 512.425 | 576.3234 | 59738360.7247 | 0
15775 | 597383.6072 | 59.7384 | 2 | S | MT | IC | 270 | N | 3 | ND | MT | Med | 0.2 | 980.9916 | 326.53 | 161293573.9567 | 1
15775 | 597383.6072 | 59.7384 | 3 | S | MT | IC | 230 | N | 3 | ND | MT | Med | 0.2 | 980.9916 | 326.53 | 137398229.6668 | 1
15837 | 4782339.4515 | 29.6855 | 1 | W | MT | IC | 900 | DK | 1.9369 | D | MT | Med | 0.2 | 633.3729 | 210.8227 | 4304105506.3473 | 1
15837 | 4782339.4515 | 29.6855 | 2 | S | MT | IC | 280 | DK | 1.9369 | ND | MT | Med | 0.2 | 633.3729 | 210.8227 | 1339055046.4192 | 1
15837 | 4782339.4515 | 29.6855 | 3 | S | MT | IC | 930 | DK | 3.2282 | ND | MT | Large | 0.33333 | 496.6799 | 214.5425 | 4447575689.8922 | 1
15837 | 4782339.4515 | 29.6855 | 4 | S | LT-FF | IC | 600 | DK | 1.9369 | ND | LT | Large | 0.2 | 633.3729 | 210.8227 | 2869403670.8982 | 0
15837 | 4782339.4515 | 29.6855 | 5 | S | LT-FF | IC | 650 | DK | 1.9369 | ND | LT | Large | 0.2 | 633.3729 | 210.8227 | 3108520643.473 | 0
15837 | 4782339.4515 | 29.6855 | 6 | S | MT | IC | 250 | DK | 1.9369 | ND | MT | Med | 0.2 | 633.3729 | 210.8227 | 1195584862.8742 | 1
15874 | 1100807.1616 | 16.3815 | 1 | S | MT | IC | 63 | DK | 1.9369 | ND | MT | Small | 0.2 | 633.3729 | 210.8227 | 69350851.1805 | 1
15874 | 1100807.1616 | 16.3815 | 2 | S | LT-FF | IC | 40 | DK | 1.2913 | ND | LT | Small | 0.13333 | 330.8449 | 372.1007 | 44032286.4638 | 0
15655 | 894852.9952 | 160.3679 | 1 | S | MT | IC | 100 | N | 3 | ND | MT | Small | 0.2 | 980.9916 | 326.53 | 89485299.5243 | 1
15655 | 894852.9952 | 160.3679 | 2 | S | LT-FF | IC | 25 | N | 2 | ND | LT | Small | 0.13333 | 512.425 | 576.3234 | 22371324.8811 | 0
15655 | 894852.9952 | 160.3679 | 3 | S | MT | IC | 50 | Y | 0 | ND | MT | Small | 0.2 | 0 | 0 | 44742649.7621 | 1
15808 | 4925248.983 | 14.4805 | 1 | S | LT-FF | IC | 170 | N | 2 | ND | LT | Small | 0.13333 | 512.425 | 576.3234 | 837292327.1096 | 0
15808 | 4925248.983 | 14.4805 | 2 | S | MT | IC | 170 | N | 3 | ND | MT | Small | 0.2 | 980.9916 | 326.53 | 837292327.1096 | 1
15808 | 4925248.983 | 14.4805 | 3 | S | MT | IC | 170 | N | 3 | ND | MT | Small | 0.2 | 980.9916 | 326.53 | 837292327.1096 | 1
15808 | 4925248.983 | 14.4805 | 4 | S | MT | IC | 190 | N | 3 | ND | MT | Med | 0.2 | 980.9916 | 326.53 | 935797306.7696 | 1
15808 | 4925248.983 | 14.4805 | 5 | S | MT | IC | 530 | N | 5 | ND | MT | Large | 0.33333 | 769.2762 | 332.2914 | 2610381960.9889 | 1
15808 | 4925248.983 | 14.4805 | 6 | S | LT-FF | IC | 250 | N | 2 | ND | LT | Med | 0.13333 | 512.425 | 576.3234 | 1231312245.7495 | 0
15764 | 475931.4423 | 9.3203 | 1 | S | MT | IC | 50 | Y | 0 | ND | MT | Small | 0.2 | 0 | 0 | 23796572.1151 | 1
15764 | 475931.4423 | 9.3203 | 2 | S | LT-FF | IC | 41 | Y | 0 | ND | LT | Small | 0.13333 | 0 | 0 | 19513189.1344 | 0
15746 | 962906.6275 | 18.3558 | 1 | S | MT | IC | 60 | DK | 1.9369 | ND | MT | Small | 0.2 | 633.3729 | 210.8227 | 57774397.6472 | 1
15574 | 6320005.8887 | 17.6903 | 1 | S | MT | IC | 68 | DK | 1.9369 | ND | MT | Small | 0.2 | 633.3729 | 210.8227 | 429760400.4287 | 1
15574 | 6320005.8887 | 17.6903 | 2 | S | MT | IC | 68 | DK | 1.9369 | ND | MT | Small | 0.2 | 633.3729 | 210.8227 | 429760400.4287 | 1
15574 | 6320005.8887 | 17.6903 | 3 | S | LT-FF | IC | 136 | DK | 1.2913 | ND | LT | Small | 0.13333 | 330.8449 | 372.1007 | 859520800.8575 | 0
15840 | 4614489.7274 | 97.8143 | 1 | W | MT | IC | 736 | N | 3 | D | MT | Med | 0.2 | 980.9916 | 326.53 | 3396264439.368 | 1
15840 | 4614489.7274 | 97.8143 | 10 | W | MT | IC | 78 | N | 3 | D | MT | Med | 0.2 | 980.9916 | 326.53 | 359930198.7374 | 1
15903 | 949190.4425 | 97.8143 | 1 | W | MT | IC | 485 | DK | 1.9369 | D | MT | Med | 0.2 | 633.3729 | 210.8227 | 460357364.6056 | 1
15907 | 4696922.7773 | 55.6395 | 1 | S | MT | IC | 273 | DK | 1.9369 | ND | MT | Med | 0.2 | 633.3729 | 210.8227 | 1282259918.201 | 1
15907 | 4696922.7773 | 55.6395 | 2 | S | LT-FF | IC | 297 | DK | 1.2913 | ND | LT | Med | 0.13333 | 330.8449 | 372.1007 | 1394986064.856 | 0
15865 | 628642.2476 | 160.3679 | 1 | S | MT | IC | 110 | DK | 1.9369 | ND | MT | Small | 0.2 | 633.3729 | 210.8227 | 69150647.2309 | 1
15865 | 628642.2476 | 160.3679 | 2 | S | LT-IC | IC | 60 | DK | 1.2913 | ND | LT | Small | 0.13333 | 330.8449 | 372.1007 | 37718534.8532 | 0
15905 | 940222.0594 | 59.7384 | 1 | S | MT | IC | 243 | DK | 1.9369 | ND | MT | Med | 0.2 | 633.3729 | 210.8227 | 228473960.4454 | 1
15905 | 940222.0594 | 59.7384 | 2 | S | MT | IC | 260 | DK | 1.9369 | ND | MT | Med | 0.2 | 633.3729 | 210.8227 | 244457735.456 | 1
15905 | 940222.0594 | 59.7384 | 3 | S | LT-IC | IC | 270 | DK | 1.2913 | ND | LT | Med | 0.13333 | 330.8449 | 372.1007 | 253859956.0504 | 0
15905 | 940222.0594 | 59.7384 | 4 | S | MT | IC | 90 | DK | 1.9369 | ND | MT | Small | 0.2 | 633.3729 | 210.8227 | 84619985.3501 | 1
15905 | 940222.0594 | 59.7384 | 5 | S | MT | IC | 90 | DK | 1.9369 | ND | MT | Small | 0.2 | 633.3729 | 210.8227 | 84619985.3501 | 1
15918 | 1012621.5663 | 340.7206 | 1 | S | MT | NF | 40 | DK | 1.9369 | ND | MT | Small | 0.2 | 633.3729 | 210.8227 | 40504862.6518 | 1
15918 | 1012621.5663 | 340.7206 | 2 | S | LT-FF | NF | 63 | DK | 1.2913 | ND | LT | Small | 0.13333 | 330.8449 | 372.1007 | 63795158.6765 | 0
15726 | 641471.6812 | 160.3679 | 1 | S | MT | IC | 105 | Y | 0 | ND | MT | Small | 0.2 | 0 | 0 | 67354526.5237 | 1
15726 | 641471.6812 | 160.3679 | 2 | S | LT-FF | IC | 105 | Y | 0 | ND | LT | Small | 0.13333 | 0 | 0 | 67354526.5237 | 0
15698 | 4334096.1124 | 21.1752 | 1 | S | LT-FF | IC | 510 | Y | 0 | ND | LT | Large | 0.2 | 0 | 0 | 2210389017.3108 | 0
15698 | 4334096.1124 | 21.1752 | 2 | S | LT-FF | IC | 450 | Y | 0 | ND | LT | Med | 0.13333 | 0 | 0 | 1950343250.5684 | 0
15698 | 4334096.1124 | 21.1752 | 3 | S | LT-FF | IC | 102 | Y | 0 | ND | LT | Small | 0.13333 | 0 | 0 | 442077803.4622 | 0
15698 | 4334096.1124 | 21.1752 | 4 | S | LT-IC | IC | 342 | Y | 0 | ND | LT | Med | 0.13333 | 0 | 0 | 1482260870.432 | 0
15698 | 4334096.1124 | 21.1752 | 5 | S | LT-FF | IC | 792 | Y | 0 | ND | LT | Large | 0.2 | 0 | 0 | 3432604121.0003 | 0
15753 | 717806.8112 | 160.3679 | 1 | S | LT-FF | IC | 44 | DK | 1.2913 | ND | LT | Small | 0.13333 | 330.8449 | 372.1007 | 31583499.6945 | 0
15753 | 717806.8112 | 160.3679 | 2 | S | MT | IC | 65 | DK | 1.9369 | ND | MT | Small | 0.2 | 633.3729 | 210.8227 | 46657442.7305 | 1
15893 | 1357388.093 | 42.4184 | 1 | S | MT | IC | 36 | DK | 1.9369 | ND | MT | Small | 0.2 | 633.3729 | 210.8227 | 48865971.3473 | 1
15893 | 1357388.093 | 42.4184 | 2 | S | LT-FF | IC | 20 | DK | 1.2913 | ND | LT | Small | 0.13333 | 330.8449 | 372.1007 | 27147761.8596 | 0
15846 | 8002700.0563 | 66.1872 | 1 | W | LT-FF | IC | 48 | DK | 1.2913 | D | LT | Small | 0.13333 | 330.8449 | 372.1007 | 384129602.7018 | 0
15846 | 8002700.0563 | 66.1872 | 2 | W | MT | IC | 90 | DK | 1.9369 | D | MT | Med | 0.2 | 633.3729 | 210.8227 | 720243005.0658 | 1
15890 | 1158121.8919 | 97.8143 | 1 | S | LT-FF | IC | 430 | DK | 1.2913 | ND | LT | Med | 0.13333 | 330.8449 | 372.1007 | 497992413.5185 | 0
15890 | 1158121.8919 | 97.8143 | 2 | S | MT | IC | 475 | DK | 1.9369 | ND | MT | Med | 0.2 | 633.3729 | 210.8227 | 550107898.6542 | 1
15890 | 1158121.8919 | 97.8143 | 3 | S | MT | IC | 691 | DK | 3.2282 | ND | MT | Large | 0.33333 | 496.6799 | 214.5425 | 800262227.3054 | 1
15890 | 1158121.8919 | 97.8143 | 4 | W | MT | IC | 425 | DK | 1.9369 | D | MT | Med | 0.2 | 633.3729 | 210.8227 | 492201804.059 | 1
15890 | 1158121.8919 | 97.8143 | 5 | S | MT | NF | 1200 | DK | 3.2282 | ND | MT | Large | 0.33333 | 496.6799 | 214.5425 | 1389746270.2843 | 1
15854 | 6320078.5305 | 97.8143 | 1 | S | LT-FF | IC | 104 | Y | 0 | ND | LT | Small | 0.13333 | 0 | 0 | 657288167.1759 | 0
15854 | 6320078.5305 | 97.8143 | 2 | S | LT-FF | IC | 68 | Y | 0 | ND | LT | Small | 0.13333 | 0 | 0 | 429765340.0766 | 0
15854 | 6320078.5305 | 97.8143 | 3 | S | LT-IC | IC | 144 | Y | 0 | ND | LT | Small | 0.13333 | 0 | 0 | 910091308.3974 | 0
15854 | 6320078.5305 | 97.8143 | 4 | S | LT-FF | IC | 224 | Y | 0 | ND | LT | Med | 0.13333 | 0 | 0 | 1415697590.8404 | 0
15854 | 6320078.5305 | 97.8143 | 5 | S | LT-FF | IC | 612 | Y | 0 | ND | LT | Large | 0.2 | 0 | 0 | 3867888060.689 | 0
15854 | 6320078.5305 | 97.8143 | 6 | S | LT-IC | IC | 216 | Y | 0 | ND | LT | Med | 0.13333 | 0 | 0 | 1365136962.5961 | 0
15854 | 6320078.5305 | 97.8143 | 7 | S | MT | IC | 518 | DK | 3.2282 | ND | MT | Large | 0.33333 | 496.6799 | 214.5425 | 3273800678.8185 | 1
15854 | 6320078.5305 | 97.8143 | 8 | S | LT-FF | IC | 110 | Y | 0 | ND | LT | Small | 0.13333 | 0 | 0 | 695208638.3591 | 0
15854 | 6320078.5305 | 97.8143 | 9 | S | MT | IC | 144 | Y | 0 | ND | MT | Small | 0.2 | 0 | 0 | 910091308.3974 | 1
15854 | 6320078.5305 | 97.8143 | 10 | S | MT | IC | 70 | Y | 0 | ND | MT | Small | 0.2 | 0 | 0 | 442405497.1376 | 1
15854 | 6320078.5305 | 97.8143 | 11 | S | MT | IC | 645 | Y | 0 | ND | MT | Large | 0.33333 | 0 | 0 | 4076450652.1967 | 1
15854 | 6320078.5305 | 97.8143 | 12 | S | MT | IC | 512 | DK | 3.2282 | ND | MT | Large | 0.33333 | 496.6799 | 214.5425 | 3235880207.6352 | 1
15854 | 6320078.5305 | 97.8143 | 13 | S | MT | IC | 848 | DK | 3.2282 | ND | MT | Large | 0.33333 | 496.6799 | 214.5425 | 5359426593.8958 | 1
15883 | 2084249.1688 | 17.6903 | 1 | S | MT | IC | 90 | DK | 1.9369 | ND | MT | Small | 0.2 | 633.3729 | 210.8227 | 187582425.1919 | 1
15883 | 2084249.1688 | 17.6903 | 2 | S | MT | IC | 135 | DK | 1.9369 | ND | MT | Small | 0.2 | 633.3729 | 210.8227 | 281373637.7878 | 1
15883 | 2084249.1688 | 17.6903 | 3 | S | LT-FF | IC | 135 | DK | 1.2913 | ND | LT | Small | 0.13333 | 330.8449 | 372.1007 | 281373637.7878 | 0
15883 | 2084249.1688 | 17.6903 | 4 | S | MT | IC | 64 | DK | 1.9369 | ND | MT | Small | 0.2 | 633.3729 | 210.8227 | 133391946.8031 | 1
15883 | 2084249.1688 | 17.6903 | 5 | S | MT | IC | 120 | DK | 1.9369 | ND | MT | Small | 0.2 | 633.3729 | 210.8227 | 250109900.2558 | 1
15877 | 462800.0077 | 4.3309 | 1 | S | MT | IC | 340 | DK | 1.9369 | ND | MT | Med | 0.2 | 633.3729 | 210.8227 | 157352002.6046 | 1
15877 | 462800.0077 | 4.3309 | 2 | S | LT-FF | IC | 60 | DK | 1.2913 | ND | LT | Small | 0.13333 | 330.8449 | 372.1007 | 27768000.4596 | 0
15889 | 511692.8175 | 3.7884 | 1 | S | MT | IC | 64 | DK | 1.9369 | ND | MT | Small | 0.2 | 633.3729 | 210.8227 | 32748340.3189 | 1
15889 | 511692.8175 | 3.7884 | 2 | S | MT | IC | 112 | DK | 1.9369 | ND | MT | Small | 0.2 | 633.3729 | 210.8227 | 57309595.5581 | 1
15889 | 511692.8175 | 3.7884 | 3 | S | LT-FF | IC | 112 | Y | 0 | ND | LT | Small | 0.13333 | 0 | 0 | 57309595.5581 | 0
15889 | 511692.8175 | 3.7884 | 4 | S | MT | IC | 84 | DK | 1.9369 | ND | MT | Small | 0.2 | 633.3729 | 210.8227 | 42982196.6685 | 1
15889 | 511692.8175 | 3.7884 | 5 | S | MT | IC | 48 | DK | 1.9369 | ND | MT | Small | 0.2 | 633.3729 | 210.8227 | 24561255.2392 | 1
15951 | 5920775.0567 | 143.5339 | 1 | S | MT | IC | 126 | DK | 1.9369 | ND | MT | Small | 0.2 | 633.3729 | 210.8227 | 746017657.1442 | 1
15951 | 5920775.0567 | 143.5339 | 2 | S | LT-FF | IC | 126 | DK | 1.2913 | ND | LT | Small | 0.13333 | 330.8449 | 372.1007 | 746017657.1442 | 0
15871 | 5181639.278 | 62.6831 | 1 | S | MT | IC | 96 | DK | 1.9369 | ND | MT | Small | 0.2 | 633.3729 | 210.8227 | 497437370.6836 | 1
15871 | 5181639.278 | 62.6831 | 2 | S | LT-FF | IC | 72 | DK | 1.2913 | ND | LT | Small | 0.13333 | 330.8449 | 372.1007 | 373078028.0127 | 0
15899 | 3355129.478 | 14.4805 | 1 | S | MT | IC | 200 | N | 3 | ND | MT | Med | 0.2 | 980.9916 | 326.53 | 671025895.605 | 1
15899 | 3355129.478 | 14.4805 | 2 | S | MT | IC | 155 | N | 3 | ND | MT | Small | 0.2 | 980.9916 | 326.53 | 520045069.0939 | 1
15899 | 3355129.478 | 14.4805 | 3 | S | LT-FF | IC | 195 | N | 2 | ND | LT | Med | 0.13333 | 512.425 | 576.3234 | 654250248.2149 | 0
15359 | 3095787.1976 | 340.7206 | 1 | S | MT | IC | 162 | N | 3 | ND | MT | Small | 0.2 | 980.9916 | 326.53 | 501517526.0157 | 1
15362 | 1506666.4085 | 340.7206 | 1 | S | MT | IC | 108 | DK | 1.9369 | ND | MT | Small | 0.2 | 633.3729 | 210.8227 | 162719972.1213 | 1
15362 | 1506666.4085 | 340.7206 | 2 | S | LT-FF | O | 64 | DK | 1.2913 | ND | LT | Small | 0.13333 | 330.8449 | 372.1007 | 96426650.146 | 0
15395 | 1094719.3632 | 18.3558 | 1 | S | MT | IC | 76 | N | 3 | ND | MT | Small | 0.2 | 980.9916 | 326.53 | 83198671.6031 | 1
15395 | 1094719.3632 | 18.3558 | 2 | S | LT-FF | IC | 155 | DK | 1.2913 | ND | LT | Small | 0.13333 | 330.8449 | 372.1007 | 169681501.2957 | 0
15395 | 1094719.3632 | 18.3558 | 3 | S | LT-FF | IC | 70 | N | 2 | ND | LT | Small | 0.13333 | 512.425 | 576.3234 | 76630355.4239 | 0
15419 | 5843426.9905 | 311.6494 | 1 | S | MT | IC | 250 | DK | 1.9369 | ND | MT | Med | 0.2 | 633.3729 | 210.8227 | 1460856747.6366 | 1
15213 | 2932238.051 | 24.0823 | 1 | S | LT-FF | IC | 50 | Y | 0 | ND | LT | Small | 0.13333 | 0 | 0 | 146611902.5502 | 0
15213 | 2932238.051 | 24.0823 | 2 | S | MT | IC | 100 | DK | 1.9369 | ND | MT | Small | 0.2 | 633.3729 | 210.8227 | 293223805.1004 | 1
15213 | 2932238.051 | 24.0823 | 3 | S | MT | IC | 60 | Y | 0 | ND | MT | Small | 0.2 | 0 | 0 | 175934283.0603 | 1
15213 | 2932238.051 | 24.0823 | 4 | S | LT-FF | IC | 18 | Y | 0 | ND | LT | Small | 0.13333 | 0 | 0 | 52780284.9181 | 0
15948 | 1185509.9096 | 97.8143 | 1 | S | MT | IC | 148 | N | 3 | ND | MT | Small | 0.2 | 980.9916 | 326.53 | 175455466.6234 | 1
15948 | 1185509.9096 | 97.8143 | 2 | S | LT-FF | IC | 120 | N | 2 | ND | LT | Small | 0.13333 | 512.425 | 576.3234 | 142261189.1541 | 0
15948 | 1185509.9096 | 97.8143 | 3 | W | MT | IC | 180 | DK | 1.9369 | D | MT | Med | 0.2 | 633.3729 | 210.8227 | 213391783.7311 | 1
15948 | 1185509.9096 | 97.8143 | 4 | S | LT-FF | IC | 175 | DK | 1.2913 | ND | LT | Small | 0.13333 | 330.8449 | 372.1007 | 207464234.1831 | 0
15948 | 1185509.9096 | 97.8143 | 5 | S | MT | IC | 125 | N | 3 | ND | MT | Small | 0.2 | 980.9916 | 326.53 | 148188738.7022 | 1
15933 | 1599704.7654 | 18.3558 | 1 | S | MT | IC | 80 | DK | 1.9369 | ND | MT | Small | 0.2 | 633.3729 | 210.8227 | 127976381.2307 | 1
15933 | 1599704.7654 | 18.3558 | 2 | S | LT-FF | IC | 80 | DK | 1.2913 | ND | LT | Small | 0.13333 | 330.8449 | 372.1007 | 127976381.2307 | 0
15925 | 2630714.0395 | 100.9871 | 1 | S | MT | IC | 87 | N | 3 | ND | MT | Small | 0.2 | 980.9916 | 326.53 | 228872121.4345 | 1
15885 | 258604.4974 | 86.2015 | 1 | S | LT-FF | IC | 112 | N | 2 | ND | LT | Small | 0.13333 | 512.425 | 576.3234 | 28963703.7037 | 0
15878 | 549158.1599 | 4.3309 | 1 | S | MT | IC | 130 | N | 3 | ND | MT | Small | 0.2 | 980.9916 | 326.53 | 71390560.7924 | 1
15878 | 549158.1599 | 4.3309 | 2 | S | LT-FF | IC | 100 | N | 2 | ND | LT | Small | 0.13333 | 512.425 | 576.3234 | 54915815.9942 | 0
15959 | 4547603.7965 | 34.4005 | 1 | S | MT | IC | 86 | DK | 1.9369 | ND | MT | Small | 0.2 | 633.3729 | 210.8227 | 391093926.4958 | 1
15961 | 3986876.2262 | 34.4005 | 1 | S | MT | IC | 86 | Y | 0 | ND | MT | Small | 0.2 | 0 | 0 | 342871355.4507 | 1
15961 | 3986876.2262 | 34.4005 | 2 | S | LT-FF | IC | 35 | DK | 1.2913 | ND | LT | Small | 0.13333 | 330.8449 | 372.1007 | 139540667.916 | 0
15963 | 581995.3764 | 97.8143 | 1 | W | MT | IC | 115 | DK | 1.9369 | D | MT | Med | 0.2 | 633.3729 | 210.8227 | 66929468.2884 | 1
15963 | 581995.3764 | 97.8143 | 2 | S | MT | IC | 300 | NF | 0 | ND | MT | Med | 0.2 | 0 | 0 | 174598612.9263 | 1
15958 | 3398004.3642 | 21.1752 | 1 | W | MT | IC | 1425 | DK | 3.2282 | D | MT | Large | 0.33333 | 496.6799 | 214.5425 | 4842156218.9367 | 1
15958 | 3398004.3642 | 21.1752 | 2 | W | LT-FF | IC | 2345 | Y | 0 | D | LT | Large | 0.2 | 0 | 0 | 7968320233.9695 | 0
15958 | 3398004.3642 | 21.1752 | 3 | S | MT | IC | 2144 | DK | 3.2282 | ND | MT | Large | 0.33333 | 496.6799 | 214.5425 | 7285321356.7721 | 1
15958 | 3398004.3642 | 21.1752 | 4 | S | MT | IC | 1134 | DK | 3.2282 | ND | MT | Large | 0.33333 | 496.6799 | 214.5425 | 3853336948.9644 | 1
15958 | 3398004.3642 | 21.1752 | 5 | S | MT | IC | 1002 | DK | 3.2282 | ND | MT | Large | 0.33333 | 496.6799 | 214.5425 | 3404800372.8944 | 1
15958 | 3398004.3642 | 21.1752 | 6 | S | LT-FF | IC | 328 | DK | 1.2913 | ND | LT | Med | 0.13333 | 330.8449 | 372.1007 | 1114545431.4465 | 0
15958 | 3398004.3642 | 21.1752 | 7 | S | MT | IC | 225 | DK | 1.9369 | ND | MT | Med | 0.2 | 633.3729 | 210.8227 | 764550981.9374 | 1
15916 | 561287.721 | 160.3679 | 1 | S | MT | IC | 120 | N | 3 | ND | MT | Small | 0.2 | 980.9916 | 326.53 | 67354526.5237 | 1
15811 | 477534.5327 | 9.3203 | 1 | S | MT | NF | 180 | DK | 1.9369 | ND | MT | Med | 0.2 | 633.3729 | 210.8227 | 85956215.8859 | 1
15811 | 477534.5327 | 9.3203 | 2 | S | LT-FF | IC | 48 | DK | 1.2913 | ND | LT | Small | 0.13333 | 330.8449 | 372.1007 | 22921657.5696 | 0
15821 | 1651997.0566 | 16.3815 | 1 | S | LT-FF | IC | 88 | DK | 1.2913 | ND | LT | Small | 0.13333 | 330.8449 | 372.1007 | 145375740.983 | 0
15821 | 1651997.0566 | 16.3815 | 2 | S | MT | IC | 101 | DK | 1.9369 | ND | MT | Small | 0.2 | 633.3729 | 210.8227 | 166851702.7192 | 1
15822 | 1705335.372 | 16.3815 | 1 | S | LT-FF | IC | 110 | Y | 0 | ND | LT | Small | 0.13333 | 0 | 0 | 187586890.9227 | 0
15822 | 1705335.372 | 16.3815 | 2 | S | MT | IC | 140 | DK | 1.9369 | ND | MT | Small | 0.2 | 633.3729 | 210.8227 | 238746952.0834 | 1
15876 | 1993091.2404 | 17.6903 | 1 | S | MT | IC | 96 | DK | 1.9369 | ND | MT | Small | 0.2 | 633.3729 | 210.8227 | 191336759.0777 | 1
15876 | 1993091.2404 | 17.6903 | 2 | S | MT | IC | 130 | DK | 1.9369 | ND | MT | Small | 0.2 | 633.3729 | 210.8227 | 259101861.2511 | 1
15876 | 1993091.2404 | 17.6903 | 3 | S | LT-FF | IC | 70 | DK | 1.2913 | ND | LT | Small | 0.13333 | 330.8449 | 372.1007 | 139516386.8275 | 0
15876 | 1993091.2404 | 17.6903 | 4 | S | MT | IC | 90 | DK | 1.9369 | ND | MT | Small | 0.2 | 633.3729 | 210.8227 | 179378211.6354 | 1
15900 | 1687577.7756 | 16.3815 | 1 | S | MT | IC | 96 | N | 3 | ND | MT | Small | 0.2 | 980.9916 | 326.53 | 162007466.4595 | 1
15900 | 1687577.7756 | 16.3815 | 2 | S | LT-FF | IC | 40 | N | 2 | ND | LT | Small | 0.13333 | 512.425 | 576.3234 | 67503111.0248 | 0
15937 | 477562.4936 | 9.3203 | 1 | S | LT-FF | IC | 49 | DK | 1.2913 | ND | LT | Small | 0.13333 | 330.8449 | 372.1007 | 23400562.1854 | 0
15937 | 477562.4936 | 9.3203 | 2 | S | MT | IC | 56 | DK | 1.9369 | ND | MT | Small | 0.2 | 633.3729 | 210.8227 | 26743499.6404 | 1
15964 | 1413388.8587 | 11.7918 | 3 | S | MT | IC | 150 | DK | 1.9369 | ND | MT | Small | 0.2 | 633.3729 | 210.8227 | 212008328.8112 | 1
15901 | 4605383.9861 | 29.6855 | 1 | W | MT | IC | 700 | DK | 1.9369 | D | MT | Med | 0.2 | 633.3729 | 210.8227 | 3223768790.2921 | 1
15901 | 4605383.9861 | 29.6855 | 2 | S | MT | IC | 315 | DK | 1.9369 | ND | MT | Med | 0.2 | 633.3729 | 210.8227 | 1450695955.6314 | 1
15901 | 4605383.9861 | 29.6855 | 3 | S | LT-IC | IC | 350 | DK | 1.2913 | ND | LT | Med | 0.13333 | 330.8449 | 372.1007 | 1611884395.146 | 0
15901 | 4605383.9861 | 29.6855 | 4 | S | MT | IC | 100 | DK | 1.9369 | ND | MT | Small | 0.2 | 633.3729 | 210.8227 | 460538398.6132 | 1
15901 | 4605383.9861 | 29.6855 | 5 | S | LT-FF | IC | 290 | DK | 1.2913 | ND | LT | Med | 0.13333 | 330.8449 | 372.1007 | 1335561355.9781 | 0
15901 | 4605383.9861 | 29.6855 | 6 | S | LT-FF | IC | 700 | DK | 1.9369 | ND | LT | Large | 0.2 | 633.3729 | 210.8227 | 3223768790.2921 | 0
15901 | 4605383.9861 | 29.6855 | 7 | S | MT | IC | 570 | DK | 3.2282 | ND | MT | Large | 0.33333 | 496.6799 | 214.5425 | 2625068872.095 | 1
15901 | 4605383.9861 | 29.6855 | 8 | W | MT | IC | 415 | DK | 1.9369 | D | MT | Med | 0.2 | 633.3729 | 210.8227 | 1911234354.2446 | 1
15901 | 4605383.9861 | 29.6855 | 9 | S | MT | IC | 78 | DK | 1.9369 | ND | MT | Small | 0.2 | 633.3729 | 210.8227 | 359219950.9183 | 1
15901 | 4605383.9861 | 29.6855 | 10 | S | MT | IC | 56 | DK | 1.9369 | ND | MT | Small | 0.2 | 633.3729 | 210.8227 | 257901503.2234 | 1
15921 | 8214482.4753 | 29.9971 | 1 | S | MT | IC | 200 | Y | 0 | ND | MT | Med | 0.2 | 0 | 0 | 1642896495.063 | 1
15921 | 8214482.4753 | 29.9971 | 2 | S | LT-FF | IC | 200 | Y | 0 | ND | LT | Med | 0.13333 | 0 | 0 | 1642896495.063 | 0
15944 | 1228197.8384 | 24.0823 | 1 | S | LT-FF | IC | 50 | N | 2 | ND | LT | Small | 0.13333 | 512.425 | 576.3234 | 61409891.9181 | 0
15730 | 676662.8728 | 3.7884 | 1 | S | MT | IC | 140 | N | 3 | ND | MT | Small | 0.2 | 980.9916 | 326.53 | 94732802.1904 | 1
15730 | 676662.8728 | 3.7884 | 2 | S | MT | IC | 140 | N | 3 | ND | MT | Small | 0.2 | 980.9916 | 326.53 | 94732802.1904 | 1
15730 | 676662.8728 | 3.7884 | 3 | S | LT-FF | IC | 84 | N | 2 | ND | LT | Small | 0.13333 | 512.425 | 576.3234 | 56839681.3143 | 0
15730 | 676662.8728 | 3.7884 | 4 | S | LT-FF | IC | 72 | N | 2 | ND | LT | Small | 0.13333 | 512.425 | 576.3234 | 48719726.8408 | 0
15924 | 2559127.9261 | 21.1752 | 1 | S | MT | IC | 60 | DK | 1.9369 | ND | MT | Small | 0.2 | 633.3729 | 210.8227 | 153547675.5668 | 1
15743 | 3225413.2024 | 13.262 | 1 | S | MT | IC | 29 | Y | 0 | ND | MT | Small | 0.2 | 0 | 0 | 93536982.8704 | 1
15743 | 3225413.2024 | 13.262 | 2 | S | LT-FF | IC | 43 | Y | 0 | ND | LT | Small | 0.13333 | 0 | 0 | 138692767.7044 | 0
15743 | 3225413.2024 | 13.262 | 3 | S | MT | IC | 135 | Y | 0 | ND | MT | Small | 0.2 | 0 | 0 | 435430782.3279 | 1
15792 | 498297.0035 | 3.7884 | 1 | S | MT | IC | 81 | DK | 1.9369 | ND | MT | Small | 0.2 | 633.3729 | 210.8227 | 40362057.2837 | 1
15792 | 498297.0035 | 3.7884 | 2 | S | LT-IC | IC | 90 | DK | 1.2913 | ND | LT | Small | 0.13333 | 330.8449 | 372.1007 | 44846730.3153 | 0
15792 | 498297.0035 | 3.7884 | 3 | S | MT | IC | 90 | DK | 1.9369 | ND | MT | Small | 0.2 | 633.3729 | 210.8227 | 44846730.3153 | 1
15935 | 1241065.9627 | 16.3815 | 1 | S | MT | IC | 500 | Y | 0 | ND | MT | Large | 0.33333 | 0 | 0 | 620532981.3573 | 1
15935 | 1241065.9627 | 16.3815 | 2 | S | LT-FF | IC | 500 | Y | 0 | ND | LT | Large | 0.2 | 0 | 0 | 620532981.3573 | 0
15818 | 472922.2405 | 3.7884 | 1 | S | MT | IC | 224 | DK | 1.9369 | ND | MT | Med | 0.2 | 633.3729 | 210.8227 | 105934581.8683 | 1
15818 | 472922.2405 | 3.7884 | 2 | S | MT | IC | 80 | DK | 1.9369 | ND | MT | Small | 0.2 | 633.3729 | 210.8227 | 37833779.2387 | 1
15818 | 472922.2405 | 3.7884 | 3 | S | MT | IC | 80 | DK | 1.9369 | ND | MT | Small | 0.2 | 633.3729 | 210.8227 | 37833779.2387 | 1
15818 | 472922.2405 | 3.7884 | 4 | DK | LT-FF | IC | 126 | DK | 1.2913 | D | LT | Med | 0.13333 | 330.8449 | 372.1007 | 59588202.3009 | 0
15818 | 472922.2405 | 3.7884 | 5 | W | LT-FF | IC | 75 | DK | 1.2913 | D | LT | Med | 0.13333 | 330.8449 | 372.1007 | 35469168.0363 | 0
15830 | 1083871.372 | 3.7884 | 1 | S | LT-IC | IC | 28 | DK | 1.2913 | ND | LT | Small | 0.13333 | 330.8449 | 372.1007 | 30348398.4148 | 0
15830 | 1083871.372 | 3.7884 | 2 | S | MT | IC | 63 | DK | 1.9369 | ND | MT | Small | 0.2 | 633.3729 | 210.8227 | 68283896.4333 | 1
15830 | 1083871.372 | 3.7884 | 3 | S | MT | IC | 130 | DK | 1.9369 | ND | MT | Small | 0.2 | 633.3729 | 210.8227 | 140903278.3544 | 1
15830 | 1083871.372 | 3.7884 | 4 | S | LT-FF | IC | 56 | DK | 1.2913 | ND | LT | Small | 0.13333 | 330.8449 | 372.1007 | 60696796.8296 | 0
15830 | 1083871.372 | 3.7884 | 5 | S | LT-FF | IC | 112 | DK | 1.2913 | ND | LT | Small | 0.13333 | 330.8449 | 372.1007 | 121393593.6591 | 0
15830 | 1083871.372 | 3.7884 | 6 | S | LT-FF | IC | 98 | DK | 1.2913 | ND | LT | Small | 0.13333 | 330.8449 | 372.1007 | 106219394.4517 | 0
15832 | 12062781.5649 | 55.6951 | 1 | S | LT-FF | IC | 72 | DK | 1.2913 | ND | LT | Small | 0.13333 | 330.8449 | 372.1007 | 868520272.674 | 0
15832 | 12062781.5649 | 55.6951 | 2 | S | MT | IC | 54 | DK | 1.9369 | ND | MT | Small | 0.2 | 633.3729 | 210.8227 | 651390204.5055 | 1
15832 | 12062781.5649 | 55.6951 | 3 | S | MT | IC | 72 | DK | 1.9369 | ND | MT | Small | 0.2 | 633.3729 | 210.8227 | 868520272.674 | 1
15850 | 6618790.905 | 66.1872 | 1 | S | MT | IC | 60 | N | 3 | ND | MT | Small | 0.2 | 980.9916 | 326.53 | 397127454.3026 | 1
15850 | 6618790.905 | 66.1872 | 2 | S | LT-FF | IC | 102 | N | 2 | ND | LT | Small | 0.13333 | 512.425 | 576.3234 | 675116672.3144 | 0
15850 | 6618790.905 | 66.1872 | 3 | S | MT | IC | 91 | N | 3 | ND | MT | Small | 0.2 | 980.9916 | 326.53 | 602309972.3589 | 1
15850 | 6618790.905 | 66.1872 | 4 | S | MT | IC | 32 | DK | 1.9369 | ND | MT | Small | 0.2 | 633.3729 | 210.8227 | 211801308.9614 | 1
15850 | 6618790.905 | 66.1872 | 5 | S | LT-FF | IC | 50 | DK | 1.2913 | ND | LT | Small | 0.13333 | 330.8449 | 372.1007 | 330939545.2521 | 0
15850 | 6618790.905 | 66.1872 | 6 | S | MT | IU | 145 | N | 3 | ND | MT | Small | 0.2 | 980.9916 | 326.53 | 959724681.2312 | 1
15850 | 6618790.905 | 66.1872 | 7 | S | MT | IC | 600 | DK | 3.2282 | ND | MT | Large | 0.33333 | 496.6799 | 214.5425 | 3971274543.0257 | 1
1607 | 3212384.1699 | 34.4005 | 1 | S | LT-FF | IU | 36 | Y | 0 | ND | LT | Small | 0.13333 | 0 | 0 | 115645830.1156 | 0
6781 | 4113223.3886 | 121.3698 | 2 | S | LT-FF | IC | 243 | N | 2 | ND | LT | Med | 0.13333 | 512.425 | 576.3234 | 999513283.431 | 0
1809 | 4039080.1813 | 100.9871 | 1 | S | MT | IU | 65 | DK | 1.9369 | ND | MT | Small | 0.2 | 633.3729 | 210.8227 | 262540211.7846 | 1
15721 | 3227873.5163 | 97.8143 | 1 | S | MT | IC | 560 | N | 5 | ND | MT | Large | 0.33333 | 769.2762 | 332.2914 | 1807609169.1197 | 1
15721 | 3227873.5163 | 97.8143 | 2 | S | LT-FF | IC | 360 | Y | 0 | ND | LT | Med | 0.13333 | 0 | 0 | 1162034465.8627 | 0
15730 | 676662.8728 | 3.7884 | 5 | S | MT | O | 108 | N | 3 | ND | MT | Small | 0.2 | 980.9916 | 326.53 | 73079590.2612 | 1
[8 empty] | Y | 118
[8 empty] | N | 215
[8 empty] | DK | 305
[8 empty] | Ratio of Y to N | 0.35435
Can strip curtain be applied in this walkin?
Merged Walkin Table with Site Weights - Strip Curtain Specific Fields | [10 empty] | Cost and savings are from the measue workbook |  |  |  | Freezers Only
site_id | Sf_PNW | Wt_PNW | walkin_id | box_type | temp_type | location | floor_area | evap_fan_controls | doorway_protection | Strip Curtain App? | Savings | Cost | Building Type |  |  | Column Labels
6810 | 926545.4758 | 92.6545 | 1 | S | MT | IU | 63 | N | N | 1 | 122.8878 | 9.1539 | Grocery |  |  | 534.8561
6810 | 926545.4758 | 92.6545 | 2 | S | MT | IC | 66 | N | S | 0 | 0 | 0 | Grocery |  | Row Labels | Sum of Savings | Sum of Savings2
6810 | 926545.4758 | 92.6545 | 3 | S | MT | IC | 63 | N | N | 1 | 122.8878 | 9.1539 | Grocery |  | Assembly | 3743.9927 | 8.046%
6810 | 926545.4758 | 92.6545 | 4 | S | MT | IC | 112 | N | N | 1 | 122.8878 | 9.1539 | Grocery |  | Grocery | 8557.6976 | 18.39%
6810 | 926545.4758 | 92.6545 | 5 | S | MT | IC | 84 | N | N | 1 | 122.8878 | 9.1539 | Grocery |  | Lodging | 6953.1293 | 14.94%
6712 | 2282293.2124 | 62.6831 | 1 | S | MT | IC | 109 | DK | B | 0 | 0 | 0 | Lodging |  | Office | 2139.4244 | 4.598%
6712 | 2282293.2124 | 62.6831 | 2 | S | LT-FF | IC | 116 | DK | B | 0 | 0 | 0 | Lodging |  | Other | 2674.2805 | 5.747%
6497 | 2029035.6964 | 450.1965 | 1 | S | MT | IC | 50 | N | A | 0 | 0 | 0 | Restaurant |  | Residential Care | 7487.9854 | 16.09%
6497 | 2029035.6964 | 450.1965 | 2 | S | MT | IC | 54 | N | S | 0 | 0 | 0 | Restaurant |  | Restaurant | 5348.561 | 11.49%
2229 | 7381995.6631 | 34.4005 | 1 | S | MT | IC | 120 | N | N | 1 | 122.8878 | 9.1539 | School K-12 |  | Retail/Service | 2674.2805 | 5.747%
3560 | 3541213.1559 | 158.3019 | 1 | S | MT | IC | 100 | DK | A | 0 | 0 | 0 | Office |  | School K-12 | 6953.1293 | 14.94%
3560 | 3541213.1559 | 158.3019 | 2 | S | LT-FF | IC | 49 | DK | N | 1 | 128.6318 | 9.1539 | Office |  | Grand Total | 46532.4808 | 100%
3560 | 3541213.1559 | 158.3019 | 3 | S | MT | IC | 25 | DK | A | 0 | 0 | 0 | Office
1154 | 1828306.6369 | 340.7206 | 1 | S | MT | IC | 80 | N | N | 1 | 122.8878 | 9.1539 | Restaurant
6 | 2015420.0099 | 34.4005 | 1 | S | MT | IC | 70 | DK | NF | 0 | 0 | 0 | School K-12 |  |  | Column Labels
1920 | 4059254.8033 | 34.4005 | 1 | S | MT | IC | 80 | N | N | 1 | 122.8878 | 9.1539 | School K-12 |  | Pasted values | 534.8561
6438 | 1882463.6692 | 14.4805 | 1 | S | MT | IC | 150 | N | N | 1 | 122.8878 | 9.1539 | Assembly |  | Row Labels | Sum of Savings | Sum of Savings2 | kWh/Door
6438 | 1882463.6692 | 14.4805 | 2 | S | MT | IC | 100 | N | N | 1 | 122.8878 | 9.1539 | Assembly |  | Assembly | 3743.9927 | 8.046% | 128.6318
4006 | 4165841.4483 | 57.1626 | 1 | S | MT | IU | 187 | DK | A | 0 | 0 | 0 | School K-12 |  | Grocery | 8557.6976 | 18.39% | 534.8561
4006 | 4165841.4483 | 57.1626 | 2 | S | LT-FF | IC | 63 | DK | A | 0 | 0 | 0 | School K-12 |  | Lodging | 6953.1293 | 14.94% | 128.6318
1379 | 1440628.8503 | 450.1965 | 1 | S | MT | IC | 36 | DK | N | 1 | 122.8878 | 9.1539 | Restaurant |  | Office | 2139.4244 | 4.598% | 128.6318
5128 | 1875486.1607 | 42.4184 | 1 | S | LT-FF | IC | 100 | Y | N | 1 | 128.6318 | 9.1539 | Residential Care |  | Other | 2674.2805 | 5.747% | 128.6318
6831 | 5644952.6294 | 127.1157 | 1 | S | MT | IC | 73 | N | A | 0 | 0 | 0 | School K-12 |  | Residential Care | 7487.9854 | 16.09% | 128.6318
1386 | 2250982.5786 | 450.1965 | 1 | S | LT-FF | IC | 44 | N | A | 0 | 0 | 0 | Restaurant |  | Restaurant | 5348.561 | 11.49% | 128.6318
1386 | 2250982.5786 | 450.1965 | 2 | S | MT | IC | 119 | N | A | 0 | 0 | 0 | Restaurant |  | Retail/Service | 2674.2805 | 5.747% | 128.6318
6829 | 4648238.6687 | 127.1157 | 1 | S | MT | IC | 63 | DK | N | 1 | 122.8878 | 9.1539 | School K-12 |  | School K-12 | 6953.1293 | 14.94% | 128.6318
1390 | 1566683.8747 | 450.1965 | 1 | S | MT | IC | 52 | N | N | 1 | 122.8878 | 9.1539 | Restaurant |  | Grand Total | 46532.4808 | 100% | 203.3398
1390 | 1566683.8747 | 450.1965 | 2 | S | LT-FF | O | 130 | N | N | 1 | 128.6318 | 9.1539 | Restaurant
1978 | 4963397.2861 | 158.3019 | 1 | S | MT | IU | 1095 | N | A | 0 | 0 | 0 | Office
1978 | 4963397.2861 | 158.3019 | 2 | S | LT-IC | IU | 92 | N | A | 0 | 0 | 0 | Office |  | Savings from RTF Workbook
15005 | 216942.6207 | 105.0061 | 1 | S | MT | IC | 492 | N | N | 1 | 122.8878 | 9.1539 | Grocery |  | Strip Curtains - Grocery Store - Freezer | 534.8561
15005 | 216942.6207 | 105.0061 | 2 | S | LT-FF | IC | 99 | N | N | 1 | 534.8561 | 9.1539 | Grocery |  | Strip Curtains - Grocery Store - Cooler | 122.8878
6777 | 2500218.4068 | 121.3698 | 1 | S | MT | IC | 63 | DK | A | 0 | 0 | 0 | Residential Care |  | Strip Curtains - Convenience Store - Freezer | 31.0834
3749 | 1898986.5166 | 24.0823 | 1 | S | LT-IC | IC | 45 | DK | A | 0 | 0 | 0 | Residential Care |  | Strip Curtains - Restaurant - Freezer | 128.6318
3749 | 1898986.5166 | 24.0823 | 2 | S | MT | IC | 45 | DK | A | 0 | 0 | 0 | Residential Care
3157 | 3705117.3245 | 450.1965 | 1 | S | MT | IC | 100 | N | N | 1 | 122.8878 | 9.1539 | Restaurant
3264 | 3344326.6461 | 17.6903 | 1 | S | LT-FF | IC | 30 | DK | A | 0 | 0 | 0 | Lodging
3264 | 3344326.6461 | 17.6903 | 2 | S | MT | IC | 30 | DK | A | 0 | 0 | 0 | Lodging
3352 | 3482641.4586 | 158.3019 | 1 | S | LT-FF | IC | 15 | DK | N | 1 | 128.6318 | 9.1539 | Office
3352 | 3482641.4586 | 158.3019 | 2 | S | MT | IC | 200 | DK | S | 0 | 0 | 0 | Office
8946 | 1357388.093 | 42.4184 | 1 | S | MT | IC | 48 | N | N | 1 | 122.8878 | 9.1539 | Residential Care
2241 | 540235.8189 | 450.1965 | 1 | S | MT | IC | 50 | N | N | 1 | 122.8878 | 9.1539 | Restaurant
15062 | 715812.46 | 450.1965 | 1 | S | MT | IC | 55 | N | N | 1 | 122.8878 | 9.1539 | Restaurant
15062 | 715812.46 | 450.1965 | 2 | S | LT-FF | IC | 77 | N | A | 0 | 0 | 0 | Restaurant
15006 | 802700.3875 | 450.1965 | 1 | S | MT | IC | 155 | N | A | 0 | 0 | 0 | Restaurant
8231 | 474934.1709 | 9.3203 | 1 | S | MT | IC | 38 | N | N | 1 | 122.8878 | 9.1539 | Residential Care
8231 | 474934.1709 | 9.3203 | 2 | S | LT-FF | IC | 38 | N | N | 1 | 128.6318 | 9.1539 | Residential Care
1919 | 2222270.0025 | 34.4005 | 1 | S | LT-FF | IC | 60 | DK | N | 1 | 128.6318 | 9.1539 | School K-12
15125 | 9336591.7589 | 22.7863 | 1 | S | MT | IC | 96 | DK | N | 1 | 122.8878 | 9.1539 | Office
15056 | 990271.9078 | 160.3679 | 1 | S | MT | IC | 84 | N | A | 0 | 0 | 0 | Restaurant
15056 | 990271.9078 | 160.3679 | 2 | S | MT | IC | 126 | N | A | 0 | 0 | 0 | Restaurant
15056 | 990271.9078 | 160.3679 | 3 | S | LT-FF | IC | 77 | N | A | 0 | 0 | 0 | Restaurant
3761 | 2904595.6281 | 16.3815 | 1 | S | MT | IC | 128 | Y | A | 0 | 0 | 0 | Residential Care
3761 | 2904595.6281 | 16.3815 | 2 | S | LT-IC | IC | 64 | Y | A | 0 | 0 | 0 | Residential Care
2413 | 3520872.808 | 92.6545 | 1 | S | MT | IC | 462 | DK | S | 0 | 0 | 0 | Grocery
2413 | 3520872.808 | 92.6545 | 2 | S | MT | IC | 459 | DK | S | 0 | 0 | 0 | Grocery
2413 | 3520872.808 | 92.6545 | 3 | S | MT | IC | 240 | DK | S | 0 | 0 | 0 | Grocery
2413 | 3520872.808 | 92.6545 | 4 | S | MT | IC | 615 | DK | S | 0 | 0 | 0 | Grocery
2413 | 3520872.808 | 92.6545 | 5 | S | LT-IC | IC | 286 | DK | S | 0 | 0 | 0 | Grocery
2926 | 630145.9958 | 4.3309 | 1 | S | MT | IC | 100 | N | N | 1 | 122.8878 | 9.1539 | Lodging
2926 | 630145.9958 | 4.3309 | 2 | S | MT | IC | 64 | N | N | 1 | 122.8878 | 9.1539 | Lodging
2926 | 630145.9958 | 4.3309 | 3 | S | MT | IC | 320 | N | N | 1 | 122.8878 | 9.1539 | Lodging
2926 | 630145.9958 | 4.3309 | 4 | S | LT-FF | IC | 80 | N | N | 1 | 128.6318 | 9.1539 | Lodging
2926 | 630145.9958 | 4.3309 | 5 | S | LT-FF | IC | 48 | Y | N | 1 | 128.6318 | 9.1539 | Lodging
4247 | 3844680.0076 | 100.9871 | 1 | W | MT | IC | 20 | DK | N | 1 | 122.8878 | 9.1539 | Assembly
4247 | 3844680.0076 | 100.9871 | 2 | W | LT-FF | IC | 20 | DK | N | 1 | 128.6318 | 9.1539 | Assembly
1877 | 8052740.6089 | 22.7863 | 1 | S | MT | IC | 94 | DK | S | 0 | 0 | 0 | Office
15080 | 2301346.854 | 11.7918 | 1 | S | MT | IC | 144 | N | N | 1 | 122.8878 | 9.1539 | Retail/Service
8255 | 1058428.2739 | 160.3679 | 1 | S | LT-IC | IC | 173 | Y | S | 0 | 0 | 0 | Restaurant
8255 | 1058428.2739 | 160.3679 | 2 | S | LT-FF | IC | 36 | Y | S | 0 | 0 | 0 | Restaurant
6580 | 4459025.3479 | 58.9288 | 1 | S | MT | IU | 72 | N | N | 1 | 122.8878 | 9.1539 | Lodging
6580 | 4459025.3479 | 58.9288 | 2 | S | LT-FF | IU | 40 | DK | N | 1 | 128.6318 | 9.1539 | Lodging
6580 | 4459025.3479 | 58.9288 | 3 | S | MT | IU | 120 | DK | S | 0 | 0 | 0 | Lodging
15162 | 215353.1823 | 115.5328 | 1 | S | MT | IC | 126 | N | N | 1 | 122.8878 | 9.1539 | Grocery
15162 | 215353.1823 | 115.5328 | 2 | S | MT | IC | 135 | N | N | 1 | 122.8878 | 9.1539 | Grocery
1811 | 1529139.7189 | 14.4805 | 1 | W | MT | IC | 60 | DK | A | 0 | 0 | 0 | Assembly
8345 | 2565886.7247 | 160.3679 | 1 | S | LT-IC | IC | 32 | Y | N | 1 | 128.6318 | 9.1539 | Restaurant
8345 | 2565886.7247 | 160.3679 | 2 | S | LT-FF | IC | 9 | Y | N | 1 | 128.6318 | 9.1539 | Restaurant
8345 | 2565886.7247 | 160.3679 | 3 | S | LT-FF | IC | 32 | Y | N | 1 | 128.6318 | 9.1539 | Restaurant
2861 | 925130.4667 | 18.3558 | 1 | S | MT | IC | 80 | N | N | 1 | 122.8878 | 9.1539 | School K-12
2861 | 925130.4667 | 18.3558 | 2 | S | LT-FF | IC | 80 | N | N | 1 | 128.6318 | 9.1539 | School K-12
2751 | 3679787.5515 | 57.1626 | 1 | S | MT | IC | 150 | N | N | 1 | 122.8878 | 9.1539 | School K-12
2751 | 3679787.5515 | 57.1626 | 2 | S | LT-FF | IC | 150 | N | N | 1 | 128.6318 | 9.1539 | School K-12
8954 | 259948.852 | 115.5328 | 1 | S | LT-IC | O | 30 | N | N | 1 | 534.8561 | 9.1539 | Grocery
1941 | 7000148.0947 | 22.7863 | 1 | S | MT | IC | 105 | Y | A | 0 | 0 | 0 | Office
1941 | 7000148.0947 | 22.7863 | 2 | S | LT-FF | IC | 56 | Y | N | 1 | 128.6318 | 9.1539 | Office
1941 | 7000148.0947 | 22.7863 | 3 | S | MT | IC | 100 | Y | N | 1 | 122.8878 | 9.1539 | Office
15265 | 1454676.397 | 92.6545 | 1 | S | MT | IC | 120 | N | S | 0 | 0 | 0 | Grocery
15265 | 1454676.397 | 92.6545 | 2 | S | LT-IC | IC | 375 | N | S | 0 | 0 | 0 | Grocery
8978 | 967752.5489 | 18.3558 | 1 | S | LT-FF | IC | 41 | Y | N | 1 | 128.6318 | 9.1539 | School K-12
8978 | 967752.5489 | 18.3558 | 2 | S | LT-IC | IC | 36 | N | N | 1 | 128.6318 | 9.1539 | School K-12
6529 | 703803.9434 | 92.6545 | 1 | S | MT | IC | 96 | Y | A | 0 | 0 | 0 | Grocery
6529 | 703803.9434 | 92.6545 | 2 | S | MT | IC | 80 | Y | N | 1 | 122.8878 | 9.1539 | Grocery
6529 | 703803.9434 | 92.6545 | 3 | S | LT-FF | IC | 80 | Y | S | 0 | 0 | 0 | Grocery
6529 | 703803.9434 | 92.6545 | 4 | S | MT | IC | 160 | Y | N | 1 | 122.8878 | 9.1539 | Grocery
3274 | 1101218.0231 | 4.3309 | 1 | S | LT-IC | IC | 160 | Y | A | 0 | 0 | 0 | Lodging
3274 | 1101218.0231 | 4.3309 | 2 | S | MT | IC | 510 | Y | A | 0 | 0 | 0 | Lodging
6480 | 1035451.9862 | 450.1965 | 1 | S | MT | IC | 90 | N | A | 0 | 0 | 0 | Restaurant
6480 | 1035451.9862 | 450.1965 | 2 | S | LT-FF | O | 60 | N | N | 1 | 128.6318 | 9.1539 | Restaurant
15268 | 4368661.9183 | 92.6545 | 1 | S | LT-FF | IC | 525 | N | S | 0 | 0 | 0 | Grocery
15268 | 4368661.9183 | 92.6545 | 2 | S | MT | IC | 1230 | N | S | 0 | 0 | 0 | Grocery
4096 | 1604954.4565 | 9.3203 | 1 | S | MT | IC | 192 | Y | N | 1 | 122.8878 | 9.1539 | Residential Care
4096 | 1604954.4565 | 9.3203 | 2 | S | LT-FF | IC | 96 | Y | N | 1 | 128.6318 | 9.1539 | Residential Care
15171 | 164649.5785 | 105.0061 | 1 | W | MT | IU | 171 | DK | N | 1 | 122.8878 | 9.1539 | Grocery
15164 | 3060933.8652 | 59.7384 | 1 | S | MT | IC | 652 | DK | S | 0 | 0 | 0 | Grocery
15164 | 3060933.8652 | 59.7384 | 2 | S | MT | IC | 686 | DK | S | 0 | 0 | 0 | Grocery
15164 | 3060933.8652 | 59.7384 | 3 | S | LT-FF | IC | 522 | DK | S | 0 | 0 | 0 | Grocery
15164 | 3060933.8652 | 59.7384 | 4 | S | LT-IC | IC | 415 | Y | S | 0 | 0 | 0 | Grocery
15164 | 3060933.8652 | 59.7384 | 5 | S | MT | IC | 738 | DK | N | 1 | 122.8878 | 9.1539 | Grocery
15136 | 2053595.3925 | 92.6545 | 1 | S | MT | IC | 367 | N | N | 1 | 122.8878 | 9.1539 | Grocery
15136 | 2053595.3925 | 92.6545 | 2 | S | LT-FF | IC | 380 | N | N | 1 | 534.8561 | 9.1539 | Grocery
15136 | 2053595.3925 | 92.6545 | 3 | S | MT | IC | 210 | N | N | 1 | 122.8878 | 9.1539 | Grocery
15136 | 2053595.3925 | 92.6545 | 4 | S | LT-FF | IC | 55 | N | N | 1 | 534.8561 | 9.1539 | Grocery
15205 | 4025653.7578 | 335.4711 | 1 | W | MT | IC | 56 | DK | S | 0 | 0 | 0 | Assembly
15221 | 1509508.9172 | 450.1965 | 1 | S | MT | IC | 100 | DK | A | 0 | 0 | 0 | Restaurant
15167 | 1637126.4921 | 11.7918 | 2 | S | MT | IC | 1640 | DK | A | 0 | 0 | 0 | Retail/Service
15167 | 1637126.4921 | 11.7918 | 3 | S | LT-FF | IC | 360 | NF | A | 0 | 0 | 0 | Retail/Service
15167 | 1637126.4921 | 11.7918 | 4 | W | MT | IC | 1100 | DK | N | 1 | 122.8878 | 9.1539 | Retail/Service
15167 | 1637126.4921 | 11.7918 | 5 | W | LT-IC | IC | 450 | DK | S | 0 | 0 | 0 | Retail/Service
15167 | 1637126.4921 | 11.7918 | 6 | S | LT-FF | IC | 1200 | DK | S | 0 | 0 | 0 | Retail/Service
15167 | 1637126.4921 | 11.7918 | 7 | S | MT | IC | 1200 | DK | S | 0 | 0 | 0 | Retail/Service
1918 | 1971834.6214 | 34.4005 | 1 | S | MT | IC | 105 | DK | A | 0 | 0 | 0 | School K-12
1918 | 1971834.6214 | 34.4005 | 2 | S | LT-FF | IC | 105 | DK | A | 0 | 0 | 0 | School K-12
15398 | 360827.8207 | 160.3679 | 1 | S | MT | IC | 60 | N | A | 0 | 0 | 0 | Restaurant
15398 | 360827.8207 | 160.3679 | 2 | S | LT-FF | IC | 66 | N | A | 0 | 0 | 0 | Restaurant
15399 | 481103.7609 | 160.3679 | 1 | S | MT | IC | 25 | N | A | 0 | 0 | 0 | Restaurant
15399 | 481103.7609 | 160.3679 | 2 | S | LT-FF | IC | 49 | N | A | 0 | 0 | 0 | Restaurant
15206 | 3625391.0305 | 97.8143 | 3 | S | LT-FF | IC | 187 | Y | A | 0 | 0 | 0 | Grocery
15206 | 3625391.0305 | 97.8143 | 5 | S | MT | IC | 587 | N | S | 0 | 0 | 0 | Grocery
15206 | 3625391.0305 | 97.8143 | 7 | S | LT-FF | IC | 387 | Y | S | 0 | 0 | 0 | Grocery
15206 | 3625391.0305 | 97.8143 | 8 | S | MT | IC | 555 | N | S | 0 | 0 | 0 | Grocery
15318 | 323491.9047 | 115.5328 | 1 | W | MT | IC | 400 | N | N | 1 | 122.8878 | 9.1539 | Grocery
15318 | 323491.9047 | 115.5328 | 2 | S | LT-FF | IC | 40 | DK | A | 0 | 0 | 0 | Grocery
15317 | 661602.345 | 59.7384 | 1 | S | MT | IU | 84 | DK | N | 1 | 122.8878 | 9.1539 | Grocery
15317 | 661602.345 | 59.7384 | 2 | S | MT | IU | 195 | DK | N | 1 | 122.8878 | 9.1539 | Grocery
15317 | 661602.345 | 59.7384 | 3 | S | LT-FF | IU | 100 | DK | N | 1 | 534.8561 | 9.1539 | Grocery
15317 | 661602.345 | 59.7384 | 4 | S | MT | IU | 319 | DK | N | 1 | 122.8878 | 9.1539 | Grocery
15451 | 479923.3472 | 115.5328 | 2 | W | MT | IC | 121 | N | N | 1 | 122.8878 | 9.1539 | Grocery
15435 | 2031840.3017 | 42.4184 | 1 | S | MT | IC | 110 | N | N | 1 | 122.8878 | 9.1539 | Residential Care
15435 | 2031840.3017 | 42.4184 | 2 | S | LT-FF | IC | 110 | N | S | 0 | 0 | 0 | Residential Care
15046 | 1357388.093 | 42.4184 | 1 | S | MT | IC | 35 | DK | A | 0 | 0 | 0 | Residential Care
15356 | 247240.2415 | 115.5328 | 1 | S | MT | IC | 72 | N | N | 1 | 122.8878 | 9.1539 | Grocery
15358 | 349529.1486 | 59.7384 | 1 | S | LT-FF | IU | 446 | N | S | 0 | 0 | 0 | Grocery
15358 | 349529.1486 | 59.7384 | 2 | S | LT-IC | IU | 286 | DK | S | 0 | 0 | 0 | Grocery
15172 | 716860.3287 | 59.7384 | 3 | S | LT-IC | IC | 120 | Y | N | 1 | 534.8561 | 9.1539 | Grocery
15172 | 716860.3287 | 59.7384 | 4 | S | LT-FF | IC | 70 | Y | N | 1 | 534.8561 | 9.1539 | Grocery
15408 | 3236845.5181 | 340.7206 | 1 | S | MT | IC | 48 | DK | N | 1 | 122.8878 | 9.1539 | Restaurant
15408 | 3236845.5181 | 340.7206 | 2 | S | MT | IC | 42 | DK | N | 1 | 122.8878 | 9.1539 | Restaurant
15387 | 4288456.7627 | 87.2436 | 1 | S | MT | IC | 68 | Y | A | 0 | 0 | 0 | School K-12
15387 | 4288456.7627 | 87.2436 | 2 | S | LT-FF | IC | 67 | Y | A | 0 | 0 | 0 | School K-12
15386 | 1538525.0065 | 18.3558 | 1 | S | MT | IC | 61 | N | A | 0 | 0 | 0 | School K-12
15386 | 1538525.0065 | 18.3558 | 2 | S | LT-FF | IC | 132 | N | A | 0 | 0 | 0 | School K-12
15524 | 503450.4542 | 97.8143 | 1 | S | MT | IC | 352 | N | N | 1 | 122.8878 | 9.1539 | Grocery
15524 | 503450.4542 | 97.8143 | 2 | S | LT-FF | IC | 261 | N | N | 1 | 534.8561 | 9.1539 | Grocery
6833 | 2775945.4776 | 34.4005 | 1 | S | MT | IC | 86 | N | N | 1 | 122.8878 | 9.1539 | School K-12
8101 | 1294160.8043 | 285.8129 | 1 | S | MT | O | 60 | Y | N | 1 | 122.8878 | 9.1539 | Other
8101 | 1294160.8043 | 285.8129 | 2 | S | LT-FF | O | 60 | Y | N | 1 | 128.6318 | 9.1539 | Other
15109 | 4776162.7678 | 334.4652 | 1 | W | MT | IC | 172 | DK | A | 0 | 0 | 0 | Retail/Service
15109 | 4776162.7678 | 334.4652 | 2 | W | LT-IC | IC | 102 | DK | A | 0 | 0 | 0 | Retail/Service
15425 | 1961449.336 | 59.7384 | 1 | S | LT-FF | IC | 500 | N | S | 0 | 0 | 0 | Grocery
15425 | 1961449.336 | 59.7384 | 2 | W | MT | IC | 200 | N | N | 1 | 122.8878 | 9.1539 | Grocery
15286 | 890041.9576 | 160.3679 | 1 | S | LT-FF | IC | 160 | DK | N | 1 | 128.6318 | 9.1539 | Restaurant
15286 | 890041.9576 | 160.3679 | 2 | S | MT | IC | 80 | DK | N | 1 | 122.8878 | 9.1539 | Restaurant
15478 | 850431.0813 | 160.3679 | 1 | S | MT | IC | 161 | N | A | 0 | 0 | 0 | Restaurant
15478 | 850431.0813 | 160.3679 | 2 | S | LT-FF | IC | 63 | N | A | 0 | 0 | 0 | Restaurant
15393 | 383424.2681 | 86.2015 | 2 | S | MT | IC | 95 | DK | S | 0 | 0 | 0 | Grocery
15393 | 383424.2681 | 86.2015 | 4 | W | LT-FF | IC | 135 | DK | A | 0 | 0 | 0 | Grocery
15214 | 909723.9509 | 340.7206 | 1 | S | MT | IC | 96 | N | S | 0 | 0 | 0 | Restaurant
15214 | 909723.9509 | 340.7206 | 2 | S | LT-FF | O | 96 | N | S | 0 | 0 | 0 | Restaurant
15585 | 1107341.8878 | 340.7206 | 1 | S | MT | IC | 60 | N | N | 1 | 122.8878 | 9.1539 | Restaurant
15585 | 1107341.8878 | 340.7206 | 2 | S | MT | IC | 50 | N | N | 1 | 122.8878 | 9.1539 | Restaurant
15401 | 3368287.7311 | 59.7384 | 1 | W | MT | IC | 80 | DK | A | 0 | 0 | 0 | Grocery
15401 | 3368287.7311 | 59.7384 | 2 | S | MT | IC | 3927 | DK | A | 0 | 0 | 0 | Grocery
15401 | 3368287.7311 | 59.7384 | 3 | S | LT-FF | IC | 168 | DK | A | 0 | 0 | 0 | Grocery
15531 | 4016476.277 | 852.574 | 1 | S | MT | IC | 510 | Y | S | 0 | 0 | 0 | Warehouse
15531 | 4016476.277 | 852.574 | 2 | S | LT-FF | IC | 1020 | Y | S | 0 | 0 | 0 | Warehouse
15531 | 4016476.277 | 852.574 | 3 | S | MT | IC | 350 | DK | N | 1 | 122.8878 | 9.1539 | Warehouse
15322 | 570038.4408 | 9.3203 | 1 | S | MT | IC | 72 | N | N | 1 | 122.8878 | 9.1539 | Residential Care
15322 | 570038.4408 | 9.3203 | 2 | S | MT | IC | 97 | N | N | 1 | 122.8878 | 9.1539 | Residential Care
15322 | 570038.4408 | 9.3203 | 3 | S | LT-FF | IC | 35 | N | N | 1 | 128.6318 | 9.1539 | Residential Care
15042 | 716860.3287 | 59.7384 | 3 | W | LT-FF | IC | 400 | Y | N | 1 | 534.8561 | 9.1539 | Grocery
15042 | 716860.3287 | 59.7384 | 5 | W | LT-IC | IC | 400 | Y | S | 0 | 0 | 0 | Grocery
15063 | 1187714.5814 | 42.4184 | 1 | S | LT-FF | IC | 36 | Y | N | 1 | 128.6318 | 9.1539 | Residential Care
15063 | 1187714.5814 | 42.4184 | 2 | S | MT | IC | 36 | Y | N | 1 | 122.8878 | 9.1539 | Residential Care
15234 | 5074457.5068 | 127.1157 | 1 | S | MT | IU | 56 | N | N | 1 | 122.8878 | 9.1539 | School K-12
15332 | 415918.1632 | 115.5328 | 1 | S | LT-FF | IU | 628 | N | A | 0 | 0 | 0 | Grocery
15332 | 415918.1632 | 115.5328 | 2 | W | MT | IU | 360 | N | A | 0 | 0 | 0 | Grocery
15285 | 1111854.5709 | 92.6545 | 1 | S | MT | IU | 80 | DK | S | 0 | 0 | 0 | Grocery
15285 | 1111854.5709 | 92.6545 | 2 | S | MT | IU | 300 | DK | S | 0 | 0 | 0 | Grocery
15285 | 1111854.5709 | 92.6545 | 3 | S | LT-FF | IU | 150 | DK | S | 0 | 0 | 0 | Grocery
15579 | 1499170.5558 | 340.7206 | 1 | S | LT-FF | IC | 75 | N | S | 0 | 0 | 0 | Restaurant
15579 | 1499170.5558 | 340.7206 | 2 | S | MT | IC | 142 | N | S | 0 | 0 | 0 | Restaurant
15364 | 284464.9471 | 86.2015 | 1 | S | MT | IC | 160 | N | N | 1 | 122.8878 | 9.1539 | Grocery
15364 | 284464.9471 | 86.2015 | 2 | S | LT-FF | IC | 160 | N | N | 1 | 534.8561 | 9.1539 | Grocery
15502 | 3711672.4951 | 21.1752 | 1 | S | LT-FF | IU | 410 | DK | S | 0 | 0 | 0 | Retail/Service
15502 | 3711672.4951 | 21.1752 | 2 | W | MT | IU | 800 | DK | S | 0 | 0 | 0 | Retail/Service
15502 | 3711672.4951 | 21.1752 | 3 | W | LT-FF | IU | 530 | DK | S | 0 | 0 | 0 | Retail/Service
15502 | 3711672.4951 | 21.1752 | 4 | S | LT-FF | IU | 110 | DK | S | 0 | 0 | 0 | Retail/Service
15502 | 3711672.4951 | 21.1752 | 5 | W | MT | IU | 650 | DK | S | 0 | 0 | 0 | Retail/Service
15502 | 3711672.4951 | 21.1752 | 6 | S | LT-FF | IC | 160 | DK | S | 0 | 0 | 0 | Retail/Service
15502 | 3711672.4951 | 21.1752 | 7 | S | LT-FF | IC | 216 | DK | S | 0 | 0 | 0 | Retail/Service
15502 | 3711672.4951 | 21.1752 | 8 | S | MT | IC | 138 | DK | S | 0 | 0 | 0 | Retail/Service
15280 | 1621454.5826 | 92.6545 | 1 | S | LT-FF | IC | 130 | N | N | 1 | 534.8561 | 9.1539 | Grocery
15363 | 1642023.8922 | 92.6545 | 1 | W | MT | IU | 500 | DK | S | 0 | 0 | 0 | Grocery
15363 | 1642023.8922 | 92.6545 | 2 | S | LT-FF | IU | 360 | Y | S | 0 | 0 | 0 | Grocery
15363 | 1642023.8922 | 92.6545 | 3 | S | MT | IU | 120 | Y | S | 0 | 0 | 0 | Grocery
15273 | 3593536.0945 | 21.1752 | 1 | S | LT-FF | IC | 1536 | DK | S | 0 | 0 | 0 | Retail/Service
15273 | 3593536.0945 | 21.1752 | 2 | S | MT | IC | 440 | DK | S | 0 | 0 | 0 | Retail/Service
15273 | 3593536.0945 | 21.1752 | 3 | S | MT | IC | 640 | DK | S | 0 | 0 | 0 | Retail/Service
15273 | 3593536.0945 | 21.1752 | 4 | S | MT | IC | 2400 | DK | S | 0 | 0 | 0 | Retail/Service
15273 | 3593536.0945 | 21.1752 | 6 | S | LT-FF | IC | 312 | DK | S | 0 | 0 | 0 | Retail/Service
15255 | 403223.4577 | 105.0061 | 1 | S | MT | IU | 220 | N | N | 1 | 122.8878 | 9.1539 | Grocery
15158 | 519305.5698 | 59.7384 | 1 | S | MT | IC | 225 | DK | N | 1 | 122.8878 | 9.1539 | Grocery
15560 | 3593832.5298 | 58.9288 | 1 | S | MT | IC | 60 | Y | N | 1 | 122.8878 | 9.1539 | Lodging
15370 | 5350758.396 | 62.6831 | 1 | S | MT | IC | 76 | N | S | 0 | 0 | 0 | Lodging
15370 | 5350758.396 | 62.6831 | 2 | S | LT-FF | IC | 76 | N | S | 0 | 0 | 0 | Lodging
15074 | 5825839.9881 | 92.6545 | 1 | W | MT | IC | 408 | N | A | 0 | 0 | 0 | Grocery
15074 | 5825839.9881 | 92.6545 | 2 | S | MT | IC | 1040 | N | A | 0 | 0 | 0 | Grocery
15338 | 329384.0787 | 115.5328 | 1 | S | MT | IC | 429 | N | A | 0 | 0 | 0 | Grocery
15496 | 3430381.234 | 21.1752 | 1 | S | MT | IU | 490 | DK | S | 0 | 0 | 0 | Retail/Service
15496 | 3430381.234 | 21.1752 | 2 | W | MT | IC | 700 | DK | S | 0 | 0 | 0 | Retail/Service
15496 | 3430381.234 | 21.1752 | 3 | S | LT-FF | IU | 570 | DK | S | 0 | 0 | 0 | Retail/Service
15496 | 3430381.234 | 21.1752 | 4 | S | MT | IC | 610 | DK | S | 0 | 0 | 0 | Retail/Service
15496 | 3430381.234 | 21.1752 | 5 | S | MT | IC | 200 | DK | N | 1 | 122.8878 | 9.1539 | Retail/Service
15496 | 3430381.234 | 21.1752 | 6 | S | LT-FF | IC | 150 | DK | S | 0 | 0 | 0 | Retail/Service
15496 | 3430381.234 | 21.1752 | 7 | S | LT-FF | IC | 200 | DK | S | 0 | 0 | 0 | Retail/Service
15544 | 1677026.699 | 340.7206 | 1 | S | MT | IC | 112 | DK | N | 1 | 122.8878 | 9.1539 | Restaurant
2229 | 7381995.6631 | 34.4005 | 2 | S | MT | IC | 64 | N | N | 1 | 122.8878 | 9.1539 | School K-12
15515 | 1061688.5575 | 111.0321 | 1 | S | LT-FF | IC | 25 | DK | A | 0 | 0 | 0 | Other
15288 | 833913.1855 | 160.3679 | 1 | S | MT | IC | 230 | DK | N | 1 | 122.8878 | 9.1539 | Restaurant
15288 | 833913.1855 | 160.3679 | 2 | S | LT-IC | IC | 85 | DK | N | 1 | 128.6318 | 9.1539 | Restaurant
15474 | 4869068.5929 | 194.7627 | 1 | S | MT | IU | 3000 | Y | S | 0 | 0 | 0 | Warehouse
15474 | 4869068.5929 | 194.7627 | 2 | S | LT-IC | IU | 5000 | Y | S | 0 | 0 | 0 | Warehouse
15497 | 4149448.4311 | 21.1752 | 1 | S | LT-IC | IC | 1509 | Y | S | 0 | 0 | 0 | Retail/Service
15497 | 4149448.4311 | 21.1752 | 2 | S | MT | IC | 2290 | Y | S | 0 | 0 | 0 | Retail/Service
15497 | 4149448.4311 | 21.1752 | 3 | W | MT | IC | 515 | Y | S | 0 | 0 | 0 | Retail/Service
15497 | 4149448.4311 | 21.1752 | 4 | S | LT-FF | IC | 504 | Y | S | 0 | 0 | 0 | Retail/Service
15523 | 277394.3083 | 115.5328 | 1 | S | LT-FF | IU | 68 | N | A | 0 | 0 | 0 | Grocery
15385 | 958519.6 | 18.3558 | 1 | S | MT | IC | 91 | N | A | 0 | 0 | 0 | School K-12
15385 | 958519.6 | 18.3558 | 2 | S | LT-FF | IC | 70 | N | A | 0 | 0 | 0 | School K-12
15147 | 1022161.7426 | 340.7206 | 1 | S | MT | IC | 74 | DK | N | 1 | 122.8878 | 9.1539 | Restaurant
15147 | 1022161.7426 | 340.7206 | 2 | S | MT | IC | 138 | DK | N | 1 | 122.8878 | 9.1539 | Restaurant
15147 | 1022161.7426 | 340.7206 | 3 | S | MT | O | 91 | DK | S | 0 | 0 | 0 | Restaurant
15404 | 1596217.1704 | 18.3558 | 1 | S | MT | IC | 81 | N | N | 1 | 122.8878 | 9.1539 | School K-12
15404 | 1596217.1704 | 18.3558 | 2 | S | LT-FF | IC | 108 | N | N | 1 | 128.6318 | 9.1539 | School K-12
15580 | 4117833.8683 | 21.1752 | 1 | S | LT-FF | IC | 360 | N | S | 0 | 0 | 0 | Retail/Service
15580 | 4117833.8683 | 21.1752 | 2 | S | MT | IC | 360 | N | S | 0 | 0 | 0 | Retail/Service
15580 | 4117833.8683 | 21.1752 | 3 | S | MT | IC | 240 | DK | S | 0 | 0 | 0 | Retail/Service
15580 | 4117833.8683 | 21.1752 | 4 | S | MT | IU | 800 | DK | S | 0 | 0 | 0 | Retail/Service
15580 | 4117833.8683 | 21.1752 | 5 | S | LT-FF | IU | 600 | DK | S | 0 | 0 | 0 | Retail/Service
15580 | 4117833.8683 | 21.1752 | 6 | S | MT | IU | 1890 | DK | S | 0 | 0 | 0 | Retail/Service
15550 | 11283352.3347 | 34.4005 | 1 | S | LT-FF | IC | 150 | DK | A | 0 | 0 | 0 | School K-12
15550 | 11283352.3347 | 34.4005 | 2 | S | MT | IC | 150 | DK | A | 0 | 0 | 0 | School K-12
15610 | 10460706.9649 | 194.7627 | 1 | S | LT-IC | IC | 200 | DK | A | 0 | 0 | 0 | Warehouse
15562 | 5634237.9051 | 335.4711 | 1 | S | MT | IC | 50 | DK | A | 0 | 0 | 0 | Assembly
15562 | 5634237.9051 | 335.4711 | 2 | S | LT-FF | IC | 80 | DK | A | 0 | 0 | 0 | Assembly
15170 | 800693.365 | 340.7206 | 1 | S | MT | IC | 80 | DK | S | 0 | 0 | 0 | Restaurant
15170 | 800693.365 | 340.7206 | 2 | S | LT-FF | IC | 105 | DK | S | 0 | 0 | 0 | Restaurant
15320 | 513996.1701 | 3.7884 | 1 | S | MT | IC | 58 | N | N | 1 | 122.8878 | 9.1539 | Lodging
15320 | 513996.1701 | 3.7884 | 2 | S | LT-FF | IC | 135 | N | N | 1 | 128.6318 | 9.1539 | Lodging
15320 | 513996.1701 | 3.7884 | 3 | S | MT | IC | 135 | N | N | 1 | 122.8878 | 9.1539 | Lodging
15380 | 1465109.8252 | 50.1149 | 1 | W | MT | IC | 43 | DK | A | 0 | 0 | 0 | Assembly
15689 | 6499044.5505 | 722.1161 | 1 | S | MT | IC | 147 | N | N | 1 | 122.8878 | 9.1539 | Warehouse
15689 | 6499044.5505 | 722.1161 | 2 | S | LT-FF | IC | 147 | N | A | 0 | 0 | 0 | Warehouse
15578 | 1443660.6374 | 50.1149 | 1 | W | MT | IC | 30 | DK | A | 0 | 0 | 0 | Assembly
15578 | 1443660.6374 | 50.1149 | 2 | W | MT | IC | 118 | DK | A | 0 | 0 | 0 | Assembly
15578 | 1443660.6374 | 50.1149 | 3 | W | LT-FF | IC | 41 | DK | A | 0 | 0 | 0 | Assembly
15578 | 1443660.6374 | 50.1149 | 4 | W | LT-IC | O | 40 | DK | A | 0 | 0 | 0 | Assembly
15578 | 1443660.6374 | 50.1149 | 5 | W | MT | O | 40 | DK | A | 0 | 0 | 0 | Assembly
15443 | 1928336.8111 | 11.7918 | 1 | S | MT | IU | 680 | N | N | 1 | 122.8878 | 9.1539 | Retail/Service
15443 | 1928336.8111 | 11.7918 | 2 | W | MT | IU | 315 | N | N | 1 | 122.8878 | 9.1539 | Retail/Service
15443 | 1928336.8111 | 11.7918 | 3 | S | LT-FF | IC | 100 | N | N | 1 | 128.6318 | 9.1539 | Retail/Service
15443 | 1928336.8111 | 11.7918 | 4 | S | MT | IU | 247 | N | S | 0 | 0 | 0 | Retail/Service
15443 | 1928336.8111 | 11.7918 | 5 | S | MT | IU | 551 | N | N | 1 | 122.8878 | 9.1539 | Retail/Service
15443 | 1928336.8111 | 11.7918 | 6 | S | MT | IU | 285 | N | N | 1 | 122.8878 | 9.1539 | Retail/Service
15443 | 1928336.8111 | 11.7918 | 7 | S | LT-FF | IU | 805 | N | S | 0 | 0 | 0 | Retail/Service
15443 | 1928336.8111 | 11.7918 | 8 | W | MT | IC | 570 | N | N | 1 | 122.8878 | 9.1539 | Retail/Service
15640 | 169348.5238 | 160.3679 | 1 | S | LT-IC | IC | 56 | DK | A | 0 | 0 | 0 | Restaurant
15442 | 4658098.4274 | 14.4805 | 1 | S | MT | IC | 261 | Y | N | 1 | 122.8878 | 9.1539 | Assembly
15442 | 4658098.4274 | 14.4805 | 2 | S | LT-IC | IC | 87 | Y | N | 1 | 128.6318 | 9.1539 | Assembly
3729 | 5942984.6353 | 138.4343 | 1 | S | MT | IC | 60 | DK | N | 1 | 122.8878 | 9.1539 | Residential Care
3729 | 5942984.6353 | 138.4343 | 2 | S | LT-FF | IC | 25 | DK | N | 1 | 128.6318 | 9.1539 | Residential Care
15613 | 3254070.1209 | 335.4711 | 1 | W | MT | IC | 60 | Y | A | 0 | 0 | 0 | Assembly
15613 | 3254070.1209 | 335.4711 | 2 | W | LT-FF | IC | 30 | Y | A | 0 | 0 | 0 | Assembly
15428 | 5285378.7634 | 14.4805 | 1 | W | MT | IC | 630 | Y | A | 0 | 0 | 0 | Assembly
15428 | 5285378.7634 | 14.4805 | 2 | W | LT-FF | IC | 252 | Y | A | 0 | 0 | 0 | Assembly
3150 | 2360380.332 | 450.1965 | 1 | S | MT | IC | 100 | N | N | 1 | 122.8878 | 9.1539 | Restaurant
3150 | 2360380.332 | 450.1965 | 2 | S | LT-FF | IC | 50 | N | N | 1 | 128.6318 | 9.1539 | Restaurant
15376 | 4207886.9457 | 115.1111 | 1 | W | MT | IC | 65 | DK | A | 0 | 0 | 0 | Assembly
15376 | 4207886.9457 | 115.1111 | 2 | W | LT-FF | IC | 31 | DK | A | 0 | 0 | 0 | Assembly
3476 | 11284154.0616 | 29.6855 | 1 | S | MT | IC | 36 | Y | A | 0 | 0 | 0 | Retail/Service
3840 | 4519993.7947 | 173.8459 | 1 | S | MT | IC | 96 | N | N | 1 | 122.8878 | 9.1539 | Retail/Service
3840 | 4519993.7947 | 173.8459 | 2 | S | LT-FF | IC | 64 | N | N | 1 | 128.6318 | 9.1539 | Retail/Service
15503 | 4596923.6091 | 29.6855 | 1 | S | LT-FF | IC | 136 | Y | S | 0 | 0 | 0 | Retail/Service
15503 | 4596923.6091 | 29.6855 | 2 | S | LT-FF | IC | 228 | Y | S | 0 | 0 | 0 | Retail/Service
15503 | 4596923.6091 | 29.6855 | 3 | S | LT-FF | IC | 575 | Y | N | 1 | 128.6318 | 9.1539 | Retail/Service
15503 | 4596923.6091 | 29.6855 | 4 | S | MT | IC | 748 | Y | A | 0 | 0 | 0 | Retail/Service
15503 | 4596923.6091 | 29.6855 | 5 | S | MT | IC | 756 | Y | N | 1 | 122.8878 | 9.1539 | Retail/Service
15438 | 628629.4717 | 340.7206 | 1 | S | MT | IC | 102 | DK | A | 0 | 0 | 0 | Restaurant
15438 | 628629.4717 | 340.7206 | 2 | S | LT-IC | IC | 102 | DK | A | 0 | 0 | 0 | Restaurant
15603 | 873547.0746 | 92.6545 | 1 | W | LT-FF | IC | 210 | DK | S | 0 | 0 | 0 | Grocery
15603 | 873547.0746 | 92.6545 | 2 | W | LT-IC | IC | 275 | DK | N | 1 | 534.8561 | 9.1539 | Grocery
15603 | 873547.0746 | 92.6545 | 3 | W | MT | IC | 112 | DK | S | 0 | 0 | 0 | Grocery
1919 | 2222270.0025 | 34.4005 | 2 | S | MT | IC | 80 | DK | N | 1 | 122.8878 | 9.1539 | School K-12
15174 | 7922117.9294 | 852.574 | 1 | S | MT | IU | 900 | DK | N | 1 | 122.8878 | 9.1539 | Warehouse
15174 | 7922117.9294 | 852.574 | 2 | S | MT | IU | 40 | DK | N | 1 | 122.8878 | 9.1539 | Warehouse
15625 | 232533.4844 | 160.3679 | 1 | S | MT | IC | 84 | N | N | 1 | 122.8878 | 9.1539 | Restaurant
15634 | 1347090.5305 | 160.3679 | 1 | S | MT | IC | 112 | DK | N | 1 | 122.8878 | 9.1539 | Restaurant
15662 | 6127834.6153 | 57.1626 | 1 | S | MT | IC | 180 | DK | N | 1 | 122.8878 | 9.1539 | School K-12
15662 | 6127834.6153 | 57.1626 | 2 | S | LT-FF | IC | 180 | DK | N | 1 | 128.6318 | 9.1539 | School K-12
15417 | 5747445.8321 | 29.6855 | 1 | S | MT | IC | 144 | DK | A | 0 | 0 | 0 | Retail/Service
15417 | 5747445.8321 | 29.6855 | 2 | S | LT-FF | IC | 160 | DK | A | 0 | 0 | 0 | Retail/Service
6781 | 4113223.3886 | 121.3698 | 1 | S | MT | IC | 56 | DK | N | 1 | 122.8878 | 9.1539 | Residential Care
8270 | 1346395.2328 | 18.3558 | 1 | S | MT | IC | 56 | DK | N | 1 | 122.8878 | 9.1539 | School K-12
8270 | 1346395.2328 | 18.3558 | 2 | S | LT-FF | IC | 56 | DK | N | 1 | 128.6318 | 9.1539 | School K-12
15688 | 2228650.4005 | 11.7918 | 1 | S | MT | IC | 429 | DK | S | 0 | 0 | 0 | Retail/Service
15688 | 2228650.4005 | 11.7918 | 2 | S | MT | IC | 244 | DK | S | 0 | 0 | 0 | Retail/Service
15688 | 2228650.4005 | 11.7918 | 3 | S | LT-IC | IC | 377 | DK | S | 0 | 0 | 0 | Retail/Service
15688 | 2228650.4005 | 11.7918 | 5 | S | MT | IC | 793 | DK | S | 0 | 0 | 0 | Retail/Service
15688 | 2228650.4005 | 11.7918 | 6 | S | LT-IC | IC | 75 | DK | N | 1 | 128.6318 | 9.1539 | Retail/Service
15688 | 2228650.4005 | 11.7918 | 7 | S | LT-FF | IC | 195 | DK | S | 0 | 0 | 0 | Retail/Service
15688 | 2228650.4005 | 11.7918 | 8 | S | MT | IC | 665 | DK | N | 1 | 122.8878 | 9.1539 | Retail/Service
15688 | 2228650.4005 | 11.7918 | 9 | S | MT | NF | -1 | DK | S | 0 | 0 | 0 | Retail/Service
15804 | 911995.125 | 42.4184 | 1 | S | LT-FF | IC | 28 | Y | A | 0 | 0 | 0 | Residential Care
15804 | 911995.125 | 42.4184 | 2 | S | MT | IC | 56 | Y | A | 0 | 0 | 0 | Residential Care
15654 | 4274716.8282 | 29.6855 | 1 | S | MT | IC | 49 | Y | A | 0 | 0 | 0 | Retail/Service
15654 | 4274716.8282 | 29.6855 | 2 | S | LT-FF | IC | 36 | Y | A | 0 | 0 | 0 | Retail/Service
15477 | 1515383.2537 | 14.4805 | 1 | W | MT | IU | 56 | DK | N | 1 | 122.8878 | 9.1539 | Assembly
15477 | 1515383.2537 | 14.4805 | 2 | W | MT | IU | 56 | DK | N | 1 | 122.8878 | 9.1539 | Assembly
15477 | 1515383.2537 | 14.4805 | 3 | W | MT | IU | 56 | DK | N | 1 | 122.8878 | 9.1539 | Assembly
15477 | 1515383.2537 | 14.4805 | 4 | W | MT | IU | 56 | DK | N | 1 | 122.8878 | 9.1539 | Assembly
15477 | 1515383.2537 | 14.4805 | 5 | W | MT | IU | 56 | DK | N | 1 | 122.8878 | 9.1539 | Assembly
15626 | 1544085.5059 | 24.0823 | 1 | S | MT | IC | 80 | DK | A | 0 | 0 | 0 | Residential Care
15626 | 1544085.5059 | 24.0823 | 2 | S | LT-FF | IC | 60 | DK | A | 0 | 0 | 0 | Residential Care
15473 | 4210426.6706 | 62.6831 | 1 | S | MT | IC | 78 | DK | N | 1 | 122.8878 | 9.1539 | Lodging
15670 | 3627026.4382 | 57.1626 | 1 | S | MT | IC | 92 | DK | N | 1 | 122.8878 | 9.1539 | School K-12
15672 | 3518531.7544 | 57.1626 | 1 | S | MT | IC | 92 | DK | N | 1 | 122.8878 | 9.1539 | School K-12
15493 | 2628746.7666 | 16.3815 | 1 | S | LT-FF | IC | 55 | Y | N | 1 | 128.6318 | 9.1539 | Residential Care
15493 | 2628746.7666 | 16.3815 | 2 | S | MT | IC | 55 | Y | N | 1 | 122.8878 | 9.1539 | Residential Care
15543 | 2943786.9398 | 59.7384 | 1 | S | LT-FF | IC | 360 | N | N | 1 | 534.8561 | 9.1539 | Grocery
15543 | 2943786.9398 | 59.7384 | 2 | S | MT | IC | 204 | N | N | 1 | 122.8878 | 9.1539 | Grocery
15543 | 2943786.9398 | 59.7384 | 3 | S | MT | IC | 224 | N | N | 1 | 122.8878 | 9.1539 | Grocery
15543 | 2943786.9398 | 59.7384 | 4 | S | MT | IC | 126 | N | N | 1 | 122.8878 | 9.1539 | Grocery
15543 | 2943786.9398 | 59.7384 | 5 | S | LT-IC | IC | 288 | N | S | 0 | 0 | 0 | Grocery
15543 | 2943786.9398 | 59.7384 | 6 | S | MT | IC | 280 | N | N | 1 | 122.8878 | 9.1539 | Grocery
15778 | 1109114.8683 | 9.3203 | 1 | S | LT-FF | IC | 42 | Y | A | 0 | 0 | 0 | Residential Care
15778 | 1109114.8683 | 9.3203 | 2 | S | MT | IC | 63 | Y | A | 0 | 0 | 0 | Residential Care
15377 | 2387151.6415 | 13.262 | 1 | S | MT | IU | 53 | N | N | 1 | 122.8878 | 9.1539 | Other
15715 | 6338458.8243 | 143.5339 | 1 | S | MT | IC | 70 | DK | A | 0 | 0 | 0 | School K-12
15715 | 6338458.8243 | 143.5339 | 2 | S | LT-FF | IC | 70 | DK | A | 0 | 0 | 0 | School K-12
15693 | 952798.0693 | 4.3309 | 1 | S | MT | IC | 290 | N | N | 1 | 122.8878 | 9.1539 | Lodging
15693 | 952798.0693 | 4.3309 | 2 | S | LT-FF | IC | 140 | N | N | 1 | 128.6318 | 9.1539 | Lodging
15693 | 952798.0693 | 4.3309 | 3 | S | MT | IC | 130 | N | N | 1 | 122.8878 | 9.1539 | Lodging
15693 | 952798.0693 | 4.3309 | 4 | S | LT-FF | IC | 60 | N | N | 1 | 128.6318 | 9.1539 | Lodging
15693 | 952798.0693 | 4.3309 | 5 | S | LT-FF | IU | 110 | N | N | 1 | 128.6318 | 9.1539 | Lodging
15678 | 2132877.3541 | 16.3815 | 1 | S | LT-IC | IC | 150 | DK | B | 0 | 0 | 0 | Residential Care
15678 | 2132877.3541 | 16.3815 | 2 | S | MT | IC | 130 | DK | B | 0 | 0 | 0 | Residential Care
15678 | 2132877.3541 | 16.3815 | 3 | S | MT | IC | 130 | DK | B | 0 | 0 | 0 | Residential Care
15011 | 4240222.6689 | 58.9288 | 1 | S | LT-FF | IC | 42 | N | N | 1 | 128.6318 | 9.1539 | Lodging
15011 | 4240222.6689 | 58.9288 | 2 | S | MT | IC | 77 | N | N | 1 | 122.8878 | 9.1539 | Lodging
15396 | 10827059.3611 | 26.3949 | 1 | S | LT-FF | IC | 109 | N | N | 1 | 128.6318 | 9.1539 | Office
15396 | 10827059.3611 | 26.3949 | 2 | S | MT | IC | 158 | N | N | 1 | 122.8878 | 9.1539 | Office
15632 | 3283907.1494 | 117.2824 | 1 | S | LT-FF | IC | 640 | Y | B | 0 | 0 | 0 | Other
15632 | 3283907.1494 | 117.2824 | 2 | S | MT | IC | 512 | Y | B | 0 | 0 | 0 | Other
15632 | 3283907.1494 | 117.2824 | 3 | S | LT-FF | IC | 195 | Y | B | 0 | 0 | 0 | Other
15632 | 3283907.1494 | 117.2824 | 4 | S | MT | IC | 450 | Y | B | 0 | 0 | 0 | Other
15108 | 1406550.993 | 42.4184 | 1 | S | MT | IC | 36 | DK | A | 0 | 0 | 0 | Residential Care
15108 | 1406550.993 | 42.4184 | 2 | S | LT-FF | IC | 36 | DK | A | 0 | 0 | 0 | Residential Care
15182 | 896075.4109 | 59.7384 | 1 | S | LT-IC | IU | 156 | DK | S | 0 | 0 | 0 | Grocery
15182 | 896075.4109 | 59.7384 | 2 | S | LT-IC | IU | 98 | DK | S | 0 | 0 | 0 | Grocery
15182 | 896075.4109 | 59.7384 | 3 | S | MT | IU | 142 | DK | S | 0 | 0 | 0 | Grocery
15182 | 896075.4109 | 59.7384 | 4 | S | MT | IU | 70 | DK | S | 0 | 0 | 0 | Grocery
15182 | 896075.4109 | 59.7384 | 5 | S | MT | IC | 165 | NF | S | 0 | 0 | 0 | Grocery
15679 | 3521732.862 | 57.1626 | 1 | S | MT | IC | 80 | Y | A | 0 | 0 | 0 | School K-12
15679 | 3521732.862 | 57.1626 | 2 | S | LT-FF | IC | 64 | Y | A | 0 | 0 | 0 | School K-12
15680 | 4501214.6357 | 57.1626 | 1 | S | MT | IC | 80 | Y | A | 0 | 0 | 0 | School K-12
15680 | 4501214.6357 | 57.1626 | 2 | S | LT-FF | IC | 64 | Y | A | 0 | 0 | 0 | School K-12
15762 | 5726610.0708 | 57.1626 | 1 | S | LT-FF | IC | 64 | DK | A | 0 | 0 | 0 | School K-12
15815 | 2656110.2782 | 24.0823 | 1 | S | MT | IC | 90 | DK | N | 1 | 122.8878 | 9.1539 | Residential Care
15691 | 4775571.1499 | 29.6855 | 1 | S | MT | IC | 516 | DK | A | 0 | 0 | 0 | Retail/Service
15691 | 4775571.1499 | 29.6855 | 2 | S | LT-FF | IC | 1034 | DK | A | 0 | 0 | 0 | Retail/Service
15691 | 4775571.1499 | 29.6855 | 3 | S | LT-IC | IC | 324 | DK | A | 0 | 0 | 0 | Retail/Service
15650 | 3066088.5882 | 29.9971 | 1 | S | MT | IC | 200 | DK | N | 1 | 122.8878 | 9.1539 | Other
15650 | 3066088.5882 | 29.9971 | 2 | S | LT-FF | IC | 200 | DK | N | 1 | 128.6318 | 9.1539 | Other
15760 | 5501185.5281 | 18.3558 | 1 | S | MT | IC | 70 | N | A | 0 | 0 | 0 | School K-12
15760 | 5501185.5281 | 18.3558 | 2 | S | LT-FF | IC | 70 | N | A | 0 | 0 | 0 | School K-12
15825 | 841159.6496 | 16.3815 | 1 | S | MT | IU | 80 | N | N | 1 | 122.8878 | 9.1539 | Residential Care
15825 | 841159.6496 | 16.3815 | 2 | S | LT-FF | IU | 40 | N | N | 1 | 128.6318 | 9.1539 | Residential Care
15796 | 10920895.7844 | 66.1872 | 1 | S | MT | IC | 38 | DK | N | 1 | 122.8878 | 9.1539 | Assembly
15052 | 1904850.1573 | 160.3679 | 1 | S | MT | IC | 292 | N | A | 0 | 0 | 0 | Restaurant
15052 | 1904850.1573 | 160.3679 | 2 | S | LT-FF | IC | 132 | N | A | 0 | 0 | 0 | Restaurant
15684 | 5404154.1775 | 140.5319 | 1 | S | MT | IC | 74 | Y | A | 0 | 0 | 0 | Other
15684 | 5404154.1775 | 140.5319 | 2 | S | MT | IC | 74 | Y | A | 0 | 0 | 0 | Other
15684 | 5404154.1775 | 140.5319 | 3 | S | LT-FF | IC | 74 | Y | A | 0 | 0 | 0 | Other
15684 | 5404154.1775 | 140.5319 | 4 | S | MT | IC | 110 | Y | A | 0 | 0 | 0 | Other
15684 | 5404154.1775 | 140.5319 | 5 | S | LT-FF | IC | 48 | Y | A | 0 | 0 | 0 | Other
15816 | 825629.9435 | 16.3815 | 1 | S | MT | IC | 100 | DK | A | 0 | 0 | 0 | Residential Care
15816 | 825629.9435 | 16.3815 | 2 | S | LT-FF | IC | 50 | DK | A | 0 | 0 | 0 | Residential Care
15870 | 4066918.0935 | 29.6855 | 2 | W | MT | IC | 1200 | Y | A | 0 | 0 | 0 | Retail/Service
15862 | 3341700.7892 | 15.5573 | 1 | S | LT-IC | O | 64 | DK | N | 1 | 128.6318 | 9.1539 | Assembly
15862 | 3341700.7892 | 15.5573 | 2 | S | LT-IC | O | 64 | DK | N | 1 | 128.6318 | 9.1539 | Assembly
15862 | 3341700.7892 | 15.5573 | 3 | S | LT-IC | O | 64 | DK | N | 1 | 128.6318 | 9.1539 | Assembly
15862 | 3341700.7892 | 15.5573 | 4 | S | LT-IC | O | 64 | DK | N | 1 | 128.6318 | 9.1539 | Assembly
15493 | 2628746.7666 | 16.3815 | 3 | S | LT-FF | IC | 55 | DK | N | 1 | 128.6318 | 9.1539 | Residential Care
15493 | 2628746.7666 | 16.3815 | 4 | S | MT | IC | 55 | DK | N | 1 | 122.8878 | 9.1539 | Residential Care
15687 | 3326131.4419 | 4.3309 | 1 | S | MT | IC | 1300 | Y | N | 1 | 122.8878 | 9.1539 | Lodging
15687 | 3326131.4419 | 4.3309 | 2 | S | LT-FF | IC | 300 | Y | N | 1 | 128.6318 | 9.1539 | Lodging
15826 | 4749685.3646 | 29.6855 | 1 | W | MT | IC | 550 | N | S | 0 | 0 | 0 | Retail/Service
15826 | 4749685.3646 | 29.6855 | 2 | S | MT | IC | 900 | N | N | 1 | 122.8878 | 9.1539 | Retail/Service
15826 | 4749685.3646 | 29.6855 | 3 | S | MT | IC | 150 | N | S | 0 | 0 | 0 | Retail/Service
15826 | 4749685.3646 | 29.6855 | 4 | S | MT | IC | 570 | N | S | 0 | 0 | 0 | Retail/Service
15826 | 4749685.3646 | 29.6855 | 5 | W | MT | IC | 460 | N | S | 0 | 0 | 0 | Retail/Service
15826 | 4749685.3646 | 29.6855 | 6 | S | MT | IC | 150 | DK | S | 0 | 0 | 0 | Retail/Service
15826 | 4749685.3646 | 29.6855 | 7 | S | MT | IC | 300 | N | S | 0 | 0 | 0 | Retail/Service
15826 | 4749685.3646 | 29.6855 | 8 | S | LT-FF | IC | 200 | N | S | 0 | 0 | 0 | Retail/Service
15627 | 1860742.9345 | 14.4805 | 1 | W | LT-IC | IC | 300 | DK | A | 0 | 0 | 0 | Assembly
15627 | 1860742.9345 | 14.4805 | 2 | W | MT | IC | 160 | DK | A | 0 | 0 | 0 | Assembly
15627 | 1860742.9345 | 14.4805 | 3 | W | MT | IC | 250 | DK | A | 0 | 0 | 0 | Assembly
15627 | 1860742.9345 | 14.4805 | 4 | W | MT | IC | 112 | DK | A | 0 | 0 | 0 | Assembly
15627 | 1860742.9345 | 14.4805 | 5 | W | LT-FF | IC | 300 | DK | A | 0 | 0 | 0 | Assembly
15782 | 340668.3245 | 86.2015 | 2 | S | MT | O | 63 | N | A | 0 | 0 | 0 | Grocery
15782 | 340668.3245 | 86.2015 | 3 | S | LT-FF | O | 63 | N | A | 0 | 0 | 0 | Grocery
3283 | 5727931.8223 | 4.3309 | 1 | S | MT | IC | 1200 | N | A | 0 | 0 | 0 | Lodging
3283 | 5727931.8223 | 4.3309 | 2 | S | LT-FF | IC | 525 | N | A | 0 | 0 | 0 | Lodging
3283 | 5727931.8223 | 4.3309 | 3 | S | LT-IC | IC | 525 | N | A | 0 | 0 | 0 | Lodging
15824 | 322393.6067 | 86.2015 | 1 | W | LT-FF | IC | 50 | N | N | 1 | 534.8561 | 9.1539 | Grocery
15831 | 3773376.3394 | 11.7918 | 1 | S | MT | IC | 488 | DK | S | 0 | 0 | 0 | Retail/Service
15831 | 3773376.3394 | 11.7918 | 2 | S | LT-FF | IC | 736 | DK | S | 0 | 0 | 0 | Retail/Service
15831 | 3773376.3394 | 11.7918 | 3 | S | MT | IC | 1014 | DK | S | 0 | 0 | 0 | Retail/Service
15831 | 3773376.3394 | 11.7918 | 4 | S | LT-IC | IC | 260 | DK | S | 0 | 0 | 0 | Retail/Service
15831 | 3773376.3394 | 11.7918 | 5 | W | MT | IC | 308 | Y | N | 1 | 122.8878 | 9.1539 | Retail/Service
15817 | 218089.7928 | 86.2015 | 1 | S | MT | IU | 96 | DK | N | 1 | 122.8878 | 9.1539 | Grocery
15706 | 1075290.493 | 59.7384 | 1 | S | MT | IC | 190 | N | S | 0 | 0 | 0 | Grocery
15706 | 1075290.493 | 59.7384 | 2 | S | LT-FF | IC | 130 | N | S | 0 | 0 | 0 | Grocery
15706 | 1075290.493 | 59.7384 | 3 | S | MT | IC | 240 | N | S | 0 | 0 | 0 | Grocery
15744 | 763840.8886 | 4.3309 | 1 | S | MT | IC | 100 | N | N | 1 | 122.8878 | 9.1539 | Lodging
15744 | 763840.8886 | 4.3309 | 2 | S | MT | IC | 100 | N | N | 1 | 122.8878 | 9.1539 | Lodging
15744 | 763840.8886 | 4.3309 | 3 | S | MT | IC | 100 | N | N | 1 | 122.8878 | 9.1539 | Lodging
15744 | 763840.8886 | 4.3309 | 4 | S | LT-FF | IC | 50 | N | S | 0 | 0 | 0 | Lodging
15833 | 1945928.9976 | 17.6903 | 1 | S | MT | IC | 50 | N | N | 1 | 122.8878 | 9.1539 | Lodging
15833 | 1945928.9976 | 17.6903 | 2 | S | LT-FF | IC | 50 | N | N | 1 | 128.6318 | 9.1539 | Lodging
15839 | 641926.9513 | 3.7884 | 1 | S | MT | IC | 210 | N | N | 1 | 122.8878 | 9.1539 | Lodging
15839 | 641926.9513 | 3.7884 | 2 | S | MT | IC | 105 | N | N | 1 | 122.8878 | 9.1539 | Lodging
15839 | 641926.9513 | 3.7884 | 3 | S | LT-FF | IC | 105 | NF | NF | 0 | 0 | 0 | Lodging
15892 | 1252280.1489 | 24.0823 | 1 | S | MT | IC | 60 | N | N | 1 | 122.8878 | 9.1539 | Residential Care
15892 | 1252280.1489 | 24.0823 | 2 | S | LT-FF | IC | 30 | N | N | 1 | 128.6318 | 9.1539 | Residential Care
15814 | 1499123.8321 | 24.0823 | 1 | S | LT-FF | IC | 100 | DK | A | 0 | 0 | 0 | Residential Care
15676 | 5698092.929 | 34.4005 | 1 | S | MT | IC | 64 | DK | N | 1 | 122.8878 | 9.1539 | School K-12
15806 | 636642.3463 | 4.3309 | 1 | S | MT | IC | 100 | N | N | 1 | 122.8878 | 9.1539 | Lodging
15806 | 636642.3463 | 4.3309 | 2 | S | LT-FF | IC | 50 | N | N | 1 | 128.6318 | 9.1539 | Lodging
15775 | 597383.6072 | 59.7384 | 1 | S | LT-FF | IC | 100 | N | A | 0 | 0 | 0 | Grocery
15775 | 597383.6072 | 59.7384 | 2 | S | MT | IC | 270 | N | A | 0 | 0 | 0 | Grocery
15775 | 597383.6072 | 59.7384 | 3 | S | MT | IC | 230 | N | A | 0 | 0 | 0 | Grocery
15837 | 4782339.4515 | 29.6855 | 1 | W | MT | IC | 900 | DK | S | 0 | 0 | 0 | Retail/Service
15837 | 4782339.4515 | 29.6855 | 2 | S | MT | IC | 280 | DK | S | 0 | 0 | 0 | Retail/Service
15837 | 4782339.4515 | 29.6855 | 3 | S | MT | IC | 930 | DK | S | 0 | 0 | 0 | Retail/Service
15837 | 4782339.4515 | 29.6855 | 4 | S | LT-FF | IC | 600 | DK | S | 0 | 0 | 0 | Retail/Service
15837 | 4782339.4515 | 29.6855 | 5 | S | LT-FF | IC | 650 | DK | S | 0 | 0 | 0 | Retail/Service
15837 | 4782339.4515 | 29.6855 | 6 | S | MT | IC | 250 | DK | S | 0 | 0 | 0 | Retail/Service
15874 | 1100807.1616 | 16.3815 | 1 | S | MT | IC | 63 | DK | A | 0 | 0 | 0 | Residential Care
15874 | 1100807.1616 | 16.3815 | 2 | S | LT-FF | IC | 40 | DK | A | 0 | 0 | 0 | Residential Care
15655 | 894852.9952 | 160.3679 | 1 | S | MT | IC | 100 | N | N | 1 | 122.8878 | 9.1539 | Restaurant
15655 | 894852.9952 | 160.3679 | 2 | S | LT-FF | IC | 25 | N | N | 1 | 128.6318 | 9.1539 | Restaurant
15655 | 894852.9952 | 160.3679 | 3 | S | MT | IC | 50 | Y | N | 1 | 122.8878 | 9.1539 | Restaurant
15808 | 4925248.983 | 14.4805 | 1 | S | LT-FF | IC | 170 | N | A | 0 | 0 | 0 | Assembly
15808 | 4925248.983 | 14.4805 | 2 | S | MT | IC | 170 | N | A | 0 | 0 | 0 | Assembly
15808 | 4925248.983 | 14.4805 | 3 | S | MT | IC | 170 | N | A | 0 | 0 | 0 | Assembly
15808 | 4925248.983 | 14.4805 | 4 | S | MT | IC | 190 | N | A | 0 | 0 | 0 | Assembly
15808 | 4925248.983 | 14.4805 | 5 | S | MT | IC | 530 | N | N | 1 | 122.8878 | 9.1539 | Assembly
15808 | 4925248.983 | 14.4805 | 6 | S | LT-FF | IC | 250 | N | A | 0 | 0 | 0 | Assembly
15764 | 475931.4423 | 9.3203 | 1 | S | MT | IC | 50 | Y | A | 0 | 0 | 0 | Residential Care
15764 | 475931.4423 | 9.3203 | 2 | S | LT-FF | IC | 41 | Y | A | 0 | 0 | 0 | Residential Care
15746 | 962906.6275 | 18.3558 | 1 | S | MT | IC | 60 | DK | N | 1 | 122.8878 | 9.1539 | School K-12
15574 | 6320005.8887 | 17.6903 | 1 | S | MT | IC | 68 | DK | A | 0 | 0 | 0 | Lodging
15574 | 6320005.8887 | 17.6903 | 2 | S | MT | IC | 68 | DK | A | 0 | 0 | 0 | Lodging
15574 | 6320005.8887 | 17.6903 | 3 | S | LT-FF | IC | 136 | DK | A | 0 | 0 | 0 | Lodging
15840 | 4614489.7274 | 97.8143 | 1 | W | MT | IC | 736 | N | N | 1 | 122.8878 | 9.1539 | Grocery
15840 | 4614489.7274 | 97.8143 | 10 | W | MT | IC | 78 | N | N | 1 | 122.8878 | 9.1539 | Grocery
15903 | 949190.4425 | 97.8143 | 1 | W | MT | IC | 485 | DK | N | 1 | 122.8878 | 9.1539 | Grocery
15907 | 4696922.7773 | 55.6395 | 1 | S | MT | IC | 273 | DK | A | 0 | 0 | 0 | Other
15907 | 4696922.7773 | 55.6395 | 2 | S | LT-FF | IC | 297 | DK | A | 0 | 0 | 0 | Other
15865 | 628642.2476 | 160.3679 | 1 | S | MT | IC | 110 | DK | A | 0 | 0 | 0 | Restaurant
15865 | 628642.2476 | 160.3679 | 2 | S | LT-IC | IC | 60 | DK | A | 0 | 0 | 0 | Restaurant
15905 | 940222.0594 | 59.7384 | 1 | S | MT | IC | 243 | DK | N | 1 | 122.8878 | 9.1539 | Grocery
15905 | 940222.0594 | 59.7384 | 2 | S | MT | IC | 260 | DK | N | 1 | 122.8878 | 9.1539 | Grocery
15905 | 940222.0594 | 59.7384 | 3 | S | LT-IC | IC | 270 | DK | N | 1 | 534.8561 | 9.1539 | Grocery
15905 | 940222.0594 | 59.7384 | 4 | S | MT | IC | 90 | DK | N | 1 | 122.8878 | 9.1539 | Grocery
15905 | 940222.0594 | 59.7384 | 5 | S | MT | IC | 90 | DK | N | 1 | 122.8878 | 9.1539 | Grocery
15918 | 1012621.5663 | 340.7206 | 1 | S | MT | NF | 40 | DK | N | 1 | 122.8878 | 9.1539 | Restaurant
15918 | 1012621.5663 | 340.7206 | 2 | S | LT-FF | NF | 63 | DK | N | 1 | 128.6318 | 9.1539 | Restaurant
15726 | 641471.6812 | 160.3679 | 1 | S | MT | IC | 105 | Y | S | 0 | 0 | 0 | Restaurant
15726 | 641471.6812 | 160.3679 | 2 | S | LT-FF | IC | 105 | Y | S | 0 | 0 | 0 | Restaurant
15671 | 9899425.3607 | 57.1626 | 1 | S | DK | NF | -1 | DK | NF | 0 | 0 | 0 | School K-12
15698 | 4334096.1124 | 21.1752 | 1 | S | LT-FF | IC | 510 | Y | A | 0 | 0 | 0 | Retail/Service
15698 | 4334096.1124 | 21.1752 | 2 | S | LT-FF | IC | 450 | Y | A | 0 | 0 | 0 | Retail/Service
15698 | 4334096.1124 | 21.1752 | 3 | S | LT-FF | IC | 102 | Y | A | 0 | 0 | 0 | Retail/Service
15698 | 4334096.1124 | 21.1752 | 4 | S | LT-IC | IC | 342 | Y | A | 0 | 0 | 0 | Retail/Service
15698 | 4334096.1124 | 21.1752 | 5 | S | LT-FF | IC | 792 | Y | A | 0 | 0 | 0 | Retail/Service
15753 | 717806.8112 | 160.3679 | 1 | S | LT-FF | IC | 44 | DK | A | 0 | 0 | 0 | Restaurant
15753 | 717806.8112 | 160.3679 | 2 | S | MT | IC | 65 | DK | A | 0 | 0 | 0 | Restaurant
15893 | 1357388.093 | 42.4184 | 1 | S | MT | IC | 36 | DK | N | 1 | 122.8878 | 9.1539 | Residential Care
15893 | 1357388.093 | 42.4184 | 2 | S | LT-FF | IC | 20 | DK | N | 1 | 128.6318 | 9.1539 | Residential Care
15846 | 8002700.0563 | 66.1872 | 1 | W | LT-FF | IC | 48 | DK | A | 0 | 0 | 0 | Assembly
15846 | 8002700.0563 | 66.1872 | 2 | W | MT | IC | 90 | DK | A | 0 | 0 | 0 | Assembly
15674 | 5453944.2955 | 57.1626 | 1 | S | DK | NF | -1 | DK | NF | 0 | 0 | 0 | School K-12
15890 | 1158121.8919 | 97.8143 | 1 | S | LT-FF | IC | 430 | DK | S | 0 | 0 | 0 | Grocery
15890 | 1158121.8919 | 97.8143 | 2 | S | MT | IC | 475 | DK | A | 0 | 0 | 0 | Grocery
15890 | 1158121.8919 | 97.8143 | 3 | S | MT | IC | 691 | DK | A | 0 | 0 | 0 | Grocery
15890 | 1158121.8919 | 97.8143 | 4 | W | MT | IC | 425 | DK | A | 0 | 0 | 0 | Grocery
15890 | 1158121.8919 | 97.8143 | 5 | S | MT | NF | 1200 | DK | A | 0 | 0 | 0 | Grocery
15854 | 6320078.5305 | 97.8143 | 1 | S | LT-FF | IC | 104 | Y | A | 0 | 0 | 0 | Grocery
15854 | 6320078.5305 | 97.8143 | 2 | S | LT-FF | IC | 68 | Y | A | 0 | 0 | 0 | Grocery
15854 | 6320078.5305 | 97.8143 | 3 | S | LT-IC | IC | 144 | Y | A | 0 | 0 | 0 | Grocery
15854 | 6320078.5305 | 97.8143 | 4 | S | LT-FF | IC | 224 | Y | A | 0 | 0 | 0 | Grocery
15854 | 6320078.5305 | 97.8143 | 5 | S | LT-FF | IC | 612 | Y | A | 0 | 0 | 0 | Grocery
15854 | 6320078.5305 | 97.8143 | 6 | S | LT-IC | IC | 216 | Y | A | 0 | 0 | 0 | Grocery
15854 | 6320078.5305 | 97.8143 | 7 | S | MT | IC | 518 | DK | A | 0 | 0 | 0 | Grocery
15854 | 6320078.5305 | 97.8143 | 8 | S | LT-FF | IC | 110 | Y | A | 0 | 0 | 0 | Grocery
15854 | 6320078.5305 | 97.8143 | 9 | S | MT | IC | 144 | Y | N | 1 | 122.8878 | 9.1539 | Grocery
15854 | 6320078.5305 | 97.8143 | 10 | S | MT | IC | 70 | Y | A | 0 | 0 | 0 | Grocery
15854 | 6320078.5305 | 97.8143 | 11 | S | MT | IC | 645 | Y | A | 0 | 0 | 0 | Grocery
15854 | 6320078.5305 | 97.8143 | 12 | S | MT | IC | 512 | DK | S | 0 | 0 | 0 | Grocery
15854 | 6320078.5305 | 97.8143 | 13 | S | MT | IC | 848 | DK | S | 0 | 0 | 0 | Grocery
15883 | 2084249.1688 | 17.6903 | 1 | S | MT | IC | 90 | DK | A | 0 | 0 | 0 | Lodging
15883 | 2084249.1688 | 17.6903 | 2 | S | MT | IC | 135 | DK | A | 0 | 0 | 0 | Lodging
15883 | 2084249.1688 | 17.6903 | 3 | S | LT-FF | IC | 135 | DK | A | 0 | 0 | 0 | Lodging
15883 | 2084249.1688 | 17.6903 | 4 | S | MT | IC | 64 | DK | A | 0 | 0 | 0 | Lodging
15883 | 2084249.1688 | 17.6903 | 5 | S | MT | IC | 120 | DK | A | 0 | 0 | 0 | Lodging
15877 | 462800.0077 | 4.3309 | 1 | S | MT | IC | 340 | DK | N | 1 | 122.8878 | 9.1539 | Lodging
15877 | 462800.0077 | 4.3309 | 2 | S | LT-FF | IC | 60 | DK | N | 1 | 128.6318 | 9.1539 | Lodging
15889 | 511692.8175 | 3.7884 | 1 | S | MT | IC | 64 | DK | N | 1 | 122.8878 | 9.1539 | Lodging
15889 | 511692.8175 | 3.7884 | 2 | S | MT | IC | 112 | DK | N | 1 | 122.8878 | 9.1539 | Lodging
15889 | 511692.8175 | 3.7884 | 3 | S | LT-FF | IC | 112 | Y | N | 1 | 128.6318 | 9.1539 | Lodging
15889 | 511692.8175 | 3.7884 | 4 | S | MT | IC | 84 | DK | N | 1 | 122.8878 | 9.1539 | Lodging
15889 | 511692.8175 | 3.7884 | 5 | S | MT | IC | 48 | DK | N | 1 | 122.8878 | 9.1539 | Lodging
15951 | 5920775.0567 | 143.5339 | 1 | S | MT | IC | 126 | DK | A | 0 | 0 | 0 | School K-12
15951 | 5920775.0567 | 143.5339 | 2 | S | LT-FF | IC | 126 | DK | A | 0 | 0 | 0 | School K-12
15871 | 5181639.278 | 62.6831 | 1 | S | MT | IC | 96 | DK | A | 0 | 0 | 0 | Lodging
15871 | 5181639.278 | 62.6831 | 2 | S | LT-FF | IC | 72 | DK | A | 0 | 0 | 0 | Lodging
15899 | 3355129.478 | 14.4805 | 1 | S | MT | IC | 200 | N | A | 0 | 0 | 0 | Assembly
15899 | 3355129.478 | 14.4805 | 2 | S | MT | IC | 155 | N | A | 0 | 0 | 0 | Assembly
15899 | 3355129.478 | 14.4805 | 3 | S | LT-FF | IC | 195 | N | N | 1 | 128.6318 | 9.1539 | Assembly
15359 | 3095787.1976 | 340.7206 | 1 | S | MT | IC | 162 | N | A | 0 | 0 | 0 | Restaurant
15362 | 1506666.4085 | 340.7206 | 1 | S | MT | IC | 108 | DK | A | 0 | 0 | 0 | Restaurant
15362 | 1506666.4085 | 340.7206 | 2 | S | LT-FF | O | 64 | DK | A | 0 | 0 | 0 | Restaurant
15395 | 1094719.3632 | 18.3558 | 1 | S | MT | IC | 76 | N | A | 0 | 0 | 0 | School K-12
15395 | 1094719.3632 | 18.3558 | 2 | S | LT-FF | IC | 155 | DK | N | 1 | 128.6318 | 9.1539 | School K-12
15395 | 1094719.3632 | 18.3558 | 3 | S | LT-FF | IC | 70 | N | N | 1 | 128.6318 | 9.1539 | School K-12
15419 | 5843426.9905 | 311.6494 | 1 | S | MT | IC | 250 | DK | N | 1 | 122.8878 | 9.1539 | Assembly
15213 | 2932238.051 | 24.0823 | 1 | S | LT-FF | IC | 50 | Y | A | 0 | 0 | 0 | Residential Care
15213 | 2932238.051 | 24.0823 | 2 | S | MT | IC | 100 | DK | A | 0 | 0 | 0 | Residential Care
15213 | 2932238.051 | 24.0823 | 3 | S | MT | IC | 60 | Y | A | 0 | 0 | 0 | Residential Care
15213 | 2932238.051 | 24.0823 | 4 | S | LT-FF | IC | 18 | Y | A | 0 | 0 | 0 | Residential Care
15948 | 1185509.9096 | 97.8143 | 1 | S | MT | IC | 148 | N | N | 1 | 122.8878 | 9.1539 | Grocery
15948 | 1185509.9096 | 97.8143 | 2 | S | LT-FF | IC | 120 | N | S | 0 | 0 | 0 | Grocery
15948 | 1185509.9096 | 97.8143 | 3 | W | MT | IC | 180 | DK | S | 0 | 0 | 0 | Grocery
15948 | 1185509.9096 | 97.8143 | 4 | S | LT-FF | IC | 175 | DK | S | 0 | 0 | 0 | Grocery
15948 | 1185509.9096 | 97.8143 | 5 | S | MT | IC | 125 | N | A | 0 | 0 | 0 | Grocery
15933 | 1599704.7654 | 18.3558 | 1 | S | MT | IC | 80 | DK | N | 1 | 122.8878 | 9.1539 | School K-12
15933 | 1599704.7654 | 18.3558 | 2 | S | LT-FF | IC | 80 | DK | N | 1 | 128.6318 | 9.1539 | School K-12
15925 | 2630714.0395 | 100.9871 | 1 | S | MT | IC | 87 | N | N | 1 | 122.8878 | 9.1539 | Assembly
15885 | 258604.4974 | 86.2015 | 1 | S | LT-FF | IC | 112 | N | N | 1 | 534.8561 | 9.1539 | Grocery
15878 | 549158.1599 | 4.3309 | 1 | S | MT | IC | 130 | N | S | 0 | 0 | 0 | Lodging
15878 | 549158.1599 | 4.3309 | 2 | S | LT-FF | IC | 100 | N | S | 0 | 0 | 0 | Lodging
15959 | 4547603.7965 | 34.4005 | 1 | S | MT | IC | 86 | DK | N | 1 | 122.8878 | 9.1539 | School K-12
15961 | 3986876.2262 | 34.4005 | 1 | S | MT | IC | 86 | Y | N | 1 | 122.8878 | 9.1539 | School K-12
15961 | 3986876.2262 | 34.4005 | 2 | S | LT-FF | IC | 35 | DK | N | 1 | 128.6318 | 9.1539 | School K-12
15963 | 581995.3764 | 97.8143 | 1 | W | MT | IC | 115 | DK | A | 0 | 0 | 0 | Grocery
15963 | 581995.3764 | 97.8143 | 2 | S | MT | IC | 300 | NF | A | 0 | 0 | 0 | Grocery
15958 | 3398004.3642 | 21.1752 | 1 | W | MT | IC | 1425 | DK | S | 0 | 0 | 0 | Retail/Service
15958 | 3398004.3642 | 21.1752 | 2 | W | LT-FF | IC | 2345 | Y | S | 0 | 0 | 0 | Retail/Service
15958 | 3398004.3642 | 21.1752 | 3 | S | MT | IC | 2144 | DK | S | 0 | 0 | 0 | Retail/Service
15958 | 3398004.3642 | 21.1752 | 4 | S | MT | IC | 1134 | DK | S | 0 | 0 | 0 | Retail/Service
15958 | 3398004.3642 | 21.1752 | 5 | S | MT | IC | 1002 | DK | N | 1 | 122.8878 | 9.1539 | Retail/Service
15958 | 3398004.3642 | 21.1752 | 6 | S | LT-FF | IC | 328 | DK | N | 1 | 128.6318 | 9.1539 | Retail/Service
15958 | 3398004.3642 | 21.1752 | 7 | S | MT | IC | 225 | DK | N | 1 | 122.8878 | 9.1539 | Retail/Service
15916 | 561287.721 | 160.3679 | 1 | S | MT | IC | 120 | N | A | 0 | 0 | 0 | Restaurant
15811 | 477534.5327 | 9.3203 | 1 | S | MT | NF | 180 | DK | N | 1 | 122.8878 | 9.1539 | Residential Care
15811 | 477534.5327 | 9.3203 | 2 | S | LT-FF | IC | 48 | DK | N | 1 | 128.6318 | 9.1539 | Residential Care
15821 | 1651997.0566 | 16.3815 | 1 | S | LT-FF | IC | 88 | DK | A | 0 | 0 | 0 | Residential Care
15821 | 1651997.0566 | 16.3815 | 2 | S | MT | IC | 101 | DK | A | 0 | 0 | 0 | Residential Care
15822 | 1705335.372 | 16.3815 | 1 | S | LT-FF | IC | 110 | Y | A | 0 | 0 | 0 | Residential Care
15822 | 1705335.372 | 16.3815 | 2 | S | MT | IC | 140 | DK | A | 0 | 0 | 0 | Residential Care
15876 | 1993091.2404 | 17.6903 | 1 | S | MT | IC | 96 | DK | A | 0 | 0 | 0 | Lodging
15876 | 1993091.2404 | 17.6903 | 2 | S | MT | IC | 130 | DK | A | 0 | 0 | 0 | Lodging
15876 | 1993091.2404 | 17.6903 | 3 | S | LT-FF | IC | 70 | DK | A | 0 | 0 | 0 | Lodging
15876 | 1993091.2404 | 17.6903 | 4 | S | MT | IC | 90 | DK | A | 0 | 0 | 0 | Lodging
15900 | 1687577.7756 | 16.3815 | 1 | S | MT | IC | 96 | N | S | 0 | 0 | 0 | Residential Care
15900 | 1687577.7756 | 16.3815 | 2 | S | LT-FF | IC | 40 | N | S | 0 | 0 | 0 | Residential Care
15937 | 477562.4936 | 9.3203 | 1 | S | LT-FF | IC | 49 | DK | A | 0 | 0 | 0 | Residential Care
15937 | 477562.4936 | 9.3203 | 2 | S | MT | IC | 56 | DK | A | 0 | 0 | 0 | Residential Care
15964 | 1413388.8587 | 11.7918 | 3 | S | MT | IC | 150 | DK | A | 0 | 0 | 0 | Retail/Service
15901 | 4605383.9861 | 29.6855 | 1 | W | MT | IC | 700 | DK | A | 0 | 0 | 0 | Retail/Service
15901 | 4605383.9861 | 29.6855 | 2 | S | MT | IC | 315 | DK | A | 0 | 0 | 0 | Retail/Service
15901 | 4605383.9861 | 29.6855 | 3 | S | LT-IC | IC | 350 | DK | A | 0 | 0 | 0 | Retail/Service
15901 | 4605383.9861 | 29.6855 | 4 | S | MT | IC | 100 | DK | A | 0 | 0 | 0 | Retail/Service
15901 | 4605383.9861 | 29.6855 | 5 | S | LT-FF | IC | 290 | DK | A | 0 | 0 | 0 | Retail/Service
15901 | 4605383.9861 | 29.6855 | 6 | S | LT-FF | IC | 700 | DK | A | 0 | 0 | 0 | Retail/Service
15901 | 4605383.9861 | 29.6855 | 7 | S | MT | IC | 570 | DK | A | 0 | 0 | 0 | Retail/Service
15901 | 4605383.9861 | 29.6855 | 8 | W | MT | IC | 415 | DK | A | 0 | 0 | 0 | Retail/Service
15901 | 4605383.9861 | 29.6855 | 9 | S | MT | IC | 78 | DK | A | 0 | 0 | 0 | Retail/Service
15901 | 4605383.9861 | 29.6855 | 10 | S | MT | IC | 56 | DK | A | 0 | 0 | 0 | Retail/Service
15921 | 8214482.4753 | 29.9971 | 1 | S | MT | IC | 200 | Y | N | 1 | 122.8878 | 9.1539 | Other
15921 | 8214482.4753 | 29.9971 | 2 | S | LT-FF | IC | 200 | Y | N | 1 | 128.6318 | 9.1539 | Other
15944 | 1228197.8384 | 24.0823 | 1 | S | LT-FF | IC | 50 | N | B | 0 | 0 | 0 | Residential Care
15730 | 676662.8728 | 3.7884 | 1 | S | MT | IC | 140 | N | B | 0 | 0 | 0 | Lodging
15730 | 676662.8728 | 3.7884 | 2 | S | MT | IC | 140 | N | B | 0 | 0 | 0 | Lodging
15730 | 676662.8728 | 3.7884 | 3 | S | LT-FF | IC | 84 | N | B | 0 | 0 | 0 | Lodging
15730 | 676662.8728 | 3.7884 | 4 | S | LT-FF | IC | 72 | N | B | 0 | 0 | 0 | Lodging
15924 | 2559127.9261 | 21.1752 | 1 | S | MT | IC | 60 | DK | N | 1 | 122.8878 | 9.1539 | Retail/Service
15743 | 3225413.2024 | 13.262 | 1 | S | MT | IC | 29 | Y | N | 1 | 122.8878 | 9.1539 | Other
15743 | 3225413.2024 | 13.262 | 2 | S | LT-FF | IC | 43 | Y | N | 1 | 128.6318 | 9.1539 | Other
15743 | 3225413.2024 | 13.262 | 3 | S | MT | IC | 135 | Y | N | 1 | 122.8878 | 9.1539 | Other
15792 | 498297.0035 | 3.7884 | 1 | S | MT | IC | 81 | DK | B | 0 | 0 | 0 | Lodging
15792 | 498297.0035 | 3.7884 | 2 | S | LT-IC | IC | 90 | DK | S | 0 | 0 | 0 | Lodging
15792 | 498297.0035 | 3.7884 | 3 | S | MT | IC | 90 | DK | S | 0 | 0 | 0 | Lodging
15935 | 1241065.9627 | 16.3815 | 1 | S | MT | IC | 500 | Y | N | 1 | 122.8878 | 9.1539 | Residential Care
15935 | 1241065.9627 | 16.3815 | 2 | S | LT-FF | IC | 500 | Y | N | 1 | 128.6318 | 9.1539 | Residential Care
15818 | 472922.2405 | 3.7884 | 1 | S | MT | IC | 224 | DK | A | 0 | 0 | 0 | Lodging
15818 | 472922.2405 | 3.7884 | 2 | S | MT | IC | 80 | DK | A | 0 | 0 | 0 | Lodging
15818 | 472922.2405 | 3.7884 | 3 | S | MT | IC | 80 | DK | A | 0 | 0 | 0 | Lodging
15818 | 472922.2405 | 3.7884 | 4 | DK | LT-FF | IC | 126 | DK | A | 0 | 0 | 0 | Lodging
15818 | 472922.2405 | 3.7884 | 5 | W | LT-FF | IC | 75 | DK | A | 0 | 0 | 0 | Lodging
15830 | 1083871.372 | 3.7884 | 1 | S | LT-IC | IC | 28 | DK | A | 0 | 0 | 0 | Lodging
15830 | 1083871.372 | 3.7884 | 2 | S | MT | IC | 63 | DK | A | 0 | 0 | 0 | Lodging
15830 | 1083871.372 | 3.7884 | 3 | S | MT | IC | 130 | DK | A | 0 | 0 | 0 | Lodging
15830 | 1083871.372 | 3.7884 | 4 | S | LT-FF | IC | 56 | DK | A | 0 | 0 | 0 | Lodging
15830 | 1083871.372 | 3.7884 | 5 | S | LT-FF | IC | 112 | DK | A | 0 | 0 | 0 | Lodging
15830 | 1083871.372 | 3.7884 | 6 | S | LT-FF | IC | 98 | DK | A | 0 | 0 | 0 | Lodging
15832 | 12062781.5649 | 55.6951 | 1 | S | LT-FF | IC | 72 | DK | N | 1 | 128.6318 | 9.1539 | Other
15832 | 12062781.5649 | 55.6951 | 2 | S | MT | IC | 54 | DK | N | 1 | 122.8878 | 9.1539 | Other
15832 | 12062781.5649 | 55.6951 | 3 | S | MT | IC | 72 | DK | N | 1 | 122.8878 | 9.1539 | Other
15850 | 6618790.905 | 66.1872 | 1 | S | MT | IC | 60 | N | A | 0 | 0 | 0 | Assembly
15850 | 6618790.905 | 66.1872 | 2 | S | LT-FF | IC | 102 | N | A | 0 | 0 | 0 | Assembly
15850 | 6618790.905 | 66.1872 | 3 | S | MT | IC | 91 | N | A | 0 | 0 | 0 | Assembly
15850 | 6618790.905 | 66.1872 | 4 | S | MT | IC | 32 | DK | A | 0 | 0 | 0 | Assembly
15850 | 6618790.905 | 66.1872 | 5 | S | LT-FF | IC | 50 | DK | A | 0 | 0 | 0 | Assembly
15850 | 6618790.905 | 66.1872 | 6 | S | MT | IU | 145 | N | A | 0 | 0 | 0 | Assembly
15850 | 6618790.905 | 66.1872 | 7 | S | MT | IC | 600 | DK | N | 1 | 122.8878 | 9.1539 | Assembly
1607 | 3212384.1699 | 34.4005 | 1 | S | LT-FF | IU | 36 | Y | N | 1 | 128.6318 | 9.1539 | School K-12
6781 | 4113223.3886 | 121.3698 | 2 | S | LT-FF | IC | 243 | N | N | 1 | 128.6318 | 9.1539 | Residential Care
1809 | 4039080.1813 | 100.9871 | 1 | S | MT | IU | 65 | DK | N | 1 | 122.8878 | 9.1539 | Assembly
15721 | 3227873.5163 | 97.8143 | 1 | S | MT | IC | 560 | N | N | 1 | 122.8878 | 9.1539 | Grocery
15721 | 3227873.5163 | 97.8143 | 2 | S | LT-FF | IC | 360 | Y | A | 0 | 0 | 0 | Grocery
15730 | 676662.8728 | 3.7884 | 5 | S | MT | O | 108 | N | N | 1 | 122.8878 | 9.1539 | Lodging
Merge Display Case Tabe with site weights | [18 empty] | Do ASH exist on that display case? | Calculated savings per control | Assign Cost from wkbk info | LED Savings per case | Can LED be installed? | Cost lookup for LED strips from workbook |  | Is an occ sensor already installed? | Open Case = 1
[27 empty] | Oher = 0 |  |  |  | Workbook data synthesized
site_id | displaycases_id | display_type | self_contained | case_length | cases_with_doors | anti_sweat | num_doors | primary_light_type | primary_lamp_type | primary_watts_per_lamp | primary_num_lamps | light_schedule | secondary_light_type | secondary_lamp_type | secondary_watts_per_lamp | secondary_num_lamps | Wt_PNW | Sf_PNW | ASH Check | ASHC Savings | ASHC Cost | LED Savings | LED Check | LED Cost | LED O&M Cost | LED Display Case OS Check | Open? | ASHCGas | LEDGas |  | Open Case | Savings (kWh) | Cost ($) | O&M Cost ($) | Savings (therms/yr)
6810 | 2 | MT | N | 68 | N | NO | 0 | N |  | 0 | 0 | NF | N |  | 0 | 0 | 92.6545 | 926545.4758 | 0 | 0 | 0 | 0 | 0 | 0 | 0 | 1 | 1 | 0 | 0 |  | T12 | 81.2241 | 45.1523 | -1.8372 | -0.53777
6810 | 3 | MT | N | 14 | N | NO | 0 | T12 | (2) 2.5' T12, (1) 4' T12 | 30 | 2 | SH | N |  | 0 | 0 | 92.6545 | 926545.4758 | 0 | 0 | 0 | 1137.1379 | 1 | 632.1317 | -25.7207 | 1 | 1 | 0 | -7.5288 |  | T8 | 47.7669 | 45.1523 | -1.3779 | -1.8193
6810 | 4 | MT | N | 24 | N | NO | 0 | T8 | T8 | 32 | 6 | SH | N |  | 0 | 0 | 92.6545 | 926545.4758 | 0 | 0 | 0 | 1146.4054 | 1 | 1083.6543 | -33.0695 | 1 | 1 | 0 | -43.6639 |  | Reach-In Case | Savings (kWh) | Cost ($) | O&M Cost ($) | Savings (therms/yr)
6810 | 5 | MT | N | 8 | N | NO | 0 | N |  | 0 | 0 | NF | N |  | 0 | 0 | 92.6545 | 926545.4758 | 0 | 0 | 0 | 0 | 0 | 0 | 0 | 1 | 1 | 0 | 0 |  | T12 | 123.55 | 36.8872 | -3.07 | 0
2395 | 1 | MT | Y | 5 | Y | ASH | 2 | T8 |  | 40 | 3 | 24 | N |  | 0 | 0 | 105.0061 | 237313.8058 | 1 | 1150.3246 | 211.8791 | 478.75 | 1 | 184.436 | -15.35 | 1 | 0 | -17.5602 | 0 |  | T8 | 95.75 | 36.8872 | -3.07 | 0
2395 | 2 | MT | Y | 5 | Y | ASH | 1 | T8 |  | 40 | 2 | 24 | N |  | 0 | 0 | 105.0061 | 237313.8058 | 1 | 1150.3246 | 211.8791 | 478.75 | 1 | 184.436 | -15.35 | 1 | 0 | -17.5602 | 0 |  | LED Open case length |  | 470260.8902
2395 | 3 | LT-FF | Y | 5 | Y | ASH | 1 | T8 |  | 40 | 2 | 24 | N |  | 0 | 0 | 105.0061 | 237313.8058 | 1 | 1847.2817 | 211.8791 | 478.75 | 1 | 184.436 | -15.35 | 1 | 0 | -25.1734 | 0 |  | LED Reach in length |  | 317521.7557
2395 | 4 | LT-IC | Y | 5 | Y | ASH | 2 | N |  | 0 | 0 | NF | N |  | 0 | 0 | 105.0061 | 237313.8058 | 1 | 1847.2817 | 211.8791 | 0 | 0 | 0 | 0 | 1 | 0 | -25.1734 | 0
2395 | 5 | LT-IC | Y | 4 | Y | ASH | 2 | N |  | 0 | 0 | NF | N |  | 0 | 0 | 105.0061 | 237313.8058 | 1 | 1477.8254 | 169.5033 | 0 | 0 | 0 | 0 | 1 | 0 | -20.1387 | 0
15005 | 1 | MT | N | 43 | Y | NO | 14 | T12 |  | 40 | 8 | 24 | N |  | 0 | 0 | 105.0061 | 216942.6207 | 0 | 0 | 0 | 5312.65 | 1 | 1586.1496 | -132.01 | 1 | 0 | 0 | 0
15006 | 1 | MT | Y | 3 | N | NO | 0 | N |  | 0 | 0 | DK | N |  | 0 | 0 | 450.1965 | 802700.3875 | 0 | 0 | 0 | 0 | 0 | 0 | 0 | 1 | 1 | 0 | 0
2413 | 1 | MT | N | 211 | N | NO | 0 | T8 | -1 | -1 | -1 | SH | N |  | 0 | 0 | 92.6545 | 3520872.808 | 0 | 0 | 0 | 10078.814 | 1 | 9527.1272 | -290.7361 | 1 | 1 | 0 | -383.8786
2413 | 2 | LT-IC | N | 160 | Y | ASHWC | 38 | LED | -1 | -1 | -1 | SH | N |  | 0 | 0 | 92.6545 | 3520872.808 | 0 | 0 | 0 | 0 | 0 | 0 | 0 | 1 | 0 | 0 | 0
15081 | 1 | MT | Y | 16 | Y | NO | 9 | T8 |  | 32 | 8 | 24 | N |  | 0 | 0 | 115.5328 | 233722.9012 | 0 | 0 | 0 | 1532 | 1 | 590.1952 | -49.12 | 1 | 0 | 0 | 0
8255 | 1 | MT | Y | 8 | Y | ASH | 4 | LED | LED | 8 | -1 | 24 | N |  | 0 | 0 | 160.3679 | 1058428.2739 | 1 | 1840.5193 | 339.0066 | 0 | 0 | 0 | 0 | 1 | 0 | -28.0964 | 0
15070 | 1 | LT-IC | NF | 8 | Y | ASH | 2 | T8 | -1 | 32 | 4 | NF | N |  | 0 | 0 | 115.5328 | 161745.9524 | 1 | 2955.6507 | 339.0066 | 766 | 1 | 295.0976 | -24.56 | 1 | 0 | -40.2775 | 0
15070 | 2 | LT-IC | NF | 8 | Y | NO | 2 | T8 | -1 | 32 | 2 | NF | N |  | 0 | 0 | 115.5328 | 161745.9524 | 0 | 0 | 0 | 766 | 1 | 295.0976 | -24.56 | 1 | 0 | 0 | 0
15162 | 1 | MT | N | 20 | Y | DK | 8 | T12 | 5' T12 | 75 | 8 | SH | N |  | 0 | 0 | 115.5328 | 215353.1823 | 0 | 0 | 0 | 2471 | 1 | 737.744 | -61.4 | 1 | 0 | 0 | 0
15162 | 2 | MT | N | 17.5 | Y | DK | 7 | T12 | 5' T12 | 75 | 6 | SH | N |  | 0 | 0 | 115.5328 | 215353.1823 | 0 | 0 | 0 | 2162.125 | 1 | 645.526 | -53.725 | 1 | 0 | 0 | 0
8954 | 2 | MT | Y | 12 | Y | ASH | 6 | T12 | 4 FOOT | 34 | 6 | 24 | N |  | 0 | 0 | 115.5328 | 259948.852 | 1 | 2760.7789 | 508.5099 | 1482.6 | 1 | 442.6464 | -36.84 | 1 | 0 | -42.1446 | 0
8954 | 3 | MT | Y | 8 | Y | ASH | 4 | T8 | 2 FT | 17 | 4 | 24 | N |  | 0 | 0 | 115.5328 | 259948.852 | 1 | 1840.5193 | 339.0066 | 766 | 1 | 295.0976 | -24.56 | 1 | 0 | -28.0964 | 0
8954 | 4 | LT-IC | Y | 6 | Y | ASH | 2 | T8 | T8 | 32 | 2 | 24 | N |  | 0 | 0 | 115.5328 | 259948.852 | 1 | 2216.7381 | 254.255 | 574.5 | 1 | 221.3232 | -18.42 | 1 | 0 | -30.2081 | 0
8954 | 5 | LT-FF | Y | 6 | Y | NO | 2 | LED | STRIP | -1 | 4 | 24 | N |  | 0 | 0 | 115.5328 | 259948.852 | 0 | 0 | 0 | 0 | 0 | 0 | 0 | 1 | 0 | 0 | 0
15181 | 1 | LT-FF | Y | 2.5 | Y | ASHWC | 1 | LED | G | -1 | 1 | 24 | N |  | 0 | 0 | 105.0061 | 352820.5255 | 0 | 0 | 0 | 0 | 0 | 0 | 0 | 1 | 0 | 0 | 0
15181 | 2 | LT-IC | Y | 7.5 | Y | ASHWC | 3 | LED | G | -1 | 5 | 24 | N |  | 0 | 0 | 105.0061 | 352820.5255 | 0 | 0 | 0 | 0 | 0 | 0 | 0 | 1 | 0 | 0 | 0
1941 | 1 | MT | Y | 10 | Y | ASH | 4 | T8 | 2X4 | 32 | 4 | 24 | N |  | 0 | 0 | 22.7863 | 7000148.0947 | 1 | 2300.6491 | 423.7583 | 957.5 | 1 | 368.872 | -30.7 | 1 | 0 | -35.1205 | 0
15265 | 1 | MT | N | 68 | N | NO | 0 | LED | LED | -1 | 34 | SH | N |  | 0 | 0 | 92.6545 | 1454676.397 | 0 | 0 | 0 | 0 | 0 | 0 | 0 | 1 | 1 | 0 | 0
15265 | 2 | LT-FF | N | 45 | Y | ASHWC | 15 | LED | LED | -1 | 30 | SH | N |  | 0 | 0 | 92.6545 | 1454676.397 | 0 | 0 | 0 | 0 | 0 | 0 | 0 | 1 | 0 | 0 | 0
15265 | 3 | LT-IC | N | 40 | Y | ASHWC | 13 | LED | LED | -1 | 26 | SH | N |  | 0 | 0 | 92.6545 | 1454676.397 | 0 | 0 | 0 | 0 | 0 | 0 | 0 | 1 | 0 | 0 | 0
15265 | 4 | LT-FF | N | 450 | Y | NO | 150 | LED | LED | -1 | 30 | SH | N |  | 0 | 0 | 92.6545 | 1454676.397 | 0 | 0 | 0 | 0 | 0 | 0 | 0 | 1 | 0 | 0 | 0
15265 | 5 | LT-IC | Y | 8 | Y | NO | 2 | N |  | 0 | 0 | NF | N |  | 0 | 0 | 92.6545 | 1454676.397 | 0 | 0 | 0 | 0 | 0 | 0 | 0 | 1 | 0 | 0 | 0
15265 | 6 | MT | N | 10 | Y | NO | 3 | LED | LED | -1 | 6 | 24 | N |  | 0 | 0 | 92.6545 | 1454676.397 | 0 | 0 | 0 | 0 | 0 | 0 | 0 | 1 | 0 | 0 | 0
15187 | 1 | LT-FF | Y | 9 | Y | ASHWC | 4 | LED | LED | -1 | 4 | 24 | N |  | 0 | 0 | 105.0061 | 262515.2719 | 0 | 0 | 0 | 0 | 0 | 0 | 0 | 1 | 0 | 0 | 0
15188 | 1 | LT-FF | Y | 11 | Y | ASH | 4 | LED | led | 15 | 6 | SH | N |  | 0 | 0 | 105.0061 | 252014.661 | 1 | 4064.0198 | 466.1341 | 0 | 0 | 0 | 0 | 1 | 0 | -55.3816 | 0
6529 | 1 | MT | N | 40 | Y | DK | 10 | T8 | 11x4ft | 58 | 11 | SH | N |  | 0 | 0 | 92.6545 | 703803.9434 | 0 | 0 | 0 | 3830 | 1 | 1475.488 | -122.8 | 1 | 0 | 0 | 0
6529 | 2 | LT-IC | N | 40 | Y | DK | 10 | LED | STRIP | -1 | 11 | SH | N |  | 0 | 0 | 92.6545 | 703803.9434 | 0 | 0 | 0 | 0 | 0 | 0 | 0 | 1 | 0 | 0 | 0
6529 | 4 | MT | N | 24 | N | NO | 0 | T8 | 6X4 | 32 | 6 | SH | N |  | 0 | 0 | 92.6545 | 703803.9434 | 0 | 0 | 0 | 1146.4054 | 1 | 1083.6543 | -33.0695 | 1 | 1 | 0 | -43.6639
6529 | 5 | MT | N | 60 | N | NO | 0 | LED | 15X4 | -1 | -1 | SH | N |  | 0 | 0 | 92.6545 | 703803.9434 | 0 | 0 | 0 | 0 | 0 | 0 | 0 | 1 | 1 | 0 | 0
15268 | 1 | MT | NF | 488 | N | NO | 0 | T8 |  | 32 | 252 | SH | N |  | 0 | 0 | 92.6545 | 4368661.9183 | 0 | 0 | 0 | 23310.2428 | 1 | 22034.3037 | -672.4133 | 1 | 1 | 0 | -887.833
15268 | 2 | LT-FF | NF | 150 | Y | ASHWC | 50 | T8 |  | 32 | 100 | SH | N |  | 0 | 0 | 92.6545 | 4368661.9183 | 0 | 0 | 0 | 14362.5 | 1 | 5533.08 | -460.5 | 1 | 0 | 0 | 0
15268 | 3 | LT-FF | NF | 30 | Y | ASHWC | 9 | T8 |  | 32 | 18 | SH | N |  | 0 | 0 | 92.6545 | 4368661.9183 | 0 | 0 | 0 | 2872.5 | 1 | 1106.616 | -92.1 | 1 | 0 | 0 | 0
15268 | 4 | MT | N | 60 | Y | NO | 21 | T12 |  | 85 | 24 | SH | N |  | 0 | 0 | 92.6545 | 4368661.9183 | 0 | 0 | 0 | 7413 | 1 | 2213.232 | -184.2 | 1 | 0 | 0 | 0
15268 | 5 | LT-IC | NF | 72 | Y | ASHWC | 24 | T8 |  | 32 | 48 | SH | N |  | 0 | 0 | 92.6545 | 4368661.9183 | 0 | 0 | 0 | 6894 | 1 | 2655.8784 | -221.04 | 1 | 0 | 0 | 0
15171 | 1 | LT-IC | Y | 4.5 | Y | NO | 2 | DK | -1 | -1 | -1 | 24 | N |  | 0 | 0 | 105.0061 | 164649.5785 | 0 | 0 | 0 | 0 | 0 | 0 | 0 | 1 | 0 | 0 | 0
15171 | 2 | MT | Y | 6.5 | Y | NO | 3 | LED | 3.5 FOOR STRIPS | -1 | 4 | 24 | N |  | 0 | 0 | 105.0061 | 164649.5785 | 0 | 0 | 0 | 0 | 0 | 0 | 0 | 1 | 0 | 0 | 0
15171 | 3 | LT-IC | Y | 2.25 | Y | NO | 1 | T8 |  | 17 | 1 | 24 | N |  | 0 | 0 | 105.0061 | 164649.5785 | 0 | 0 | 0 | 215.4375 | 1 | 82.9962 | -6.9075 | 1 | 0 | 0 | 0
15171 | 4 | LT-IC | Y | 4 | Y | NO | 2 | N |  | 0 | 0 | NF | N |  | 0 | 0 | 105.0061 | 164649.5785 | 0 | 0 | 0 | 0 | 0 | 0 | 0 | 1 | 0 | 0 | 0
15171 | 5 | LT-FF | Y | 7 | Y | NO | 3 | LED | 4 FOOT CASE LIGHT STRIPS | -1 | 4 | 24 | N |  | 0 | 0 | 105.0061 | 164649.5785 | 0 | 0 | 0 | 0 | 0 | 0 | 0 | 1 | 0 | 0 | 0
15171 | 6 | MT | Y | 2.5 | Y | NO | 1 | LED | 3.5 FOOT STRIPS | -1 | 2 | 24 | N |  | 0 | 0 | 105.0061 | 164649.5785 | 0 | 0 | 0 | 0 | 0 | 0 | 0 | 1 | 0 | 0 | 0
15171 | 7 | MT | N | 22 | Y | ASHWC | 9 | LED | 10.5' CASE LIGHT STRIPS | -1 | -1 | 24 | N |  | 0 | 0 | 105.0061 | 164649.5785 | 0 | 0 | 0 | 0 | 0 | 0 | 0 | 1 | 0 | 0 | 0
15164 | 1 | MT | N | 84 | N | NO | 0 | T12 |  | 85 | 28 | 24 | N |  | 0 | 0 | 59.7384 | 3060933.8652 | 0 | 0 | 0 | 6822.8271 | 1 | 3792.79 | -154.3244 | 1 | 1 | 0 | -45.1729
15164 | 2 | MT | N | 24 | N | NO | 0 | T12 |  | 85 | 6 | 24 | N |  | 0 | 0 | 59.7384 | 3060933.8652 | 0 | 0 | 0 | 1949.3792 | 1 | 1083.6543 | -44.0927 | 1 | 1 | 0 | -12.9065
15164 | 3 | MT | N | 33 | N | NO | 0 | T12 |  | 85 | 5 | 24 | N |  | 0 | 0 | 59.7384 | 3060933.8652 | 0 | 0 | 0 | 2680.3964 | 1 | 1490.0246 | -60.6274 | 1 | 1 | 0 | -17.7465
15164 | 4 | MT | N | 56 | N | NO | 0 | T8 |  | 32 | 13 | 24 | N |  | 0 | 0 | 59.7384 | 3060933.8652 | 0 | 0 | 0 | 2674.9459 | 1 | 2528.5267 | -77.1622 | 1 | 1 | 0 | -101.8825
15164 | 5 | MT | N | 24 | N | NO | 0 | T12 |  | 85 | 6 | 24 | N |  | 0 | 0 | 59.7384 | 3060933.8652 | 0 | 0 | 0 | 1949.3792 | 1 | 1083.6543 | -44.0927 | 1 | 1 | 0 | -12.9065
15164 | 6 | MT | N | 77 | N | NO | 0 | T12 |  | 40 | 12 | 24 | N |  | 0 | 0 | 59.7384 | 3060933.8652 | 0 | 0 | 0 | 6254.2582 | 1 | 3476.7241 | -141.464 | 1 | 1 | 0 | -41.4085
15164 | 7 | MT | N | 35 | Y | ASHWC | 17 | T8 |  | 32 | 18 | 24 | N |  | 0 | 0 | 59.7384 | 3060933.8652 | 0 | 0 | 0 | 3351.25 | 1 | 1291.052 | -107.45 | 1 | 0 | 0 | 0
15164 | 8 | MT | N | 44 | N | NO | 0 | T8 |  | 32 | 11 | 24 | N |  | 0 | 0 | 59.7384 | 3060933.8652 | 0 | 0 | 0 | 2101.7432 | 1 | 1986.6995 | -60.6274 | 1 | 1 | 0 | -80.0505
15164 | 9 | MT | N | 32 | N | DK | 0 | T8 |  | 32 | 12 | 24 | N |  | 0 | 0 | 59.7384 | 3060933.8652 | 0 | 0 | 0 | 1528.5405 | 1 | 1444.8724 | -44.0927 | 1 | 1 | 0 | -58.2186
15164 | 10 | LT-FF | N | 40 | N | DK | 0 | T8 |  | 32 | 12 | 24 | N |  | 0 | 0 | 59.7384 | 3060933.8652 | 0 | 0 | 0 | 1910.6756 | 1 | 1806.0905 | -55.1158 | 1 | 1 | 0 | -72.7732
15164 | 12 | LT-FF | N | 65 | Y | ASHWC | 25 | LED | 24 Volt system | -1 | -1 | 24 | N |  | 0 | 0 | 59.7384 | 3060933.8652 | 0 | 0 | 0 | 0 | 0 | 0 | 0 | 1 | 0 | 0 | 0
15164 | 13 | LT-FF | N | 55 | Y | ASHWC | 21 | LED | 24 Volt system | -1 | -1 | 24 | N |  | 0 | 0 | 59.7384 | 3060933.8652 | 0 | 0 | 0 | 0 | 0 | 0 | 0 | 1 | 0 | 0 | 0
15136 | 1 | MT | Y | 36 | Y | NO | 14 | T8 |  | 32 | 7 | SH | N |  | 0 | 0 | 92.6545 | 2053595.3925 | 0 | 0 | 0 | 3447 | 1 | 1327.9392 | -110.52 | 1 | 0 | 0 | 0
15136 | 2 | MT | Y | 24 | N | NO | 0 | T8 |  | 32 | 6 | SH | N |  | 0 | 0 | 92.6545 | 2053595.3925 | 0 | 0 | 0 | 1146.4054 | 1 | 1083.6543 | -33.0695 | 1 | 1 | 0 | -43.6639
15136 | 3 | MT | Y | 16 | Y | ASH | 6 | T12 |  | 40 | 7 | SH | N |  | 0 | 0 | 92.6545 | 2053595.3925 | 1 | 3681.0386 | 678.0133 | 1976.8 | 1 | 590.1952 | -49.12 | 1 | 0 | -56.1928 | 0
15136 | 4 | MT | Y | 12 | N | NO | 0 | T8 |  | 32 | 3 | SH | N |  | 0 | 0 | 92.6545 | 2053595.3925 | 0 | 0 | 0 | 573.2027 | 1 | 541.8271 | -16.5348 | 1 | 1 | 0 | -21.832
15136 | 5 | MT | Y | 44 | N | NO | 0 | T8 |  | 32 | 11 | SH | N |  | 0 | 0 | 92.6545 | 2053595.3925 | 0 | 0 | 0 | 2101.7432 | 1 | 1986.6995 | -60.6274 | 1 | 1 | 0 | -80.0505
15136 | 6 | MT | Y | 6 | N | NO | 0 | T8 |  | 32 | 1 | SH | N |  | 0 | 0 | 92.6545 | 2053595.3925 | 0 | 0 | 0 | 286.6013 | 1 | 270.9136 | -8.2674 | 1 | 1 | 0 | -10.916
15136 | 7 | LT-FF | Y | 53 | N | NO | 0 | T12 |  | 40 | 15 | SH | N |  | 0 | 0 | 92.6545 | 2053595.3925 | 0 | 0 | 0 | 4304.879 | 1 | 2393.0699 | -97.3713 | 1 | 1 | 0 | -28.5019
15189 | 1 | MT | Y | 20 | Y | NO | 9 | T8 |  | 32 | 5 | 24 | N |  | 0 | 0 | 105.0061 | 397448.1217 | 0 | 0 | 0 | 1915 | 1 | 737.744 | -61.4 | 1 | 0 | 0 | 0
15189 | 2 | LT-IC | Y | 5 | Y | ASH | 2 | T8 | 32 | 32 | 3 | 24 | N |  | 0 | 0 | 105.0061 | 397448.1217 | 1 | 1847.2817 | 211.8791 | 478.75 | 1 | 184.436 | -15.35 | 1 | 0 | -25.1734 | 0
15189 | 3 | LT-FF | Y | 5 | Y | ASHWC | 2 | T8 |  | 32 | 3 | 24 | N |  | 0 | 0 | 105.0061 | 397448.1217 | 0 | 0 | 0 | 478.75 | 1 | 184.436 | -15.35 | 1 | 0 | 0 | 0
15167 | 1 | MT | N | 196 | N | NF | 0 | T5 |  | 54 | 65 | SH | N |  | 0 | 0 | 11.7918 | 1637126.4921 | 0 | 0 | 0 | 0 | 0 | 0 | 0 | 1 | 1 | 0 | 0
15167 | 2 | MT | N | 108 | N | NF | 0 | T5 |  | 54 | 14 | SH | N |  | 0 | 0 | 11.7918 | 1637126.4921 | 0 | 0 | 0 | 0 | 0 | 0 | 0 | 1 | 1 | 0 | 0
15167 | 3 | MT | N | 21 | N | NO | 0 | N |  | 0 | 0 | NF | N |  | 0 | 0 | 11.7918 | 1637126.4921 | 0 | 0 | 0 | 0 | 0 | 0 | 0 | 1 | 1 | 0 | 0
15167 | 4 | MT | N | 60 | Y | NO | 34 | LED |  | -1 | -1 | SH | N |  | 0 | 0 | 11.7918 | 1637126.4921 | 0 | 0 | 0 | 0 | 0 | 0 | 0 | 1 | 0 | 0 | 0
15398 | 1 | LT-IC | N | 6 | Y | ASH | 3 | LED | 4' LED bars | -1 | 4 | SH | N |  | 0 | 0 | 160.3679 | 360827.8207 | 1 | 2216.7381 | 254.255 | 0 | 0 | 0 | 0 | 1 | 0 | -30.2081 | 0
15399 | 1 | MT | Y | 4 | Y | NO | 2 | T8 | 3'T8 | 25 | 1 | SH | N |  | 0 | 0 | 160.3679 | 481103.7609 | 0 | 0 | 0 | 383 | 1 | 147.5488 | -12.28 | 1 | 0 | 0 | 0
15193 | 1 | MT | Y | 45 | Y | ASHWC | 18 | T8 | SP | 58 | 18 | SH | N |  | 0 | 0 | 334.4652 | 5599616.0405 | 0 | 0 | 0 | 4308.75 | 1 | 1659.924 | -138.15 | 1 | 0 | 0 | 0
15193 | 2 | LT-FF | Y | 7.5 | Y | ASHWC | 3 | T8 | SP | 58 | 3 | SH | N |  | 0 | 0 | 334.4652 | 5599616.0405 | 0 | 0 | 0 | 718.125 | 1 | 276.654 | -23.025 | 1 | 0 | 0 | 0
15193 | 3 | LT-IC | Y | 7.5 | Y | ASHWC | 3 | T8 | SP | 58 | 3 | SH | N |  | 0 | 0 | 334.4652 | 5599616.0405 | 0 | 0 | 0 | 718.125 | 1 | 276.654 | -23.025 | 1 | 0 | 0 | 0
15206 | 1 | MT | N | 60 | N | ASH | 0 | T8 |  | 32 | 34 | SH | N |  | 0 | 0 | 97.8143 | 3625391.0305 | 1 | 13803.8947 | 2542.5497 | 2866.0135 | 1 | 2709.1357 | -82.6738 | 1 | 1 | -210.7228 | -109.1598
15206 | 2 | MT | Y | 6 | Y | DK | 2 | T8 |  | 32 | 2 | SH | N |  | 0 | 0 | 97.8143 | 3625391.0305 | 0 | 0 | 0 | 574.5 | 1 | 221.3232 | -18.42 | 1 | 0 | 0 | 0
15206 | 3 | LT-IC | Y | 3 | Y | DK | 1 | T8 |  | 32 | 1 | SH | N |  | 0 | 0 | 97.8143 | 3625391.0305 | 0 | 0 | 0 | 287.25 | 1 | 110.6616 | -9.21 | 1 | 0 | 0 | 0
15206 | 4 | MT | N | 58 | N | ASH | 0 | T8 |  | 32 | 16 | SH | N |  | 0 | 0 | 97.8143 | 3625391.0305 | 1 | 13343.7648 | 2457.7981 | 2770.4797 | 1 | 2618.8312 | -79.918 | 1 | 1 | -203.6987 | -105.5211
15206 | 5 | MT | DK | 22 | N | DK | 0 | T8 |  | 32 | 5 | SH | N |  | 0 | 0 | 97.8143 | 3625391.0305 | 0 | 0 | 0 | 1050.8716 | 1 | 993.3498 | -30.3137 | 1 | 1 | 0 | -40.0253
15206 | 6 | MT | N | 8 | N | DK | 0 | T8 |  | 32 | 2 | SH | N |  | 0 | 0 | 97.8143 | 3625391.0305 | 0 | 0 | 0 | 382.1351 | 1 | 361.2181 | -11.0232 | 1 | 1 | 0 | -14.5546
15206 | 7 | LT-FF | N | 8 | N | DK | 0 | N |  | 0 | 0 | NF | N |  | 0 | 0 | 97.8143 | 3625391.0305 | 0 | 0 | 0 | 0 | 0 | 0 | 0 | 1 | 1 | 0 | 0
15206 | 8 | MT | Y | 8 | Y | DK | 2 | N |  | 0 | 0 | NF | N |  | 0 | 0 | 97.8143 | 3625391.0305 | 0 | 0 | 0 | 0 | 0 | 0 | 0 | 1 | 0 | 0 | 0
15318 | 1 | LT-FF | N | 6 | Y | ASH | 2 | LED | G | -1 | 3 | 24 | N |  | 0 | 0 | 115.5328 | 323491.9047 | 1 | 2216.7381 | 254.255 | 0 | 0 | 0 | 0 | 1 | 0 | -30.2081 | 0
15318 | 2 | MT | Y | 12.5 | Y | NO | 5 | T8 | SP | 32 | 5 | 24 | N |  | 0 | 0 | 115.5328 | 323491.9047 | 0 | 0 | 0 | 1196.875 | 1 | 461.09 | -38.375 | 1 | 0 | 0 | 0
15317 | 1 | MT | N | 88 | Y | ASH | 34 | T8 | SP | 32 | 36 | 24 | N |  | 0 | 0 | 59.7384 | 661602.345 | 1 | 20245.7122 | 3729.0729 | 8426 | 1 | 3246.0736 | -270.16 | 1 | 0 | -309.0602 | 0
15317 | 2 | LT-FF | N | 48 | Y | ASH | 19 | T8 | SP | 32 | 20 | 24 | N |  | 0 | 0 | 59.7384 | 661602.345 | 1 | 17733.9045 | 2034.0398 | 4596 | 1 | 1770.5856 | -147.36 | 1 | 0 | -241.665 | 0
15317 | 3 | LT-IC | N | 30 | Y | ASH | 11 | T8 | SP | 32 | 13 | 24 | N |  | 0 | 0 | 59.7384 | 661602.345 | 1 | 11083.6903 | 1271.2749 | 2872.5 | 1 | 1106.616 | -92.1 | 1 | 0 | -151.0406 | 0
15317 | 4 | MT | N | 49 | N | NO | 0 | T8 | SP | 32 | 30 | 24 | N |  | 0 | 0 | 59.7384 | 661602.345 | 0 | 0 | 0 | 2340.5777 | 1 | 2212.4608 | -67.5169 | 1 | 1 | 0 | -89.1472
15356 | 1 | MT | N | 8 | N | NO | 0 | T8 | 4'T8 | 32 | 5 | SH | N |  | 0 | 0 | 115.5328 | 247240.2415 | 0 | 0 | 0 | 382.1351 | 1 | 361.2181 | -11.0232 | 1 | 1 | 0 | -14.5546
15356 | 2 | MT | N | 8 | N | NO | 0 | N |  | 0 | 0 | NF | N |  | 0 | 0 | 115.5328 | 247240.2415 | 0 | 0 | 0 | 0 | 0 | 0 | 0 | 1 | 1 | 0 | 0
15356 | 3 | MT | Y | 4 | Y | ASH | 2 | T8 | 4'T8 | 32 | 1 | NF | N |  | 0 | 0 | 115.5328 | 247240.2415 | 1 | 920.2596 | 169.5033 | 383 | 1 | 147.5488 | -12.28 | 1 | 0 | -14.0482 | 0
15358 | 1 | MT | Y | 10 | Y | ASHWC | 5 | T12 | T12 | 40 | 3 | SH | N |  | 0 | 0 | 59.7384 | 349529.1486 | 0 | 0 | 0 | 1235.5 | 1 | 368.872 | -30.7 | 1 | 0 | 0 | 0
15358 | 2 | LT-FF | N | 10 | Y | ASH | 5 | T12 | T12 | 40 | 6 | SH | N |  | 0 | 0 | 59.7384 | 349529.1486 | 1 | 3694.5634 | 423.7583 | 1235.5 | 1 | 368.872 | -30.7 | 1 | 0 | -50.3469 | 0
15358 | 3 | MT | N | 8 | N | NO | 0 | N |  | 0 | 0 | NF | N |  | 0 | 0 | 59.7384 | 349529.1486 | 0 | 0 | 0 | 0 | 0 | 0 | 0 | 1 | 1 | 0 | 0
15358 | 4 | LT-FF | Y | 3 | Y | NO | 1 | DK |  | -1 | -1 | SH | N |  | 0 | 0 | 59.7384 | 349529.1486 | 0 | 0 | 0 | 0 | 0 | 0 | 0 | 1 | 0 | 0 | 0
15358 | 5 | MT | Y | 4 | N | NO | 0 | T8 | T8 | 32 | 1 | SH | N |  | 0 | 0 | 59.7384 | 349529.1486 | 0 | 0 | 0 | 191.0676 | 1 | 180.609 | -5.5116 | 1 | 1 | 0 | -7.2773
15172 | 1 | LT-FF | Y | 42 | Y | ASHWC | 21 | LED | SYLVANIA | -1 | -1 | SH | N |  | 0 | 0 | 59.7384 | 716860.3287 | 0 | 0 | 0 | 0 | 0 | 0 | 0 | 1 | 0 | 0 | 0
15172 | 2 | LT-IC | Y | 18 | Y | ASH | 8 | LED | T | -1 | -1 | SH | N |  | 0 | 0 | 59.7384 | 716860.3287 | 1 | 6650.2142 | 762.7649 | 0 | 0 | 0 | 0 | 1 | 0 | -90.6244 | 0
15172 | 3 | LT-FF | Y | 12 | N | NO | 0 | T8 | 1x4 | 32 | 9 | SH | N |  | 0 | 0 | 59.7384 | 716860.3287 | 0 | 0 | 0 | 573.2027 | 1 | 541.8271 | -16.5348 | 1 | 1 | 0 | -21.832
15172 | 4 | LT-FF | NF | 24 | N | NF | 0 | T8 | 1x4 | 32 | 12 | SH | N |  | 0 | 0 | 59.7384 | 716860.3287 | 0 | 0 | 0 | 1146.4054 | 1 | 1083.6543 | -33.0695 | 1 | 1 | 0 | -43.6639
15172 | 5 | LT-FF | Y | 24 | N | NF | 0 | T8 | 1x4 | 32 | 13 | 24 | N |  | 0 | 0 | 59.7384 | 716860.3287 | 0 | 0 | 0 | 1146.4054 | 1 | 1083.6543 | -33.0695 | 1 | 1 | 0 | -43.6639
15172 | 6 | LT-FF | N | 40 | N | NF | 0 | T8 | 1x4 | 32 | 30 | 24 | N |  | 0 | 0 | 59.7384 | 716860.3287 | 0 | 0 | 0 | 1910.6756 | 1 | 1806.0905 | -55.1158 | 1 | 1 | 0 | -72.7732
15172 | 7 | MT | N | 40 | N | NF | 0 | T12 | 1x4 | 34 | 11 | 24 | N |  | 0 | 0 | 59.7384 | 716860.3287 | 0 | 0 | 0 | 3248.9653 | 1 | 1806.0905 | -73.4878 | 1 | 1 | 0 | -21.5109
15408 | 1 | MT | Y | 32 | Y | ASHWC | 2 | T8 |  | 32 | 8 | 24 | N |  | 0 | 0 | 340.7206 | 3236845.5181 | 0 | 0 | 0 | 3064 | 1 | 1180.3904 | -98.24 | 1 | 0 | 0 | 0
15524 | 1 | MT | Y | 12 | Y | NO | 6 | T12 | T12 | 40 | 4 | 24 | N |  | 0 | 0 | 97.8143 | 503450.4542 | 0 | 0 | 0 | 1482.6 | 1 | 442.6464 | -36.84 | 1 | 0 | 0 | 0
15109 | 1 | MT | N | 11.5 | Y | ASH | 5 | LED | STRIP | -1 | -1 | 24 | N |  | 0 | 0 | 334.4652 | 4776162.7678 | 1 | 2645.7465 | 487.322 | 0 | 0 | 0 | 0 | 1 | 0 | -40.3885 | 0
15109 | 2 | LT-FF | N | 20 | Y | ASH | 8 | LED | STRIP | -1 | -1 | 24 | N |  | 0 | 0 | 334.4652 | 4776162.7678 | 1 | 7389.1269 | 847.5166 | 0 | 0 | 0 | 0 | 1 | 0 | -100.6937 | 0
15109 | 3 | MT | Y | 3 | Y | ASH | 1 | LED | STRIP | -1 | -1 | 24 | N |  | 0 | 0 | 334.4652 | 4776162.7678 | 1 | 690.1947 | 127.1275 | 0 | 0 | 0 | 0 | 1 | 0 | -10.5361 | 0
15366 | 1 | LT-IC | Y | 10 | Y | DK | 4 | T8 |  | 44 | 4 | 24 | N |  | 0 | 0 | 334.4652 | 9343284.7982 | 0 | 0 | 0 | 957.5 | 1 | 368.872 | -30.7 | 1 | 0 | 0 | 0
15425 | 1 | MT | N | 316 | N | NO | 0 | T8 | (1X4)T8 SP | 32 | 139 | SH | T8 | (1X6)T8 SP | 40 | 1 | 59.7384 | 1961449.336 | 0 | 0 | 0 | 15094.3375 | 1 | 14268.1147 | -435.4151 | 1 | 1 | 0 | -574.9083
15425 | 2 | MT | Y | 6 | N | NO | 0 | T8 | (1X3)T8 SP | 25 | 4 | SH | N |  | 0 | 0 | 59.7384 | 1961449.336 | 0 | 0 | 0 | 286.6013 | 1 | 270.9136 | -8.2674 | 1 | 1 | 0 | -10.916
15425 | 3 | LT-FF | N | 158 | Y | ASHWC | 63 | LED | (1X5) LED | -1 | 67 | SH | N |  | 0 | 0 | 59.7384 | 1961449.336 | 0 | 0 | 0 | 0 | 0 | 0 | 0 | 1 | 0 | 0 | 0
15425 | 4 | LT-FF | N | 44 | N | NO | 0 | N |  | 0 | 0 | DK | N |  | 0 | 0 | 59.7384 | 1961449.336 | 0 | 0 | 0 | 0 | 0 | 0 | 0 | 1 | 1 | 0 | 0
15425 | 5 | LT-IC | N | 8 | Y | ASHWC | 3 | LED | (1X5) LED | -1 | 4 | SH | N |  | 0 | 0 | 59.7384 | 1961449.336 | 0 | 0 | 0 | 0 | 0 | 0 | 0 | 1 | 0 | 0 | 0
15401 | 1 | MT | N | 388 | N | ASH | 0 | T8 | SP | 32 | 95 | SH | N |  | 0 | 0 | 59.7384 | 3368287.7311 | 1 | 89265.1854 | 16441.8216 | 18533.5537 | 1 | 17519.0775 | -534.6237 | 1 | 1 | -1362.6743 | -705.9
15401 | 2 | LT-FF | N | 200 | Y | ASH | 44 | T8 | SP | 32 | 50 | SH | N |  | 0 | 0 | 59.7384 | 3368287.7311 | 1 | 73891.2686 | 8475.1658 | 19150 | 1 | 7377.44 | -614 | 1 | 0 | -1006.9374 | 0
15401 | 3 | LT-IC | N | 152 | Y | ASH | 60 | T8 | SP | 32 | 38 | SH | N |  | 0 | 0 | 59.7384 | 3368287.7311 | 1 | 56157.3642 | 6441.126 | 14554 | 1 | 5606.8544 | -466.64 | 1 | 0 | -765.2725 | 0
15401 | 4 | MT | Y | 204 | N | ASH | 0 | T8 | SP | 32 | 51 | SH | N |  | 0 | 0 | 59.7384 | 3368287.7311 | 1 | 46933.2418 | 8644.6691 | 9744.4458 | 1 | 9211.0614 | -281.0908 | 1 | 1 | -716.4576 | -371.1433
15042 | 1 | LT-IC | Y | 12 | N | NO | 0 | T8 |  | 32 | 30 | 24 | N |  | 0 | 0 | 59.7384 | 716860.3287 | 0 | 0 | 0 | 573.2027 | 1 | 541.8271 | -16.5348 | 1 | 1 | 0 | -21.832
15042 | 2 | LT-IC | Y | 12 | N | NO | 0 | T8 |  | 32 | 16 | 24 | N |  | 0 | 0 | 59.7384 | 716860.3287 | 0 | 0 | 0 | 573.2027 | 1 | 541.8271 | -16.5348 | 1 | 1 | 0 | -21.832
15042 | 3 | MT | Y | 8 | N | ASH | 0 | T8 |  | 32 | 4 | 24 | N |  | 0 | 0 | 59.7384 | 716860.3287 | 1 | 1840.5193 | 339.0066 | 382.1351 | 1 | 361.2181 | -11.0232 | 1 | 1 | -28.0964 | -14.5546
15042 | 4 | MT | Y | 4 | N | ASH | 0 | T8 |  | 32 | 2 | 24 | N |  | 0 | 0 | 59.7384 | 716860.3287 | 1 | 920.2596 | 169.5033 | 191.0676 | 1 | 180.609 | -5.5116 | 1 | 1 | -14.0482 | -7.2773
15332 | 1 | LT-FF | N | 11 | Y | ASH | 5 | LED | -1 | -1 | -1 | 24 | N |  | 0 | 0 | 115.5328 | 415918.1632 | 1 | 4064.0198 | 466.1341 | 0 | 0 | 0 | 0 | 1 | 0 | -55.3816 | 0
15332 | 2 | MT | N | 8 | Y | ASH | 3 | T12 | Strip 8' | 96 | 1 | 24 | N |  | 0 | 0 | 115.5328 | 415918.1632 | 1 | 1840.5193 | 339.0066 | 988.4 | 1 | 295.0976 | -24.56 | 1 | 0 | -28.0964 | 0
15332 | 3 | MT | N | 54 | N | NO | 0 | T8 | Strip 4' | 32 | 13 | 24 | N |  | 0 | 0 | 115.5328 | 415918.1632 | 0 | 0 | 0 | 2579.4121 | 1 | 2438.2221 | -74.4064 | 1 | 1 | 0 | -98.2438
15285 | 1 | MT | N | 36 | N | NO | 0 | T8 | .5 x 4 | 32 | 9 | SH | N |  | 0 | 0 | 92.6545 | 1111854.5709 | 0 | 0 | 0 | 1719.6081 | 1 | 1625.4814 | -49.6043 | 1 | 1 | 0 | -65.4959
15285 | 2 | MT | N | 8 | N | NO | 0 | T8 | .5 x 4 | 32 | 2 | SH | N |  | 0 | 0 | 92.6545 | 1111854.5709 | 0 | 0 | 0 | 382.1351 | 1 | 361.2181 | -11.0232 | 1 | 1 | 0 | -14.5546
15285 | 3 | MT | N | 21 | N | NO | 0 | LED | .05x4 strips | -1 | 6 | SH | N |  | 0 | 0 | 92.6545 | 1111854.5709 | 0 | 0 | 0 | 0 | 0 | 0 | 0 | 1 | 1 | 0 | 0
15285 | 4 | MT | N | 8 | N | NO | 0 | T8 |  | 17 | 1 | SH | N |  | 0 | 0 | 92.6545 | 1111854.5709 | 0 | 0 | 0 | 382.1351 | 1 | 361.2181 | -11.0232 | 1 | 1 | 0 | -14.5546
15541 | 4 | LT-FF | Y | 12 | N | NO | 0 | N |  | 0 | 0 | NF | N |  | 0 | 0 | 115.5328 | 577664.1156 | 0 | 0 | 0 | 0 | 0 | 0 | 0 | 1 | 1 | 0 | 0
15364 | 1 | MT | N | 24 | N | NO | 0 | T8 | .5X4 | 32 | 5 | SH | N |  | 0 | 0 | 86.2015 | 284464.9471 | 0 | 0 | 0 | 1146.4054 | 1 | 1083.6543 | -33.0695 | 1 | 1 | 0 | -43.6639
15579 | 1 | MT | Y | 6 | Y | ASH | 2 | T8 |  | 32 | 3 | 24 | N |  | 0 | 0 | 340.7206 | 1499170.5558 | 1 | 1380.3895 | 254.255 | 574.5 | 1 | 221.3232 | -18.42 | 1 | 0 | -21.0723 | 0
15364 | 2 | MT | Y | 6 | Y | NO | 2 | T8 | .5 x 4 | 32 | 2 | NF | N |  | 0 | 0 | 86.2015 | 284464.9471 | 0 | 0 | 0 | 574.5 | 1 | 221.3232 | -18.42 | 1 | 0 | 0 | 0
15364 | 3 | LT-FF | N | 13 | Y | NO | 5 | T8 | 0.5 x 4 | 32 | 6 | SH | N |  | 0 | 0 | 86.2015 | 284464.9471 | 0 | 0 | 0 | 1244.75 | 1 | 479.5336 | -39.91 | 1 | 0 | 0 | 0
15364 | 4 | MT | N | 25 | N | NO | 0 | T8 | 0.5 x 4 | 32 | 6 | SH | N |  | 0 | 0 | 86.2015 | 284464.9471 | 0 | 0 | 0 | 1194.1723 | 1 | 1128.8065 | -34.4474 | 1 | 1 | 0 | -45.4832
15502 | 1 | MT | Y | 25 | N | ASH | 0 | LED | tube | -1 | 12 | SH | N |  | 0 | 0 | 21.1752 | 3711672.4951 | 1 | 5751.6228 | 1059.3957 | 0 | 0 | 0 | 0 | 1 | 1 | -87.8012 | 0
15502 | 2 | MT | Y | 24 | N | NO | 0 | T8 | 2L | 32 | 8 | SH | N |  | 0 | 0 | 21.1752 | 3711672.4951 | 0 | 0 | 0 | 1146.4054 | 1 | 1083.6543 | -33.0695 | 1 | 1 | 0 | -43.6639
15502 | 3 | MT | Y | 80 | N | NO | 0 | T8 | 2L | 32 | 80 | SH | N |  | 0 | 0 | 21.1752 | 3711672.4951 | 0 | 0 | 0 | 3821.3513 | 1 | 3612.1809 | -110.2317 | 1 | 1 | 0 | -145.5464
15502 | 4 | MT | Y | 54 | N | NO | 0 | LED | 2 Tube | -1 | 13 | SH | N |  | 0 | 0 | 21.1752 | 3711672.4951 | 0 | 0 | 0 | 0 | 0 | 0 | 0 | 1 | 1 | 0 | 0
15502 | 5 | MT | Y | 75 | N | NO | 0 | T8 | 2L | 32 | 36 | SH | N |  | 0 | 0 | 21.1752 | 3711672.4951 | 0 | 0 | 0 | 3582.5168 | 1 | 3386.4196 | -103.3422 | 1 | 1 | 0 | -136.4497
15502 | 6 | MT | Y | 35 | N | NO | 0 | T8 | 2L | 32 | 14 | SH | N |  | 0 | 0 | 21.1752 | 3711672.4951 | 0 | 0 | 0 | 1671.8412 | 1 | 1580.3292 | -48.2264 | 1 | 1 | 0 | -63.6765
15502 | 7 | MT | Y | 32 | N | NO | 0 | LED | single tube | -1 | 8 | SH | N |  | 0 | 0 | 21.1752 | 3711672.4951 | 0 | 0 | 0 | 0 | 0 | 0 | 0 | 1 | 1 | 0 | 0
15502 | 8 | MT | Y | 60 | N | NO | 0 | T8 | 2L | 32 | 60 | SH | N |  | 0 | 0 | 21.1752 | 3711672.4951 | 0 | 0 | 0 | 2866.0135 | 1 | 2709.1357 | -82.6738 | 1 | 1 | 0 | -109.1598
15280 | 1 | MT | N | 36 | Y | NO | 13 | T8 | DOOR STRIP | 32 | 14 | SH | DK |  | 19 | 3 | 92.6545 | 1621454.5826 | 0 | 0 | 0 | 3447 | 1 | 1327.9392 | -110.52 | 1 | 0 | 0 | 0
15280 | 2 | MT | Y | 12 | N | NO | 0 | T12 |  | 40 | 2 | SH | N |  | 0 | 0 | 92.6545 | 1621454.5826 | 0 | 0 | 0 | 974.6896 | 1 | 541.8271 | -22.0463 | 1 | 1 | 0 | -6.4533
15280 | 3 | MT | N | 30 | Y | ASH | 13 | T8 | DOOR STRIP | 32 | 14 | SH | N |  | 0 | 0 | 92.6545 | 1621454.5826 | 1 | 6901.9473 | 1271.2749 | 2872.5 | 1 | 1106.616 | -92.1 | 1 | 0 | -105.3614 | 0
15280 | 4 | MT | Y | 5 | N | NO | 0 | T8 |  | 32 | 2 | SH | N |  | 0 | 0 | 92.6545 | 1621454.5826 | 0 | 0 | 0 | 238.8345 | 1 | 225.7613 | -6.8895 | 1 | 1 | 0 | -9.0966
15280 | 5 | MT | Y | 5 | Y | ASH | 2 | T8 |  | 32 | 1 | SH | N |  | 0 | 0 | 92.6545 | 1621454.5826 | 1 | 1150.3246 | 211.8791 | 478.75 | 1 | 184.436 | -15.35 | 1 | 0 | -17.5602 | 0
15280 | 6 | MT | Y | 8 | Y | ASH | 4 | T12 |  | 40 | 2 | SH | N |  | 0 | 0 | 92.6545 | 1621454.5826 | 1 | 1840.5193 | 339.0066 | 988.4 | 1 | 295.0976 | -24.56 | 1 | 0 | -28.0964 | 0
15363 | 1 | MT | N | 45 | Y | NO | 16 | T8 |  | 32 | 17 | SH | N |  | 0 | 0 | 92.6545 | 1642023.8922 | 0 | 0 | 0 | 4308.75 | 1 | 1659.924 | -138.15 | 1 | 0 | 0 | 0
15363 | 2 | LT-FF | N | 16 | Y | NO | 6 | T8 |  | 32 | 8 | SH | N |  | 0 | 0 | 92.6545 | 1642023.8922 | 0 | 0 | 0 | 1532 | 1 | 590.1952 | -49.12 | 1 | 0 | 0 | 0
15363 | 3 | MT | N | 45 | N | NO | 0 | T8 |  | 32 | 11 | SH | N |  | 0 | 0 | 92.6545 | 1642023.8922 | 0 | 0 | 0 | 2149.5101 | 1 | 2031.8518 | -62.0053 | 1 | 1 | 0 | -81.8698
15363 | 4 | MT | N | 24 | N | NO | 0 | T8 |  | 32 | 6 | SH | N |  | 0 | 0 | 92.6545 | 1642023.8922 | 0 | 0 | 0 | 1146.4054 | 1 | 1083.6543 | -33.0695 | 1 | 1 | 0 | -43.6639
15273 | 1 | MT | Y | 144 | N | NO | 0 | T8 | 1Lamp T8 | 32 | 84 | SH | N |  | 0 | 0 | 21.1752 | 3593536.0945 | 0 | 0 | 0 | 6878.4323 | 1 | 6501.9257 | -198.417 | 1 | 1 | 0 | -261.9835
15255 | 1 | MT | Y | 13 | Y | NO | 5 | LED | strip | -1 | 6 | 24 | N |  | 0 | 0 | 105.0061 | 403223.4577 | 0 | 0 | 0 | 0 | 0 | 0 | 0 | 1 | 0 | 0 | 0
15255 | 2 | MT | Y | 13 | Y | NO | 6 | LED | Strip | -1 | 7 | NF | N |  | 0 | 0 | 105.0061 | 403223.4577 | 0 | 0 | 0 | 0 | 0 | 0 | 0 | 1 | 0 | 0 | 0
15255 | 3 | MT | Y | 7 | Y | NO | 2 | T12 |  | 40 | 1 | SH | N |  | 0 | 0 | 105.0061 | 403223.4577 | 0 | 0 | 0 | 864.85 | 1 | 258.2104 | -21.49 | 1 | 0 | 0 | 0
15341 | 1 | LT-IC | Y | 4 | Y | ASH | 2 | N |  | 0 | 0 | NF | N |  | 0 | 0 | 97.8143 | 495723.1206 | 1 | 1477.8254 | 169.5033 | 0 | 0 | 0 | 0 | 1 | 0 | -20.1387 | 0
15341 | 2 | LT-IC | Y | 2 | Y | NO | 1 | LED |  | -1 | 1 | SH | N |  | 0 | 0 | 97.8143 | 495723.1206 | 0 | 0 | 0 | 0 | 0 | 0 | 0 | 1 | 0 | 0 | 0
15341 | 3 | MT | Y | 3 | Y | NO | 1 | T8 |  | 28 | 4 | SH | N |  | 0 | 0 | 97.8143 | 495723.1206 | 0 | 0 | 0 | 287.25 | 1 | 110.6616 | -9.21 | 1 | 0 | 0 | 0
15341 | 4 | MT | Y | 6 | N | NO | 0 | LED |  | -1 | 6 | SH | N |  | 0 | 0 | 97.8143 | 495723.1206 | 0 | 0 | 0 | 0 | 0 | 0 | 0 | 1 | 1 | 0 | 0
15158 | 1 | MT | N | 26 | Y | NO | 7 | LED |  | -1 | 14 | SH | CFL |  | 25 | 3 | 59.7384 | 519305.5698 | 0 | 0 | 0 | 0 | 0 | 0 | 0 | 1 | 0 | 0 | 0
15487 | 1 | MT | Y | 4 | Y | NO | 1 | LED |  | -1 | 1 | 24 | N |  | 0 | 0 | 907.6653 | 4992158.9069 | 0 | 0 | 0 | 0 | 0 | 0 | 0 | 1 | 0 | 0 | 0
15487 | 2 | LT-FF | Y | 9 | Y | NO | 6 | LED |  | -1 | 3 | 24 | NF |  | 0 | 0 | 907.6653 | 4992158.9069 | 0 | 0 | 0 | 0 | 0 | 0 | 0 | 1 | 0 | 0 | 0
15487 | 3 | LT-FF | Y | 3 | Y | NO | 2 | LED |  | -1 | 1 | 24 | N |  | 0 | 0 | 907.6653 | 4992158.9069 | 0 | 0 | 0 | 0 | 0 | 0 | 0 | 1 | 0 | 0 | 0
15074 | 1 | LT-FF | N | 132 | Y | NO | 44 | T12 |  | 40 | 99 | 24 | N |  | 0 | 0 | 92.6545 | 5825839.9881 | 0 | 0 | 0 | 16308.6 | 1 | 4869.1104 | -405.24 | 1 | 0 | 0 | 0
15074 | 2 | MT | N | 291 | N | NO | 0 | T8 | SP | 32 | 218 | 24 | N |  | 0 | 0 | 92.6545 | 5825839.9881 | 0 | 0 | 0 | 13900.1653 | 1 | 13139.3081 | -400.9677 | 1 | 1 | 0 | -529.425
15074 | 3 | LT-FF | N | 154 | N | NO | 0 | N |  | 0 | 0 | NF | N |  | 0 | 0 | 92.6545 | 5825839.9881 | 0 | 0 | 0 | 0 | 0 | 0 | 0 | 1 | 1 | 0 | 0
15074 | 4 | MT | N | 356 | N | NF | 0 | N |  | 0 | 0 | NF | N |  | 0 | 0 | 92.6545 | 5825839.9881 | 0 | 0 | 0 | 0 | 0 | 0 | 0 | 1 | 1 | 0 | 0
15338 | 1 | MT | Y | 5 | Y | ASHWC | 2 | N |  | 0 | 0 | NF | N |  | 0 | 0 | 115.5328 | 329384.0787 | 0 | 0 | 0 | 0 | 0 | 0 | 0 | 1 | 0 | 0 | 0
15338 | 2 | LT-FF | N | 10 | Y | ASHWC | 4 | LED | 30 ft. | -1 | -1 | NF | N |  | 0 | 0 | 115.5328 | 329384.0787 | 0 | 0 | 0 | 0 | 0 | 0 | 0 | 1 | 0 | 0 | 0
15338 | 3 | MT | N | 10 | Y | ASHWC | 4 | LED | 30 ft. | -1 | -1 | NF | N |  | 0 | 0 | 115.5328 | 329384.0787 | 0 | 0 | 0 | 0 | 0 | 0 | 0 | 1 | 0 | 0 | 0
15496 | 1 | MT | N | 25 | N | NO | 0 | LED | TUBES | 18 | 3 | SH | T8 |  | 32 | 4 | 21.1752 | 3430381.234 | 0 | 0 | 0 | 0 | 0 | 0 | 0 | 1 | 1 | 0 | 0
15496 | 2 | MT | N | 45 | N | NO | 0 | LED |  | 18 | 11 | SH | N |  | 0 | 0 | 21.1752 | 3430381.234 | 0 | 0 | 0 | 0 | 0 | 0 | 0 | 1 | 1 | 0 | 0
15496 | 3 | MT | N | 30 | N | NO | 0 | T8 |  | 32 | 42 | SH | N |  | 0 | 0 | 21.1752 | 3430381.234 | 0 | 0 | 0 | 1433.0067 | 1 | 1354.5679 | -41.3369 | 1 | 1 | 0 | -54.5799
15496 | 4 | MT | Y | 24 | N | NO | 0 | LED | TUBES | 18 | 6 | OS | N |  | 0 | 0 | 21.1752 | 3430381.234 | 0 | 0 | 0 | 0 | 0 | 0 | 0 | 0 | 1 | 0 | 0
15496 | 5 | MT | Y | 17 | N | NO | 0 | T12 |  | 40 | 2 | SH | T8 |  | 32 | 2 | 21.1752 | 3430381.234 | 0 | 0 | 0 | 1380.8103 | 1 | 767.5884 | -31.2323 | 1 | 1 | 0 | -9.1421
15496 | 6 | MT | Y | 30 | Y | ASH | 7 | LED | TUBES | 18 | 7 | OS | N |  | 0 | 0 | 21.1752 | 3430381.234 | 1 | 6901.9473 | 1271.2749 | 0 | 0 | 0 | 0 | 0 | 0 | -105.3614 | 0
15496 | 7 | MT | Y | 12 | N | NO | 0 | T8 |  | 32 | 4 | SH | N |  | 0 | 0 | 21.1752 | 3430381.234 | 0 | 0 | 0 | 573.2027 | 1 | 541.8271 | -16.5348 | 1 | 1 | 0 | -21.832
15496 | 8 | MT | Y | 6 | N | NO | 0 | T8 |  | 32 | 1 | SH | N |  | 0 | 0 | 21.1752 | 3430381.234 | 0 | 0 | 0 | 286.6013 | 1 | 270.9136 | -8.2674 | 1 | 1 | 0 | -10.916
15496 | 9 | MT | Y | 24 | N | NO | 0 | N |  | 0 | 0 | NF | N |  | 0 | 0 | 21.1752 | 3430381.234 | 0 | 0 | 0 | 0 | 0 | 0 | 0 | 1 | 1 | 0 | 0
15496 | 10 | MT | N | 50 | N | NO | 0 | T8 |  | 32 | 12 | SH | N |  | 0 | 0 | 21.1752 | 3430381.234 | 0 | 0 | 0 | 2388.3445 | 1 | 2257.6131 | -68.8948 | 1 | 1 | 0 | -90.9665
15592 | 1 | MT | Y | 45 | Y | NO | 18 | T8 |  | 28 | 22 | 24 | N |  | 0 | 0 | 334.4652 | 5806984.452 | 0 | 0 | 0 | 4308.75 | 1 | 1659.924 | -138.15 | 1 | 0 | 0 | 0
15592 | 2 | LT-IC | Y | 7.5 | Y | NO | 3 | T8 |  | 28 | 4 | 24 | N |  | 0 | 0 | 334.4652 | 5806984.452 | 0 | 0 | 0 | 718.125 | 1 | 276.654 | -23.025 | 1 | 0 | 0 | 0
15592 | 3 | LT-FF | Y | 7.5 | Y | NO | 3 | T8 |  | 28 | 4 | 24 | N |  | 0 | 0 | 334.4652 | 5806984.452 | 0 | 0 | 0 | 718.125 | 1 | 276.654 | -23.025 | 1 | 0 | 0 | 0
15592 | 4 | LT-IC | Y | 4 | Y | NO | 2 | N |  | 0 | 0 | NF | N |  | 0 | 0 | 334.4652 | 5806984.452 | 0 | 0 | 0 | 0 | 0 | 0 | 0 | 1 | 0 | 0 | 0
15592 | 5 | MT | Y | 2 | N | NO | 0 | T12 | 2' lamp | 18 | 2 | 24 | N |  | 0 | 0 | 334.4652 | 5806984.452 | 0 | 0 | 0 | 162.4483 | 1 | 90.3045 | -3.6744 | 1 | 1 | 0 | -1.0755
15592 | 6 | MT | Y | 5.5 | Y | NO | 2 | T8 |  | 28 | 2 | 24 | N |  | 0 | 0 | 334.4652 | 5806984.452 | 0 | 0 | 0 | 526.625 | 1 | 202.8796 | -16.885 | 1 | 0 | 0 | 0
15497 | 1 | MT | Y | 72 | N | NO | 0 | T5 |  | 25 | 20 | SH | N |  | 0 | 0 | 21.1752 | 4149448.4311 | 0 | 0 | 0 | 0 | 0 | 0 | 0 | 1 | 1 | 0 | 0
15497 | 2 | MT | Y | 15 | N | NO | 0 | T8 |  | 32 | 8 | SH | N |  | 0 | 0 | 21.1752 | 4149448.4311 | 0 | 0 | 0 | 716.5034 | 1 | 677.2839 | -20.6684 | 1 | 1 | 0 | -27.2899
15497 | 3 | LT-IC | N | 422 | Y | ASHWC | 163 | LED | 5ft lengths of LED | 15 | 185 | OS | N |  | 0 | 0 | 21.1752 | 4149448.4311 | 0 | 0 | 0 | 0 | 0 | 0 | 0 | 0 | 0 | 0 | 0
15497 | 4 | MT | N | 31 | N | ASHWC | 0 | LED | 5 ft of LED | 15 | 60 | OS | N |  | 0 | 0 | 21.1752 | 4149448.4311 | 0 | 0 | 0 | 0 | 0 | 0 | 0 | 0 | 1 | 0 | 0
15497 | 5 | MT | N | 466 | N | NO | 0 | T8 |  | 32 | 164 | SH | LED | ft of LED | -1 | 272 | 21.1752 | 4149448.4311 | 0 | 0 | 0 | 22259.3712 | 1 | 21040.9539 | -642.0996 | 1 | 1 | 0 | -847.8078
15294 | 1 | LT-IC | Y | 4 | Y | NO | 1 | N |  | 0 | 0 | NF | N |  | 0 | 0 | 173.8459 | 3959688.4101 | 0 | 0 | 0 | 0 | 0 | 0 | 0 | 1 | 0 | 0 | 0
15580 | 1 | MT | Y | 72 | N | NO | 0 | T8 | s,d, | 32 | 36 | SH | N |  | 0 | 0 | 21.1752 | 4117833.8683 | 0 | 0 | 0 | 3439.2161 | 1 | 3250.9628 | -99.2085 | 1 | 1 | 0 | -130.9918
15580 | 2 | LT-FF | N | 348 | Y | ASH | 126 | LED | STRIP | 18 | 132 | OS | NON |  | 0 | 0 | 21.1752 | 4117833.8683 | 1 | 128570.8074 | 14746.7885 | 0 | 0 | 0 | 0 | 0 | 0 | -1752.0712 | 0
15580 | 3 | MT | Y | 60 | N | NO | 0 | N |  | 0 | 0 | NF | NON |  | 0 | 0 | 21.1752 | 4117833.8683 | 0 | 0 | 0 | 0 | 0 | 0 | 0 | 1 | 1 | 0 | 0
15580 | 4 | MT | Y | 48 | N | NO | 0 | T8 | p,d | 32 | 48 | OS | N |  | 0 | 0 | 21.1752 | 4117833.8683 | 0 | 0 | 0 | 2292.8108 | 1 | 2167.3086 | -66.139 | 0 | 1 | 0 | -87.3278
15580 | 5 | MT | N | 120 | N | NO | 0 | T8 | p,d, | 32 | 2 | OS | N |  | 0 | 0 | 21.1752 | 4117833.8683 | 0 | 0 | 0 | 5732.0269 | 1 | 5418.2714 | -165.3475 | 0 | 1 | 0 | -218.3196
15580 | 6 | MT | N | 112 | N | NO | 0 | T8 |  | 32 | 52 | OS | N |  | 0 | 0 | 21.1752 | 4117833.8683 | 0 | 0 | 0 | 5349.8918 | 1 | 5057.0533 | -154.3244 | 0 | 1 | 0 | -203.765
15580 | 7 | MT | N | 120 | Y | NO | 9 | LED | door strips | 18 | 40 | OS | NON |  | 0 | 0 | 21.1752 | 4117833.8683 | 0 | 0 | 0 | 0 | 0 | 0 | 0 | 0 | 0 | 0 | 0
15580 | 8 | MT | Y | 15 | N | NO | 0 | T8 |  | 32 | 6 | NF | N |  | 0 | 0 | 21.1752 | 4117833.8683 | 0 | 0 | 0 | 716.5034 | 1 | 677.2839 | -20.6684 | 1 | 1 | 0 | -27.2899
15580 | 10 | MT | N | 120 | N | NO | 0 | T8 | s,d | 32 | 60 | SH | N |  | 0 | 0 | 21.1752 | 4117833.8683 | 0 | 0 | 0 | 5732.0269 | 1 | 5418.2714 | -165.3475 | 1 | 1 | 0 | -218.3196
15580 | 11 | MT | N | 30 | N | NO | 0 | LED | s,d | 19 | 7 | OS | NON |  | 0 | 0 | 21.1752 | 4117833.8683 | 0 | 0 | 0 | 0 | 0 | 0 | 0 | 0 | 1 | 0 | 0
15580 | 12 | MT | Y | 20 | Y | NO | 6 | LED | Door strip | 18 | 8 | OS | NON |  | 0 | 0 | 21.1752 | 4117833.8683 | 0 | 0 | 0 | 0 | 0 | 0 | 0 | 0 | 0 | 0 | 0
15499 | 1 | LT-IC | N | 10 | Y | ASH | 4 | LED |  | 64 | 6 | 24 | N |  | 0 | 0 | 105.0061 | 242354.099 | 1 | 3694.5634 | 423.7583 | 0 | 0 | 0 | 0 | 1 | 0 | -50.3469 | 0
15590 | 1 | MT | N | 20 | Y | ASHWC | 8 | LED |  | -1 | 8 | 24 | N |  | 0 | 0 | 334.4652 | 4956773.9649 | 0 | 0 | 0 | 0 | 0 | 0 | 0 | 1 | 0 | 0 | 0
15590 | 2 | LT-IC | N | 13 | Y | ASHWC | 5 | LED |  | -1 | 8 | 24 | N |  | 0 | 0 | 334.4652 | 4956773.9649 | 0 | 0 | 0 | 0 | 0 | 0 | 0 | 1 | 0 | 0 | 0
15578 | 1 | MT | Y | 6.5 | Y | NO | 3 | T12 | 4FT | 34 | 2 | 24 | N |  | 0 | 0 | 50.1149 | 1443660.6374 | 0 | 0 | 0 | 803.075 | 1 | 239.7668 | -19.955 | 1 | 0 | 0 | 0
15443 | 1 | MT | N | 40 | N | NO | 0 | T8 |  | 32 | 36 | 24 | N |  | 0 | 0 | 11.7918 | 1928336.8111 | 0 | 0 | 0 | 1910.6756 | 1 | 1806.0905 | -55.1158 | 1 | 1 | 0 | -72.7732
15443 | 2 | MT | N | 28 | Y | NO | 7 | T8 |  | 32 | 21 | 24 | N |  | 0 | 0 | 11.7918 | 1928336.8111 | 0 | 0 | 0 | 2681 | 1 | 1032.8416 | -85.96 | 1 | 0 | 0 | 0
15443 | 3 | MT | N | 8 | Y | NO | 2 | T12 |  | 55 | 41 | 24 | N |  | 0 | 0 | 11.7918 | 1928336.8111 | 0 | 0 | 0 | 988.4 | 1 | 295.0976 | -24.56 | 1 | 0 | 0 | 0
15443 | 4 | MT | N | 8 | N | NO | 0 | T8 |  | 32 | 8 | 24 | N |  | 0 | 0 | 11.7918 | 1928336.8111 | 0 | 0 | 0 | 382.1351 | 1 | 361.2181 | -11.0232 | 1 | 1 | 0 | -14.5546
15443 | 5 | MT | N | 20 | Y | ASHWC | 8 | LED |  | -1 | 8 | 24 | N |  | 0 | 0 | 11.7918 | 1928336.8111 | 0 | 0 | 0 | 0 | 0 | 0 | 0 | 1 | 0 | 0 | 0
15443 | 6 | MT | N | 28 | Y | DK | 7 | T8 |  | 32 | 21 | 24 | N |  | 0 | 0 | 11.7918 | 1928336.8111 | 0 | 0 | 0 | 2681 | 1 | 1032.8416 | -85.96 | 1 | 0 | 0 | 0
15443 | 7 | MT | N | 190 | N | NO | 0 | T8 |  | 32 | 94 | 24 | N |  | 0 | 0 | 11.7918 | 1928336.8111 | 0 | 0 | 0 | 9075.7093 | 1 | 8578.9297 | -261.8002 | 1 | 1 | 0 | -345.6727
15443 | 8 | MT | Y | 24 | Y | DK | 9 | LED |  | -1 | 10 | 24 | N |  | 0 | 0 | 11.7918 | 1928336.8111 | 0 | 0 | 0 | 0 | 0 | 0 | 0 | 1 | 0 | 0 | 0
15443 | 9 | MT | N | 156 | N | NO | 0 | N |  | 0 | 0 | NF | N |  | 0 | 0 | 11.7918 | 1928336.8111 | 0 | 0 | 0 | 0 | 0 | 0 | 0 | 1 | 1 | 0 | 0
15443 | 10 | LT-FF | N | 70 | Y | DK | 28 | LED |  | -1 | 30 | OS | N |  | 0 | 0 | 11.7918 | 1928336.8111 | 0 | 0 | 0 | 0 | 0 | 0 | 0 | 0 | 0 | 0 | 0
15443 | 11 | MT | N | 98 | Y | DK | 38 | LED |  | -1 | 40 | 24 | N |  | 0 | 0 | 11.7918 | 1928336.8111 | 0 | 0 | 0 | 0 | 0 | 0 | 0 | 1 | 0 | 0 | 0
15443 | 12 | LT-IC | N | 170 | Y | DK | 68 | LED |  | -1 | 70 | OS | N |  | 0 | 0 | 11.7918 | 1928336.8111 | 0 | 0 | 0 | 0 | 0 | 0 | 0 | 0 | 0 | 0 | 0
15443 | 13 | MT | N | 80 | N | NO | 0 | T8 |  | 32 | 40 | 24 | N |  | 0 | 0 | 11.7918 | 1928336.8111 | 0 | 0 | 0 | 3821.3513 | 1 | 3612.1809 | -110.2317 | 1 | 1 | 0 | -145.5464
15443 | 14 | MT | N | 80 | Y | DK | 34 | LED |  | -1 | 36 | OS | N |  | 0 | 0 | 11.7918 | 1928336.8111 | 0 | 0 | 0 | 0 | 0 | 0 | 0 | 0 | 0 | 0 | 0
15443 | 15 | MT | N | 90 | N | NO | 0 | T8 |  | 32 | 44 | 24 | N |  | 0 | 0 | 11.7918 | 1928336.8111 | 0 | 0 | 0 | 4299.0202 | 1 | 4063.7036 | -124.0106 | 1 | 1 | 0 | -163.7397
15505 | 1 | LT-IC | Y | 6 | Y | ASH | 3 | T12 | 4ft., 40w | 40 | 4 | 24 | N |  | 0 | 0 | 105.0061 | 257264.9665 | 1 | 2216.7381 | 254.255 | 741.3 | 1 | 221.3232 | -18.42 | 1 | 0 | -30.2081 | 0
15505 | 2 | MT | Y | 6 | N | NO | 0 | T8 | 4ft. | 32 | 2 | 24 | N |  | 0 | 0 | 105.0061 | 257264.9665 | 0 | 0 | 0 | 286.6013 | 1 | 270.9136 | -8.2674 | 1 | 1 | 0 | -10.916
15640 | 1 | LT-IC | Y | 9 | Y | NO | 3 | T8 | 4 ft | 32 | 4 | 24 | N |  | 0 | 0 | 160.3679 | 169348.5238 | 0 | 0 | 0 | 861.75 | 1 | 331.9848 | -27.63 | 1 | 0 | 0 | 0
15640 | 2 | MT | Y | 3 | Y | NO | 1 | T8 | 4 ft. | 32 | 2 | 24 | N |  | 0 | 0 | 160.3679 | 169348.5238 | 0 | 0 | 0 | 287.25 | 1 | 110.6616 | -9.21 | 1 | 0 | 0 | 0
15503 | 1 | MT | N | 433 | N | NO | 0 | LED | -1 | -1 | -1 | SH | T8 | -1 | -1 | -1 | 29.6855 | 4596923.6091 | 0 | 0 | 0 | 0 | 0 | 0 | 0 | 1 | 1 | 0 | 0
15503 | 2 | LT-FF | N | 188 | Y | ASHWC | 75 | LED | -1 | -1 | -1 | SH | T8 | -1 | -1 | -1 | 29.6855 | 4596923.6091 | 0 | 0 | 0 | 0 | 0 | 0 | 0 | 1 | 0 | 0 | 0
15503 | 3 | LT-IC | N | 58 | Y | ASHWC | 23 | LED | -1 | -1 | -1 | SH | T5 |  | -1 | -1 | 29.6855 | 4596923.6091 | 0 | 0 | 0 | 0 | 0 | 0 | 0 | 1 | 0 | 0 | 0
15603 | 1 | MT | N | 129 | N | NF | 0 | T8 | T8 | 32 | 64 | SH | N |  | 0 | 0 | 92.6545 | 873547.0746 | 0 | 0 | 0 | 6161.9289 | 1 | 5824.6418 | -177.7486 | 1 | 1 | 0 | -234.6936
15603 | 2 | LT-FF | N | -1 | Y | DK | -1 | LED | LED | -1 | -1 | SH | N |  | 0 | 0 | 92.6545 | 873547.0746 | 0 | 0 | 0 | 0 | 0 | 0 | 0 | 1 | 0 | 0 | 0
15603 | 3 | LT-IC | N | -1 | Y | DK | -1 | LED | LED | -1 | -1 | SH | N |  | 0 | 0 | 92.6545 | 873547.0746 | 0 | 0 | 0 | 0 | 0 | 0 | 0 | 1 | 0 | 0 | 0
15625 | 1 | MT | Y | 12 | N | NO | 0 | T5 |  | 40 | 3 | SH | N |  | 0 | 0 | 160.3679 | 232533.4844 | 0 | 0 | 0 | 0 | 0 | 0 | 0 | 1 | 1 | 0 | 0
15261 | 1 | MT | Y | 3 | Y | ASHWC | 1 | T8 |  | 32 | 1 | 24 | N |  | 0 | 0 | 62.6831 | 4809928.2439 | 0 | 0 | 0 | 287.25 | 1 | 110.6616 | -9.21 | 1 | 0 | 0 | 0
15261 | 2 | LT-FF | Y | 3 | Y | ASHWC | 1 | T8 |  | 32 | 1 | 24 | N |  | 0 | 0 | 62.6831 | 4809928.2439 | 0 | 0 | 0 | 287.25 | 1 | 110.6616 | -9.21 | 1 | 0 | 0 | 0
15514 | 1 | LT-FF | N | 12 | Y | ASH | 5 | LED | -1 | -1 | -1 | NF | N |  | 0 | 0 | 92.6545 | 487084.9566 | 1 | 4433.4761 | 508.5099 | 0 | 0 | 0 | 0 | 1 | 0 | -60.4162 | 0
6781 | 1 | MT | N | 8 | Y | NO | 4 | INC |  | 40 | 2 | SH | N |  | 0 | 0 | 121.3698 | 4113223.3886 | 0 | 0 | 0 | 0 | 0 | 0 | 0 | 1 | 0 | 0 | 0
15688 | 1 | MT | N | 478 | N | NO | 0 | T8 | 1x4x2 T8 | 32 | 118 | OS | N |  | 0 | 0 | 11.7918 | 2228650.4005 | 0 | 0 | 0 | 22832.5739 | 1 | 21582.7811 | -658.6343 | 0 | 1 | 0 | -869.6397
15688 | 2 | LT-FF | N | 240 | Y | ASHWC | 93 | LED | Strip, 3 lamps/foot | -1 | -1 | OS | N |  | 0 | 0 | 11.7918 | 2228650.4005 | 0 | 0 | 0 | 0 | 0 | 0 | 0 | 0 | 0 | 0 | 0
15688 | 3 | LT-FF | N | 82 | N | NO | 0 | T8 | 1x4x2 T8 | 32 | 20 | SH | N |  | 0 | 0 | 11.7918 | 2228650.4005 | 0 | 0 | 0 | 3916.8851 | 1 | 3702.4855 | -112.9875 | 1 | 1 | 0 | -149.1851
15688 | 4 | MT | N | 112 | Y | ASHWC | 30 | LED | Strip, 4.5 lamps/foot | -1 | -1 | SH | N |  | 0 | 0 | 11.7918 | 2228650.4005 | 0 | 0 | 0 | 0 | 0 | 0 | 0 | 1 | 0 | 0 | 0
15688 | 5 | MT | N | 8 | N | NO | 0 | T12 | 8' T12 | -1 | 1 | SH | N |  | 0 | 0 | 11.7918 | 2228650.4005 | 0 | 0 | 0 | 649.7931 | 1 | 361.2181 | -14.6976 | 1 | 1 | 0 | -4.3022
15688 | 6 | LT-IC | N | 32 | Y | ASHWC | 12 | LED | 10' strip @ 3' lamps | -1 | -1 | OS | N |  | 0 | 0 | 11.7918 | 2228650.4005 | 0 | 0 | 0 | 0 | 0 | 0 | 0 | 0 | 0 | 0 | 0
15688 | 7 | MT | N | 48 | N | NO | 0 | T8 | 1x4x2 | 32 | 12 | NF | N |  | 0 | 0 | 11.7918 | 2228650.4005 | 0 | 0 | 0 | 2292.8108 | 1 | 2167.3086 | -66.139 | 1 | 1 | 0 | -87.3278
15654 | 1 | LT-FF | N | 182.5 | Y | ASH | 73 | LED |  | -1 | 73 | SH | N |  | 0 | 0 | 29.6855 | 4274716.8282 | 1 | 67425.7826 | 7733.5888 | 0 | 0 | 0 | 0 | 1 | 0 | -918.8304 | 0
15654 | 2 | MT | N | 85 | Y | ASH | 34 | LED |  | -1 | 34 | SH | N |  | 0 | 0 | 29.6855 | 4274716.8282 | 1 | 19555.5174 | 3601.9455 | 0 | 0 | 0 | 0 | 1 | 0 | -298.524 | 0
15654 | 3 | MT | N | 60 | N | NO | 0 | T8 | SP | 32 | 32 | SH | N |  | 0 | 0 | 29.6855 | 4274716.8282 | 0 | 0 | 0 | 2866.0135 | 1 | 2709.1357 | -82.6738 | 1 | 1 | 0 | -109.1598
15477 | 1 | MT | Y | 8 | Y | NO | 4 | T12 |  | 40 | 1 | 24 | N |  | 0 | 0 | 14.4805 | 1515383.2537 | 0 | 0 | 0 | 988.4 | 1 | 295.0976 | -24.56 | 1 | 0 | 0 | 0
15477 | 2 | MT | Y | 8 | Y | NO | 4 | T12 |  | 40 | 1 | 24 | N |  | 0 | 0 | 14.4805 | 1515383.2537 | 0 | 0 | 0 | 988.4 | 1 | 295.0976 | -24.56 | 1 | 0 | 0 | 0
15477 | 3 | MT | Y | 9 | Y | NO | 4 | T12 |  | 40 | 1 | 24 | N |  | 0 | 0 | 14.4805 | 1515383.2537 | 0 | 0 | 0 | 1111.95 | 1 | 331.9848 | -27.63 | 1 | 0 | 0 | 0
6529 | 3 | MT | Y | 20 | N | NO | 0 | T8 |  | 25 | 2 | SH | N |  | 0 | 0 | 92.6545 | 703803.9434 | 0 | 0 | 0 | 955.3378 | 1 | 903.0452 | -27.5579 | 1 | 1 | 0 | -36.3866
15543 | 1 | MT | N | 150 | N | NO | 0 | T8 | 32 | 32 | 145 | 24 | N |  | 0 | 0 | 59.7384 | 2943786.9398 | 0 | 0 | 0 | 7165.0336 | 1 | 6772.8393 | -206.6844 | 1 | 1 | 0 | -272.8995
15543 | 2 | MT | N | 60 | N | NO | 0 | LED | 180 | -1 | -1 | 24 | N |  | 0 | 0 | 59.7384 | 2943786.9398 | 0 | 0 | 0 | 0 | 0 | 0 | 0 | 1 | 1 | 0 | 0
15543 | 3 | MT | N | 30 | Y | NO | 12 | LED | 65 | -1 | -1 | 24 | N |  | 0 | 0 | 59.7384 | 2943786.9398 | 0 | 0 | 0 | 0 | 0 | 0 | 0 | 1 | 0 | 0 | 0
15543 | 4 | LT-IC | N | 36 | Y | ASHWC | 14 | LED | 75 | -1 | -1 | 24 | N |  | 0 | 0 | 59.7384 | 2943786.9398 | 0 | 0 | 0 | 0 | 0 | 0 | 0 | 1 | 0 | 0 | 0
15543 | 5 | LT-FF | N | 88 | Y | NO | 35 | LED | 185 | -1 | -1 | 24 | N |  | 0 | 0 | 59.7384 | 2943786.9398 | 0 | 0 | 0 | 0 | 0 | 0 | 0 | 1 | 0 | 0 | 0
15721 | 1 | MT | Y | 12 | N | NO | 0 | T8 | SP | 32 | 2 | SH | T8 | SP | 59 | 2 | 97.8143 | 3227873.5163 | 0 | 0 | 0 | 573.2027 | 1 | 541.8271 | -16.5348 | 1 | 1 | 0 | -21.832
15721 | 2 | LT-FF | N | 130 | Y | ASH | 52 | T8 | SP | 32 | 60 | SH | N |  | 0 | 0 | 97.8143 | 3227873.5163 | 1 | 48029.3246 | 5508.8578 | 12447.5 | 1 | 4795.336 | -399.1 | 1 | 0 | -654.5093 | 0
15182 | 1 | LT-FF | N | 12 | Y | ASHWC | 5 | LED |  | -1 | 90 | OS | N |  | 0 | 0 | 59.7384 | 896075.4109 | 0 | 0 | 0 | 0 | 0 | 0 | 0 | 0 | 0 | 0 | 0
15182 | 2 | LT-FF | N | 32 | N | NO | 0 | T8 | 4' T8 | 32 | 8 | SH | N |  | 0 | 0 | 59.7384 | 896075.4109 | 0 | 0 | 0 | 1528.5405 | 1 | 1444.8724 | -44.0927 | 1 | 1 | 0 | -58.2186
15182 | 3 | MT | N | 45 | Y | ASHWC | 16 | LED |  | -1 | -1 | OS | N |  | 0 | 0 | 59.7384 | 896075.4109 | 0 | 0 | 0 | 0 | 0 | 0 | 0 | 0 | 0 | 0 | 0
15182 | 4 | MT | N | 98 | N | NO | 0 | T8 | 4' T8 | 32 | 20 | SH | N |  | 0 | 0 | 59.7384 | 896075.4109 | 0 | 0 | 0 | 4681.1553 | 1 | 4424.9216 | -135.0338 | 1 | 1 | 0 | -178.2943
15182 | 5 | LT-IC | NF | 95 | Y | ASHWC | 37 | LED |  | -1 | -1 | OS | N |  | 0 | 0 | 59.7384 | 896075.4109 | 0 | 0 | 0 | 0 | 0 | 0 | 0 | 0 | 0 | 0 | 0
15691 | 1 | LT-FF | N | 235 | Y | DK | 95 | LED | 5 feet long | -1 | 95 | OS | N |  | 0 | 0 | 29.6855 | 4775571.1499 | 0 | 0 | 0 | 0 | 0 | 0 | 0 | 0 | 0 | 0 | 0
15691 | 2 | LT-IC | N | 50 | Y | DK | 19 | LED | 5 ft long | -1 | 19 | OS | N |  | 0 | 0 | 29.6855 | 4775571.1499 | 0 | 0 | 0 | 0 | 0 | 0 | 0 | 0 | 0 | 0 | 0
15691 | 3 | MT | N | 170 | N | DK | 0 | T8 | 4ft | 32 | 85 | SH | N |  | 0 | 0 | 29.6855 | 4775571.1499 | 0 | 0 | 0 | 8120.3715 | 1 | 7675.8845 | -234.2423 | 1 | 1 | 0 | -309.2861
15691 | 4 | LT-FF | N | 20 | N | DK | 0 | N |  | 0 | 0 | NF | N |  | 0 | 0 | 29.6855 | 4775571.1499 | 0 | 0 | 0 | 0 | 0 | 0 | 0 | 1 | 1 | 0 | 0
15684 | 1 | MT | Y | 6 | Y | NO | 1 | T8 |  | 32 | 5 | SH | N |  | 0 | 0 | 140.5319 | 5404154.1775 | 0 | 0 | 0 | 574.5 | 1 | 221.3232 | -18.42 | 1 | 0 | 0 | 0
15729 | 1 | MT | Y | 6 | Y | NO | 2 | N |  | 0 | 0 | NF | N |  | 0 | 0 | 31.3255 | 7906777.2838 | 0 | 0 | 0 | 0 | 0 | 0 | 0 | 1 | 0 | 0 | 0
15729 | 2 | MT | Y | 6 | Y | NO | 2 | N |  | 0 | 0 | NF | N |  | 0 | 0 | 31.3255 | 7906777.2838 | 0 | 0 | 0 | 0 | 0 | 0 | 0 | 1 | 0 | 0 | 0
15870 | 1 | LT-FF | N | 52 | Y | ASHWC | 26 | LED |  | 5 | 46 | SH | N |  | 0 | 0 | 29.6855 | 4066918.0935 | 0 | 0 | 0 | 0 | 0 | 0 | 0 | 1 | 0 | 0 | 0
15826 | 1 | MT | N | 288 | N | NO | 0 | T8 |  | 32 | 55 | SH | N |  | 0 | 0 | 29.6855 | 4749685.3646 | 0 | 0 | 0 | 13756.8646 | 1 | 13003.8514 | -396.8341 | 1 | 1 | 0 | -523.967
15826 | 2 | MT | NF | 80 | N | NO | 0 | LED | Strip | -1 | 32 | SH | N |  | 0 | 0 | 29.6855 | 4749685.3646 | 0 | 0 | 0 | 0 | 0 | 0 | 0 | 1 | 1 | 0 | 0
15826 | 3 | MT | Y | 20 | Y | ASH | 7 | LED | Door strip | -1 | 9 | SH | N |  | 0 | 0 | 29.6855 | 4749685.3646 | 1 | 4601.2982 | 847.5166 | 0 | 0 | 0 | 0 | 1 | 0 | -70.2409 | 0
15826 | 4 | MT | Y | 30 | N | NO | 0 | T8 |  | 32 | 16 | SH | N |  | 0 | 0 | 29.6855 | 4749685.3646 | 0 | 0 | 0 | 1433.0067 | 1 | 1354.5679 | -41.3369 | 1 | 1 | 0 | -54.5799
15826 | 5 | MT | Y | 16 | N | NO | 0 | T8 |  | 32 | 8 | SH | N |  | 0 | 0 | 29.6855 | 4749685.3646 | 0 | 0 | 0 | 764.2703 | 1 | 722.4362 | -22.0463 | 1 | 1 | 0 | -29.1093
15826 | 6 | LT-FF | Y | 20 | Y | ASH | 6 | LED | Door strip | -1 | 8 | SH | N |  | 0 | 0 | 29.6855 | 4749685.3646 | 1 | 7389.1269 | 847.5166 | 0 | 0 | 0 | 0 | 1 | 0 | -100.6937 | 0
15826 | 7 | MT | Y | 83 | N | NO | 0 | T8 |  | 32 | 32 | NF | N |  | 0 | 0 | 29.6855 | 4749685.3646 | 0 | 0 | 0 | 3964.6519 | 1 | 3747.6377 | -114.3654 | 1 | 1 | 0 | -151.0044
15627 | 1 | MT | Y | 15 | Y | NO | 5 | LED |  | -1 | 10 | 24 | N |  | 0 | 0 | 14.4805 | 1860742.9345 | 0 | 0 | 0 | 0 | 0 | 0 | 0 | 1 | 0 | 0 | 0
15627 | 2 | MT | Y | 12 | Y | NO | 8 | LED |  | -1 | 8 | 24 | N |  | 0 | 0 | 14.4805 | 1860742.9345 | 0 | 0 | 0 | 0 | 0 | 0 | 0 | 1 | 0 | 0 | 0
15782 | 2 | LT-FF | Y | 6 | Y | NO | 3 | T8 |  | 32 | 1 | SH | N |  | 0 | 0 | 86.2015 | 340668.3245 | 0 | 0 | 0 | 574.5 | 1 | 221.3232 | -18.42 | 1 | 0 | 0 | 0
15824 | 1 | MT | Y | 6 | N | NO | 0 | T8 |  | 25 | 4 | SH | N |  | 0 | 0 | 86.2015 | 322393.6067 | 0 | 0 | 0 | 286.6013 | 1 | 270.9136 | -8.2674 | 1 | 1 | 0 | -10.916
15824 | 3 | MT | Y | 5 | N | NO | 0 | T8 |  | 25 | 1 | SH | N |  | 0 | 0 | 86.2015 | 322393.6067 | 0 | 0 | 0 | 238.8345 | 1 | 225.7613 | -6.8895 | 1 | 1 | 0 | -9.0966
15831 | 1 | MT | N | 351 | N | NO | 0 | T8 |  | 32 | 101 | SH | T12 |  | 85 | 8 | 11.7918 | 3773376.3394 | 0 | 0 | 0 | 16766.1787 | 1 | 15848.4438 | -483.6415 | 1 | 1 | 0 | -638.5848
15831 | 2 | LT-FF | N | 156 | Y | ASHWC | 60 | LED |  | -1 | -1 | OS | N |  | 0 | 0 | 11.7918 | 3773376.3394 | 0 | 0 | 0 | 0 | 0 | 0 | 0 | 0 | 0 | 0 | 0
15817 | 1 | MT | Y | 27 | Y | NO | 9 | T8 | SP | 32 | 9 | 24 | N |  | 0 | 0 | 86.2015 | 218089.7928 | 0 | 0 | 0 | 2585.25 | 1 | 995.9544 | -82.89 | 1 | 0 | 0 | 0
15817 | 11 | LT-FF | Y | 6 | N | NO | 0 | N |  | 0 | 0 | NF | N |  | 0 | 0 | 86.2015 | 218089.7928 | 0 | 0 | 0 | 0 | 0 | 0 | 0 | 1 | 1 | 0 | 0
15817 | 12 | LT-IC | Y | 5 | Y | ASH | 2 | N |  | 0 | 0 | NF | N |  | 0 | 0 | 86.2015 | 218089.7928 | 1 | 1847.2817 | 211.8791 | 0 | 0 | 0 | 0 | 1 | 0 | -25.1734 | 0
15706 | 1 | MT | N | 57 | N | NO | 0 | T8 |  | 32 | 16 | SH | N |  | 0 | 0 | 59.7384 | 1075290.493 | 0 | 0 | 0 | 2722.7128 | 1 | 2573.6789 | -78.5401 | 1 | 1 | 0 | -103.7018
15706 | 2 | MT | N | 38 | Y | ASH | 15 | T8 |  | 32 | 16 | SH | N |  | 0 | 0 | 59.7384 | 1075290.493 | 1 | 8742.4666 | 1610.2815 | 3638.5 | 1 | 1401.7136 | -116.66 | 1 | 0 | -133.4578 | 0
15706 | 3 | MT | N | 30 | Y | ASH | 12 | T8 |  | 32 | 13 | SH | N |  | 0 | 0 | 59.7384 | 1075290.493 | 1 | 6901.9473 | 1271.2749 | 2872.5 | 1 | 1106.616 | -92.1 | 1 | 0 | -105.3614 | 0
15706 | 4 | MT | N | 113 | N | NO | 0 | T8 |  | 32 | 13 | SH | T12 |  | 40 | 27 | 59.7384 | 1075290.493 | 0 | 0 | 0 | 5397.6587 | 1 | 5102.2056 | -155.7023 | 1 | 1 | 0 | -205.5843
15706 | 5 | LT-FF | N | 46 | Y | ASH | 18 | T8 |  | 32 | 20 | SH | N |  | 0 | 0 | 59.7384 | 1075290.493 | 1 | 16994.9918 | 1949.2881 | 4404.5 | 1 | 1696.8112 | -141.22 | 1 | 0 | -231.5956 | 0
15895 | 1 | LT-FF | N | 21 | Y | ASH | 8 | LED | 4' tube | -1 | 9 | SH | N |  | 0 | 0 | 86.2015 | 297395.172 | 1 | 7758.5832 | 889.8924 | 0 | 0 | 0 | 0 | 1 | 0 | -105.7284 | 0
15895 | 2 | MT | Y | 6 | N | NO | 0 | T8 | 3' | 30 | 2 | SH | N |  | 0 | 0 | 86.2015 | 297395.172 | 0 | 0 | 0 | 286.6013 | 1 | 270.9136 | -8.2674 | 1 | 1 | 0 | -10.916
15895 | 3 | MT | Y | 4 | N | NO | 0 | N |  | 0 | 0 | NF | N |  | 0 | 0 | 86.2015 | 297395.172 | 0 | 0 | 0 | 0 | 0 | 0 | 0 | 1 | 1 | 0 | 0
15895 | 4 | MT | Y | 21 | N | NO | 0 | T8 | 4' | 32 | 4 | SH | N |  | 0 | 0 | 86.2015 | 297395.172 | 0 | 0 | 0 | 1003.1047 | 1 | 948.1975 | -28.9358 | 1 | 1 | 0 | -38.2059
15886 | 1 | MT | N | 8 | N | NO | 0 | T8 |  | 32 | 4 | 24 | N |  | 0 | 0 | 86.2015 | 416008.4347 | 0 | 0 | 0 | 382.1351 | 1 | 361.2181 | -11.0232 | 1 | 1 | 0 | -14.5546
15886 | 2 | LT-FF | N | 5 | Y | NO | 1 | T8 |  | 17 | 1 | 24 | N |  | 0 | 0 | 86.2015 | 416008.4347 | 0 | 0 | 0 | 478.75 | 1 | 184.436 | -15.35 | 1 | 0 | 0 | 0
15775 | 1 | MT | N | 25 | N | NO | 0 | T12 |  | 32 | 6 | SH | T5 |  | 21 | 4 | 59.7384 | 597383.6072 | 0 | 0 | 0 | 2030.6033 | 1 | 1128.8065 | -45.9299 | 1 | 1 | 0 | -13.4443
15775 | 2 | MT | N | 100 | N | NO | 0 | T8 |  | 32 | 23 | SH | T12 |  | 60 | 7 | 59.7384 | 597383.6072 | 0 | 0 | 0 | 4776.6891 | 1 | 4515.2262 | -137.7896 | 1 | 1 | 0 | -181.933
15775 | 3 | MT | N | 40 | Y | NO | 16 | T12 |  | 34 | 8 | SH | T12 |  | 60 | 9 | 59.7384 | 597383.6072 | 0 | 0 | 0 | 4942 | 1 | 1475.488 | -122.8 | 1 | 0 | 0 | 0
15775 | 4 | LT-FF | Y | 55 | Y | ASHWC | 22 | LED |  | 18 | 24 | SH | N |  | 0 | 0 | 59.7384 | 597383.6072 | 0 | 0 | 0 | 0 | 0 | 0 | 0 | 1 | 0 | 0 | 0
15775 | 5 | LT-IC | Y | 22.5 | Y | ASHWC | 9 | LED |  | 18 | 10 | SH | N |  | 0 | 0 | 59.7384 | 597383.6072 | 0 | 0 | 0 | 0 | 0 | 0 | 0 | 1 | 0 | 0 | 0
15837 | 1 | MT | N | 230 | N | NO | 0 | LED |  | 26 | 15 | OS | T8 |  | 32 | 92 | 29.6855 | 4782339.4515 | 0 | 0 | 0 | 0 | 0 | 0 | 0 | 0 | 1 | 0 | 0
15837 | 2 | MT | Y | 35 | N | NO | 0 | T8 |  | 32 | 14 | SH | N |  | 0 | 0 | 29.6855 | 4782339.4515 | 0 | 0 | 0 | 1671.8412 | 1 | 1580.3292 | -48.2264 | 1 | 1 | 0 | -63.6765
15837 | 3 | MT | Y | 54 | Y | ASH | 18 | LED |  | 15 | 24 | OS | N |  | 0 | 0 | 29.6855 | 4782339.4515 | 1 | 12423.5052 | 2288.2948 | 0 | 0 | 0 | 0 | 0 | 0 | -189.6505 | 0
15837 | 4 | MT | N | 370 | Y | ASH | 152 | LED |  | 15 | 160 | OS | N |  | 0 | 0 | 29.6855 | 4782339.4515 | 1 | 85124.017 | 15679.0567 | 0 | 0 | 0 | 0 | 0 | 0 | -1299.4575 | 0
15837 | 5 | MT | N | 170 | N | NO | 0 | T8 |  | 32 | 96 | SH | N |  | 0 | 0 | 29.6855 | 4782339.4515 | 0 | 0 | 0 | 8120.3715 | 1 | 7675.8845 | -234.2423 | 1 | 1 | 0 | -309.2861
15837 | 6 | MT | Y | 30 | Y | ASH | 7 | LED |  | 15 | 7 | OS | N |  | 0 | 0 | 29.6855 | 4782339.4515 | 1 | 6901.9473 | 1271.2749 | 0 | 0 | 0 | 0 | 0 | 0 | -105.3614 | 0
15837 | 7 | MT | Y | 105 | N | NO | 0 | T8 |  | 32 | 16 | SH | N |  | 0 | 0 | 29.6855 | 4782339.4515 | 0 | 0 | 0 | 5015.5235 | 1 | 4740.9875 | -144.6791 | 1 | 1 | 0 | -191.0296
15837 | 8 | MT | Y | 20 | N | NO | 0 | T5 |  | 28 | 24 | SH | N |  | 0 | 0 | 29.6855 | 4782339.4515 | 0 | 0 | 0 | 0 | 0 | 0 | 0 | 1 | 1 | 0 | 0
15887 | 1 | MT | Y | 5 | N | NO | 0 | T8 |  | 32 | 1 | 24 | N |  | 0 | 0 | 86.2015 | 227571.9577 | 0 | 0 | 0 | 238.8345 | 1 | 225.7613 | -6.8895 | 1 | 1 | 0 | -9.0966
15840 | 1 | MT | N | 28 | Y | ASH | 11 | T8 |  | 32 | 12 | 24 | N |  | 0 | 0 | 97.8143 | 4614489.7274 | 1 | 6441.8175 | 1186.5232 | 2681 | 1 | 1032.8416 | -85.96 | 1 | 0 | -98.3373 | 0
15840 | 2 | MT | N | 36 | Y | ASH | 15 | T8 |  | 32 | 16 | 24 | N |  | 0 | 0 | 97.8143 | 4614489.7274 | 1 | 8282.3368 | 1525.5298 | 3447 | 1 | 1327.9392 | -110.52 | 1 | 0 | -126.4337 | 0
15840 | 3 | LT-IC | N | 8 | Y | ASH | 3 | T8 |  | 32 | 4 | 24 | N |  | 0 | 0 | 97.8143 | 4614489.7274 | 1 | 2955.6507 | 339.0066 | 766 | 1 | 295.0976 | -24.56 | 1 | 0 | -40.2775 | 0
15840 | 4 | LT-FF | N | 128 | Y | ASHWC | 53 | T8 |  | 32 | 106 | 24 | N |  | 0 | 0 | 97.8143 | 4614489.7274 | 0 | 0 | 0 | 12256 | 1 | 4721.5616 | -392.96 | 1 | 0 | 0 | 0
15840 | 5 | MT | N | 112 | N | NO | 0 | T12 |  | 40 | 56 | 24 | T12 |  | 40 | 28 | 97.8143 | 4614489.7274 | 0 | 0 | 0 | 9097.1028 | 1 | 5057.0533 | -205.7658 | 1 | 1 | 0 | -60.2305
15840 | 6 | LT-FF | N | 63 | Y | ASH | 27 | T8 |  | 32 | 28 | 24 | N |  | 0 | 0 | 97.8143 | 4614489.7274 | 1 | 23275.7496 | 2669.6772 | 6032.25 | 1 | 2323.8936 | -193.41 | 1 | 0 | -317.1853 | 0
15840 | 7 | LT-FF | N | 87 | Y | ASH | 32 | T8 |  | 32 | 33 | 24 | N |  | 0 | 0 | 97.8143 | 4614489.7274 | 1 | 32142.7019 | 3686.6971 | 8330.25 | 1 | 3209.1864 | -267.09 | 1 | 0 | -438.0178 | 0
15840 | 8 | MT | N | 68 | N | NO | 0 | T8 |  | 32 | 34 | 24 | N |  | 0 | 0 | 97.8143 | 4614489.7274 | 0 | 0 | 0 | 3248.1486 | 1 | 3070.3538 | -93.6969 | 1 | 1 | 0 | -123.7144
15840 | 9 | DK | N | 56 | Y | ASH | 25 | T8 |  | 32 | 26 | 24 | N |  | 0 | 0 | 97.8143 | 4614489.7274 | 1 | 20689.5552 | 2373.0464 | 5362 | 1 | 2065.6832 | -171.92 | 1 | 0 | -281.9425 | 0
15840 | 10 | DK | N | 16 | Y | DK | 6 | T8 |  | 32 | 7 | 24 | N |  | 0 | 0 | 97.8143 | 4614489.7274 | 0 | 0 | 0 | 1532 | 1 | 590.1952 | -49.12 | 1 | 0 | 0 | 0
15903 | 1 | MT | N | 175 | Y | ASHWC | 20 | LED | 5' strip | -1 | 21 | 24 | N |  | 0 | 0 | 97.8143 | 949190.4425 | 0 | 0 | 0 | 0 | 0 | 0 | 0 | 1 | 0 | 0 | 0
15905 | 1 | MT | N | 37 | N | NO | 0 | T8 | 4' | 32 | 18 | SH | N |  | 0 | 0 | 59.7384 | 940222.0594 | 0 | 0 | 0 | 1767.375 | 1 | 1670.6337 | -50.9822 | 1 | 1 | 0 | -67.3152
15905 | 2 | MT | N | 25 | N | NO | 0 | T12 | 4' | 40 | 12 | SH | N |  | 0 | 0 | 59.7384 | 940222.0594 | 0 | 0 | 0 | 2030.6033 | 1 | 1128.8065 | -45.9299 | 1 | 1 | 0 | -13.4443
15905 | 3 | MT | N | 44 | Y | ASHWC | 17 | T8 | 5' | 40 | 18 | SH | N |  | 0 | 0 | 59.7384 | 940222.0594 | 0 | 0 | 0 | 4213 | 1 | 1623.0368 | -135.08 | 1 | 0 | 0 | 0
15905 | 4 | MT | N | 21 | Y | ASHWC | 8 | T8 | 5' | 40 | 9 | SH | N |  | 0 | 0 | 59.7384 | 940222.0594 | 0 | 0 | 0 | 2010.75 | 1 | 774.6312 | -64.47 | 1 | 0 | 0 | 0
15905 | 5 | LT-FF | DK | 32 | Y | ASHWC | 12 | T8 | 5' | 40 | 14 | SH | N |  | 0 | 0 | 59.7384 | 940222.0594 | 0 | 0 | 0 | 3064 | 1 | 1180.3904 | -98.24 | 1 | 0 | 0 | 0
15905 | 6 | MT | N | 76 | Y | ASHWC | 29 | T8 | 5' | 40 | 31 | SH | N |  | 0 | 0 | 59.7384 | 940222.0594 | 0 | 0 | 0 | 7277 | 1 | 2803.4272 | -233.32 | 1 | 0 | 0 | 0
15905 | 7 | LT-FF | N | 53 | Y | DK | 20 | T12 | 6' | 60 | 8 | SH | T12 | 6' | 60 | 8 | 59.7384 | 940222.0594 | 0 | 0 | 0 | 6548.15 | 1 | 1955.0216 | -162.71 | 1 | 0 | 0 | 0
15905 | 8 | LT-FF | N | 37 | Y | ASHWC | 14 | T8 | 5' | 40 | 14 | SH | N |  | 0 | 0 | 59.7384 | 940222.0594 | 0 | 0 | 0 | 3542.75 | 1 | 1364.8264 | -113.59 | 1 | 0 | 0 | 0
15698 | 1 | LT-FF | N | 325 | Y | NO | 130 | DK | -1 | -1 | -1 | 24 | N |  | 0 | 0 | 21.1752 | 4334096.1124 | 0 | 0 | 0 | 0 | 0 | 0 | 0 | 1 | 0 | 0 | 0
15698 | 2 | MT | N | 85 | Y | NO | 34 | DK | -1 | -1 | -1 | DK | N |  | 0 | 0 | 21.1752 | 4334096.1124 | 0 | 0 | 0 | 0 | 0 | 0 | 0 | 1 | 0 | 0 | 0
15776 | 1 | LT-IC | Y | 8 | Y | NO | 2 | T12 | 2 foot | 20 | 4 | SH | N |  | 0 | 0 | 86.2015 | 344805.9965 | 0 | 0 | 0 | 988.4 | 1 | 295.0976 | -24.56 | 1 | 0 | 0 | 0
15776 | 2 | MT | Y | 16 | Y | NO | 8 | T12 | 4ft | 40 | 4 | SH | N |  | 0 | 0 | 86.2015 | 344805.9965 | 0 | 0 | 0 | 1976.8 | 1 | 590.1952 | -49.12 | 1 | 0 | 0 | 0
15776 | 3 | MT | Y | 14 | Y | NO | 6 | T12 | 4L | 40 | 4 | SH | N |  | 0 | 0 | 86.2015 | 344805.9965 | 0 | 0 | 0 | 1729.7 | 1 | 516.4208 | -42.98 | 1 | 0 | 0 | 0
15776 | 4 | LT-IC | Y | 7 | Y | NO | 3 | T12 | 4ft | 40 | 8 | SH | N |  | 0 | 0 | 86.2015 | 344805.9965 | 0 | 0 | 0 | 864.85 | 1 | 258.2104 | -21.49 | 1 | 0 | 0 | 0
15776 | 5 | MT | Y | 3 | Y | NO | 1 | T12 | 2ft | 17 | 2 | SH | N |  | 0 | 0 | 86.2015 | 344805.9965 | 0 | 0 | 0 | 370.65 | 1 | 110.6616 | -9.21 | 1 | 0 | 0 | 0
15890 | 1 | LT-FF | N | 35 | Y | ASH | 10 | T8 | 5ft | 40 | 20 | SH | N |  | 0 | 0 | 97.8143 | 1158121.8919 | 1 | 12930.972 | 1483.154 | 3351.25 | 1 | 1291.052 | -107.45 | 1 | 0 | -176.2141 | 0
15890 | 2 | MT | N | 15 | Y | ASH | 5 | T8 | 5ft | 40 | 10 | SH | N |  | 0 | 0 | 97.8143 | 1158121.8919 | 1 | 3450.9737 | 635.6374 | 1436.25 | 1 | 553.308 | -46.05 | 1 | 0 | -52.6807 | 0
15890 | 3 | MT | N | 15 | N | ASH | 0 | T8 | T8 | 32 | 6 | SH | N |  | 0 | 0 | 97.8143 | 1158121.8919 | 1 | 3450.9737 | 635.6374 | 716.5034 | 1 | 677.2839 | -20.6684 | 1 | 1 | -52.6807 | -27.2899
15890 | 4 | MT | N | 24 | N | ASH | 0 | T8 | T8 | 32 | 12 | SH | N |  | 0 | 0 | 97.8143 | 1158121.8919 | 1 | 5521.5579 | 1017.0199 | 1146.4054 | 1 | 1083.6543 | -33.0695 | 1 | 1 | -84.2891 | -43.6639
15890 | 5 | MT | N | 20 | N | ASH | 0 | T12 | 5ft | 50 | 8 | SH | N |  | 0 | 0 | 97.8143 | 1158121.8919 | 1 | 4601.2982 | 847.5166 | 1624.4827 | 1 | 903.0452 | -36.7439 | 1 | 1 | -70.2409 | -10.7555
15359 | 1 | MT | Y | 6 | Y | NO | 3 | T12 | 4ft | 40 | 2 | NF | N |  | 0 | 0 | 340.7206 | 3095787.1976 | 0 | 0 | 0 | 741.3 | 1 | 221.3232 | -18.42 | 1 | 0 | 0 | 0
15362 | 1 | MT | Y | 6 | NF | NO | 3 | T12 | 4ft | 40 | 2 | NF | N |  | 0 | 0 | 340.7206 | 1506666.4085 | 0 | 0 | 0 | 741.3 | 1 | 221.3232 | -18.42 | 1 | 0 | 0 | 0
15213 | 1 | MT | Y | 4 | Y | ASHWC | 2 | LED | 5 FT door strip | -1 | 3 | NF | N |  | 0 | 0 | 24.0823 | 2932238.051 | 0 | 0 | 0 | 0 | 0 | 0 | 0 | 1 | 0 | 0 | 0
15931 | 1 | LT-FF | Y | 12 | Y | ASHWC | 6 | LED | 5' door strips | 16 | 6 | 24 | N |  | 0 | 0 | 21.1752 | 4362089.7173 | 0 | 0 | 0 | 0 | 0 | 0 | 0 | 1 | 0 | 0 | 0
15931 | 2 | LT-FF | Y | 18 | Y | ASHWC | 9 | LED | 5' door strips | 16 | 9 | 24 | N |  | 0 | 0 | 21.1752 | 4362089.7173 | 0 | 0 | 0 | 0 | 0 | 0 | 0 | 1 | 0 | 0 | 0
15931 | 3 | LT-FF | DK | 240 | Y | ASHWC | 130 | LED | 5' door strips | 16 | 130 | 24 | N |  | 0 | 0 | 21.1752 | 4362089.7173 | 0 | 0 | 0 | 0 | 0 | 0 | 0 | 1 | 0 | 0 | 0
15948 | 1 | MT | Y | 28 | N | NO | 0 | T8 |  | 32 | 8 | SH | N |  | 0 | 0 | 97.8143 | 1185509.9096 | 0 | 0 | 0 | 1337.4729 | 1 | 1264.2633 | -38.5811 | 1 | 1 | 0 | -50.9412
15948 | 2 | MT | N | 117 | N | NO | 0 | T8 |  | 32 | 75 | SH | N |  | 0 | 0 | 97.8143 | 1185509.9096 | 0 | 0 | 0 | 5588.7262 | 1 | 5282.8146 | -161.2138 | 1 | 1 | 0 | -212.8616
15948 | 3 | MT | Y | 10 | N | NO | 0 | N |  | 0 | 0 | NF | N |  | 0 | 0 | 97.8143 | 1185509.9096 | 0 | 0 | 0 | 0 | 0 | 0 | 0 | 1 | 1 | 0 | 0
15948 | 4 | LT-FF | N | 50 | Y | ASH | 19 | LED | 5' door strips | -1 | 20 | OS | N |  | 0 | 0 | 97.8143 | 1185509.9096 | 1 | 18472.8172 | 2118.7914 | 0 | 0 | 0 | 0 | 0 | 0 | -251.7344 | 0
15948 | 5 | LT-IC | N | 40 | Y | ASH | 18 | LED | 5' door strips | -1 | 19 | OS | N |  | 0 | 0 | 97.8143 | 1185509.9096 | 1 | 14778.2537 | 1695.0332 | 0 | 0 | 0 | 0 | 0 | 0 | -201.3875 | 0
15885 | 1 | LT-FF | Y | 16 | Y | ASH | 7 | T8 |  | 32 | 9 | 24 | N |  | 0 | 0 | 86.2015 | 258604.4974 | 1 | 5911.3015 | 678.0133 | 1532 | 1 | 590.1952 | -49.12 | 1 | 0 | -80.555 | 0
15885 | 2 | MT | Y | 13 | N | NO | 0 | T8 |  | 32 | 6 | 24 | N |  | 0 | 0 | 86.2015 | 258604.4974 | 0 | 0 | 0 | 620.9696 | 1 | 586.9794 | -17.9126 | 1 | 1 | 0 | -23.6513
15963 | 1 | MT | N | 28 | Y | ASH | 11 | LED | strip | -1 | 12 | 24 | N |  | 0 | 0 | 97.8143 | 581995.3764 | 1 | 6441.8175 | 1186.5232 | 0 | 0 | 0 | 0 | 1 | 0 | -98.3373 | 0
15963 | 7 | LT-IC | Y | 5 | Y | NO | 2 | N |  | 0 | 0 | NF | N |  | 0 | 0 | 97.8143 | 581995.3764 | 0 | 0 | 0 | 0 | 0 | 0 | 0 | 1 | 0 | 0 | 0
15958 | 1 | MT | N | 65 | N | NO | 0 | DK |  | -1 | -1 | SH | N |  | 0 | 0 | 21.1752 | 3398004.3642 | 0 | 0 | 0 | 0 | 0 | 0 | 0 | 1 | 1 | 0 | 0
15938 | 2 | MT | Y | 12 | N | NO | 0 | T8 |  | 32 | 6 | SH | N |  | 0 | 0 | 86.2015 | 425663.0026 | 0 | 0 | 0 | 573.2027 | 1 | 541.8271 | -16.5348 | 1 | 1 | 0 | -21.832
15964 | 1 | MT | N | 8 | N | NO | 0 | LED | 4' tube | -1 | 4 | SH | N |  | 0 | 0 | 11.7918 | 1413388.8587 | 0 | 0 | 0 | 0 | 0 | 0 | 0 | 1 | 1 | 0 | 0
15964 | 2 | MT | N | 60 | N | NO | 0 | LED | 4' | -1 | 55 | SH | N |  | 0 | 0 | 11.7918 | 1413388.8587 | 0 | 0 | 0 | 0 | 0 | 0 | 0 | 1 | 1 | 0 | 0
15964 | 3 | MT | N | 6 | N | NO | 0 | LED | 3' | -1 | 4 | SH | N |  | 0 | 0 | 11.7918 | 1413388.8587 | 0 | 0 | 0 | 0 | 0 | 0 | 0 | 1 | 1 | 0 | 0
15964 | 4 | MT | N | 10 | N | NO | 0 | LED | 4' | -1 | 12 | SH | N |  | 0 | 0 | 11.7918 | 1413388.8587 | 0 | 0 | 0 | 0 | 0 | 0 | 0 | 1 | 1 | 0 | 0
15901 | 1 | LT-FF | N | 255 | Y | ASH | 102 | LED | 5' strip | -1 | 81 | OS | N |  | 0 | 0 | 29.6855 | 4605383.9861 | 1 | 94211.3675 | 10805.8364 | 0 | 0 | 0 | 0 | 0 | 0 | -1283.8452 | 0
15901 | 2 | MT | Y | 5 | Y | ASH | 1 | T8 | 4' | 32 | 1 | 24 | N |  | 0 | 0 | 29.6855 | 4605383.9861 | 1 | 1150.3246 | 211.8791 | 478.75 | 1 | 184.436 | -15.35 | 1 | 0 | -17.5602 | 0
15901 | 3 | LT-IC | N | 80 | Y | ASH | 37 | LED | 5' strip | -1 | 38 | OS | N |  | 0 | 0 | 29.6855 | 4605383.9861 | 1 | 29556.5075 | 3390.0663 | 0 | 0 | 0 | 0 | 0 | 0 | -402.775 | 0
15901 | 4 | LT-FF | N | 34.5 | Y | ASH | 13 | LED | 5' strip | -1 | 14 | OS | N |  | 0 | 0 | 29.6855 | 4605383.9861 | 1 | 12746.2438 | 1461.9661 | 0 | 0 | 0 | 0 | 0 | 0 | -173.6967 | 0
15901 | 5 | LT-IC | N | 21 | Y | ASH | 8 | LED | 5' strip | -1 | 6 | OS | N |  | 0 | 0 | 29.6855 | 4605383.9861 | 1 | 7758.5832 | 889.8924 | 0 | 0 | 0 | 0 | 0 | 0 | -105.7284 | 0
15952 | 1 | MT | Y | 6 | Y | DK | 3 | N |  | 0 | 0 | NF | N |  | 0 | 0 | 22.7863 | 8869813.4403 | 0 | 0 | 0 | 0 | 0 | 0 | 0 | 1 | 0 | 0 | 0
15952 | 2 | MT | Y | 5 | Y | DK | 2 | T8 | 2 foot | 17 | 2 | SH | N |  | 0 | 0 | 22.7863 | 8869813.4403 | 0 | 0 | 0 | 478.75 | 1 | 184.436 | -15.35 | 1 | 0 | 0 | 0
15832 | 1 | MT | DK | -1 | Y | NO | 8 | DK |  | -1 | -1 | DK | N |  | 0 | 0 | 55.6951 | 12062781.5649 | 0 | 0 | 0 | 0 | 0 | 0 | 0 | 1 | 0 | 0 | 0
6810 | 1 | MT | N | 15 | Y | ASHWC | 7 | T12 | 5ft High Output | 75 | 8 | NF | N |  | 0 | 0 | 92.6545 | 926545.4758 | 0 | 0 | 0 | 1853.25 | 1 | 553.308 | -46.05 | 1 | 0 | 0 | 0
15541 | 1 | MT | DK | 15 | Y | DK | 7 | T8 | 5ft | 40 | 8 | NF | N |  | 0 | 0 | 115.5328 | 577664.1156 | 0 | 0 | 0 | 1436.25 | 1 | 553.308 | -46.05 | 1 | 0 | 0 | 0
15839 | 2 | LT-IC | Y | 4 | N | DK | 0 | N |  | 0 | 0 | NF | N |  | 0 | 0 | 3.7884 | 641926.9513 | 0 | 0 | 0 | 0 | 0 | 0 | 0 | 1 | 1 | 0 | 0
3749 | 1 | MT | Y | 5 | N | DK | 0 | INC |  | 40 | 1 | NF | N |  | 0 | 0 | 24.0823 | 1898986.5166 | 0 | 0 | 0 | 0 | 0 | 0 | 0 | 1 | 1 | 0 | 0
3352 | 1 | LT-IC | DK | 10 | Y | DK | 3 | N |  | 0 | 0 | NF | N |  | 0 | 0 | 158.3019 | 3482641.4586 | 0 | 0 | 0 | 0 | 0 | 0 | 0 | 1 | 0 | 0 | 0
15890 | 6 | MT | DK | 88 | N | NO | 0 | T8 | 4ft | 32 | 18 | SH | T12 | 4ft | 40 | 3 | 97.8143 | 1158121.8919 | 0 | 0 | 0 | 4203.4864 | 1 | 3973.399 | -121.2549 | 1 | 1 | 0 | -160.101
1913 | 1 | MT | Y | 6.5 | Y | DK | 2 | INC |  | 40 | 2 | NF | N |  | 0 | 0 | 143.5339 | 6824895.3496 | 0 | 0 | 0 | 0 | 0 | 0 | 0 | 1 | 0 | 0 | 0
1913 | 2 | LT-FF | Y | 9 | Y | DK | 3 | INC |  | 40 | 3 | NF | N |  | 0 | 0 | 143.5339 | 6824895.3496 | 0 | 0 | 0 | 0 | 0 | 0 | 0 | 1 | 0 | 0 | 0
15158 | 2 | LT-FF | DK | 8 | Y | DK | 3 | LED | -1 | -1 | 4 | NF | N |  | 0 | 0 | 59.7384 | 519305.5698 | 0 | 0 | 0 | 0 | 0 | 0 | 0 | 1 | 0 | 0 | 0
15158 | 3 | LT-IC | Y | 8 | N | NO | 0 | N |  | 0 | 0 | NF | N |  | 0 | 0 | 59.7384 | 519305.5698 | 0 | 0 | 0 | 0 | 0 | 0 | 0 | 1 | 1 | 0 | 0
15158 | 4 | LT-FF | Y | 8 | Y | DK | 3 | LED | -1 | -1 | 4 | NF | N |  | 0 | 0 | 59.7384 | 519305.5698 | 0 | 0 | 0 | 0 | 0 | 0 | 0 | 1 | 0 | 0 | 0
1941 | 2 | LT-IC | Y | 2.5 | N | ASH | 0 | LED | -1 | -1 | 1 | NF | N |  | 0 | 0 | 22.7863 | 7000148.0947 | 1 | 923.6409 | 105.9396 | 0 | 0 | 0 | 0 | 1 | 1 | -12.5867 | 0
6529 | 6 | LT-FF | Y | 5 | Y | DK | 2 | N |  | 0 | 0 | NF | N |  | 0 | 0 | 92.6545 | 703803.9434 | 0 | 0 | 0 | 0 | 0 | 0 | 0 | 1 | 0 | 0 | 0
15743 | 1 | MT | DK | 20 | N | NO | 0 | N |  | 0 | 0 | NF | N |  | 0 | 0 | 13.262 | 3225413.2024 | 0 | 0 | 0 | 0 | 0 | 0 | 0 | 1 | 1 | 0 | 0
3150 | 1 | MT | Y | 10 | Y | DK | 4 | DK | -1 | -1 | -1 | SH | N |  | 0 | 0 | 450.1965 | 2360380.332 | 0 | 0 | 0 | 0 | 0 | 0 | 0 | 1 | 0 | 0 | 0
15338 | 4 | LT-FF | Y | 8 | N | DK | 0 | N |  | 0 | 0 | NF | N |  | 0 | 0 | 115.5328 | 329384.0787 | 0 | 0 | 0 | 0 | 0 | 0 | 0 | 1 | 1 | 0 | 0
15181 | 3 | LT-IC | Y | 6 | Y | ASHWC | 4 | N |  | 0 | 0 | NF | N |  | 0 | 0 | 105.0061 | 352820.5255 | 0 | 0 | 0 | 0 | 0 | 0 | 0 | 1 | 0 | 0 | 0
15187 | 2 | LT-IC | Y | 8 | Y | ASHWC | 4 | T8 | 4FT | 32 | 2 | NF | N |  | 0 | 0 | 105.0061 | 262515.2719 | 0 | 0 | 0 | 766 | 1 | 295.0976 | -24.56 | 1 | 0 | 0 | 0
15188 | 2 | LT-IC | Y | 6 | Y | ASHWC | 4 | N |  | 0 | 0 | SH | N |  | 0 | 0 | 105.0061 | 252014.661 | 0 | 0 | 0 | 0 | 0 | 0 | 0 | 1 | 0 | 0 | 0
15317 | 5 | LT-IC | Y | 4 | Y | DK | 2 | N |  | 0 | 0 | 24 | N |  | 0 | 0 | 59.7384 | 661602.345 | 0 | 0 | 0 | 0 | 0 | 0 | 0 | 1 | 0 | 0 | 0
15478 | 1 | MT | DK | 25 | Y | DK | 12 | DK | -1 | -1 | -1 | SH | N |  | 0 | 0 | 160.3679 | 850431.0813 | 0 | 0 | 0 | 0 | 0 | 0 | 0 | 1 | 0 | 0 | 0
15721 | 6 | MT | DK | 32 | Y | DK | 16 | T8 |  | 32 | 16 | SH | N |  | 0 | 0 | 97.8143 | 3227873.5163 | 0 | 0 | 0 | 3064 | 1 | 1180.3904 | -98.24 | 1 | 0 | 0 | 0
15721 | 3 | LT-FF | N | 130 | Y | ASH | 52 | T8 |  | 32 | 60 | SH | N |  | 0 | 0 | 97.8143 | 3227873.5163 | 1 | 48029.3246 | 5508.8578 | 12447.5 | 1 | 4795.336 | -399.1 | 1 | 0 | -654.5093 | 0
15721 | 4 | MT | N | 80 | N | NO | 0 | T8 |  | 32 | 40 | SH | N |  | 0 | 0 | 97.8143 | 3227873.5163 | 0 | 0 | 0 | 3821.3513 | 1 | 3612.1809 | -110.2317 | 1 | 1 | 0 | -145.5464
15721 | 5 | MT | N | 36 | N | NO | 0 | T8 |  | 32 | 18 | SH | N |  | 0 | 0 | 97.8143 | 3227873.5163 | 0 | 0 | 0 | 1719.6081 | 1 | 1625.4814 | -49.6043 | 1 | 1 | 0 | -65.4959
15721 | 7 | MT | N | 88 | N | ASH | 0 | T8 |  | 32 | 44 | SH | N |  | 0 | 0 | 97.8143 | 3227873.5163 | 1 | 20245.7122 | 3729.0729 | 4203.4864 | 1 | 3973.399 | -121.2549 | 1 | 1 | -309.0602 | -160.101
15782 | 1 | LT-IC | Y | 4 | Y | DK | 2 | T8 |  | 32 | 1 | SH | N |  | 0 | 0 | 86.2015 | 340668.3245 | 0 | 0 | 0 | 383 | 1 | 147.5488 | -12.28 | 1 | 0 | 0 | 0
15782 | 3 | LT-FF | N | 32 | N | NO | 0 | T12 | 4ft | 40 | 7 | SH | N |  | 0 | 0 | 86.2015 | 340668.3245 | 0 | 0 | 0 | 2599.1722 | 1 | 1444.8724 | -58.7902 | 1 | 1 | 0 | -17.2087
15775 | 6 | MT | Y | 8 | N | DK | 0 | T12 |  | 60 | 2 | SH | N |  | 0 | 0 | 59.7384 | 597383.6072 | 0 | 0 | 0 | 649.7931 | 1 | 361.2181 | -14.6976 | 1 | 1 | 0 | -4.3022
15775 | 7 | LT-IC | Y | 4 | Y | ASH | 2 | N |  | 0 | 0 | SH | N |  | 0 | 0 | 59.7384 | 597383.6072 | 1 | 1477.8254 | 169.5033 | 0 | 0 | 0 | 0 | 1 | 0 | -20.1387 | 0
15775 | 8 | MT | DK | 20 | N | NO | 0 | N |  | 0 | 0 | SH | N |  | 0 | 0 | 59.7384 | 597383.6072 | 0 | 0 | 0 | 0 | 0 | 0 | 0 | 1 | 1 | 0 | 0
15063 | 1 | LT-FF | Y | 4 | N | NO | 0 | N |  | 0 | 0 | SH | N |  | 0 | 0 | 42.4184 | 1187714.5814 | 0 | 0 | 0 | 0 | 0 | 0 | 0 | 1 | 1 | 0 | 0
15870 | 2 | LT-FF | N | 8 | N | DK | 0 | T8 |  | 32 | 16 | SH | N |  | 0 | 0 | 29.6855 | 4066918.0935 | 0 | 0 | 0 | 382.1351 | 1 | 361.2181 | -11.0232 | 1 | 1 | 0 | -14.5546
15870 | 3 | MT | N | 8 | N | DK | 0 | T8 |  | 32 | 16 | SH | N |  | 0 | 0 | 29.6855 | 4066918.0935 | 0 | 0 | 0 | 382.1351 | 1 | 361.2181 | -11.0232 | 1 | 1 | 0 | -14.5546
15870 | 4 | MT | N | 24 | N | DK | 0 | T8 |  | 32 | 24 | SH | N |  | 0 | 0 | 29.6855 | 4066918.0935 | 0 | 0 | 0 | 1146.4054 | 1 | 1083.6543 | -33.0695 | 1 | 1 | 0 | -43.6639
15870 | 5 | LT-FF | N | 6 | N | DK | 0 | T8 |  | 32 | 2 | SH | N |  | 0 | 0 | 29.6855 | 4066918.0935 | 0 | 0 | 0 | 286.6013 | 1 | 270.9136 | -8.2674 | 1 | 1 | 0 | -10.916
15931 | 4 | LT-FF | N | 174 | N | DK | 0 | T8 |  | 32 | 144 | 24 | N |  | 0 | 0 | 21.1752 | 4362089.7173 | 0 | 0 | 0 | 8311.439 | 1 | 7856.4935 | -239.7539 | 1 | 1 | 0 | -316.5634
15776 | 6 | MT | Y | 8 | N | DK | 0 | T12 | 4ft | 40 | 4 | SH | N |  | 0 | 0 | 86.2015 | 344805.9965 | 0 | 0 | 0 | 649.7931 | 1 | 361.2181 | -14.6976 | 1 | 1 | 0 | -4.3022
15926 | 1 | LT-IC | Y | 12 | Y | NO | 3 | N |  | 0 | 0 | NF | N |  | 0 | 0 | 115.5328 | 412452.1785 | 0 | 0 | 0 | 0 | 0 | 0 | 0 | 1 | 0 | 0 | 0
3560 | 1 | LT-FF | Y | 35 | N | NO | 0 | N |  | 0 | 0 | NF | N |  | 0 | 0 | 158.3019 | 3541213.1559 | 0 | 0 | 0 | 0 | 0 | 0 | 0 | 1 | 1 | 0 | 0
15206 | 9 | MT | N | 24 | Y | DK | 12 | T8 |  | 32 | 6 | SH | N |  | 0 | 0 | 97.8143 | 3625391.0305 | 0 | 0 | 0 | 2298 | 1 | 885.2928 | -73.68 | 1 | 0 | 0 | 0
15206 | 10 | LT-FF | Y | 4 | Y | DK | 2 | T8 |  | 32 | 1 | SH | N |  | 0 | 0 | 97.8143 | 3625391.0305 | 0 | 0 | 0 | 383 | 1 | 147.5488 | -12.28 | 1 | 0 | 0 | 0
15206 | 11 | LT-FF | N | 56 | Y | ASH | 28 | T8 |  | 32 | 14 | SH | N |  | 0 | 0 | 97.8143 | 3625391.0305 | 1 | 20689.5552 | 2373.0464 | 5362 | 1 | 2065.6832 | -171.92 | 1 | 0 | -281.9425 | 0
15206 | 12 | MT | N | 14 | Y | ASH | 7 | T8 |  | 32 | 4 | SH | N |  | 0 | 0 | 97.8143 | 3625391.0305 | 1 | 3220.9088 | 593.2616 | 1340.5 | 1 | 516.4208 | -42.98 | 1 | 0 | -49.1687 | 0
15285 | 5 | LT-FF | N | 48 | N | DK | 0 | T8 |  | 32 | 12 | SH | N |  | 0 | 0 | 92.6545 | 1111854.5709 | 0 | 0 | 0 | 2292.8108 | 1 | 2167.3086 | -66.139 | 1 | 1 | 0 | -87.3278
15502 | 9 | MT | Y | 10 | Y | DK | 4 | LED | 5' door strips | 15 | 5 | SH | N |  | 0 | 0 | 21.1752 | 3711672.4951 | 0 | 0 | 0 | 0 | 0 | 0 | 0 | 1 | 0 | 0 | 0
15502 | 10 | MT | Y | 9 | Y | DK | 3 | LED | 5' door strips | 15 | 4 | NF | N |  | 0 | 0 | 21.1752 | 3711672.4951 | 0 | 0 | 0 | 0 | 0 | 0 | 0 | 1 | 0 | 0 | 0
15280 | 7 | MT | Y | 8 | N | NO | 0 | N |  | 0 | 0 | SH | N |  | 0 | 0 | 92.6545 | 1621454.5826 | 0 | 0 | 0 | 0 | 0 | 0 | 0 | 1 | 1 | 0 | 0
15363 | 5 | LT-FF | N | 45 | N | NO | 0 | T8 |  | 32 | 18 | SH | N |  | 0 | 0 | 92.6545 | 1642023.8922 | 0 | 0 | 0 | 2149.5101 | 1 | 2031.8518 | -62.0053 | 1 | 1 | 0 | -81.8698
15273 | 2 | LT-IC | N | 312 | Y | DK | 108 | LED | 5' door strips | 21 | 112 | SH | N |  | 0 | 0 | 21.1752 | 3593536.0945 | 0 | 0 | 0 | 0 | 0 | 0 | 0 | 1 | 0 | 0 | 0
15273 | 3 | MT | N | 168 | N | NO | 0 | T8 |  | 32 | 42 | SH | N |  | 0 | 0 | 21.1752 | 3593536.0945 | 0 | 0 | 0 | 8024.8377 | 1 | 7585.58 | -231.4865 | 1 | 1 | 0 | -305.6474
15273 | 4 | MT | N | 138 | N | NO | 0 | T8 |  | 32 | 33 | SH | N |  | 0 | 0 | 21.1752 | 3593536.0945 | 0 | 0 | 0 | 6591.8309 | 1 | 6231.0121 | -190.1497 | 1 | 1 | 0 | -251.0675
15496 | 11 | LT-FF | N | 20 | Y | NO | 6 | LED | TUBES | 18 | 8 | SH | N |  | 0 | 0 | 21.1752 | 3430381.234 | 0 | 0 | 0 | 0 | 0 | 0 | 0 | 1 | 0 | 0 | 0
15496 | 12 | MT | N | 36 | N | NO | 0 | T8 |  | 32 | 9 | SH | N |  | 0 | 0 | 21.1752 | 3430381.234 | 0 | 0 | 0 | 1719.6081 | 1 | 1625.4814 | -49.6043 | 1 | 1 | 0 | -65.4959
15925 | 1 | MT | Y | 15 | Y | DK | 2 | INC |  | 60 | 1 | SH | N |  | 0 | 0 | 100.9871 | 2630714.0395 | 0 | 0 | 0 | 0 | 0 | 0 | 0 | 1 | 0 | 0 | 0
15580 | 9 | LT-FF | Y | 24 | Y | NO | 8 | LED | Door strip | 18 | 12 | SH | NON |  | 0 | 0 | 21.1752 | 4117833.8683 | 0 | 0 | 0 | 0 | 0 | 0 | 0 | 1 | 0 | 0 | 0
15958 | 2 | LT-IC | N | 85 | Y | DK | 30 | LED | 5' door strips | 21 | 31 | SH | N |  | 0 | 0 | 21.1752 | 3398004.3642 | 0 | 0 | 0 | 0 | 0 | 0 | 0 | 1 | 0 | 0 | 0
15890 | 7 | MT | DK | 16 | Y | DK | 4 | T12 | 4ft | 40 | 3 | SH | N |  | 0 | 0 | 97.8143 | 1158121.8919 | 0 | 0 | 0 | 1976.8 | 1 | 590.1952 | -49.12 | 1 | 0 | 0 | 0
| CBSA Building Type | Annual EUI (Mean) | +- Error Band
| All | 14.2 | 0.8
| Assembly | 12.7 | 3
| Food Service | 45.8 | 6
| Grocery | 57 | 4
| Lodging | 14.3 | 1
| Office | 16 | 1
| Residential Care | 15.3 | 2
| Retail | 12.8 | 1
| School | 9.58 | 0.8
| Warehouse | 6.05 | 2
| Other | 12.9 | 1
| CBSA Building Type | Square Footage (millions) | Annual kWh (in millions)
| All | 3120 | 44304
| Assembly | 369 | 4686.3
| Food Service | 53 | 2427.4
| Grocery | 77 | 4389
| Lodging | 171 | 2445.3
| Office | 734 | 11744
| Residential Care | 125 | 1912.5
| Retail | 571 | 7308.8
| School | 245 | 2347.1
| Warehouse | 442 | 2674.1
| Other | 333 | 4295.7
Excerpt from Cadmus report
Savings assumed by Cadmus is 5% of total end use.
To calculate average HP for those fields that have not been filled out in the CBSA
CBSA Compressor Table merged with site weight
comp_index | site_id | comp_id | compressor_type | system_type | total_hp | float_head_pres_control | heat_recovery_type | Wt_PNW | Sf_PNW | HP Modified -1 | HP Modified -2 | Can a Floating Head Pressure Control be Installed? | To understand data population of head pressure controls
223 | 15474 | 2 | UNK | S | 9 | N | N | 194.7627 | 4869068.5929 | 9 | 9 | 1 | Y | 35
224 | 15497 | 1 | UNK | UNK | 25 | N | W | 21.1752 | 4149448.4311 | 25 | 25 | 1 | N | 267
225 | 15497 | 2 | UNK | UNK | 30 | N | W | 21.1752 | 4149448.4311 | 30 | 30 | 1 | NF | 1
226 | 15497 | 3 | UNK | UNK | 35 | N | W | 21.1752 | 4149448.4311 | 35 | 35 | 1
230 | 15543 | 2 | R | M | -1 | N | S | 59.7384 | 2943786.9398 |  | 3.1146 | 1
231 | 15543 | 3 | R | M | -1 | N | S | 59.7384 | 2943786.9398 |  | 3.1146 | 1
233 | 15580 | 2 | R | M | -1 | N | W | 21.1752 | 4117833.8683 |  | 3.1146 | 1
234 | 15580 | 3 | R | M | -1 | N | W | 21.1752 | 4117833.8683 |  | 3.1146 | 1
235 | 15580 | 4 | R | M | -1 | N | W | 21.1752 | 4117833.8683 |  | 3.1146 | 1
236 | 15550 | 1 | UNK | UNK | -1 | N | N | 34.4005 | 11283352.3347 |  | 3.1146 | 1
239 | 15610 | 1 | SC | M | -1 | N | N | 194.7627 | 10460706.9649 |  | 3.1146 | 1
240 | 15610 | 2 | R | M | 150 | Y | N | 194.7627 | 10460706.9649 | 150 | 150 | 0
241 | 15610 | 3 | SC | S | -1 | N | N | 194.7627 | 10460706.9649 |  | 3.1146 | 1
250 | 15689 | 1 | SL | O | 4 | N | N | 722.1161 | 6499044.5505 | 4 | 4 | 1
251 | 15689 | 2 | R | O | 0.5 | N | N | 722.1161 | 6499044.5505 | 0.5 | 0.5 | 1
257 | 15443 | 1 | R | M | 10.4 | Y | W | 11.7918 | 1928336.8111 | 10.4 | 10.4 | 0
258 | 15443 | 2 | R | M | 13 | Y | N | 11.7918 | 1928336.8111 | 13 | 13 | 0
259 | 15443 | 3 | R | S | 10 | N | N | 11.7918 | 1928336.8111 | 10 | 10 | 1
260 | 15505 | 1 | UNK | NF | 0 | NF | NF | 105.0061 | 257264.9665 | 0 | 0 | 1
261 | 15613 | 1 | SL | M | -1 | N | N | 335.4711 | 3254070.1209 |  | 3.1146 | 1
262 | 15613 | 2 | SL | S | -1 | N | N | 335.4711 | 3254070.1209 |  | 3.1146 | 1
263 | 15428 | 1 | SL | S | 0.5 | Y | N | 14.4805 | 5285378.7634 | 0.5 | 0.5 | 0
264 | 15376 | 1 | R | S | -1 | N | N | 115.1111 | 4207886.9457 |  | 3.1146 | 1
265 | 15376 | 2 | R | S | -1 | N | N | 115.1111 | 4207886.9457 |  | 3.1146 | 1
266 | 15503 | 1 | R | M | -1 | N | N | 29.6855 | 4596923.6091 |  | 3.1146 | 1
267 | 15503 | 2 | R | M | -1 | N | N | 29.6855 | 4596923.6091 |  | 3.1146 | 1
268 | 15503 | 3 | R | M | -1 | N | N | 29.6855 | 4596923.6091 |  | 3.1146 | 1
269 | 15603 | 1 | R | M | -1 | DK | N | 92.6545 | 873547.0746 |  | 3.1146 | 1
270 | 15603 | 2 | R | S | -1 | DK | N | 92.6545 | 873547.0746 |  | 3.1146 | 1
3 | 6810 | 1 | R | S | 2 | N | N | 92.6545 | 926545.4758 | 2 | 2 | 1
4 | 6810 | 2 | R | S | 5.5 | N | N | 92.6545 | 926545.4758 | 5.5 | 5.5 | 1
5 | 6810 | 3 | SC | S | 4 | N | N | 92.6545 | 926545.4758 | 4 | 4 | 1
6 | 6810 | 4 | SC | S | 1.4 | N | N | 92.6545 | 926545.4758 | 1.4 | 1.4 | 1
7 | 6810 | 5 | SC | S | 1.4 | N | N | 92.6545 | 926545.4758 | 1.4 | 1.4 | 1
9 | 2229 | 1 | R | S | 3 | N | N | 34.4005 | 7381995.6631 | 3 | 3 | 1
13 | 1154 | 1 | SC | S | -1 | N | N | 340.7206 | 1828306.6369 |  | 3.1146 | 1
14 | 1920 | 1 | SC | S | 0.84 | N | N | 34.4005 | 4059254.8033 | 0.84 | 0.84 | 1
15 | 6438 | 1 | SL | S | -1 | N | N | 14.4805 | 1882463.6692 |  | 3.1146 | 1
16 | 6438 | 2 | SL | S | -1 | N | N | 14.4805 | 1882463.6692 |  | 3.1146 | 1
62 | 15080 | 1 | UNK | S | -1 | N | N | 11.7918 | 2301346.854 |  | 3.1146 | 1
357 | 15890 | 2 | R | M | -1 | Y | N | 97.8143 | 1158121.8919 |  | 3.1146 | 0
19 | 6831 | 1 | SL | S | 0.5 | N | N | 127.1157 | 5644952.6294 | 0.5 | 0.5 | 1
20 | 1386 | 1 | SL | S | -1 | N | N | 450.1965 | 2250982.5786 |  | 3.1146 | 1
21 | 1386 | 2 | SL | S | 10.5 | N | N | 450.1965 | 2250982.5786 | 10.5 | 10.5 | 1
22 | 1390 | 1 | R | S | -1 | N | N | 450.1965 | 1566683.8747 |  | 3.1146 | 1
23 | 1390 | 2 | OT | O | -1 | N | N | 450.1965 | 1566683.8747 |  | 3.1146 | 1
24 | 6829 | 1 | SL | S | 0.5 | N | N | 127.1157 | 4648238.6687 | 0.5 | 0.5 | 1
25 | 2395 | 1 | R | S | 1 | N | N | 105.0061 | 237313.8058 | 1 | 1 | 1
26 | 2395 | 2 | DK | S | 5 | N | N | 105.0061 | 237313.8058 | 5 | 5 | 1
27 | 1978 | 1 | R | S | 20 | N | N | 158.3019 | 4963397.2861 | 20 | 20 | 1
28 | 1978 | 2 | R | S | 8 | N | N | 158.3019 | 4963397.2861 | 8 | 8 | 1
29 | 15005 | 1 | R | S | 2 | N | N | 105.0061 | 216942.6207 | 2 | 2 | 1
30 | 15005 | 2 | R | S | 5 | N | N | 105.0061 | 216942.6207 | 5 | 5 | 1
232 | 15580 | 1 | R | M | -1 | N | W | 21.1752 | 4117833.8683 |  | 3.1146 | 1
33 | 3749 | 1 | UNK | S | 15 | DK | N | 24.0823 | 1898986.5166 | 15 | 15 | 1
36 | 3264 | 1 | UNK | M | 0.25 | DK | N | 17.6903 | 3344326.6461 | 0.25 | 0.25 | 1
37 | 3352 | 1 | DK | M | 0.07 | DK | N | 158.3019 | 3482641.4586 | 0.07 | 0.07 | 1
356 | 15890 | 1 | R | M | -1 | Y | N | 97.8143 | 1158121.8919 |  | 3.1146 | 0
40 | 2241 | 1 | DK | S | -1 | N | N | 450.1965 | 540235.8189 |  | 3.1146 | 1
229 | 15543 | 1 | R | M | -1 | N | S | 59.7384 | 2943786.9398 |  | 3.1146 | 1
42 | 8231 | 1 | SC | S | -1 | N | N | 9.3203 | 474934.1709 |  | 3.1146 | 1
43 | 8231 | 2 | SC | S | -1 | N | N | 9.3203 | 474934.1709 |  | 3.1146 | 1
44 | 1919 | 1 | UNK | S | 2 | N | N | 34.4005 | 2222270.0025 | 2 | 2 | 1
45 | 15056 | 1 | R | S | 3 | N | N | 160.3679 | 990271.9078 | 3 | 3 | 1
46 | 15056 | 2 | R | S | 2 | DK | N | 160.3679 | 990271.9078 | 2 | 2 | 1
47 | 15056 | 3 | R | S | 2.5 | DK | N | 160.3679 | 990271.9078 | 2.5 | 2.5 | 1
48 | 15056 | 4 | R | S | 1.5 | DK | N | 160.3679 | 990271.9078 | 1.5 | 1.5 | 1
49 | 3761 | 1 | SC | S | -1 | N | N | 16.3815 | 2904595.6281 |  | 3.1146 | 1
50 | 2413 | 1 | SL | M | 12.5 | DK | N | 92.6545 | 3520872.808 | 12.5 | 12.5 | 1
51 | 2413 | 2 | SL | M | 15 | DK | N | 92.6545 | 3520872.808 | 15 | 15 | 1
52 | 2926 | 1 | R | S | 1 | N | N | 4.3309 | 630145.9958 | 1 | 1 | 1
53 | 2926 | 2 | R | S | 1.5 | N | N | 4.3309 | 630145.9958 | 1.5 | 1.5 | 1
54 | 2926 | 3 | R | S | 0.75 | N | N | 4.3309 | 630145.9958 | 0.75 | 0.75 | 1
55 | 2926 | 4 | R | S | 2 | N | N | 4.3309 | 630145.9958 | 2 | 2 | 1
56 | 2926 | 5 | R | S | 3 | N | N | 4.3309 | 630145.9958 | 3 | 3 | 1
304 | 15687 | 1 | R | S | -1 | Y | N | 4.3309 | 3326131.4419 |  | 3.1146 | 0
303 | 15870 | 1 | R | M | 15 | Y | W | 29.6855 | 4066918.0935 | 15 | 15 | 0
306 | 15826 | 1 | R | M | -1 | N | N | 29.6855 | 4749685.3646 |  | 3.1146 | 1
305 | 15687 | 2 | R | S | -1 | Y | N | 4.3309 | 3326131.4419 |  | 3.1146 | 0
61 | 1877 | 1 | UNK | UNK | -1 | N | N | 22.7863 | 8052740.6089 |  | 3.1146 | 1
63 | 15081 | 1 | R | S | 1.5 | N | N | 115.5328 | 233722.9012 | 1.5 | 1.5 | 1
64 | 8255 | 1 | SC | S | 0.25 | N | N | 160.3679 | 1058428.2739 | 0.25 | 0.25 | 1
65 | 8255 | 2 | SC | S | 0.25 | N | N | 160.3679 | 1058428.2739 | 0.25 | 0.25 | 1
66 | 15070 | 1 | UNK | UNK | -1 | DK | NF | 115.5328 | 161745.9524 |  | 3.1146 | 1
67 | 15162 | 1 | R | S | -1 | N | N | 115.5328 | 215353.1823 |  | 3.1146 | 1
68 | 15162 | 2 | R | S | -1 | N | N | 115.5328 | 215353.1823 |  | 3.1146 | 1
71 | 2861 | 1 | SC | S | 1.5 | N | N | 18.3558 | 925130.4667 | 1.5 | 1.5 | 1
72 | 2861 | 2 | SC | S | 1 | N | N | 18.3558 | 925130.4667 | 1 | 1 | 1
73 | 2751 | 1 | SL | S | 1.5 | N | N | 57.1626 | 3679787.5515 | 1.5 | 1.5 | 1
74 | 2751 | 2 | SL | S | 2 | N | N | 57.1626 | 3679787.5515 | 2 | 2 | 1
77 | 15181 | 1 | SL | S | -1 | N | N | 105.0061 | 352820.5255 |  | 3.1146 | 1
78 | 15181 | 2 | SL | S | -1 | N | N | 105.0061 | 352820.5255 |  | 3.1146 | 1
79 | 8345 | 1 | SC | M | 0.07 | N | N | 160.3679 | 2565886.7247 | 0.07 | 0.07 | 1
80 | 8345 | 2 | SL | M | 0.07 | N | N | 160.3679 | 2565886.7247 | 0.07 | 0.07 | 1
81 | 8345 | 3 | SC | M | 0.07 | N | N | 160.3679 | 2565886.7247 | 0.07 | 0.07 | 1
82 | 1941 | 1 | OT | S | -1 | Y | N | 22.7863 | 7000148.0947 |  | 3.1146 | 0
83 | 1941 | 2 | OT | S | -1 | Y | N | 22.7863 | 7000148.0947 |  | 3.1146 | 0
84 | 1941 | 3 | OT | S | 0.75 | Y | N | 22.7863 | 7000148.0947 | 0.75 | 0.75 | 0
86 | 15265 | 1 | R | M | 10 | Y | N | 92.6545 | 1454676.397 | 10 | 10 | 0
87 | 15265 | 2 | R | M | 15 | Y | N | 92.6545 | 1454676.397 | 15 | 15 | 0
88 | 15265 | 3 | R | M | 6.5 | Y | N | 92.6545 | 1454676.397 | 6.5 | 6.5 | 0
89 | 15187 | 1 | SL | S | -1 | N | N | 105.0061 | 262515.2719 |  | 3.1146 | 1
90 | 15187 | 2 | SL | S | -1 | N | N | 105.0061 | 262515.2719 |  | 3.1146 | 1
91 | 15188 | 1 | SL | S | -1 | N | N | 105.0061 | 252014.661 |  | 3.1146 | 1
92 | 15188 | 2 | SL | S | -1 | N | N | 105.0061 | 252014.661 |  | 3.1146 | 1
94 | 6529 | 1 | SC | S | -1 | N | N | 92.6545 | 703803.9434 |  | 3.1146 | 1
95 | 6529 | 2 | SC | S | -1 | N | N | 92.6545 | 703803.9434 |  | 3.1146 | 1
96 | 6529 | 3 | SC | S | 2 | N | N | 92.6545 | 703803.9434 | 2 | 2 | 1
97 | 6529 | 4 | SC | S | 5 | N | N | 92.6545 | 703803.9434 | 5 | 5 | 1
98 | 6529 | 5 | SC | S | 8.5 | N | N | 92.6545 | 703803.9434 | 8.5 | 8.5 | 1
99 | 3274 | 1 | R | S | -1 | Y | N | 4.3309 | 1101218.0231 |  | 3.1146 | 0
100 | 3274 | 2 | R | S | -1 | Y | N | 4.3309 | 1101218.0231 |  | 3.1146 | 0
101 | 6480 | 1 | UNK | S | -1 | N | N | 450.1965 | 1035451.9862 |  | 3.1146 | 1
102 | 6480 | 2 | UNK | S | -1 | N | N | 450.1965 | 1035451.9862 |  | 3.1146 | 1
103 | 15268 | 1 | R | M | 9.5 | DK | NF | 92.6545 | 4368661.9183 | 9.5 | 9.5 | 1
104 | 15268 | 2 | R | M | 10 | DK | N | 92.6545 | 4368661.9183 | 10 | 10 | 1
105 | 15268 | 3 | OT | M | 9 | DK | N | 92.6545 | 4368661.9183 | 9 | 9 | 1
106 | 15268 | 4 | OT | M | 8 | N | NF | 92.6545 | 4368661.9183 | 8 | 8 | 1
107 | 15164 | 1 | SC | S | -1 | N | S | 59.7384 | 3060933.8652 |  | 3.1146 | 1
108 | 15164 | 2 | SC | S | -1 | N | S | 59.7384 | 3060933.8652 |  | 3.1146 | 1
109 | 15164 | 3 | SC | S | -1 | N | S | 59.7384 | 3060933.8652 |  | 3.1146 | 1
110 | 15164 | 4 | SC | S | -1 | N | S | 59.7384 | 3060933.8652 |  | 3.1146 | 1
111 | 15136 | 1 | SL | S | 0.07 | N | N | 92.6545 | 2053595.3925 | 0.07 | 0.07 | 1
112 | 15136 | 2 | SL | S | -1 | N | N | 92.6545 | 2053595.3925 |  | 3.1146 | 1
113 | 15136 | 3 | SL | S | -1 | N | N | 92.6545 | 2053595.3925 |  | 3.1146 | 1
114 | 15189 | 1 | UNK | S | -1 | N | N | 105.0061 | 397448.1217 |  | 3.1146 | 1
116 | 15205 | 1 | UNK | UNK | -1 | N | N | 335.4711 | 4025653.7578 |  | 3.1146 | 1
117 | 15221 | 1 | OT | M | 1 | N | N | 450.1965 | 1509508.9172 | 1 | 1 | 1
118 | 15167 | 1 | UNK | UNK | 2.73 | DK | N | 11.7918 | 1637126.4921 | 2.73 | 2.73 | 1
119 | 15167 | 2 | UNK | UNK | 7.03 | DK | N | 11.7918 | 1637126.4921 | 7.03 | 7.03 | 1
120 | 15167 | 3 | UNK | UNK | 3.64 | DK | N | 11.7918 | 1637126.4921 | 3.64 | 3.64 | 1
121 | 15167 | 4 | UNK | UNK | -1 | DK | N | 11.7918 | 1637126.4921 |  | 3.1146 | 1
122 | 15167 | 5 | R | S | 4.03 | DK | W | 11.7918 | 1637126.4921 | 4.03 | 4.03 | 1
124 | 15398 | 1 | UNK | S | -1 | N | N | 160.3679 | 360827.8207 |  | 3.1146 | 1
125 | 15398 | 2 | UNK | UNK | -1 | N | N | 160.3679 | 360827.8207 |  | 3.1146 | 1
126 | 15193 | 1 | UNK | M | -1 | N | N | 334.4652 | 5599616.0405 |  | 3.1146 | 1
127 | 15206 | 1 | R | M | -1 | Y | S | 97.8143 | 3625391.0305 |  | 3.1146 | 0
128 | 15206 | 2 | R | M | -1 | Y | S | 97.8143 | 3625391.0305 |  | 3.1146 | 0
129 | 15317 | 1 | SL | S | 3 | N | N | 59.7384 | 661602.345 | 3 | 3 | 1
130 | 15317 | 2 | R | M | 3 | N | N | 59.7384 | 661602.345 | 3 | 3 | 1
131 | 15317 | 3 | R | M | 3 | N | N | 59.7384 | 661602.345 | 3 | 3 | 1
132 | 15317 | 4 | R | S | 5 | N | N | 59.7384 | 661602.345 | 5 | 5 | 1
133 | 15451 | 1 | R | S | -1 | N | N | 115.5328 | 479923.3472 |  | 3.1146 | 1
134 | 15046 | 1 | UNK | S | 7.1 | N | N | 42.4184 | 1357388.093 | 7.1 | 7.1 | 1
137 | 15358 | 1 | SC | S | 3 | N | N | 59.7384 | 349529.1486 | 3 | 3 | 1
138 | 15358 | 2 | SL | S | -1 | N | N | 59.7384 | 349529.1486 |  | 3.1146 | 1
139 | 15358 | 3 | SL | S | -1 | N | N | 59.7384 | 349529.1486 |  | 3.1146 | 1
140 | 15172 | 1 | SC | S | 0.17 | N | N | 59.7384 | 716860.3287 | 0.17 | 0.17 | 1
141 | 15524 | 1 | R | S | 3 | N | N | 97.8143 | 503450.4542 | 3 | 3 | 1
142 | 15524 | 2 | SC | S | 3 | N | N | 97.8143 | 503450.4542 | 3 | 3 | 1
143 | 15524 | 3 | R | S | 3 | N | N | 97.8143 | 503450.4542 | 3 | 3 | 1
144 | 6833 | 1 | R | S | -1 | N | N | 34.4005 | 2775945.4776 |  | 3.1146 | 1
145 | 15254 | 1 | R | S | -1 | N | N | 105.0061 | 141758.2468 |  | 3.1146 | 1
146 | 8101 | 1 | UNK | S | 0.07 | N | N | 285.8129 | 1294160.8043 | 0.07 | 0.07 | 1
147 | 8101 | 2 | UNK | S | 0.07 | N | N | 285.8129 | 1294160.8043 | 0.07 | 0.07 | 1
148 | 15253 | 1 | OT | S | -1 | N | N | 722.1161 | 12091111.3281 |  | 3.1146 | 1
152 | 15425 | 1 | R | S | 10 | N | N | 59.7384 | 1961449.336 | 10 | 10 | 1
153 | 15425 | 2 | UNK | S | -1 | N | N | 59.7384 | 1961449.336 |  | 3.1146 | 1
154 | 15425 | 3 | UNK | S | -1 | Y | N | 59.7384 | 1961449.336 |  | 3.1146 | 0
155 | 15286 | 1 | UNK | UNK | -1 | N | N | 160.3679 | 890041.9576 |  | 3.1146 | 1
156 | 15286 | 2 | UNK | UNK | -1 | N | N | 160.3679 | 890041.9576 |  | 3.1146 | 1
159 | 15478 | 1 | UNK | UNK | 0.1 | N | N | 160.3679 | 850431.0813 | 0.1 | 0.1 | 1
160 | 15478 | 2 | UNK | UNK | 0.05 | N | N | 160.3679 | 850431.0813 | 0.05 | 0.05 | 1
161 | 15393 | 1 | UNK | UNK | -1 | DK | NF | 86.2015 | 383424.2681 |  | 3.1146 | 1
162 | 15214 | 1 | UNK | UNK | -1 | DK | NF | 340.7206 | 909723.9509 |  | 3.1146 | 1
164 | 15401 | 1 | R | M | 7 | N | S | 59.7384 | 3368287.7311 | 7 | 7 | 1
165 | 15401 | 2 | R | M | 7 | N | S | 59.7384 | 3368287.7311 | 7 | 7 | 1
166 | 15531 | 1 | R | S | 1.5 | N | N | 852.574 | 4016476.277 | 1.5 | 1.5 | 1
167 | 15531 | 2 | SL | S | 5 | N | N | 852.574 | 4016476.277 | 5 | 5 | 1
168 | 15531 | 3 | SL | S | 5 | N | N | 852.574 | 4016476.277 | 5 | 5 | 1
169 | 15322 | 1 | R | S | 3 | N | N | 9.3203 | 570038.4408 | 3 | 3 | 1
170 | 15042 | 1 | R | S | 1 | N | N | 59.7384 | 716860.3287 | 1 | 1 | 1
171 | 15042 | 2 | R | S | 1 | N | N | 59.7384 | 716860.3287 | 1 | 1 | 1
172 | 15042 | 3 | R | S | 1 | N | N | 59.7384 | 716860.3287 | 1 | 1 | 1
173 | 15042 | 4 | R | S | 1 | N | W | 59.7384 | 716860.3287 | 1 | 1 | 1
174 | 15042 | 5 | R | S | 1 | N | W | 59.7384 | 716860.3287 | 1 | 1 | 1
175 | 15332 | 1 | R | S | 10 | N | W | 115.5328 | 415918.1632 | 10 | 10 | 1
176 | 15332 | 2 | R | S | 5 | N | W | 115.5328 | 415918.1632 | 5 | 5 | 1
177 | 15285 | 1 | R | S | 0.33 | N | N | 92.6545 | 1111854.5709 | 0.33 | 0.33 | 1
178 | 15285 | 2 | R | M | 0.75 | N | N | 92.6545 | 1111854.5709 | 0.75 | 0.75 | 1
179 | 15285 | 3 | UNK | UNK | 0.07 | N | N | 92.6545 | 1111854.5709 | 0.07 | 0.07 | 1
180 | 15541 | 1 | SC | S | -1 | N | N | 115.5328 | 577664.1156 |  | 3.1146 | 1
181 | 15364 | 1 | R | S | -1 | N | N | 86.2015 | 284464.9471 |  | 3.1146 | 1
182 | 15364 | 2 | R | S | -1 | N | N | 86.2015 | 284464.9471 |  | 3.1146 | 1
183 | 15502 | 1 | R | M | 3.4 | N | W | 21.1752 | 3711672.4951 | 3.4 | 3.4 | 1
184 | 15502 | 2 | R | M | 3.4 | N | W | 21.1752 | 3711672.4951 | 3.4 | 3.4 | 1
185 | 15502 | 3 | R | M | 2.6 | N | W | 21.1752 | 3711672.4951 | 2.6 | 2.6 | 1
186 | 15502 | 4 | R | M | 2.6 | N | W | 21.1752 | 3711672.4951 | 2.6 | 2.6 | 1
187 | 15502 | 5 | R | S | 2.6 | N | W | 21.1752 | 3711672.4951 | 2.6 | 2.6 | 1
188 | 15502 | 6 | R | S | -1 | N | N | 21.1752 | 3711672.4951 |  | 3.1146 | 1
189 | 15280 | 1 | R | S | -1 | N | N | 92.6545 | 1621454.5826 |  | 3.1146 | 1
190 | 15280 | 2 | SL | S | -1 | N | N | 92.6545 | 1621454.5826 |  | 3.1146 | 1
191 | 15363 | 1 | R | M | -1 | DK | N | 92.6545 | 1642023.8922 |  | 3.1146 | 1
192 | 15273 | 1 | R | M | 10 | N | W | 21.1752 | 3593536.0945 | 10 | 10 | 1
193 | 15273 | 2 | R | UNK | 10 | N | W | 21.1752 | 3593536.0945 | 10 | 10 | 1
194 | 15273 | 3 | R | UNK | 7.5 | N | W | 21.1752 | 3593536.0945 | 7.5 | 7.5 | 1
195 | 15273 | 4 | R | UNK | 7.5 | N | W | 21.1752 | 3593536.0945 | 7.5 | 7.5 | 1
198 | 15255 | 1 | R | S | -1 | N | N | 105.0061 | 403223.4577 |  | 3.1146 | 1
199 | 15341 | 1 | R | S | 4 | N | N | 97.8143 | 495723.1206 | 4 | 4 | 1
200 | 15341 | 2 | R | S | 2.5 | N | N | 97.8143 | 495723.1206 | 2.5 | 2.5 | 1
201 | 15158 | 1 | OT | S | 5 | DK | N | 59.7384 | 519305.5698 | 5 | 5 | 1
202 | 15370 | 1 | UNK | S | -1 | N | N | 62.6831 | 5350758.396 |  | 3.1146 | 1
203 | 15370 | 2 | UNK | S | -1 | N | N | 62.6831 | 5350758.396 |  | 3.1146 | 1
204 | 15074 | 1 | R | M | 15 | N | W | 92.6545 | 5825839.9881 | 15 | 15 | 1
205 | 15074 | 2 | R | M | 15 | N | W | 92.6545 | 5825839.9881 | 15 | 15 | 1
206 | 15338 | 1 | R | S | -1 | N | N | 115.5328 | 329384.0787 |  | 3.1146 | 1
207 | 15338 | 2 | R | S | -1 | N | N | 115.5328 | 329384.0787 |  | 3.1146 | 1
208 | 15338 | 3 | R | S | -1 | N | N | 115.5328 | 329384.0787 |  | 3.1146 | 1
209 | 15496 | 1 | R | M | -1 | N | W | 21.1752 | 3430381.234 |  | 3.1146 | 1
210 | 15496 | 2 | R | M | -1 | N | W | 21.1752 | 3430381.234 |  | 3.1146 | 1
211 | 15496 | 3 | R | M | -1 | N | W | 21.1752 | 3430381.234 |  | 3.1146 | 1
212 | 15496 | 4 | R | M | -1 | N | W | 21.1752 | 3430381.234 |  | 3.1146 | 1
213 | 15496 | 5 | R | S | -1 | N | W | 21.1752 | 3430381.234 |  | 3.1146 | 1
215 | 15544 | 1 | R | S | 2 | N | N | 340.7206 | 1677026.699 | 2 | 2 | 1
216 | 15592 | 1 | OT | S | -1 | N | N | 334.4652 | 5806984.452 |  | 3.1146 | 1
217 | 15592 | 2 | OT | S | -1 | N | N | 334.4652 | 5806984.452 |  | 3.1146 | 1
218 | 15592 | 3 | OT | S | -1 | N | N | 334.4652 | 5806984.452 |  | 3.1146 | 1
219 | 15592 | 4 | OT | S | -1 | N | N | 334.4652 | 5806984.452 |  | 3.1146 | 1
220 | 15592 | 5 | OT | S | -1 | N | N | 334.4652 | 5806984.452 |  | 3.1146 | 1
221 | 15592 | 6 | OT | S | -1 | N | N | 334.4652 | 5806984.452 |  | 3.1146 | 1
222 | 15474 | 1 | UNK | S | 15 | N | N | 194.7627 | 4869068.5929 | 15 | 15 | 1
271 | 15603 | 3 | R | M | -1 | DK | N | 92.6545 | 873547.0746 |  | 3.1146 | 1
272 | 15504 | 1 | SC | S | -1 | N | N | 105.0061 | 257579.9848 |  | 3.1146 | 1
277 | 15174 | 1 | UNK | UNK | -1 | N | N | 852.574 | 7922117.9294 |  | 3.1146 | 1
280 | 15625 | 1 | UNK | S | -1 | N | N | 160.3679 | 232533.4844 |  | 3.1146 | 1
281 | 15688 | 1 | R | UNK | 10 | Y | N | 11.7918 | 2228650.4005 | 10 | 10 | 0
282 | 15688 | 2 | R | UNK | 10 | Y | N | 11.7918 | 2228650.4005 | 10 | 10 | 0
283 | 15654 | 1 | UNK | M | -1 | N | N | 29.6855 | 4274716.8282 |  | 3.1146 | 1
284 | 15654 | 2 | SL | S | -1 | N | N | 29.6855 | 4274716.8282 |  | 3.1146 | 1
285 | 15477 | 1 | UNK | S | -1 | N | N | 14.4805 | 1515383.2537 |  | 3.1146 | 1
286 | 15477 | 2 | UNK | S | -1 | N | N | 14.4805 | 1515383.2537 |  | 3.1146 | 1
287 | 15477 | 3 | UNK | S | -1 | N | N | 14.4805 | 1515383.2537 |  | 3.1146 | 1
288 | 15477 | 4 | UNK | S | -1 | N | N | 14.4805 | 1515383.2537 |  | 3.1146 | 1
289 | 15477 | 5 | UNK | S | -1 | N | N | 14.4805 | 1515383.2537 |  | 3.1146 | 1
290 | 15377 | 1 | UNK | S | -1 | N | N | 13.262 | 2387151.6415 |  | 3.1146 | 1
291 | 15721 | 1 | SL | M | 13.25 | N | W | 97.8143 | 3227873.5163 | 13.25 | 13.25 | 1
292 | 15693 | 1 | UNK | M | -1 | N | N | 4.3309 | 952798.0693 |  | 3.1146 | 1
293 | 15718 | 1 | UNK | UNK | -1 | N | N | 177.2846 | 3722975.5623 |  | 3.1146 | 1
294 | 15678 | 1 | UNK | UNK | -1 | DK | NF | 16.3815 | 2132877.3541 |  | 3.1146 | 1
295 | 15632 | 1 | SL | S | 0.13 | N | W | 117.2824 | 3283907.1494 | 0.13 | 0.13 | 1
296 | 15632 | 2 | SL | S | 0.13 | N | W | 117.2824 | 3283907.1494 | 0.13 | 0.13 | 1
297 | 15108 | 1 | UNK | UNK | 1 | DK | N | 42.4184 | 1406550.993 | 1 | 1 | 1
298 | 15108 | 2 | UNK | UNK | 0.5 | DK | N | 42.4184 | 1406550.993 | 0.5 | 0.5 | 1
299 | 15182 | 1 | SL | M | 7 | N | S | 59.7384 | 896075.4109 | 7 | 7 | 1
300 | 15052 | 1 | R | S | 2.5 | N | N | 160.3679 | 1904850.1573 | 2.5 | 2.5 | 1
301 | 15052 | 2 | R | S | 2.5 | N | N | 160.3679 | 1904850.1573 | 2.5 | 2.5 | 1
302 | 15691 | 1 | UNK | UNK | -1 | DK | NF | 29.6855 | 4775571.1499 |  | 3.1146 | 1
307 | 15826 | 2 | R | M | -1 | N | N | 29.6855 | 4749685.3646 |  | 3.1146 | 1
309 | 15627 | 1 | UNK | UNK | -1 | DK | N | 14.4805 | 1860742.9345 |  | 3.1146 | 1
310 | 15627 | 2 | UNK | UNK | -1 | DK | N | 14.4805 | 1860742.9345 |  | 3.1146 | 1
311 | 15782 | 1 | UNK | S | 5 | N | N | 86.2015 | 340668.3245 | 5 | 5 | 1
312 | 15782 | 2 | UNK | S | -1 | N | N | 86.2015 | 340668.3245 |  | 3.1146 | 1
313 | 3283 | 1 | R | S | 3 | N | N | 4.3309 | 5727931.8223 | 3 | 3 | 1
314 | 3283 | 2 | R | S | 3 | N | N | 4.3309 | 5727931.8223 | 3 | 3 | 1
315 | 15824 | 1 | R | S | -1 | N | N | 86.2015 | 322393.6067 |  | 3.1146 | 1
316 | 15824 | 2 | R | S | -1 | N | N | 86.2015 | 322393.6067 |  | 3.1146 | 1
317 | 15831 | 1 | R | S | -1 | Y | N | 11.7918 | 3773376.3394 |  | 3.1146 | 0
318 | 15831 | 2 | R | S | -1 | Y | N | 11.7918 | 3773376.3394 |  | 3.1146 | 0
319 | 15706 | 1 | R | M | 5 | N | S | 59.7384 | 1075290.493 | 5 | 5 | 1
320 | 15706 | 2 | R | S | -1 | N | S | 59.7384 | 1075290.493 |  | 3.1146 | 1
321 | 15744 | 1 | R | S | 5 | N | N | 4.3309 | 763840.8886 | 5 | 5 | 1
322 | 15895 | 1 | R | S | -1 | N | N | 86.2015 | 297395.172 |  | 3.1146 | 1
323 | 15895 | 2 | R | S | -1 | N | N | 86.2015 | 297395.172 |  | 3.1146 | 1
324 | 15886 | 1 | OT | S | 0.33 | N | N | 86.2015 | 416008.4347 | 0.33 | 0.33 | 1
325 | 15886 | 2 | SL | S | 0.33 | N | N | 86.2015 | 416008.4347 | 0.33 | 0.33 | 1
326 | 15775 | 1 | UNK | UNK | -1 | N | N | 59.7384 | 597383.6072 |  | 3.1146 | 1
327 | 15775 | 2 | UNK | UNK | -1 | N | N | 59.7384 | 597383.6072 |  | 3.1146 | 1
328 | 15837 | 1 | UNK | M | -1 | N | N | 29.6855 | 4782339.4515 |  | 3.1146 | 1
329 | 15837 | 2 | UNK | M | -1 | N | N | 29.6855 | 4782339.4515 |  | 3.1146 | 1
330 | 15808 | 1 | R | S | -1 | N | N | 14.4805 | 4925248.983 |  | 3.1146 | 1
331 | 15808 | 2 | R | S | -1 | N | N | 14.4805 | 4925248.983 |  | 3.1146 | 1
359 | 15854 | 2 | R | M | 15 | Y | N | 97.8143 | 6320078.5305 | 15 | 15 | 0
358 | 15854 | 1 | R | M | 15 | Y | N | 97.8143 | 6320078.5305 | 15 | 15 | 0
336 | 15746 | 1 | R | S | 1 | N | N | 18.3558 | 962906.6275 | 1 | 1 | 1
337 | 15840 | 1 | SC | M | 20 | DK | N | 97.8143 | 4614489.7274 | 20 | 20 | 1
338 | 15840 | 2 | SC | M | 30 | DK | N | 97.8143 | 4614489.7274 | 30 | 30 | 1
339 | 15903 | 1 | UNK | UNK | -1 | N | N | 97.8143 | 949190.4425 |  | 3.1146 | 1
340 | 15903 | 2 | UNK | UNK | -1 | N | N | 97.8143 | 949190.4425 |  | 3.1146 | 1
341 | 15907 | 1 | R | S | -1 | N | N | 55.6395 | 4696922.7773 |  | 3.1146 | 1
342 | 15907 | 2 | R | S | -1 | N | N | 55.6395 | 4696922.7773 |  | 3.1146 | 1
343 | 15905 | 1 | R | M | 4.85 | Y | N | 59.7384 | 940222.0594 | 4.85 | 4.85 | 0
344 | 15905 | 2 | R | M | 3.66 | Y | N | 59.7384 | 940222.0594 | 3.66 | 3.66 | 0
345 | 15905 | 3 | R | S | 3 | N | N | 59.7384 | 940222.0594 | 3 | 3 | 1
349 | 15698 | 1 | UNK | M | 10 | Y | W | 21.1752 | 4334096.1124 | 10 | 10 | 0
350 | 15698 | 2 | UNK | M | 5 | Y | W | 21.1752 | 4334096.1124 | 5 | 5 | 0
351 | 15698 | 3 | UNK | S | 12.5 | Y | W | 21.1752 | 4334096.1124 | 12.5 | 12.5 | 0
352 | 15753 | 1 | R | S | 5 | N | N | 160.3679 | 717806.8112 | 5 | 5 | 1
353 | 15753 | 2 | R | S | 7.5 | N | N | 160.3679 | 717806.8112 | 7.5 | 7.5 | 1
366 | 15889 | 1 | R | S | -1 | N | N | 3.7884 | 511692.8175 |  | 3.1146 | 1
355 | 15674 | 1 | UNK | UNK | -1 | DK | NF | 57.1626 | 5453944.2955 |  | 3.1146 | 1
360 | 15854 | 3 | R | M | 10 | Y | N | 97.8143 | 6320078.5305 | 10 | 10 | 0
361 | 15883 | 1 | R | S | -1 | N | N | 17.6903 | 2084249.1688 |  | 3.1146 | 1
362 | 15883 | 2 | R | S | -1 | N | N | 17.6903 | 2084249.1688 |  | 3.1146 | 1
363 | 15883 | 3 | R | S | -1 | N | N | 17.6903 | 2084249.1688 |  | 3.1146 | 1
364 | 15883 | 4 | R | S | -1 | N | N | 17.6903 | 2084249.1688 |  | 3.1146 | 1
365 | 15883 | 5 | R | S | -1 | N | N | 17.6903 | 2084249.1688 |  | 3.1146 | 1
367 | 15889 | 2 | R | S | -1 | N | N | 3.7884 | 511692.8175 |  | 3.1146 | 1
368 | 15889 | 3 | R | S | -1 | N | N | 3.7884 | 511692.8175 |  | 3.1146 | 1
369 | 15889 | 4 | R | S | -1 | N | N | 3.7884 | 511692.8175 |  | 3.1146 | 1
370 | 15889 | 5 | R | S | -1 | N | N | 3.7884 | 511692.8175 |  | 3.1146 | 1
371 | 15899 | 1 | UNK | S | 2 | N | N | 14.4805 | 3355129.478 | 2 | 2 | 1
372 | 15899 | 2 | UNK | S | 1 | N | N | 14.4805 | 3355129.478 | 1 | 1 | 1
373 | 15931 | 0 | SC | S | -1 | Y | N | 21.1752 | 4362089.7173 |  | 3.1146 | 0
374 | 15948 | 1 | R | M | 8 | Y | SD | 97.8143 | 1185509.9096 | 8 | 8 | 0
375 | 15948 | 2 | UNK | M | 6 | Y | SD | 97.8143 | 1185509.9096 | 6 | 6 | 0
376 | 15885 | 1 | R | S | 3 | N | N | 86.2015 | 258604.4974 | 3 | 3 | 1
377 | 15885 | 2 | R | S | 2.5 | N | N | 86.2015 | 258604.4974 | 2.5 | 2.5 | 1
380 | 15963 | 1 | UNK | UNK | -1 | DK | NF | 97.8143 | 581995.3764 |  | 3.1146 | 1
381 | 15958 | 1 | R | M | 15.6 | DK | N | 21.1752 | 3398004.3642 | 15.6 | 15.6 | 1
382 | 15958 | 2 | R | M | 16.3 | DK | N | 21.1752 | 3398004.3642 | 16.3 | 16.3 | 1
383 | 15876 | 1 | UNK | S | -1 | N | N | 17.6903 | 1993091.2404 |  | 3.1146 | 1
384 | 15876 | 2 | UNK | S | -1 | N | N | 17.6903 | 1993091.2404 |  | 3.1146 | 1
385 | 15876 | 3 | UNK | S | -1 | N | N | 17.6903 | 1993091.2404 |  | 3.1146 | 1
386 | 15876 | 4 | UNK | S | -1 | N | N | 17.6903 | 1993091.2404 |  | 3.1146 | 1
387 | 15938 | 1 | SL | S | -1 | N | N | 86.2015 | 425663.0026 |  | 3.1146 | 1
388 | 15938 | 2 | R | S | -1 | N | N | 86.2015 | 425663.0026 |  | 3.1146 | 1
389 | 15938 | 3 | SL | S | -1 | N | N | 86.2015 | 425663.0026 |  | 3.1146 | 1
390 | 15964 | 1 | R | M | 6.5 | DK | N | 11.7918 | 1413388.8587 | 6.5 | 6.5 | 1
391 | 15964 | 2 | R | M | 5.8 | DK | N | 11.7918 | 1413388.8587 | 5.8 | 5.8 | 1
392 | 15901 | 1 | UNK | UNK | -1 | DK | NF | 29.6855 | 4605383.9861 |  | 3.1146 | 1
393 | 15921 | 1 | SL | S | -1 | N | N | 29.9971 | 8214482.4753 |  | 3.1146 | 1
394 | 15921 | 2 | UNK | S | -1 | N | N | 29.9971 | 8214482.4753 |  | 3.1146 | 1
395 | 15730 | 1 | R | S | -1 | N | N | 3.7884 | 676662.8728 |  | 3.1146 | 1
396 | 15730 | 2 | SC | S | -1 | N | N | 3.7884 | 676662.8728 |  | 3.1146 | 1
397 | 15730 | 3 | SC | S | -1 | N | N | 3.7884 | 676662.8728 |  | 3.1146 | 1
398 | 15730 | 4 | SC | S | -1 | DK | N | 3.7884 | 676662.8728 |  | 3.1146 | 1
399 | 15730 | 5 | UNK | S | -1 | N | N | 3.7884 | 676662.8728 |  | 3.1146 | 1
400 | 15743 | 1 | SL | S | -1 | N | N | 13.262 | 3225413.2024 |  | 3.1146 | 1
401 | 15743 | 2 | SL | S | -1 | N | N | 13.262 | 3225413.2024 |  | 3.1146 | 1
402 | 15935 | 1 | SC | S | -1 | N | N | 16.3815 | 1241065.9627 |  | 3.1146 | 1
403 | 15935 | 2 | SC | S | -1 | N | N | 16.3815 | 1241065.9627 |  | 3.1146 | 1
404 | 15818 | 1 | R | S | -1 | N | N | 3.7884 | 472922.2405 |  | 3.1146 | 1
405 | 15818 | 2 | R | S | -1 | N | N | 3.7884 | 472922.2405 |  | 3.1146 | 1
406 | 15818 | 3 | R | S | -1 | N | N | 3.7884 | 472922.2405 |  | 3.1146 | 1
407 | 15818 | 4 | R | S | -1 | N | N | 3.7884 | 472922.2405 |  | 3.1146 | 1
408 | 15818 | 5 | R | S | -1 | N | N | 3.7884 | 472922.2405 |  | 3.1146 | 1
409 | 15830 | 1 | R | S | -1 | N | N | 3.7884 | 1083871.372 |  | 3.1146 | 1
410 | 15830 | 2 | R | S | -1 | N | N | 3.7884 | 1083871.372 |  | 3.1146 | 1
411 | 15830 | 3 | R | S | -1 | N | N | 3.7884 | 1083871.372 |  | 3.1146 | 1
412 | 15830 | 4 | R | S | -1 | N | N | 3.7884 | 1083871.372 |  | 3.1146 | 1
413 | 15830 | 5 | R | S | -1 | N | N | 3.7884 | 1083871.372 |  | 3.1146 | 1
414 | 15830 | 6 | R | S | -1 | N | N | 3.7884 | 1083871.372 |  | 3.1146 | 1
415 | 15850 | 1 | R | S | -1 | N | N | 66.1872 | 6618790.905 |  | 3.1146 | 1
These two fields are to assign average hp to those rows with missing data
CBSA Condensor Table merged with site weights | [16 empty] | Shaded Pole = 1 |  | - Note: Repopulated values are SP motor specific. The repopulated data for non SP motor does not mean much, we do not use it.
tbl_index | site_id | condenser_id | id1 | id2 | id3 | id4 | id5 | idna | condenser_type | condenser_fan_hp | fan_vsd | fan_motor_type | condenser_pump_hp | pump_vsd | Wt_PNW | Sf_PNW | Motor Eligible | condenser_fan_hp_Revised1 | condenser_fan_hp_Revised2 | Cost perhp retrofit
3 | 6810 | 1 | 0 | 1 | 0 | 0 | 0 | 0 | A | 0.12 | N | SP | 0 | NA | 92.6545 | 926545.4758 | 1 | 0.12 | 0.12 | 2163.3129
4 | 6810 | 2 | 0 | 1 | 0 | 0 | 0 | 0 | A | 0.5 | N | SP | 0 | NA | 92.6545 | 926545.4758 | 1 | 0.5 | 0.5 | 519.1951
5 | 6810 | 3 | 0 | 1 | 0 | 0 | 0 | 0 | A | 0.5 | N | SP | 0 | NA | 92.6545 | 926545.4758 | 1 | 0.5 | 0.5 | 519.1951
6 | 6810 | 4 | 0 | 0 | 1 | 0 | 0 | 0 | A | 0.12 | N | SP | 0 | NA | 92.6545 | 926545.4758 | 1 | 0.12 | 0.12 | 2163.3129
7 | 6810 | 5 | 0 | 1 | 0 | 0 | 0 | 0 | A | 0.12 | N | SP | 0 | NA | 92.6545 | 926545.4758 | 1 | 0.12 | 0.12 | 2163.3129
8 | 2229 | 1 | 0 | 0 | 0 | 1 | 0 | 0 | W | -1 | DK | NA | 0 | NA | 34.4005 | 7381995.6631 | 0 |  | 0.37727 | 0
12 | 1154 | 1 | 0 | 1 | 0 | 0 | 0 | 0 | A | 0.17 | N | PSC | 0 | NA | 340.7206 | 1828306.6369 | 0 | 0.17 | 0.17 | 0
13 | 1920 | 1 | 0 | 0 | 0 | 0 | 1 | 0 | A | 0.07 | N | DK | 0 | NA | 34.4005 | 4059254.8033 | 0 | 0.07 | 0.07 | 0
14 | 6438 | 1 | 0 | 1 | 0 | 0 | 0 | 0 | W | 0 | N | NF | 0 | NF | 14.4805 | 1882463.6692 | 0 | 0 | 0 | 0
15 | 6438 | 2 | 0 | 1 | 0 | 0 | 0 | 0 | W | 0 | N | NF | 0 | NF | 14.4805 | 1882463.6692 | 0 | 0 | 0 | 0
16 | 1379 | 1 | 0 | 0 | 0 | 0 | 0 | 0 | A | 0.05 | N | SP | 0 | NF | 450.1965 | 1440628.8503 | 1 | 0.05 | 0.05 | 5191.9511
17 | 5128 | 1 | 0 | 0 | 0 | 0 | 0 | 0 | A | -1 | N | SP | 0 | NF | 42.4184 | 1875486.1607 | 1 |  | 0.37727 | 688.1018
18 | 6831 | 1 | 0 | 0 | 0 | 1 | 0 | 0 | A | 0.07 | N | PSC | 0 | NF | 127.1157 | 5644952.6294 | 0 | 0.07 | 0.07 | 0
19 | 1386 | 1 | 1 | 0 | 0 | 0 | 0 | 0 | A | -1 | N | SP | 0 | NA | 450.1965 | 2250982.5786 | 1 |  | 0.37727 | 688.1018
20 | 1386 | 2 | 1 | 0 | 0 | 0 | 0 | 0 | A | -1 | N | SP | 0 | NA | 450.1965 | 2250982.5786 | 1 |  | 0.37727 | 688.1018
21 | 1390 | 1 | 0 | 1 | 0 | 0 | 0 | 0 | A | -1 | N | SP | 0 | NA | 450.1965 | 1566683.8747 | 1 |  | 0.37727 | 688.1018
22 | 1390 | 2 | 0 | 1 | 0 | 0 | 0 | 0 | A | -1 | N | SP | 0 | NA | 450.1965 | 1566683.8747 | 1 |  | 0.37727 | 688.1018
23 | 6829 | 1 | 0 | 0 | 0 | 1 | 0 | 0 | A | 0.07 | N | PSC | 0 | NF | 127.1157 | 4648238.6687 | 0 | 0.07 | 0.07 | 0
24 | 2395 | 1 | 1 | 0 | 0 | 0 | 0 | 0 | A | 1 | N | SP | 0 | NF | 105.0061 | 237313.8058 | 1 | 1 | 1 | 259.5976
25 | 2395 | 2 | 1 | 0 | 0 | 0 | 0 | 0 | A | 0.25 | N | SP | 0 | NF | 105.0061 | 237313.8058 | 1 | 0.25 | 0.25 | 1038.3902
26 | 1978 | 1 | 0 | 0 | 0 | 0 | 1 | 0 | A | 0.3 | N | SP | 0 | NA | 158.3019 | 4963397.2861 | 1 | 0.3 | 0.3 | 865.3252
27 | 1978 | 2 | 0 | 0 | 0 | 0 | 1 | 0 | A | 0.5 | N | SP | 0 | NA | 158.3019 | 4963397.2861 | 1 | 0.5 | 0.5 | 519.1951
28 | 15005 | 1 | 0 | 1 | 1 | 0 | 0 | 0 | A | 1 | DK | SP | 0 | DK | 105.0061 | 216942.6207 | 1 | 1 | 1 | 259.5976
29 | 15005 | 2 | 0 | 1 | 1 | 0 | 0 | 0 | A | -1 | N | DK | 0 | NF | 105.0061 | 216942.6207 | 0 |  | 0.37727 | 0
31 | 3749 | 1 | 0 | 0 | 1 | 0 | 0 | 0 | A | 0.07 | N | DK | 0 | DK | 24.0823 | 1898986.5166 | 0 | 0.07 | 0.07 | 0
33 | 3352 | 1 | 0 | 1 | 0 | 0 | 0 | 0 | E | 0.07 | DK | DK | 0.07 | DK | 158.3019 | 3482641.4586 | 0 | 0.07 | 0.07 | 0
290 | 15890 | 1 | 1 | 1 | 0 | 1 | 0 | 0 | A | -1 | Y | EC | 0 | N | 97.8143 | 1158121.8919 | 0 |  | 0.37727 | 0
35 | 2241 | 1 | 0 | 1 | 0 | 0 | 0 | 0 | A | -1 | N | SP | 0 | NF | 450.1965 | 540235.8189 | 1 |  | 0.37727 | 688.1018
36 | 15062 | 1 | 1 | 0 | 0 | 0 | 0 | 0 | A | 0 | N | SP | 0 | NF | 450.1965 | 715812.46 | 1 | 0 | 0 | 0
37 | 8231 | 1 | 0 | 1 | 0 | 0 | 0 | 0 | A | -1 | DK | EC | 0 | DK | 9.3203 | 474934.1709 | 0 |  | 0.37727 | 0
38 | 8231 | 2 | 0 | 1 | 0 | 0 | 0 | 0 | A | -1 | DK | EC | 0 | DK | 9.3203 | 474934.1709 | 0 |  | 0.37727 | 0
39 | 1919 | 1 | 0 | 0 | 1 | 0 | 0 | 0 | A | -1 | N | SP | 0 | NA | 34.4005 | 2222270.0025 | 1 |  | 0.37727 | 688.1018
40 | 15056 | 1 | 0 | 1 | 0 | 0 | 0 | 0 | A | 0.33 | N | PSC | 0 | NF | 160.3679 | 990271.9078 | 0 | 0.33 | 0.33 | 0
41 | 15056 | 2 | 0 | 1 | 0 | 0 | 0 | 0 | A | 0.13 | N | PSC | 0 | NF | 160.3679 | 990271.9078 | 0 | 0.13 | 0.13 | 0
42 | 15056 | 3 | 0 | 1 | 0 | 0 | 0 | 0 | A | 0.13 | N | PSC | 0 | NF | 160.3679 | 990271.9078 | 0 | 0.13 | 0.13 | 0
43 | 15056 | 4 | 0 | 1 | 0 | 0 | 0 | 0 | A | 0.13 | N | PSC | 0 | NF | 160.3679 | 990271.9078 | 0 | 0.13 | 0.13 | 0
44 | 3761 | 1 | 0 | 1 | 0 | 0 | 0 | 0 | A | -1 | N | PSC | 0 | NF | 16.3815 | 2904595.6281 | 0 |  | 0.37727 | 0
45 | 2413 | 1 | 1 | 0 | 0 | 0 | 0 | 0 | A | 18 | N | EC | 0 | NF | 92.6545 | 3520872.808 | 0 | 18 | 18 | 0
50 | 1877 | 1 | 0 | 0 | 0 | 0 | 1 | 0 | A | -1 | N | SP | 0 | NF | 22.7863 | 8052740.6089 | 1 |  | 0.37727 | 688.1018
51 | 15080 | 1 | 0 | 1 | 0 | 0 | 0 | 0 | A | -1 | N | PSC | 0 | NF | 11.7918 | 2301346.854 | 0 |  | 0.37727 | 0
52 | 15081 | 1 | 0 | 1 | 0 | 0 | 0 | 0 | W | 0 | N | NA | 0 | NA | 115.5328 | 233722.9012 | 0 | 0 | 0 | 0
53 | 8255 | 1 | 0 | 1 | 0 | 0 | 0 | 0 | A | 1 | N | SP | 0 | NF | 160.3679 | 1058428.2739 | 1 | 1 | 1 | 259.5976
54 | 8255 | 2 | 0 | 1 | 0 | 0 | 0 | 0 | A | 1 | N | SP | 0 | NF | 160.3679 | 1058428.2739 | 1 | 1 | 1 | 259.5976
55 | 15070 | 1 | 1 | 0 | 0 | 0 | 0 | 0 | DK | -1 | N | DK | -1 | DK | 115.5328 | 161745.9524 | 0 |  | 0.37727 | 0
56 | 15162 | 1 | 1 | 0 | 0 | 0 | 0 | 0 | A | 0.33 | N | PSC | 0 | NF | 115.5328 | 215353.1823 | 0 | 0.33 | 0.33 | 0
57 | 15162 | 2 | 1 | 0 | 0 | 0 | 0 | 0 | A | 0.33 | N | PSC | 0 | NF | 115.5328 | 215353.1823 | 0 | 0.33 | 0.33 | 0
58 | 15157 | 1 | 0 | 0 | 0 | 1 | 0 | 0 | A | -1 | N | EC | 0 | NF | 115.5328 | 352952.7746 | 0 |  | 0.37727 | 0
59 | 8345 | 1 | 0 | 1 | 0 | 0 | 0 | 0 | P | -1 | Y | SP | 0 | N | 160.3679 | 2565886.7247 | 1 |  | 0.37727 | 688.1018
60 | 8345 | 2 | 0 | 1 | 0 | 0 | 0 | 0 | P | -1 | Y | SP | 0 | N | 160.3679 | 2565886.7247 | 1 |  | 0.37727 | 688.1018
61 | 8345 | 3 | 0 | 1 | 0 | 0 | 0 | 0 | P | -1 | Y | SP | 0 | N | 160.3679 | 2565886.7247 | 1 |  | 0.37727 | 688.1018
64 | 2861 | 1 | 1 | 0 | 0 | 0 | 0 | 0 | A | 0.07 | N | SP | 0 | NF | 18.3558 | 925130.4667 | 1 | 0.07 | 0.07 | 3708.5365
65 | 2861 | 2 | 1 | 0 | 0 | 0 | 0 | 0 | A | 0.05 | N | SP | 0 | NF | 18.3558 | 925130.4667 | 1 | 0.05 | 0.05 | 5191.9511
66 | 2751 | 1 | 0 | 1 | 0 | 0 | 0 | 0 | A | 0.07 | DK | SP | 0 | DK | 57.1626 | 3679787.5515 | 1 | 0.07 | 0.07 | 3708.5365
67 | 2751 | 2 | 0 | 1 | 0 | 0 | 0 | 0 | A | 0.07 | DK | SP | 0 | DK | 57.1626 | 3679787.5515 | 1 | 0.07 | 0.07 | 3708.5365
70 | 15181 | 1 | 0 | 1 | 0 | 0 | 0 | 0 | A | 0.52 | N | SP | 0 | NF | 105.0061 | 352820.5255 | 1 | 0.52 | 0.52 | 499.2261
71 | 15181 | 2 | 1 | 0 | 0 | 0 | 0 | 0 | A | 0.25 | N | SP | 0 | NF | 105.0061 | 352820.5255 | 1 | 0.25 | 0.25 | 1038.3902
72 | 1941 | 1 | 0 | 0 | 1 | 0 | 0 | 0 | W | 0 | N | NF | 0 | DK | 22.7863 | 7000148.0947 | 0 | 0 | 0 | 0
73 | 1941 | 2 | 0 | 0 | 1 | 0 | 0 | 0 | W | 0 | N | NF | 0 | NA | 22.7863 | 7000148.0947 | 0 | 0 | 0 | 0
74 | 1941 | 3 | 0 | 0 | 1 | 0 | 0 | 0 | A | 0.06 | N | SP | 0 | DK | 22.7863 | 7000148.0947 | 1 | 0.06 | 0.06 | 4326.6259
76 | 15265 | 1 | 1 | 0 | 0 | 0 | 0 | 0 | A | 4 | N | SP | 0 | NF | 92.6545 | 1454676.397 | 1 | 4 | 4 | 64.8994
77 | 15187 | 1 | 1 | 0 | 0 | 0 | 0 | 0 | A | -1 | N | SP | 0 | NF | 105.0061 | 262515.2719 | 1 |  | 0.37727 | 688.1018
78 | 15187 | 2 | 1 | 0 | 0 | 0 | 0 | 0 | A | 0.3 | N | SP | 0 | NF | 105.0061 | 262515.2719 | 1 | 0.3 | 0.3 | 865.3252
79 | 15188 | 1 | 0 | 1 | 0 | 0 | 0 | 0 | A | 1.35 | N | SP | 0 | NF | 105.0061 | 252014.661 | 1 | 1.35 | 1.35 | 192.2945
81 | 6529 | 1 | 1 | 1 | 1 | 1 | 0 | 0 | A | 0.75 | N | PSC | 0 | DK | 92.6545 | 703803.9434 | 0 | 0.75 | 0.75 | 0
82 | 6529 | 2 | 1 | 1 | 1 | 1 | 0 | 0 | A | 0.13 | N | PSC | 0 | DK | 92.6545 | 703803.9434 | 0 | 0.13 | 0.13 | 0
83 | 6529 | 3 | 1 | 1 | 1 | 1 | 0 | 0 | A | 0.13 | N | PSC | 0 | DK | 92.6545 | 703803.9434 | 0 | 0.13 | 0.13 | 0
84 | 6529 | 4 | 1 | 1 | 1 | 1 | 0 | 0 | A | 0.3 | N | PSC | 0 | DK | 92.6545 | 703803.9434 | 0 | 0.3 | 0.3 | 0
85 | 6529 | 5 | 1 | 1 | 1 | 1 | 0 | 0 | A | -1 | N | PSC | 0 | DK | 92.6545 | 703803.9434 | 0 |  | 0.37727 | 0
86 | 3274 | 1 | 0 | 0 | 1 | 0 | 0 | 0 | A | 0.5 | N | PSC | 0 | NF | 4.3309 | 1101218.0231 | 0 | 0.5 | 0.5 | 0
87 | 3274 | 2 | 0 | 0 | 1 | 0 | 0 | 0 | A | 0.17 | N | PSC | 0 | NF | 4.3309 | 1101218.0231 | 0 | 0.17 | 0.17 | 0
88 | 6480 | 1 | 0 | 1 | 0 | 0 | 0 | 0 | A | 0.17 | N | PSC | 0 | NF | 450.1965 | 1035451.9862 | 0 | 0.17 | 0.17 | 0
89 | 6480 | 2 | 0 | 0 | 0 | 1 | 0 | 0 | A | -1 | N | PSC | 0 | NF | 450.1965 | 1035451.9862 | 0 |  | 0.37727 | 0
90 | 15268 | 1 | 1 | 0 | 0 | 0 | 0 | 0 | A | 8 | N | SP | 0 | NF | 92.6545 | 4368661.9183 | 1 | 8 | 8 | 32.4497
91 | 15268 | 2 | 1 | 0 | 0 | 0 | 0 | 0 | A | 8 | N | SP | 0 | NF | 92.6545 | 4368661.9183 | 1 | 8 | 8 | 32.4497
92 | 15164 | 1 | 0 | 1 | 0 | 0 | 0 | 0 | DK | -1 | DK | DK | -1 | DK | 59.7384 | 3060933.8652 | 0 |  | 0.37727 | 0
94 | 15136 | 1 | 0 | 1 | 0 | 0 | 0 | 0 | A | 0.07 | N | SP | 0 | NF | 92.6545 | 2053595.3925 | 1 | 0.07 | 0.07 | 3708.5365
95 | 15189 | 1 | 1 | 0 | 0 | 0 | 0 | 0 | A | -1 | N | SP | 0 | NF | 105.0061 | 397448.1217 | 1 |  | 0.37727 | 688.1018
97 | 15205 | 1 | 0 | 0 | 1 | 0 | 0 | 0 | A | -1 | N | SP | 0 | NF | 335.4711 | 4025653.7578 | 1 |  | 0.37727 | 688.1018
98 | 15221 | 1 | 0 | 1 | 0 | 0 | 0 | 0 | A | 1 | N | DK | 0 | NF | 450.1965 | 1509508.9172 | 0 | 1 | 1 | 0
99 | 15167 | 1 | 1 | 0 | 0 | 0 | 0 | 0 | A | -1 | DK | DK | 0 | NF | 11.7918 | 1637126.4921 | 0 |  | 0.37727 | 0
100 | 15167 | 2 | 0 | 1 | 0 | 0 | 0 | 0 | A | -1 | DK | DK | 0 | NF | 11.7918 | 1637126.4921 | 0 |  | 0.37727 | 0
102 | 15398 | 1 | 0 | 1 | 0 | 0 | 0 | 0 | A | -1 | N | SP | 0 | NF | 160.3679 | 360827.8207 | 1 |  | 0.37727 | 688.1018
103 | 15398 | 2 | 0 | 1 | 0 | 0 | 0 | 0 | A | -1 | N | SP | 0 | NF | 160.3679 | 360827.8207 | 1 |  | 0.37727 | 688.1018
106 | 15193 | 1 | 1 | 0 | 0 | 0 | 0 | 0 | A | -1 | N | SP | 0 | NF | 334.4652 | 5599616.0405 | 1 |  | 0.37727 | 688.1018
107 | 15206 | 1 | 1 | 0 | 0 | 0 | 1 | 0 | A | 11 | Y | SP | 0 | N | 97.8143 | 3625391.0305 | 1 | 11 | 11 | 23.5998
109 | 15206 | 3 | 1 | 0 | 0 | 0 | 1 | 0 | A | 6 | Y | SP | 0 | N | 97.8143 | 3625391.0305 | 1 | 6 | 6 | 43.2663
111 | 15318 | 1 | 1 | 0 | 0 | 0 | 0 | 0 | A | -1 | N | SP | 0 | NF | 115.5328 | 323491.9047 | 1 |  | 0.37727 | 688.1018
112 | 15317 | 1 | 1 | 0 | 0 | 0 | 0 | 0 | A | 1 | N | SP | 0 | NF | 59.7384 | 661602.345 | 1 | 1 | 1 | 259.5976
113 | 15451 | 1 | 1 | 0 | 0 | 0 | 0 | 0 | A | -1 | N | SP | 0 | NF | 115.5328 | 479923.3472 | 1 |  | 0.37727 | 688.1018
114 | 15046 | 1 | 1 | 0 | 0 | 0 | 0 | 0 | A | 0.05 | N | DK | 0 | NF | 42.4184 | 1357388.093 | 0 | 0.05 | 0.05 | 0
117 | 15358 | 1 | 1 | 0 | 0 | 0 | 0 | 0 | A | 0.33 | N | PSC | 0 | NF | 59.7384 | 349529.1486 | 0 | 0.33 | 0.33 | 0
118 | 15358 | 2 | 1 | 0 | 0 | 0 | 0 | 0 | A | 0.33 | N | PSC | 0 | NF | 59.7384 | 349529.1486 | 0 | 0.33 | 0.33 | 0
119 | 15358 | 3 | 1 | 0 | 0 | 0 | 0 | 0 | A | 0.33 | N | PSC | 0 | NF | 59.7384 | 349529.1486 | 0 | 0.33 | 0.33 | 0
120 | 15172 | 1 | 0 | 0 | 1 | 0 | 0 | 0 | A | 0.17 | N | SP | 0 | NF | 59.7384 | 716860.3287 | 1 | 0.17 | 0.17 | 1527.0444
121 | 15524 | 1 | 0 | 1 | 0 | 0 | 0 | 0 | A | 0.5 | N | SP | 0 | NF | 97.8143 | 503450.4542 | 1 | 0.5 | 0.5 | 519.1951
122 | 15524 | 2 | 0 | 1 | 0 | 0 | 0 | 0 | A | 0.33 | N | SP | 0 | NF | 97.8143 | 503450.4542 | 1 | 0.33 | 0.33 | 786.6593
123 | 15524 | 3 | 0 | 1 | 0 | 0 | 0 | 0 | A | 0.33 | N | SP | 0 | NF | 97.8143 | 503450.4542 | 1 | 0.33 | 0.33 | 786.6593
124 | 6833 | 1 | 0 | 1 | 0 | 0 | 0 | 0 | A | 0.17 | N | PSC | 0 | NA | 34.4005 | 2775945.4776 | 0 | 0.17 | 0.17 | 0
125 | 15254 | 1 | 1 | 0 | 0 | 0 | 0 | 0 | A | 0.33 | N | EC | 0 | NF | 105.0061 | 141758.2468 | 0 | 0.33 | 0.33 | 0
126 | 15253 | 1 | 0 | 0 | 0 | 1 | 0 | 0 | A | -1 | N | PSC | 0 | NF | 722.1161 | 12091111.3281 | 0 |  | 0.37727 | 0
130 | 15425 | 1 | 1 | 1 | 0 | 0 | 0 | 0 | P | 4.5 | N | SP | 0 | NA | 59.7384 | 1961449.336 | 1 | 4.5 | 4.5 | 57.6883
132 | 15425 | 3 | 1 | 1 | 0 | 0 | 0 | 0 | A | 1 | N | DK | 0 | NF | 59.7384 | 1961449.336 | 0 | 1 | 1 | 0
305 | 15899 | 2 | 0 | 0 | 1 | 0 | 0 | 0 | A | -1 | N | EC | 0 | NA | 14.4805 | 3355129.478 | 0 |  | 0.37727 | 0
134 | 15425 | 5 | 1 | 1 | 0 | 0 | 0 | 0 | A | 1.5 | N | DK | 0 | NF | 59.7384 | 1961449.336 | 0 | 1.5 | 1.5 | 0
304 | 15899 | 1 | 0 | 0 | 0 | 1 | 0 | 0 | A | -1 | N | EC | 0 | NA | 14.4805 | 3355129.478 | 0 |  | 0.37727 | 0
136 | 15286 | 1 | 0 | 1 | 0 | 0 | 0 | 0 | A | 0.17 | N | SP | 0 | NF | 160.3679 | 890041.9576 | 1 | 0.17 | 0.17 | 1527.0444
139 | 15478 | 1 | 0 | 1 | 0 | 0 | 0 | 0 | A | -1 | N | SP | 0 | NF | 160.3679 | 850431.0813 | 1 |  | 0.37727 | 688.1018
140 | 15214 | 1 | 1 | 0 | 0 | 0 | 0 | 0 | A | -1 | N | SP | 0 | NF | 340.7206 | 909723.9509 | 1 |  | 0.37727 | 688.1018
142 | 15401 | 1 | 0 | 1 | 0 | 0 | 0 | 0 | A | 2 | N | SP | 0 | NF | 59.7384 | 3368287.7311 | 1 | 2 | 2 | 129.7988
143 | 15401 | 2 | 0 | 1 | 0 | 0 | 0 | 0 | A | 11 | N | SP | 0 | NF | 59.7384 | 3368287.7311 | 1 | 11 | 11 | 23.5998
144 | 15531 | 1 | 0 | 1 | 0 | 0 | 0 | 0 | A | 1 | N | SP | 0 | NF | 852.574 | 4016476.277 | 1 | 1 | 1 | 259.5976
145 | 15531 | 2 | 0 | 1 | 0 | 0 | 0 | 0 | A | 0.25 | N | SP | 0 | NF | 852.574 | 4016476.277 | 1 | 0.25 | 0.25 | 1038.3902
146 | 15531 | 3 | 0 | 0 | 0 | 1 | 0 | 0 | A | 0.5 | N | SP | 0 | NF | 852.574 | 4016476.277 | 1 | 0.5 | 0.5 | 519.1951
147 | 15322 | 1 | 0 | 0 | 1 | 0 | 0 | 0 | A | 0.4 | N | SP | 0 | NF | 9.3203 | 570038.4408 | 1 | 0.4 | 0.4 | 648.9939
148 | 15042 | 1 | 0 | 1 | 0 | 0 | 0 | 0 | A | 6 | DK | EC | 0 | NF | 59.7384 | 716860.3287 | 0 | 6 | 6 | 0
149 | 15042 | 2 | 0 | 0 | 1 | 0 | 0 | 0 | A | 6 | Y | EC | 0 | NF | 59.7384 | 716860.3287 | 0 | 6 | 6 | 0
150 | 15332 | 1 | 1 | 0 | 0 | 0 | 0 | 0 | A | -1 | N | SP | 0 | NF | 115.5328 | 415918.1632 | 1 |  | 0.37727 | 688.1018
151 | 15285 | 1 | 0 | 1 | 0 | 0 | 0 | 0 | A | 0.33 | N | EC | 0 | NF | 92.6545 | 1111854.5709 | 0 | 0.33 | 0.33 | 0
152 | 15285 | 2 | 0 | 1 | 0 | 0 | 0 | 0 | A | 0.33 | N | EC | 0 | NF | 92.6545 | 1111854.5709 | 0 | 0.33 | 0.33 | 0
153 | 15285 | 3 | 0 | 1 | 0 | 0 | 0 | 0 | A | 0.07 | N | EC | 0 | NF | 92.6545 | 1111854.5709 | 0 | 0.07 | 0.07 | 0
154 | 15541 | 1 | 0 | 1 | 0 | 0 | 0 | 0 | A | -1 | Y | EC | 0 | NF | 115.5328 | 577664.1156 | 0 |  | 0.37727 | 0
155 | 15364 | 1 | 1 | 0 | 0 | 0 | 0 | 0 | A | 0.66 | N | EC | 0 | NF | 86.2015 | 284464.9471 | 0 | 0.66 | 0.66 | 0
156 | 15364 | 2 | 1 | 0 | 0 | 0 | 0 | 0 | A | 0.33 | N | EC | 0 | NF | 86.2015 | 284464.9471 | 0 | 0.33 | 0.33 | 0
157 | 15502 | 1 | 1 | 0 | 0 | 1 | 0 | 0 | A | 12 | N | EC | 0 | NF | 21.1752 | 3711672.4951 | 0 | 12 | 12 | 0
158 | 15502 | 2 | 1 | 0 | 0 | 1 | 0 | 0 | A | 9 | N | EC | 0 | NF | 21.1752 | 3711672.4951 | 0 | 9 | 9 | 0
159 | 15502 | 3 | 0 | 1 | 0 | 0 | 0 | 0 | A | 4.5 | N | EC | 0 | NF | 21.1752 | 3711672.4951 | 0 | 4.5 | 4.5 | 0
160 | 15502 | 4 | 1 | 0 | 0 | 1 | 0 | 0 | A | 6 | N | EC | 0 | NF | 21.1752 | 3711672.4951 | 0 | 6 | 6 | 0
161 | 15280 | 1 | 1 | 0 | 1 | 0 | 0 | 0 | W | 0 | DK | NF | 0 | NF | 92.6545 | 1621454.5826 | 0 | 0 | 0 | 0
162 | 15363 | 1 | 0 | 1 | 0 | 0 | 0 | 0 | A | 1.5 | N | EC | 0 | NF | 92.6545 | 1642023.8922 | 0 | 1.5 | 1.5 | 0
163 | 15273 | 1 | 0 | 1 | 0 | 0 | 0 | 0 | A | 6 | N | EC | 0 | NF | 21.1752 | 3593536.0945 | 0 | 6 | 6 | 0
164 | 15273 | 2 | 0 | 1 | 0 | 0 | 0 | 0 | A | 4 | N | EC | 0 | NF | 21.1752 | 3593536.0945 | 0 | 4 | 4 | 0
165 | 15273 | 3 | 0 | 1 | 0 | 0 | 0 | 0 | A | 6 | N | EC | 0 | NF | 21.1752 | 3593536.0945 | 0 | 6 | 6 | 0
166 | 15273 | 4 | 0 | 1 | 0 | 0 | 0 | 0 | A | 4 | N | EC | 0 | NF | 21.1752 | 3593536.0945 | 0 | 4 | 4 | 0
169 | 15341 | 1 | 1 | 0 | 0 | 0 | 0 | 0 | A | 0.33 | Y | EC | 0 | NF | 97.8143 | 495723.1206 | 0 | 0.33 | 0.33 | 0
170 | 15341 | 2 | 1 | 0 | 0 | 0 | 0 | 0 | A | 0.07 | Y | EC | 0 | NF | 97.8143 | 495723.1206 | 0 | 0.07 | 0.07 | 0
171 | 15158 | 1 | 1 | 0 | 0 | 0 | 0 | 0 | A | 0.13 | Y | EC | 0 | NF | 59.7384 | 519305.5698 | 0 | 0.13 | 0.13 | 0
172 | 15370 | 1 | 0 | 0 | 0 | 0 | 1 | 0 | A | 0.14 | N | EC | 0 | NF | 62.6831 | 5350758.396 | 0 | 0.14 | 0.14 | 0
173 | 15074 | 1 | 1 | 0 | 0 | 0 | 0 | 0 | E | 25 | Y | DK | 3 | N | 92.6545 | 5825839.9881 | 0 | 25 | 25 | 0
174 | 15338 | 1 | 1 | 0 | 0 | 0 | 0 | 0 | A | -1 | N | SP | 0 | NF | 115.5328 | 329384.0787 | 1 |  | 0.37727 | 688.1018
175 | 15338 | 2 | 1 | 0 | 0 | 0 | 0 | 0 | A | -1 | N | SP | 0 | NF | 115.5328 | 329384.0787 | 1 |  | 0.37727 | 688.1018
176 | 15338 | 3 | 1 | 0 | 0 | 0 | 0 | 0 | A | -1 | N | SP | 0 | NF | 115.5328 | 329384.0787 | 1 |  | 0.37727 | 688.1018
177 | 15496 | 1 | 1 | 0 | 0 | 0 | 0 | 0 | A | 1 | N | EC | 0 | NF | 21.1752 | 3430381.234 | 0 | 1 | 1 | 0
178 | 15496 | 2 | 1 | 0 | 0 | 0 | 0 | 0 | A | 1 | N | EC | 0 | NF | 21.1752 | 3430381.234 | 0 | 1 | 1 | 0
179 | 15496 | 3 | 0 | 0 | 0 | 1 | 0 | 0 | A | 28 | Y | EC | 0 | NF | 21.1752 | 3430381.234 | 0 | 28 | 28 | 0
181 | 15544 | 1 | 0 | 0 | 0 | 1 | 0 | 0 | A | 2 | Y | DK | 0 | NF | 340.7206 | 1677026.699 | 0 | 2 | 2 | 0
182 | 15592 | 1 | 1 | 0 | 0 | 0 | 0 | 0 | DK | -1 | N | DK | -1 | DK | 334.4652 | 5806984.452 | 0 |  | 0.37727 | 0
183 | 15592 | 2 | 1 | 0 | 0 | 0 | 0 | 0 | DK | -1 | N | DK | -1 | DK | 334.4652 | 5806984.452 | 0 |  | 0.37727 | 0
184 | 15592 | 3 | 1 | 0 | 0 | 0 | 0 | 0 | DK | -1 | N | DK | -1 | DK | 334.4652 | 5806984.452 | 0 |  | 0.37727 | 0
185 | 15592 | 4 | 1 | 0 | 0 | 0 | 0 | 0 | DK | -1 | N | DK | -1 | DK | 334.4652 | 5806984.452 | 0 |  | 0.37727 | 0
186 | 15592 | 5 | 1 | 0 | 0 | 0 | 0 | 0 | DK | -1 | N | DK | -1 | DK | 334.4652 | 5806984.452 | 0 |  | 0.37727 | 0
187 | 15592 | 6 | 0 | 0 | 1 | 0 | 0 | 0 | DK | -1 | N | DK | -1 | DK | 334.4652 | 5806984.452 | 0 |  | 0.37727 | 0
188 | 15474 | 1 | 0 | 1 | 0 | 0 | 0 | 0 | A | 1 | N | SP | 0 | NF | 194.7627 | 4869068.5929 | 1 | 1 | 1 | 259.5976
189 | 15474 | 2 | 0 | 1 | 0 | 0 | 0 | 0 | A | 1 | N | SP | 0 | NF | 194.7627 | 4869068.5929 | 1 | 1 | 1 | 259.5976
190 | 15497 | 1 | 1 | 1 | 0 | 0 | 0 | 0 | A | -1 | DK | DK | 0 | NF | 21.1752 | 4149448.4311 | 0 |  | 0.37727 | 0
191 | 15497 | 2 | 1 | 1 | 0 | 0 | 0 | 0 | A | -1 | DK | DK | 0 | NF | 21.1752 | 4149448.4311 | 0 |  | 0.37727 | 0
192 | 15497 | 3 | 1 | 1 | 0 | 0 | 0 | 0 | A | -1 | DK | DK | 0 | NF | 21.1752 | 4149448.4311 | 0 |  | 0.37727 | 0
194 | 15543 | 1 | 1 | 1 | 1 | 0 | 0 | 0 | A | -1 | N | SP | 0 | NF | 59.7384 | 2943786.9398 | 1 |  | 0.37727 | 688.1018
195 | 15543 | 2 | 1 | 1 | 1 | 0 | 0 | 0 | A | -1 | N | SP | 0 | NF | 59.7384 | 2943786.9398 | 1 |  | 0.37727 | 688.1018
196 | 15543 | 3 | 1 | 1 | 1 | 0 | 0 | 0 | A | -1 | N | SP | 0 | NF | 59.7384 | 2943786.9398 | 1 |  | 0.37727 | 688.1018
197 | 15005 | 3 | 0 | 1 | 1 | 0 | 0 | 0 | A | 1 | N | SP | 0 | NF | 105.0061 | 216942.6207 | 1 | 1 | 1 | 259.5976
198 | 15580 | 1 | 1 | 0 | 0 | 1 | 0 | 0 | A | 12 | N | EC | 0 | NF | 21.1752 | 4117833.8683 | 0 | 12 | 12 | 0
199 | 15580 | 2 | 1 | 0 | 0 | 1 | 0 | 0 | A | 8 | N | EC | 0 | NF | 21.1752 | 4117833.8683 | 0 | 8 | 8 | 0
200 | 15580 | 3 | 1 | 0 | 0 | 1 | 0 | 0 | A | 6 | N | EC | 0 | NF | 21.1752 | 4117833.8683 | 0 | 6 | 6 | 0
201 | 15550 | 1 | 0 | 0 | 0 | 0 | 1 | 0 | DK | -1 | DK | DK | -1 | DK | 34.4005 | 11283352.3347 | 0 |  | 0.37727 | 0
202 | 15610 | 1 | 0 | 1 | 1 | 0 | 0 | 0 | E | 15 | N | DK | 5 | N | 194.7627 | 10460706.9649 | 0 | 15 | 15 | 0
206 | 15689 | 1 | 0 | 1 | 0 | 0 | 0 | 0 | A | 0.33 | N | SP | 0 | NF | 722.1161 | 6499044.5505 | 1 | 0.33 | 0.33 | 786.6593
207 | 15689 | 2 | 0 | 1 | 0 | 0 | 0 | 0 | A | 0.07 | N | PSC | 0 | NF | 722.1161 | 6499044.5505 | 0 | 0.07 | 0.07 | 0
209 | 15443 | 1 | 1 | 1 | 1 | 0 | 0 | 0 | A | 33 | Y | SP | 0 | NF | 11.7918 | 1928336.8111 | 1 | 33 | 33 | 7.8666
210 | 15613 | 1 | 0 | 0 | 1 | 0 | 0 | 0 | A | 0.13 | Y | SP | 0 | NF | 335.4711 | 3254070.1209 | 1 | 0.13 | 0.13 | 1996.9043
211 | 15613 | 2 | 0 | 0 | 1 | 0 | 0 | 0 | A | 0.06 | Y | SP | 0 | NF | 335.4711 | 3254070.1209 | 1 | 0.06 | 0.06 | 4326.6259
212 | 15428 | 1 | 0 | 1 | 0 | 0 | 0 | 0 | A | 0.1 | N | SP | 0 | NF | 14.4805 | 5285378.7634 | 1 | 0.1 | 0.1 | 2595.9755
213 | 15376 | 1 | 0 | 0 | 0 | 0 | 1 | 0 | A | 0.2 | N | NA | 0 | NF | 115.1111 | 4207886.9457 | 0 | 0.2 | 0.2 | 0
214 | 15376 | 2 | 0 | 0 | 0 | 0 | 1 | 0 | A | 0.2 | N | DK | 0 | NF | 115.1111 | 4207886.9457 | 0 | 0.2 | 0.2 | 0
215 | 15503 | 1 | 1 | 1 | 0 | 0 | 0 | 0 | A | -1 | Y | DK | 0 | NF | 29.6855 | 4596923.6091 | 0 |  | 0.37727 | 0
216 | 15503 | 2 | 1 | 1 | 0 | 0 | 0 | 0 | A | -1 | Y | DK | 0 | NF | 29.6855 | 4596923.6091 | 0 |  | 0.37727 | 0
217 | 15503 | 3 | 1 | 1 | 0 | 0 | 0 | 0 | A | -1 | Y | DK | 0 | NF | 29.6855 | 4596923.6091 | 0 |  | 0.37727 | 0
218 | 15504 | 1 | 1 | 1 | 1 | 0 | 0 | 0 | A | -1 | N | SP | 0 | NF | 105.0061 | 257579.9848 | 1 |  | 0.37727 | 688.1018
219 | 15603 | 1 | 0 | 1 | 0 | 0 | 0 | 0 | A | -1 | N | SP | 0 | NF | 92.6545 | 873547.0746 | 1 |  | 0.37727 | 688.1018
220 | 15603 | 2 | 0 | 1 | 0 | 0 | 0 | 0 | A | -1 | N | SP | 0 | NF | 92.6545 | 873547.0746 | 1 |  | 0.37727 | 688.1018
221 | 15603 | 3 | 0 | 1 | 0 | 0 | 0 | 0 | A | 2 | DK | SP | 0 | NF | 92.6545 | 873547.0746 | 1 | 2 | 2 | 129.7988
224 | 15174 | 1 | 0 | 0 | 0 | 0 | 1 | 0 | A | -1 | N | EC | 0 | NF | 852.574 | 7922117.9294 | 0 |  | 0.37727 | 0
225 | 15625 | 1 | 0 | 0 | 1 | 0 | 0 | 0 | A | -1 | N | EC | 0 | NF | 160.3679 | 232533.4844 | 0 |  | 0.37727 | 0
226 | 15688 | 1 | 1 | 1 | 0 | 0 | 0 | 0 | A | -1 | Y | SP | 0 | NF | 11.7918 | 2228650.4005 | 1 |  | 0.37727 | 688.1018
227 | 15688 | 2 | 1 | 1 | 0 | 0 | 0 | 0 | A | -1 | Y | SP | 0 | NF | 11.7918 | 2228650.4005 | 1 |  | 0.37727 | 688.1018
228 | 15654 | 1 | 1 | 0 | 0 | 0 | 0 | 0 | A | 12 | Y | SP | 0 | NF | 29.6855 | 4274716.8282 | 1 | 12 | 12 | 21.6331
229 | 15654 | 2 | 0 | 1 | 0 | 0 | 0 | 0 | A | 2 | Y | SP | 0 | NF | 29.6855 | 4274716.8282 | 1 | 2 | 2 | 129.7988
230 | 15477 | 1 | 0 | 0 | 1 | 1 | 0 | 0 | A | -1 | N | SP | 0 | NF | 14.4805 | 1515383.2537 | 1 |  | 0.37727 | 688.1018
231 | 15477 | 2 | 0 | 0 | 1 | 1 | 0 | 0 | A | -1 | N | SP | 0 | NF | 14.4805 | 1515383.2537 | 1 |  | 0.37727 | 688.1018
232 | 15477 | 3 | 0 | 0 | 1 | 1 | 0 | 0 | A | -1 | N | SP | 0 | NF | 14.4805 | 1515383.2537 | 1 |  | 0.37727 | 688.1018
233 | 15477 | 4 | 1 | 0 | 1 | 1 | 0 | 0 | A | -1 | N | SP | 0 | NF | 14.4805 | 1515383.2537 | 1 |  | 0.37727 | 688.1018
234 | 15477 | 5 | 0 | 0 | 1 | 1 | 0 | 0 | A | -1 | N | SP | 0 | NF | 14.4805 | 1515383.2537 | 1 |  | 0.37727 | 688.1018
235 | 15377 | 1 | 1 | 0 | 0 | 0 | 0 | 0 | A | -1 | N | SP | 0 | NF | 13.262 | 2387151.6415 | 1 |  | 0.37727 | 688.1018
236 | 15721 | 1 | 1 | 1 | 0 | 0 | 0 | 0 | A | 2 | N | SP | 0 | NA | 97.8143 | 3227873.5163 | 1 | 2 | 2 | 129.7988
237 | 15693 | 1 | 0 | 0 | 0 | 1 | 0 | 0 | A | -1 | N | EC | 0 | NA | 4.3309 | 952798.0693 | 0 |  | 0.37727 | 0
238 | 15718 | 1 | 0 | 1 | 0 | 0 | 0 | 0 | A | -1 | Y | SP | 0 | NA | 177.2846 | 3722975.5623 | 1 |  | 0.37727 | 688.1018
239 | 15678 | 1 | 0 | 0 | 1 | 0 | 0 | 0 | DK | -1 | DK | DK | -1 | DK | 16.3815 | 2132877.3541 | 0 |  | 0.37727 | 0
240 | 15632 | 1 | 0 | 1 | 0 | 0 | 0 | 0 | A | 3 | N | SP | 0 | NA | 117.2824 | 3283907.1494 | 1 | 3 | 3 | 86.5325
241 | 15632 | 2 | 0 | 1 | 0 | 0 | 0 | 0 | A | 3 | N | SP | 0 | NA | 117.2824 | 3283907.1494 | 1 | 3 | 3 | 86.5325
242 | 15182 | 1 | 0 | 1 | 0 | 0 | 0 | 0 | A | 2 | Y | SP | 0 | NA | 59.7384 | 896075.4109 | 1 | 2 | 2 | 129.7988
243 | 15052 | 1 | 0 | 1 | 0 | 0 | 0 | 0 | A | 0.13 | N | DK | 0 | DK | 160.3679 | 1904850.1573 | 0 | 0.13 | 0.13 | 0
244 | 15052 | 2 | 0 | 1 | 0 | 0 | 0 | 0 | A | 0.13 | N | DK | 0 | DK | 160.3679 | 1904850.1573 | 0 | 0.13 | 0.13 | 0
245 | 15691 | 1 | 1 | 1 | 1 | 1 | 1 | 1 | DK | -1 | DK | DK | -1 | DK | 29.6855 | 4775571.1499 | 0 |  | 0.37727 | 0
246 | 15870 | 1 | 0 | 0 | 1 | 0 | 0 | 0 | A | -1 | Y | DK | 0 | NF | 29.6855 | 4066918.0935 | 0 |  | 0.37727 | 0
247 | 15687 | 1 | 0 | 0 | 0 | 1 | 0 | 0 | A | -1 | Y | SP | 0 | NA | 4.3309 | 3326131.4419 | 1 |  | 0.37727 | 688.1018
248 | 15687 | 2 | 0 | 0 | 0 | 1 | 0 | 0 | A | -1 | Y | SP | 0 | NA | 4.3309 | 3326131.4419 | 1 |  | 0.37727 | 688.1018
249 | 15826 | 1 | 1 | 1 | 0 | 1 | 0 | 0 | A | 33 | Y | EC | 0 | NA | 29.6855 | 4749685.3646 | 0 | 33 | 33 | 0
250 | 15627 | 1 | 0 | 0 | 1 | 0 | 0 | 0 | A | -1 | DK | SP | 0 | NA | 14.4805 | 1860742.9345 | 1 |  | 0.37727 | 688.1018
251 | 15627 | 2 | 0 | 0 | 1 | 0 | 0 | 0 | A | -1 | DK | SP | 0 | NA | 14.4805 | 1860742.9345 | 1 |  | 0.37727 | 688.1018
252 | 15782 | 1 | 1 | 0 | 0 | 0 | 0 | 0 | A | -1 | N | SP | 0 | NA | 86.2015 | 340668.3245 | 1 |  | 0.37727 | 688.1018
253 | 15782 | 2 | 1 | 0 | 0 | 0 | 0 | 0 | A | -1 | N | SP | 0 | NA | 86.2015 | 340668.3245 | 1 |  | 0.37727 | 688.1018
254 | 3283 | 1 | 0 | 0 | 0 | 1 | 0 | 0 | W | 360 | N | SP | 0 | NA | 4.3309 | 5727931.8223 | 1 | 360 | 360 | 0.7211
255 | 3283 | 2 | 0 | 0 | 0 | 1 | 0 | 0 | W | 3 | N | SP | 0 | NA | 4.3309 | 5727931.8223 | 1 | 3 | 3 | 86.5325
256 | 15824 | 1 | 1 | 0 | 0 | 0 | 0 | 0 | A | 0.33 | N | EC | 0 | NA | 86.2015 | 322393.6067 | 0 | 0.33 | 0.33 | 0
257 | 15824 | 2 | 1 | 0 | 0 | 0 | 0 | 0 | A | 0.27 | N | EC | 0 | NA | 86.2015 | 322393.6067 | 0 | 0.27 | 0.27 | 0
258 | 15831 | 1 | 0 | 0 | 0 | 1 | 0 | 0 | A | -1 | N | SP | 0 | NF | 11.7918 | 3773376.3394 | 1 |  | 0.37727 | 688.1018
259 | 15706 | 1 | 1 | 1 | 0 | 0 | 0 | 0 | A | -1 | N | EC | 0 | NA | 59.7384 | 1075290.493 | 0 |  | 0.37727 | 0
260 | 15744 | 1 | 0 | 0 | 0 | 1 | 0 | 0 | A | -1 | N | EC | 0 | NA | 4.3309 | 763840.8886 | 0 |  | 0.37727 | 0
261 | 15895 | 1 | 1 | 0 | 0 | 0 | 0 | 0 | A | 0.45 | N | EC | 0 | NA | 86.2015 | 297395.172 | 0 | 0.45 | 0.45 | 0
262 | 15886 | 1 | 1 | 1 | 1 | 0 | 0 | 0 | A | -1 | Y | SP | 0 | NF | 86.2015 | 416008.4347 | 1 |  | 0.37727 | 688.1018
263 | 15886 | 2 | 1 | 1 | 1 | 0 | 0 | 0 | A | -1 | Y | SP | 0 | NF | 86.2015 | 416008.4347 | 1 |  | 0.37727 | 688.1018
264 | 15775 | 1 | 1 | 1 | 0 | 0 | 0 | 0 | A | -1 | DK | SP | 0 | DK | 59.7384 | 597383.6072 | 1 |  | 0.37727 | 688.1018
265 | 15775 | 2 | 1 | 1 | 0 | 0 | 0 | 0 | A | -1 | DK | SP | 0 | DK | 59.7384 | 597383.6072 | 1 |  | 0.37727 | 688.1018
266 | 15837 | 1 | 1 | 1 | 0 | 0 | 0 | 0 | A | 33 | Y | EC | 0 | NA | 29.6855 | 4782339.4515 | 0 | 33 | 33 | 0
267 | 15808 | 1 | 0 | 0 | 0 | 0 | 1 | 0 | A | -1 | N | EC | 0 | NA | 14.4805 | 4925248.983 | 0 |  | 0.37727 | 0
268 | 15808 | 2 | 0 | 1 | 0 | 0 | 0 | 0 | A | -1 | N | EC | 0 | NA | 14.4805 | 4925248.983 | 0 |  | 0.37727 | 0
292 | 15854 | 2 | 0 | 1 | 0 | 0 | 0 | 0 | A | -1 | DK | DK | 0 | NA | 97.8143 | 6320078.5305 | 0 |  | 0.37727 | 0
291 | 15854 | 1 | 0 | 1 | 0 | 0 | 0 | 0 | A | -1 | DK | DK | 0 | NA | 97.8143 | 6320078.5305 | 0 |  | 0.37727 | 0
273 | 15746 | 1 | 0 | 0 | 0 | 1 | 0 | 0 | A | -1 | N | SP | 0 | NF | 18.3558 | 962906.6275 | 1 |  | 0.37727 | 688.1018
274 | 15840 | 1 | 0 | 0 | 1 | 0 | 0 | 0 | A | -1 | DK | DK | 0 | NF | 97.8143 | 4614489.7274 | 0 |  | 0.37727 | 0
275 | 15903 | 1 | 1 | 0 | 0 | 0 | 0 | 0 | A | -1 | DK | DK | 0 | NF | 97.8143 | 949190.4425 | 0 |  | 0.37727 | 0
276 | 15903 | 2 | 1 | 0 | 0 | 0 | 0 | 0 | A | -1 | DK | DK | 0 | NF | 97.8143 | 949190.4425 | 0 |  | 0.37727 | 0
277 | 15907 | 1 | 0 | 0 | 0 | 1 | 0 | 0 | A | -1 | N | NF | 0 | NF | 55.6395 | 4696922.7773 | 0 |  | 0.37727 | 0
278 | 15907 | 2 | 0 | 0 | 0 | 1 | 0 | 0 | A | -1 | N | DK | 0 | NF | 55.6395 | 4696922.7773 | 0 |  | 0.37727 | 0
279 | 15905 | 1 | 1 | 1 | 1 | 0 | 0 | 0 | A | 6.5 | N | DK | 0 | NA | 59.7384 | 940222.0594 | 0 | 6.5 | 6.5 | 0
280 | 15905 | 2 | 1 | 0 | 1 | 0 | 0 | 0 | A | -1 | N | DK | 0 | NF | 59.7384 | 940222.0594 | 0 |  | 0.37727 | 0
281 | 15905 | 3 | 1 | 0 | 0 | 0 | 0 | 0 | A | -1 | N | DK | 0 | NA | 59.7384 | 940222.0594 | 0 |  | 0.37727 | 0
284 | 15698 | 1 | 1 | 0 | 0 | 0 | 0 | 0 | A | -1 | Y | SP | 0 | NA | 21.1752 | 4334096.1124 | 1 |  | 0.37727 | 688.1018
285 | 15698 | 2 | 1 | 0 | 0 | 0 | 0 | 0 | A | -1 | Y | SP | 0 | NA | 21.1752 | 4334096.1124 | 1 |  | 0.37727 | 688.1018
286 | 15753 | 1 | 0 | 1 | 0 | 0 | 0 | 0 | A | 0.07 | N | DK | 0 | DK | 160.3679 | 717806.8112 | 0 | 0.07 | 0.07 | 0
287 | 15753 | 2 | 0 | 1 | 0 | 0 | 0 | 0 | A | 0.07 | N | DK | 0 | DK | 160.3679 | 717806.8112 | 0 | 0.07 | 0.07 | 0
299 | 15889 | 1 | 0 | 0 | 0 | 0 | 1 | 0 | A | -1 | N | DK | 0 | NA | 3.7884 | 511692.8175 | 0 |  | 0.37727 | 0
289 | 15674 | 1 | 0 | 0 | 1 | 0 | 0 | 0 | DK | -1 | DK | DK | -1 | DK | 57.1626 | 5453944.2955 | 0 |  | 0.37727 | 0
293 | 15854 | 3 | 0 | 1 | 0 | 0 | 0 | 0 | A | -1 | DK | DK | 0 | NA | 97.8143 | 6320078.5305 | 0 |  | 0.37727 | 0
294 | 15883 | 1 | 0 | 0 | 0 | 0 | 0 | 1 | A | -1 | N | DK | -1 | DK | 17.6903 | 2084249.1688 | 0 |  | 0.37727 | 0
295 | 15883 | 2 | 0 | 0 | 0 | 0 | 0 | 1 | A | -1 | N | DK | -1 | DK | 17.6903 | 2084249.1688 | 0 |  | 0.37727 | 0
296 | 15883 | 3 | 0 | 0 | 0 | 0 | 0 | 1 | A | -1 | N | DK | -1 | DK | 17.6903 | 2084249.1688 | 0 |  | 0.37727 | 0
297 | 15883 | 4 | 0 | 0 | 0 | 0 | 0 | 1 | A | -1 | N | DK | -1 | DK | 17.6903 | 2084249.1688 | 0 |  | 0.37727 | 0
298 | 15883 | 5 | 0 | 0 | 0 | 0 | 0 | 1 | A | -1 | N | DK | -1 | DK | 17.6903 | 2084249.1688 | 0 |  | 0.37727 | 0
300 | 15889 | 2 | 0 | 0 | 0 | 0 | 1 | 0 | A | -1 | N | DK | 0 | NA | 3.7884 | 511692.8175 | 0 |  | 0.37727 | 0
301 | 15889 | 3 | 0 | 0 | 0 | 0 | 1 | 0 | A | -1 | N | DK | 0 | NA | 3.7884 | 511692.8175 | 0 |  | 0.37727 | 0
302 | 15889 | 4 | 0 | 0 | 0 | 0 | 1 | 0 | A | -1 | N | DK | 0 | NA | 3.7884 | 511692.8175 | 0 |  | 0.37727 | 0
303 | 15889 | 5 | 0 | 0 | 0 | 0 | 1 | 0 | A | -1 | N | DK | 0 | NA | 3.7884 | 511692.8175 | 0 |  | 0.37727 | 0
306 | 15931 | 1 | 1 | 0 | 0 | 0 | 0 | 0 | E | -1 | Y | SP | -1 | Y | 21.1752 | 4362089.7173 | 1 |  | 0.37727 | 688.1018
307 | 15948 | 1 | 1 | 1 | 0 | 0 | 0 | 0 | A | -1 | Y | EC | 0 | NA | 97.8143 | 1185509.9096 | 0 |  | 0.37727 | 0
308 | 15885 | 1 | 0 | 0 | 0 | 1 | 0 | 0 | A | 0.67 | N | EC | 0 | NA | 86.2015 | 258604.4974 | 0 | 0.67 | 0.67 | 0
309 | 15885 | 2 | 0 | 0 | 0 | 1 | 0 | 0 | A | 0.07 | N | EC | 0 | NA | 86.2015 | 258604.4974 | 0 | 0.07 | 0.07 | 0
310 | 15963 | 1 | 1 | 0 | 0 | 0 | 0 | 0 | DK | 0.4 | DK | DK | -1 | DK | 97.8143 | 581995.3764 | 0 | 0.4 | 0.4 | 0
311 | 15963 | 2 | 1 | 0 | 0 | 0 | 0 | 0 | DK | -1 | DK | DK | -1 | DK | 97.8143 | 581995.3764 | 0 |  | 0.37727 | 0
314 | 15958 | 1 | 0 | 1 | 0 | 0 | 0 | 0 | A | -1 | DK | DK | 0 | DK | 21.1752 | 3398004.3642 | 0 |  | 0.37727 | 0
315 | 15958 | 2 | 0 | 1 | 0 | 0 | 0 | 0 | A | -1 | DK | DK | 0 | DK | 21.1752 | 3398004.3642 | 0 |  | 0.37727 | 0
316 | 15876 | 1 | 0 | 0 | 0 | 0 | 1 | 0 | A | -1 | DK | NF | 0 | DK | 17.6903 | 1993091.2404 | 0 |  | 0.37727 | 0
317 | 15876 | 2 | 0 | 0 | 0 | 0 | 1 | 0 | A | -1 | DK | DK | 0 | DK | 17.6903 | 1993091.2404 | 0 |  | 0.37727 | 0
318 | 15876 | 3 | 0 | 0 | 0 | 0 | 1 | 0 | A | -1 | DK | DK | 0 | DK | 17.6903 | 1993091.2404 | 0 |  | 0.37727 | 0
319 | 15876 | 4 | 0 | 0 | 0 | 0 | 1 | 0 | A | -1 | DK | DK | 0 | DK | 17.6903 | 1993091.2404 | 0 |  | 0.37727 | 0
320 | 15938 | 1 | 1 | 0 | 0 | 0 | 0 | 0 | A | 0.33 | N | DK | 0 | NA | 86.2015 | 425663.0026 | 0 | 0.33 | 0.33 | 0
321 | 15938 | 2 | 1 | 0 | 0 | 0 | 0 | 0 | A | 0.13 | N | DK | 0 | NA | 86.2015 | 425663.0026 | 0 | 0.13 | 0.13 | 0
322 | 15938 | 3 | 1 | 0 | 0 | 0 | 0 | 0 | A | 0.33 | N | DK | 0 | NA | 86.2015 | 425663.0026 | 0 | 0.33 | 0.33 | 0
323 | 15964 | 1 | 0 | 1 | 0 | 0 | 0 | 0 | A | -1 | N | DK | 0 | NA | 11.7918 | 1413388.8587 | 0 |  | 0.37727 | 0
324 | 15964 | 2 | 0 | 1 | 0 | 0 | 0 | 0 | A | -1 | N | DK | 0 | NA | 11.7918 | 1413388.8587 | 0 |  | 0.37727 | 0
325 | 15901 | 1 | 1 | 0 | 0 | 0 | 0 | 0 | DK | -1 | DK | DK | -1 | DK | 29.6855 | 4605383.9861 | 0 |  | 0.37727 | 0
326 | 15921 | 1 | 0 | 0 | 1 | 0 | 0 | 0 | A | -1 | Y | SP | -1 | Y | 29.9971 | 8214482.4753 | 1 |  | 0.37727 | 688.1018
327 | 15921 | 2 | 0 | 0 | 1 | 0 | 0 | 0 | A | -1 | Y | SP | -1 | Y | 29.9971 | 8214482.4753 | 1 |  | 0.37727 | 688.1018
328 | 15730 | 1 | 0 | 0 | 0 | 1 | 0 | 0 | A | -1 | N | DK | 0 | NA | 3.7884 | 676662.8728 | 0 |  | 0.37727 | 0
329 | 15743 | 1 | 0 | 0 | 1 | 0 | 0 | 0 | A | 0.1 | N | DK | 0 | N | 13.262 | 3225413.2024 | 0 | 0.1 | 0.1 | 0
330 | 15743 | 2 | 0 | 0 | 1 | 0 | 0 | 0 | P | 0.1 | N | DK | 0 | N | 13.262 | 3225413.2024 | 0 | 0.1 | 0.1 | 0
331 | 15935 | 1 | 0 | 0 | 1 | 0 | 0 | 0 | A | -1 | N | SP | 0 | N | 16.3815 | 1241065.9627 | 1 |  | 0.37727 | 688.1018
332 | 15935 | 2 | 0 | 0 | 1 | 0 | 0 | 0 | A | -1 | N | SP | 0 | N | 16.3815 | 1241065.9627 | 1 |  | 0.37727 | 688.1018
333 | 15818 | 1 | 0 | 0 | 0 | 0 | 1 | 0 | A | -1 | N | DK | 0 | NA | 3.7884 | 472922.2405 | 0 |  | 0.37727 | 0
334 | 15818 | 2 | 0 | 0 | 0 | 0 | 1 | 0 | A | -1 | N | DK | 0 | NA | 3.7884 | 472922.2405 | 0 |  | 0.37727 | 0
335 | 15818 | 3 | 0 | 0 | 0 | 0 | 1 | 0 | A | -1 | N | DK | 0 | NA | 3.7884 | 472922.2405 | 0 |  | 0.37727 | 0
336 | 15818 | 4 | 0 | 0 | 0 | 0 | 1 | 0 | A | -1 | N | DK | 0 | NA | 3.7884 | 472922.2405 | 0 |  | 0.37727 | 0
337 | 15818 | 5 | 0 | 0 | 0 | 0 | 1 | 0 | A | -1 | N | DK | 0 | NA | 3.7884 | 472922.2405 | 0 |  | 0.37727 | 0
338 | 15830 | 1 | 0 | 0 | 0 | 1 | 0 | 0 | A | -1 | N | DK | 0 | NA | 3.7884 | 1083871.372 | 0 |  | 0.37727 | 0
339 | 15830 | 2 | 0 | 0 | 0 | 1 | 0 | 0 | A | -1 | N | DK | 0 | NA | 3.7884 | 1083871.372 | 0 |  | 0.37727 | 0
340 | 15830 | 3 | 0 | 0 | 0 | 1 | 0 | 0 | A | -1 | N | DK | 0 | NA | 3.7884 | 1083871.372 | 0 |  | 0.37727 | 0
341 | 15830 | 4 | 0 | 0 | 0 | 1 | 0 | 0 | A | -1 | N | DK | 0 | NA | 3.7884 | 1083871.372 | 0 |  | 0.37727 | 0
342 | 15830 | 5 | 0 | 0 | 0 | 1 | 0 | 0 | A | -1 | N | DK | 0 | NA | 3.7884 | 1083871.372 | 0 |  | 0.37727 | 0
343 | 15830 | 6 | 0 | 0 | 0 | 1 | 0 | 0 | A | -1 | N | DK | 0 | NA | 3.7884 | 1083871.372 | 0 |  | 0.37727 | 0
344 | 15850 | 1 | 0 | 0 | 0 | 0 | 1 | 0 | A | -1 | N | SP | 0 | NA | 66.1872 | 6618790.905 | 1 |  | 0.37727 | 688.1018
Grocery Store Retro-Commissiong from 6P.
Estimate was based on PECI case study data. Unit savings about 100,000 kWh per store for medium and large sized stores. Approx 7% savings.
Note on L656: Charlie Grist: Revised V6 to reflect lower freezer savings for non-grocery applications.

## RTF Source Files
RTF Workbooks Used in this Analysis
Sector | Measure | Category (?) | Status (?) | Latest RTF Decision | Sunset Date
Commercial | Grocery - Anti-sweat Heater Controls | Small Saver | Active | 4153400% | 4264300%
Commercial | Grocery - Compressor Head Fan Motor Retrofit to ECM | Small Saver | Active | 4171600% | 4355500%
Commercial | Grocery - Display Case LEDs (Open Cases) | Small Saver | Active | 4180700% | 4255100%
Commercial | Grocery - Display Case LEDs (Reach-In Cases) | Proven | Active | 4125400% | 4218500%
Commercial | Grocery - Display Case Motion Sensors | Small Saver | Active | 4147100% | 4331200%
Commercial | Grocery - ECMs for Display Cases | Proven | Active | 4125400% | 4218500%
Commercial | Grocery - ECMs for Walk-ins | Small Saver | Active | 4171600% | 4355500%
Commercial | Grocery - Floating Head Pressure Controls for Single Compressor Systems | Small Saver | Active | 4180700% | 4364600%
Commercial | Grocery - Strip Curtains | Small Saver | Active | 4183500% | 4367700%
Commercial | Grocery - Walk-in Evaporator Fan ECM Motor Controllers | Small Saver | Active | 4171600% | 4319000%
Navigant Workbook on Walk-In Standards (Prepared for BPA)
From BPA | WalkinCoolerandFreezers_analysis.xlsx
CBSA Summary Report on Refrigeration
From Chris Newton | CBSA Report Refrigeration Tables 2014-11-26.xlsx
Cadmus Report on BPA Grocery Program
From BPA | BPA_Grocery_Opp_Assessment_05JUN13.pdf

## 6 on 7 Data
From: | qryUtilitySavingsData_commrefrigeration.xlsx
From Six Going on Seven (All Reported Data) | [5 empty] | From Measure Level Detail Run (Only those with measure level detail) | [6 empty] | From Measure Level Detail Run |  | From Measure Level Detail Run
aMW (Busbar) | Year |  |  |  |  | Sum of aMWSite | Column Labels | [5 empty] | Row Labels | Sum of aMWSite | Row Labels | Sum of aMWSite | RTF UES Covered
Sector / End Use | 2010 | 2011 | 2012 | 2013 | Total aMW (Busbar) | Row Labels | 2010 | 2011 | 2012 | 2013 | (blank) | Grand Total | Packaged Refrigeration | 0.9135 | Packaged Refrigeration | 0.9135
[6 empty] | Packaged Refrigeration | 0.021357 | 0.043447 | 0.080485 | 0.76821 |  | 0.9135 | Freezers | 0.0092485 | Freezers | 0.0092485
Commercial | [5 empty] | Refrigeration System Controls | 0.3538 | 0.62444 | 0.31798 | 0.66428 |  | 1.9605 | Ice Makers | 0.028462 |  | 0.0025517
Lighting | 41.3617 | 43.9802 | 37.6476 | 37.5671 | 160.5565 | Refrigeration System Improvements | 3.7796 | 2.258 | 1.392 | 3.9998 |  | 11.4293 | Packaged Refrigeration System Improvements | 0.097733 | Freezer (24 ft^3)
HVAC | 16.7188 | 19.8304 | 19.4055 | 14.9111 | 70.8657 | (blank) | [6 empty] | Refrigerator Decommissioning |  | Freezer (48 ft^3)
Electronics | 8.7705 | 9.4772 | 9.2203 | 10.1449 | 37.613 | Grand Total | 4.1548 | 2.9259 | 1.7904 | 5.4322 |  | 14.3033 | Refrigerators | 0.77398 | Freezer Rez Size Tier 1 (10% Better) | 2.4595e-05
Refrigeration | 12.2391 | 10.6739 | 4.9628 | 6.0547 | 33.9304 | [7 empty] | Unknown | 0.0029348 | Freezer Rez Size Tier 2 (30% Better)
Whole Bldg/Meter Level | 6.546 | 9.5964 | 5.0906 | 11.037 | 32.2699 | [7 empty] | Vending Machines | 0.0011416 | Freezer, Comm, Glass door
Unknown | 5.4029 | 8.3263 | 9.4616 | 0.3767 | 23.5676 | [7 empty] | Refrigeration System Controls | 1.9605 | Freezer, Comm, Solid door | 0.0021027
Motors/Drives | 1.4789 | 2.6092 | 2.5274 | 3.0311 | 9.6466 | [7 empty] | Defrost Control Improvements | 1.1033 | High Efficiency Solid Door Freezer
Codes & Standards | 0.0077256 | 0.43721 | 1.3581 | 3.1549 | 4.9579 | [7 empty] | Multiplex | 0.14427 | Other Refrigeration - CI | 0.0045622
Water Heating | 0.11888 | 1.3281 | 0.5002 | 1.6897 | 3.6369 | [7 empty] | Refrigeration Control Improvements (non-VFD) | 0.14786 | Site Specific ENERGY STAR Freezer | 7.2544e-06
Process Loads | 0.42959 | 0.10876 | 0.21454 | 0.7909 | 1.5438 | [7 empty] | Refrigeration Control Improvements (VFD) | 0.094095 | Solid Door
Compressed Air | 0.14184 | 0.36981 | 0.012713 | 0.10402 | 0.62839 | [7 empty] | Unknown | 0.47096 | Strip Curtains
Food Preparation | 0.19884 | 0.12165 | 0.12409 | 0.14512 | 0.5897 | [7 empty] | Refrigeration System Improvements | 11.4293 | Ice Makers | 0.028462
[13 empty] | Auto Closers | 0.0046235 |  | 0.022305
[13 empty] | Case Lighting | 2.0527 | Air Cooled
[13 empty] | Cases | 0.4083 | CEE Tier 3 Ice Maker - Air Cooled
[13 empty] | Doors | 0.26188 | Energy Star Ice Maker - Air Cooled
[13 empty] | Gasket Replacement | 0.15281 | Energy Star IMH < 450lbs/day
[13 empty] | Interactive Refrigeration System Improvements | 1.3723 | Energy Star IMH >= 450lbs/day | 0.0010793
[13 empty] | Motion Sensors |  | Energy Star RCU < 1000lbs/day
[13 empty] | Motors | 2.6192 | Energy Star RCU >= 1000lbs/day
[13 empty] | Multiplex | 0.057474 | Energy Star SCU < 175lbs/day
[13 empty] | Night Covers | 0.55207 | Energy Star SCU >= 175lbs/day
[13 empty] | Strip Curtains | 0.13131 | High Efficiency Ice Maker
[13 empty] | Suction Line Insulation | 0.058093 | Ice Machine IMH < 450 IHR, CEE Tier 1 | 0.0029792
[13 empty] | Unknown | 3.7585 | Ice Machine IMH < 450 IHR, CEE Tier 2 | 0.00047686
[13 empty] | (blank) |  | Ice Machine IMH >= 450 IHR, CEE Tier 1 | 0.00016086
[13 empty] | (blank) |  | Ice Machine IMH >= 450 IHR, CEE Tier 2
[13 empty] | Grand Total | 14.3033 | Ice Machine RCU < 1000 IHR, CEE Tier 1 | 0.00012152
[15 empty] | Ice Machine RCU >= 1000 IHR, CEE Tier 1 | 0.00034724
[15 empty] | Ice Machine SCU < 175 IHR, CEE Tier 1 | 0.00013854
[13 empty] | Total (Non-Packaged Systems) | 13.3898 | Ice Machine SCU < 175 IHR, CEE Tier 2
[13 empty] | Subtotal Non-RTF UES Measures | 7.1562 | Ice Machine SCU >= 175 IHR, CEE Tier 1 | 0.00078155
[13 empty] | Fraction of reported savings not covered by RTF UES | 53.44% | Ice Machines | 7.2146e-05
Tier III IMH < 450lbs/day
Tier III IMH >= 450lbs/day
Tier III RCU < 1000lbs/day
Tier III RCU >= 1000lbs/day
Tier III SCU < 175lbs/day
[15 empty] | Packaged Refrigeration System Improvements | 0.097733
0.097733
Refrigerator Decommissioning
Any Commercial Building
[15 empty] | Refrigerators | 0.77398
0.74335
Cases – Low Temp Open to Reach-in
[15 empty] | Commercial Solid Door Refrigerator | 0.0001605
High Efficiency Refrigerator
High Efficiency Solid or Glass Door Refrigerator
[15 empty] | Other Refrigeration - CI | 0.0012353
Refrigerator (24 ft^3)
Refrigerator (48 ft^3)
[15 empty] | Refrigerator Buy-Down | 0.010467
Refrigerator Res Size
[15 empty] | Refrigerator Res Size Tier 1 (20% Better) | 0.010501
[15 empty] | Refrigerator Res Size Tier 2 (30% Better) | 0.005311
[15 empty] | Refrigerator, Comm, Glass door | 0.00042279
[15 empty] | Refrigerator, Comm, Solid door | 0.0024414
[15 empty] | Residential Refrigerator | 1.9977e-05
[15 empty] | Site Specific ENERGY STAR Refrigerator | 7.4441e-05
Solid Door
[15 empty] | Unknown | 0.0029348
0.0014524
[15 empty] | Commercial Kitchen Equipment | 0.0014824
[15 empty] | Vending Machines | 0.0011416
0.0011416
Vending Machine Controller
[15 empty] | Refrigeration System Controls | 1.9605
[15 empty] | Defrost Control Improvements | 1.1033
0.9456
Anti-Sweat Heat – Low Temp
Anti-Sweat Heat – Med Temp
Anti-Sweat Heat Control
Anti-Sweat Heat Control-Low Temp
Anti-Sweat Heat Control-Med Temp
[15 empty] | Anti-sweat Heater Controls - Low temp | 0.086586 | RTF
[15 empty] | Anti-sweat Heater Controls - Med temp | 0.066829 | RTF
[15 empty] | Humidistat / Anti-Sweat | 0.0042982 | RTF
[15 empty] | Multiplex | 0.14427
0.14427
[15 empty] | Multiplex – Controls – Floating Head Pressure |  | RTF
[15 empty] | Multiplex – Controls – Floating Head Pressure with VFD |  | RTF
[15 empty] | Multiplex – Controls – Floating Head Pressure without VFD |  | RTF
[15 empty] | Multiplex – Controls – Floating Head Suction Pressure |  | RTF
[15 empty] | Refrigeration Control Improvements (non-VFD) | 0.14786
[16 empty] | 0.14786 | Not RTF
Anti-Sweat Heat Control
Floating Head Pressure on Single Compressor System
[15 empty] | Refrigeration Control Improvements (VFD) | 0.094095
[15 empty] | FSPC & FHPC | 0.016975 | RTF
[15 empty] | Oversized Condenser w/VFD | 0.017535 | Not RTF
[15 empty] | VFD on Condenser | 0.059585 | Not RTF
[15 empty] | Unknown | 0.47096
[16 empty] | 0.29277 | Not RTF
[15 empty] | Head/Suction Pressures | 0.040572 | Not RTF
[15 empty] | Refrigeration Cases | 0.13762 | Not RTF
[15 empty] | Refrigeration System Improvements | 11.4293
[15 empty] | Auto Closers | 0.0046235
[16 empty] | 0.0046235 | Not RTF
Auto-closer for RI-Cooler
Auto-closer for WI-Freezer
Auto-Closers
Auto-Closers for Glass Reach-in Doors – Freezers
Auto-Closers for Walk-in Coolers
[15 empty] | Case Lighting | 2.0527
[16 empty] | 1.6124 | RTF
0
Case Lighting - Low Temp - T12 to LED
Case Lighting - Low Temp - T8 to LED
Case Lighting - Med Temp - T12 to LED
Case Lighting - Med Temp - T8 to LED
Case lighting T-10/12 to T8
Case lighting T-10/12 to T8, 4 ft
Case Lighting T10/12 to T8, 4 ft.
Case lighting T-10/12 to T8, 6 ft
Case Lighting T10/12 to T8, 6 ft.
Case Lighting T10/12 to T8, 8 ft.
Case Lighting T12 to LED
Case Lighting T8 to LED
[15 empty] | Case/Point of Sale Lighting | 0.0035656 | RTF
Cases – Low Temp Coffin to High Efficiency Reach-in
CFL for walk-in cooler/freezer
[15 empty] | EnergySmart Grocer Case Lighting | 0.090691 | RTF
ESG - Lamp and Ballast Retrofit
[15 empty] | LED Case Lighting | 0.010558 | RTF
lED Case Lighting (New): T8-LED, Low Temp, 24 hr day
LED Case Lighting (New): T8-LED, Med Temp, 24 hr day
LED Case Lighting (Retrofit): T12-LED, Med Temp, 18 hr day
LED Case Lighting (Retrofit): T8-LED, Low Temp, 18 hr day
LED Case Lighting (Retrofit): T8-LED, Med Temp, 18 hr day
[15 empty] | LED Case Lighting T12-LED (<4w/ft) | 0.11025 | RTF
[15 empty] | LED Case Lighting T12-LED (4w/ft - 7.5w/ft) | 0.028151 | RTF
[15 empty] | LED Case Lighting T8-LED (<4w/ft) | 0.12075 | RTF
[15 empty] | LED Case Lighting T8-LED (4w/ft - 7.5w/ft) | 0.076402 | RTF
LED Case Lights
Open Case Lighting Upgrade New Case
Open Case Lighting Upgrade Replacement
Reach-in: T-12 to LED – High Power Retrofit
Reach-in: T-12 to LED – Low Power Retrofit
Reach-in: T-8 to LED – Low Power New
Reach-in: T-8 to LED – Low Power Retrofit
[15 empty] | Cases | 0.4083
[16 empty] | 0.36962 | Not RTF
Cases – Low Temp Open to Reach-in
Cases – Low Temp Reach-in to High Efficiency Reach-in
Cases – Medium Temp Open Case to High Efficiency Open Case
[15 empty] | Grocer Refrigeration Case - Custom | 0.038684 | Not RTF
T8- Cases - Low Temp Open Case to High Efficiency Reach In Case
[15 empty] | Doors | 0.26188
[16 empty] | 0.26025 | Not RTF
Add Doors to Open Case
Energy Star Glass Door Refrigerator
Energy Star Solid Door Chest Freezer
Energy Star Solid Door Freezer
Energy Star Solid Door Refrigerator
High Efficiency Solid Door Freezer
High Efficiency Solid or Glass Door Refrigerator
[15 empty] | High-Effic. Cases | 0.0016297 | Not RTF
Special Doors with Low/No ASH for Low Temperature Reach-in
(blank)
[15 empty] | Gasket Replacement | 0.15281
[16 empty] | 0.15281 | Not RTF
Gasket Repair
Gaskets for Reach-in Glass Doors
Gaskets for Walk-in Main Door
[15 empty] | Interactive Refrigeration System Improvements | 1.3723
[16 empty] | 0.69962 | Not RTF
[15 empty] | EnergySmart Grocer Industrial Process | 0.65669 | Not RTF
ESG - Retrofit/Upgrade
EWEB - Energy Smart - Refrigeration - Existing
[15 empty] | Floating Head Pressure Controls | 0.0098028 | RTF
[15 empty] | Floating Suction Pressure Controls | 0.0061803 | RTF
Non-Standard Custom Project - Commercial - Retrofit - Refrigeration
(blank)
Motion Sensors
Motion Sensor for LED Case Lighting (<4w/ft)
Motion Sensor for LED Case Lighting (4w/ft - 7.5w/ft)
[15 empty] | Motors | 2.6192
[16 empty] | 2.3513 | RTF
[15 empty] | ECM Motor for Refrigeration Systems | 0.26793 | RTF
Evaporator Fan ECM Motor Controller - Walk In Low Temp
Evaporator Fan ECM Motor Controller - Walk In Medium Temp
Evaporator Motor - ECM
Evaporator Motor - Shaded Pole to ECM in Display Case
Evaporator Motor - Shaded Pole to ECM in Walk-in
Evaporator Motor - Shaded Pole To ECMs in Walk-in cases
Evaporator Motor -Shaded Pole to ECM in Display Case
Motors – Refrigeration – VFDs
Night Covers
Shaded Pole to Permanent Split Capacitor
[15 empty] | Multiplex | 0.057474
[15 empty] | Floating Head Press Cont | 0.046074 | RTF
[15 empty] | Floating Suction Control | 0.011401 | RTF
Multiplex – Compressors
Multiplex – Efficient/Oversized Condenser
[15 empty] | Night Covers | 0.55207
[16 empty] | 0.52423 | Not RTF
0
Night Covers
[15 empty] | Night Covers - Horizontal | 0.0070816 | Not RTF
Night Covers – Horizontal
[15 empty] | Night Covers - Vertical | 0.02076 | Not RTF
Night Covers – Vertical
[15 empty] | Strip Curtains | 0.13131
[16 empty] | 0.13131 | RTF
Strip Curtains
[15 empty] | Suction Line Insulation | 0.058093
[16 empty] | 0.058093 | Not RTF
[15 empty] | Unknown | 3.7585
[16 empty] | 3.5963 | Not RTF
[15 empty] | Case/Walk-in Lighting | 0.016256 | RTF
[15 empty] | Refrigeration Cases | 0.14599 | Not RTF
[15 empty] | Roll-Up Doors | 1.0731e-05 | Not RTF
(blank)
(blank)
(blank)
[15 empty] | Grand Total | 14.3033
[15 empty] | Not RTF | 7.2
[15 empty] | RTF UES | 5.1
[15 empty] | Total | 12.3
[15 empty] | Percent clianed savings not in RTF UES | 58.54%

## Specifications
able 5.4.49 Baseline Specifications for Envelopes, Coolers Equipment Class and Size | ND.C -Small | ND.C -Medium | ND.C -Large | D.C -Small | D.C -Medium | D.C -Large | Units | Data are from DOE Standards Workbook Prepared by Navigant for BPA Standards Impact Analysis
Internal Dry Bulb Temperature | 35 | 35 | 35 | 35 | 35 | 35 | F
External Dry Bulb Temperature | 75 | 75 | 75 | 75 | 75 | 75 | F
Internal RH | 0.6 | 0.6 | 0.6 | 0.6 | 0.6 | 0.6 | %
External RH | 0.4 | 0.4 | 0.4 | 0.4 | 0.4 | 0.4 | %
Height | 7.6 | 9.5 | 12 | 6.6 | 7.6 | 7.6 | ft
Length | 10 | 12 | 25 | 6 | 10.2 | 80 | ft
Width | 8 | 20 | 30 | 6 | 7 | 15 | ft
Passage Door Window Glass Area | 0.9 | 0.9 | 0.9 | 0 | 0 | 0 | ft2
Display Door Width | 2.5 | 2.5 | 2.5 | 2.5 | 2.5 | 2.5 | ft
Display Door Height | 6.3 | 6.3 | 6.3 | 6.3 | 6.3 | 6.3 | ft
Passage Door Width | 3 | 3 | 3 | 3 | 3 | 3 | ft
Passage Door Height | 7 | 7 | 7 | 7 | 7 | 7 | ft
Freight Door Width | 7 | 7 | 7 | 7 | 7 | 7 | ft
Freight Door Height | 9 | 9 | 12 | 9 | 9 | 12 | ft
Number of Display Doors | 0 | 0 | 0 | 3 | 8 | 50 | #
Number of Passage Doors | 1 | 1 | 2 | 1 | 1 | 2 | #
Number of Freight Doors | 0 | 1 | 1 | 0 | 0 | 0 | #
Total External Surface Area | 433 | 1088 | 2820 | 230 | 404.2 | 3844 | ft2
Floor Area | 80 | 240 | 750 | 36 | 71.4 | 1200 | ft2
Total Passage Door Window Glass Area | 0.9 | 0.9 | 1.8 | 0 | 0 | 0 | ft2
Non-Display Door Area | 21 | 84 | 126 | 21 | 21 | 42 | ft2
Total Display Door Area | 0 | 0 | 0 | 47.3 | 126 | 787.5 | ft2
Total Passage Door Area | 21 | 21 | 42 | 21 | 21 | 42 | ft2
Total Freight Door Area | 0 | 63 | 84 | 0 | 0 | 0 | ft2
Walls, Ceiling & Non-Display Door Area | 332 | 764 | 1944 | 125.8 | 185.8 | 1814.5 | ft2
Walls and Ceiling | 311 | 680 | 1818 | 104.8 | 164.8 | 1772.5 | ft3
Case Gross Refrigerated Volume | 606.7 | 2280 | 9000 | 237 | 542.6 | 9120 | ft3
Number of Light Tubes/Bulbs | 1 | 1 | 3 | 4 | 10 | 52 | #
Number of Circulation Fans | 0 | 0 | 0 | 0 | 0 | 0 | #
Walls/Floor Baseline Cost | 2139 | 4005 | 9921 | 1069 | 1504 | 8900 | $
Total Display Door Baseline Cost | $ | $ | $ | 3038 | 8100 | 50625 | $
Total Baseline Cost | 2139 | 4005 | 9921 | 4106 | 9604 | 59525 | $
able 5.4.50 Baseline Specifications for Envelopes, Freezers Equipment Class and Size | ND.F -Small | ND.F -Medium | ND.F -Large | D.F -Small | D.F -Medium | D.F -Large | Units
Internal Dry Bulb Temperature | -10 | -10 | -10 | -10 | -10 | -10 | F
External Dry Bulb Temperature | 75 | 75 | 75 | 75 | 75 | 75 | F
Internal RH | 0.6 | 0.6 | 0.6 | 0.6 | 0.6 | 0.6 | %
External RH | 0.4 | 0.4 | 0.4 | 0.4 | 0.4 | 0.4 | %
EER | 6.3 | 6.3 | 6.3 | 6.3 | 6.3 | 6.3 | Btu/W-h
Height | 7.6 | 9.5 | 12 | 6.6 | 7.6 | 7.6 | ft
Length | 8 | 9 | 25 | 6 | 10.2 | 80 | ft
Width | 6 | 20 | 20 | 6 | 7 | 15 | ft
Passage Door Window Glass Area | 0.9 | 0.9 | 0.9 | 0 | 0 | 0 | ft2
Display Door Width | 2.5 | 2.5 | 2.5 | 2.5 | 2.5 | 2.5 | ft
Display Door Height | 6.3 | 6.3 | 6.3 | 6.3 | 6.3 | 6.3 | ft
Passage Door Width | 3 | 3 | 3 | 3 | 3 | 3 | ft
Passage Door Height | 7 | 7 | 7 | 7 | 7 | 7 | ft
Freight Door Width | 7 | 7 | 7 | 7 | 7 | 7 | ft
Freight Door Height | 9 | 9 | 12 | 9 | 9 | 12 | ft
Number of Display Doors | 0 | 0 | 0 | 3 | 8 | 50 | #
Number of Passage Doors | 1 | 1 | 2 | 1 | 1 | 2 | #
Number of Freight Doors | 0 | 1 | 1 | 0 | 0 | 0 | #
Total External Surface Area | 308.8 | 911 | 2080 | 230 | 404.2 | 3844 | ft2
Floor Area | 48 | 180 | 500 | 36 | 71.4 | 1200 | ft2
Total Passage Door Window Glass Area | 0.9 | 0.9 | 1.8 | 0 | 0 | 0 | ft2
Non-Display Door Area | 21 | 84 | 126 | 21 | 21 | 42 | ft2
Total Display Door Area | 0 | 0 | 0 | 47.3 | 126 | 787.5 | ft2
Total Passage Door Area | 21 | 21 | 42 | 21 | 21 | 42 | ft2
Total Freight Door Area | 0 | 63 | 84 | 0 | 0 | 0 | ft2
Walls, Ceiling & Non-Display Door Area | 239.8 | 647 | 1454 | 125.8 | 185.8 | 1814.5 | ft2
Walls and Ceiling | 218.8 | 563 | 1328 | 104.8 | 164.8 | 1772.5
Case Gross Refrigerated Volume | 364.8 | 1710 | 6000 | 237 | 542.6 | 9120 | ft3
Number of Light Tubes/Bulbs | 1 | 1 | 3 | 4 | 9 | 52 | #
Number of Circulation Fans | 0 | 0 | 0 | 0 | 0 | 0 | #
Walls/Floor Baseline Cost | 2111 | 5053 | 11118 | 1373 | 1982 | 16394 | $
Total Display Door Baseline Cost | $ | $ | $ | 3375 | 9000 | 56250 | $
Total Baseline Cost | 2111 | 5053 | 11118 | 4748 | 10982 | 72644 | $
Table 5.4.51 Baseline Specifications for Refrigeration Systems, Medium Temperature Equipment Class and Size | DC.M.I – Small | DC.M.I – Large | DC.M.O – Small | DC.M.O – Large | MC.M – Small | MC.M – Large
Interior Temperature [F] | 35 | 35 | 35 | 35 | 35 | 35
Saturated Evaporator Temperature (SET) Nominal [F] | 25 | 25 | 25 | 25 | 25 | 25
Saturated Condenser Temperature (SCT) Nominal [F] | 115 | 115 | 115 | 115 | - | -
Design Ambient Temperature [F] | 90 | 90 | 95 | 95 | - | -
Nominal Evaporator Coil Capacity [Btu/h] | 15600 | 26000 | 15600 | 26000 | 9700 | 31200
Evaporator Coil Height [in] | 12.5 | 12.5 | 12.5 | 12.5 | 13.5 | 12.5
Evaporator Coil Width [in] | 48 | 80 | 48 | 80 | 31.3 | 96
Evaporator Coil Depth [in] | 4 | 4 | 4 | 4 | 4 | 4
Evaporator Fan Type | ECM | ECM | ECM | ECM | ECM | ECM
Evaporator Fan Horsepower [HP] | 6.667% | 6.667% | 6.667% | 6.667% | 6.667% | 6.667%
Number of Evaporator Fans [#] | 3 | 5 | 3 | 5 | 2 | 6
Condenser Coil Height [in] | 15 | 18 | 18 | 18 | - | -
Condenser Coil Width [in] | 16 | 30 | 30 | 30 | - | -
Condenser Coil Depth [in] | 3 | 3 | 3 | 3 | - | -
Condenser Fan Type | PSC | PSC | PSC | PSC | - | -
Condenser Fan Horsepower [HP] | 0.16667 | 0.16667 | 0.16667 | 0.16667 | - | -
Number of Condenser Fans [#] | 1 | 2 | 2 | 2 | - | -
Nominal Compressor Capacity [Btu/h] | 15000 | 26000 | 15000 | 24000 | - | -
Defrost Mechanism Type | - | - | - | - | - | -
Defrost Time per Day [hrs] | - | - | - | - | - | -
Defrost+Drain Heater Power [W] | - | - | - | - | - | -
Table 5.4.52 Baseline Specifications for Refrigeration Systems, Low Temperature Equipment Class and Size | DC.L.I – Small | DC.L.I – Large | DC.L.O – Small | DC.L.O – Large | MC.L – Small | MC.L – Large
Interior Temperature [F] | -10 | -10 | -10 | -10 | -10 | -10
Saturated Evaporator Temperature (SET) Nominal [F] | -20 | -20 | -20 | -20 | -20 | -20
Saturated Condenser Temperature (SCT) Nominal [F] | 110 | 110 | 110 | 110 | - | -
Design Ambient Temperature [F] | 90 | 90 | 95 | 95 | - | -
Nominal Evaporator Coil Capacity [Btu/h] | 6000 | 12000 | 6000 | 12000 | 6000 | 24000
Evaporator Coil Height [in] | 13.5 | 12.5 | 13.5 | 12.5 | 13.5 | 12.5
Evaporator Coil Width [in] | 31.9 | 48 | 31.9 | 48 | 31.9 | 96
Evaporator Coil Depth [in] | 4 | 4 | 4 | 4 | 4 | 4.25
Evaporator Fan Type | ECM | ECM | ECM | ECM | ECM | ECM
Evaporator Fan Horsepower [HP] | 6.667% | 6.667% | 6.667% | 6.667% | 6.667% | 6.667%
Number of Evaporator Fans [#] | 2 | 3 | 2 | 3 | 2 | 6
Condenser Coil Height [in] | 15 | 18 | 18 | 18 | - | -
Condenser Coil Width [in] | 16 | 30 | 30 | 30 | - | -
Condenser Coil Depth [in] | 3 | 3 | 3 | 3 | - | -
Condenser Fan Type | PSC | PSC | PSC | PSC | - | -
Condenser Fan Horsepower [HP] | 0.16667 | 0.16667 | 0.16667 | 0.16667 | - | -
Number of Condenser Fans [#] | 1 | 2 | 1 | 2 | - | -
Nominal Compressor Capacity [Btu/h] | 6500 | 12500 | 6000 | 11500 | - | -
Defrost Mechanism Type | ELE | ELE | ELE | ELE | - | -
Defrost Time per Day [hrs] | 1 | 1 | 1 | 1 | 1 | 1
Defrost+Drain Heater Power [W] | 1656 | 2756 | 1656 | 2756 | 1656 | 5456

## ETO Costs
From: | ETO Blessing Memo 'Grocery Refrigeration.doc'
| Costs in 2009$ | [8 empty] | Deflator 2009-2012 | 1.05
Measure # | Energy Efficiency Measure Name | Measure Lifetime | Annual Electricity Savings (kWh) | Total Incremental Cost of Measure | Total Potential Incentive If Measure is Cost-effective | Combined Utility System BCR | Combined Societal BCR
|  | (Maximum 70 yrs) | [6 empty] | $/kWh First Year kWh Saved | Average for Retro Cx Measures not in RTF UES
1 | VFD on Air Cooled Condenser | 15 | 1754 | 514 | 100 | 16.2 | 3.1 | VFD on Air Cooled Condenser | 0.29304 | 0.25774 | <= Use as proxy for RCx costs and measures not in RTF bundle
(1 hp, CZ1)
2 | VFD on Evap Cooled Condenser | 15 | 1927 | 514 | 100 | 17.8 | 3.5 | VFD on Evap Cooled Condenser | 0.26674
(1 hp, CZ1)
3 | VFD on Air Cooled Condenser | 15 | 2011 | 514 | 100 | 18.5 | 3.6 | VFD on Air Cooled Condenser | 0.25559
(1 hp, CZ2)
4 | VFD on Evap Cooled Condenser | 15 | 2383 | 514 | 100 | 22 | 4.3 | VFD on Evap Cooled Condenser | 0.21569
(1 hp, CZ2)
5 | FHPC Air Cooled | 15 | 464 | 47 | 40 | 10.7 | 9.1 | FHPC Air Cooled | 0.10129
(1hp, CZ1)
6 | FHPC Evap Cooled | 15 | 193 | 47 | 40 | 4.5 | 3.8 | FHPC Evap Cooled | 0.24352
(1 hp, CZ1)
7 | FHPC Air Cooled | 15 | 430 | 47 | 40 | 9.9 | 8.4 | FHPC Air Cooled | 0.1093
(1 hp, CZ2)
8 | FHPC Evap Cooled | 15 | 251 | 47 | 40 | 5.8 | 4.9 | FHPC Evap Cooled | 0.18725
(1 hp, CZ2)
9 | FSPC Air Cooled | 15 | 124 | 47 | 15 | 7.6 | 2.4 | FSPC Air Cooled | 0.37903
(1hp, CZ1)
10 | FSPC Evap Cooled | 15 | 120 | 47 | 15 | 7.3 | 2.3 | FSPC Evap Cooled | 0.39167
(1 hp, CZ1)
11 | FSPC Air Cooled | 15 | 135 | 47 | 15 | 8.3 | 2.7 | FSPC Air Cooled | 0.34815
(1 hp, CZ2)
12 | FSPC Evap Cooled | 15 | 128 | 47 | 15 | 7.9 | 2.5 | FSPC Evap Cooled | 0.36719
(1 hp, CZ2)
13 | Oversized Air Cooled Condenser w/VFD (1 ton, CZ1) | 15 | 748 | 289 | 60 | 11.5 | 2.4 | Oversized Air Cooled Condenser w/VFD (1 ton, CZ1) | 0.38636
14 | Oversized Evap Cooled Condenser w/VFD (1 ton, CZ1) | 15 | 505 | 136 | 60 | 7.8 | 3.4
15 | Oversized Air Cooled Condenser w/VFD (1 ton, CZ2) | 15 | 688 | 289 | 60 | 10.6 | 2.2 | Oversized Air Cooled Condenser w/VFD (1 ton, CZ2) | 0.42006
16 | Oversized Evap Cooled Condenser w/VFD (1 ton, CZ2) | 15 | 493 | 136 | 60 | 7.6 | 3.3
17 | FSPC & FHPC (w/ interactions) | 15 | 569 | 94 | 55 | 9.5 | 5.6 | FSPC & FHPC (w/ interactions) | 0.1652
Air-Cooled (1 hp, CZ1)
18 | FSPC & FHPC (w/ interactions) | 15 | 308 | 94 | 55 | 5.2 | 3 | FSPC & FHPC (w/ interactions) | 0.30519
Evap-Cooled (1 hp, CZ1)
19 | FSPC & FHPC (w/ interactions) | 15 | 541 | 94 | 55 | 9.1 | 5.3 | FSPC & FHPC (w/ interactions) | 0.17375
Air-Cooled (1 hp, CZ2)
20 | FSPC & FHPC (w/ interactions) | 15 | 370 | 94 | 55 | 6.2 | 3.6 | FSPC & FHPC (w/ interactions) | 0.25405
Evap-Cooled (1 hp, CZ2)
21 | Oversized Air Cooled Condenser w/VFD compared to VFD on standard cond. | 15 | 241 | 140 | 40 | 5.6 | 1.6 | Oversized Air Cooled Condenser w/VFD compared to VFD on standard cond. | 0.58091
(1 ton, CZ1)
22 | Oversized Evap Cooled Condenser w/VFD compared to VFD on standard cond. (1 ton, CZ1) | 15 | 319 | 87 | 40 | 7.4 | 3.4 | Oversized Evap Cooled Condenser w/VFD compared to VFD on standard cond. (1 ton, CZ1) | 0.27273
23 | Oversized Air Cooled Condenser w/VFD compared to VFD on standard cond. | 15 | 107 | 140 | 40 | 2.5 | 0.7
| (1 ton, CZ2) | [6 empty] | Oversized Air Cooled Condenser w/VFD compared to VFD on standard cond. | 1.3084
24 | Oversized Evap Cooled Condenser w/VFD compared to VFD on standard cond. (1 ton, CZ2) | 15 | 263 | 87 | 40 | 6.1 | 2.8 | Oversized Evap Cooled Condenser w/VFD compared to VFD on standard cond. (1 ton, CZ2) | 0.3308
Total |  |  | 11862 | 3146 | 800 | 13.7 | 3.5

## ETO Grocery Bundle
Grocery Bundle- Includes: ASHC, FHPC, Eff Light, Eff Motor, Night Covers
FOR MODEL | Baseline Consumption | EE | Savings | Cost | Baseline Penetration (CBSA) | Suitability | Max Density
C_Grocery | 22109.1159 | 13873.8445 | 8235.2714 | 1350.6716 | 80% | 50% | 1
C_Restaurant | 11712.3606 | 7349.7046 | 4362.6561 | 715.5217 | 80% | 25% | 1
C_Retail | 2797.878 | 1755.7158 | 1042.1622 | 170.9256 | 80% | 25% | 1
| EE % of Baseline Consumption | 0.62752
Sources
Cost and Savings: ETO - Blessing Memo and Benefit Cost Calc (Blessing Memo - Blessing Memo for increased incentives for bundling grocery measures, BCR: Bundled Grocery Measure-CEC.xls)
Densities: (Densities are emededd in analysis below) NWPCC - 6th Power Plan - Measure Workbook: Grocery Store Measures (http://www.nwcouncil.org/energy/powerplan/6/supply-curves)
Baseline Penetration: is based on a review of a previous Navigant Baseline Study that shows an of 80% baseline saturation (Below)
Suitability is based on engineering assumption that on not all buildings will or are able to install all measures (can be adjusted) (Grocery 50%, Restaurant 25%, Retail 25%)
NOTE - Single Line Compressor Floating Head Pressure controls was taken out of this bundle to not double count since we have another measure just for this. Per a conversation with our refrigeration expert, the FHPC below is for Multiplex Systems.
From ETO Bundled Grocery Measure BCR
Measure # | Energy Efficiency Measure Name | Select Business Type | Select Electric Measure Description | Select Natural Gas Load Profile | Measure Lifetime (Maximum 70 yrs) | Annual Electricity Savings (kWh) | Annual Natural Gas Savings (therms) | Total Incremental Cost of Measure | Density From 6th Power Plan | Measure Applicablility | Savings per 1000 sq ft | Cost per 1000 sq ft | NOTES/Assumptions
1 | Night Covers - Vertical (ln ft of cover) | Grocery | Refer Comp | None | 5 | 208 |  | 30 | 3.125 | 100% | 650 | 93.75 | Have separate Vertical and Horizontal Densities, each 100%
2 | Night Covers - Horizontal (ln ft of cover) | Grocery | Refer Comp | None | 5 | 309 |  | 30 | 1.5625 | 100% | 482.8125 | 46.875
3 | Controls - Anti-sweat heat w/o EMS, med temp (EB) (ln ft of case) | Grocery | Refer Comp | None | 12 | 324 |  | 40 | 6.3 | 70.7% | 1443.1284 | 178.164 | One densitry for LF of Cases, split based on CBSA
4 | Controls - Anti-sweat heat w/o EMS, low temp (EB) (ln ft of case) | Grocery | Refer Comp | None | 12 | 434 |  | 40 | 6.3 | 29.3% | 801.1206 | 73.836
5 | Retrofit SP to ECM motor (per motor, 4ft/motor avg) | Grocery | Refer Comp | None | 16 | 673 |  | 161 | 4.4 | 75% | 2220.9 | 531.3 | 1 Measure 1 density assume 75% of motors replaced
6 | FHPC Air Cooled (1hp, CZ1) (kWh/hp) | Grocery | Refer Comp | None | 15 | 464 |  | 47 | 5.1548 | 65.25% | 1560.6805 | 158.0862 | Asumptions on Compressors: Zone 1 (PDX) = 75% of pop, Zone 2 (East) = 25%; LT = 13% (CBSA) MT = 87% (CBSA)
7 | FHPC Evap Cooled (1 hp, CZ1) (kWh/hp) | Grocery | Refer Comp | None | 15 | 193 |  | 47 | 5.1548 | 9.75% | 97.0013 | 23.6221
8 | FHPC Air Cooled (1 hp, CZ2) (kWh/hp) | Grocery | Refer Comp | None | 15 | 430 |  | 47 | 5.1548 | 21.95% | 486.5399 | 53.1799
9 | FHPC Evap Cooled (1 hp, CZ2) (kWh/hp) | Grocery | Refer Comp | None | 15 | 251 |  | 47 | 5.1548 | 3.25% | 42.0506 | 7.874
14 | Retrofit T12 to LED (4W/ft-7.5W/ft) (ln ft of case) | Grocery | Refer Comp | None | 7 | 105.4392 |  | 46.5 | 4.6875 | 15% | 74.1369 | 32.6953 | Asumptions on Compressors: Zone 1 (PDX) = 75% of pop, Zone 2 (East) = 25%; LT = 13% (CBSA) MT = 87% (CBSA)
15 | Retrofit T12 to LED (< 4W/ft) (ln ft of case) | Grocery | Refer Comp | None | 7 | 153.9967 |  | 32 | 4.6875 | 15% | 108.279 | 22.5
16 | Retrofit T8 to LED (4W/ft-7.5W/ft) (ln ft of case) | Grocery | Refer Comp | None | 7 | 59.3042 |  | 46.5 | 4.6875 | 35% | 97.296 | 76.2891
17 | Retrofit T8 to LED (< 4W/ft) (ln ft of case) | Grocery | Refer Comp | None | 7 | 104.427 |  | 32 | 4.6875 | 35% | 171.3256 | 52.5
Total |  |  |  |  | 14.183 | 6473.0038 | 0 | 1233.37 |  |  | 8235.2714 | 1350.6716
[5 empty] | 10.6154 | [5 empty] | 22109.1159
6th Power Plan Data for Densities | [10 empty] | 0.37248
|  |  |  | assumed sq ft in power plan ---------> |  | 32000 | sq ft
Refrigeration | Unit | Life | Cost | Savings/unit | Units/Store | Units per 1000 sq ft | Conversion for HP
Night Covers for Display Cases - Vertical | lineal foot | 5 | 9 | 148 | 100 | 3.125
Night Covers for Display Cases - Horizontal | lineal foot | 5 | 9 | 59 | 50 | 1.5625
Strip Curtains for Walk-in Boxes | walkin | 4 | 67 | 9774 | 5 | 0.15625
Glass Doors on Open Display Cases (LT) | door | 12 | 591 | 2800 | 100 | 3.125
Glass Doors on Open Display Cases (MT) | door | 12 | 591 | 1155 | 100 | 3.125
New Refrigeration Display Case with Doors (LT) | door | 16 | 300 | 1208 | 100 | 3.125
New Refrigeration Display Case with Doors (MT) | door | 16 | 300 | 581 | 100 | 3.125
Special Doors with Low/No Anti-Sweat Heat | door | 12 | 231 | 749 | 100 | 3.125
Anti-Sweat Heat Controls | lineal foot | 11 | 56 | 343 | 200 | 6.25
Auto-Closers for Coolers and Freezers | walkin | 8 | 125 | 3535 | 5 | 0.15625
Evaporative fan controller on walk-in | walkin | 5 | 265 | 1109 | 5 | 0.15625
Air-cooled to Evaporative Cooled Condenser | ton | 16 | 781 | 300 | 70 | 2.1875 | 10.3097
Energy Efficient Condenser | ton | 16 | 702 | 500 | 70 | 2.1875 | 10.3097
Floating Head Pressure Controller | ton | 12 | 280 | 1000 | 70 | 2.1875 | 10.3097
Efficient Evaporator Fan Motor - ECM | motor | 16 | 161 | 84 | 140 | 4.375
Efficient Evaporator Fan Motor - PSC | motor | 16 | 161 | 168 | 140 | 4.375
Comp | ton | 15 | 132 | 1051 | 70 | 2.1875
KCP&L Baseline Study (previous Navigant Study) - used for penetration | [10 empty] | #DIV/0!
Efficient Description | Unit Basis | Base Technology Density | Total Maximum Density | Technology Applicability | Pecent Baseline
Floating Head Pressure Controls | per Comp HP | 4 | 4 | 1 | 1
Freezer/Cooler Replacement Gaskets | per linear ft (of case) | 2.3485 | 2.6293 | 1 | 0.8932
High R-Value Glass Doors | per door | 1.8729 | 2.6293 | 0.2 | 0.71232
Humidistat (Anti-Sweat) Controls | per control/door | 1.8729 | 2.6293 | 0.8 | 0.71232
LED Display Lighting | per door | 3.2 | 3.6933 | 1 | 0.86643
Night Covers | per linear ft (of case) | 8 | 10.9526 | 1 | 0.73042
Strip Curtains | per sq ft of door area | 4.5856 | 5.311 | 1 | 0.86342
|  |  |  | Average Baseline % | 0.82544
|  |  |  | Rounded | 0.8
EUI Scaling
Electricity EUI kWh/sq.ft. Building EUI sourced from CBSA 2009 Table D-EA1
EUI, therm/sq ft.
| Space Heat (Electric) | Space Heat (Gas) | Space Heat (Htpmp) | Space Heat (therms) | Cooling | Ventilation | Water Heating | Cooking | Refrigeration | Lighting | Misc |  | Average Building Sq Ft (CBSA) | % Savings Scaling Factor (from Grocery Baseline) | Base Annual End Use Consumption | Base Annual End-Use Consumption Adjusted from Refrigeration | EE Annual Consumption | DELTA
Office | 2.2147 | 0.11073 | 1.1073 | 0.29898 | 2.1656 | 2.7008 | 0.55367 | 0.13962 | 0.03322 | 5.1182 | 5.2387 |  | 17635 | 0.1503% | 585.8434 | 33.2205 | 20.8464 | 12.3741
Retail | 2.5484 | 0.10394 | 1.2742 | 0.30143 | 2.8623 | 2.4841 | 0.10394 | 0.27692 | 2.7979 | 5.8284 | 2.4374 |  | 14395 | 12.65% | 40275.4538 | 2797.878 | 1755.7158 | 1042.1622
School | 3.9849 | 0.1194 | 1.9924 | 0.34627 | 1.7622 | 2.6254 | 0.48191 | 0.79841 | 0.79841 | 3.5767 | 3.208 |  | 30768 | 3.611% | 24565.4961 | 798.4106 | 501.0161 | 297.3944
University | 4.7761 | 0.1194 | 2.3881 | 0.34627 | 3.5821 | 2.3881 | 1.194 | 1.194 | 1.194 | 3.8687 | 7.1642 |  | 37795 | 5.401% | 45128.6147 | 1194.0366 | 749.2782 | 444.7584
Warehouse | 3.4716 | 0.17358 | 1.7358 | 0.29508 | 0.86789 | 0.86789 | 0.17358 | 0 | 0.052073 | 5.3427 | 2.0829 |  | 21176 | 0.2355% | 1102.7054 | 52.0734 | 32.6769 | 19.3964
Grocery | 3.7359 | 0.078247 | 1.8679 | 0.39124 | 3.4829 | 2.8269 | 0.78247 | 3.8358 | 22.1091 | 6.351 | 1.7414 |  | 17096 | 100% | 377977.4452 | 22109.1159 | 13873.8445 | 8235.2714
Restaurant | 4.259 | 0.10648 | 2.1295 | 0.53238 | 5.3238 | 5.3238 | 1.0648 | 10.6476 | 11.7124 | 6.3534 | 3.1943 |  | 4486 | 52.98% | 52541.6498 | 11712.3606 | 7349.7046 | 4362.6561
Lodging | 3.6853 | 0.092133 | 1.8427 | 0.2764 | 2.3033 | 2.3033 | 0.92133 | 1.382 | 1.382 | 4.8757 | 3.2247 |  | 3187.975 | 6.251% | 4405.759 | 1381.9929 | 867.224 | 514.769
Health | 5.1582 | 0.12785 | 2.5791 | 0.48496 | 2.6012 | 5.2684 | 0.54668 | 0.21602 | 0.63926 | 4.9186 | 3.8356 |  | 37989 | 2.891% | 24284.9724 | 639.2633 | 401.1485 | 238.1147
Assembly | 3.6618 | 0.091544 | 1.8309 | 0.36618 | 2.2886 | 1.8309 | 0.091544 | 0.091544 | 1.8309 | 2.3069 | 4.5772 |  | 8062 | 8.281% | 14760.6084 | 1830.8867 | 1148.9124 | 681.9743
Other | 3.4956 | 0.087389 | 1.7478 | 0.52433 | 2.1847 | 1.7478 | 0.087389 | 0.087389 | 1.7478 | 2.8314 | 4.3695 |  | 8062 | 7.905% | 14090.6241 | 1747.7827 | 1096.7632 | 651.0195
Note on H3: Jack Cullen: Density is 1 because analysis below includes embedded densities and were scaled to be all per 100 sq ft

## LOG
Item | Description | Who | When | Note
1 | Initial workbook development - harvest RTF measures | Mohit | 4207000%
2 | Revise Cx approach and costs | CG | 4207100%
3 | Fix formula for Cx costs | CG | 4208100%
4 | Update costs to 2012$ | CG | 4208100%
5 | Fixed Retro cost averaging | CG | 4208100% | Cadmus comment
6 | Converted to 2012$ | CG | 4208100% | Cadmus comment
7 | Revised Strip curtian savings for freezers not in grocery | CG | 4208100% | Cadmus comment
8 | Added gas heat interaction for LED and ASHC | CG | 4208100% | Cadmus comment
9 | Revised average for low and high watt case light for occ sensor | CG | 4208100% | Cadmus comment
10 | Updated High Low Forecast | CG | 4208100%
11
12