## forRPM
Ramp Rate | Resource Type | Measure Category | Sector | End Use | kW per unit | kWh per unit | TRC Net Levelized Cost (Net of All Benefits) | segment | measure | 2016 | 2017 | 2018 | 2019 | 2020 | 2021 | 2022 | 2023 | 2024 | 2025 | 2026 | 2027 | 2028 | 2029 | 2030 | 2031 | 2032 | 2033 | 2034 | 2035 | MAX | Savings Allocation by Category and Month for Segments 1 | [12 empty] | Savings Allocation by Category and Month for Segments 2
[5 empty] | Wholesale KW | Busbar Savings | lvlcost | 1000 |  | aMW_2016 | aMW_2017 | aMW_2018 | aMW_2019 | aMW_2020 | aMW_2021 | aMW_2022 | aMW_2023 | aMW_2024 | aMW_2025 | aMW_2026 | aMW_2027 | aMW_2028 | aMW_2029 | aMW_2030 | aMW_2031 | aMW_2032 | aMW_2033 | aMW_2034 | aMW_2035 | MAX | Jan | Feb | Mar | Apr | May | Jun | Jul | Aug | Sep | Oct | Nov | Dec |  | Jan | Feb | Mar | Apr | May | Jun | Jul | Aug | Sep | Oct | Nov | Dec
LO20Fast | New | LPD Package | Commercial | Lighting | 0.077435 | 458.1751 | 82.8045 | Large Off | Lighting Controls Interior-New-Large Off-Unitary | 0.020205 | 0.027384 | 0.036307 | 0.050861 | 0.055337 | 0.049314 | 0.066718 | 0.060877 | 0.061179 | 0.070774 | 0.072195 | 0.080102 | 0.08867 | 0.081606 | 0.089235 | 0.087671 | 0.08657 | 0.081483 | 0.080569 | 0.084628 | 1.3317 | 27.9093 | 25.7662 | 29.541 | 27.3432 | 27.7048 | 27.7108 | 27.123 | 28.9868 | 25.7893 | 28.8482 | 26.0073 | 27.2782 | 0 | 11.1096 | 9.8484 | 9.9814 | 10.7258 | 10.86 | 10.2484 | 11.5249 | 10.3955 | 11.4122 | 10.2454 | 10.7028 | 11.1125
LO20Fast | New | LPD Package | Commercial | Lighting | 0.06868 | 406.3771 | 94.5821 | Medium Off | Lighting Controls Interior-New-Medium Off-Unitary | 0.017921 | 0.024288 | 0.032202 | 0.045111 | 0.049081 | 0.043739 | 0.059175 | 0.053995 | 0.054262 | 0.062772 | 0.064033 | 0.071046 | 0.078645 | 0.07238 | 0.079147 | 0.07776 | 0.076783 | 0.072271 | 0.07146 | 0.075061 | 1.1811 | 24.7541 | 22.8533 | 26.2013 | 24.252 | 24.5726 | 24.578 | 24.0567 | 25.7097 | 22.8737 | 25.5868 | 23.0671 | 24.1944 | 0 | 9.8536 | 8.735 | 8.853 | 9.5132 | 9.6322 | 9.0898 | 10.222 | 9.2203 | 10.1221 | 9.0872 | 9.4928 | 9.8562
LO20Fast | New | LPD Package | Commercial | Lighting | 0.074097 | 396.6989 | 113.4607 | Small Off | Lighting Controls Interior-New-Small Off-Unitary | 0.017494 | 0.02371 | 0.031435 | 0.044037 | 0.047912 | 0.042697 | 0.057766 | 0.052709 | 0.05297 | 0.061277 | 0.062508 | 0.069354 | 0.076772 | 0.070656 | 0.077262 | 0.075908 | 0.074954 | 0.07055 | 0.069758 | 0.073273 | 1.153 | 28.0005 | 26.0878 | 29.6617 | 27.7271 | 27.6332 | 27.9102 | 27.3548 | 29.2017 | 26.1887 | 28.7693 | 25.7448 | 27.1004 | 0 | 5.6211 | 5.005 | 5.0381 | 5.5102 | 5.4812 | 5.2584 | 5.9473 | 5.2774 | 6.011 | 5.1209 | 5.3925 | 5.6556
LO20Fast | New | LPD Package | Commercial | Lighting | 0 | 0 | 9999 | XLarge Ret | Lighting Controls Interior-New-Xlarge Ret-Unitary | 0 | 0 | 0 | 0 | 0 | 0 | 0 | 0 | 0 | 0 | 0 | 0 | 0 | 0 | 0 | 0 | 0 | 0 | 0 | 0 | 0 | 0 | 0 | 0 | 0 | 0 | 0 | 0 | 0 | 0 | 0 | 0 | 0 | 0 | 0 | 0 | 0 | 0 | 0 | 0 | 0 | 0 | 0 | 0 | 0 | 0
LO20Fast | New | LPD Package | Commercial | Lighting | 0 | 0 | 9999 | Large Ret | Lighting Controls Interior-New-Large Ret-Unitary | 0 | 0 | 0 | 0 | 0 | 0 | 0 | 0 | 0 | 0 | 0 | 0 | 0 | 0 | 0 | 0 | 0 | 0 | 0 | 0 | 0 | 0 | 0 | 0 | 0 | 0 | 0 | 0 | 0 | 0 | 0 | 0 | 0 | 0 | 0 | 0 | 0 | 0 | 0 | 0 | 0 | 0 | 0 | 0 | 0 | 0
LO20Fast | New | LPD Package | Commercial | Lighting | 0 | 0 | 9999 | Medium Ret | Lighting Controls Interior-New-Medium Ret-Unitary | 0 | 0 | 0 | 0 | 0 | 0 | 0 | 0 | 0 | 0 | 0 | 0 | 0 | 0 | 0 | 0 | 0 | 0 | 0 | 0 | 0 | 0 | 0 | 0 | 0 | 0 | 0 | 0 | 0 | 0 | 0 | 0 | 0 | 0 | 0 | 0 | 0 | 0 | 0 | 0 | 0 | 0 | 0 | 0 | 0 | 0
LO20Fast | New | LPD Package | Commercial | Lighting | 0 | 0 | 9999 | Small Ret | Lighting Controls Interior-New-Small Ret-Unitary | 0 | 0 | 0 | 0 | 0 | 0 | 0 | 0 | 0 | 0 | 0 | 0 | 0 | 0 | 0 | 0 | 0 | 0 | 0 | 0 | 0 | 0 | 0 | 0 | 0 | 0 | 0 | 0 | 0 | 0 | 0 | 0 | 0 | 0 | 0 | 0 | 0 | 0 | 0 | 0 | 0 | 0 | 0 | 0 | 0 | 0
LO20Fast | New | LPD Package | Commercial | Lighting | 0.038525 | 292.6591 | 161.3802 | School K-12 | Lighting Controls Interior-New-School K-12-Unitary | 0.018783 | 0.025456 | 0.033751 | 0.04728 | 0.051442 | 0.045842 | 0.062021 | 0.056592 | 0.056872 | 0.065791 | 0.067113 | 0.074463 | 0.082428 | 0.075861 | 0.082953 | 0.0815 | 0.080475 | 0.075746 | 0.074897 | 0.078671 | 1.2379 | 20.5951 | 19.56 | 22.4819 | 20.6129 | 20.7914 | 18.0682 | 14.3321 | 17.079 | 19.503 | 22.1228 | 19.549 | 19.1115 | 0 | 5.0744 | 4.5877 | 4.6981 | 5.1678 | 5.2362 | 4.567 | 4.3619 | 4.3376 | 5.7669 | 5.0905 | 5.0135 | 4.9504
LO20Fast | New | LPD Package | Commercial | Lighting | 0.070191 | 327.372 | 136.5771 | University | Lighting Controls Interior-New-University-Unitary | 0.013387 | 0.018143 | 0.024055 | 0.033698 | 0.036664 | 0.032673 | 0.044204 | 0.040334 | 0.040534 | 0.046891 | 0.047833 | 0.053071 | 0.058748 | 0.054068 | 0.059123 | 0.058087 | 0.057357 | 0.053986 | 0.053381 | 0.05607 | 0.88231 | 21.795 | 20.3934 | 23.2425 | 20.9453 | 21.1892 | 19.4929 | 17.7937 | 19.2264 | 19.3057 | 23.3158 | 20.6269 | 21.1802 | 0 | 7.182 | 6.3554 | 6.4786 | 6.6697 | 6.5143 | 5.8441 | 6.3656 | 5.716 | 6.9183 | 6.4906 | 7.0152 | 7.3152
LO20Fast | New | LPD Package | Commercial | Lighting | 0.029674 | 169.6382 | 148.9684 | Warehouse | Lighting Controls Interior-New-Warehouse-Unitary | 0.010243 | 0.013882 | 0.018406 | 0.025784 | 0.028053 | 0.025 | 0.033823 | 0.030862 | 0.031015 | 0.035879 | 0.0366 | 0.040608 | 0.044952 | 0.04137 | 0.045238 | 0.044445 | 0.043887 | 0.041308 | 0.040845 | 0.042903 | 0.6751 | 10.987 | 10.1247 | 11.4368 | 10.4429 | 10.4407 | 10.4502 | 10.2468 | 10.9801 | 9.9114 | 11.067 | 10.2154 | 10.6991 | 0 | 3.5324 | 3.152 | 3.2475 | 3.6211 | 3.6928 | 3.5369 | 3.8565 | 3.6335 | 3.8562 | 3.5643 | 3.3977 | 3.5451
LO20Fast | New | LPD Package | Commercial | Lighting | 0 | 0 | 9999 | Supermarket | Lighting Controls Interior-New-Supermarket-Unitary | 0 | 0 | 0 | 0 | 0 | 0 | 0 | 0 | 0 | 0 | 0 | 0 | 0 | 0 | 0 | 0 | 0 | 0 | 0 | 0 | 0 | 0 | 0 | 0 | 0 | 0 | 0 | 0 | 0 | 0 | 0 | 0 | 0 | 0 | 0 | 0 | 0 | 0 | 0 | 0 | 0 | 0 | 0 | 0 | 0 | 0
LO20Fast | New | LPD Package | Commercial | Lighting | 0 | 0 | 9999 | MiniMart | Lighting Controls Interior-New-MiniMart-Unitary | 0 | 0 | 0 | 0 | 0 | 0 | 0 | 0 | 0 | 0 | 0 | 0 | 0 | 0 | 0 | 0 | 0 | 0 | 0 | 0 | 0 | 0 | 0 | 0 | 0 | 0 | 0 | 0 | 0 | 0 | 0 | 0 | 0 | 0 | 0 | 0 | 0 | 0 | 0 | 0 | 0 | 0 | 0 | 0 | 0 | 0
LO20Fast | New | LPD Package | Commercial | Lighting | 0 | 0 | 9999 | Restaurant | Lighting Controls Interior-New-Restaurant-Unitary | 0 | 0 | 0 | 0 | 0 | 0 | 0 | 0 | 0 | 0 | 0 | 0 | 0 | 0 | 0 | 0 | 0 | 0 | 0 | 0 | 0 | 0 | 0 | 0 | 0 | 0 | 0 | 0 | 0 | 0 | 0 | 0 | 0 | 0 | 0 | 0 | 0 | 0 | 0 | 0 | 0 | 0 | 0 | 0 | 0 | 0
LO20Fast | New | LPD Package | Commercial | Lighting | 0 | 0 | 9999 | Lodging | Lighting Controls Interior-New-Lodging-Unitary | 0 | 0 | 0 | 0 | 0 | 0 | 0 | 0 | 0 | 0 | 0 | 0 | 0 | 0 | 0 | 0 | 0 | 0 | 0 | 0 | 0 | 0 | 0 | 0 | 0 | 0 | 0 | 0 | 0 | 0 | 0 | 0 | 0 | 0 | 0 | 0 | 0 | 0 | 0 | 0 | 0 | 0 | 0 | 0 | 0 | 0
LO20Fast | New | LPD Package | Commercial | Lighting | 0 | 0 | 9999 | Hospital | Lighting Controls Interior-New-Hospital-Unitary | 0 | 0 | 0 | 0 | 0 | 0 | 0 | 0 | 0 | 0 | 0 | 0 | 0 | 0 | 0 | 0 | 0 | 0 | 0 | 0 | 0 | 0 | 0 | 0 | 0 | 0 | 0 | 0 | 0 | 0 | 0 | 0 | 0 | 0 | 0 | 0 | 0 | 0 | 0 | 0 | 0 | 0 | 0 | 0 | 0 | 0
LO20Fast | New | LPD Package | Commercial | Lighting | 0 | 0 | 9999 | Residential Care | Lighting Controls Interior-New-Residential Care-Unitary | 0 | 0 | 0 | 0 | 0 | 0 | 0 | 0 | 0 | 0 | 0 | 0 | 0 | 0 | 0 | 0 | 0 | 0 | 0 | 0 | 0 | 0 | 0 | 0 | 0 | 0 | 0 | 0 | 0 | 0 | 0 | 0 | 0 | 0 | 0 | 0 | 0 | 0 | 0 | 0 | 0 | 0 | 0 | 0 | 0 | 0
LO20Fast | New | LPD Package | Commercial | Lighting | 0 | 0 | 9999 | Assembly | Lighting Controls Interior-New-Assembly-Unitary | 0 | 0 | 0 | 0 | 0 | 0 | 0 | 0 | 0 | 0 | 0 | 0 | 0 | 0 | 0 | 0 | 0 | 0 | 0 | 0 | 0 | 0 | 0 | 0 | 0 | 0 | 0 | 0 | 0 | 0 | 0 | 0 | 0 | 0 | 0 | 0 | 0 | 0 | 0 | 0 | 0 | 0 | 0 | 0 | 0 | 0
LO20Fast | New | LPD Package | Commercial | Lighting | 0.068373 | 429.5885 | 89.8475 | Other | Lighting Controls Interior-New-Other-Unitary | 0.0088594 | 0.012007 | 0.015919 | 0.022301 | 0.024264 | 0.021623 | 0.029254 | 0.026693 | 0.026825 | 0.031032 | 0.031655 | 0.035122 | 0.038879 | 0.035782 | 0.039127 | 0.038441 | 0.037958 | 0.035728 | 0.035327 | 0.037107 | 0.5839 | 26.6577 | 24.6771 | 28.4429 | 25.8032 | 26.4169 | 26.3683 | 25.5729 | 27.6582 | 24.509 | 27.6714 | 25.0782 | 25.9604 | 0 | 10.1328 | 8.9209 | 8.6376 | 9.5535 | 9.75 | 8.902 | 10.4932 | 9.0718 | 10.4071 | 8.9809 | 9.8622 | 10.0601
LO20Fast | New | LPD Package | Commercial | Lighting | 0.10989 | 650.2033 | 93.8854 | Large Off | Lighting Controls Interior-New-Large Off-Integrated | 0.012289 | 0.016655 | 0.022081 | 0.030933 | 0.033656 | 0.029992 | 0.040577 | 0.037025 | 0.037209 | 0.043044 | 0.043908 | 0.048717 | 0.053928 | 0.049632 | 0.054272 | 0.053321 | 0.052651 | 0.049557 | 0.049001 | 0.05147 | 0.80992 | 39.6066 | 36.5652 | 41.922 | 38.8031 | 39.3162 | 39.3248 | 38.4907 | 41.1356 | 36.598 | 40.9389 | 36.9074 | 38.711 | 0 | 15.7658 | 13.976 | 14.1648 | 15.2212 | 15.4115 | 14.5436 | 16.3552 | 14.7525 | 16.1953 | 14.5395 | 15.1885 | 15.7699
LO20Fast | New | LPD Package | Commercial | Lighting | 0.093779 | 554.8824 | 123.1411 | Medium Off | Lighting Controls Interior-New-Medium Off-Integrated | 0.010487 | 0.014213 | 0.018844 | 0.026398 | 0.028722 | 0.025595 | 0.034628 | 0.031597 | 0.031754 | 0.036734 | 0.037471 | 0.041575 | 0.046022 | 0.042356 | 0.046316 | 0.045504 | 0.044932 | 0.042292 | 0.041818 | 0.043925 | 0.69118 | 33.8002 | 31.2047 | 35.7762 | 33.1145 | 33.5524 | 33.5597 | 32.8479 | 35.105 | 31.2326 | 34.9372 | 31.4967 | 33.0359 | 0 | 13.4545 | 11.9271 | 12.0882 | 12.9897 | 13.1522 | 12.4115 | 13.9575 | 12.5897 | 13.821 | 12.408 | 12.9618 | 13.458
LO20Fast | New | LPD Package | Commercial | Lighting | 0.096233 | 515.2077 | 127.0823 | Small Off | Lighting Controls Interior-New-Small Off-Integrated | 0.0097373 | 0.013197 | 0.017497 | 0.024511 | 0.026668 | 0.023765 | 0.032152 | 0.029338 | 0.029483 | 0.034107 | 0.034792 | 0.038602 | 0.042732 | 0.039327 | 0.043004 | 0.042251 | 0.04172 | 0.039268 | 0.038828 | 0.040784 | 0.64176 | 36.3653 | 33.8813 | 38.5228 | 36.0102 | 35.8882 | 36.2481 | 35.5267 | 37.9253 | 34.0123 | 37.3638 | 33.4357 | 35.1963 | 0 | 7.3003 | 6.5002 | 6.5432 | 7.1564 | 7.1187 | 6.8293 | 7.7239 | 6.8539 | 7.8066 | 6.6508 | 7.0035 | 7.3452
LO20Fast | New | LPD Package | Commercial | Lighting | 0 | 0 | 9999 | XLarge Ret | Lighting Controls Interior-New-Xlarge Ret-Integrated | 0 | 0 | 0 | 0 | 0 | 0 | 0 | 0 | 0 | 0 | 0 | 0 | 0 | 0 | 0 | 0 | 0 | 0 | 0 | 0 | 0 | 0 | 0 | 0 | 0 | 0 | 0 | 0 | 0 | 0 | 0 | 0 | 0 | 0 | 0 | 0 | 0 | 0 | 0 | 0 | 0 | 0 | 0 | 0 | 0 | 0
LO20Fast | New | LPD Package | Commercial | Lighting | 0 | 0 | 9999 | Large Ret | Lighting Controls Interior-New-Large Ret-Integrated | 0 | 0 | 0 | 0 | 0 | 0 | 0 | 0 | 0 | 0 | 0 | 0 | 0 | 0 | 0 | 0 | 0 | 0 | 0 | 0 | 0 | 0 | 0 | 0 | 0 | 0 | 0 | 0 | 0 | 0 | 0 | 0 | 0 | 0 | 0 | 0 | 0 | 0 | 0 | 0 | 0 | 0 | 0 | 0 | 0 | 0
LO20Fast | New | LPD Package | Commercial | Lighting | 0 | 0 | 9999 | Medium Ret | Lighting Controls Interior-New-Medium Ret-Integrated | 0 | 0 | 0 | 0 | 0 | 0 | 0 | 0 | 0 | 0 | 0 | 0 | 0 | 0 | 0 | 0 | 0 | 0 | 0 | 0 | 0 | 0 | 0 | 0 | 0 | 0 | 0 | 0 | 0 | 0 | 0 | 0 | 0 | 0 | 0 | 0 | 0 | 0 | 0 | 0 | 0 | 0 | 0 | 0 | 0 | 0
LO20Fast | New | LPD Package | Commercial | Lighting | 0 | 0 | 9999 | Small Ret | Lighting Controls Interior-New-Small Ret-Integrated | 0 | 0 | 0 | 0 | 0 | 0 | 0 | 0 | 0 | 0 | 0 | 0 | 0 | 0 | 0 | 0 | 0 | 0 | 0 | 0 | 0 | 0 | 0 | 0 | 0 | 0 | 0 | 0 | 0 | 0 | 0 | 0 | 0 | 0 | 0 | 0 | 0 | 0 | 0 | 0 | 0 | 0 | 0 | 0 | 0 | 0
LO20Fast | New | LPD Package | Commercial | Lighting | 0.060344 | 458.4091 | 154.2485 | School K-12 | Lighting Controls Interior-New-School K-12-Integrated | 0.012609 | 0.017089 | 0.022657 | 0.031739 | 0.034533 | 0.030774 | 0.041634 | 0.03799 | 0.038178 | 0.044165 | 0.045052 | 0.049986 | 0.055333 | 0.050925 | 0.055686 | 0.05471 | 0.054023 | 0.050848 | 0.050278 | 0.052811 | 0.83102 | 32.2593 | 30.638 | 35.2147 | 32.2872 | 32.5668 | 28.3013 | 22.4492 | 26.7519 | 30.5487 | 34.6523 | 30.6208 | 29.9355 | 0 | 7.9483 | 7.1859 | 7.359 | 8.0946 | 8.2017 | 7.1535 | 6.8323 | 6.7943 | 9.0331 | 7.9736 | 7.8529 | 7.7542
LO20Fast | New | LPD Package | Commercial | Lighting | 0.072758 | 339.3432 | 199.6747 | University | Lighting Controls Interior-New-University-Integrated | 0.0059471 | 0.00806 | 0.010686 | 0.01497 | 0.016288 | 0.014515 | 0.019637 | 0.017918 | 0.018007 | 0.020831 | 0.021249 | 0.023577 | 0.026098 | 0.024019 | 0.026265 | 0.025805 | 0.02548 | 0.023983 | 0.023714 | 0.024909 | 0.39196 | 22.592 | 21.1391 | 24.0924 | 21.7113 | 21.964 | 20.2057 | 18.4444 | 19.9294 | 20.0116 | 24.1684 | 21.3812 | 21.9547 | 0 | 7.4446 | 6.5878 | 6.7155 | 6.9136 | 6.7525 | 6.0578 | 6.5984 | 5.925 | 7.1713 | 6.728 | 7.2718 | 7.5827
LO20Fast | New | LPD Package | Commercial | Lighting | 0.054847 | 313.5417 | 138.6537 | Warehouse | Lighting Controls Interior-New-Warehouse-Integrated | 0.0081139 | 0.010997 | 0.01458 | 0.020424 | 0.022222 | 0.019803 | 0.026792 | 0.024447 | 0.024568 | 0.028421 | 0.028992 | 0.032167 | 0.035607 | 0.032771 | 0.035834 | 0.035206 | 0.034764 | 0.032721 | 0.032354 | 0.033984 | 0.53477 | 20.3072 | 18.7135 | 21.1386 | 19.3015 | 19.2975 | 19.3151 | 18.9392 | 20.2944 | 18.3193 | 20.4551 | 18.8811 | 19.7752 | 0 | 6.529 | 5.8258 | 6.0024 | 6.6928 | 6.8254 | 6.5373 | 7.1279 | 6.7157 | 7.1274 | 6.5879 | 6.28 | 6.5524
LO20Fast | New | LPD Package | Commercial | Lighting | 0 | 0 | 9999 | Supermarket | Lighting Controls Interior-New-Supermarket-Integrated | 0 | 0 | 0 | 0 | 0 | 0 | 0 | 0 | 0 | 0 | 0 | 0 | 0 | 0 | 0 | 0 | 0 | 0 | 0 | 0 | 0 | 0 | 0 | 0 | 0 | 0 | 0 | 0 | 0 | 0 | 0 | 0 | 0 | 0 | 0 | 0 | 0 | 0 | 0 | 0 | 0 | 0 | 0 | 0 | 0 | 0
LO20Fast | New | LPD Package | Commercial | Lighting | 0 | 0 | 9999 | MiniMart | Lighting Controls Interior-New-MiniMart-Integrated | 0 | 0 | 0 | 0 | 0 | 0 | 0 | 0 | 0 | 0 | 0 | 0 | 0 | 0 | 0 | 0 | 0 | 0 | 0 | 0 | 0 | 0 | 0 | 0 | 0 | 0 | 0 | 0 | 0 | 0 | 0 | 0 | 0 | 0 | 0 | 0 | 0 | 0 | 0 | 0 | 0 | 0 | 0 | 0 | 0 | 0
LO20Fast | New | LPD Package | Commercial | Lighting | 0 | 0 | 9999 | Restaurant | Lighting Controls Interior-New-Restaurant-Integrated | 0 | 0 | 0 | 0 | 0 | 0 | 0 | 0 | 0 | 0 | 0 | 0 | 0 | 0 | 0 | 0 | 0 | 0 | 0 | 0 | 0 | 0 | 0 | 0 | 0 | 0 | 0 | 0 | 0 | 0 | 0 | 0 | 0 | 0 | 0 | 0 | 0 | 0 | 0 | 0 | 0 | 0 | 0 | 0 | 0 | 0
LO20Fast | New | LPD Package | Commercial | Lighting | 0 | 0 | 9999 | Lodging | Lighting Controls Interior-New-Lodging-Integrated | 0 | 0 | 0 | 0 | 0 | 0 | 0 | 0 | 0 | 0 | 0 | 0 | 0 | 0 | 0 | 0 | 0 | 0 | 0 | 0 | 0 | 0 | 0 | 0 | 0 | 0 | 0 | 0 | 0 | 0 | 0 | 0 | 0 | 0 | 0 | 0 | 0 | 0 | 0 | 0 | 0 | 0 | 0 | 0 | 0 | 0
LO20Fast | New | LPD Package | Commercial | Lighting | 0 | 0 | 9999 | Hospital | Lighting Controls Interior-New-Hospital-Integrated | 0 | 0 | 0 | 0 | 0 | 0 | 0 | 0 | 0 | 0 | 0 | 0 | 0 | 0 | 0 | 0 | 0 | 0 | 0 | 0 | 0 | 0 | 0 | 0 | 0 | 0 | 0 | 0 | 0 | 0 | 0 | 0 | 0 | 0 | 0 | 0 | 0 | 0 | 0 | 0 | 0 | 0 | 0 | 0 | 0 | 0
LO20Fast | New | LPD Package | Commercial | Lighting | 0 | 0 | 9999 | Residential Care | Lighting Controls Interior-New-Residential Care-Integrated | 0 | 0 | 0 | 0 | 0 | 0 | 0 | 0 | 0 | 0 | 0 | 0 | 0 | 0 | 0 | 0 | 0 | 0 | 0 | 0 | 0 | 0 | 0 | 0 | 0 | 0 | 0 | 0 | 0 | 0 | 0 | 0 | 0 | 0 | 0 | 0 | 0 | 0 | 0 | 0 | 0 | 0 | 0 | 0 | 0 | 0
LO20Fast | New | LPD Package | Commercial | Lighting | 0 | 0 | 9999 | Assembly | Lighting Controls Interior-New-Assembly-Integrated | 0 | 0 | 0 | 0 | 0 | 0 | 0 | 0 | 0 | 0 | 0 | 0 | 0 | 0 | 0 | 0 | 0 | 0 | 0 | 0 | 0 | 0 | 0 | 0 | 0 | 0 | 0 | 0 | 0 | 0 | 0 | 0 | 0 | 0 | 0 | 0 | 0 | 0 | 0 | 0 | 0 | 0 | 0 | 0 | 0 | 0
LO20Fast | New | LPD Package | Commercial | Lighting | 0.097029 | 609.6355 | 101.5667 | Other | Lighting Controls Interior-New-Other-Integrated | 0.0053882 | 0.0073026 | 0.0096821 | 0.013563 | 0.014757 | 0.013151 | 0.017792 | 0.016234 | 0.016315 | 0.018873 | 0.019253 | 0.021361 | 0.023646 | 0.021762 | 0.023797 | 0.02338 | 0.023086 | 0.021729 | 0.021486 | 0.022568 | 0.35513 | 37.8304 | 35.0197 | 40.3638 | 36.6178 | 37.4886 | 37.4197 | 36.291 | 39.2502 | 34.7811 | 39.2689 | 35.5889 | 36.8408 | 0 | 14.3796 | 12.6597 | 12.2578 | 13.5575 | 13.8364 | 12.633 | 14.8911 | 12.8739 | 14.7689 | 12.7449 | 13.9955 | 14.2764
LO20Fast | NR | LPD Package | Commercial | Lighting | 0.077435 | 458.1751 | 82.8045 | Large Off | Lighting Controls Interior-NR-Large Off-Unitary | 0.059352 | 0.10526 | 0.14072 | 0.16809 | 0.18916 | 0.20534 | 0.21773 | 0.22718 | 0.23434 | 0.3078 | 0.28709 | 0.28273 | 0.28457 | 0.27985 | 0.27227 | 0.27539 | 0.27047 | 0.26833 | 0.26879 | 0.26738 | 5.122 | 27.9093 | 25.7662 | 29.541 | 27.3432 | 27.7048 | 27.7108 | 27.123 | 28.9868 | 25.7893 | 28.8482 | 26.0073 | 27.2782 | 0 | 11.1096 | 9.8484 | 9.9814 | 10.7258 | 10.86 | 10.2484 | 11.5249 | 10.3955 | 11.4122 | 10.2454 | 10.7028 | 11.1125
LO20Fast | NR | LPD Package | Commercial | Lighting | 0.06868 | 406.3771 | 94.5821 | Medium Off | Lighting Controls Interior-NR-Medium Off-Unitary | 0.026419 | 0.046853 | 0.062641 | 0.07482 | 0.084199 | 0.091403 | 0.096918 | 0.10112 | 0.10431 | 0.16709 | 0.14695 | 0.14178 | 0.14248 | 0.13765 | 0.1305 | 0.13301 | 0.12852 | 0.1266 | 0.12707 | 0.12593 | 2.3475 | 24.7541 | 22.8533 | 26.2013 | 24.252 | 24.5726 | 24.578 | 24.0567 | 25.7097 | 22.8737 | 25.5868 | 23.0671 | 24.1944 | 0 | 9.8536 | 8.735 | 8.853 | 9.5132 | 9.6322 | 9.0898 | 10.222 | 9.2203 | 10.1221 | 9.0872 | 9.4928 | 9.8562
LO20Fast | NR | LPD Package | Commercial | Lighting | 0.074097 | 396.6989 | 113.4607 | Small Off | Lighting Controls Interior-NR-Small Off-Unitary | 0.024892 | 0.044145 | 0.05902 | 0.070496 | 0.079332 | 0.08612 | 0.091316 | 0.095278 | 0.098281 | 0.15949 | 0.13976 | 0.13468 | 0.13532 | 0.13058 | 0.12359 | 0.12604 | 0.12165 | 0.11977 | 0.12023 | 0.11913 | 2.2164 | 28.0005 | 26.0878 | 29.6617 | 27.7271 | 27.6332 | 27.9102 | 27.3548 | 29.2017 | 26.1887 | 28.7693 | 25.7448 | 27.1004 | 0 | 5.6211 | 5.005 | 5.0381 | 5.5102 | 5.4812 | 5.2584 | 5.9473 | 5.2774 | 6.011 | 5.1209 | 5.3925 | 5.6556
LO20Fast | NR | LPD Package | Commercial | Lighting | 0 | 0 | 9999 | XLarge Ret | Lighting Controls Interior-NR-Xlarge Ret-Unitary | 0 | 0 | 0 | 0 | 0 | 0 | 0 | 0 | 0 | 0 | 0 | 0 | 0 | 0 | 0 | 0 | 0 | 0 | 0 | 0 | 0 | 0 | 0 | 0 | 0 | 0 | 0 | 0 | 0 | 0 | 0 | 0 | 0 | 0 | 0 | 0 | 0 | 0 | 0 | 0 | 0 | 0 | 0 | 0 | 0 | 0
LO20Fast | NR | LPD Package | Commercial | Lighting | 0 | 0 | 9999 | Large Ret | Lighting Controls Interior-NR-Large Ret-Unitary | 0 | 0 | 0 | 0 | 0 | 0 | 0 | 0 | 0 | 0 | 0 | 0 | 0 | 0 | 0 | 0 | 0 | 0 | 0 | 0 | 0 | 0 | 0 | 0 | 0 | 0 | 0 | 0 | 0 | 0 | 0 | 0 | 0 | 0 | 0 | 0 | 0 | 0 | 0 | 0 | 0 | 0 | 0 | 0 | 0 | 0
LO20Fast | NR | LPD Package | Commercial | Lighting | 0 | 0 | 9999 | Medium Ret | Lighting Controls Interior-NR-Medium Ret-Unitary | 0 | 0 | 0 | 0 | 0 | 0 | 0 | 0 | 0 | 0 | 0 | 0 | 0 | 0 | 0 | 0 | 0 | 0 | 0 | 0 | 0 | 0 | 0 | 0 | 0 | 0 | 0 | 0 | 0 | 0 | 0 | 0 | 0 | 0 | 0 | 0 | 0 | 0 | 0 | 0 | 0 | 0 | 0 | 0 | 0 | 0
LO20Fast | NR | LPD Package | Commercial | Lighting | 0 | 0 | 9999 | Small Ret | Lighting Controls Interior-NR-Small Ret-Unitary | 0 | 0 | 0 | 0 | 0 | 0 | 0 | 0 | 0 | 0 | 0 | 0 | 0 | 0 | 0 | 0 | 0 | 0 | 0 | 0 | 0 | 0 | 0 | 0 | 0 | 0 | 0 | 0 | 0 | 0 | 0 | 0 | 0 | 0 | 0 | 0 | 0 | 0 | 0 | 0 | 0 | 0 | 0 | 0 | 0 | 0
LO20Fast | NR | LPD Package | Commercial | Lighting | 0.038525 | 292.6591 | 161.3802 | School K-12 | Lighting Controls Interior-NR-School K-12-Unitary | 0.035166 | 0.062296 | 0.083196 | 0.099262 | 0.11158 | 0.12099 | 0.12815 | 0.13357 | 0.13762 | 0.20392 | 0.18313 | 0.17791 | 0.17873 | 0.17367 | 0.16613 | 0.16868 | 0.16384 | 0.16167 | 0.16198 | 0.1606 | 3.0899 | 20.5951 | 19.56 | 22.4819 | 20.6129 | 20.7914 | 18.0682 | 14.3321 | 17.079 | 19.503 | 22.1228 | 19.549 | 19.1115 | 0 | 5.0744 | 4.5877 | 4.6981 | 5.1678 | 5.2362 | 4.567 | 4.3619 | 4.3376 | 5.7669 | 5.0905 | 5.0135 | 4.9504
LO20Fast | NR | LPD Package | Commercial | Lighting | 0.070191 | 327.372 | 136.5771 | University | Lighting Controls Interior-NR-University-Unitary | 0.012693 | 0.022486 | 0.03003 | 0.035829 | 0.040276 | 0.043673 | 0.046258 | 0.048211 | 0.049676 | 0.095869 | 0.080281 | 0.076009 | 0.076215 | 0.072368 | 0.066851 | 0.068602 | 0.065153 | 0.063653 | 0.063962 | 0.063088 | 1.1346 | 21.795 | 20.3934 | 23.2425 | 20.9453 | 21.1892 | 19.4929 | 17.7937 | 19.2264 | 19.3057 | 23.3158 | 20.6269 | 21.1802 | 0 | 7.182 | 6.3554 | 6.4786 | 6.6697 | 6.5143 | 5.8441 | 6.3656 | 5.716 | 6.9183 | 6.4906 | 7.0152 | 7.3152
LO20Fast | NR | LPD Package | Commercial | Lighting | 0.029674 | 169.6382 | 148.9684 | Warehouse | Lighting Controls Interior-NR-Warehouse-Unitary | 0.035293 | 0.062547 | 0.083564 | 0.099742 | 0.11217 | 0.12168 | 0.12893 | 0.13443 | 0.13857 | 0.17617 | 0.1659 | 0.16383 | 0.16484 | 0.16246 | 0.1586 | 0.16012 | 0.15755 | 0.15636 | 0.15648 | 0.15564 | 3.0218 | 10.987 | 10.1247 | 11.4368 | 10.4429 | 10.4407 | 10.4502 | 10.2468 | 10.9801 | 9.9114 | 11.067 | 10.2154 | 10.6991 | 0 | 3.5324 | 3.152 | 3.2475 | 3.6211 | 3.6928 | 3.5369 | 3.8565 | 3.6335 | 3.8562 | 3.5643 | 3.3977 | 3.5451
LO20Fast | NR | LPD Package | Commercial | Lighting | 0 | 0 | 9999 | Supermarket | Lighting Controls Interior-NR-Supermarket-Unitary | 0 | 0 | 0 | 0 | 0 | 0 | 0 | 0 | 0 | 0 | 0 | 0 | 0 | 0 | 0 | 0 | 0 | 0 | 0 | 0 | 0 | 0 | 0 | 0 | 0 | 0 | 0 | 0 | 0 | 0 | 0 | 0 | 0 | 0 | 0 | 0 | 0 | 0 | 0 | 0 | 0 | 0 | 0 | 0 | 0 | 0
LO20Fast | NR | LPD Package | Commercial | Lighting | 0 | 0 | 9999 | MiniMart | Lighting Controls Interior-NR-MiniMart-Unitary | 0 | 0 | 0 | 0 | 0 | 0 | 0 | 0 | 0 | 0 | 0 | 0 | 0 | 0 | 0 | 0 | 0 | 0 | 0 | 0 | 0 | 0 | 0 | 0 | 0 | 0 | 0 | 0 | 0 | 0 | 0 | 0 | 0 | 0 | 0 | 0 | 0 | 0 | 0 | 0 | 0 | 0 | 0 | 0 | 0 | 0
LO20Fast | NR | LPD Package | Commercial | Lighting | 0 | 0 | 9999 | Restaurant | Lighting Controls Interior-NR-Restaurant-Unitary | 0 | 0 | 0 | 0 | 0 | 0 | 0 | 0 | 0 | 0 | 0 | 0 | 0 | 0 | 0 | 0 | 0 | 0 | 0 | 0 | 0 | 0 | 0 | 0 | 0 | 0 | 0 | 0 | 0 | 0 | 0 | 0 | 0 | 0 | 0 | 0 | 0 | 0 | 0 | 0 | 0 | 0 | 0 | 0 | 0 | 0
LO20Fast | NR | LPD Package | Commercial | Lighting | 0 | 0 | 9999 | Lodging | Lighting Controls Interior-NR-Lodging-Unitary | 0 | 0 | 0 | 0 | 0 | 0 | 0 | 0 | 0 | 0 | 0 | 0 | 0 | 0 | 0 | 0 | 0 | 0 | 0 | 0 | 0 | 0 | 0 | 0 | 0 | 0 | 0 | 0 | 0 | 0 | 0 | 0 | 0 | 0 | 0 | 0 | 0 | 0 | 0 | 0 | 0 | 0 | 0 | 0 | 0 | 0
LO20Fast | NR | LPD Package | Commercial | Lighting | 0 | 0 | 9999 | Hospital | Lighting Controls Interior-NR-Hospital-Unitary | 0 | 0 | 0 | 0 | 0 | 0 | 0 | 0 | 0 | 0 | 0 | 0 | 0 | 0 | 0 | 0 | 0 | 0 | 0 | 0 | 0 | 0 | 0 | 0 | 0 | 0 | 0 | 0 | 0 | 0 | 0 | 0 | 0 | 0 | 0 | 0 | 0 | 0 | 0 | 0 | 0 | 0 | 0 | 0 | 0 | 0
LO20Fast | NR | LPD Package | Commercial | Lighting | 0 | 0 | 9999 | Residential Care | Lighting Controls Interior-NR-Residential Care-Unitary | 0 | 0 | 0 | 0 | 0 | 0 | 0 | 0 | 0 | 0 | 0 | 0 | 0 | 0 | 0 | 0 | 0 | 0 | 0 | 0 | 0 | 0 | 0 | 0 | 0 | 0 | 0 | 0 | 0 | 0 | 0 | 0 | 0 | 0 | 0 | 0 | 0 | 0 | 0 | 0 | 0 | 0 | 0 | 0 | 0 | 0
LO20Fast | NR | LPD Package | Commercial | Lighting | 0 | 0 | 9999 | Assembly | Lighting Controls Interior-NR-Assembly-Unitary | 0 | 0 | 0 | 0 | 0 | 0 | 0 | 0 | 0 | 0 | 0 | 0 | 0 | 0 | 0 | 0 | 0 | 0 | 0 | 0 | 0 | 0 | 0 | 0 | 0 | 0 | 0 | 0 | 0 | 0 | 0 | 0 | 0 | 0 | 0 | 0 | 0 | 0 | 0 | 0 | 0 | 0 | 0 | 0 | 0 | 0
LO20Fast | NR | LPD Package | Commercial | Lighting | 0.068373 | 429.5885 | 89.8475 | Other | Lighting Controls Interior-NR-Other-Unitary | 0.023402 | 0.041253 | 0.054821 | 0.065087 | 0.072804 | 0.078557 | 0.082796 | 0.085868 | 0.088042 | 0.11937 | 0.10948 | 0.10682 | 0.10693 | 0.1042 | 0.10026 | 0.10104 | 0.098307 | 0.096821 | 0.096495 | 0.095362 | 1.7784 | 26.6577 | 24.6771 | 28.4429 | 25.8032 | 26.4169 | 26.3683 | 25.5729 | 27.6582 | 24.509 | 27.6714 | 25.0782 | 25.9604 | 0 | 10.1328 | 8.9209 | 8.6376 | 9.5535 | 9.75 | 8.902 | 10.4932 | 9.0718 | 10.4071 | 8.9809 | 9.8622 | 10.0601
LO20Fast | NR | LPD Package | Commercial | Lighting | 0.10841 | 641.4452 | 95.2982 | Large Off | Lighting Controls Interior-NR-Large Off-Integrated | 0.035611 | 0.063155 | 0.084435 | 0.10085 | 0.11349 | 0.1232 | 0.13064 | 0.13631 | 0.1406 | 0.18468 | 0.17225 | 0.16964 | 0.17074 | 0.16791 | 0.16336 | 0.16524 | 0.16228 | 0.161 | 0.16127 | 0.16043 | 3.0732 | 39.0731 | 36.0727 | 41.3574 | 38.2805 | 38.7867 | 38.7951 | 37.9722 | 40.5815 | 36.105 | 40.3875 | 36.4103 | 38.1895 | 0 | 15.5534 | 13.7878 | 13.974 | 15.0162 | 15.2039 | 14.3477 | 16.1349 | 14.5538 | 15.9771 | 14.3436 | 14.9839 | 15.5575
LO20Fast | NR | LPD Package | Commercial | Lighting | 0.096153 | 568.9279 | 108.6683 | Medium Off | Lighting Controls Interior-NR-Medium Off-Integrated | 0.015851 | 0.028112 | 0.037584 | 0.044892 | 0.050519 | 0.054842 | 0.058151 | 0.060674 | 0.062586 | 0.10026 | 0.088169 | 0.08507 | 0.085488 | 0.082587 | 0.078298 | 0.079808 | 0.077112 | 0.075959 | 0.076241 | 0.07556 | 1.4085 | 34.6558 | 31.9946 | 36.6818 | 33.9527 | 34.4017 | 34.4092 | 33.6794 | 35.9936 | 32.0232 | 35.8216 | 32.294 | 33.8721 | 0 | 13.7951 | 12.229 | 12.3942 | 13.3185 | 13.4851 | 12.7257 | 14.3108 | 12.9084 | 14.1709 | 12.722 | 13.2899 | 13.7986
LO20Fast | NR | LPD Package | Commercial | Lighting | 0.10374 | 555.3784 | 122.9345 | Small Off | Lighting Controls Interior-NR-Small Off-Integrated | 0.014935 | 0.026487 | 0.035412 | 0.042297 | 0.047599 | 0.051672 | 0.05479 | 0.057167 | 0.058968 | 0.095692 | 0.083857 | 0.080805 | 0.081194 | 0.078349 | 0.074153 | 0.075622 | 0.072988 | 0.071862 | 0.072138 | 0.071475 | 1.3299 | 39.2007 | 36.523 | 41.5264 | 38.8179 | 38.6864 | 39.0743 | 38.2967 | 40.8823 | 36.6642 | 40.277 | 36.0427 | 37.9405 | 0 | 7.8695 | 7.007 | 7.0534 | 7.7143 | 7.6737 | 7.3618 | 8.3262 | 7.3883 | 8.4153 | 7.1693 | 7.5496 | 7.9179
LO20Fast | NR | LPD Package | Commercial | Lighting | 0 | 0 | 9999 | XLarge Ret | Lighting Controls Interior-NR-Xlarge Ret-Integrated | 0 | 0 | 0 | 0 | 0 | 0 | 0 | 0 | 0 | 0 | 0 | 0 | 0 | 0 | 0 | 0 | 0 | 0 | 0 | 0 | 0 | 0 | 0 | 0 | 0 | 0 | 0 | 0 | 0 | 0 | 0 | 0 | 0 | 0 | 0 | 0 | 0 | 0 | 0 | 0 | 0 | 0 | 0 | 0 | 0 | 0
LO20Fast | NR | LPD Package | Commercial | Lighting | 0 | 0 | 9999 | Large Ret | Lighting Controls Interior-NR-Large Ret-Integrated | 0 | 0 | 0 | 0 | 0 | 0 | 0 | 0 | 0 | 0 | 0 | 0 | 0 | 0 | 0 | 0 | 0 | 0 | 0 | 0 | 0 | 0 | 0 | 0 | 0 | 0 | 0 | 0 | 0 | 0 | 0 | 0 | 0 | 0 | 0 | 0 | 0 | 0 | 0 | 0 | 0 | 0 | 0 | 0 | 0 | 0
LO20Fast | NR | LPD Package | Commercial | Lighting | 0 | 0 | 9999 | Medium Ret | Lighting Controls Interior-NR-Medium Ret-Integrated | 0 | 0 | 0 | 0 | 0 | 0 | 0 | 0 | 0 | 0 | 0 | 0 | 0 | 0 | 0 | 0 | 0 | 0 | 0 | 0 | 0 | 0 | 0 | 0 | 0 | 0 | 0 | 0 | 0 | 0 | 0 | 0 | 0 | 0 | 0 | 0 | 0 | 0 | 0 | 0 | 0 | 0 | 0 | 0 | 0 | 0
LO20Fast | NR | LPD Package | Commercial | Lighting | 0 | 0 | 9999 | Small Ret | Lighting Controls Interior-NR-Small Ret-Integrated | 0 | 0 | 0 | 0 | 0 | 0 | 0 | 0 | 0 | 0 | 0 | 0 | 0 | 0 | 0 | 0 | 0 | 0 | 0 | 0 | 0 | 0 | 0 | 0 | 0 | 0 | 0 | 0 | 0 | 0 | 0 | 0 | 0 | 0 | 0 | 0 | 0 | 0 | 0 | 0 | 0 | 0 | 0 | 0 | 0 | 0
LO20Fast | NR | LPD Package | Commercial | Lighting | 0.053935 | 409.7227 | 174.0267 | School K-12 | Lighting Controls Interior-NR-School K-12-Integrated | 0.021099 | 0.037378 | 0.049917 | 0.059557 | 0.066949 | 0.072596 | 0.076892 | 0.080139 | 0.082574 | 0.12235 | 0.10988 | 0.10675 | 0.10724 | 0.1042 | 0.09968 | 0.10121 | 0.098303 | 0.097001 | 0.09719 | 0.096361 | 1.854 | 28.8332 | 27.384 | 31.4746 | 28.858 | 29.108 | 25.2955 | 20.0649 | 23.9106 | 27.3042 | 30.9719 | 27.3686 | 26.7562 | 0 | 7.1041 | 6.4227 | 6.5774 | 7.2349 | 7.3306 | 6.3937 | 6.1067 | 6.0727 | 8.0737 | 7.1268 | 7.0189 | 6.9306
LO20Fast | NR | LPD Package | Commercial | Lighting | 0.098268 | 458.3207 | 148.5109 | University | Lighting Controls Interior-NR-University-Integrated | 0.007616 | 0.013492 | 0.018018 | 0.021498 | 0.024165 | 0.026204 | 0.027755 | 0.028927 | 0.029805 | 0.057521 | 0.048168 | 0.045606 | 0.045729 | 0.043421 | 0.040111 | 0.041161 | 0.039092 | 0.038192 | 0.038377 | 0.037853 | 0.68075 | 30.513 | 28.5507 | 32.5395 | 29.3235 | 29.6648 | 27.2901 | 24.9111 | 26.9169 | 27.0279 | 32.6422 | 28.8777 | 29.6522 | 0 | 10.0548 | 8.8975 | 9.07 | 9.3376 | 9.12 | 8.1817 | 8.9119 | 8.0024 | 9.6857 | 9.0869 | 9.8213 | 10.2412
LO20Fast | NR | LPD Package | Commercial | Lighting | 0.039566 | 226.1843 | 213.5119 | Warehouse | Lighting Controls Interior-NR-Warehouse-Integrated | 0.020168 | 0.035741 | 0.047751 | 0.056995 | 0.064095 | 0.069529 | 0.073673 | 0.076815 | 0.079181 | 0.10067 | 0.0948 | 0.093619 | 0.094192 | 0.092835 | 0.090626 | 0.091499 | 0.090026 | 0.089348 | 0.089417 | 0.088935 | 1.7268 | 14.6493 | 13.4996 | 15.2491 | 13.9238 | 13.9209 | 13.9336 | 13.6624 | 14.6401 | 13.2152 | 14.756 | 13.6206 | 14.2655 | 0 | 4.7099 | 4.2027 | 4.33 | 4.8281 | 4.9238 | 4.7159 | 5.1419 | 4.8446 | 5.1416 | 4.7524 | 4.5303 | 4.7268
LO20Fast | NR | LPD Package | Commercial | Lighting | 0 | 0 | 9999 | Supermarket | Lighting Controls Interior-NR-Supermarket-Integrated | 0 | 0 | 0 | 0 | 0 | 0 | 0 | 0 | 0 | 0 | 0 | 0 | 0 | 0 | 0 | 0 | 0 | 0 | 0 | 0 | 0 | 0 | 0 | 0 | 0 | 0 | 0 | 0 | 0 | 0 | 0 | 0 | 0 | 0 | 0 | 0 | 0 | 0 | 0 | 0 | 0 | 0 | 0 | 0 | 0 | 0
LO20Fast | NR | LPD Package | Commercial | Lighting | 0 | 0 | 9999 | MiniMart | Lighting Controls Interior-NR-MiniMart-Integrated | 0 | 0 | 0 | 0 | 0 | 0 | 0 | 0 | 0 | 0 | 0 | 0 | 0 | 0 | 0 | 0 | 0 | 0 | 0 | 0 | 0 | 0 | 0 | 0 | 0 | 0 | 0 | 0 | 0 | 0 | 0 | 0 | 0 | 0 | 0 | 0 | 0 | 0 | 0 | 0 | 0 | 0 | 0 | 0 | 0 | 0
LO20Fast | NR | LPD Package | Commercial | Lighting | 0 | 0 | 9999 | Restaurant | Lighting Controls Interior-NR-Restaurant-Integrated | 0 | 0 | 0 | 0 | 0 | 0 | 0 | 0 | 0 | 0 | 0 | 0 | 0 | 0 | 0 | 0 | 0 | 0 | 0 | 0 | 0 | 0 | 0 | 0 | 0 | 0 | 0 | 0 | 0 | 0 | 0 | 0 | 0 | 0 | 0 | 0 | 0 | 0 | 0 | 0 | 0 | 0 | 0 | 0 | 0 | 0
LO20Fast | NR | LPD Package | Commercial | Lighting | 0 | 0 | 9999 | Lodging | Lighting Controls Interior-NR-Lodging-Integrated | 0 | 0 | 0 | 0 | 0 | 0 | 0 | 0 | 0 | 0 | 0 | 0 | 0 | 0 | 0 | 0 | 0 | 0 | 0 | 0 | 0 | 0 | 0 | 0 | 0 | 0 | 0 | 0 | 0 | 0 | 0 | 0 | 0 | 0 | 0 | 0 | 0 | 0 | 0 | 0 | 0 | 0 | 0 | 0 | 0 | 0
LO20Fast | NR | LPD Package | Commercial | Lighting | 0 | 0 | 9999 | Hospital | Lighting Controls Interior-NR-Hospital-Integrated | 0 | 0 | 0 | 0 | 0 | 0 | 0 | 0 | 0 | 0 | 0 | 0 | 0 | 0 | 0 | 0 | 0 | 0 | 0 | 0 | 0 | 0 | 0 | 0 | 0 | 0 | 0 | 0 | 0 | 0 | 0 | 0 | 0 | 0 | 0 | 0 | 0 | 0 | 0 | 0 | 0 | 0 | 0 | 0 | 0 | 0
LO20Fast | NR | LPD Package | Commercial | Lighting | 0 | 0 | 9999 | Residential Care | Lighting Controls Interior-NR-Residential Care-Integrated | 0 | 0 | 0 | 0 | 0 | 0 | 0 | 0 | 0 | 0 | 0 | 0 | 0 | 0 | 0 | 0 | 0 | 0 | 0 | 0 | 0 | 0 | 0 | 0 | 0 | 0 | 0 | 0 | 0 | 0 | 0 | 0 | 0 | 0 | 0 | 0 | 0 | 0 | 0 | 0 | 0 | 0 | 0 | 0 | 0 | 0
LO20Fast | NR | LPD Package | Commercial | Lighting | 0 | 0 | 9999 | Assembly | Lighting Controls Interior-NR-Assembly-Integrated | 0 | 0 | 0 | 0 | 0 | 0 | 0 | 0 | 0 | 0 | 0 | 0 | 0 | 0 | 0 | 0 | 0 | 0 | 0 | 0 | 0 | 0 | 0 | 0 | 0 | 0 | 0 | 0 | 0 | 0 | 0 | 0 | 0 | 0 | 0 | 0 | 0 | 0 | 0 | 0 | 0 | 0 | 0 | 0 | 0 | 0
LO20Fast | NR | LPD Package | Commercial | Lighting | 0.095722 | 601.4239 | 103.0768 | Other | Lighting Controls Interior-NR-Other-Integrated | 0.014041 | 0.024752 | 0.032893 | 0.039052 | 0.043682 | 0.047134 | 0.049678 | 0.051521 | 0.052825 | 0.071625 | 0.06569 | 0.064094 | 0.064158 | 0.062522 | 0.060154 | 0.060621 | 0.058984 | 0.058092 | 0.057897 | 0.057217 | 1.067 | 37.3208 | 34.548 | 39.8201 | 36.1245 | 36.9837 | 36.9157 | 35.8021 | 38.7215 | 34.3126 | 38.74 | 35.1095 | 36.3446 | 0 | 14.1859 | 12.4892 | 12.0927 | 13.3749 | 13.65 | 12.4628 | 14.6905 | 12.7005 | 14.5699 | 12.5732 | 13.807 | 14.0841
Note on A1: Charlie Grist: Lookup in ComMaster
Note on B1: Charlie Grist: New, NR, Retro
Note on C1: Charlie Grist: Measure Index Name
Note on E1: Charlie Grist: Use Massoud's Names
Note on F1: Charlie Grist: From Shaped Savings column 14
Note on G1: Charlie Grist: From SC or from Shaped Savings column 3.
Note on H1: Charlie Grist: From SC or from Shaped Savings column K (column 11)
Note on I1: Charlie Grist: From SC
Note on J1: Charlie Grist: From SC
Note on K1: Charlie Grist: From SC. For shaping. RPM also uses this divided by savings per unit to calculate units, and then uses kW per unit * units to calculate kW. Use Supply Curve Bundled starting in column 2 "column()-9"
Note on AF1: Charlie Grist: From Shaped Savings. Copy whole row down since column increment is hardwired into formula. Use column()-17 for the column reference

## 7PSourceSummary
Measure: | Lighting Controls Interior
Item | Methods & Sources | Note | 7P Updates
Measures Described | Two measures: 1) Embedded unitary controls for occupancy, daylight harvest, personal dimming. 2) Integrated controls where control module is addressable remotely and can log data on conditions. Two price points and cost points. Apply to New and NR. Limit to areas not required by state codes. |  | Revised measure set to reflect remaining potential areas where code does not require controls
Energy Savings Calculation Basis | Simple percentage reduction on baseline energy use. Savings based largely on the midpoint of measured data from the LBL meta study, NEEA's study of the Enlighted system in offices and a few others. |  | Savings fractions higher due to improved sensors, self-commissioning and algorithms.
Baseline Energy Use | LPD after installation of measure that reduce connected lighting power. | On top of LPD measures to avoid double counting potential. | Baseline consumption, post install of other LPD measures reduced controllable wattage.
Applicable Stock | Open office, classroom, corridor, and warehouse spaces. State codes require controls on private offices and conference rooms and other frequently vacant places. No estimate for retrofit due to high cost. Apply measure at lighting or ballast turnover. |  | Open office fraction and disabled controls from CBSA detailed lighting.
Baseline Saturation | CBSA 2014 has data on controls installed and installed controls disabled. |  | Updated
Baseline Penetration | No data on sales, assume same as stock |  | Updated
Permutations | Two measures per application. Applies to 7 of 18 building types. |  | Revised
Costs | Recent costs from a few manufacturers, some program costs from PSE. |  | Updated. Significantly higher than DEER 2008 costs.
Measure Life | 15 years
Savings Shape | Using lighting power shapes | These could be improved. NEEA logged savings on three sites showed significant reductions and delay in morning ramp up and evening ramp down which would be valuable peak impact. High variance in baseline occupancy and business patters will require large sample size. Significant savings during unoccupied periods at the shoulder of the day.
Achievability Ramp Rate | Modes rate given rapid decline in prices for the applications considered | LO20Fast

## SC-New
Units Methodology | Units are total regional floor space. Savings are kWh per thousand square feet.
Forecast Version
='[7P Forecasts D1.xlsx]Pop Forecast (Base Case)'!$A$1
| Vintage | New | New
End-Use: | Measure Bundle | Lighting Controls Interior-New | Region |  | NEED TO INTEGRATE THE DROPDOWN/STATE SELECTION OPTION YET
Lighting | Report Year | 2035
| Total Potential (aMW) | 11.3008 |  | 1 | 2 | 3 | 4 | 5 | 6 | 7 | 8 | 9 | 10 | 11 | 12 | 13 | 14 | 15 | 16 | 17 | 18 | 19 | 20
UNITS FOR NEW STOCK |  |  |  | 2016 | 2017 | 2018 | 2019 | 2020 | 2021 | 2022 | 2023 | 2024 | 2025 | 2026 | 2027 | 2028 | 2029 | 2030 | 2031 | 2032 | 2033 | 2034 | 2035 | TOTAL MAX
|  |  |  | FLOOR_2016 | FLOOR_2017 | FLOOR_2018 | FLOOR_2019 | FLOOR_2020 | FLOOR_2021 | FLOOR_2022 | FLOOR_2023 | FLOOR_2024 | FLOOR_2025 | FLOOR_2026 | FLOOR_2027 | FLOOR_2028 | FLOOR_2029 | FLOOR_2030 | FLOOR_2031 | FLOOR_2032 | FLOOR_2033 | FLOOR_2034 | FLOOR_2035 | 85%
| REG_Office | Large Off |  | 7.671 | 5.8446 | 5.7786 | 6.757 | 6.5132 | 5.3307 | 6.7813 | 5.9126 | 5.743 | 6.475 | 6.4769 | 7.0793 | 7.7467 | 7.0665 | 7.6743 | 7.4999 | 7.3752 | 6.9197 | 6.8251 | 7.1552
| REG_Office | Medium Off |  | 6.2207 | 4.5428 | 4.6059 | 5.4477 | 5.1885 | 4.0145 | 5.5011 | 4.7892 | 4.5546 | 5.2547 | 5.2389 | 5.5996 | 6.0203 | 5.6466 | 6.2398 | 5.9012 | 6.0943 | 5.345 | 5.3268 | 5.7635
| REG_Office | Small Off |  | 1.6332 | 1.1956 | 1.2207 | 1.4301 | 1.3735 | 1.0575 | 1.4445 | 1.2623 | 1.1991 | 1.3737 | 1.3713 | 1.4688 | 1.5819 | 1.4785 | 1.6383 | 1.5432 | 1.5836 | 1.4053 | 1.4006 | 1.5074
| REG_Retail | XLarge Ret |  | 1.7715 | 1.4612 | 0.88141 | 0.8944 | 0.835 | 0.7176 | 0.71925 | 0.69939 | 0.87821 | 1.0138 | 1.0768 | 1.5853 | 1.7794 | 1.5804 | 1.5443 | 1.4812 | 1.2458 | 1.2658 | 1.1963 | 1.2979
| REG_Retail | Large Ret |  | 0.70843 | 0.58661 | 0.35938 | 0.36597 | 0.33846 | 0.28708 | 0.28775 | 0.27858 | 0.35789 | 0.41891 | 0.44154 | 0.63926 | 0.71563 | 0.63692 | 0.62471 | 0.59829 | 0.50518 | 0.51169 | 0.48401 | 0.52292
| REG_Retail | Medium Ret |  | 2.6852 | 2.208 | 1.3592 | 1.387 | 1.28 | 1.0818 | 1.0708 | 1.0394 | 1.3437 | 1.5817 | 1.6711 | 2.3992 | 2.6968 | 2.3943 | 2.3548 | 2.2551 | 1.9197 | 1.9425 | 1.8298 | 1.9779
| REG_Retail | Small Ret |  | 0.8491 | 0.70065 | 0.43178 | 0.44013 | 0.40584 | 0.33625 | 0.33252 | 0.32318 | 0.42891 | 0.50967 | 0.53839 | 0.7643 | 0.85714 | 0.76185 | 0.75161 | 0.72057 | 0.61485 | 0.62167 | 0.58678 | 0.63497
| REG_K-12 | School K-12 |  | 0.48926 | 1.094 | 0.94075 | 0.70887 | 0.73349 | 0.83757 | 0.97565 | 1.4792 | 1.8398 | 1.6087 | 1.631 | 1.7385 | 1.7971 | 1.6817 | 1.7207 | 1.542 | 1.7285 | 1.5429 | 1.6825 | 1.5914
| REG_University | University |  | 0.27769 | 0.29479 | 0.57641 | 0.82222 | 0.65649 | 0.72452 | 0.63313 | 0.95845 | 1.1632 | 1.1524 | 1.2609 | 1.2818 | 1.373 | 1.3876 | 1.2372 | 1.1221 | 1.2743 | 1.1584 | 1.1865 | 1.2229
| REG_Warehouse | Warehouse |  | 7.3544 | 7.2484 | 5.3973 | 4.5897 | 3.4316 | 3.0122 | 3.8752 | 4.3151 | 4.6078 | 4.4483 | 4.5882 | 4.1941 | 3.6254 | 3.7211 | 3.7177 | 4.1446 | 3.9561 | 3.7812 | 3.8196 | 3.4025
| REG_Grocery | Supermarket |  | 0.38524 | 0.33973 | 0.29545 | 0.29282 | 0.28984 | 0.28625 | 0.28171 | 0.27746 | 0.27301 | 0.26987 | 0.26683 | 0.26353 | 0.26081 | 0.24459 | 0.25616 | 0.25314 | 0.25126 | 0.24913 | 0.24685 | 0.24496
| REG_Grocery Other | MiniMart |  | 0.19562 | 0.18401 | 0.094537 | 0.09924 | 0.084492 | 0.064477 | 0.056356 | 0.054269 | 0.072881 | 0.090809 | 0.10248 | 0.14918 | 0.15365 | 0.14118 | 0.14788 | 0.13576 | 0.11246 | 0.11522 | 0.10983 | 0.11612
| REG_Restaurant | Restaurant |  | 0.46472 | 0.4693 | 0.44608 | 0.44457 | 0.44167 | 0.43852 | 0.43544 | 0.43267 | 0.43026 | 0.42833 | 0.42882 | 0.58088 | 0.64931 | 0.63525 | 0.65333 | 0.6779 | 0.60593 | 0.60982 | 0.55656 | 0.60929
| REG_Hotel | Lodging |  | 1.0235 | 1.0062 | 0.73425 | 0.75055 | 0.64726 | 0.61813 | 0.60025 | 0.59583 | 0.64086 | 0.68239 | 0.77572 | 1.3396 | 1.5659 | 1.595 | 1.6138 | 1.6864 | 1.4253 | 1.3776 | 1.2884 | 1.38
| REG_hospital | Hospital |  | 4.0904 | 3.5203 | 3.1553 | 2.6107 | 1.841 | 1.6151 | 1.4877 | 1.3046 | 1.3089 | 1.3785 | 1.6358 | 1.9678 | 2.2376 | 1.9946 | 1.9098 | 1.8464 | 1.6894 | 1.5887 | 1.4617 | 1.4736
| REG_Hospital Other | Residential Care |  | 4.4559 | 4.033 | 3.541 | 2.9915 | 2.2626 | 2.0912 | 1.9356 | 1.7712 | 1.8621 | 1.9698 | 2.2534 | 2.7325 | 2.9806 | 2.652 | 2.6943 | 2.6044 | 2.3763 | 2.3172 | 2.2178 | 2.1876
| REG_Assembly | Assembly |  | 3.1579 | 3.1405 | 2.2366 | 2.5691 | 2.2611 | 2.1242 | 1.4588 | 1.5361 | 2.3192 | 3.2245 | 3.5636 | 4.3577 | 5.6805 | 6.27 | 6.6597 | 6.4735 | 6.1589 | 6.0221 | 5.9231 | 5.734
| REG_Other | Other |  | 12.3521 | 10.2564 | 9.6965 | 9.0452 | 7.0427 | 7.7949 | 7.5809 | 8.1764 | 8.8453 | 8.5784 | 9.6234 | 10.1632 | 10.3211 | 9.5949 | 10.2617 | 9.2279 | 9.5716 | 9.1023 | 8.6112 | 8.3266
|  | Total |  | 55.7858 | 48.1261 | 41.7512 | 41.6468 | 35.6267 | 32.4326 | 35.4579 | 35.2058 | 37.8689 | 40.4593 | 42.9451 | 48.3046 | 52.0429 | 49.4828 | 51.7 | 49.7136 | 48.4888 | 45.8762 | 44.7535 | 45.1488 | 750.3946 | 882.8172
|  | Ultra Low Energy Building-New | Deduct for Fraction to Ultra Low Energy Building (ULEB) | 0 | 0 | 0 | 0 | 0 | 0 | 0 | 0 | 0 | 0 | 0 | 0 | 0 | 0 | 0 | 0 | 0 | 0 | 0 | 0
|  | Total for Measure |  | 55.7858 | 48.1261 | 41.7512 | 41.6468 | 35.6267 | 32.4326 | 35.4579 | 35.2058 | 37.8689 | 40.4593 | 42.9451 | 48.3046 | 52.0429 | 49.4828 | 51.7 | 49.7136 | 48.4888 | 45.8762 | 44.7535 | 45.1488
UNITS APPLICABLE BY YEAR | 1000 |  |  | 2016 | 2017 | 2018 | 2019 | 2020 | 2021 | 2022 | 2023 | 2024 | 2025 | 2026 | 2027 | 2028 | 2029 | 2030 | 2031 | 2032 | 2033 | 2034 | 2035 |  | TOTAL
Measure Applicability | Saturation | Lighting Controls Interior-New |  | FLOOR_2016 | FLOOR_2017 | FLOOR_2018 | FLOOR_2019 | FLOOR_2020 | FLOOR_2021 | FLOOR_2022 | FLOOR_2023 | FLOOR_2024 | FLOOR_2025 | FLOOR_2026 | FLOOR_2027 | FLOOR_2028 | FLOOR_2029 | FLOOR_2030 | FLOOR_2031 | FLOOR_2032 | FLOOR_2033 | FLOOR_2034 | FLOOR_2035
0.50527 | 0.75729 | Large Off |  | 2.9352 | 2.2364 | 2.2111 | 2.5855 | 2.4922 | 2.0397 | 2.5948 | 2.2624 | 2.1975 | 2.4776 | 2.4783 | 2.7088 | 2.9642 | 2.7039 | 2.9365 | 2.8697 | 2.822 | 2.6477 | 2.6115 | 2.7378 |  | 51.5127
0.50527 | 0.75729 | Medium Off |  | 2.9352 | 2.2364 | 2.2111 | 2.5855 | 2.4922 | 2.0397 | 2.5948 | 2.2624 | 2.1975 | 2.4776 | 2.4783 | 2.7088 | 2.9642 | 2.7039 | 2.9365 | 2.8697 | 2.822 | 2.6477 | 2.6115 | 2.7378 |  | 51.5127
0.50527 | 0.75729 | Small Off |  | 2.9352 | 2.2364 | 2.2111 | 2.5855 | 2.4922 | 2.0397 | 2.5948 | 2.2624 | 2.1975 | 2.4776 | 2.4783 | 2.7088 | 2.9642 | 2.7039 | 2.9365 | 2.8697 | 2.822 | 2.6477 | 2.6115 | 2.7378 |  | 51.5127
0 | 0 | XLarge Ret |  | 0 | 0 | 0 | 0 | 0 | 0 | 0 | 0 | 0 | 0 | 0 | 0 | 0 | 0 | 0 | 0 | 0 | 0 | 0 | 0 |  | 0
0 | 0 | Large Ret |  | 0 | 0 | 0 | 0 | 0 | 0 | 0 | 0 | 0 | 0 | 0 | 0 | 0 | 0 | 0 | 0 | 0 | 0 | 0 | 0 |  | 0
0 | 0 | Medium Ret |  | 0 | 0 | 0 | 0 | 0 | 0 | 0 | 0 | 0 | 0 | 0 | 0 | 0 | 0 | 0 | 0 | 0 | 0 | 0 | 0 |  | 0
0 | 0 | Small Ret |  | 0 | 0 | 0 | 0 | 0 | 0 | 0 | 0 | 0 | 0 | 0 | 0 | 0 | 0 | 0 | 0 | 0 | 0 | 0 | 0 |  | 0
0.78474 | 0.70962 | School K-12 |  | 4.2717 | 3.2547 | 3.2179 | 3.7628 | 3.627 | 2.9685 | 3.7763 | 3.2925 | 3.1981 | 3.6057 | 3.6068 | 3.9422 | 4.3139 | 3.9351 | 4.2736 | 4.1765 | 4.107 | 3.8534 | 3.8007 | 3.9845 |  | 74.969
0.5 | 0.70962 | University |  | 2.7217 | 2.0737 | 2.0503 | 2.3974 | 2.3109 | 1.8914 | 2.4061 | 2.0978 | 2.0377 | 2.2974 | 2.2981 | 2.5118 | 2.7486 | 2.5073 | 2.7229 | 2.661 | 2.6168 | 2.4552 | 2.4216 | 2.5387 |  | 47.7665
0.69922 | 0.74929 | Warehouse |  | 4.019 | 3.0621 | 3.0275 | 3.5401 | 3.4124 | 2.7929 | 3.5528 | 3.0977 | 3.0089 | 3.3924 | 3.3934 | 3.709 | 4.0587 | 3.7023 | 4.0207 | 3.9293 | 3.864 | 3.6253 | 3.5758 | 3.7487 |  | 70.533
0 | 0 | Supermarket |  | 0 | 0 | 0 | 0 | 0 | 0 | 0 | 0 | 0 | 0 | 0 | 0 | 0 | 0 | 0 | 0 | 0 | 0 | 0 | 0 |  | 0
0 | 0 | MiniMart |  | 0 | 0 | 0 | 0 | 0 | 0 | 0 | 0 | 0 | 0 | 0 | 0 | 0 | 0 | 0 | 0 | 0 | 0 | 0 | 0 |  | 0
0 | 0 | Restaurant |  | 0 | 0 | 0 | 0 | 0 | 0 | 0 | 0 | 0 | 0 | 0 | 0 | 0 | 0 | 0 | 0 | 0 | 0 | 0 | 0 |  | 0
0 | 0 | Lodging |  | 0 | 0 | 0 | 0 | 0 | 0 | 0 | 0 | 0 | 0 | 0 | 0 | 0 | 0 | 0 | 0 | 0 | 0 | 0 | 0 |  | 0
0 | 0 | Hospital |  | 0 | 0 | 0 | 0 | 0 | 0 | 0 | 0 | 0 | 0 | 0 | 0 | 0 | 0 | 0 | 0 | 0 | 0 | 0 | 0 |  | 0
0 | 0 | Residential Care |  | 0 | 0 | 0 | 0 | 0 | 0 | 0 | 0 | 0 | 0 | 0 | 0 | 0 | 0 | 0 | 0 | 0 | 0 | 0 | 0 |  | 0
0 | 0 | Assembly |  | 0 | 0 | 0 | 0 | 0 | 0 | 0 | 0 | 0 | 0 | 0 | 0 | 0 | 0 | 0 | 0 | 0 | 0 | 0 | 0 |  | 0
0.25563 | 0.7 | Other |  | 1.3726 | 1.0458 | 1.034 | 1.2091 | 1.1655 | 0.95388 | 1.2134 | 1.058 | 1.0277 | 1.1586 | 1.159 | 1.2668 | 1.3862 | 1.2645 | 1.3732 | 1.342 | 1.3197 | 1.2382 | 1.2213 | 1.2803 |  | 24.0898
|  | Total |  | 21.1906 | 16.1454 | 15.9631 | 18.6658 | 17.9924 | 14.7259 | 18.7329 | 16.3331 | 15.8648 | 17.8868 | 17.8921 | 19.5561 | 21.4 | 19.5209 | 21.2 | 20.7181 | 20.3736 | 19.1152 | 18.854 | 19.7658
NEW UNITS APPLICABLE & ACHIEVABLE BY YEAR FOR BUNDLE |  | KSF | LO20Fast | 3 | 4 | 5 | 6 | 7 | 8 | 9 | 10 | 11 | 12 | 13 | 14 | 15 | 16 | 17 | 18 | 19 | 20 | 21 | 22
Acheivable and 85% Max Per Year |  | Lighting Controls Interior-New | Achievability => | 22.12% | 39.35% | 52.76% | 63.21% | 71.35% | 77.69% | 82.62% | 86.47% | 89.46% | 91.79% | 93.61% | 95.02% | 96.12% | 96.98% | 97.65% | 98.17% | 98.57% | 98.89% | 99.13% | 99.33%
|  | Large Off |  | 0.55187 | 0.74795 | 0.99166 | 1.3892 | 1.5114 | 1.3469 | 1.8223 | 1.6628 | 1.671 | 1.9331 | 1.9719 | 2.1878 | 2.4219 | 2.2289 | 2.4373 | 2.3946 | 2.3645 | 2.2256 | 2.2006 | 2.3115 |  | 36.3727
|  | Medium Off |  | 0.55187 | 0.74795 | 0.99166 | 1.3892 | 1.5114 | 1.3469 | 1.8223 | 1.6628 | 1.671 | 1.9331 | 1.9719 | 2.1878 | 2.4219 | 2.2289 | 2.4373 | 2.3946 | 2.3645 | 2.2256 | 2.2006 | 2.3115 |  | 36.3727
|  | Small Off |  | 0.55187 | 0.74795 | 0.99166 | 1.3892 | 1.5114 | 1.3469 | 1.8223 | 1.6628 | 1.671 | 1.9331 | 1.9719 | 2.1878 | 2.4219 | 2.2289 | 2.4373 | 2.3946 | 2.3645 | 2.2256 | 2.2006 | 2.3115 |  | 36.3727
|  | XLarge Ret |  | 0 | 0 | 0 | 0 | 0 | 0 | 0 | 0 | 0 | 0 | 0 | 0 | 0 | 0 | 0 | 0 | 0 | 0 | 0 | 0 |  | 0
|  | Large Ret |  | 0 | 0 | 0 | 0 | 0 | 0 | 0 | 0 | 0 | 0 | 0 | 0 | 0 | 0 | 0 | 0 | 0 | 0 | 0 | 0 |  | 0
|  | Medium Ret |  | 0 | 0 | 0 | 0 | 0 | 0 | 0 | 0 | 0 | 0 | 0 | 0 | 0 | 0 | 0 | 0 | 0 | 0 | 0 | 0 |  | 0
|  | Small Ret |  | 0 | 0 | 0 | 0 | 0 | 0 | 0 | 0 | 0 | 0 | 0 | 0 | 0 | 0 | 0 | 0 | 0 | 0 | 0 | 0 |  | 0
|  | School K-12 |  | 0.80317 | 1.0885 | 1.4432 | 2.0217 | 2.1997 | 1.9602 | 2.6521 | 2.4199 | 2.4319 | 2.8133 | 2.8698 | 3.1841 | 3.5247 | 3.2439 | 3.5471 | 3.485 | 3.4412 | 3.239 | 3.2026 | 3.364 |  | 52.9349
|  | University |  | 0.51174 | 0.69355 | 0.91954 | 1.2882 | 1.4015 | 1.249 | 1.6898 | 1.5418 | 1.5495 | 1.7925 | 1.8285 | 2.0287 | 2.2457 | 2.0668 | 2.2601 | 2.2205 | 2.1925 | 2.0637 | 2.0406 | 2.1434 |  | 33.7275
|  | Warehouse |  | 0.75564 | 1.0241 | 1.3578 | 1.9021 | 2.0695 | 1.8442 | 2.4951 | 2.2767 | 2.288 | 2.6468 | 2.7 | 2.9957 | 3.3161 | 3.0519 | 3.3372 | 3.2788 | 3.2376 | 3.0473 | 3.0131 | 3.1649 |  | 49.8027
|  | Supermarket |  | 0 | 0 | 0 | 0 | 0 | 0 | 0 | 0 | 0 | 0 | 0 | 0 | 0 | 0 | 0 | 0 | 0 | 0 | 0 | 0 |  | 0
|  | MiniMart |  | 0 | 0 | 0 | 0 | 0 | 0 | 0 | 0 | 0 | 0 | 0 | 0 | 0 | 0 | 0 | 0 | 0 | 0 | 0 | 0 |  | 0
|  | Restaurant |  | 0 | 0 | 0 | 0 | 0 | 0 | 0 | 0 | 0 | 0 | 0 | 0 | 0 | 0 | 0 | 0 | 0 | 0 | 0 | 0 |  | 0
|  | Lodging |  | 0 | 0 | 0 | 0 | 0 | 0 | 0 | 0 | 0 | 0 | 0 | 0 | 0 | 0 | 0 | 0 | 0 | 0 | 0 | 0 |  | 0
|  | Hospital |  | 0 | 0 | 0 | 0 | 0 | 0 | 0 | 0 | 0 | 0 | 0 | 0 | 0 | 0 | 0 | 0 | 0 | 0 | 0 | 0 |  | 0
|  | Residential Care |  | 0 | 0 | 0 | 0 | 0 | 0 | 0 | 0 | 0 | 0 | 0 | 0 | 0 | 0 | 0 | 0 | 0 | 0 | 0 | 0 |  | 0
|  | Assembly |  | 0 | 0 | 0 | 0 | 0 | 0 | 0 | 0 | 0 | 0 | 0 | 0 | 0 | 0 | 0 | 0 | 0 | 0 | 0 | 0 |  | 0
|  | Other |  | 0.25808 | 0.34978 | 0.46375 | 0.64965 | 0.70682 | 0.62988 | 0.85219 | 0.77758 | 0.78144 | 0.90399 | 0.92215 | 1.0231 | 1.1326 | 1.0424 | 1.1398 | 1.1198 | 1.1058 | 1.0408 | 1.0291 | 1.081 |  | 17.0096
|  | Total |  | 3.9843 | 5.3998 | 7.1593 | 10.0292 | 10.9119 | 9.7241 | 13.156 | 12.0043 | 12.0638 | 13.9557 | 14.236 | 15.7951 | 17.4847 | 16.0917 | 17.5962 | 17.2878 | 17.0706 | 16.0674 | 15.8872 | 16.6877
SUPPLY CURVE SAVINGS BY BUNDLE |  |  | New | 2016: MWa
| TRC Net Levelized Cost (Net of All Benefits) in mills/kWh |  | 1000 | 2016 | 2017 | 2018 | 2019 | 2020 | 2021 | 2022 | 2023 | 2024 | 2025 | 2026 | 2027 | 2028 | 2029 | 2030 | 2031 | 2032 | 2033 | 2034 | 2035 | TOTAL MAX
Busbar Savings | lvlcost | segment | measure | FLOOR_2016 | FLOOR_2017 | FLOOR_2018 | FLOOR_2019 | FLOOR_2020 | FLOOR_2021 | FLOOR_2022 | FLOOR_2023 | FLOOR_2024 | FLOOR_2025 | FLOOR_2026 | FLOOR_2027 | FLOOR_2028 | FLOOR_2029 | FLOOR_2030 | FLOOR_2031 | FLOOR_2032 | FLOOR_2033 | FLOOR_2034 | FLOOR_2035 | TOTAL MAX
458.1751 | 82.8045 | Large Off | Lighting Controls Interior-New-Large Off-Unitary | 0.020205 | 0.027384 | 0.036307 | 0.050861 | 0.055337 | 0.049314 | 0.066718 | 0.060877 | 0.061179 | 0.070774 | 0.072195 | 0.080102 | 0.08867 | 0.081606 | 0.089235 | 0.087671 | 0.08657 | 0.081483 | 0.080569 | 0.084628 | 1.3317
406.3771 | 94.5821 | Medium Off | Lighting Controls Interior-New-Medium Off-Unitary | 0.017921 | 0.024288 | 0.032202 | 0.045111 | 0.049081 | 0.043739 | 0.059175 | 0.053995 | 0.054262 | 0.062772 | 0.064033 | 0.071046 | 0.078645 | 0.07238 | 0.079147 | 0.07776 | 0.076783 | 0.072271 | 0.07146 | 0.075061 | 1.1811
396.6989 | 113.4607 | Small Off | Lighting Controls Interior-New-Small Off-Unitary | 0.017494 | 0.02371 | 0.031435 | 0.044037 | 0.047912 | 0.042697 | 0.057766 | 0.052709 | 0.05297 | 0.061277 | 0.062508 | 0.069354 | 0.076772 | 0.070656 | 0.077262 | 0.075908 | 0.074954 | 0.07055 | 0.069758 | 0.073273 | 1.153
0 | 9999 | XLarge Ret | Lighting Controls Interior-New-Xlarge Ret-Unitary | 0 | 0 | 0 | 0 | 0 | 0 | 0 | 0 | 0 | 0 | 0 | 0 | 0 | 0 | 0 | 0 | 0 | 0 | 0 | 0 | 0
0 | 9999 | Large Ret | Lighting Controls Interior-New-Large Ret-Unitary | 0 | 0 | 0 | 0 | 0 | 0 | 0 | 0 | 0 | 0 | 0 | 0 | 0 | 0 | 0 | 0 | 0 | 0 | 0 | 0 | 0
0 | 9999 | Medium Ret | Lighting Controls Interior-New-Medium Ret-Unitary | 0 | 0 | 0 | 0 | 0 | 0 | 0 | 0 | 0 | 0 | 0 | 0 | 0 | 0 | 0 | 0 | 0 | 0 | 0 | 0 | 0
0 | 9999 | Small Ret | Lighting Controls Interior-New-Small Ret-Unitary | 0 | 0 | 0 | 0 | 0 | 0 | 0 | 0 | 0 | 0 | 0 | 0 | 0 | 0 | 0 | 0 | 0 | 0 | 0 | 0 | 0
292.6591 | 161.3802 | School K-12 | Lighting Controls Interior-New-School K-12-Unitary | 0.018783 | 0.025456 | 0.033751 | 0.04728 | 0.051442 | 0.045842 | 0.062021 | 0.056592 | 0.056872 | 0.065791 | 0.067113 | 0.074463 | 0.082428 | 0.075861 | 0.082953 | 0.0815 | 0.080475 | 0.075746 | 0.074897 | 0.078671 | 1.2379
327.372 | 136.5771 | University | Lighting Controls Interior-New-University-Unitary | 0.013387 | 0.018143 | 0.024055 | 0.033698 | 0.036664 | 0.032673 | 0.044204 | 0.040334 | 0.040534 | 0.046891 | 0.047833 | 0.053071 | 0.058748 | 0.054068 | 0.059123 | 0.058087 | 0.057357 | 0.053986 | 0.053381 | 0.05607 | 0.88231
169.6382 | 148.9684 | Warehouse | Lighting Controls Interior-New-Warehouse-Unitary | 0.010243 | 0.013882 | 0.018406 | 0.025784 | 0.028053 | 0.025 | 0.033823 | 0.030862 | 0.031015 | 0.035879 | 0.0366 | 0.040608 | 0.044952 | 0.04137 | 0.045238 | 0.044445 | 0.043887 | 0.041308 | 0.040845 | 0.042903 | 0.6751
0 | 9999 | Supermarket | Lighting Controls Interior-New-Supermarket-Unitary | 0 | 0 | 0 | 0 | 0 | 0 | 0 | 0 | 0 | 0 | 0 | 0 | 0 | 0 | 0 | 0 | 0 | 0 | 0 | 0 | 0
0 | 9999 | MiniMart | Lighting Controls Interior-New-MiniMart-Unitary | 0 | 0 | 0 | 0 | 0 | 0 | 0 | 0 | 0 | 0 | 0 | 0 | 0 | 0 | 0 | 0 | 0 | 0 | 0 | 0 | 0
0 | 9999 | Restaurant | Lighting Controls Interior-New-Restaurant-Unitary | 0 | 0 | 0 | 0 | 0 | 0 | 0 | 0 | 0 | 0 | 0 | 0 | 0 | 0 | 0 | 0 | 0 | 0 | 0 | 0 | 0
0 | 9999 | Lodging | Lighting Controls Interior-New-Lodging-Unitary | 0 | 0 | 0 | 0 | 0 | 0 | 0 | 0 | 0 | 0 | 0 | 0 | 0 | 0 | 0 | 0 | 0 | 0 | 0 | 0 | 0
0 | 9999 | Hospital | Lighting Controls Interior-New-Hospital-Unitary | 0 | 0 | 0 | 0 | 0 | 0 | 0 | 0 | 0 | 0 | 0 | 0 | 0 | 0 | 0 | 0 | 0 | 0 | 0 | 0 | 0
0 | 9999 | Residential Care | Lighting Controls Interior-New-Residential Care-Unitary | 0 | 0 | 0 | 0 | 0 | 0 | 0 | 0 | 0 | 0 | 0 | 0 | 0 | 0 | 0 | 0 | 0 | 0 | 0 | 0 | 0
0 | 9999 | Assembly | Lighting Controls Interior-New-Assembly-Unitary | 0 | 0 | 0 | 0 | 0 | 0 | 0 | 0 | 0 | 0 | 0 | 0 | 0 | 0 | 0 | 0 | 0 | 0 | 0 | 0 | 0
429.5885 | 89.8475 | Other | Lighting Controls Interior-New-Other-Unitary | 0.0088594 | 0.012007 | 0.015919 | 0.022301 | 0.024264 | 0.021623 | 0.029254 | 0.026693 | 0.026825 | 0.031032 | 0.031655 | 0.035122 | 0.038879 | 0.035782 | 0.039127 | 0.038441 | 0.037958 | 0.035728 | 0.035327 | 0.037107 | 0.5839
650.2033 | 93.8854 | Large Off | Lighting Controls Interior-New-Large Off-Integrated | 0.012289 | 0.016655 | 0.022081 | 0.030933 | 0.033656 | 0.029992 | 0.040577 | 0.037025 | 0.037209 | 0.043044 | 0.043908 | 0.048717 | 0.053928 | 0.049632 | 0.054272 | 0.053321 | 0.052651 | 0.049557 | 0.049001 | 0.05147 | 0.80992
554.8824 | 123.1411 | Medium Off | Lighting Controls Interior-New-Medium Off-Integrated | 0.010487 | 0.014213 | 0.018844 | 0.026398 | 0.028722 | 0.025595 | 0.034628 | 0.031597 | 0.031754 | 0.036734 | 0.037471 | 0.041575 | 0.046022 | 0.042356 | 0.046316 | 0.045504 | 0.044932 | 0.042292 | 0.041818 | 0.043925 | 0.69118
515.2077 | 127.0823 | Small Off | Lighting Controls Interior-New-Small Off-Integrated | 0.0097373 | 0.013197 | 0.017497 | 0.024511 | 0.026668 | 0.023765 | 0.032152 | 0.029338 | 0.029483 | 0.034107 | 0.034792 | 0.038602 | 0.042732 | 0.039327 | 0.043004 | 0.042251 | 0.04172 | 0.039268 | 0.038828 | 0.040784 | 0.64176
0 | 9999 | XLarge Ret | Lighting Controls Interior-New-Xlarge Ret-Integrated | 0 | 0 | 0 | 0 | 0 | 0 | 0 | 0 | 0 | 0 | 0 | 0 | 0 | 0 | 0 | 0 | 0 | 0 | 0 | 0 | 0
0 | 9999 | Large Ret | Lighting Controls Interior-New-Large Ret-Integrated | 0 | 0 | 0 | 0 | 0 | 0 | 0 | 0 | 0 | 0 | 0 | 0 | 0 | 0 | 0 | 0 | 0 | 0 | 0 | 0 | 0
0 | 9999 | Medium Ret | Lighting Controls Interior-New-Medium Ret-Integrated | 0 | 0 | 0 | 0 | 0 | 0 | 0 | 0 | 0 | 0 | 0 | 0 | 0 | 0 | 0 | 0 | 0 | 0 | 0 | 0 | 0
0 | 9999 | Small Ret | Lighting Controls Interior-New-Small Ret-Integrated | 0 | 0 | 0 | 0 | 0 | 0 | 0 | 0 | 0 | 0 | 0 | 0 | 0 | 0 | 0 | 0 | 0 | 0 | 0 | 0 | 0
458.4091 | 154.2485 | School K-12 | Lighting Controls Interior-New-School K-12-Integrated | 0.012609 | 0.017089 | 0.022657 | 0.031739 | 0.034533 | 0.030774 | 0.041634 | 0.03799 | 0.038178 | 0.044165 | 0.045052 | 0.049986 | 0.055333 | 0.050925 | 0.055686 | 0.05471 | 0.054023 | 0.050848 | 0.050278 | 0.052811 | 0.83102
339.3432 | 199.6747 | University | Lighting Controls Interior-New-University-Integrated | 0.0059471 | 0.00806 | 0.010686 | 0.01497 | 0.016288 | 0.014515 | 0.019637 | 0.017918 | 0.018007 | 0.020831 | 0.021249 | 0.023577 | 0.026098 | 0.024019 | 0.026265 | 0.025805 | 0.02548 | 0.023983 | 0.023714 | 0.024909 | 0.39196
313.5417 | 138.6537 | Warehouse | Lighting Controls Interior-New-Warehouse-Integrated | 0.0081139 | 0.010997 | 0.01458 | 0.020424 | 0.022222 | 0.019803 | 0.026792 | 0.024447 | 0.024568 | 0.028421 | 0.028992 | 0.032167 | 0.035607 | 0.032771 | 0.035834 | 0.035206 | 0.034764 | 0.032721 | 0.032354 | 0.033984 | 0.53477
0 | 9999 | Supermarket | Lighting Controls Interior-New-Supermarket-Integrated | 0 | 0 | 0 | 0 | 0 | 0 | 0 | 0 | 0 | 0 | 0 | 0 | 0 | 0 | 0 | 0 | 0 | 0 | 0 | 0 | 0
0 | 9999 | MiniMart | Lighting Controls Interior-New-MiniMart-Integrated | 0 | 0 | 0 | 0 | 0 | 0 | 0 | 0 | 0 | 0 | 0 | 0 | 0 | 0 | 0 | 0 | 0 | 0 | 0 | 0 | 0
0 | 9999 | Restaurant | Lighting Controls Interior-New-Restaurant-Integrated | 0 | 0 | 0 | 0 | 0 | 0 | 0 | 0 | 0 | 0 | 0 | 0 | 0 | 0 | 0 | 0 | 0 | 0 | 0 | 0 | 0
0 | 9999 | Lodging | Lighting Controls Interior-New-Lodging-Integrated | 0 | 0 | 0 | 0 | 0 | 0 | 0 | 0 | 0 | 0 | 0 | 0 | 0 | 0 | 0 | 0 | 0 | 0 | 0 | 0 | 0
0 | 9999 | Hospital | Lighting Controls Interior-New-Hospital-Integrated | 0 | 0 | 0 | 0 | 0 | 0 | 0 | 0 | 0 | 0 | 0 | 0 | 0 | 0 | 0 | 0 | 0 | 0 | 0 | 0 | 0
0 | 9999 | Residential Care | Lighting Controls Interior-New-Residential Care-Integrated | 0 | 0 | 0 | 0 | 0 | 0 | 0 | 0 | 0 | 0 | 0 | 0 | 0 | 0 | 0 | 0 | 0 | 0 | 0 | 0 | 0
0 | 9999 | Assembly | Lighting Controls Interior-New-Assembly-Integrated | 0 | 0 | 0 | 0 | 0 | 0 | 0 | 0 | 0 | 0 | 0 | 0 | 0 | 0 | 0 | 0 | 0 | 0 | 0 | 0 | 0
609.6355 | 101.5667 | Other | Lighting Controls Interior-New-Other-Integrated | 0.0053882 | 0.0073026 | 0.0096821 | 0.013563 | 0.014757 | 0.013151 | 0.017792 | 0.016234 | 0.016315 | 0.018873 | 0.019253 | 0.021361 | 0.023646 | 0.021762 | 0.023797 | 0.02338 | 0.023086 | 0.021729 | 0.021486 | 0.022568 | 0.35513
|  |  | Total | 0.17146 | 0.23238 | 0.3081 | 0.43161 | 0.4696 | 0.41848 | 0.56617 | 0.51661 | 0.51917 | 0.60059 | 0.61265 | 0.67975 | 0.75246 | 0.69251 | 0.75726 | 0.74399 | 0.73464 | 0.69147 | 0.68371 | 0.71816
RECOMBINE MEASURE BUNDLES INTO SUPPLY CURVE CUMULATIVE
|  |  |  | 2016 | 2017 | 2018 | 2019 | 2020 | 2021 | 2022 | 2023 | 2024 | 2025 | 2026 | 2027 | 2028 | 2029 | 2030 | 2031 | 2032 | 2033 | 2034 | 2035
| lvlcost | lvlcost |  | FLOOR_2016 | FLOOR_2017 | FLOOR_2018 | FLOOR_2019 | FLOOR_2020 | FLOOR_2021 | FLOOR_2022 | FLOOR_2023 | FLOOR_2024 | FLOOR_2025 | FLOOR_2026 | FLOOR_2027 | FLOOR_2028 | FLOOR_2029 | FLOOR_2030 | FLOOR_2031 | FLOOR_2032 | FLOOR_2033 | FLOOR_2034 | FLOOR_2035 | TOTAL MAX
Block 1: <= 0 mills/kWh | >=-9999 | <=0 |  | 0 | 0 | 0 | 0 | 0 | 0 | 0 | 0 | 0 | 0 | 0 | 0 | 0 | 0 | 0 | 0 | 0 | 0 | 0 | 0 | 0
Block 2: <= 10 mills/kWh | >0 | <=10 |  | 0 | 0 | 0 | 0 | 0 | 0 | 0 | 0 | 0 | 0 | 0 | 0 | 0 | 0 | 0 | 0 | 0 | 0 | 0 | 0 | 0
Block 3: 10-20 mills/kWh | >10 | <=20 |  | 0 | 0 | 0 | 0 | 0 | 0 | 0 | 0 | 0 | 0 | 0 | 0 | 0 | 0 | 0 | 0 | 0 | 0 | 0 | 0 | 0
Block 4: 20-30 mills/kWh | >20 | <=30 |  | 0 | 0 | 0 | 0 | 0 | 0 | 0 | 0 | 0 | 0 | 0 | 0 | 0 | 0 | 0 | 0 | 0 | 0 | 0 | 0 | 0
Block 5: 30-40 mills/kWh | >30 | <=40 |  | 0 | 0 | 0 | 0 | 0 | 0 | 0 | 0 | 0 | 0 | 0 | 0 | 0 | 0 | 0 | 0 | 0 | 0 | 0 | 0 | 0
Block 6: 40-50 mills/kWh | >40 | <=50 |  | 0 | 0 | 0 | 0 | 0 | 0 | 0 | 0 | 0 | 0 | 0 | 0 | 0 | 0 | 0 | 0 | 0 | 0 | 0 | 0 | 0
Block 7: 50-60 mills/kWh | >50 | <=60 |  | 0 | 0 | 0 | 0 | 0 | 0 | 0 | 0 | 0 | 0 | 0 | 0 | 0 | 0 | 0 | 0 | 0 | 0 | 0 | 0 | 0
Block 8: 60-70 mills/kWh | >60 | <=70 |  | 0 | 0 | 0 | 0 | 0 | 0 | 0 | 0 | 0 | 0 | 0 | 0 | 0 | 0 | 0 | 0 | 0 | 0 | 0 | 0 | 0
Block 9: 70-80 mills/kWh | >70 | <=80 |  | 0 | 0 | 0 | 0 | 0 | 0 | 0 | 0 | 0 | 0 | 0 | 0 | 0 | 0 | 0 | 0 | 0 | 0 | 0 | 0 | 0
Block 10: 80-90 mills/kWh | >80 | <=90 |  | 0.029065 | 0.039391 | 0.052226 | 0.073162 | 0.079601 | 0.070936 | 0.095971 | 0.08757 | 0.088004 | 0.10181 | 0.10385 | 0.11522 | 0.12755 | 0.11739 | 0.12836 | 0.12611 | 0.12453 | 0.11721 | 0.1159 | 0.12174 | 1.9156
Block 11: 90-100 mills/kWh | >90 | <=100 |  | 0.059274 | 0.080334 | 0.10651 | 0.14921 | 0.16234 | 0.14467 | 0.19572 | 0.17859 | 0.17948 | 0.20762 | 0.21179 | 0.23499 | 0.26012 | 0.2394 | 0.26178 | 0.25719 | 0.25396 | 0.23904 | 0.23636 | 0.24827 | 3.9066
Block 12: 100-110 mills/kWh | >100 | <=110 |  | 0.064663 | 0.087636 | 0.11619 | 0.16277 | 0.17709 | 0.15782 | 0.21352 | 0.19482 | 0.19579 | 0.2265 | 0.23104 | 0.25635 | 0.28377 | 0.26116 | 0.28558 | 0.28057 | 0.27705 | 0.26077 | 0.25784 | 0.27083 | 4.2618
Block 13: 110-120 mills/kWh | >110 | <=120 |  | 0.082157 | 0.11135 | 0.14763 | 0.20681 | 0.22501 | 0.20051 | 0.27128 | 0.24753 | 0.24876 | 0.28777 | 0.29355 | 0.3257 | 0.36054 | 0.33182 | 0.36284 | 0.35648 | 0.352 | 0.33132 | 0.3276 | 0.34411 | 5.4148
Block 14: 120-130 mills/kWh | >120 | <=130 |  | 0.10238 | 0.13876 | 0.18397 | 0.25772 | 0.2804 | 0.24987 | 0.33806 | 0.30847 | 0.31 | 0.35861 | 0.36582 | 0.40588 | 0.44929 | 0.4135 | 0.45216 | 0.44424 | 0.43865 | 0.41288 | 0.40825 | 0.42882 | 6.7477
Block 15: 130-140 mills/kWh | >130 | <=140 |  | 0.12388 | 0.1679 | 0.2226 | 0.31184 | 0.33928 | 0.30235 | 0.40906 | 0.37325 | 0.3751 | 0.43393 | 0.44264 | 0.49112 | 0.54365 | 0.50034 | 0.54712 | 0.53753 | 0.53077 | 0.49958 | 0.49398 | 0.51887 | 8.1648
Block 16: 140-150 mills/kWh | >140 | <=150 |  | 0.13413 | 0.18178 | 0.24101 | 0.33762 | 0.36734 | 0.32735 | 0.44288 | 0.40411 | 0.40611 | 0.4698 | 0.47924 | 0.53172 | 0.5886 | 0.54171 | 0.59236 | 0.58197 | 0.57466 | 0.54089 | 0.53482 | 0.56177 | 8.8399
Block 17: 150-160 mills/kWh | >150 | <=160 |  | 0.14673 | 0.19887 | 0.26367 | 0.36936 | 0.40187 | 0.35812 | 0.48451 | 0.4421 | 0.44429 | 0.51397 | 0.52429 | 0.58171 | 0.64394 | 0.59263 | 0.64804 | 0.63669 | 0.62868 | 0.59174 | 0.5851 | 0.61458 | 9.6709
Block 18: 160-170 mills/kWh | >160 | <=170 |  | 0.16552 | 0.22432 | 0.29742 | 0.41664 | 0.45331 | 0.40397 | 0.54654 | 0.49869 | 0.50116 | 0.57976 | 0.59141 | 0.65617 | 0.72636 | 0.6685 | 0.731 | 0.71818 | 0.70916 | 0.66749 | 0.66 | 0.69325 | 10.9088
Block 19: 170-180 mills/kWh | >170 | <=180 |  | 0.16552 | 0.22432 | 0.29742 | 0.41664 | 0.45331 | 0.40397 | 0.54654 | 0.49869 | 0.50116 | 0.57976 | 0.59141 | 0.65617 | 0.72636 | 0.6685 | 0.731 | 0.71818 | 0.70916 | 0.66749 | 0.66 | 0.69325 | 10.9088
Block 20: 180-190 mills/kWh | >180 | <=190 |  | 0.16552 | 0.22432 | 0.29742 | 0.41664 | 0.45331 | 0.40397 | 0.54654 | 0.49869 | 0.50116 | 0.57976 | 0.59141 | 0.65617 | 0.72636 | 0.6685 | 0.731 | 0.71818 | 0.70916 | 0.66749 | 0.66 | 0.69325 | 10.9088
Block 21: 190-200 mills/kWh | >190 | <=200 |  | 0.17146 | 0.23238 | 0.3081 | 0.43161 | 0.4696 | 0.41848 | 0.56617 | 0.51661 | 0.51917 | 0.60059 | 0.61265 | 0.67975 | 0.75246 | 0.69251 | 0.75726 | 0.74399 | 0.73464 | 0.69147 | 0.68371 | 0.71816 | 11.3008
Block 22: 200-210 mills/kWh | >200 | <=210 |  | 0.17146 | 0.23238 | 0.3081 | 0.43161 | 0.4696 | 0.41848 | 0.56617 | 0.51661 | 0.51917 | 0.60059 | 0.61265 | 0.67975 | 0.75246 | 0.69251 | 0.75726 | 0.74399 | 0.73464 | 0.69147 | 0.68371 | 0.71816 | 11.3008
Block 23: 210-220 mills/kWh | >210 | <=220 |  | 0.17146 | 0.23238 | 0.3081 | 0.43161 | 0.4696 | 0.41848 | 0.56617 | 0.51661 | 0.51917 | 0.60059 | 0.61265 | 0.67975 | 0.75246 | 0.69251 | 0.75726 | 0.74399 | 0.73464 | 0.69147 | 0.68371 | 0.71816 | 11.3008
Block 24: 220-230 mills/kWh | >220 | <=230 |  | 0.17146 | 0.23238 | 0.3081 | 0.43161 | 0.4696 | 0.41848 | 0.56617 | 0.51661 | 0.51917 | 0.60059 | 0.61265 | 0.67975 | 0.75246 | 0.69251 | 0.75726 | 0.74399 | 0.73464 | 0.69147 | 0.68371 | 0.71816 | 11.3008
Block 25: 230-240 mills/kWh | >230 | <=240 |  | 0.17146 | 0.23238 | 0.3081 | 0.43161 | 0.4696 | 0.41848 | 0.56617 | 0.51661 | 0.51917 | 0.60059 | 0.61265 | 0.67975 | 0.75246 | 0.69251 | 0.75726 | 0.74399 | 0.73464 | 0.69147 | 0.68371 | 0.71816 | 11.3008
Block 26: 240-250 mills/kWh | >240 | <=250 |  | 0.17146 | 0.23238 | 0.3081 | 0.43161 | 0.4696 | 0.41848 | 0.56617 | 0.51661 | 0.51917 | 0.60059 | 0.61265 | 0.67975 | 0.75246 | 0.69251 | 0.75726 | 0.74399 | 0.73464 | 0.69147 | 0.68371 | 0.71816 | 11.3008
Block 27: 250-260 mills/kWh | >250 | <=260 |  | 0.17146 | 0.23238 | 0.3081 | 0.43161 | 0.4696 | 0.41848 | 0.56617 | 0.51661 | 0.51917 | 0.60059 | 0.61265 | 0.67975 | 0.75246 | 0.69251 | 0.75726 | 0.74399 | 0.73464 | 0.69147 | 0.68371 | 0.71816 | 11.3008
Block 28: 260-270 mills/kWh | >260 | <=270 |  | 0.17146 | 0.23238 | 0.3081 | 0.43161 | 0.4696 | 0.41848 | 0.56617 | 0.51661 | 0.51917 | 0.60059 | 0.61265 | 0.67975 | 0.75246 | 0.69251 | 0.75726 | 0.74399 | 0.73464 | 0.69147 | 0.68371 | 0.71816 | 11.3008
Block 29: 270-280 mills/kWh | >270 | <=280 |  | 0.17146 | 0.23238 | 0.3081 | 0.43161 | 0.4696 | 0.41848 | 0.56617 | 0.51661 | 0.51917 | 0.60059 | 0.61265 | 0.67975 | 0.75246 | 0.69251 | 0.75726 | 0.74399 | 0.73464 | 0.69147 | 0.68371 | 0.71816 | 11.3008
Block 30: 280-290 mills/kWh | >280 | <=290 |  | 0.17146 | 0.23238 | 0.3081 | 0.43161 | 0.4696 | 0.41848 | 0.56617 | 0.51661 | 0.51917 | 0.60059 | 0.61265 | 0.67975 | 0.75246 | 0.69251 | 0.75726 | 0.74399 | 0.73464 | 0.69147 | 0.68371 | 0.71816 | 11.3008
Block 31: 290-300 mills/kWh | >290 | <=300 |  | 0.17146 | 0.23238 | 0.3081 | 0.43161 | 0.4696 | 0.41848 | 0.56617 | 0.51661 | 0.51917 | 0.60059 | 0.61265 | 0.67975 | 0.75246 | 0.69251 | 0.75726 | 0.74399 | 0.73464 | 0.69147 | 0.68371 | 0.71816 | 11.3008
Block 32: >300 mills/kWh | >300 | <=999 |  | 0.17146 | 0.23238 | 0.3081 | 0.43161 | 0.4696 | 0.41848 | 0.56617 | 0.51661 | 0.51917 | 0.60059 | 0.61265 | 0.67975 | 0.75246 | 0.69251 | 0.75726 | 0.74399 | 0.73464 | 0.69147 | 0.68371 | 0.71816 | 11.3008
RECOMBINE MEASURE BUNDLES INTO SUPPLY CURVE INREMENETAL
|  | SC_New |  | 2016 | 2017 | 2018 | 2019 | 2020 | 2021 | 2022 | 2023 | 2024 | 2025 | 2026 | 2027 | 2028 | 2029 | 2030 | 2031 | 2032 | 2033 | 2034 | 2035
|  | Assembly |  | FLOOR_2016 | FLOOR_2017 | FLOOR_2018 | FLOOR_2019 | FLOOR_2020 | FLOOR_2021 | FLOOR_2022 | FLOOR_2023 | FLOOR_2024 | FLOOR_2025 | FLOOR_2026 | FLOOR_2027 | FLOOR_2028 | FLOOR_2029 | FLOOR_2030 | FLOOR_2031 | FLOOR_2032 | FLOOR_2033 | FLOOR_2034 | FLOOR_2035 | TOTAL MAX
|  | Block 1: <= 0 mills/kWh |  | 0 | 0 | 0 | 0 | 0 | 0 | 0 | 0 | 0 | 0 | 0 | 0 | 0 | 0 | 0 | 0 | 0 | 0 | 0 | 0 | 0
|  | Block 2: <= 10 mills/kWh |  | 0 | 0 | 0 | 0 | 0 | 0 | 0 | 0 | 0 | 0 | 0 | 0 | 0 | 0 | 0 | 0 | 0 | 0 | 0 | 0 | 0
|  | Block 3: 10-20 mills/kWh |  | 0 | 0 | 0 | 0 | 0 | 0 | 0 | 0 | 0 | 0 | 0 | 0 | 0 | 0 | 0 | 0 | 0 | 0 | 0 | 0 | 0
|  | Block 4: 20-30 mills/kWh |  | 0 | 0 | 0 | 0 | 0 | 0 | 0 | 0 | 0 | 0 | 0 | 0 | 0 | 0 | 0 | 0 | 0 | 0 | 0 | 0 | 0
|  | Block 5: 30-40 mills/kWh |  | 0 | 0 | 0 | 0 | 0 | 0 | 0 | 0 | 0 | 0 | 0 | 0 | 0 | 0 | 0 | 0 | 0 | 0 | 0 | 0 | 0
|  | Block 6: 40-50 mills/kWh |  | 0 | 0 | 0 | 0 | 0 | 0 | 0 | 0 | 0 | 0 | 0 | 0 | 0 | 0 | 0 | 0 | 0 | 0 | 0 | 0 | 0
|  | Block 7: 50-60 mills/kWh |  | 0 | 0 | 0 | 0 | 0 | 0 | 0 | 0 | 0 | 0 | 0 | 0 | 0 | 0 | 0 | 0 | 0 | 0 | 0 | 0 | 0
|  | Block 8: 60-70 mills/kWh |  | 0 | 0 | 0 | 0 | 0 | 0 | 0 | 0 | 0 | 0 | 0 | 0 | 0 | 0 | 0 | 0 | 0 | 0 | 0 | 0 | 0
|  | Block 9: 70-80 mills/kWh |  | 0 | 0 | 0 | 0 | 0 | 0 | 0 | 0 | 0 | 0 | 0 | 0 | 0 | 0 | 0 | 0 | 0 | 0 | 0 | 0 | 0
|  | Block 10: 80-90 mills/kWh |  | 0.029065 | 0.039391 | 0.052226 | 0.073162 | 0.079601 | 0.070936 | 0.095971 | 0.08757 | 0.088004 | 0.10181 | 0.10385 | 0.11522 | 0.12755 | 0.11739 | 0.12836 | 0.12611 | 0.12453 | 0.11721 | 0.1159 | 0.12174 | 1.9156
|  | Block 11: 90-100 mills/kWh |  | 0.03021 | 0.040943 | 0.054284 | 0.076044 | 0.082737 | 0.073731 | 0.099752 | 0.09102 | 0.091471 | 0.10582 | 0.10794 | 0.11976 | 0.13257 | 0.12201 | 0.13342 | 0.13108 | 0.12943 | 0.12183 | 0.12046 | 0.12653 | 1.9911
|  | Block 12: 100-110 mills/kWh |  | 0.0053882 | 0.0073026 | 0.0096821 | 0.013563 | 0.014757 | 0.013151 | 0.017792 | 0.016234 | 0.016315 | 0.018873 | 0.019253 | 0.021361 | 0.023646 | 0.021762 | 0.023797 | 0.02338 | 0.023086 | 0.021729 | 0.021486 | 0.022568 | 0.35513
|  | Block 13: 110-120 mills/kWh |  | 0.017494 | 0.02371 | 0.031435 | 0.044037 | 0.047912 | 0.042697 | 0.057766 | 0.052709 | 0.05297 | 0.061277 | 0.062508 | 0.069354 | 0.076772 | 0.070656 | 0.077262 | 0.075908 | 0.074954 | 0.07055 | 0.069758 | 0.073273 | 1.153
|  | Block 14: 120-130 mills/kWh |  | 0.020224 | 0.02741 | 0.036341 | 0.050909 | 0.05539 | 0.04936 | 0.066781 | 0.060935 | 0.061237 | 0.070841 | 0.072263 | 0.080178 | 0.088754 | 0.081683 | 0.08932 | 0.087755 | 0.086652 | 0.08156 | 0.080645 | 0.084708 | 1.3329
|  | Block 15: 130-140 mills/kWh |  | 0.021501 | 0.02914 | 0.038635 | 0.054122 | 0.058886 | 0.052476 | 0.070996 | 0.064781 | 0.065102 | 0.075312 | 0.076824 | 0.085238 | 0.094356 | 0.086838 | 0.094957 | 0.093293 | 0.092121 | 0.086708 | 0.085735 | 0.090055 | 1.4171
|  | Block 16: 140-150 mills/kWh |  | 0.010243 | 0.013882 | 0.018406 | 0.025784 | 0.028053 | 0.025 | 0.033823 | 0.030862 | 0.031015 | 0.035879 | 0.0366 | 0.040608 | 0.044952 | 0.04137 | 0.045238 | 0.044445 | 0.043887 | 0.041308 | 0.040845 | 0.042903 | 0.6751
|  | Block 17: 150-160 mills/kWh |  | 0.012609 | 0.017089 | 0.022657 | 0.031739 | 0.034533 | 0.030774 | 0.041634 | 0.03799 | 0.038178 | 0.044165 | 0.045052 | 0.049986 | 0.055333 | 0.050925 | 0.055686 | 0.05471 | 0.054023 | 0.050848 | 0.050278 | 0.052811 | 0.83102
|  | Block 18: 160-170 mills/kWh |  | 0.018783 | 0.025456 | 0.033751 | 0.04728 | 0.051442 | 0.045842 | 0.062021 | 0.056592 | 0.056872 | 0.065791 | 0.067113 | 0.074463 | 0.082428 | 0.075861 | 0.082953 | 0.0815 | 0.080475 | 0.075746 | 0.074897 | 0.078671 | 1.2379
|  | Block 19: 170-180 mills/kWh |  | 0 | 0 | 0 | 0 | 0 | 0 | 0 | 0 | 0 | 0 | 0 | 0 | 0 | 0 | 0 | 0 | 0 | 0 | 0 | 0 | 0
|  | Block 20: 180-190 mills/kWh |  | 0 | 0 | 0 | 0 | 0 | 0 | 0 | 0 | 0 | 0 | 0 | 0 | 0 | 0 | 0 | 0 | 0 | 0 | 0 | 0 | 0
|  | Block 21: 190-200 mills/kWh |  | 0.0059471 | 0.00806 | 0.010686 | 0.01497 | 0.016288 | 0.014515 | 0.019637 | 0.017918 | 0.018007 | 0.020831 | 0.021249 | 0.023577 | 0.026098 | 0.024019 | 0.026265 | 0.025805 | 0.02548 | 0.023983 | 0.023714 | 0.024909 | 0.39196
|  | Block 22: 200-210 mills/kWh |  | 0 | 0 | 0 | 0 | 0 | 0 | 0 | 0 | 0 | 0 | 0 | 0 | 0 | 0 | 0 | 0 | 0 | 0 | 0 | 0 | 0
|  | Block 23: 210-220 mills/kWh |  | 0 | 0 | 0 | 0 | 0 | 0 | 0 | 0 | 0 | 0 | 0 | 0 | 0 | 0 | 0 | 0 | 0 | 0 | 0 | 0 | 0
|  | Block 24: 220-230 mills/kWh |  | 0 | 0 | 0 | 0 | 0 | 0 | 0 | 0 | 0 | 0 | 0 | 0 | 0 | 0 | 0 | 0 | 0 | 0 | 0 | 0 | 0
|  | Block 25: 230-240 mills/kWh |  | 0 | 0 | 0 | 0 | 0 | 0 | 0 | 0 | 0 | 0 | 0 | 0 | 0 | 0 | 0 | 0 | 0 | 0 | 0 | 0 | 0
|  | Block 26: 240-250 mills/kWh |  | 0 | 0 | 0 | 0 | 0 | 0 | 0 | 0 | 0 | 0 | 0 | 0 | 0 | 0 | 0 | 0 | 0 | 0 | 0 | 0 | 0
|  | Block 27: 250-260 mills/kWh |  | 0 | 0 | 0 | 0 | 0 | 0 | 0 | 0 | 0 | 0 | 0 | 0 | 0 | 0 | 0 | 0 | 0 | 0 | 0 | 0 | 0
|  | Block 28: 260-270 mills/kWh |  | 0 | 0 | 0 | 0 | 0 | 0 | 0 | 0 | 0 | 0 | 0 | 0 | 0 | 0 | 0 | 0 | 0 | 0 | 0 | 0 | 0
|  | Block 29: 270-280 mills/kWh |  | 0 | 0 | 0 | 0 | 0 | 0 | 0 | 0 | 0 | 0 | 0 | 0 | 0 | 0 | 0 | 0 | 0 | 0 | 0 | 0 | 0
|  | Block 30: 280-290 mills/kWh |  | 0 | 0 | 0 | 0 | 0 | 0 | 0 | 0 | 0 | 0 | 0 | 0 | 0 | 0 | 0 | 0 | 0 | 0 | 0 | 0 | 0
|  | Block 31: 290-300 mills/kWh |  | 0 | 0 | 0 | 0 | 0 | 0 | 0 | 0 | 0 | 0 | 0 | 0 | 0 | 0 | 0 | 0 | 0 | 0 | 0 | 0 | 0
|  | Block 32: >300 mills/kWh |  | 0 | 0 | 0 | 0 | 0 | 0 | 0 | 0 | 0 | 0 | 0 | 0 | 0 | 0 | 0 | 0 | 0 | 0 | 0 | 0 | 0
|  | Total per Year |  | 0.17146 | 0.23238 | 0.3081 | 0.43161 | 0.4696 | 0.41848 | 0.56617 | 0.51661 | 0.51917 | 0.60059 | 0.61265 | 0.67975 | 0.75246 | 0.69251 | 0.75726 | 0.74399 | 0.73464 | 0.69147 | 0.68371 | 0.71816
|  | Total Cumulative |  | 0.17146 | 0.40385 | 0.71195 | 1.1436 | 1.6132 | 2.0316 | 2.5978 | 3.1144 | 3.6336 | 4.2342 | 4.8468 | 5.5266 | 6.2791 | 6.9716 | 7.7288 | 8.4728 | 9.2075 | 9.8989 | 10.5826 | 11.3008 | 11.3008
# UNITS RESIDUAL & AVAILABLE TO NR/RETROFIT POOL
Life Offset | #N/A | Residual from Ramp Rate |  | 2016 | 2017 | 2018 | 2019 | 2020 | 2021 | 2022 | 2023 | 2024 | 2025 | 2026 | 2027 | 2028 | 2029 | 2030 | 2031 | 2032 | 2033 | 2034 | 2035
|  | Large Off |  | 2.3833 | 1.4884 | 1.2195 | 1.1963 | 0.98075 | 0.69282 | 0.77248 | 0.59961 | 0.5265 | 0.5445 | 0.50641 | 0.52095 | 0.54232 | 0.47499 | 0.49917 | 0.47514 | 0.45752 | 0.42216 | 0.41093 | 0.42635 |  | 15.1401
|  | Medium Off |  | 2.3833 | 1.4884 | 1.2195 | 1.1963 | 0.98075 | 0.69282 | 0.77248 | 0.59961 | 0.5265 | 0.5445 | 0.50641 | 0.52095 | 0.54232 | 0.47499 | 0.49917 | 0.47514 | 0.45752 | 0.42216 | 0.41093 | 0.42635 |  | 0
|  | Small Off |  | 2.3833 | 1.4884 | 1.2195 | 1.1963 | 0.98075 | 0.69282 | 0.77248 | 0.59961 | 0.5265 | 0.5445 | 0.50641 | 0.52095 | 0.54232 | 0.47499 | 0.49917 | 0.47514 | 0.45752 | 0.42216 | 0.41093 | 0.42635 |  | 0
|  | XLarge Ret |  | 0 | 0 | 0 | 0 | 0 | 0 | 0 | 0 | 0 | 0 | 0 | 0 | 0 | 0 | 0 | 0 | 0 | 0 | 0 | 0 |  | 0
|  | Large Ret |  | 0 | 0 | 0 | 0 | 0 | 0 | 0 | 0 | 0 | 0 | 0 | 0 | 0 | 0 | 0 | 0 | 0 | 0 | 0 | 0 |  | 0
|  | Medium Ret |  | 0 | 0 | 0 | 0 | 0 | 0 | 0 | 0 | 0 | 0 | 0 | 0 | 0 | 0 | 0 | 0 | 0 | 0 | 0 | 0 |  | 22.0341
|  | Small Ret |  | 0 | 0 | 0 | 0 | 0 | 0 | 0 | 0 | 0 | 0 | 0 | 0 | 0 | 0 | 0 | 0 | 0 | 0 | 0 | 0 |  | 14.039
|  | School K-12 |  | 3.4686 | 2.1662 | 1.7747 | 1.741 | 1.4273 | 1.0083 | 1.1242 | 0.87263 | 0.76624 | 0.79244 | 0.73701 | 0.75817 | 0.78927 | 0.69128 | 0.72647 | 0.69149 | 0.66585 | 0.61439 | 0.59805 | 0.62049 |  | 20.7303
|  | University |  | 2.21 | 1.3802 | 1.1308 | 1.1093 | 0.90943 | 0.64243 | 0.7163 | 0.556 | 0.48821 | 0.5049 | 0.46958 | 0.48307 | 0.50288 | 0.44045 | 0.46287 | 0.44058 | 0.42425 | 0.39146 | 0.38105 | 0.39535
|  | Warehouse |  | 3.2633 | 2.038 | 1.6697 | 1.638 | 1.3429 | 0.94863 | 1.0577 | 0.821 | 0.7209 | 0.74555 | 0.6934 | 0.7133 | 0.74257 | 0.65037 | 0.68348 | 0.65057 | 0.62645 | 0.57803 | 0.56267 | 0.58378
|  | Supermarket |  | 0 | 0 | 0 | 0 | 0 | 0 | 0 | 0 | 0 | 0 | 0 | 0 | 0 | 0 | 0 | 0 | 0 | 0 | 0 | 0
|  | MiniMart |  | 0 | 0 | 0 | 0 | 0 | 0 | 0 | 0 | 0 | 0 | 0 | 0 | 0 | 0 | 0 | 0 | 0 | 0 | 0 | 0
|  | Restaurant |  | 0 | 0 | 0 | 0 | 0 | 0 | 0 | 0 | 0 | 0 | 0 | 0 | 0 | 0 | 0 | 0 | 0 | 0 | 0 | 0
|  | Lodging |  | 0 | 0 | 0 | 0 | 0 | 0 | 0 | 0 | 0 | 0 | 0 | 0 | 0 | 0 | 0 | 0 | 0 | 0 | 0 | 0
|  | Hospital |  | 0 | 0 | 0 | 0 | 0 | 0 | 0 | 0 | 0 | 0 | 0 | 0 | 0 | 0 | 0 | 0 | 0 | 0 | 0 | 0
|  | Residential Care |  | 0 | 0 | 0 | 0 | 0 | 0 | 0 | 0 | 0 | 0 | 0 | 0 | 0 | 0 | 0 | 0 | 0 | 0 | 0 | 0
|  | Assembly |  | 0 | 0 | 0 | 0 | 0 | 0 | 0 | 0 | 0 | 0 | 0 | 0 | 0 | 0 | 0 | 0 | 0 | 0 | 0 | 0
|  | Other |  | 1.1146 | 0.69605 | 0.57027 | 0.55944 | 0.45865 | 0.324 | 0.36125 | 0.2804 | 0.24622 | 0.25463 | 0.23682 | 0.24362 | 0.25362 | 0.22213 | 0.23344 | 0.2222 | 0.21396 | 0.19742 | 0.19217 | 0.19938
|  | Total |  | 17.2064 | 10.7456 | 8.8038 | 8.6366 | 7.0805 | 5.0018 | 5.5769 | 4.3289 | 3.801 | 3.931 | 3.656 | 3.761 | 3.9153 | 3.4292 | 3.6038 | 3.4303 | 3.3031 | 3.0478 | 2.9667 | 3.0781
|  | Max Annual Carryover to SC-NR |  | 2.3833 | 1.4884 | 1.2195 | 1.1963 | 0.98075 | 0.69282 | 0.77248 | 0.59961 | 0.5265 | 0.5445 | 0.50641 | 0.52095 | 0.54232 | 0.47499 | 0.49917 | 0.47514 | 0.45752 | 0.42216 | 0.41093 | 0.42635
CHECK
Residual
Achiev plus Residual
Diff between ACH plus Resid and Total
|  | 85% per year check |  | 0 | 0 | 0 | 0 | 0 | 0 | 0 | 0 | 0 | 0 | 0 | 0 | 0 | 0 | 0 | 0 | 0 | 0 | 0 | 0

## SC-NR
Units Methodology | Annual turnover of fixtures due to, age, remodel, or ballast replacement. Lower cost controls opportuntity at turnover. Savings are kWh per 1000SF.
Forecast Version
='[7P Forecasts D1.xlsx]Pop Forecast (Base Case)'!$A$1
| Vintage | NR | Existing
End-Use: | Measure Bundle | Lighting Controls Interior-NR | Region |  | NEED TO INTEGRATE THE DROPDOWN/STATE SELECTION OPTION YET
Lighting | Report Year | 2035
| Total Potential (aMW) | 27.5119 |  | 1 | 2 | 3 | 4 | 5 | 6 | 7 | 8 | 9 | 10 | 11 | 12 | 13 | 14 | 15 | 16 | 17 | 18 | 19 | 20
|  |  |  | 2016 | 2017 | 2018 | 2019 | 2020 | 2021 | 2022 | 2023 | 2024 | 2025 | 2026 | 2027 | 2028 | 2029 | 2030 | 2031 | 2032 | 2033 | 2034 | 2035 | TOTAL MAX | TOTAL
|  |  |  | FLOOR_2016 | FLOOR_2017 | FLOOR_2018 | FLOOR_2019 | FLOOR_2020 | FLOOR_2021 | FLOOR_2022 | FLOOR_2023 | FLOOR_2024 | FLOOR_2025 | FLOOR_2026 | FLOOR_2027 | FLOOR_2028 | FLOOR_2029 | FLOOR_2030 | FLOOR_2031 | FLOOR_2032 | FLOOR_2033 | FLOOR_2034 | FLOOR_2035 | 85% | TOTAL
| REG_Office |  | Large Off | 375.5486 | 374.422 | 373.2987 | 372.1788 | 371.0623 | 369.9491 | 368.8392 | 367.7327 | 366.6295 | 365.5296 | 364.433 | 363.3397 | 362.2497 | 361.163 | 360.0795 | 358.9992 | 357.9222 | 356.8485 | 355.7779 | 354.7106 |  | 354.7106
| REG_Office |  | Medium Off | 188.4754 | 187.91 | 187.3463 | 186.7842 | 186.2239 | 185.6652 | 185.1082 | 184.5529 | 183.9992 | 183.4472 | 182.8969 | 182.3482 | 181.8012 | 181.2558 | 180.712 | 180.1699 | 179.6294 | 179.0905 | 178.5532 | 178.0175 |  | 178.0175
| REG_Office |  | Small Off | 181.914 | 181.3683 | 180.8242 | 180.2817 | 179.7408 | 179.2016 | 178.664 | 178.128 | 177.5936 | 177.0609 | 176.5297 | 176.0001 | 175.4721 | 174.9457 | 174.4208 | 173.8976 | 173.3759 | 172.8558 | 172.3372 | 171.8202 |  | 171.8202
| REG_Retail |  | XLarge Ret | 136.7114 | 136.0826 | 135.4566 | 134.8335 | 134.2133 | 133.5959 | 132.9813 | 132.3696 | 131.7607 | 131.1546 | 130.5513 | 129.9508 | 129.353 | 128.758 | 128.1657 | 127.5761 | 126.9893 | 126.4051 | 125.8237 | 125.2449 |  | 125.2449
| REG_Retail |  | Large Ret | 206.459 | 205.5092 | 204.5639 | 203.6229 | 202.6862 | 201.7539 | 200.8258 | 199.902 | 198.9825 | 198.0671 | 197.156 | 196.2491 | 195.3464 | 194.4478 | 193.5533 | 192.663 | 191.7767 | 190.8946 | 190.0164 | 189.1424 |  | 189.1424
| REG_Retail |  | Medium Ret | 95.9853 | 95.5437 | 95.1042 | 94.6667 | 94.2313 | 93.7978 | 93.3663 | 92.9369 | 92.5093 | 92.0838 | 91.6602 | 91.2386 | 90.8189 | 90.4011 | 89.9853 | 89.5713 | 89.1593 | 88.7492 | 88.3409 | 87.9346 |  | 87.9346
| REG_Retail |  | Small Ret | 108.1866 | 107.6889 | 107.1936 | 106.7005 | 106.2097 | 105.7211 | 105.2348 | 104.7507 | 104.2688 | 103.7892 | 103.3118 | 102.8365 | 102.3635 | 101.8926 | 101.4239 | 100.9574 | 100.493 | 100.0307 | 99.5706 | 99.1125 |  | 99.1125
| REG_K-12 |  | School K-12 | 239.363 | 238.3816 | 237.4042 | 236.4309 | 235.4615 | 234.4961 | 233.5347 | 232.5772 | 231.6236 | 230.674 | 229.7282 | 228.7863 | 227.8483 | 226.9141 | 225.9838 | 225.0572 | 224.1345 | 223.2156 | 222.3004 | 221.3889 |  | 221.3889
| REG_University |  | University | 121.2241 | 120.7271 | 120.2321 | 119.7391 | 119.2482 | 118.7593 | 118.2724 | 117.7874 | 117.3045 | 116.8236 | 116.3446 | 115.8676 | 115.3925 | 114.9194 | 114.4482 | 113.979 | 113.5117 | 113.0463 | 112.5828 | 112.1212 |  | 112.1212
| REG_Warehouse |  | Warehouse | 440.5098 | 438.8799 | 437.2561 | 435.6382 | 434.0264 | 432.4205 | 430.8205 | 429.2265 | 427.6384 | 426.0561 | 424.4797 | 422.9091 | 421.3443 | 419.7854 | 418.2322 | 416.6847 | 415.143 | 413.6069 | 412.0766 | 410.5519 |  | 410.5519
| REG_Grocery |  | Supermarket | 53.3178 | 52.838 | 52.3624 | 51.8912 | 51.4241 | 50.9613 | 50.5027 | 50.0481 | 49.5977 | 49.1513 | 48.709 | 48.2706 | 47.8362 | 47.4056 | 46.979 | 46.5562 | 46.1372 | 45.7219 | 45.3104 | 44.9026 |  | 44.9026
| REG_Grocery Other |  | MiniMart | 22.3225 | 22.2172 | 22.1123 | 22.0079 | 21.904 | 21.8007 | 21.6978 | 21.5953 | 21.4934 | 21.392 | 21.291 | 21.1905 | 21.0905 | 20.9909 | 20.8919 | 20.7933 | 20.6951 | 20.5974 | 20.5002 | 20.4034 |  | 20.4034
| REG_Restaurant |  | Restaurant | 51.1648 | 50.9233 | 50.6829 | 50.4437 | 50.2056 | 49.9686 | 49.7328 | 49.4981 | 49.2644 | 49.0319 | 48.8005 | 48.5701 | 48.3409 | 48.1127 | 47.8856 | 47.6596 | 47.4346 | 47.2107 | 46.9879 | 46.7661 |  | 46.7661
| REG_Hotel |  | Lodging | 168.7881 | 168.383 | 167.9789 | 167.5757 | 167.1735 | 166.7723 | 166.3721 | 165.9728 | 165.5744 | 165.1771 | 164.7806 | 164.3852 | 163.9906 | 163.5971 | 163.2044 | 162.8127 | 162.422 | 162.0322 | 161.6433 | 161.2554 |  | 161.2554
| REG_hospital |  | Hospital | 104.1194 | 103.9008 | 103.6826 | 103.4648 | 103.2476 | 103.0307 | 102.8144 | 102.5985 | 102.383 | 102.168 | 101.9535 | 101.7394 | 101.5257 | 101.3125 | 101.0997 | 100.8874 | 100.6756 | 100.4642 | 100.2532 | 100.0426 |  | 100.0426
| REG_Hospital Other |  | Residential Care | 127.7901 | 127.4834 | 127.1774 | 126.8722 | 126.5677 | 126.264 | 125.9609 | 125.6586 | 125.357 | 125.0562 | 124.756 | 124.4566 | 124.1579 | 123.86 | 123.5627 | 123.2661 | 122.9703 | 122.6752 | 122.3808 | 122.087 |  | 122.087
| REG_Assembly |  | Assembly | 373.5607 | 371.8847 | 370.2162 | 368.5551 | 366.9016 | 365.2554 | 363.6166 | 361.9852 | 360.3611 | 358.7443 | 357.1347 | 355.5324 | 353.9372 | 352.3492 | 350.7683 | 349.1945 | 347.6278 | 346.0681 | 344.5154 | 342.9697 |  | 342.9697
| REG_Other |  | Other | 337.7129 | 334.6735 | 331.6614 | 328.6765 | 325.7184 | 322.7869 | 319.8819 | 317.0029 | 314.1499 | 311.3225 | 308.5206 | 305.744 | 302.9923 | 300.2653 | 297.5629 | 294.8849 | 292.2309 | 289.6008 | 286.9944 | 284.4115 |  | 284.4115
|  |  |  | 3333.1536 | 3318.8171 | 3304.554 | 3290.3638 | 3276.2461 | 3262.2005 | 3248.2264 | 3234.3235 | 3220.4913 | 3206.7294 | 3193.0374 | 3179.4148 | 3165.8612 | 3152.3761 | 3138.9593 | 3125.6102 | 3112.3284 | 3099.1136 | 3085.9653 | 3072.8832 |  | 3072.8832
APPLY MEASURE APPLICABILITY, SATURATION TURNOVER RATE FOR MAX ANNUAL # UNITS |  |  | Existing Stock
Applicability | Saturation | Turnover Rate | Lighting Controls Interior-NR | 2016 | 2017 | 2018 | 2019 | 2020 | 2021 | 2022 | 2023 | 2024 | 2025 | 2026 | 2027 | 2028 | 2029 | 2030 | 2031 | 2032 | 2033 | 2034 | 2035 | TOTAL MAX | TOTAL
0.50527 | 0.75729 | 6% | Large Off | 8.6219 | 8.5961 | 8.5703 | 8.5446 | 8.5189 | 8.4934 | 8.4679 | 8.4425 | 8.4172 | 8.3919 | 8.3667 | 8.3416 | 8.3166 | 8.2917 | 8.2668 | 8.242 | 8.2173 | 8.1926 | 8.168 | 8.1435 | 135.7253 | 167.6113
0.50527 | 0.75729 | 6% | Medium Off | 4.3271 | 4.3141 | 4.3011 | 4.2882 | 4.2754 | 4.2625 | 4.2498 | 4.237 | 4.2243 | 4.2116 | 4.199 | 4.1864 | 4.1738 | 4.1613 | 4.1488 | 4.1364 | 4.124 | 4.1116 | 4.0993 | 4.087 | 68.1161 | 84.1186
0.50527 | 0.75729 | 6% | Small Off | 4.1764 | 4.1639 | 4.1514 | 4.1389 | 4.1265 | 4.1141 | 4.1018 | 4.0895 | 4.0772 | 4.065 | 4.0528 | 4.0406 | 4.0285 | 4.0164 | 4.0044 | 3.9924 | 3.9804 | 3.9685 | 3.9566 | 3.9447 | 65.7447 | 81.1902
0 | 0 | 6% | XLarge Ret | 0 | 0 | 0 | 0 | 0 | 0 | 0 | 0 | 0 | 0 | 0 | 0 | 0 | 0 | 0 | 0 | 0 | 0 | 0 | 0 | 0 | 0
0 | 0 | 6% | Large Ret | 0 | 0 | 0 | 0 | 0 | 0 | 0 | 0 | 0 | 0 | 0 | 0 | 0 | 0 | 0 | 0 | 0 | 0 | 0 | 0 | 0 | 0
0 | 0 | 6% | Medium Ret | 0 | 0 | 0 | 0 | 0 | 0 | 0 | 0 | 0 | 0 | 0 | 0 | 0 | 0 | 0 | 0 | 0 | 0 | 0 | 0 | 0 | 0
0 | 0 | 6% | Small Ret | 0 | 0 | 0 | 0 | 0 | 0 | 0 | 0 | 0 | 0 | 0 | 0 | 0 | 0 | 0 | 0 | 0 | 0 | 0 | 0 | 0 | 0
0.78474 | 0.70962 | 6% | School K-12 | 7.9976 | 7.9649 | 7.9322 | 7.8997 | 7.8673 | 7.835 | 7.8029 | 7.7709 | 7.7391 | 7.7073 | 7.6757 | 7.6443 | 7.6129 | 7.5817 | 7.5506 | 7.5197 | 7.4888 | 7.4581 | 7.4275 | 7.3971 | 123.2848 | 153.8733
0.5 | 0.70962 | 6% | University | 2.5807 | 2.5701 | 2.5596 | 2.5491 | 2.5386 | 2.5282 | 2.5179 | 2.5075 | 2.4972 | 2.487 | 2.4768 | 2.4667 | 2.4565 | 2.4465 | 2.4364 | 2.4265 | 2.4165 | 2.4066 | 2.3967 | 2.3869 | 39.7817 | 49.652
0.69922 | 0.74929 | 6% | Warehouse | 13.8475 | 13.7963 | 13.7452 | 13.6944 | 13.6437 | 13.5932 | 13.5429 | 13.4928 | 13.4429 | 13.3931 | 13.3436 | 13.2942 | 13.245 | 13.196 | 13.1472 | 13.0985 | 13.0501 | 13.0018 | 12.9537 | 12.9058 | 215.096 | 267.4278
0 | 0 | 6% | Supermarket | 0 | 0 | 0 | 0 | 0 | 0 | 0 | 0 | 0 | 0 | 0 | 0 | 0 | 0 | 0 | 0 | 0 | 0 | 0 | 0 | 0 | 0
0 | 0 | 6% | MiniMart | 0 | 0 | 0 | 0 | 0 | 0 | 0 | 0 | 0 | 0 | 0 | 0 | 0 | 0 | 0 | 0 | 0 | 0 | 0 | 0 | 0 | 0
0 | 0 | 6% | Restaurant | 0 | 0 | 0 | 0 | 0 | 0 | 0 | 0 | 0 | 0 | 0 | 0 | 0 | 0 | 0 | 0 | 0 | 0 | 0 | 0 | 0 | 0
0 | 0 | 6% | Lodging | 0 | 0 | 0 | 0 | 0 | 0 | 0 | 0 | 0 | 0 | 0 | 0 | 0 | 0 | 0 | 0 | 0 | 0 | 0 | 0 | 0 | 0
0 | 0 | 6% | Hospital | 0 | 0 | 0 | 0 | 0 | 0 | 0 | 0 | 0 | 0 | 0 | 0 | 0 | 0 | 0 | 0 | 0 | 0 | 0 | 0 | 0 | 0
0 | 0 | 6% | Residential Care | 0 | 0 | 0 | 0 | 0 | 0 | 0 | 0 | 0 | 0 | 0 | 0 | 0 | 0 | 0 | 0 | 0 | 0 | 0 | 0 | 0 | 0
0 | 0 | 6% | Assembly | 0 | 0 | 0 | 0 | 0 | 0 | 0 | 0 | 0 | 0 | 0 | 0 | 0 | 0 | 0 | 0 | 0 | 0 | 0 | 0 | 0 | 0
0.25563 | 0.7 | 6% | Other | 3.6258 | 3.5932 | 3.5608 | 3.5288 | 3.497 | 3.4656 | 3.4344 | 3.4035 | 3.3728 | 3.3425 | 3.3124 | 3.2826 | 3.253 | 3.2238 | 3.1947 | 3.166 | 3.1375 | 3.1093 | 3.0813 | 3.0535 | 50.8924 | 66.6384
|  |  | Total | 45.177 | 44.9984 | 44.8206 | 44.6436 | 44.4674 | 44.2921 | 44.1175 | 43.9437 | 43.7707 | 43.5985 | 43.427 | 43.2564 | 43.0865 | 42.9173 | 42.749 | 42.5814 | 42.4145 | 42.2484 | 42.0831 | 41.9185 | 698.6411 | 1569.1527
APPLY MEASURE APPLICABILITY, SATURATION TURNOVER RATE FOR MAX ANNUAL # UNITS |  |  | Carryover from Untreated New
Applicability | Saturation | Turnover Rate | Lighting Controls Interior-NR | 2016 | 2017 | 2018 | 2019 | 2020 | 2021 | 2022 | 2023 | 2024 | 2025 | 2026 | 2027 | 2028 | 2029 | 2030 | 2031 | 2032 | 2033 | 2034 | 2035 | TOTAL MAX | TOTAL
0.50527 | 0.75729 |  | Large Off | 2025: 2.3833; 2026: 1.4884; 2027: 1.2195; 2028: 1.1963; 2029: 0.98075; 2030: 0.69282; 2031: 0.77248; 2032: 0.59961; 2033: 0.5265; 2034: 0.5445; 2035: 0.50641 | 4.1748 | 10.9105
0.50527 | 0.75729 |  | Medium Off | 2025: 2.3833; 2026: 1.4884; 2027: 1.2195; 2028: 1.1963; 2029: 0.98075; 2030: 0.69282; 2031: 0.77248; 2032: 0.59961; 2033: 0.5265; 2034: 0.5445; 2035: 0.50641 | 4.1748 | 10.9105
0.50527 | 0.75729 |  | Small Off | 2025: 2.3833; 2026: 1.4884; 2027: 1.2195; 2028: 1.1963; 2029: 0.98075; 2030: 0.69282; 2031: 0.77248; 2032: 0.59961; 2033: 0.5265; 2034: 0.5445; 2035: 0.50641 | 4.1748 | 10.9105
0 | 0 |  | XLarge Ret | 2025: 0; 2026: 0; 2027: 0; 2028: 0; 2029: 0; 2030: 0; 2031: 0; 2032: 0; 2033: 0; 2034: 0; 2035: 0 | 0 | 0
0 | 0 |  | Large Ret | 2025: 0; 2026: 0; 2027: 0; 2028: 0; 2029: 0; 2030: 0; 2031: 0; 2032: 0; 2033: 0; 2034: 0; 2035: 0 | 0 | 0
0 | 0 |  | Medium Ret | 2025: 0; 2026: 0; 2027: 0; 2028: 0; 2029: 0; 2030: 0; 2031: 0; 2032: 0; 2033: 0; 2034: 0; 2035: 0 | 0 | 0
0 | 0 |  | Small Ret | 2025: 0; 2026: 0; 2027: 0; 2028: 0; 2029: 0; 2030: 0; 2031: 0; 2032: 0; 2033: 0; 2034: 0; 2035: 0 | 0 | 0
0.78474 | 0.70962 |  | School K-12 | 2025: 3.4686; 2026: 2.1662; 2027: 1.7747; 2028: 1.741; 2029: 1.4273; 2030: 1.0083; 2031: 1.1242; 2032: 0.87263; 2033: 0.76624; 2034: 0.79244; 2035: 0.73701 | 8.8423 | 15.8786
0.5 | 0.70962 |  | University | 2025: 2.21; 2026: 1.3802; 2027: 1.1308; 2028: 1.1093; 2029: 0.90943; 2030: 0.64243; 2031: 0.7163; 2032: 0.556; 2033: 0.48821; 2034: 0.5049; 2035: 0.46958 | 3.5896 | 10.1171
0.69922 | 0.74929 |  | Warehouse | 2025: 3.2633; 2026: 2.038; 2027: 1.6697; 2028: 1.638; 2029: 1.3429; 2030: 0.94863; 2031: 1.0577; 2032: 0.821; 2033: 0.7209; 2034: 0.74555; 2035: 0.6934 | 7.8269 | 14.9391
0 | 0 |  | Supermarket | 2025: 0; 2026: 0; 2027: 0; 2028: 0; 2029: 0; 2030: 0; 2031: 0; 2032: 0; 2033: 0; 2034: 0; 2035: 0 | 0 | 0
0 | 0 |  | MiniMart | 2025: 0; 2026: 0; 2027: 0; 2028: 0; 2029: 0; 2030: 0; 2031: 0; 2032: 0; 2033: 0; 2034: 0; 2035: 0 | 0 | 0
0 | 0 |  | Restaurant | 2025: 0; 2026: 0; 2027: 0; 2028: 0; 2029: 0; 2030: 0; 2031: 0; 2032: 0; 2033: 0; 2034: 0; 2035: 0 | 0 | 0
0 | 0 |  | Lodging | 2025: 0; 2026: 0; 2027: 0; 2028: 0; 2029: 0; 2030: 0; 2031: 0; 2032: 0; 2033: 0; 2034: 0; 2035: 0 | 0 | 0
0 | 0 |  | Hospital | 2025: 0; 2026: 0; 2027: 0; 2028: 0; 2029: 0; 2030: 0; 2031: 0; 2032: 0; 2033: 0; 2034: 0; 2035: 0 | 0 | 0
0 | 0 |  | Residential Care | 2025: 0; 2026: 0; 2027: 0; 2028: 0; 2029: 0; 2030: 0; 2031: 0; 2032: 0; 2033: 0; 2034: 0; 2035: 0 | 0 | 0
0 | 0 |  | Assembly | 2025: 0; 2026: 0; 2027: 0; 2028: 0; 2029: 0; 2030: 0; 2031: 0; 2032: 0; 2033: 0; 2034: 0; 2035: 0 | 0 | 0
0.25563 | 0.7 |  | Other | 2025: 1.1146; 2026: 0.69605; 2027: 0.57027; 2028: 0.55944; 2029: 0.45865; 2030: 0.324; 2031: 0.36125; 2032: 0.2804; 2033: 0.24622; 2034: 0.25463; 2035: 0.23682 | 0.913 | 5.1023
|  |  | Total | 0 | 0 | 0 | 0 | 0 | 0 | 0 | 0 | 0 | 17.2064 | 10.7456 | 8.8038 | 8.6366 | 7.0805 | 5.0018 | 5.5769 | 4.3289 | 3.801 | 3.931 | 3.656 | 33.6961 | 78.7686
|  |  | LO20Fast | 2 | 3 | 4 | 5 | 6 | 7 | 8 | 9 | 10 | 11 | 12 | 13 | 14 | 15 | 16 | 17 | 18 | 19 | 20 | 21
INCREMENTAL ACHIEVABILITY |  |  | Lighting Controls Interior-NR | 22.12% | 39.35% | 52.76% | 63.21% | 71.35% | 77.69% | 82.62% | 86.47% | 89.46% | 91.79% | 93.61% | 95.02% | 96.12% | 96.98% | 97.65% | 98.17% | 98.57% | 98.89% | 99.13% | 99.33%
Acheivable and 85% Max Per Year |  |  | Large Off | 1.6211 | 2.8749 | 3.8437 | 4.591 | 5.1665 | 5.6085 | 5.9469 | 6.2049 | 6.4005 | 8.4071 | 7.8414 | 7.7223 | 7.7724 | 7.6435 | 7.4366 | 7.522 | 7.3874 | 7.3289 | 7.3416 | 7.3029
|  |  | Medium Off | 0.81357 | 1.4428 | 1.929 | 2.3041 | 2.5929 | 2.8147 | 2.9846 | 3.114 | 3.2122 | 5.1456 | 4.5252 | 4.3662 | 4.3876 | 4.2388 | 4.0186 | 4.0961 | 3.9578 | 3.8986 | 3.913 | 3.8781
|  |  | Small Off | 0.78525 | 1.3926 | 1.8619 | 2.2239 | 2.5026 | 2.7167 | 2.8807 | 3.0056 | 3.1004 | 5.0312 | 4.4089 | 4.2485 | 4.2689 | 4.1193 | 3.8987 | 3.9759 | 3.8375 | 3.7783 | 3.7928 | 3.7579
|  |  | XLarge Ret | 0 | 0 | 0 | 0 | 0 | 0 | 0 | 0 | 0 | 0 | 0 | 0 | 0 | 0 | 0 | 0 | 0 | 0 | 0 | 0
|  |  | Large Ret | 0 | 0 | 0 | 0 | 0 | 0 | 0 | 0 | 0 | 0 | 0 | 0 | 0 | 0 | 0 | 0 | 0 | 0 | 0 | 0
|  |  | Medium Ret | 0 | 0 | 0 | 0 | 0 | 0 | 0 | 0 | 0 | 0 | 0 | 0 | 0 | 0 | 0 | 0 | 0 | 0 | 0 | 0
|  |  | Small Ret | 0 | 0 | 0 | 0 | 0 | 0 | 0 | 0 | 0 | 0 | 0 | 0 | 0 | 0 | 0 | 0 | 0 | 0 | 0 | 0
|  |  | School K-12 | 1.5037 | 2.6638 | 3.5575 | 4.2445 | 4.7713 | 5.1738 | 5.4799 | 5.7114 | 5.8849 | 8.7197 | 7.8308 | 7.6075 | 7.6426 | 7.4264 | 7.104 | 7.2127 | 7.0059 | 6.913 | 6.9265 | 6.8674
|  |  | University | 0.48522 | 0.85957 | 1.1479 | 1.3696 | 1.5396 | 1.6695 | 1.7683 | 1.8429 | 1.8989 | 3.6647 | 3.0688 | 2.9056 | 2.9134 | 2.7664 | 2.5555 | 2.6224 | 2.4906 | 2.4332 | 2.445 | 2.4117
|  |  | Warehouse | 2.6036 | 4.6141 | 6.1646 | 7.358 | 8.2745 | 8.9761 | 9.5111 | 9.9167 | 10.2221 | 12.9958 | 12.2385 | 12.0861 | 12.1601 | 11.9849 | 11.6997 | 11.8124 | 11.6222 | 11.5347 | 11.5436 | 11.4814
|  |  | Supermarket | 0 | 0 | 0 | 0 | 0 | 0 | 0 | 0 | 0 | 0 | 0 | 0 | 0 | 0 | 0 | 0 | 0 | 0 | 0 | 0
|  |  | MiniMart | 0 | 0 | 0 | 0 | 0 | 0 | 0 | 0 | 0 | 0 | 0 | 0 | 0 | 0 | 0 | 0 | 0 | 0 | 0 | 0
|  |  | Restaurant | 0 | 0 | 0 | 0 | 0 | 0 | 0 | 0 | 0 | 0 | 0 | 0 | 0 | 0 | 0 | 0 | 0 | 0 | 0 | 0
|  |  | Lodging | 0 | 0 | 0 | 0 | 0 | 0 | 0 | 0 | 0 | 0 | 0 | 0 | 0 | 0 | 0 | 0 | 0 | 0 | 0 | 0
|  |  | Hospital | 0 | 0 | 0 | 0 | 0 | 0 | 0 | 0 | 0 | 0 | 0 | 0 | 0 | 0 | 0 | 0 | 0 | 0 | 0 | 0
|  |  | Residential Care | 0 | 0 | 0 | 0 | 0 | 0 | 0 | 0 | 0 | 0 | 0 | 0 | 0 | 0 | 0 | 0 | 0 | 0 | 0 | 0
|  |  | Assembly | 0 | 0 | 0 | 0 | 0 | 0 | 0 | 0 | 0 | 0 | 0 | 0 | 0 | 0 | 0 | 0 | 0 | 0 | 0 | 0
|  |  | Other | 0.68172 | 1.2017 | 1.597 | 1.896 | 2.1208 | 2.2884 | 2.4119 | 2.5014 | 2.5647 | 3.4775 | 3.1894 | 3.1119 | 3.115 | 3.0355 | 2.9206 | 2.9432 | 2.8638 | 2.8205 | 2.811 | 2.778
|  |  | Total | 8.4942 | 15.0497 | 20.1015 | 23.9871 | 26.9682 | 29.2478 | 30.9834 | 32.2971 | 33.2837 | 47.4416 | 43.103 | 42.048 | 42.2599 | 41.2149 | 39.6336 | 40.1848 | 39.1651 | 38.7072 | 38.7736 | 38.4773
CUMULATIVE ADOPTION |  |  | Lighting Controls Interior-NR | 1 | 2 | 3 | 4 | 5 | 6 | 7 | 8 | 9 | 10 | 11 | 12 | 13 | 14 | 15 | 16 | 17 | 18 | 19 | 20
Acheivable and 85% Max Per Year |  |  | Large Off | 1.6211 | 4.496 | 8.3397 | 12.9307 | 18.0972 | 23.7057 | 29.6526 | 35.8576 | 42.2581 | 50.6652 | 58.5065 | 66.2288 | 74.0013 | 81.6448 | 89.0814 | 96.6033 | 103.9908 | 111.3197 | 118.6612 | 125.9641
|  |  | Medium Off | 0.81357 | 2.2564 | 4.1854 | 6.4895 | 9.0824 | 11.8971 | 14.8817 | 17.9957 | 21.2079 | 26.3535 | 30.8787 | 35.2449 | 39.6325 | 43.8713 | 47.8899 | 51.986 | 55.9438 | 59.8424 | 63.7554 | 67.6335
|  |  | Small Off | 0.78525 | 2.1779 | 4.0397 | 6.2636 | 8.7662 | 11.4829 | 14.3636 | 17.3692 | 20.4696 | 25.5008 | 29.9097 | 34.1582 | 38.4271 | 42.5464 | 46.4451 | 50.4211 | 54.2586 | 58.0368 | 61.8296 | 65.5876
|  |  | XLarge Ret | 0 | 0 | 0 | 0 | 0 | 0 | 0 | 0 | 0 | 0 | 0 | 0 | 0 | 0 | 0 | 0 | 0 | 0 | 0 | 0
|  |  | Large Ret | 0 | 0 | 0 | 0 | 0 | 0 | 0 | 0 | 0 | 0 | 0 | 0 | 0 | 0 | 0 | 0 | 0 | 0 | 0 | 0
|  |  | Medium Ret | 0 | 0 | 0 | 0 | 0 | 0 | 0 | 0 | 0 | 0 | 0 | 0 | 0 | 0 | 0 | 0 | 0 | 0 | 0 | 0
|  |  | Small Ret | 0 | 0 | 0 | 0 | 0 | 0 | 0 | 0 | 0 | 0 | 0 | 0 | 0 | 0 | 0 | 0 | 0 | 0 | 0 | 0
|  |  | School K-12 | 1.5037 | 4.1675 | 7.725 | 11.9696 | 16.7408 | 21.9146 | 27.3945 | 33.1059 | 38.9908 | 47.7105 | 55.5413 | 63.1488 | 70.7914 | 78.2178 | 85.3218 | 92.5345 | 99.5404 | 106.4534 | 113.38 | 120.2474
|  |  | University | 0.48522 | 1.3448 | 2.4927 | 3.8624 | 5.402 | 7.0714 | 8.8397 | 10.6826 | 12.5816 | 16.2463 | 19.3152 | 22.2207 | 25.1342 | 27.9005 | 30.456 | 33.0785 | 35.569 | 38.0023 | 40.4473 | 42.859
|  |  | Warehouse | 2.6036 | 7.2177 | 13.3823 | 20.7403 | 29.0148 | 37.9909 | 47.502 | 57.4188 | 67.6409 | 80.6367 | 92.8752 | 104.9613 | 117.1213 | 129.1062 | 140.8059 | 152.6183 | 164.2405 | 175.7753 | 187.3189 | 198.8003
|  |  | Supermarket | 0 | 0 | 0 | 0 | 0 | 0 | 0 | 0 | 0 | 0 | 0 | 0 | 0 | 0 | 0 | 0 | 0 | 0 | 0 | 0
|  |  | MiniMart | 0 | 0 | 0 | 0 | 0 | 0 | 0 | 0 | 0 | 0 | 0 | 0 | 0 | 0 | 0 | 0 | 0 | 0 | 0 | 0
|  |  | Restaurant | 0 | 0 | 0 | 0 | 0 | 0 | 0 | 0 | 0 | 0 | 0 | 0 | 0 | 0 | 0 | 0 | 0 | 0 | 0 | 0
|  |  | Lodging | 0 | 0 | 0 | 0 | 0 | 0 | 0 | 0 | 0 | 0 | 0 | 0 | 0 | 0 | 0 | 0 | 0 | 0 | 0 | 0
|  |  | Hospital | 0 | 0 | 0 | 0 | 0 | 0 | 0 | 0 | 0 | 0 | 0 | 0 | 0 | 0 | 0 | 0 | 0 | 0 | 0 | 0
|  |  | Residential Care | 0 | 0 | 0 | 0 | 0 | 0 | 0 | 0 | 0 | 0 | 0 | 0 | 0 | 0 | 0 | 0 | 0 | 0 | 0 | 0
|  |  | Assembly | 0 | 0 | 0 | 0 | 0 | 0 | 0 | 0 | 0 | 0 | 0 | 0 | 0 | 0 | 0 | 0 | 0 | 0 | 0 | 0
|  |  | Other | 0.68172 | 1.8835 | 3.4804 | 5.3765 | 7.4973 | 9.7858 | 12.1977 | 14.6991 | 17.2639 | 20.7413 | 23.9307 | 27.0426 | 30.1575 | 33.1931 | 36.1136 | 39.0569 | 41.9207 | 44.7411 | 47.5521 | 50.3301
|  |  | Total | 8.4942 | 23.5438 | 43.6454 | 67.6325 | 94.6007 | 123.8485 | 154.8319 | 187.1289 | 220.4126 | 267.8543 | 310.9573 | 353.0053 | 395.2653 | 436.4801 | 476.1138 | 516.2986 | 555.4637 | 594.1709 | 632.9445 | 671.4218
SUPPLY CURVE SAVINGS BY BUNDLE |  |  | Lighting Controls Interior-NR | 1: aMW; 2: Calculation adds the 'control weight' from Mmap
kWh per Luminaire | TRC Net Levelized Cost (Net of All Benefits) in mills/kWh |  | 1000 | 2016 | 2017 | 2018 | 2019 | 2020 | 2021 | 2022 | 2023 | 2024 | 2025 | 2026 | 2027 | 2028 | 2029 | 2030 | 2031 | 2032 | 2033 | 2034 | 2035 | max has control weight
Busbar Savings | lvlcost | segment | measure | FLOOR_2016 | FLOOR_2017 | FLOOR_2018 | FLOOR_2019 | FLOOR_2020 | FLOOR_2021 | FLOOR_2022 | FLOOR_2023 | FLOOR_2024 | FLOOR_2025 | FLOOR_2026 | FLOOR_2027 | FLOOR_2028 | FLOOR_2029 | FLOOR_2030 | FLOOR_2031 | FLOOR_2032 | FLOOR_2033 | FLOOR_2034 | FLOOR_2035 | TOTAL MAX
458.1751 | 82.8045 | Large Off | Lighting Controls Interior-NR-Large Off-Unitary | 0.059352 | 0.10526 | 0.14072 | 0.16809 | 0.18916 | 0.20534 | 0.21773 | 0.22718 | 0.23434 | 0.3078 | 0.28709 | 0.28273 | 0.28457 | 0.27985 | 0.27227 | 0.27539 | 0.27047 | 0.26833 | 0.26879 | 0.26738 | 5.122 | 4.6118 | 90.04%
406.3771 | 94.5821 | Medium Off | Lighting Controls Interior-NR-Medium Off-Unitary | 0.026419 | 0.046853 | 0.062641 | 0.07482 | 0.084199 | 0.091403 | 0.096918 | 0.10112 | 0.10431 | 0.16709 | 0.14695 | 0.14178 | 0.14248 | 0.13765 | 0.1305 | 0.13301 | 0.12852 | 0.1266 | 0.12707 | 0.12593 | 2.3475 | 2.1963 | 93.56%
396.6989 | 113.4607 | Small Off | Lighting Controls Interior-NR-Small Off-Unitary | 0.024892 | 0.044145 | 0.05902 | 0.070496 | 0.079332 | 0.08612 | 0.091316 | 0.095278 | 0.098281 | 0.15949 | 0.13976 | 0.13468 | 0.13532 | 0.13058 | 0.12359 | 0.12604 | 0.12165 | 0.11977 | 0.12023 | 0.11913 | 2.2164 | 2.0791 | 93.8%
0 | 9999 | XLarge Ret | Lighting Controls Interior-NR-Xlarge Ret-Unitary | 0 | 0 | 0 | 0 | 0 | 0 | 0 | 0 | 0 | 0 | 0 | 0 | 0 | 0 | 0 | 0 | 0 | 0 | 0 | 0 | 0 | 0 | #DIV/0!
0 | 9999 | Large Ret | Lighting Controls Interior-NR-Large Ret-Unitary | 0 | 0 | 0 | 0 | 0 | 0 | 0 | 0 | 0 | 0 | 0 | 0 | 0 | 0 | 0 | 0 | 0 | 0 | 0 | 0 | 0 | 0 | #DIV/0!
0 | 9999 | Medium Ret | Lighting Controls Interior-NR-Medium Ret-Unitary | 0 | 0 | 0 | 0 | 0 | 0 | 0 | 0 | 0 | 0 | 0 | 0 | 0 | 0 | 0 | 0 | 0 | 0 | 0 | 0 | 0 | 0 | #DIV/0!
0 | 9999 | Small Ret | Lighting Controls Interior-NR-Small Ret-Unitary | 0 | 0 | 0 | 0 | 0 | 0 | 0 | 0 | 0 | 0 | 0 | 0 | 0 | 0 | 0 | 0 | 0 | 0 | 0 | 0 | 0 | 0 | #DIV/0!
292.6591 | 161.3802 | School K-12 | Lighting Controls Interior-NR-School K-12-Unitary | 0.035166 | 0.062296 | 0.083196 | 0.099262 | 0.11158 | 0.12099 | 0.12815 | 0.13357 | 0.13762 | 0.20392 | 0.18313 | 0.17791 | 0.17873 | 0.17367 | 0.16613 | 0.16868 | 0.16384 | 0.16167 | 0.16198 | 0.1606 | 3.0899 | 2.8121 | 91.01%
327.372 | 136.5771 | University | Lighting Controls Interior-NR-University-Unitary | 0.012693 | 0.022486 | 0.03003 | 0.035829 | 0.040276 | 0.043673 | 0.046258 | 0.048211 | 0.049676 | 0.095869 | 0.080281 | 0.076009 | 0.076215 | 0.072368 | 0.066851 | 0.068602 | 0.065153 | 0.063653 | 0.063962 | 0.063088 | 1.1346 | 1.1212 | 98.82%
169.6382 | 148.9684 | Warehouse | Lighting Controls Interior-NR-Warehouse-Unitary | 0.035293 | 0.062547 | 0.083564 | 0.099742 | 0.11217 | 0.12168 | 0.12893 | 0.13443 | 0.13857 | 0.17617 | 0.1659 | 0.16383 | 0.16484 | 0.16246 | 0.1586 | 0.16012 | 0.15755 | 0.15636 | 0.15648 | 0.15564 | 3.0218 | 2.6948 | 89.18%
0 | 9999 | Supermarket | Lighting Controls Interior-NR-Supermarket-Unitary | 0 | 0 | 0 | 0 | 0 | 0 | 0 | 0 | 0 | 0 | 0 | 0 | 0 | 0 | 0 | 0 | 0 | 0 | 0 | 0 | 0 | 0 | #DIV/0!
0 | 9999 | MiniMart | Lighting Controls Interior-NR-MiniMart-Unitary | 0 | 0 | 0 | 0 | 0 | 0 | 0 | 0 | 0 | 0 | 0 | 0 | 0 | 0 | 0 | 0 | 0 | 0 | 0 | 0 | 0 | 0 | #DIV/0!
0 | 9999 | Restaurant | Lighting Controls Interior-NR-Restaurant-Unitary | 0 | 0 | 0 | 0 | 0 | 0 | 0 | 0 | 0 | 0 | 0 | 0 | 0 | 0 | 0 | 0 | 0 | 0 | 0 | 0 | 0 | 0 | #DIV/0!
0 | 9999 | Lodging | Lighting Controls Interior-NR-Lodging-Unitary | 0 | 0 | 0 | 0 | 0 | 0 | 0 | 0 | 0 | 0 | 0 | 0 | 0 | 0 | 0 | 0 | 0 | 0 | 0 | 0 | 0 | 0 | #DIV/0!
0 | 9999 | Hospital | Lighting Controls Interior-NR-Hospital-Unitary | 0 | 0 | 0 | 0 | 0 | 0 | 0 | 0 | 0 | 0 | 0 | 0 | 0 | 0 | 0 | 0 | 0 | 0 | 0 | 0 | 0 | 0 | #DIV/0!
0 | 9999 | Residential Care | Lighting Controls Interior-NR-Residential Care-Unitary | 0 | 0 | 0 | 0 | 0 | 0 | 0 | 0 | 0 | 0 | 0 | 0 | 0 | 0 | 0 | 0 | 0 | 0 | 0 | 0 | 0 | 0 | #DIV/0!
0 | 9999 | Assembly | Lighting Controls Interior-NR-Assembly-Unitary | 0 | 0 | 0 | 0 | 0 | 0 | 0 | 0 | 0 | 0 | 0 | 0 | 0 | 0 | 0 | 0 | 0 | 0 | 0 | 0 | 0 | 0 | #DIV/0!
429.5885 | 89.8475 | Other | Lighting Controls Interior-NR-Other-Unitary | 0.023402 | 0.041253 | 0.054821 | 0.065087 | 0.072804 | 0.078557 | 0.082796 | 0.085868 | 0.088042 | 0.11937 | 0.10948 | 0.10682 | 0.10693 | 0.1042 | 0.10026 | 0.10104 | 0.098307 | 0.096821 | 0.096495 | 0.095362 | 1.7784 | 1.7277 | 97.15%
641.4452 | 95.2982 | Large Off | Lighting Controls Interior-NR-Large Off-Integrated | 0.035611 | 0.063155 | 0.084435 | 0.10085 | 0.11349 | 0.1232 | 0.13064 | 0.13631 | 0.1406 | 0.18468 | 0.17225 | 0.16964 | 0.17074 | 0.16791 | 0.16336 | 0.16524 | 0.16228 | 0.161 | 0.16127 | 0.16043 | 3.0732 | 2.7671 | 90.04%
568.9279 | 108.6683 | Medium Off | Lighting Controls Interior-NR-Medium Off-Integrated | 0.015851 | 0.028112 | 0.037584 | 0.044892 | 0.050519 | 0.054842 | 0.058151 | 0.060674 | 0.062586 | 0.10026 | 0.088169 | 0.08507 | 0.085488 | 0.082587 | 0.078298 | 0.079808 | 0.077112 | 0.075959 | 0.076241 | 0.07556 | 1.4085 | 1.3178 | 93.56%
555.3784 | 122.9345 | Small Off | Lighting Controls Interior-NR-Small Off-Integrated | 0.014935 | 0.026487 | 0.035412 | 0.042297 | 0.047599 | 0.051672 | 0.05479 | 0.057167 | 0.058968 | 0.095692 | 0.083857 | 0.080805 | 0.081194 | 0.078349 | 0.074153 | 0.075622 | 0.072988 | 0.071862 | 0.072138 | 0.071475 | 1.3299 | 1.2475 | 93.8%
0 | 9999 | XLarge Ret | Lighting Controls Interior-NR-Xlarge Ret-Integrated | 0 | 0 | 0 | 0 | 0 | 0 | 0 | 0 | 0 | 0 | 0 | 0 | 0 | 0 | 0 | 0 | 0 | 0 | 0 | 0 | 0 | 0 | #DIV/0!
0 | 9999 | Large Ret | Lighting Controls Interior-NR-Large Ret-Integrated | 0 | 0 | 0 | 0 | 0 | 0 | 0 | 0 | 0 | 0 | 0 | 0 | 0 | 0 | 0 | 0 | 0 | 0 | 0 | 0 | 0 | 0 | #DIV/0!
0 | 9999 | Medium Ret | Lighting Controls Interior-NR-Medium Ret-Integrated | 0 | 0 | 0 | 0 | 0 | 0 | 0 | 0 | 0 | 0 | 0 | 0 | 0 | 0 | 0 | 0 | 0 | 0 | 0 | 0 | 0 | 0 | #DIV/0!
0 | 9999 | Small Ret | Lighting Controls Interior-NR-Small Ret-Integrated | 0 | 0 | 0 | 0 | 0 | 0 | 0 | 0 | 0 | 0 | 0 | 0 | 0 | 0 | 0 | 0 | 0 | 0 | 0 | 0 | 0 | 0 | #DIV/0!
409.7227 | 174.0267 | School K-12 | Lighting Controls Interior-NR-School K-12-Integrated | 0.021099 | 0.037378 | 0.049917 | 0.059557 | 0.066949 | 0.072596 | 0.076892 | 0.080139 | 0.082574 | 0.12235 | 0.10988 | 0.10675 | 0.10724 | 0.1042 | 0.09968 | 0.10121 | 0.098303 | 0.097001 | 0.09719 | 0.096361 | 1.854 | 1.6873 | 91.01%
458.3207 | 148.5109 | University | Lighting Controls Interior-NR-University-Integrated | 0.007616 | 0.013492 | 0.018018 | 0.021498 | 0.024165 | 0.026204 | 0.027755 | 0.028927 | 0.029805 | 0.057521 | 0.048168 | 0.045606 | 0.045729 | 0.043421 | 0.040111 | 0.041161 | 0.039092 | 0.038192 | 0.038377 | 0.037853 | 0.68075 | 0.67271 | 98.82%
226.1843 | 213.5119 | Warehouse | Lighting Controls Interior-NR-Warehouse-Integrated | 0.020168 | 0.035741 | 0.047751 | 0.056995 | 0.064095 | 0.069529 | 0.073673 | 0.076815 | 0.079181 | 0.10067 | 0.0948 | 0.093619 | 0.094192 | 0.092835 | 0.090626 | 0.091499 | 0.090026 | 0.089348 | 0.089417 | 0.088935 | 1.7268 | 1.5399 | 89.18%
0 | 9999 | Supermarket | Lighting Controls Interior-NR-Supermarket-Integrated | 0 | 0 | 0 | 0 | 0 | 0 | 0 | 0 | 0 | 0 | 0 | 0 | 0 | 0 | 0 | 0 | 0 | 0 | 0 | 0 | 0 | 0 | #DIV/0!
0 | 9999 | MiniMart | Lighting Controls Interior-NR-MiniMart-Integrated | 0 | 0 | 0 | 0 | 0 | 0 | 0 | 0 | 0 | 0 | 0 | 0 | 0 | 0 | 0 | 0 | 0 | 0 | 0 | 0 | 0 | 0 | #DIV/0!
0 | 9999 | Restaurant | Lighting Controls Interior-NR-Restaurant-Integrated | 0 | 0 | 0 | 0 | 0 | 0 | 0 | 0 | 0 | 0 | 0 | 0 | 0 | 0 | 0 | 0 | 0 | 0 | 0 | 0 | 0 | 0 | #DIV/0!
0 | 9999 | Lodging | Lighting Controls Interior-NR-Lodging-Integrated | 0 | 0 | 0 | 0 | 0 | 0 | 0 | 0 | 0 | 0 | 0 | 0 | 0 | 0 | 0 | 0 | 0 | 0 | 0 | 0 | 0 | 0 | #DIV/0!
0 | 9999 | Hospital | Lighting Controls Interior-NR-Hospital-Integrated | 0 | 0 | 0 | 0 | 0 | 0 | 0 | 0 | 0 | 0 | 0 | 0 | 0 | 0 | 0 | 0 | 0 | 0 | 0 | 0 | 0 | 0 | #DIV/0!
0 | 9999 | Residential Care | Lighting Controls Interior-NR-Residential Care-Integrated | 0 | 0 | 0 | 0 | 0 | 0 | 0 | 0 | 0 | 0 | 0 | 0 | 0 | 0 | 0 | 0 | 0 | 0 | 0 | 0 | 0 | 0 | #DIV/0!
0 | 9999 | Assembly | Lighting Controls Interior-NR-Assembly-Integrated | 0 | 0 | 0 | 0 | 0 | 0 | 0 | 0 | 0 | 0 | 0 | 0 | 0 | 0 | 0 | 0 | 0 | 0 | 0 | 0 | 0 | 0 | #DIV/0!
601.4239 | 103.0768 | Other | Lighting Controls Interior-NR-Other-Integrated | 0.014041 | 0.024752 | 0.032893 | 0.039052 | 0.043682 | 0.047134 | 0.049678 | 0.051521 | 0.052825 | 0.071625 | 0.06569 | 0.064094 | 0.064158 | 0.062522 | 0.060154 | 0.060621 | 0.058984 | 0.058092 | 0.057897 | 0.057217 | 1.067 | 1.0366 | 97.15%
|  |  | Max Annual Available | 0.34654 | 0.61396 | 0.82001 | 0.97847 | 1.1 | 1.1929 | 1.2637 | 1.3172 | 1.3574 | 1.9625 | 1.7754 | 1.7293 | 1.7378 | 1.6926 | 1.6246 | 1.648 | 1.6043 | 1.5846 | 1.5875 | 1.5749
RECOMBINE MEASURE BUNDLES INTO SUPPLY CURVE CUMULATIVE
|  |  |  | 2016 | 2017 | 2018 | 2019 | 2020 | 2021 | 2022 | 2023 | 2024 | 2025 | 2026 | 2027 | 2028 | 2029 | 2030 | 2031 | 2032 | 2033 | 2034 | 2035
|  | lvlcost | lvlcost | FLOOR_2016 | FLOOR_2017 | FLOOR_2018 | FLOOR_2019 | FLOOR_2020 | FLOOR_2021 | FLOOR_2022 | FLOOR_2023 | FLOOR_2024 | FLOOR_2025 | FLOOR_2026 | FLOOR_2027 | FLOOR_2028 | FLOOR_2029 | FLOOR_2030 | FLOOR_2031 | FLOOR_2032 | FLOOR_2033 | FLOOR_2034 | FLOOR_2035 | TOTAL MAX
| Block 1: <= 0 mills/kWh | >=-9999 | <=0 | 0 | 0 | 0 | 0 | 0 | 0 | 0 | 0 | 0 | 0 | 0 | 0 | 0 | 0 | 0 | 0 | 0 | 0 | 0 | 0 | 0
| Block 2: <= 10 mills/kWh | >0 | <=10 | 0 | 0 | 0 | 0 | 0 | 0 | 0 | 0 | 0 | 0 | 0 | 0 | 0 | 0 | 0 | 0 | 0 | 0 | 0 | 0 | 0
| Block 3: 10-20 mills/kWh | >10 | <=20 | 0 | 0 | 0 | 0 | 0 | 0 | 0 | 0 | 0 | 0 | 0 | 0 | 0 | 0 | 0 | 0 | 0 | 0 | 0 | 0 | 0
| Block 4: 20-30 mills/kWh | >20 | <=30 | 0 | 0 | 0 | 0 | 0 | 0 | 0 | 0 | 0 | 0 | 0 | 0 | 0 | 0 | 0 | 0 | 0 | 0 | 0 | 0 | 0
| Block 5: 30-40 mills/kWh | >30 | <=40 | 0 | 0 | 0 | 0 | 0 | 0 | 0 | 0 | 0 | 0 | 0 | 0 | 0 | 0 | 0 | 0 | 0 | 0 | 0 | 0 | 0
| Block 6: 40-50 mills/kWh | >40 | <=50 | 0 | 0 | 0 | 0 | 0 | 0 | 0 | 0 | 0 | 0 | 0 | 0 | 0 | 0 | 0 | 0 | 0 | 0 | 0 | 0 | 0
| Block 7: 50-60 mills/kWh | >50 | <=60 | 0 | 0 | 0 | 0 | 0 | 0 | 0 | 0 | 0 | 0 | 0 | 0 | 0 | 0 | 0 | 0 | 0 | 0 | 0 | 0 | 0
| Block 8: 60-70 mills/kWh | >60 | <=70 | 0 | 0 | 0 | 0 | 0 | 0 | 0 | 0 | 0 | 0 | 0 | 0 | 0 | 0 | 0 | 0 | 0 | 0 | 0 | 0 | 0
| Block 9: 70-80 mills/kWh | >70 | <=80 | 0 | 0 | 0 | 0 | 0 | 0 | 0 | 0 | 0 | 0 | 0 | 0 | 0 | 0 | 0 | 0 | 0 | 0 | 0 | 0 | 0
| Block 10: 80-90 mills/kWh | >80 | <=90 | 0.082754 | 0.14651 | 0.19555 | 0.23317 | 0.26196 | 0.2839 | 0.30053 | 0.31304 | 0.32238 | 0.42718 | 0.39657 | 0.38955 | 0.3915 | 0.38405 | 0.37253 | 0.37643 | 0.36878 | 0.36515 | 0.36529 | 0.36274 | 6.9004
| Block 11: 90-100 mills/kWh | >90 | <=100 | 0.14478 | 0.25652 | 0.34262 | 0.40885 | 0.45965 | 0.4985 | 0.52808 | 0.55047 | 0.56729 | 0.77895 | 0.71577 | 0.70098 | 0.70471 | 0.6896 | 0.66638 | 0.67468 | 0.65958 | 0.65274 | 0.65363 | 0.64909 | 12.3211
| Block 12: 100-110 mills/kWh | >100 | <=110 | 0.17468 | 0.30938 | 0.4131 | 0.49279 | 0.55385 | 0.60048 | 0.63591 | 0.66267 | 0.6827 | 0.95083 | 0.86963 | 0.85014 | 0.85436 | 0.83471 | 0.80484 | 0.81511 | 0.79568 | 0.78679 | 0.78777 | 0.78187 | 14.7967
| Block 13: 110-120 mills/kWh | >110 | <=120 | 0.19957 | 0.35353 | 0.47212 | 0.56329 | 0.63319 | 0.6866 | 0.72723 | 0.75795 | 0.78098 | 1.1103 | 1.0094 | 0.98482 | 0.98968 | 0.96529 | 0.92842 | 0.94115 | 0.91732 | 0.90656 | 0.908 | 0.901 | 17.0131
| Block 14: 120-130 mills/kWh | >120 | <=130 | 0.2145 | 0.38002 | 0.50753 | 0.60558 | 0.68079 | 0.73827 | 0.78202 | 0.81511 | 0.83995 | 1.206 | 1.0933 | 1.0656 | 1.0709 | 1.0436 | 1.0026 | 1.0168 | 0.99031 | 0.97843 | 0.98014 | 0.97247 | 18.343
| Block 15: 130-140 mills/kWh | >130 | <=140 | 0.2272 | 0.4025 | 0.53756 | 0.64141 | 0.72106 | 0.78194 | 0.82827 | 0.86332 | 0.88963 | 1.3019 | 1.1735 | 1.1416 | 1.1471 | 1.116 | 1.0694 | 1.0854 | 1.0555 | 1.0421 | 1.0441 | 1.0356 | 19.4775
| Block 16: 140-150 mills/kWh | >140 | <=150 | 0.27011 | 0.47854 | 0.63914 | 0.76265 | 0.85739 | 0.92982 | 0.98496 | 1.0267 | 1.058 | 1.5356 | 1.3876 | 1.3511 | 1.3577 | 1.3219 | 1.2681 | 1.2867 | 1.2521 | 1.2366 | 1.239 | 1.229 | 23.1801
| Block 17: 150-160 mills/kWh | >150 | <=160 | 0.27011 | 0.47854 | 0.63914 | 0.76265 | 0.85739 | 0.92982 | 0.98496 | 1.0267 | 1.058 | 1.5356 | 1.3876 | 1.3511 | 1.3577 | 1.3219 | 1.2681 | 1.2867 | 1.2521 | 1.2366 | 1.239 | 1.229 | 23.1801
| Block 18: 160-170 mills/kWh | >160 | <=170 | 0.30527 | 0.54084 | 0.72234 | 0.86191 | 0.96897 | 1.0508 | 1.1131 | 1.1602 | 1.1956 | 1.7395 | 1.5707 | 1.529 | 1.5364 | 1.4956 | 1.4343 | 1.4553 | 1.4159 | 1.3983 | 1.4009 | 1.3897 | 26.2701
| Block 19: 170-180 mills/kWh | >170 | <=180 | 0.32637 | 0.57821 | 0.77226 | 0.92147 | 1.0359 | 1.1234 | 1.19 | 1.2404 | 1.2782 | 1.8618 | 1.6806 | 1.6357 | 1.6436 | 1.5998 | 1.5339 | 1.5565 | 1.5142 | 1.4953 | 1.4981 | 1.486 | 28.124
| Block 20: 180-190 mills/kWh | >180 | <=190 | 0.32637 | 0.57821 | 0.77226 | 0.92147 | 1.0359 | 1.1234 | 1.19 | 1.2404 | 1.2782 | 1.8618 | 1.6806 | 1.6357 | 1.6436 | 1.5998 | 1.5339 | 1.5565 | 1.5142 | 1.4953 | 1.4981 | 1.486 | 28.124
| Block 21: 190-200 mills/kWh | >190 | <=200 | 0.32637 | 0.57821 | 0.77226 | 0.92147 | 1.0359 | 1.1234 | 1.19 | 1.2404 | 1.2782 | 1.8618 | 1.6806 | 1.6357 | 1.6436 | 1.5998 | 1.5339 | 1.5565 | 1.5142 | 1.4953 | 1.4981 | 1.486 | 28.124
| Block 22: 200-210 mills/kWh | >200 | <=210 | 0.32637 | 0.57821 | 0.77226 | 0.92147 | 1.0359 | 1.1234 | 1.19 | 1.2404 | 1.2782 | 1.8618 | 1.6806 | 1.6357 | 1.6436 | 1.5998 | 1.5339 | 1.5565 | 1.5142 | 1.4953 | 1.4981 | 1.486 | 28.124
| Block 23: 210-220 mills/kWh | >210 | <=220 | 0.34654 | 0.61396 | 0.82001 | 0.97847 | 1.1 | 1.1929 | 1.2637 | 1.3172 | 1.3574 | 1.9625 | 1.7754 | 1.7293 | 1.7378 | 1.6926 | 1.6246 | 1.648 | 1.6043 | 1.5846 | 1.5875 | 1.5749 | 29.8508
| Block 24: 220-230 mills/kWh | >220 | <=230 | 0.34654 | 0.61396 | 0.82001 | 0.97847 | 1.1 | 1.1929 | 1.2637 | 1.3172 | 1.3574 | 1.9625 | 1.7754 | 1.7293 | 1.7378 | 1.6926 | 1.6246 | 1.648 | 1.6043 | 1.5846 | 1.5875 | 1.5749 | 29.8508
| Block 25: 230-240 mills/kWh | >230 | <=240 | 0.34654 | 0.61396 | 0.82001 | 0.97847 | 1.1 | 1.1929 | 1.2637 | 1.3172 | 1.3574 | 1.9625 | 1.7754 | 1.7293 | 1.7378 | 1.6926 | 1.6246 | 1.648 | 1.6043 | 1.5846 | 1.5875 | 1.5749 | 29.8508
| Block 26: 240-250 mills/kWh | >240 | <=250 | 0.34654 | 0.61396 | 0.82001 | 0.97847 | 1.1 | 1.1929 | 1.2637 | 1.3172 | 1.3574 | 1.9625 | 1.7754 | 1.7293 | 1.7378 | 1.6926 | 1.6246 | 1.648 | 1.6043 | 1.5846 | 1.5875 | 1.5749 | 29.8508
| Block 27: 250-260 mills/kWh | >250 | <=260 | 0.34654 | 0.61396 | 0.82001 | 0.97847 | 1.1 | 1.1929 | 1.2637 | 1.3172 | 1.3574 | 1.9625 | 1.7754 | 1.7293 | 1.7378 | 1.6926 | 1.6246 | 1.648 | 1.6043 | 1.5846 | 1.5875 | 1.5749 | 29.8508
| Block 28: 260-270 mills/kWh | >260 | <=270 | 0.34654 | 0.61396 | 0.82001 | 0.97847 | 1.1 | 1.1929 | 1.2637 | 1.3172 | 1.3574 | 1.9625 | 1.7754 | 1.7293 | 1.7378 | 1.6926 | 1.6246 | 1.648 | 1.6043 | 1.5846 | 1.5875 | 1.5749 | 29.8508
| Block 29: 270-280 mills/kWh | >270 | <=280 | 0.34654 | 0.61396 | 0.82001 | 0.97847 | 1.1 | 1.1929 | 1.2637 | 1.3172 | 1.3574 | 1.9625 | 1.7754 | 1.7293 | 1.7378 | 1.6926 | 1.6246 | 1.648 | 1.6043 | 1.5846 | 1.5875 | 1.5749 | 29.8508
| Block 30: 280-290 mills/kWh | >280 | <=290 | 0.34654 | 0.61396 | 0.82001 | 0.97847 | 1.1 | 1.1929 | 1.2637 | 1.3172 | 1.3574 | 1.9625 | 1.7754 | 1.7293 | 1.7378 | 1.6926 | 1.6246 | 1.648 | 1.6043 | 1.5846 | 1.5875 | 1.5749 | 29.8508
| Block 31: 290-300 mills/kWh | >290 | <=300 | 0.34654 | 0.61396 | 0.82001 | 0.97847 | 1.1 | 1.1929 | 1.2637 | 1.3172 | 1.3574 | 1.9625 | 1.7754 | 1.7293 | 1.7378 | 1.6926 | 1.6246 | 1.648 | 1.6043 | 1.5846 | 1.5875 | 1.5749 | 29.8508
| Block 32: >300 mills/kWh | >300 | <=999 | 0.34654 | 0.61396 | 0.82001 | 0.97847 | 1.1 | 1.1929 | 1.2637 | 1.3172 | 1.3574 | 1.9625 | 1.7754 | 1.7293 | 1.7378 | 1.6926 | 1.6246 | 1.648 | 1.6043 | 1.5846 | 1.5875 | 1.5749 | 29.8508
RECOMBINE MEASURE BUNDLES INTO SUPPLY CURVE INREMENETAL
|  | SC-NR | Lighting Controls Interior-NR | 2016 | 2017 | 2018 | 2019 | 2020 | 2021 | 2022 | 2023 | 2024 | 2025 | 2026 | 2027 | 2028 | 2029 | 2030 | 2031 | 2032 | 2033 | 2034 | 2035
|  | 0 |  | aMW_2016 | aMW_2017 | aMW_2018 | aMW_2019 | aMW_2020 | aMW_2021 | aMW_2022 | aMW_2023 | aMW_2024 | aMW_2025 | aMW_2026 | aMW_2027 | aMW_2028 | aMW_2029 | aMW_2030 | aMW_2031 | aMW_2032 | aMW_2033 | aMW_2034 | aMW_2035 | TOTAL MAX
|  | Block 1: <= 0 mills/kWh |  | 0 | 0 | 0 | 0 | 0 | 0 | 0 | 0 | 0 | 0 | 0 | 0 | 0 | 0 | 0 | 0 | 0 | 0 | 0 | 0 | 0
|  | Block 2: <= 10 mills/kWh |  | 0 | 0 | 0 | 0 | 0 | 0 | 0 | 0 | 0 | 0 | 0 | 0 | 0 | 0 | 0 | 0 | 0 | 0 | 0 | 0 | 0
|  | Block 3: 10-20 mills/kWh |  | 0 | 0 | 0 | 0 | 0 | 0 | 0 | 0 | 0 | 0 | 0 | 0 | 0 | 0 | 0 | 0 | 0 | 0 | 0 | 0 | 0
|  | Block 4: 20-30 mills/kWh |  | 0 | 0 | 0 | 0 | 0 | 0 | 0 | 0 | 0 | 0 | 0 | 0 | 0 | 0 | 0 | 0 | 0 | 0 | 0 | 0 | 0
|  | Block 5: 30-40 mills/kWh |  | 0 | 0 | 0 | 0 | 0 | 0 | 0 | 0 | 0 | 0 | 0 | 0 | 0 | 0 | 0 | 0 | 0 | 0 | 0 | 0 | 0
|  | Block 6: 40-50 mills/kWh |  | 0 | 0 | 0 | 0 | 0 | 0 | 0 | 0 | 0 | 0 | 0 | 0 | 0 | 0 | 0 | 0 | 0 | 0 | 0 | 0 | 0
|  | Block 7: 50-60 mills/kWh |  | 0 | 0 | 0 | 0 | 0 | 0 | 0 | 0 | 0 | 0 | 0 | 0 | 0 | 0 | 0 | 0 | 0 | 0 | 0 | 0 | 0
|  | Block 8: 60-70 mills/kWh |  | 0 | 0 | 0 | 0 | 0 | 0 | 0 | 0 | 0 | 0 | 0 | 0 | 0 | 0 | 0 | 0 | 0 | 0 | 0 | 0 | 0
|  | Block 9: 70-80 mills/kWh |  | 0 | 0 | 0 | 0 | 0 | 0 | 0 | 0 | 0 | 0 | 0 | 0 | 0 | 0 | 0 | 0 | 0 | 0 | 0 | 0 | 0
|  | Block 10: 80-90 mills/kWh |  | 0.082754 | 0.14651 | 0.19555 | 0.23317 | 0.26196 | 0.2839 | 0.30053 | 0.31304 | 0.32238 | 0.42718 | 0.39657 | 0.38955 | 0.3915 | 0.38405 | 0.37253 | 0.37643 | 0.36878 | 0.36515 | 0.36529 | 0.36274 | 6.9004
|  | Block 11: 90-100 mills/kWh |  | 0.06203 | 0.11001 | 0.14708 | 0.17567 | 0.19769 | 0.21461 | 0.22756 | 0.23743 | 0.24491 | 0.35177 | 0.3192 | 0.31142 | 0.31322 | 0.30555 | 0.29386 | 0.29825 | 0.2908 | 0.2876 | 0.28834 | 0.28636 | 5.4207
|  | Block 12: 100-110 mills/kWh |  | 0.029893 | 0.052864 | 0.070477 | 0.083944 | 0.094202 | 0.10198 | 0.10783 | 0.11219 | 0.11541 | 0.17188 | 0.15386 | 0.14916 | 0.14965 | 0.14511 | 0.13845 | 0.14043 | 0.1361 | 0.13405 | 0.13414 | 0.13278 | 2.4755
|  | Block 13: 110-120 mills/kWh |  | 0.024892 | 0.044145 | 0.05902 | 0.070496 | 0.079332 | 0.08612 | 0.091316 | 0.095278 | 0.098281 | 0.15949 | 0.13976 | 0.13468 | 0.13532 | 0.13058 | 0.12359 | 0.12604 | 0.12165 | 0.11977 | 0.12023 | 0.11913 | 2.2164
|  | Block 14: 120-130 mills/kWh |  | 0.014935 | 0.026487 | 0.035412 | 0.042297 | 0.047599 | 0.051672 | 0.05479 | 0.057167 | 0.058968 | 0.095692 | 0.083857 | 0.080805 | 0.081194 | 0.078349 | 0.074153 | 0.075622 | 0.072988 | 0.071862 | 0.072138 | 0.071475 | 1.3299
|  | Block 15: 130-140 mills/kWh |  | 0.012693 | 0.022486 | 0.03003 | 0.035829 | 0.040276 | 0.043673 | 0.046258 | 0.048211 | 0.049676 | 0.095869 | 0.080281 | 0.076009 | 0.076215 | 0.072368 | 0.066851 | 0.068602 | 0.065153 | 0.063653 | 0.063962 | 0.063088 | 1.1346
|  | Block 16: 140-150 mills/kWh |  | 0.042909 | 0.076039 | 0.10158 | 0.12124 | 0.13633 | 0.14788 | 0.15668 | 0.16335 | 0.16837 | 0.23369 | 0.21407 | 0.20944 | 0.21057 | 0.20588 | 0.19871 | 0.20129 | 0.19664 | 0.19455 | 0.19486 | 0.19349 | 3.7026
|  | Block 17: 150-160 mills/kWh |  | 0 | 0 | 0 | 0 | 0 | 0 | 0 | 0 | 0 | 0 | 0 | 0 | 0 | 0 | 0 | 0 | 0 | 0 | 0 | 0 | 0
|  | Block 18: 160-170 mills/kWh |  | 0.035166 | 0.062296 | 0.083196 | 0.099262 | 0.11158 | 0.12099 | 0.12815 | 0.13357 | 0.13762 | 0.20392 | 0.18313 | 0.17791 | 0.17873 | 0.17367 | 0.16613 | 0.16868 | 0.16384 | 0.16167 | 0.16198 | 0.1606 | 3.0899
|  | Block 19: 170-180 mills/kWh |  | 0.021099 | 0.037378 | 0.049917 | 0.059557 | 0.066949 | 0.072596 | 0.076892 | 0.080139 | 0.082574 | 0.12235 | 0.10988 | 0.10675 | 0.10724 | 0.1042 | 0.09968 | 0.10121 | 0.098303 | 0.097001 | 0.09719 | 0.096361 | 1.854
|  | Block 20: 180-190 mills/kWh |  | 0 | 0 | 0 | 0 | 0 | 0 | 0 | 0 | 0 | 0 | 0 | 0 | 0 | 0 | 0 | 0 | 0 | 0 | 0 | 0 | 0
|  | Block 21: 190-200 mills/kWh |  | 0 | 0 | 0 | 0 | 0 | 0 | 0 | 0 | 0 | 0 | 0 | 0 | 0 | 0 | 0 | 0 | 0 | 0 | 0 | 0 | 0
|  | Block 22: 200-210 mills/kWh |  | 0 | 0 | 0 | 0 | 0 | 0 | 0 | 0 | 0 | 0 | 0 | 0 | 0 | 0 | 0 | 0 | 0 | 0 | 0 | 0 | 0
|  | Block 23: 210-220 mills/kWh |  | 0.020168 | 0.035741 | 0.047751 | 0.056995 | 0.064095 | 0.069529 | 0.073673 | 0.076815 | 0.079181 | 0.10067 | 0.0948 | 0.093619 | 0.094192 | 0.092835 | 0.090626 | 0.091499 | 0.090026 | 0.089348 | 0.089417 | 0.088935 | 1.7268
|  | Block 24: 220-230 mills/kWh |  | 0 | 0 | 0 | 0 | 0 | 0 | 0 | 0 | 0 | 0 | 0 | 0 | 0 | 0 | 0 | 0 | 0 | 0 | 0 | 0 | 0
|  | Block 25: 230-240 mills/kWh |  | 0 | 0 | 0 | 0 | 0 | 0 | 0 | 0 | 0 | 0 | 0 | 0 | 0 | 0 | 0 | 0 | 0 | 0 | 0 | 0 | 0
|  | Block 26: 240-250 mills/kWh |  | 0 | 0 | 0 | 0 | 0 | 0 | 0 | 0 | 0 | 0 | 0 | 0 | 0 | 0 | 0 | 0 | 0 | 0 | 0 | 0 | 0
|  | Block 27: 250-260 mills/kWh |  | 0 | 0 | 0 | 0 | 0 | 0 | 0 | 0 | 0 | 0 | 0 | 0 | 0 | 0 | 0 | 0 | 0 | 0 | 0 | 0 | 0
|  | Block 28: 260-270 mills/kWh |  | 0 | 0 | 0 | 0 | 0 | 0 | 0 | 0 | 0 | 0 | 0 | 0 | 0 | 0 | 0 | 0 | 0 | 0 | 0 | 0 | 0
|  | Block 29: 270-280 mills/kWh |  | 0 | 0 | 0 | 0 | 0 | 0 | 0 | 0 | 0 | 0 | 0 | 0 | 0 | 0 | 0 | 0 | 0 | 0 | 0 | 0 | 0
|  | Block 30: 280-290 mills/kWh |  | 0 | 0 | 0 | 0 | 0 | 0 | 0 | 0 | 0 | 0 | 0 | 0 | 0 | 0 | 0 | 0 | 0 | 0 | 0 | 0 | 0
|  | Block 31: 290-300 mills/kWh |  | 0 | 0 | 0 | 0 | 0 | 0 | 0 | 0 | 0 | 0 | 0 | 0 | 0 | 0 | 0 | 0 | 0 | 0 | 0 | 0 | 0
|  | Block 32: >300 mills/kWh |  | 0 | 0 | 0 | 0 | 0 | 0 | 0 | 0 | 0 | 0 | 0 | 0 | 0 | 0 | 0 | 0 | 0 | 0 | 0 | 0 | 0
|  | Total per Year |  | 0.34654 | 0.61396 | 0.82001 | 0.97847 | 1.1 | 1.1929 | 1.2637 | 1.3172 | 1.3574 | 1.9625 | 1.7754 | 1.7293 | 1.7378 | 1.6926 | 1.6246 | 1.648 | 1.6043 | 1.5846 | 1.5875 | 1.5749
|  | Cumulative at Earliest Deployment |  | 0.34654 | 0.9605 | 1.7805 | 2.759 | 3.859 | 5.0519 | 6.3156 | 7.6328 | 8.9902 | 10.9527 | 12.7281 | 14.4574 | 16.1953 | 17.8879 | 19.5124 | 21.1605 | 22.7647 | 24.3494 | 25.9369 | 27.5119 | 29.8508

## M_Input_Out
Shaped Savings Results; By Category and sorted by TRC BC ratio
[14 empty] | Savings Allocation by Category and Month for Segments 1 | [11 empty] | Savings Allocation by Category and Month for Segments 2
Category | Measure | Busbar Savings | First Cost | Admin Cost | First Year Program Cost | PV Cost | PV Benefits | Unit Program Cost: First Year Program Cost in $/average annual kW saved | Utility System Net Levelized Cost (Net of T&D Capacity Benefits, Act Credit & Risk-Mitigation) in mills/kWh | TRC Net Levelized Cost (Net of All Benefits) in mills/kWh | TRC B/C Ratio | Net Electric & Gas System CO2 Avoided (Lifetime Tons) | Wholesale KW | Jan | Feb | Mar | Apr | May | Jun | Jul | Aug | Sep | Oct | Nov | Dec | Jan | Feb | Mar | Apr | May | Jun | Jul | Aug | Sep | Oct | Nov | Dec
Lighting Controls Interior-New-Large Off-Unitary |  | 458.1751 | 341.075 | 68.215 | 409.29 | 521.622 | 243.8571 | 7825.3496 | 37.5241 | 82.8045 | 0.51723 | 3.385 | 0.077435 | 27.9093 | 25.7662 | 29.541 | 27.3432 | 27.7048 | 27.7108 | 27.123 | 28.9868 | 25.7893 | 28.8482 | 26.0073 | 27.2782 | 11.1096 | 9.8484 | 9.9814 | 10.7258 | 10.86 | 10.2484 | 11.5249 | 10.3955 | 11.4122 | 10.2454 | 10.7028 | 11.1125
Lighting Controls Interior-NR-Large Off-Unitary |  | 458.1751 | 341.075 | 68.215 | 409.29 | 521.622 | 243.8571 | 7825.3496 | 37.5241 | 82.8045 | 0.51723 | 3.385 | 0.077435 | 27.9093 | 25.7662 | 29.541 | 27.3432 | 27.7048 | 27.7108 | 27.123 | 28.9868 | 25.7893 | 28.8482 | 26.0073 | 27.2782 | 11.1096 | 9.8484 | 9.9814 | 10.7258 | 10.86 | 10.2484 | 11.5249 | 10.3955 | 11.4122 | 10.2454 | 10.7028 | 11.1125
Lighting Controls Interior-New-Other-Unitary |  | 429.5885 | 341.075 | 68.215 | 409.29 | 521.622 | 220.7198 | 8346.0819 | 41.2187 | 89.8475 | 0.47878 | 3.1135 | 0.068373 | 26.6577 | 24.6771 | 28.4429 | 25.8032 | 26.4169 | 26.3683 | 25.5729 | 27.6582 | 24.509 | 27.6714 | 25.0782 | 25.9604 | 10.1328 | 8.9209 | 8.6376 | 9.5535 | 9.75 | 8.902 | 10.4932 | 9.0718 | 10.4071 | 8.9809 | 9.8622 | 10.0601
Lighting Controls Interior-NR-Other-Unitary |  | 429.5885 | 341.075 | 68.215 | 409.29 | 521.622 | 220.7198 | 8346.0819 | 41.2187 | 89.8475 | 0.47878 | 3.1135 | 0.068373 | 26.6577 | 24.6771 | 28.4429 | 25.8032 | 26.4169 | 26.3683 | 25.5729 | 27.6582 | 24.509 | 27.6714 | 25.0782 | 25.9604 | 10.1328 | 8.9209 | 8.6376 | 9.5535 | 9.75 | 8.902 | 10.4932 | 9.0718 | 10.4071 | 8.9809 | 9.8622 | 10.0601
Lighting Controls Interior-New-Large Off-Integrated |  | 650.2033 | 562.7738 | 112.5548 | 675.3286 | 860.6764 | 368.5805 | 9098.5052 | 45.1902 | 93.8854 | 0.46184 | 5.2093 | 0.10989 | 39.6066 | 36.5652 | 41.922 | 38.8031 | 39.3162 | 39.3248 | 38.4907 | 41.1356 | 36.598 | 40.9389 | 36.9074 | 38.711 | 15.7658 | 13.976 | 14.1648 | 15.2212 | 15.4115 | 14.5436 | 16.3552 | 14.7525 | 16.1953 | 14.5395 | 15.1885 | 15.7699
Lighting Controls Interior-New-Medium Off-Unitary |  | 406.3771 | 341.075 | 68.215 | 409.29 | 521.622 | 210.214 | 8822.7929 | 43.5301 | 94.5821 | 0.45875 | 2.8929 | 0.06868 | 24.7541 | 22.8533 | 26.2013 | 24.252 | 24.5726 | 24.578 | 24.0567 | 25.7097 | 22.8737 | 25.5868 | 23.0671 | 24.1944 | 9.8536 | 8.735 | 8.853 | 9.5132 | 9.6322 | 9.0898 | 10.222 | 9.2203 | 10.1221 | 9.0872 | 9.4928 | 9.8562
Lighting Controls Interior-NR-Medium Off-Unitary |  | 406.3771 | 341.075 | 68.215 | 409.29 | 521.622 | 210.214 | 8822.7929 | 43.5301 | 94.5821 | 0.45875 | 2.8929 | 0.06868 | 24.7541 | 22.8533 | 26.2013 | 24.252 | 24.5726 | 24.578 | 24.0567 | 25.7097 | 22.8737 | 25.5868 | 23.0671 | 24.1944 | 9.8536 | 8.735 | 8.853 | 9.5132 | 9.6322 | 9.0898 | 10.222 | 9.2203 | 10.1221 | 9.0872 | 9.4928 | 9.8562
Lighting Controls Interior-NR-Large Off-Integrated |  | 641.4452 | 562.7738 | 112.5548 | 675.3286 | 860.6764 | 362.892 | 9222.7335 | 45.9383 | 95.2982 | 0.45562 | 5.1261 | 0.10841 | 39.0731 | 36.0727 | 41.3574 | 38.2805 | 38.7867 | 38.7951 | 37.9722 | 40.5815 | 36.105 | 40.3875 | 36.4103 | 38.1895 | 15.5534 | 13.7878 | 13.974 | 15.0162 | 15.2039 | 14.3477 | 16.1349 | 14.5538 | 15.9771 | 14.3436 | 14.9839 | 15.5575
Lighting Controls Interior-New-Other-Integrated |  | 609.6355 | 562.7738 | 112.5548 | 675.3286 | 860.6764 | 336.5658 | 9703.9586 | 49.395 | 101.5667 | 0.42805 | 4.8239 | 0.097029 | 37.8304 | 35.0197 | 40.3638 | 36.6178 | 37.4886 | 37.4197 | 36.291 | 39.2502 | 34.7811 | 39.2689 | 35.5889 | 36.8408 | 14.3796 | 12.6597 | 12.2578 | 13.5575 | 13.8364 | 12.633 | 14.8911 | 12.8739 | 14.7689 | 12.7449 | 13.9955 | 14.2764
Lighting Controls Interior-NR-Other-Integrated |  | 601.4239 | 562.7738 | 112.5548 | 675.3286 | 860.6764 | 331.2823 | 9836.4536 | 50.1929 | 103.0768 | 0.42229 | 4.7459 | 0.095722 | 37.3208 | 34.548 | 39.8201 | 36.1245 | 36.9837 | 36.9157 | 35.8021 | 38.7215 | 34.3126 | 38.74 | 35.1095 | 36.3446 | 14.1859 | 12.4892 | 12.0927 | 13.3749 | 13.65 | 12.4628 | 14.6905 | 12.7005 | 14.5699 | 12.5732 | 13.807 | 14.0841
Lighting Controls Interior-NR-Medium Off-Integrated |  | 568.9279 | 562.7738 | 112.5548 | 675.3286 | 860.6764 | 315.7916 | 10398.2916 | 53.0168 | 108.6683 | 0.40411 | 4.4372 | 0.096153 | 34.6558 | 31.9946 | 36.6818 | 33.9527 | 34.4017 | 34.4092 | 33.6794 | 35.9936 | 32.0232 | 35.8216 | 32.294 | 33.8721 | 13.7951 | 12.229 | 12.3942 | 13.3185 | 13.4851 | 12.7257 | 14.3108 | 12.9084 | 14.1709 | 12.722 | 13.2899 | 13.7986
Lighting Controls Interior-New-Small Off-Unitary |  | 396.6989 | 341.075 | 68.215 | 409.29 | 521.622 | 120.7722 | 9038.0412 | 43.8168 | 113.4607 | 0.40071 | 1.242 | 0.074097 | 28.0005 | 26.0878 | 29.6617 | 27.7271 | 27.6332 | 27.9102 | 27.3548 | 29.2017 | 26.1887 | 28.7693 | 25.7448 | 27.1004 | 5.6211 | 5.005 | 5.0381 | 5.5102 | 5.4812 | 5.2584 | 5.9473 | 5.2774 | 6.011 | 5.1209 | 5.3925 | 5.6556
Lighting Controls Interior-NR-Small Off-Unitary |  | 396.6989 | 341.075 | 68.215 | 409.29 | 521.622 | 120.7722 | 9038.0412 | 43.8168 | 113.4607 | 0.40071 | 1.242 | 0.074097 | 28.0005 | 26.0878 | 29.6617 | 27.7271 | 27.6332 | 27.9102 | 27.3548 | 29.2017 | 26.1887 | 28.7693 | 25.7448 | 27.1004 | 5.6211 | 5.005 | 5.0381 | 5.5102 | 5.4812 | 5.2584 | 5.9473 | 5.2774 | 6.011 | 5.1209 | 5.3925 | 5.6556
Lighting Controls Interior-NR-Small Off-Integrated |  | 555.3784 | 562.7738 | 112.5548 | 675.3286 | 860.6764 | 227.9807 | 10651.9771 | 53.5349 | 122.9345 | 0.37228 | 2.7494 | 0.10374 | 39.2007 | 36.523 | 41.5264 | 38.8179 | 38.6864 | 39.0743 | 38.2967 | 40.8823 | 36.6642 | 40.277 | 36.0427 | 37.9405 | 7.8695 | 7.007 | 7.0534 | 7.7143 | 7.6737 | 7.3618 | 8.3262 | 7.3883 | 8.4153 | 7.1693 | 7.5496 | 7.9179
Lighting Controls Interior-New-Small Off-Integrated |  | 515.2077 | 562.7738 | 112.5548 | 675.3286 | 860.6764 | 244.7016 | 11482.5116 | 58.5359 | 127.0823 | 0.36106 | 3.1204 | 0.096233 | 36.3653 | 33.8813 | 38.5228 | 36.0102 | 35.8882 | 36.2481 | 35.5267 | 37.9253 | 34.0123 | 37.3638 | 33.4357 | 35.1963 | 7.3003 | 6.5002 | 6.5432 | 7.1564 | 7.1187 | 6.8293 | 7.7239 | 6.8539 | 7.8066 | 6.6508 | 7.0035 | 7.3452
Lighting Controls Interior-New-Medium Off-Integrated |  | 554.8824 | 562.7738 | 112.5548 | 675.3286 | 860.6764 | 220.1038 | 10661.4986 | 54.6017 | 123.1411 | 0.36005 | 2.7447 | 0.093779 | 33.8002 | 31.2047 | 35.7762 | 33.1145 | 33.5524 | 33.5597 | 32.8479 | 35.105 | 31.2326 | 34.9372 | 31.4967 | 33.0359 | 13.4545 | 11.9271 | 12.0882 | 12.9897 | 13.1522 | 12.4115 | 13.9575 | 12.5897 | 13.821 | 12.408 | 12.9618 | 13.458
Lighting Controls Interior-New-University-Unitary |  | 327.372 | 341.075 | 68.215 | 409.29 | 521.622 | 85.5554 | 10952.0094 | 53.7732 | 136.5771 | 0.34109 | 0.58336 | 0.070191 | 21.795 | 20.3934 | 23.2425 | 20.9453 | 21.1892 | 19.4929 | 17.7937 | 19.2264 | 19.3057 | 23.3158 | 20.6269 | 21.1802 | 7.182 | 6.3554 | 6.4786 | 6.6697 | 6.5143 | 5.8441 | 6.3656 | 5.716 | 6.9183 | 6.4906 | 7.0152 | 7.3152
Lighting Controls Interior-NR-University-Unitary |  | 327.372 | 341.075 | 68.215 | 409.29 | 521.622 | 85.5554 | 10952.0094 | 53.7732 | 136.5771 | 0.34109 | 0.58336 | 0.070191 | 21.795 | 20.3934 | 23.2425 | 20.9453 | 21.1892 | 19.4929 | 17.7937 | 19.2264 | 19.3057 | 23.3158 | 20.6269 | 21.1802 | 7.182 | 6.3554 | 6.4786 | 6.6697 | 6.5143 | 5.8441 | 6.3656 | 5.716 | 6.9183 | 6.4906 | 7.0152 | 7.3152
Lighting Controls Interior-New-Warehouse-Integrated |  | 313.5417 | 368.5509 | 73.7102 | 442.261 | 563.6421 | 136.5303 | 12356.2728 | 64.4704 | 138.6537 | 0.32541 | 1.796 | 0.054847 | 20.3072 | 18.7135 | 21.1386 | 19.3015 | 19.2975 | 19.3151 | 18.9392 | 20.2944 | 18.3193 | 20.4551 | 18.8811 | 19.7752 | 6.529 | 5.8258 | 6.0024 | 6.6928 | 6.8254 | 6.5373 | 7.1279 | 6.7157 | 7.1274 | 6.5879 | 6.28 | 6.5524
Lighting Controls Interior-NR-University-Integrated |  | 458.3207 | 562.7738 | 112.5548 | 675.3286 | 860.6764 | 175.8504 | 12907.7254 | 65.5494 | 148.5109 | 0.31576 | 1.8274 | 0.098268 | 30.513 | 28.5507 | 32.5395 | 29.3235 | 29.6648 | 27.2901 | 24.9111 | 26.9169 | 27.0279 | 32.6422 | 28.8777 | 29.6522 | 10.0548 | 8.8975 | 9.07 | 9.3376 | 9.12 | 8.1817 | 8.9119 | 8.0024 | 9.6857 | 9.0869 | 9.8213 | 10.2412
Lighting Controls Interior-New-Warehouse-Unitary |  | 169.6382 | 158.9759 | 31.7952 | 190.771 | 243.1292 | -11.7347 | 9851.2852 | 49.3868 | 148.9684 | 0.30429 | -0.48505 | 0.029674 | 10.987 | 10.1247 | 11.4368 | 10.4429 | 10.4407 | 10.4502 | 10.2468 | 10.9801 | 9.9114 | 11.067 | 10.2154 | 10.6991 | 3.5324 | 3.152 | 3.2475 | 3.6211 | 3.6928 | 3.5369 | 3.8565 | 3.6335 | 3.8562 | 3.5643 | 3.3977 | 3.5451
Lighting Controls Interior-NR-Warehouse-Unitary |  | 169.6382 | 158.9759 | 31.7952 | 190.771 | 243.1292 | -11.7347 | 9851.2852 | 49.3868 | 148.9684 | 0.30429 | -0.48505 | 0.029674 | 10.987 | 10.1247 | 11.4368 | 10.4429 | 10.4407 | 10.4502 | 10.2468 | 10.9801 | 9.9114 | 11.067 | 10.2154 | 10.6991 | 3.5324 | 3.152 | 3.2475 | 3.6211 | 3.6928 | 3.5369 | 3.8565 | 3.6335 | 3.8562 | 3.5643 | 3.3977 | 3.5451
Lighting Controls Interior-New-School K-12-Integrated |  | 458.4091 | 562.7738 | 112.5548 | 675.3286 | 860.6764 | 141.6441 | 12905.2382 | 70.2338 | 154.2485 | 0.28633 | 1.8282 | 0.060344 | 32.2593 | 30.638 | 35.2147 | 32.2872 | 32.5668 | 28.3013 | 22.4492 | 26.7519 | 30.5487 | 34.6523 | 30.6208 | 29.9355 | 7.9483 | 7.1859 | 7.359 | 8.0946 | 8.2017 | 7.1535 | 6.8323 | 6.7943 | 9.0331 | 7.9736 | 7.8529 | 7.7542
Lighting Controls Interior-New-School K-12-Unitary |  | 292.6591 | 341.075 | 68.215 | 409.29 | 521.622 | 34.2097 | 12251.0498 | 66.2946 | 161.3802 | 0.27424 | 0.19982 | 0.038525 | 20.5951 | 19.56 | 22.4819 | 20.6129 | 20.7914 | 18.0682 | 14.3321 | 17.079 | 19.503 | 22.1228 | 19.549 | 19.1115 | 5.0744 | 4.5877 | 4.6981 | 5.1678 | 5.2362 | 4.567 | 4.3619 | 4.3376 | 5.7669 | 5.0905 | 5.0135 | 4.9504
Lighting Controls Interior-NR-School K-12-Unitary |  | 292.6591 | 341.075 | 68.215 | 409.29 | 521.622 | 34.2097 | 12251.0498 | 66.2946 | 161.3802 | 0.27424 | 0.19982 | 0.038525 | 20.5951 | 19.56 | 22.4819 | 20.6129 | 20.7914 | 18.0682 | 14.3321 | 17.079 | 19.503 | 22.1228 | 19.549 | 19.1115 | 5.0744 | 4.5877 | 4.6981 | 5.1678 | 5.2362 | 4.567 | 4.3619 | 4.3376 | 5.7669 | 5.0905 | 5.0135 | 4.9504
Lighting Controls Interior-NR-School K-12-Integrated |  | 409.7227 | 562.7738 | 112.5548 | 675.3286 | 860.6764 | 107.8804 | 14438.7372 | 79.4676 | 174.0267 | 0.25513 | 1.3119 | 0.053935 | 28.8332 | 27.384 | 31.4746 | 28.858 | 29.108 | 25.2955 | 20.0649 | 23.9106 | 27.3042 | 30.9719 | 27.3686 | 26.7562 | 7.1041 | 6.4227 | 6.5774 | 7.2349 | 7.3306 | 6.3937 | 6.1067 | 6.0727 | 8.0737 | 7.1268 | 7.0189 | 6.9306
Lighting Controls Interior-New-University-Integrated |  | 339.3432 | 562.7738 | 112.5548 | 675.3286 | 860.6764 | 117.6709 | 17433.3168 | 92.7998 | 199.6747 | 0.2395 | 1.1272 | 0.072758 | 22.592 | 21.1391 | 24.0924 | 21.7113 | 21.964 | 20.2057 | 18.4444 | 19.9294 | 20.0116 | 24.1684 | 21.3812 | 21.9547 | 7.4446 | 6.5878 | 6.7155 | 6.9136 | 6.7525 | 6.0578 | 6.5984 | 5.925 | 7.1713 | 6.728 | 7.2718 | 7.5827
Lighting Controls Interior-NR-Warehouse-Integrated |  | 226.1843 | 368.5509 | 73.7102 | 442.261 | 563.6421 | 25.4222 | 17128.5428 | 93.2062 | 213.5119 | 0.21639 | 0.052142 | 0.039566 | 14.6493 | 13.4996 | 15.2491 | 13.9238 | 13.9209 | 13.9336 | 13.6624 | 14.6401 | 13.2152 | 14.756 | 13.6206 | 14.2655 | 4.7099 | 4.2027 | 4.33 | 4.8281 | 4.9238 | 4.7159 | 5.1419 | 4.8446 | 5.1416 | 4.7524 | 4.5303 | 4.7268
Lighting Controls Interior-New-Xlarge Ret-Unitary |  | 0 | 0 | 0 | 0 | 0 | -103.0812 | 0 | 9999 | 9999 | 0 | -1.7741 | 0 | 0 | 0 | 0 | 0 | 0 | 0 | 0 | 0 | 0 | 0 | 0 | 0 | 0 | 0 | 0 | 0 | 0 | 0 | 0 | 0 | 0 | 0 | 0 | 0
Lighting Controls Interior-New-Large Ret-Unitary |  | 0 | 0 | 0 | 0 | 0 | -134.3179 | 0 | 9999 | 9999 | 0 | -2.3117 | 0 | 0 | 0 | 0 | 0 | 0 | 0 | 0 | 0 | 0 | 0 | 0 | 0 | 0 | 0 | 0 | 0 | 0 | 0 | 0 | 0 | 0 | 0 | 0 | 0
Lighting Controls Interior-New-Medium Ret-Unitary |  | 0 | 0 | 0 | 0 | 0 | -121.8232 | 0 | 9999 | 9999 | 0 | -2.0966 | 0 | 0 | 0 | 0 | 0 | 0 | 0 | 0 | 0 | 0 | 0 | 0 | 0 | 0 | 0 | 0 | 0 | 0 | 0 | 0 | 0 | 0 | 0 | 0 | 0
Lighting Controls Interior-New-Small Ret-Unitary |  | 0 | 0 | 0 | 0 | 0 | -96.8339 | 0 | 9999 | 9999 | 0 | -1.6665 | 0 | 0 | 0 | 0 | 0 | 0 | 0 | 0 | 0 | 0 | 0 | 0 | 0 | 0 | 0 | 0 | 0 | 0 | 0 | 0 | 0 | 0 | 0 | 0 | 0
Lighting Controls Interior-New-Supermarket-Unitary |  | 0 | 0 | 0 | 0 | 0 | -68.8668 | 0 | 9999 | 9999 | 0 | -1.1827 | 0 | 0 | 0 | 0 | 0 | 0 | 0 | 0 | 0 | 0 | 0 | 0 | 0 | 0 | 0 | 0 | 0 | 0 | 0 | 0 | 0 | 0 | 0 | 0 | 0
Lighting Controls Interior-New-MiniMart-Unitary |  | 0 | 0 | 0 | 0 | 0 | -122.0821 | 0 | 9999 | 9999 | 0 | -2.0966 | 0 | 0 | 0 | 0 | 0 | 0 | 0 | 0 | 0 | 0 | 0 | 0 | 0 | 0 | 0 | 0 | 0 | 0 | 0 | 0 | 0 | 0 | 0 | 0 | 0
Lighting Controls Interior-New-Restaurant-Unitary |  | 0 | 0 | 0 | 0 | 0 | -184.431 | 0 | 9999 | 9999 | 0 | -3.1718 | 0 | 0 | 0 | 0 | 0 | 0 | 0 | 0 | 0 | 0 | 0 | 0 | 0 | 0 | 0 | 0 | 0 | 0 | 0 | 0 | 0 | 0 | 0 | 0 | 0
Lighting Controls Interior-New-Lodging-Unitary |  | 0 | 0 | 0 | 0 | 0 | -123.2866 | 0 | 9999 | 9999 | 0 | -2.1504 | 0 | 0 | 0 | 0 | 0 | 0 | 0 | 0 | 0 | 0 | 0 | 0 | 0 | 0 | 0 | 0 | 0 | 0 | 0 | 0 | 0 | 0 | 0 | 0 | 0
Lighting Controls Interior-New-Hospital-Unitary |  | 0 | 0 | 0 | 0 | 0 | -214.2036 | 0 | 9999 | 9999 | 0 | -3.8707 | 0 | 0 | 0 | 0 | 0 | 0 | 0 | 0 | 0 | 0 | 0 | 0 | 0 | 0 | 0 | 0 | 0 | 0 | 0 | 0 | 0 | 0 | 0 | 0 | 0
Lighting Controls Interior-New-Residential Care-Unitary |  | 0 | 0 | 0 | 0 | 0 | -119.002 | 0 | 9999 | 9999 | 0 | -2.1504 | 0 | 0 | 0 | 0 | 0 | 0 | 0 | 0 | 0 | 0 | 0 | 0 | 0 | 0 | 0 | 0 | 0 | 0 | 0 | 0 | 0 | 0 | 0 | 0 | 0
Lighting Controls Interior-New-Assembly-Unitary |  | 0 | 0 | 0 | 0 | 0 | -55.6866 | 0 | 9999 | 9999 | 0 | -0.96767 | 0 | 0 | 0 | 0 | 0 | 0 | 0 | 0 | 0 | 0 | 0 | 0 | 0 | 0 | 0 | 0 | 0 | 0 | 0 | 0 | 0 | 0 | 0 | 0 | 0
Lighting Controls Interior-New-Xlarge Ret-Integrated |  | 0 | 0 | 0 | 0 | 0 | -134.3179 | 0 | 9999 | 9999 | 0 | -2.3117 | 0 | 0 | 0 | 0 | 0 | 0 | 0 | 0 | 0 | 0 | 0 | 0 | 0 | 0 | 0 | 0 | 0 | 0 | 0 | 0 | 0 | 0 | 0 | 0 | 0
Lighting Controls Interior-New-Large Ret-Integrated |  | 0 | 0 | 0 | 0 | 0 | -121.8232 | 0 | 9999 | 9999 | 0 | -2.0966 | 0 | 0 | 0 | 0 | 0 | 0 | 0 | 0 | 0 | 0 | 0 | 0 | 0 | 0 | 0 | 0 | 0 | 0 | 0 | 0 | 0 | 0 | 0 | 0 | 0
Lighting Controls Interior-New-Medium Ret-Integrated |  | 0 | 0 | 0 | 0 | 0 | -96.8339 | 0 | 9999 | 9999 | 0 | -1.6665 | 0 | 0 | 0 | 0 | 0 | 0 | 0 | 0 | 0 | 0 | 0 | 0 | 0 | 0 | 0 | 0 | 0 | 0 | 0 | 0 | 0 | 0 | 0 | 0 | 0
Lighting Controls Interior-New-Small Ret-Integrated |  | 0 | 0 | 0 | 0 | 0 | -149.9363 | 0 | 9999 | 9999 | 0 | -2.5805 | 0 | 0 | 0 | 0 | 0 | 0 | 0 | 0 | 0 | 0 | 0 | 0 | 0 | 0 | 0 | 0 | 0 | 0 | 0 | 0 | 0 | 0 | 0 | 0 | 0
Lighting Controls Interior-New-Supermarket-Integrated |  | 0 | 0 | 0 | 0 | 0 | -122.0821 | 0 | 9999 | 9999 | 0 | -2.0966 | 0 | 0 | 0 | 0 | 0 | 0 | 0 | 0 | 0 | 0 | 0 | 0 | 0 | 0 | 0 | 0 | 0 | 0 | 0 | 0 | 0 | 0 | 0 | 0 | 0
Lighting Controls Interior-New-MiniMart-Integrated |  | 0 | 0 | 0 | 0 | 0 | -184.6884 | 0 | 9999 | 9999 | 0 | -3.1718 | 0 | 0 | 0 | 0 | 0 | 0 | 0 | 0 | 0 | 0 | 0 | 0 | 0 | 0 | 0 | 0 | 0 | 0 | 0 | 0 | 0 | 0 | 0 | 0 | 0
Lighting Controls Interior-New-Restaurant-Integrated |  | 0 | 0 | 0 | 0 | 0 | -125.038 | 0 | 9999 | 9999 | 0 | -2.1504 | 0 | 0 | 0 | 0 | 0 | 0 | 0 | 0 | 0 | 0 | 0 | 0 | 0 | 0 | 0 | 0 | 0 | 0 | 0 | 0 | 0 | 0 | 0 | 0 | 0
Lighting Controls Interior-New-Lodging-Integrated |  | 0 | 0 | 0 | 0 | 0 | -221.9159 | 0 | 9999 | 9999 | 0 | -3.8707 | 0 | 0 | 0 | 0 | 0 | 0 | 0 | 0 | 0 | 0 | 0 | 0 | 0 | 0 | 0 | 0 | 0 | 0 | 0 | 0 | 0 | 0 | 0 | 0 | 0
Lighting Controls Interior-New-Hospital-Integrated |  | 0 | 0 | 0 | 0 | 0 | -119.002 | 0 | 9999 | 9999 | 0 | -2.1504 | 0 | 0 | 0 | 0 | 0 | 0 | 0 | 0 | 0 | 0 | 0 | 0 | 0 | 0 | 0 | 0 | 0 | 0 | 0 | 0 | 0 | 0 | 0 | 0 | 0
Lighting Controls Interior-New-Residential Care-Integrated |  | 0 | 0 | 0 | 0 | 0 | -53.5509 | 0 | 9999 | 9999 | 0 | -0.96767 | 0 | 0 | 0 | 0 | 0 | 0 | 0 | 0 | 0 | 0 | 0 | 0 | 0 | 0 | 0 | 0 | 0 | 0 | 0 | 0 | 0 | 0 | 0 | 0 | 0
Lighting Controls Interior-New-Assembly-Integrated |  | 0 | 0 | 0 | 0 | 0 | -55.6866 | 0 | 9999 | 9999 | 0 | -0.96767 | 0 | 0 | 0 | 0 | 0 | 0 | 0 | 0 | 0 | 0 | 0 | 0 | 0 | 0 | 0 | 0 | 0 | 0 | 0 | 0 | 0 | 0 | 0 | 0 | 0
Lighting Controls Interior-NR-Xlarge Ret-Unitary |  | 0 | 0 | 0 | 0 | 0 | -103.0812 | 0 | 9999 | 9999 | 0 | -1.7741 | 0 | 0 | 0 | 0 | 0 | 0 | 0 | 0 | 0 | 0 | 0 | 0 | 0 | 0 | 0 | 0 | 0 | 0 | 0 | 0 | 0 | 0 | 0 | 0 | 0
Lighting Controls Interior-NR-Large Ret-Unitary |  | 0 | 0 | 0 | 0 | 0 | -134.3179 | 0 | 9999 | 9999 | 0 | -2.3117 | 0 | 0 | 0 | 0 | 0 | 0 | 0 | 0 | 0 | 0 | 0 | 0 | 0 | 0 | 0 | 0 | 0 | 0 | 0 | 0 | 0 | 0 | 0 | 0 | 0
Lighting Controls Interior-NR-Medium Ret-Unitary |  | 0 | 0 | 0 | 0 | 0 | -121.8232 | 0 | 9999 | 9999 | 0 | -2.0966 | 0 | 0 | 0 | 0 | 0 | 0 | 0 | 0 | 0 | 0 | 0 | 0 | 0 | 0 | 0 | 0 | 0 | 0 | 0 | 0 | 0 | 0 | 0 | 0 | 0
Lighting Controls Interior-NR-Small Ret-Unitary |  | 0 | 0 | 0 | 0 | 0 | -96.8339 | 0 | 9999 | 9999 | 0 | -1.6665 | 0 | 0 | 0 | 0 | 0 | 0 | 0 | 0 | 0 | 0 | 0 | 0 | 0 | 0 | 0 | 0 | 0 | 0 | 0 | 0 | 0 | 0 | 0 | 0 | 0
Lighting Controls Interior-NR-Supermarket-Unitary |  | 0 | 0 | 0 | 0 | 0 | -68.8668 | 0 | 9999 | 9999 | 0 | -1.1827 | 0 | 0 | 0 | 0 | 0 | 0 | 0 | 0 | 0 | 0 | 0 | 0 | 0 | 0 | 0 | 0 | 0 | 0 | 0 | 0 | 0 | 0 | 0 | 0 | 0
Lighting Controls Interior-NR-MiniMart-Unitary |  | 0 | 0 | 0 | 0 | 0 | -122.0821 | 0 | 9999 | 9999 | 0 | -2.0966 | 0 | 0 | 0 | 0 | 0 | 0 | 0 | 0 | 0 | 0 | 0 | 0 | 0 | 0 | 0 | 0 | 0 | 0 | 0 | 0 | 0 | 0 | 0 | 0 | 0
Lighting Controls Interior-NR-Restaurant-Unitary |  | 0 | 0 | 0 | 0 | 0 | -184.431 | 0 | 9999 | 9999 | 0 | -3.1718 | 0 | 0 | 0 | 0 | 0 | 0 | 0 | 0 | 0 | 0 | 0 | 0 | 0 | 0 | 0 | 0 | 0 | 0 | 0 | 0 | 0 | 0 | 0 | 0 | 0
Lighting Controls Interior-NR-Lodging-Unitary |  | 0 | 0 | 0 | 0 | 0 | -123.2866 | 0 | 9999 | 9999 | 0 | -2.1504 | 0 | 0 | 0 | 0 | 0 | 0 | 0 | 0 | 0 | 0 | 0 | 0 | 0 | 0 | 0 | 0 | 0 | 0 | 0 | 0 | 0 | 0 | 0 | 0 | 0
Lighting Controls Interior-NR-Hospital-Unitary |  | 0 | 0 | 0 | 0 | 0 | -214.2036 | 0 | 9999 | 9999 | 0 | -3.8707 | 0 | 0 | 0 | 0 | 0 | 0 | 0 | 0 | 0 | 0 | 0 | 0 | 0 | 0 | 0 | 0 | 0 | 0 | 0 | 0 | 0 | 0 | 0 | 0 | 0
Lighting Controls Interior-NR-Residential Care-Unitary |  | 0 | 0 | 0 | 0 | 0 | -119.002 | 0 | 9999 | 9999 | 0 | -2.1504 | 0 | 0 | 0 | 0 | 0 | 0 | 0 | 0 | 0 | 0 | 0 | 0 | 0 | 0 | 0 | 0 | 0 | 0 | 0 | 0 | 0 | 0 | 0 | 0 | 0
Lighting Controls Interior-NR-Assembly-Unitary |  | 0 | 0 | 0 | 0 | 0 | -55.6866 | 0 | 9999 | 9999 | 0 | -0.96767 | 0 | 0 | 0 | 0 | 0 | 0 | 0 | 0 | 0 | 0 | 0 | 0 | 0 | 0 | 0 | 0 | 0 | 0 | 0 | 0 | 0 | 0 | 0 | 0 | 0
Lighting Controls Interior-NR-Xlarge Ret-Integrated |  | 0 | 0 | 0 | 0 | 0 | -103.0812 | 0 | 9999 | 9999 | 0 | -1.7741 | 0 | 0 | 0 | 0 | 0 | 0 | 0 | 0 | 0 | 0 | 0 | 0 | 0 | 0 | 0 | 0 | 0 | 0 | 0 | 0 | 0 | 0 | 0 | 0 | 0
Lighting Controls Interior-NR-Large Ret-Integrated |  | 0 | 0 | 0 | 0 | 0 | -134.3179 | 0 | 9999 | 9999 | 0 | -2.3117 | 0 | 0 | 0 | 0 | 0 | 0 | 0 | 0 | 0 | 0 | 0 | 0 | 0 | 0 | 0 | 0 | 0 | 0 | 0 | 0 | 0 | 0 | 0 | 0 | 0
Lighting Controls Interior-NR-Medium Ret-Integrated |  | 0 | 0 | 0 | 0 | 0 | -121.8232 | 0 | 9999 | 9999 | 0 | -2.0966 | 0 | 0 | 0 | 0 | 0 | 0 | 0 | 0 | 0 | 0 | 0 | 0 | 0 | 0 | 0 | 0 | 0 | 0 | 0 | 0 | 0 | 0 | 0 | 0 | 0
Lighting Controls Interior-NR-Small Ret-Integrated |  | 0 | 0 | 0 | 0 | 0 | -96.8339 | 0 | 9999 | 9999 | 0 | -1.6665 | 0 | 0 | 0 | 0 | 0 | 0 | 0 | 0 | 0 | 0 | 0 | 0 | 0 | 0 | 0 | 0 | 0 | 0 | 0 | 0 | 0 | 0 | 0 | 0 | 0
Lighting Controls Interior-NR-Supermarket-Integrated |  | 0 | 0 | 0 | 0 | 0 | -68.8668 | 0 | 9999 | 9999 | 0 | -1.1827 | 0 | 0 | 0 | 0 | 0 | 0 | 0 | 0 | 0 | 0 | 0 | 0 | 0 | 0 | 0 | 0 | 0 | 0 | 0 | 0 | 0 | 0 | 0 | 0 | 0
Lighting Controls Interior-NR-MiniMart-Integrated |  | 0 | 0 | 0 | 0 | 0 | -122.0821 | 0 | 9999 | 9999 | 0 | -2.0966 | 0 | 0 | 0 | 0 | 0 | 0 | 0 | 0 | 0 | 0 | 0 | 0 | 0 | 0 | 0 | 0 | 0 | 0 | 0 | 0 | 0 | 0 | 0 | 0 | 0
Lighting Controls Interior-NR-Restaurant-Integrated |  | 0 | 0 | 0 | 0 | 0 | -184.431 | 0 | 9999 | 9999 | 0 | -3.1718 | 0 | 0 | 0 | 0 | 0 | 0 | 0 | 0 | 0 | 0 | 0 | 0 | 0 | 0 | 0 | 0 | 0 | 0 | 0 | 0 | 0 | 0 | 0 | 0 | 0
Lighting Controls Interior-NR-Lodging-Integrated |  | 0 | 0 | 0 | 0 | 0 | -123.2866 | 0 | 9999 | 9999 | 0 | -2.1504 | 0 | 0 | 0 | 0 | 0 | 0 | 0 | 0 | 0 | 0 | 0 | 0 | 0 | 0 | 0 | 0 | 0 | 0 | 0 | 0 | 0 | 0 | 0 | 0 | 0
Lighting Controls Interior-NR-Hospital-Integrated |  | 0 | 0 | 0 | 0 | 0 | -214.2036 | 0 | 9999 | 9999 | 0 | -3.8707 | 0 | 0 | 0 | 0 | 0 | 0 | 0 | 0 | 0 | 0 | 0 | 0 | 0 | 0 | 0 | 0 | 0 | 0 | 0 | 0 | 0 | 0 | 0 | 0 | 0
Lighting Controls Interior-NR-Residential Care-Integrated |  | 0 | 0 | 0 | 0 | 0 | -119.002 | 0 | 9999 | 9999 | 0 | -2.1504 | 0 | 0 | 0 | 0 | 0 | 0 | 0 | 0 | 0 | 0 | 0 | 0 | 0 | 0 | 0 | 0 | 0 | 0 | 0 | 0 | 0 | 0 | 0 | 0 | 0
Lighting Controls Interior-NR-Assembly-Integrated |  | 0 | 0 | 0 | 0 | 0 | -55.6866 | 0 | 9999 | 9999 | 0 | -0.96767 | 0 | 0 | 0 | 0 | 0 | 0 | 0 | 0 | 0 | 0 | 0 | 0 | 0 | 0 | 0 | 0 | 0 | 0 | 0 | 0 | 0 | 0 | 0 | 0 | 0

## M_Input
Data Set Name | [13 empty] | #REF!
Measure Index Name | Lighting Controls Interior
Costs must be denominated in the same year as 'Input Cost Reference Year' = |  | 2012
| Units are per | 1000 | sf
1 | 2 | 3 | 4 | 5 | 6 | 7 | 8 | 9 | 10 | 11 | 12 | 13 | 14 | 15 | 16 | 17 | 18 | 19 | 20 | 21 | 22 | 23 | 24 | 25 | 26 | 27 | 28 | 29 | 30 | 31 | 32 | 33 | 34 | 35 | 36 | 37 | 38 | 39 | 40 | 41 | 42 | 43 | 44 | 45 | 46 | 47 | 48 | 49 | 50 | 51 | 52 | 53 | 54 | 55 | 56 | 57 | 58 | 59 | 60 | 61 | 62 | 63 | 64 | 65 | 66 | 67 | 68 | 69 | 70 | 71 | 72 | 73 | 74 | 75 | 76 | 77 | 78 | 79 | 80 | 81 | 82 | 83 | 84 | 85 | 86 | 87 | 88 | 89 | 90 | 91 | 92 | 93 | 94 | 95 | 96 | 97 | 98 | 99 | 100 | 101 | 102 | 103 | 104 | 105
Input Data | [7 empty] | Periodic Replacement Costs and Savings and Replacement Period | [5 empty] | Gas Inputs |  | Retro or LO | Early Retrofit Parameters
Category Name | Measure Name | Savings (kwh/yr) | Life (yrs) | Capital Cost | Annual O&M | Shape Pointer | Non-E Val ($/yr) | Cost 1 ($) | Period 1 | Cost 2 ($) | Period 2 | Cost 3 ($) | Period 3 | Savings (therms/yr) | Shape Pointer | R or L | Savings 2 (kWh) | Remaining Life (yrs) | Salvage Value ($)
Lighting Controls Interior-New-Large Off-Unitary | Lighting Controls Interior-Unitary-Large Off-New | 426.3687 | 15 | 341.075 |  | C-LOff-Lgt-LPD Int-All-All-C | [7 empty] | -8.1888 | Commercial-large Office-Heat | L
Lighting Controls Interior-New-Medium Off-Unitary | Lighting Controls Interior-Unitary-Medium Off-New | 378.1664 | 15 | 341.075 |  | C-LOff-Lgt-LPD Int-All-All-C | [7 empty] | -8.1888 | Commercial-large Office-Heat | L
Lighting Controls Interior-New-Small Off-Unitary | Lighting Controls Interior-Unitary-Small Off-New | 368.8304 | 15 | 341.075 |  | C-SOff-Lgt-LPD Int-All-All-C | [7 empty] | -21.3819 | Commercial-Small Office-Heat | L
Lighting Controls Interior-New-Xlarge Ret-Unitary | Lighting Controls Interior-Unitary-Xlarge Ret-New | 0 | 15 | 0 |  | C-Ret-Lgt-LPD Int-All-All-C | [7 empty] | -15.0128 | Commercial-Retail-Heat | L
Lighting Controls Interior-New-Large Ret-Unitary | Lighting Controls Interior-Unitary-Large Ret-New | 0 | 15 | 0 |  | C-Ret-Lgt-LPD Int-All-All-C | [7 empty] | -19.5621 | Commercial-Retail-Heat | L
Lighting Controls Interior-New-Medium Ret-Unitary | Lighting Controls Interior-Unitary-Medium Ret-New | 0 | 15 | 0 |  | C-Ret-Lgt-LPD Int-All-All-C | [7 empty] | -17.7424 | Commercial-Retail-Heat | L
Lighting Controls Interior-New-Small Ret-Unitary | Lighting Controls Interior-Unitary-Small Ret-New | 0 | 15 | 0 |  | C-Ret-Lgt-LPD Int-All-All-C | [7 empty] | -14.1029 | Commercial-Retail-Heat | L
Lighting Controls Interior-New-School K-12-Unitary | Lighting Controls Interior-Unitary-School K-12-New | 272.1681 | 15 | 341.075 |  | C-K12-Lgt-LPD Int-All-All-C | [7 empty] | -21.8368 | Commercial-School-Heat | L
Lighting Controls Interior-New-University-Unitary | Lighting Controls Interior-Unitary-University-New | 304.5092 | 15 | 341.075 |  | C-Unv-Lgt-LPD Int-All-All-C | [7 empty] | -21.3819 | Commercial-college-Heat | L
Lighting Controls Interior-New-Warehouse-Unitary | Lighting Controls Interior-Unitary-Warehouse-New | 157.8222 | 15 | 158.9759 |  | C-War-Lgt-LPD Int-All-All-C | [7 empty] | -17.7424 | Commercial-not-refrig-warehouse-Heat | L
Lighting Controls Interior-New-Supermarket-Unitary | Lighting Controls Interior-Unitary-Supermarket-New | 0 | 15 | 0 |  | C-Gro-Lgt-LPD Int-All-All-C | [7 empty] | -10.0085 | Commercial-Grocery-Heat | L
Lighting Controls Interior-New-MiniMart-Unitary | Lighting Controls Interior-Unitary-MiniMart-New | 0 | 15 | 0 |  | C-Gro-Lgt-LPD Int-All-All-C | [7 empty] | -17.7424 | Commercial-Grocery-Heat | L
Lighting Controls Interior-New-Restaurant-Unitary | Lighting Controls Interior-Unitary-Restaurant-New | 0 | 15 | 0 |  | C-Res-Lgt-LPD Int-All-All-C | [7 empty] | -26.8411 | Commercial-Resturant-Heat | L
Lighting Controls Interior-New-Lodging-Unitary | Lighting Controls Interior-Unitary-Lodging-New | 0 | 15 | 0 |  | C-Lod-Lgt-LPD Int-All-All-C | [7 empty] | -18.1973 | Commercial-Lodging-Heat | L
Lighting Controls Interior-New-Hospital-Unitary | Lighting Controls Interior-Unitary-Hospital-New | 0 | 15 | 0 |  | C-Hos-Lgt-LPD Int-All-All-C | [7 empty] | -32.7552 | Commercial-Healthcare-Heat | L
Lighting Controls Interior-New-Residential Care-Unitary | Lighting Controls Interior-Unitary-Residential Care-New | 0 | 15 | 0 |  | C-Hos-Lgt-LPD Int-All-All-C | [7 empty] | -18.1973 | Commercial-Healthcare-Heat | L
Lighting Controls Interior-New-Assembly-Unitary | Lighting Controls Interior-Unitary-Assembly-New | 0 | 15 | 0 |  | C-Oth-Lgt-LPD Int-All-All-C | [7 empty] | -8.1888 | Commercial-Misc. Com-Heat | L
Lighting Controls Interior-New-Other-Unitary | Lighting Controls Interior-Unitary-Other-New | 399.7206 | 15 | 341.075 |  | C-Oth-Lgt-LPD Int-All-All-C | [7 empty] | -8.1888 | Commercial-Misc. Com-Heat | L
Lighting Controls Interior-New-Large Off-Integrated | Lighting Controls Interior-Integrated-Large Off-New | 605.0663 | 15 | 562.7738 |  | C-LOff-Lgt-LPD Int-All-All-C | [7 empty] | -8.1888 | Commercial-large Office-Heat | L
Lighting Controls Interior-New-Medium Off-Integrated | Lighting Controls Interior-Integrated-Medium Off-New | 516.3625 | 15 | 562.7738 |  | C-LOff-Lgt-LPD Int-All-All-C | [7 empty] | -21.3819 | Commercial-large Office-Heat | L
Lighting Controls Interior-New-Small Off-Integrated | Lighting Controls Interior-Integrated-Small Off-New | 479.0138 | 15 | 562.7738 |  | C-SOff-Lgt-LPD Int-All-All-C | [7 empty] | -15.0128 | Commercial-Small Office-Heat | L
Lighting Controls Interior-New-Xlarge Ret-Integrated | Lighting Controls Interior-Integrated-Xlarge Ret-New | 0 | 15 | 0 |  | C-Ret-Lgt-LPD Int-All-All-C | [7 empty] | -19.5621 | Commercial-Retail-Heat | L
Lighting Controls Interior-New-Large Ret-Integrated | Lighting Controls Interior-Integrated-Large Ret-New | 0 | 15 | 0 |  | C-Ret-Lgt-LPD Int-All-All-C | [7 empty] | -17.7424 | Commercial-Retail-Heat | L
Lighting Controls Interior-New-Medium Ret-Integrated | Lighting Controls Interior-Integrated-Medium Ret-New | 0 | 15 | 0 |  | C-Ret-Lgt-LPD Int-All-All-C | [7 empty] | -14.1029 | Commercial-Retail-Heat | L
Lighting Controls Interior-New-Small Ret-Integrated | Lighting Controls Interior-Integrated-Small Ret-New | 0 | 15 | 0 |  | C-Ret-Lgt-LPD Int-All-All-C | [7 empty] | -21.8368 | Commercial-Retail-Heat | L
Lighting Controls Interior-New-School K-12-Integrated | Lighting Controls Interior-Integrated-School K-12-New | 426.3129 | 15 | 562.7738 |  | C-K12-Lgt-LPD Int-All-All-C | [7 empty] | -21.3819 | Commercial-School-Heat | L
Lighting Controls Interior-New-University-Integrated | Lighting Controls Interior-Integrated-University-New | 315.6445 | 15 | 562.7738 |  | C-Unv-Lgt-LPD Int-All-All-C | [7 empty] | -17.7424 | Commercial-college-Heat | L
Lighting Controls Interior-New-Warehouse-Integrated | Lighting Controls Interior-Integrated-Warehouse-New | 291.7023 | 15 | 368.5509 |  | C-War-Lgt-LPD Int-All-All-C | [7 empty] | -10.0085 | Commercial-not-refrig-warehouse-Heat | L
Lighting Controls Interior-New-Supermarket-Integrated | Lighting Controls Interior-Integrated-Supermarket-New | 0 | 15 | 0 |  | C-Gro-Lgt-LPD Int-All-All-C | [7 empty] | -17.7424 | Commercial-Grocery-Heat | L
Lighting Controls Interior-New-MiniMart-Integrated | Lighting Controls Interior-Integrated-MiniMart-New | 0 | 15 | 0 |  | C-Gro-Lgt-LPD Int-All-All-C | [7 empty] | -26.8411 | Commercial-Grocery-Heat | L
Lighting Controls Interior-New-Restaurant-Integrated | Lighting Controls Interior-Integrated-Restaurant-New | 0 | 15 | 0 |  | C-Res-Lgt-LPD Int-All-All-C | [7 empty] | -18.1973 | Commercial-Resturant-Heat | L
Lighting Controls Interior-New-Lodging-Integrated | Lighting Controls Interior-Integrated-Lodging-New | 0 | 15 | 0 |  | C-Lod-Lgt-LPD Int-All-All-C | [7 empty] | -32.7552 | Commercial-Lodging-Heat | L
Lighting Controls Interior-New-Hospital-Integrated | Lighting Controls Interior-Integrated-Hospital-New | 0 | 15 | 0 |  | C-Hos-Lgt-LPD Int-All-All-C | [7 empty] | -18.1973 | Commercial-Healthcare-Heat | L
Lighting Controls Interior-New-Residential Care-Integrated | Lighting Controls Interior-Integrated-Residential Care-New | 0 | 15 | 0 |  | C-Hos-Lgt-LPD Int-All-All-C | [7 empty] | -8.1888 | Commercial-Healthcare-Heat | L
Lighting Controls Interior-New-Assembly-Integrated | Lighting Controls Interior-Integrated-Assembly-New | 0 | 15 | 0 |  | C-Oth-Lgt-LPD Int-All-All-C | [7 empty] | -8.1888 | Commercial-Misc. Com-Heat | L
Lighting Controls Interior-New-Other-Integrated | Lighting Controls Interior-Integrated-Other-New | 567.2496 | 15 | 562.7738 |  | C-Oth-Lgt-LPD Int-All-All-C | [7 empty] | -8.1888 | Commercial-Misc. Com-Heat | L
Lighting Controls Interior-NR-Large Off-Unitary | Lighting Controls Interior-Unitary-Large Off-NR | 426.3687 | 15 | 341.075 |  | C-LOff-Lgt-LPD Int-All-All-C | [7 empty] | -8.1888 | Commercial-large Office-Heat | L
Lighting Controls Interior-NR-Medium Off-Unitary | Lighting Controls Interior-Unitary-Medium Off-NR | 378.1664 | 15 | 341.075 |  | C-LOff-Lgt-LPD Int-All-All-C | [7 empty] | -8.1888 | Commercial-large Office-Heat | L
Lighting Controls Interior-NR-Small Off-Unitary | Lighting Controls Interior-Unitary-Small Off-NR | 368.8304 | 15 | 341.075 |  | C-SOff-Lgt-LPD Int-All-All-C | [7 empty] | -21.3819 | Commercial-Small Office-Heat | L
Lighting Controls Interior-NR-Xlarge Ret-Unitary | Lighting Controls Interior-Unitary-Xlarge Ret-NR | 0 | 15 | 0 |  | C-Ret-Lgt-LPD Int-All-All-C | [7 empty] | -15.0128 | Commercial-Retail-Heat | L
Lighting Controls Interior-NR-Large Ret-Unitary | Lighting Controls Interior-Unitary-Large Ret-NR | 0 | 15 | 0 |  | C-Ret-Lgt-LPD Int-All-All-C | [7 empty] | -19.5621 | Commercial-Retail-Heat | L
Lighting Controls Interior-NR-Medium Ret-Unitary | Lighting Controls Interior-Unitary-Medium Ret-NR | 0 | 15 | 0 |  | C-Ret-Lgt-LPD Int-All-All-C | [7 empty] | -17.7424 | Commercial-Retail-Heat | L
Lighting Controls Interior-NR-Small Ret-Unitary | Lighting Controls Interior-Unitary-Small Ret-NR | 0 | 15 | 0 |  | C-Ret-Lgt-LPD Int-All-All-C | [7 empty] | -14.1029 | Commercial-Retail-Heat | L
Lighting Controls Interior-NR-School K-12-Unitary | Lighting Controls Interior-Unitary-School K-12-NR | 272.1681 | 15 | 341.075 |  | C-K12-Lgt-LPD Int-All-All-C | [7 empty] | -21.8368 | Commercial-School-Heat | L
Lighting Controls Interior-NR-University-Unitary | Lighting Controls Interior-Unitary-University-NR | 304.5092 | 15 | 341.075 |  | C-Unv-Lgt-LPD Int-All-All-C | [7 empty] | -21.3819 | Commercial-college-Heat | L
Lighting Controls Interior-NR-Warehouse-Unitary | Lighting Controls Interior-Unitary-Warehouse-NR | 157.8222 | 15 | 158.9759 |  | C-War-Lgt-LPD Int-All-All-C | [7 empty] | -17.7424 | Commercial-not-refrig-warehouse-Heat | L
Lighting Controls Interior-NR-Supermarket-Unitary | Lighting Controls Interior-Unitary-Supermarket-NR | 0 | 15 | 0 |  | C-Gro-Lgt-LPD Int-All-All-C | [7 empty] | -10.0085 | Commercial-Grocery-Heat | L
Lighting Controls Interior-NR-MiniMart-Unitary | Lighting Controls Interior-Unitary-MiniMart-NR | 0 | 15 | 0 |  | C-Gro-Lgt-LPD Int-All-All-C | [7 empty] | -17.7424 | Commercial-Grocery-Heat | L
Lighting Controls Interior-NR-Restaurant-Unitary | Lighting Controls Interior-Unitary-Restaurant-NR | 0 | 15 | 0 |  | C-Res-Lgt-LPD Int-All-All-C | [7 empty] | -26.8411 | Commercial-Resturant-Heat | L
Lighting Controls Interior-NR-Lodging-Unitary | Lighting Controls Interior-Unitary-Lodging-NR | 0 | 15 | 0 |  | C-Lod-Lgt-LPD Int-All-All-C | [7 empty] | -18.1973 | Commercial-Lodging-Heat | L
Lighting Controls Interior-NR-Hospital-Unitary | Lighting Controls Interior-Unitary-Hospital-NR | 0 | 15 | 0 |  | C-Hos-Lgt-LPD Int-All-All-C | [7 empty] | -32.7552 | Commercial-Healthcare-Heat | L
Lighting Controls Interior-NR-Residential Care-Unitary | Lighting Controls Interior-Unitary-Residential Care-NR | 0 | 15 | 0 |  | C-Hos-Lgt-LPD Int-All-All-C | [7 empty] | -18.1973 | Commercial-Healthcare-Heat | L
Lighting Controls Interior-NR-Assembly-Unitary | Lighting Controls Interior-Unitary-Assembly-NR | 0 | 15 | 0 |  | C-Oth-Lgt-LPD Int-All-All-C | [7 empty] | -8.1888 | Commercial-Misc. Com-Heat | L
Lighting Controls Interior-NR-Other-Unitary | Lighting Controls Interior-Unitary-Other-NR | 399.7206 | 15 | 341.075 |  | C-Oth-Lgt-LPD Int-All-All-C | [7 empty] | -8.1888 | Commercial-Misc. Com-Heat | L
Lighting Controls Interior-NR-Large Off-Integrated | Lighting Controls Interior-Integrated-Large Off-NR | 596.9161 | 15 | 562.7738 |  | C-LOff-Lgt-LPD Int-All-All-C | [7 empty] | -8.1888 | Commercial-large Office-Heat | L
Lighting Controls Interior-NR-Medium Off-Integrated | Lighting Controls Interior-Integrated-Medium Off-NR | 529.433 | 15 | 562.7738 |  | C-LOff-Lgt-LPD Int-All-All-C | [7 empty] | -8.1888 | Commercial-large Office-Heat | L
Lighting Controls Interior-NR-Small Off-Integrated | Lighting Controls Interior-Integrated-Small Off-NR | 516.3625 | 15 | 562.7738 |  | C-SOff-Lgt-LPD Int-All-All-C | [7 empty] | -21.3819 | Commercial-Small Office-Heat | L
Lighting Controls Interior-NR-Xlarge Ret-Integrated | Lighting Controls Interior-Integrated-Xlarge Ret-NR | 0 | 15 | 0 |  | C-Ret-Lgt-LPD Int-All-All-C | [7 empty] | -15.0128 | Commercial-Retail-Heat | L
Lighting Controls Interior-NR-Large Ret-Integrated | Lighting Controls Interior-Integrated-Large Ret-NR | 0 | 15 | 0 |  | C-Ret-Lgt-LPD Int-All-All-C | [7 empty] | -19.5621 | Commercial-Retail-Heat | L
Lighting Controls Interior-NR-Medium Ret-Integrated | Lighting Controls Interior-Integrated-Medium Ret-NR | 0 | 15 | 0 |  | C-Ret-Lgt-LPD Int-All-All-C | [7 empty] | -17.7424 | Commercial-Retail-Heat | L
Lighting Controls Interior-NR-Small Ret-Integrated | Lighting Controls Interior-Integrated-Small Ret-NR | 0 | 15 | 0 |  | C-Ret-Lgt-LPD Int-All-All-C | [7 empty] | -14.1029 | Commercial-Retail-Heat | L
Lighting Controls Interior-NR-School K-12-Integrated | Lighting Controls Interior-Integrated-School K-12-NR | 381.0354 | 15 | 562.7738 |  | C-K12-Lgt-LPD Int-All-All-C | [7 empty] | -21.8368 | Commercial-School-Heat | L
Lighting Controls Interior-NR-University-Integrated | Lighting Controls Interior-Integrated-University-NR | 426.3129 | 15 | 562.7738 |  | C-Unv-Lgt-LPD Int-All-All-C | [7 empty] | -21.3819 | Commercial-college-Heat | L
Lighting Controls Interior-NR-Warehouse-Integrated | Lighting Controls Interior-Integrated-Warehouse-NR | 210.4296 | 15 | 368.5509 |  | C-War-Lgt-LPD Int-All-All-C | [7 empty] | -17.7424 | Commercial-not-refrig-warehouse-Heat | L
Lighting Controls Interior-NR-Supermarket-Integrated | Lighting Controls Interior-Integrated-Supermarket-NR | 0 | 15 | 0 |  | C-Gro-Lgt-LPD Int-All-All-C | [7 empty] | -10.0085 | Commercial-Grocery-Heat | L
Lighting Controls Interior-NR-MiniMart-Integrated | Lighting Controls Interior-Integrated-MiniMart-NR | 0 | 15 | 0 |  | C-Gro-Lgt-LPD Int-All-All-C | [7 empty] | -17.7424 | Commercial-Grocery-Heat | L
Lighting Controls Interior-NR-Restaurant-Integrated | Lighting Controls Interior-Integrated-Restaurant-NR | 0 | 15 | 0 |  | C-Res-Lgt-LPD Int-All-All-C | [7 empty] | -26.8411 | Commercial-Resturant-Heat | L
Lighting Controls Interior-NR-Lodging-Integrated | Lighting Controls Interior-Integrated-Lodging-NR | 0 | 15 | 0 |  | C-Lod-Lgt-LPD Int-All-All-C | [7 empty] | -18.1973 | Commercial-Lodging-Heat | L
Lighting Controls Interior-NR-Hospital-Integrated | Lighting Controls Interior-Integrated-Hospital-NR | 0 | 15 | 0 |  | C-Hos-Lgt-LPD Int-All-All-C | [7 empty] | -32.7552 | Commercial-Healthcare-Heat | L
Lighting Controls Interior-NR-Residential Care-Integrated | Lighting Controls Interior-Integrated-Residential Care-NR | 0 | 15 | 0 |  | C-Hos-Lgt-LPD Int-All-All-C | [7 empty] | -18.1973 | Commercial-Healthcare-Heat | L
Lighting Controls Interior-NR-Assembly-Integrated | Lighting Controls Interior-Integrated-Assembly-NR | 0 | 15 | 0 |  | C-Oth-Lgt-LPD Int-All-All-C | [7 empty] | -8.1888 | Commercial-Misc. Com-Heat | L
Lighting Controls Interior-NR-Other-Integrated | Lighting Controls Interior-Integrated-Other-NR | 559.6089 | 15 | 562.7738 |  | C-Oth-Lgt-LPD Int-All-All-C | [7 empty] | -8.1888 | Commercial-Misc. Com-Heat | L
ProCost Results
Version: | ProCost 3.0 - Beta04
Run Time: | Thursday, 19 February , 2015 at 11:12 AM
Regurgitation of ProData input parameters which were used for this run
| Run Parameters |  | Run Parameters |  |  | Marginal Cost & Conservation Load Shape Parameters | [9 empty] | Sponsor Parameters | [5 empty] | Program Parameters |  |  | Utility System Parameters
| Run Type | Electric | Run Type | Electric |  | Marginal Costs and Savings Shape File | \\nas2\Q\SeventhPlan\Conservation Analysis\Global EE Inputs\MC Files\MC_AND_LOADSHAPE_v3.0_24segment-7P-D9 - NewSegValues.xlsx |  |  | 6P MidC Final (with carbon) | [6 empty] | Customer | Wholesale Elec | Retail Elec | Nat Gas |  | Program Life (yrs) | 20 |  |  | Electric | Gas
| Negative B/C Ratios | Off | Negative B/C Ratios | Off |  | Marginal Elec Avoided Cost Input Worksheet | 7P Mid |  |  | Conservation Load Shapes | [5 empty] | Real After-Tax Cost of Capital | 0.068013 | 0.043878 | 0.053289 | 0.054479 |  | Program Start Date | 2016 |  | Bulk System T&D Loss Factor | 0.0040389 | 0.01
| Admin Cost @ Category Level | On | Admin Cost @ Category Level | On |  | Elec Savings Shape Input Worksheet | GLSShapes |  |  | 6P_Gas_Final | [5 empty] | Financial Life (years) | 12 | 12 | 1 | 1 |  | Present Value Time Zero | 2016 |  | Bulk System T&D Credit ($/kw-yr)($/dailytherm-yr) | 26 | 0
| Repeat Periodic Replacement | On | Repeat Periodic Replacement | On |  | Marginal Gas Avoided Cost Input Worksheet | 7P Gas |  |  | Conservation Load Shapes | [6 empty] | Customer | Wholesale Elec | Retail Elec | Nat Gas |  | Input Cost Reference Year | 2012 |  | Bulk System T&D I2R Loss Component (%) | 0.9 | N/A
[6 empty] | Gas Savings Shape Input Worksheet | GLSShapes | [8 empty] | Sponsor Share of Initial Capital Cost | 0.35 | 0.195 | 0.455 | 0 |  | Real Discount Rate | 0.04 |  | Local System Dist Loss Factor | 0.047399 | 0
| Run Type: | Electric |  |  |  | Marginal Elec CO2 per kWh Input Worksheet | CO2 lbs per kWh .95 |  |  | CO2 lbs per therm | [5 empty] | Sponsor Share of Annual O&M | 1 | 0 | 0 | 0 |  | Capital Real Escalation Rate | 0 |  | Local System Dist Credit ($/kw-yr)($/dailytherm-yr) | 31 | 0
| Negative B/C Ratios: | False: (Converts Negative B/C Ratios) |  |  |  | Marginal Gas CO2 per therm Input Worksheet | CO2 lbs per therm |  |  | Zero Dollars per ton CO2 | [5 empty] | Sponsor Share of Periodic Replacement Cost | 1 | 0 | 0 | 0 |  | Admin Cost (as % of Initial Capital Cost) | 0.2 |  | Local System Dist I2R Loss Component (%) | 0.7 | N/A
| Admin Cost / Category Level: | True: Admin Costs added at Category Results |  |  |  | Marginal Avoided Cost CO2 Input Worksheet | Zero Dollars per ton CO2 |  |  | LineLossShapes | [5 empty] | Sponsor Share of Admin Cost |  | 0.3 | 0.7 | 0 |  | Regional Act Conservation Credit (%) | 0 |  | Risk-Mitigation Credit (mills/kWh)(mills/therm) - Retro. | 0 | 0
| Periodic O&M Treatment: | True: (Periodic O&M Repeats over measure life) |  |  |  | Line Loss Shape Input Worksheet | LineLossShapes | [8 empty] | Last Year of Non-Customer O&M & Period Replacement |  | 20 |  |  |  | Report Annual Carbon Saved for Year | 2018 |  | Risk-Mitigation Credit (mills/kWh)(mills/therm) - Lost Op. | 0 | 0
Measure Results; Sorted in same order as input
Total Results |  | Measure Input Data | [8 empty] | Savings | [5 empty] | PV Capital |  |  |  | PV Admin |  |  |  | PV O&M |  |  |  | PV Periodic Repl. |  |  |  | Total PV Capital, O&M and Periodic Repl Costs |  |  |  |  | PV Wholesale Electric Utility Costs & Benefits | [6 empty] | PV Retail Electric Utility Costs & Benefits | [6 empty] | PV Electric Utility System Costs & Benefits | [5 empty] | Electric Utility System Economics |  | Sponsor Levelized Cost (mills/kwh) |  |  |  |  | PV Regional Costs & Benefits | [15 empty] | TRC Economics |  | Physical CO2 | [6 empty] | Gas Inputs |  |  |  | PV Gas Utility System Costs & Benefits |  |  |  |  | Gas Utility System Economics
Category | Measure | Measure Life | Site Savings (kWh) | Site Savings (therms) | Capital Cost ($/unit) | Annual O&M Cost ($/unit) | PV Per. Repl. Cost ($/unit) | Load Shape (electric) | Diversified Load Factor (electric) | Wholesale Power Coincidence Factor (electric) | Wholesale Electric Energy (kWh) | Wholesale Electric Demand (kw) | Retail Electric Demand (kW) | Wholesale Gas Energy (therms/yr) | Wholesale Gas Demand (therms/day) | Retail Gas Demand (therms/day) | Wholesale Electric | Retail Electric | Natural Gas | Customer | Wholesale Electric | Retail Electric | Natural Gas | Customer | Wholesale Electric | Retail Electric | Natural Gas | Customer | Wholesale Electric | Retail Electric | Natural Gas | Customer | Wholesale Electric | Retail Electric | Natural Gas | Customer | Total | Wholesale Utility System Energy | Wholesale Utility System T&D Def. Cap. | Wholesale Utility System Act C-E Credit | Wholesale Utility System Risk Mitigation Benefit | Wholesale Utility System Total System Benefit | Wholesale Utility System Total Non-Consumer Cost | Wholesale Utility System B/C Ratio | Retail Utility System Energy | Retail Utility System T&D Def. Cap. | Retail Utility System Act C-E Credit | Retail Utility System Risk Mitigation Benefit | Retail Utility System Total System Benefit | Retail Utility System Total Non-Consumer Cost | Retail Utility System System B/C Ratio | Utility System Energy | Utility System T&D Def. Cap. | Utility System Act C-E Credit | Utility System Total Risk Mitigation Benefit | Utility System Total System Benefit | Utility System Total Non-Consumer Cost | Utility System Net Levelized Cost (Net of Elec T&D Capacity Benefits, Act Credit & Risk-Mitigation Benefit) in mills/kwh | Utility System System B/C Ratio | Wholesale Electric Levelized Cost | Retail Electric Levelized Cost | Natural Gas Levelized Cost | Customer Levelized Cost | Total Levelized Cost | PV Regional Electric Energy | PV Regional Gas Energy | PV Regional Electric T&D Def. Cap. | PV Regional Gas T&D Def. Cap. | PV Regional Electric System CO2 | PV Regional Gas System CO2 | PV Regional Electric System Risk-Mitigation Benefit | PV Regional Gas System Risk-Mitigation Benefit | PV Regional Non-E Value | PV Regional Act Credit | PV Regional Capital Cost | PV Regional Admin Cost | PV Regional Annual O&M Cost | PV Regional Periodic Replacement Cost | PV Total Regional Benefit | PV Total Regional Cost | TRC B/C Ratio | TRC Net Levelized Cost (Net of All Benefits) in mills/kWh | Electric System CO2 Avoided (Lifetime Tons) | Gas System CO2 Avoided (Lifetime Tons) | Total System CO2 Avoided (Lifetime Tons) | Electric System CO2 Avoided (Annual Tons in 2018) | Gas System CO2 Avoided (Annual Tons in 2018) | Total System CO2 Avoided (Annual Tons in 2018) |  | Gas Site Savings (therms) | Load Shape (gas) | Diversitfied Load Factor (gas) | Wholesale Coincidence Factor (gas) | Total Gas Utility System Energy | Gas Utility System T&D Def. Cap. | Gas Utility System Risk Mitigation Benefit | Gas Utility System Total System Benefit | Gas Utility System Total Non-Consumer Cost | Gas Utility System Net Levelized Cost (Net of Gas T&D Capacity Benefits & Risk-Mitigation Benefits) in cents/therm | Gas Utility System System B/C Ratio
Lighting Controls Interior-New-Large Off-Unitary | Lighting Controls Interior-Unitary-Large Off-New | 15 | 426.3687 | -8.1888 | 341.075 | 0 | 0 | C-LOff-Lgt-LPD Int-All-All-C |  |  | 458.1751 | 0.077435 | 0.076876 | -8.2707 | 0 | 0 | 68.0149 | 157.1721 | 0 | 228.22 | (na) | (na) | (na) | (na) | 0 | 0 | 0 | 0 | 0 | 0 | 0 | 0 | 68.0149 | 157.1721 | 0 | 228.22 | 453.407 | 237.8381 | 27.3614 | 0 | 0 | 265.1995 | 68.0149 | 3.8991 | 237.8381 | 32.3878 | 0 | 0 | 270.2259 | 157.1721 | 1.7193 | 237.8381 | 59.7492 | 0 | 0 | 297.5873 | 225.187 | 26.5689 | 1.3215 | 10.923 | 25.2414 | 0 | 36.6515 | 72.816 | 237.8381 | -53.7301 | 59.7492 | 0 | 0 | 0 | 0 | 0 | 0 | 0 | 453.407 |  | 0 | 0 | 243.8571 | 453.407 | 0.5868 | 71.8494 | 4.3527 | -0.96767 | 3.385 | 0.21763 | -0.048384 | 0.16925 |  | -8.1888 | Commercial-large Office-Heat | 0 | 0 | -53.7301 | 0 | 0 | -53.7301 | 0 | 9999 | 0
Lighting Controls Interior-New-Medium Off-Unitary | Lighting Controls Interior-Unitary-Medium Off-New | 15 | 378.1664 | -8.1888 | 341.075 | 0 | 0 | C-LOff-Lgt-LPD Int-All-All-C |  |  | 406.3771 | 0.06868 | 0.068185 | -8.2707 | 0 | 0 | 68.0149 | 157.1721 | 0 | 228.22 | (na) | (na) | (na) | (na) | 0 | 0 | 0 | 0 | 0 | 0 | 0 | 0 | 68.0149 | 157.1721 | 0 | 228.22 | 453.407 | 210.9498 | 24.2681 | 0 | 0 | 235.2179 | 68.0149 | 3.4583 | 210.9498 | 28.7262 | 0 | 0 | 239.676 | 157.1721 | 1.5249 | 210.9498 | 52.9943 | 0 | 0 | 263.9441 | 225.187 | 31.1785 | 1.1721 | 12.3153 | 28.4588 | 0 | 41.3233 | 82.0974 | 210.9498 | -53.7301 | 52.9943 | 0 | 0 | 0 | 0 | 0 | 0 | 0 | 453.407 |  | 0 | 0 | 210.214 | 453.407 | 0.52046 | 82.2306 | 3.8606 | -0.96767 | 2.8929 | 0.19303 | -0.048384 | 0.14465 |  | -8.1888 | Commercial-large Office-Heat | 0 | 0 | -53.7301 | 0 | 0 | -53.7301 | 0 | 9999 | 0
Lighting Controls Interior-New-Small Off-Unitary | Lighting Controls Interior-Unitary-Small Off-New | 15 | 368.8304 | -21.3819 | 341.075 | 0 | 0 | C-SOff-Lgt-LPD Int-All-All-C |  |  | 396.6989 | 0.074097 | 0.073563 | -21.5957 | 0 | 0 | 68.0149 | 157.1721 | 0 | 228.22 | (na) | (na) | (na) | (na) | 0 | 0 | 0 | 0 | 0 | 0 | 0 | 0 | 68.0149 | 157.1721 | 0 | 228.22 | 453.407 | 210.8471 | 26.1822 | 0 | 0 | 237.0292 | 68.0149 | 3.485 | 210.8471 | 30.9919 | 0 | 0 | 241.839 | 157.1721 | 1.5387 | 210.8471 | 57.1741 | 0 | 0 | 268.0212 | 225.187 | 31.1639 | 1.1902 | 12.6158 | 29.1531 | 0 | 42.3314 | 84.1003 | 210.8471 | -147.2489 | 57.1741 | 0 | 0 | 0 | 0 | 0 | 0 | 0 | 453.407 |  | 0 | 0 | 120.7722 | 453.407 | 0.44621 | 100.8078 | 3.7687 | -2.5267 | 1.242 | 0.18843 | -0.12633 | 0.062097 |  | -21.3819 | Commercial-Small Office-Heat | 0 | 0 | -147.2489 | 0 | 0 | -147.2489 | 0 | 9999 | 0
Lighting Controls Interior-New-Xlarge Ret-Unitary | Lighting Controls Interior-Unitary-Xlarge Ret-New | 15 | 0 | -15.0128 | 0 | 0 | 0 | C-Ret-Lgt-LPD Int-All-All-C |  |  | 0 | 0 | 0 | -15.1629 | 0 | 0 | 0 | 0 | 0 | 0 | (na) | (na) | (na) | (na) | 0 | 0 | 0 | 0 | 0 | 0 | 0 | 0 | 0 | 0 | 0 | 0 | 0 | 0 | 0 | 0 | 0 | 0 | 0 | 9999 | 0 | 0 | 0 | 0 | 0 | 0 | 9999 | 0 | 0 | 0 | 0 | 0 | 0 | 9999 | 9999 | 9999 | 9999 | 9999 | 9999 | 9999 | 0 | -103.0812 | 0 | 0 | 0 | 0 | 0 | 0 | 0 | 0 | 0 |  | 0 | 0 | -103.0812 | 0 | 0 | 9999 | 0 | -1.7741 | -1.7741 | 0 | -0.088703 | -0.088703 |  | -15.0128 | Commercial-Retail-Heat | 0 | 0 | -103.0812 | 0 | 0 | -103.0812 | 0 | 9999 | 0
Lighting Controls Interior-New-Large Ret-Unitary | Lighting Controls Interior-Unitary-Large Ret-New | 15 | 0 | -19.5621 | 0 | 0 | 0 | C-Ret-Lgt-LPD Int-All-All-C |  |  | 0 | 0 | 0 | -19.7578 | 0 | 0 | 0 | 0 | 0 | 0 | (na) | (na) | (na) | (na) | 0 | 0 | 0 | 0 | 0 | 0 | 0 | 0 | 0 | 0 | 0 | 0 | 0 | 0 | 0 | 0 | 0 | 0 | 0 | 9999 | 0 | 0 | 0 | 0 | 0 | 0 | 9999 | 0 | 0 | 0 | 0 | 0 | 0 | 9999 | 9999 | 9999 | 9999 | 9999 | 9999 | 9999 | 0 | -134.3179 | 0 | 0 | 0 | 0 | 0 | 0 | 0 | 0 | 0 |  | 0 | 0 | -134.3179 | 0 | 0 | 9999 | 0 | -2.3117 | -2.3117 | 0 | -0.11558 | -0.11558 |  | -19.5621 | Commercial-Retail-Heat | 0 | 0 | -134.3179 | 0 | 0 | -134.3179 | 0 | 9999 | 0
Lighting Controls Interior-New-Medium Ret-Unitary | Lighting Controls Interior-Unitary-Medium Ret-New | 15 | 0 | -17.7424 | 0 | 0 | 0 | C-Ret-Lgt-LPD Int-All-All-C |  |  | 0 | 0 | 0 | -17.9198 | 0 | 0 | 0 | 0 | 0 | 0 | (na) | (na) | (na) | (na) | 0 | 0 | 0 | 0 | 0 | 0 | 0 | 0 | 0 | 0 | 0 | 0 | 0 | 0 | 0 | 0 | 0 | 0 | 0 | 9999 | 0 | 0 | 0 | 0 | 0 | 0 | 9999 | 0 | 0 | 0 | 0 | 0 | 0 | 9999 | 9999 | 9999 | 9999 | 9999 | 9999 | 9999 | 0 | -121.8232 | 0 | 0 | 0 | 0 | 0 | 0 | 0 | 0 | 0 |  | 0 | 0 | -121.8232 | 0 | 0 | 9999 | 0 | -2.0966 | -2.0966 | 0 | -0.10483 | -0.10483 |  | -17.7424 | Commercial-Retail-Heat | 0 | 0 | -121.8232 | 0 | 0 | -121.8232 | 0 | 9999 | 0
Lighting Controls Interior-New-Small Ret-Unitary | Lighting Controls Interior-Unitary-Small Ret-New | 15 | 0 | -14.1029 | 0 | 0 | 0 | C-Ret-Lgt-LPD Int-All-All-C |  |  | 0 | 0 | 0 | -14.244 | 0 | 0 | 0 | 0 | 0 | 0 | (na) | (na) | (na) | (na) | 0 | 0 | 0 | 0 | 0 | 0 | 0 | 0 | 0 | 0 | 0 | 0 | 0 | 0 | 0 | 0 | 0 | 0 | 0 | 9999 | 0 | 0 | 0 | 0 | 0 | 0 | 9999 | 0 | 0 | 0 | 0 | 0 | 0 | 9999 | 9999 | 9999 | 9999 | 9999 | 9999 | 9999 | 0 | -96.8339 | 0 | 0 | 0 | 0 | 0 | 0 | 0 | 0 | 0 |  | 0 | 0 | -96.8339 | 0 | 0 | 9999 | 0 | -1.6665 | -1.6665 | 0 | -0.083327 | -0.083327 |  | -14.1029 | Commercial-Retail-Heat | 0 | 0 | -96.8339 | 0 | 0 | -96.8339 | 0 | 9999 | 0
Lighting Controls Interior-New-School K-12-Unitary | Lighting Controls Interior-Unitary-School K-12-New | 15 | 272.1681 | -21.8368 | 341.075 | 0 | 0 | C-K12-Lgt-LPD Int-All-All-C |  |  | 292.6591 | 0.038525 | 0.038247 | -22.0552 | 0 | 0 | 68.0149 | 157.1721 | 0 | 228.22 | (na) | (na) | (na) | (na) | 0 | 0 | 0 | 0 | 0 | 0 | 0 | 0 | 68.0149 | 157.1721 | 0 | 228.22 | 453.407 | 154.4504 | 13.6128 | 0 | 0 | 168.0632 | 68.0149 | 2.471 | 154.4504 | 16.1135 | 0 | 0 | 170.5639 | 157.1721 | 1.0852 | 154.4504 | 29.7262 | 0 | 0 | 184.1767 | 225.187 | 49.1437 | 0.81788 | 17.1006 | 39.517 | 0 | 57.3802 | 113.9978 | 154.4504 | -149.967 | 29.7262 | 0 | 0 | 0 | 0 | 0 | 0 | 0 | 453.407 |  | 0 | 0 | 34.2097 | 453.407 | 0.30524 | 144.2293 | 2.7803 | -2.5805 | 0.19982 | 0.13901 | -0.12902 | 0.0099903 |  | -21.8368 | Commercial-School-Heat | 0 | 0 | -149.967 | 0 | 0 | -149.967 | 0 | 9999 | 0
Lighting Controls Interior-New-University-Unitary | Lighting Controls Interior-Unitary-University-New | 15 | 304.5092 | -21.3819 | 341.075 | 0 | 0 | C-Unv-Lgt-LPD Int-All-All-C |  |  | 327.372 | 0.070191 | 0.069685 | -21.5957 | 0 | 0 | 68.0149 | 157.1721 | 0 | 228.22 | (na) | (na) | (na) | (na) | 0 | 0 | 0 | 0 | 0 | 0 | 0 | 0 | 68.0149 | 157.1721 | 0 | 228.22 | 453.407 | 171.5773 | 24.802 | 0 | 0 | 196.3793 | 68.0149 | 2.8873 | 171.5773 | 29.3581 | 0 | 0 | 200.9354 | 157.1721 | 1.2784 | 171.5773 | 54.1601 | 0 | 0 | 225.7374 | 225.187 | 38.4409 | 1.0024 | 15.2874 | 35.3268 | 0 | 51.2959 | 101.91 | 171.5773 | -140.182 | 54.1601 | 0 | 0 | 0 | 0 | 0 | 0 | 0 | 453.407 |  | 0 | 0 | 85.5554 | 453.407 | 0.38029 | 121.2447 | 3.1101 | -2.5267 | 0.58336 | 0.1555 | -0.12633 | 0.029167 |  | -21.3819 | Commercial-college-Heat | 0 | 0 | -140.182 | 0 | 0 | -140.182 | 0 | 9999 | 0
Lighting Controls Interior-New-Warehouse-Unitary | Lighting Controls Interior-Unitary-Warehouse-New | 15 | 157.8222 | -17.7424 | 158.9759 | 0 | 0 | C-War-Lgt-LPD Int-All-All-C |  |  | 169.6382 | 0.029674 | 0.02946 | -17.9198 | 0 | 0 | 31.7019 | 73.2583 | 0 | 106.3739 | (na) | (na) | (na) | (na) | 0 | 0 | 0 | 0 | 0 | 0 | 0 | 0 | 31.7019 | 73.2583 | 0 | 106.3739 | 211.3341 | 88.5735 | 10.4854 | 0 | 0 | 99.059 | 31.7019 | 3.1247 | 88.5735 | 12.4116 | 0 | 0 | 100.9852 | 73.2583 | 1.3785 | 88.5735 | 22.897 | 0 | 0 | 111.4706 | 104.9602 | 35.5955 | 1.062 | 13.7509 | 31.7763 | 0 | 46.1404 | 91.6676 | 88.5735 | -123.2053 | 22.897 | 0 | 0 | 0 | 0 | 0 | 0 | 0 | 211.3341 |  | 0 | 0 | -11.7347 | 211.3341 | 0.33321 | 135.177 | 1.6116 | -2.0966 | -0.48505 | 0.080578 | -0.10483 | -0.024253 |  | -17.7424 | Commercial-not-refrig-warehouse-Heat | 0 | 0 | -123.2053 | 0 | 0 | -123.2053 | 0 | 9999 | 0
Lighting Controls Interior-New-Supermarket-Unitary | Lighting Controls Interior-Unitary-Supermarket-New | 15 | 0 | -10.0085 | 0 | 0 | 0 | C-Gro-Lgt-LPD Int-All-All-C |  |  | 0 | 0 | 0 | -10.1086 | 0 | 0 | 0 | 0 | 0 | 0 | (na) | (na) | (na) | (na) | 0 | 0 | 0 | 0 | 0 | 0 | 0 | 0 | 0 | 0 | 0 | 0 | 0 | 0 | 0 | 0 | 0 | 0 | 0 | 9999 | 0 | 0 | 0 | 0 | 0 | 0 | 9999 | 0 | 0 | 0 | 0 | 0 | 0 | 9999 | 9999 | 9999 | 9999 | 9999 | 9999 | 9999 | 0 | -68.8668 | 0 | 0 | 0 | 0 | 0 | 0 | 0 | 0 | 0 |  | 0 | 0 | -68.8668 | 0 | 0 | 9999 | 0 | -1.1827 | -1.1827 | 0 | -0.059135 | -0.059135 |  | -10.0085 | Commercial-Grocery-Heat | 0 | 0 | -68.8668 | 0 | 0 | -68.8668 | 0 | 9999 | 0
Lighting Controls Interior-New-MiniMart-Unitary | Lighting Controls Interior-Unitary-MiniMart-New | 15 | 0 | -17.7424 | 0 | 0 | 0 | C-Gro-Lgt-LPD Int-All-All-C |  |  | 0 | 0 | 0 | -17.9198 | 0 | 0 | 0 | 0 | 0 | 0 | (na) | (na) | (na) | (na) | 0 | 0 | 0 | 0 | 0 | 0 | 0 | 0 | 0 | 0 | 0 | 0 | 0 | 0 | 0 | 0 | 0 | 0 | 0 | 9999 | 0 | 0 | 0 | 0 | 0 | 0 | 9999 | 0 | 0 | 0 | 0 | 0 | 0 | 9999 | 9999 | 9999 | 9999 | 9999 | 9999 | 9999 | 0 | -122.0821 | 0 | 0 | 0 | 0 | 0 | 0 | 0 | 0 | 0 |  | 0 | 0 | -122.0821 | 0 | 0 | 9999 | 0 | -2.0966 | -2.0966 | 0 | -0.10483 | -0.10483 |  | -17.7424 | Commercial-Grocery-Heat | 0 | 0 | -122.0821 | 0 | 0 | -122.0821 | 0 | 9999 | 0
Lighting Controls Interior-New-Restaurant-Unitary | Lighting Controls Interior-Unitary-Restaurant-New | 15 | 0 | -26.8411 | 0 | 0 | 0 | C-Res-Lgt-LPD Int-All-All-C |  |  | 0 | 0 | 0 | -27.1095 | 0 | 0 | 0 | 0 | 0 | 0 | (na) | (na) | (na) | (na) | 0 | 0 | 0 | 0 | 0 | 0 | 0 | 0 | 0 | 0 | 0 | 0 | 0 | 0 | 0 | 0 | 0 | 0 | 0 | 9999 | 0 | 0 | 0 | 0 | 0 | 0 | 9999 | 0 | 0 | 0 | 0 | 0 | 0 | 9999 | 9999 | 9999 | 9999 | 9999 | 9999 | 9999 | 0 | -184.431 | 0 | 0 | 0 | 0 | 0 | 0 | 0 | 0 | 0 |  | 0 | 0 | -184.431 | 0 | 0 | 9999 | 0 | -3.1718 | -3.1718 | 0 | -0.15859 | -0.15859 |  | -26.8411 | Commercial-Resturant-Heat | 0 | 0 | -184.431 | 0 | 0 | -184.431 | 0 | 9999 | 0
Lighting Controls Interior-New-Lodging-Unitary | Lighting Controls Interior-Unitary-Lodging-New | 15 | 0 | -18.1973 | 0 | 0 | 0 | C-Lod-Lgt-LPD Int-All-All-C |  |  | 0 | 0 | 0 | -18.3793 | 0 | 0 | 0 | 0 | 0 | 0 | (na) | (na) | (na) | (na) | 0 | 0 | 0 | 0 | 0 | 0 | 0 | 0 | 0 | 0 | 0 | 0 | 0 | 0 | 0 | 0 | 0 | 0 | 0 | 9999 | 0 | 0 | 0 | 0 | 0 | 0 | 9999 | 0 | 0 | 0 | 0 | 0 | 0 | 9999 | 9999 | 9999 | 9999 | 9999 | 9999 | 9999 | 0 | -123.2866 | 0 | 0 | 0 | 0 | 0 | 0 | 0 | 0 | 0 |  | 0 | 0 | -123.2866 | 0 | 0 | 9999 | 0 | -2.1504 | -2.1504 | 0 | -0.10752 | -0.10752 |  | -18.1973 | Commercial-Lodging-Heat | 0 | 0 | -123.2866 | 0 | 0 | -123.2866 | 0 | 9999 | 0
Lighting Controls Interior-New-Hospital-Unitary | Lighting Controls Interior-Unitary-Hospital-New | 15 | 0 | -32.7552 | 0 | 0 | 0 | C-Hos-Lgt-LPD Int-All-All-C |  |  | 0 | 0 | 0 | -33.0828 | 0 | 0 | 0 | 0 | 0 | 0 | (na) | (na) | (na) | (na) | 0 | 0 | 0 | 0 | 0 | 0 | 0 | 0 | 0 | 0 | 0 | 0 | 0 | 0 | 0 | 0 | 0 | 0 | 0 | 9999 | 0 | 0 | 0 | 0 | 0 | 0 | 9999 | 0 | 0 | 0 | 0 | 0 | 0 | 9999 | 9999 | 9999 | 9999 | 9999 | 9999 | 9999 | 0 | -214.2036 | 0 | 0 | 0 | 0 | 0 | 0 | 0 | 0 | 0 |  | 0 | 0 | -214.2036 | 0 | 0 | 9999 | 0 | -3.8707 | -3.8707 | 0 | -0.19353 | -0.19353 |  | -32.7552 | Commercial-Healthcare-Heat | 0 | 0 | -214.2036 | 0 | 0 | -214.2036 | 0 | 9999 | 0
Lighting Controls Interior-New-Residential Care-Unitary | Lighting Controls Interior-Unitary-Residential Care-New | 15 | 0 | -18.1973 | 0 | 0 | 0 | C-Hos-Lgt-LPD Int-All-All-C |  |  | 0 | 0 | 0 | -18.3793 | 0 | 0 | 0 | 0 | 0 | 0 | (na) | (na) | (na) | (na) | 0 | 0 | 0 | 0 | 0 | 0 | 0 | 0 | 0 | 0 | 0 | 0 | 0 | 0 | 0 | 0 | 0 | 0 | 0 | 9999 | 0 | 0 | 0 | 0 | 0 | 0 | 9999 | 0 | 0 | 0 | 0 | 0 | 0 | 9999 | 9999 | 9999 | 9999 | 9999 | 9999 | 9999 | 0 | -119.002 | 0 | 0 | 0 | 0 | 0 | 0 | 0 | 0 | 0 |  | 0 | 0 | -119.002 | 0 | 0 | 9999 | 0 | -2.1504 | -2.1504 | 0 | -0.10752 | -0.10752 |  | -18.1973 | Commercial-Healthcare-Heat | 0 | 0 | -119.002 | 0 | 0 | -119.002 | 0 | 9999 | 0
Lighting Controls Interior-New-Assembly-Unitary | Lighting Controls Interior-Unitary-Assembly-New | 15 | 0 | -8.1888 | 0 | 0 | 0 | C-Oth-Lgt-LPD Int-All-All-C |  |  | 0 | 0 | 0 | -8.2707 | 0 | 0 | 0 | 0 | 0 | 0 | (na) | (na) | (na) | (na) | 0 | 0 | 0 | 0 | 0 | 0 | 0 | 0 | 0 | 0 | 0 | 0 | 0 | 0 | 0 | 0 | 0 | 0 | 0 | 9999 | 0 | 0 | 0 | 0 | 0 | 0 | 9999 | 0 | 0 | 0 | 0 | 0 | 0 | 9999 | 9999 | 9999 | 9999 | 9999 | 9999 | 9999 | 0 | -55.6866 | 0 | 0 | 0 | 0 | 0 | 0 | 0 | 0 | 0 |  | 0 | 0 | -55.6866 | 0 | 0 | 9999 | 0 | -0.96767 | -0.96767 | 0 | -0.048384 | -0.048384 |  | -8.1888 | Commercial-Misc. Com-Heat | 0 | 0 | -55.6866 | 0 | 0 | -55.6866 | 0 | 9999 | 0
Lighting Controls Interior-New-Other-Unitary | Lighting Controls Interior-Unitary-Other-New | 15 | 399.7206 | -8.1888 | 341.075 | 0 | 0 | C-Oth-Lgt-LPD Int-All-All-C |  |  | 429.5885 | 0.068373 | 0.067879 | -8.2707 | 0 | 0 | 68.0149 | 157.1721 | 0 | 228.22 | (na) | (na) | (na) | (na) | 0 | 0 | 0 | 0 | 0 | 0 | 0 | 0 | 68.0149 | 157.1721 | 0 | 228.22 | 453.407 | 223.6494 | 24.1594 | 0 | 0 | 247.8088 | 68.0149 | 3.6434 | 223.6494 | 28.5975 | 0 | 0 | 252.2469 | 157.1721 | 1.6049 | 223.6494 | 52.7569 | 0 | 0 | 276.4063 | 225.187 | 29.5346 | 1.2275 | 11.6499 | 26.9211 | 0 | 39.0905 | 77.6615 | 223.6494 | -55.6866 | 52.7569 | 0 | 0 | 0 | 0 | 0 | 0 | 0 | 453.407 |  | 0 | 0 | 220.7198 | 453.407 | 0.54294 | 78.1633 | 4.0811 | -0.96767 | 3.1135 | 0.20405 | -0.048384 | 0.15567 |  | -8.1888 | Commercial-Misc. Com-Heat | 0 | 0 | -55.6866 | 0 | 0 | -55.6866 | 0 | 9999 | 0
Lighting Controls Interior-New-Large Off-Integrated | Lighting Controls Interior-Integrated-Large Off-New | 15 | 605.0663 | -8.1888 | 562.7738 | 0 | 0 | C-LOff-Lgt-LPD Int-All-All-C |  |  | 650.2033 | 0.10989 | 0.1091 | -8.2707 | 0 | 0 | 112.2246 | 259.334 | 0 | 376.563 | (na) | (na) | (na) | (na) | 0 | 0 | 0 | 0 | 0 | 0 | 0 | 0 | 112.2246 | 259.334 | 0 | 376.563 | 748.1216 | 337.5197 | 38.829 | 0 | 0 | 376.3487 | 112.2246 | 3.3535 | 337.5197 | 45.9619 | 0 | 0 | 383.4816 | 259.334 | 1.4787 | 337.5197 | 84.7909 | 0 | 0 | 422.3106 | 371.5586 | 32.4527 | 1.1366 | 12.7002 | 29.3481 | 0 | 42.6146 | 84.6629 | 337.5197 | -53.7301 | 84.7909 | 0 | 0 | 0 | 0 | 0 | 0 | 0 | 748.1216 |  | 0 | 0 | 368.5805 | 748.1216 | 0.52667 | 81.1478 | 6.177 | -0.96767 | 5.2093 | 0.30885 | -0.048384 | 0.26046 |  | -8.1888 | Commercial-large Office-Heat | 0 | 0 | -53.7301 | 0 | 0 | -53.7301 | 0 | 9999 | 0
Lighting Controls Interior-New-Medium Off-Integrated | Lighting Controls Interior-Integrated-Medium Off-New | 15 | 516.3625 | -21.3819 | 562.7738 | 0 | 0 | C-LOff-Lgt-LPD Int-All-All-C |  |  | 554.8824 | 0.093779 | 0.093102 | -21.5957 | 0 | 0 | 112.2246 | 259.334 | 0 | 376.563 | (na) | (na) | (na) | (na) | 0 | 0 | 0 | 0 | 0 | 0 | 0 | 0 | 112.2246 | 259.334 | 0 | 376.563 | 748.1216 | 288.0387 | 33.1366 | 0 | 0 | 321.1753 | 112.2246 | 2.8619 | 288.0387 | 39.2239 | 0 | 0 | 327.2626 | 259.334 | 1.2619 | 288.0387 | 72.3604 | 0 | 0 | 360.3992 | 371.5586 | 39.676 | 0.96997 | 14.8819 | 34.3897 | 0 | 49.9352 | 99.2068 | 288.0387 | -140.2954 | 72.3604 | 0 | 0 | 0 | 0 | 0 | 0 | 0 | 748.1216 |  | 0 | 0 | 220.1038 | 748.1216 | 0.40566 | 108.2155 | 5.2714 | -2.5267 | 2.7447 | 0.26357 | -0.12633 | 0.13723 |  | -21.3819 | Commercial-large Office-Heat | 0 | 0 | -140.2954 | 0 | 0 | -140.2954 | 0 | 9999 | 0
Lighting Controls Interior-New-Small Off-Integrated | Lighting Controls Interior-Integrated-Small Off-New | 15 | 479.0138 | -15.0128 | 562.7738 | 0 | 0 | C-SOff-Lgt-LPD Int-All-All-C |  |  | 515.2077 | 0.096233 | 0.095538 | -15.1629 | 0 | 0 | 112.2246 | 259.334 | 0 | 376.563 | (na) | (na) | (na) | (na) | 0 | 0 | 0 | 0 | 0 | 0 | 0 | 0 | 112.2246 | 259.334 | 0 | 376.563 | 748.1216 | 273.835 | 34.0038 | 0 | 0 | 307.8388 | 112.2246 | 2.7431 | 273.835 | 40.2504 | 0 | 0 | 314.0853 | 259.334 | 1.2111 | 273.835 | 74.2541 | 0 | 0 | 348.0891 | 371.5586 | 42.4609 | 0.93683 | 16.0279 | 37.038 | 0 | 53.7806 | 106.8464 | 273.835 | -103.3876 | 74.2541 | 0 | 0 | 0 | 0 | 0 | 0 | 0 | 748.1216 |  | 0 | 0 | 244.7016 | 748.1216 | 0.40879 | 111.0072 | 4.8945 | -1.7741 | 3.1204 | 0.24472 | -0.088703 | 0.15602 |  | -15.0128 | Commercial-Small Office-Heat | 0 | 0 | -103.3876 | 0 | 0 | -103.3876 | 0 | 9999 | 0
Lighting Controls Interior-New-Xlarge Ret-Integrated | Lighting Controls Interior-Integrated-Xlarge Ret-New | 15 | 0 | -19.5621 | 0 | 0 | 0 | C-Ret-Lgt-LPD Int-All-All-C |  |  | 0 | 0 | 0 | -19.7578 | 0 | 0 | 0 | 0 | 0 | 0 | (na) | (na) | (na) | (na) | 0 | 0 | 0 | 0 | 0 | 0 | 0 | 0 | 0 | 0 | 0 | 0 | 0 | 0 | 0 | 0 | 0 | 0 | 0 | 9999 | 0 | 0 | 0 | 0 | 0 | 0 | 9999 | 0 | 0 | 0 | 0 | 0 | 0 | 9999 | 9999 | 9999 | 9999 | 9999 | 9999 | 9999 | 0 | -134.3179 | 0 | 0 | 0 | 0 | 0 | 0 | 0 | 0 | 0 |  | 0 | 0 | -134.3179 | 0 | 0 | 9999 | 0 | -2.3117 | -2.3117 | 0 | -0.11558 | -0.11558 |  | -19.5621 | Commercial-Retail-Heat | 0 | 0 | -134.3179 | 0 | 0 | -134.3179 | 0 | 9999 | 0
Lighting Controls Interior-New-Large Ret-Integrated | Lighting Controls Interior-Integrated-Large Ret-New | 15 | 0 | -17.7424 | 0 | 0 | 0 | C-Ret-Lgt-LPD Int-All-All-C |  |  | 0 | 0 | 0 | -17.9198 | 0 | 0 | 0 | 0 | 0 | 0 | (na) | (na) | (na) | (na) | 0 | 0 | 0 | 0 | 0 | 0 | 0 | 0 | 0 | 0 | 0 | 0 | 0 | 0 | 0 | 0 | 0 | 0 | 0 | 9999 | 0 | 0 | 0 | 0 | 0 | 0 | 9999 | 0 | 0 | 0 | 0 | 0 | 0 | 9999 | 9999 | 9999 | 9999 | 9999 | 9999 | 9999 | 0 | -121.8232 | 0 | 0 | 0 | 0 | 0 | 0 | 0 | 0 | 0 |  | 0 | 0 | -121.8232 | 0 | 0 | 9999 | 0 | -2.0966 | -2.0966 | 0 | -0.10483 | -0.10483 |  | -17.7424 | Commercial-Retail-Heat | 0 | 0 | -121.8232 | 0 | 0 | -121.8232 | 0 | 9999 | 0
Lighting Controls Interior-New-Medium Ret-Integrated | Lighting Controls Interior-Integrated-Medium Ret-New | 15 | 0 | -14.1029 | 0 | 0 | 0 | C-Ret-Lgt-LPD Int-All-All-C |  |  | 0 | 0 | 0 | -14.244 | 0 | 0 | 0 | 0 | 0 | 0 | (na) | (na) | (na) | (na) | 0 | 0 | 0 | 0 | 0 | 0 | 0 | 0 | 0 | 0 | 0 | 0 | 0 | 0 | 0 | 0 | 0 | 0 | 0 | 9999 | 0 | 0 | 0 | 0 | 0 | 0 | 9999 | 0 | 0 | 0 | 0 | 0 | 0 | 9999 | 9999 | 9999 | 9999 | 9999 | 9999 | 9999 | 0 | -96.8339 | 0 | 0 | 0 | 0 | 0 | 0 | 0 | 0 | 0 |  | 0 | 0 | -96.8339 | 0 | 0 | 9999 | 0 | -1.6665 | -1.6665 | 0 | -0.083327 | -0.083327 |  | -14.1029 | Commercial-Retail-Heat | 0 | 0 | -96.8339 | 0 | 0 | -96.8339 | 0 | 9999 | 0
Lighting Controls Interior-New-Small Ret-Integrated | Lighting Controls Interior-Integrated-Small Ret-New | 15 | 0 | -21.8368 | 0 | 0 | 0 | C-Ret-Lgt-LPD Int-All-All-C |  |  | 0 | 0 | 0 | -22.0552 | 0 | 0 | 0 | 0 | 0 | 0 | (na) | (na) | (na) | (na) | 0 | 0 | 0 | 0 | 0 | 0 | 0 | 0 | 0 | 0 | 0 | 0 | 0 | 0 | 0 | 0 | 0 | 0 | 0 | 9999 | 0 | 0 | 0 | 0 | 0 | 0 | 9999 | 0 | 0 | 0 | 0 | 0 | 0 | 9999 | 9999 | 9999 | 9999 | 9999 | 9999 | 9999 | 0 | -149.9363 | 0 | 0 | 0 | 0 | 0 | 0 | 0 | 0 | 0 |  | 0 | 0 | -149.9363 | 0 | 0 | 9999 | 0 | -2.5805 | -2.5805 | 0 | -0.12902 | -0.12902 |  | -21.8368 | Commercial-Retail-Heat | 0 | 0 | -149.9363 | 0 | 0 | -149.9363 | 0 | 9999 | 0
Lighting Controls Interior-New-School K-12-Integrated | Lighting Controls Interior-Integrated-School K-12-New | 15 | 426.3129 | -21.3819 | 562.7738 | 0 | 0 | C-K12-Lgt-LPD Int-All-All-C |  |  | 458.4091 | 0.060344 | 0.059909 | -21.5957 | 0 | 0 | 112.2246 | 259.334 | 0 | 376.563 | (na) | (na) | (na) | (na) | 0 | 0 | 0 | 0 | 0 | 0 | 0 | 0 | 112.2246 | 259.334 | 0 | 376.563 | 748.1216 | 241.9248 | 21.3225 | 0 | 0 | 263.2473 | 112.2246 | 2.3457 | 241.9248 | 25.2395 | 0 | 0 | 267.1642 | 259.334 | 1.0302 | 241.9248 | 46.5619 | 0 | 0 | 288.4867 | 371.5586 | 52.167 | 0.77642 | 18.0138 | 41.6271 | 0 | 60.4442 | 120.0851 | 241.9248 | -146.8427 | 46.5619 | 0 | 0 | 0 | 0 | 0 | 0 | 0 | 748.1216 |  | 0 | 0 | 141.6441 | 748.1216 | 0.32234 | 136.1817 | 4.3549 | -2.5267 | 1.8282 | 0.21774 | -0.12633 | 0.09141 |  | -21.3819 | Commercial-School-Heat | 0 | 0 | -146.8427 | 0 | 0 | -146.8427 | 0 | 9999 | 0
Lighting Controls Interior-New-University-Integrated | Lighting Controls Interior-Integrated-University-New | 15 | 315.6445 | -17.7424 | 562.7738 | 0 | 0 | C-Unv-Lgt-LPD Int-All-All-C |  |  | 339.3432 | 0.072758 | 0.072233 | -17.9198 | 0 | 0 | 112.2246 | 259.334 | 0 | 376.563 | (na) | (na) | (na) | (na) | 0 | 0 | 0 | 0 | 0 | 0 | 0 | 0 | 112.2246 | 259.334 | 0 | 376.563 | 748.1216 | 177.8515 | 25.7089 | 0 | 0 | 203.5604 | 112.2246 | 1.8139 | 177.8515 | 30.4317 | 0 | 0 | 208.2832 | 259.334 | 0.80315 | 177.8515 | 56.1406 | 0 | 0 | 233.9921 | 371.5586 | 68.3939 | 0.62976 | 24.3343 | 56.2329 | 0 | 81.6523 | 162.2195 | 177.8515 | -116.3213 | 56.1406 | 0 | 0 | 0 | 0 | 0 | 0 | 0 | 748.1216 |  | 0 | 0 | 117.6709 | 748.1216 | 0.27069 | 175.2688 | 3.2238 | -2.0966 | 1.1272 | 0.16119 | -0.10483 | 0.056357 |  | -17.7424 | Commercial-college-Heat | 0 | 0 | -116.3213 | 0 | 0 | -116.3213 | 0 | 9999 | 0
Lighting Controls Interior-New-Warehouse-Integrated | Lighting Controls Interior-Integrated-Warehouse-New | 15 | 291.7023 | -10.0085 | 368.5509 | 0 | 0 | C-War-Lgt-LPD Int-All-All-C |  |  | 313.5417 | 0.054847 | 0.054451 | -10.1086 | 0 | 0 | 73.494 | 169.8334 | 0 | 246.6046 | (na) | (na) | (na) | (na) | 0 | 0 | 0 | 0 | 0 | 0 | 0 | 0 | 73.494 | 169.8334 | 0 | 246.6046 | 489.9319 | 163.7102 | 19.3802 | 0 | 0 | 183.0904 | 73.494 | 2.4912 | 163.7102 | 22.9403 | 0 | 0 | 186.6505 | 169.8334 | 1.099 | 163.7102 | 42.3205 | 0 | 0 | 206.0307 | 243.3273 | 47.1721 | 0.84672 | 17.2475 | 39.8564 | 0 | 57.873 | 114.9769 | 163.7102 | -69.5004 | 42.3205 | 0 | 0 | 0 | 0 | 0 | 0 | 0 | 489.9319 |  | 0 | 0 | 136.5303 | 489.9319 | 0.36829 | 121.3555 | 2.9787 | -1.1827 | 1.796 | 0.14893 | -0.059135 | 0.089797 |  | -10.0085 | Commercial-not-refrig-warehouse-Heat | 0 | 0 | -69.5004 | 0 | 0 | -69.5004 | 0 | 9999 | 0
Lighting Controls Interior-New-Supermarket-Integrated | Lighting Controls Interior-Integrated-Supermarket-New | 15 | 0 | -17.7424 | 0 | 0 | 0 | C-Gro-Lgt-LPD Int-All-All-C |  |  | 0 | 0 | 0 | -17.9198 | 0 | 0 | 0 | 0 | 0 | 0 | (na) | (na) | (na) | (na) | 0 | 0 | 0 | 0 | 0 | 0 | 0 | 0 | 0 | 0 | 0 | 0 | 0 | 0 | 0 | 0 | 0 | 0 | 0 | 9999 | 0 | 0 | 0 | 0 | 0 | 0 | 9999 | 0 | 0 | 0 | 0 | 0 | 0 | 9999 | 9999 | 9999 | 9999 | 9999 | 9999 | 9999 | 0 | -122.0821 | 0 | 0 | 0 | 0 | 0 | 0 | 0 | 0 | 0 |  | 0 | 0 | -122.0821 | 0 | 0 | 9999 | 0 | -2.0966 | -2.0966 | 0 | -0.10483 | -0.10483 |  | -17.7424 | Commercial-Grocery-Heat | 0 | 0 | -122.0821 | 0 | 0 | -122.0821 | 0 | 9999 | 0
Lighting Controls Interior-New-MiniMart-Integrated | Lighting Controls Interior-Integrated-MiniMart-New | 15 | 0 | -26.8411 | 0 | 0 | 0 | C-Gro-Lgt-LPD Int-All-All-C |  |  | 0 | 0 | 0 | -27.1095 | 0 | 0 | 0 | 0 | 0 | 0 | (na) | (na) | (na) | (na) | 0 | 0 | 0 | 0 | 0 | 0 | 0 | 0 | 0 | 0 | 0 | 0 | 0 | 0 | 0 | 0 | 0 | 0 | 0 | 9999 | 0 | 0 | 0 | 0 | 0 | 0 | 9999 | 0 | 0 | 0 | 0 | 0 | 0 | 9999 | 9999 | 9999 | 9999 | 9999 | 9999 | 9999 | 0 | -184.6884 | 0 | 0 | 0 | 0 | 0 | 0 | 0 | 0 | 0 |  | 0 | 0 | -184.6884 | 0 | 0 | 9999 | 0 | -3.1718 | -3.1718 | 0 | -0.15859 | -0.15859 |  | -26.8411 | Commercial-Grocery-Heat | 0 | 0 | -184.6884 | 0 | 0 | -184.6884 | 0 | 9999 | 0
Lighting Controls Interior-New-Restaurant-Integrated | Lighting Controls Interior-Integrated-Restaurant-New | 15 | 0 | -18.1973 | 0 | 0 | 0 | C-Res-Lgt-LPD Int-All-All-C |  |  | 0 | 0 | 0 | -18.3793 | 0 | 0 | 0 | 0 | 0 | 0 | (na) | (na) | (na) | (na) | 0 | 0 | 0 | 0 | 0 | 0 | 0 | 0 | 0 | 0 | 0 | 0 | 0 | 0 | 0 | 0 | 0 | 0 | 0 | 9999 | 0 | 0 | 0 | 0 | 0 | 0 | 9999 | 0 | 0 | 0 | 0 | 0 | 0 | 9999 | 9999 | 9999 | 9999 | 9999 | 9999 | 9999 | 0 | -125.038 | 0 | 0 | 0 | 0 | 0 | 0 | 0 | 0 | 0 |  | 0 | 0 | -125.038 | 0 | 0 | 9999 | 0 | -2.1504 | -2.1504 | 0 | -0.10752 | -0.10752 |  | -18.1973 | Commercial-Resturant-Heat | 0 | 0 | -125.038 | 0 | 0 | -125.038 | 0 | 9999 | 0
Lighting Controls Interior-New-Lodging-Integrated | Lighting Controls Interior-Integrated-Lodging-New | 15 | 0 | -32.7552 | 0 | 0 | 0 | C-Lod-Lgt-LPD Int-All-All-C |  |  | 0 | 0 | 0 | -33.0828 | 0 | 0 | 0 | 0 | 0 | 0 | (na) | (na) | (na) | (na) | 0 | 0 | 0 | 0 | 0 | 0 | 0 | 0 | 0 | 0 | 0 | 0 | 0 | 0 | 0 | 0 | 0 | 0 | 0 | 9999 | 0 | 0 | 0 | 0 | 0 | 0 | 9999 | 0 | 0 | 0 | 0 | 0 | 0 | 9999 | 9999 | 9999 | 9999 | 9999 | 9999 | 9999 | 0 | -221.9159 | 0 | 0 | 0 | 0 | 0 | 0 | 0 | 0 | 0 |  | 0 | 0 | -221.9159 | 0 | 0 | 9999 | 0 | -3.8707 | -3.8707 | 0 | -0.19353 | -0.19353 |  | -32.7552 | Commercial-Lodging-Heat | 0 | 0 | -221.9159 | 0 | 0 | -221.9159 | 0 | 9999 | 0
Lighting Controls Interior-New-Hospital-Integrated | Lighting Controls Interior-Integrated-Hospital-New | 15 | 0 | -18.1973 | 0 | 0 | 0 | C-Hos-Lgt-LPD Int-All-All-C |  |  | 0 | 0 | 0 | -18.3793 | 0 | 0 | 0 | 0 | 0 | 0 | (na) | (na) | (na) | (na) | 0 | 0 | 0 | 0 | 0 | 0 | 0 | 0 | 0 | 0 | 0 | 0 | 0 | 0 | 0 | 0 | 0 | 0 | 0 | 9999 | 0 | 0 | 0 | 0 | 0 | 0 | 9999 | 0 | 0 | 0 | 0 | 0 | 0 | 9999 | 9999 | 9999 | 9999 | 9999 | 9999 | 9999 | 0 | -119.002 | 0 | 0 | 0 | 0 | 0 | 0 | 0 | 0 | 0 |  | 0 | 0 | -119.002 | 0 | 0 | 9999 | 0 | -2.1504 | -2.1504 | 0 | -0.10752 | -0.10752 |  | -18.1973 | Commercial-Healthcare-Heat | 0 | 0 | -119.002 | 0 | 0 | -119.002 | 0 | 9999 | 0
Lighting Controls Interior-New-Residential Care-Integrated | Lighting Controls Interior-Integrated-Residential Care-New | 15 | 0 | -8.1888 | 0 | 0 | 0 | C-Hos-Lgt-LPD Int-All-All-C |  |  | 0 | 0 | 0 | -8.2707 | 0 | 0 | 0 | 0 | 0 | 0 | (na) | (na) | (na) | (na) | 0 | 0 | 0 | 0 | 0 | 0 | 0 | 0 | 0 | 0 | 0 | 0 | 0 | 0 | 0 | 0 | 0 | 0 | 0 | 9999 | 0 | 0 | 0 | 0 | 0 | 0 | 9999 | 0 | 0 | 0 | 0 | 0 | 0 | 9999 | 9999 | 9999 | 9999 | 9999 | 9999 | 9999 | 0 | -53.5509 | 0 | 0 | 0 | 0 | 0 | 0 | 0 | 0 | 0 |  | 0 | 0 | -53.5509 | 0 | 0 | 9999 | 0 | -0.96767 | -0.96767 | 0 | -0.048384 | -0.048384 |  | -8.1888 | Commercial-Healthcare-Heat | 0 | 0 | -53.5509 | 0 | 0 | -53.5509 | 0 | 9999 | 0
Lighting Controls Interior-New-Assembly-Integrated | Lighting Controls Interior-Integrated-Assembly-New | 15 | 0 | -8.1888 | 0 | 0 | 0 | C-Oth-Lgt-LPD Int-All-All-C |  |  | 0 | 0 | 0 | -8.2707 | 0 | 0 | 0 | 0 | 0 | 0 | (na) | (na) | (na) | (na) | 0 | 0 | 0 | 0 | 0 | 0 | 0 | 0 | 0 | 0 | 0 | 0 | 0 | 0 | 0 | 0 | 0 | 0 | 0 | 9999 | 0 | 0 | 0 | 0 | 0 | 0 | 9999 | 0 | 0 | 0 | 0 | 0 | 0 | 9999 | 9999 | 9999 | 9999 | 9999 | 9999 | 9999 | 0 | -55.6866 | 0 | 0 | 0 | 0 | 0 | 0 | 0 | 0 | 0 |  | 0 | 0 | -55.6866 | 0 | 0 | 9999 | 0 | -0.96767 | -0.96767 | 0 | -0.048384 | -0.048384 |  | -8.1888 | Commercial-Misc. Com-Heat | 0 | 0 | -55.6866 | 0 | 0 | -55.6866 | 0 | 9999 | 0
Lighting Controls Interior-New-Other-Integrated | Lighting Controls Interior-Integrated-Other-New | 15 | 567.2496 | -8.1888 | 562.7738 | 0 | 0 | C-Oth-Lgt-LPD Int-All-All-C |  |  | 609.6355 | 0.097029 | 0.096328 | -8.2707 | 0 | 0 | 112.2246 | 259.334 | 0 | 376.563 | (na) | (na) | (na) | (na) | 0 | 0 | 0 | 0 | 0 | 0 | 0 | 0 | 112.2246 | 259.334 | 0 | 376.563 | 748.1216 | 317.3843 | 34.285 | 0 | 0 | 351.6692 | 112.2246 | 3.1336 | 317.3843 | 40.5832 | 0 | 0 | 357.9675 | 259.334 | 1.3803 | 317.3843 | 74.8682 | 0 | 0 | 392.2524 | 371.5586 | 35.8099 | 1.0557 | 13.5453 | 31.3011 | 0 | 45.4504 | 90.2967 | 317.3843 | -55.6866 | 74.8682 | 0 | 0 | 0 | 0 | 0 | 0 | 0 | 748.1216 |  | 0 | 0 | 336.5658 | 748.1216 | 0.48799 | 87.9816 | 5.7916 | -0.96767 | 4.8239 | 0.28958 | -0.048384 | 0.24119 |  | -8.1888 | Commercial-Misc. Com-Heat | 0 | 0 | -55.6866 | 0 | 0 | -55.6866 | 0 | 9999 | 0
Lighting Controls Interior-NR-Large Off-Unitary | Lighting Controls Interior-Unitary-Large Off-NR | 15 | 426.3687 | -8.1888 | 341.075 | 0 | 0 | C-LOff-Lgt-LPD Int-All-All-C |  |  | 458.1751 | 0.077435 | 0.076876 | -8.2707 | 0 | 0 | 68.0149 | 157.1721 | 0 | 228.22 | (na) | (na) | (na) | (na) | 0 | 0 | 0 | 0 | 0 | 0 | 0 | 0 | 68.0149 | 157.1721 | 0 | 228.22 | 453.407 | 237.8381 | 27.3614 | 0 | 0 | 265.1995 | 68.0149 | 3.8991 | 237.8381 | 32.3878 | 0 | 0 | 270.2259 | 157.1721 | 1.7193 | 237.8381 | 59.7492 | 0 | 0 | 297.5873 | 225.187 | 26.5689 | 1.3215 | 10.923 | 25.2414 | 0 | 36.6515 | 72.816 | 237.8381 | -53.7301 | 59.7492 | 0 | 0 | 0 | 0 | 0 | 0 | 0 | 453.407 |  | 0 | 0 | 243.8571 | 453.407 | 0.5868 | 71.8494 | 4.3527 | -0.96767 | 3.385 | 0.21763 | -0.048384 | 0.16925 |  | -8.1888 | Commercial-large Office-Heat | 0 | 0 | -53.7301 | 0 | 0 | -53.7301 | 0 | 9999 | 0
Lighting Controls Interior-NR-Medium Off-Unitary | Lighting Controls Interior-Unitary-Medium Off-NR | 15 | 378.1664 | -8.1888 | 341.075 | 0 | 0 | C-LOff-Lgt-LPD Int-All-All-C |  |  | 406.3771 | 0.06868 | 0.068185 | -8.2707 | 0 | 0 | 68.0149 | 157.1721 | 0 | 228.22 | (na) | (na) | (na) | (na) | 0 | 0 | 0 | 0 | 0 | 0 | 0 | 0 | 68.0149 | 157.1721 | 0 | 228.22 | 453.407 | 210.9498 | 24.2681 | 0 | 0 | 235.2179 | 68.0149 | 3.4583 | 210.9498 | 28.7262 | 0 | 0 | 239.676 | 157.1721 | 1.5249 | 210.9498 | 52.9943 | 0 | 0 | 263.9441 | 225.187 | 31.1785 | 1.1721 | 12.3153 | 28.4588 | 0 | 41.3233 | 82.0974 | 210.9498 | -53.7301 | 52.9943 | 0 | 0 | 0 | 0 | 0 | 0 | 0 | 453.407 |  | 0 | 0 | 210.214 | 453.407 | 0.52046 | 82.2306 | 3.8606 | -0.96767 | 2.8929 | 0.19303 | -0.048384 | 0.14465 |  | -8.1888 | Commercial-large Office-Heat | 0 | 0 | -53.7301 | 0 | 0 | -53.7301 | 0 | 9999 | 0
Lighting Controls Interior-NR-Small Off-Unitary | Lighting Controls Interior-Unitary-Small Off-NR | 15 | 368.8304 | -21.3819 | 341.075 | 0 | 0 | C-SOff-Lgt-LPD Int-All-All-C |  |  | 396.6989 | 0.074097 | 0.073563 | -21.5957 | 0 | 0 | 68.0149 | 157.1721 | 0 | 228.22 | (na) | (na) | (na) | (na) | 0 | 0 | 0 | 0 | 0 | 0 | 0 | 0 | 68.0149 | 157.1721 | 0 | 228.22 | 453.407 | 210.8471 | 26.1822 | 0 | 0 | 237.0292 | 68.0149 | 3.485 | 210.8471 | 30.9919 | 0 | 0 | 241.839 | 157.1721 | 1.5387 | 210.8471 | 57.1741 | 0 | 0 | 268.0212 | 225.187 | 31.1639 | 1.1902 | 12.6158 | 29.1531 | 0 | 42.3314 | 84.1003 | 210.8471 | -147.2489 | 57.1741 | 0 | 0 | 0 | 0 | 0 | 0 | 0 | 453.407 |  | 0 | 0 | 120.7722 | 453.407 | 0.44621 | 100.8078 | 3.7687 | -2.5267 | 1.242 | 0.18843 | -0.12633 | 0.062097 |  | -21.3819 | Commercial-Small Office-Heat | 0 | 0 | -147.2489 | 0 | 0 | -147.2489 | 0 | 9999 | 0
Lighting Controls Interior-NR-Xlarge Ret-Unitary | Lighting Controls Interior-Unitary-Xlarge Ret-NR | 15 | 0 | -15.0128 | 0 | 0 | 0 | C-Ret-Lgt-LPD Int-All-All-C |  |  | 0 | 0 | 0 | -15.1629 | 0 | 0 | 0 | 0 | 0 | 0 | (na) | (na) | (na) | (na) | 0 | 0 | 0 | 0 | 0 | 0 | 0 | 0 | 0 | 0 | 0 | 0 | 0 | 0 | 0 | 0 | 0 | 0 | 0 | 9999 | 0 | 0 | 0 | 0 | 0 | 0 | 9999 | 0 | 0 | 0 | 0 | 0 | 0 | 9999 | 9999 | 9999 | 9999 | 9999 | 9999 | 9999 | 0 | -103.0812 | 0 | 0 | 0 | 0 | 0 | 0 | 0 | 0 | 0 |  | 0 | 0 | -103.0812 | 0 | 0 | 9999 | 0 | -1.7741 | -1.7741 | 0 | -0.088703 | -0.088703 |  | -15.0128 | Commercial-Retail-Heat | 0 | 0 | -103.0812 | 0 | 0 | -103.0812 | 0 | 9999 | 0
Lighting Controls Interior-NR-Large Ret-Unitary | Lighting Controls Interior-Unitary-Large Ret-NR | 15 | 0 | -19.5621 | 0 | 0 | 0 | C-Ret-Lgt-LPD Int-All-All-C |  |  | 0 | 0 | 0 | -19.7578 | 0 | 0 | 0 | 0 | 0 | 0 | (na) | (na) | (na) | (na) | 0 | 0 | 0 | 0 | 0 | 0 | 0 | 0 | 0 | 0 | 0 | 0 | 0 | 0 | 0 | 0 | 0 | 0 | 0 | 9999 | 0 | 0 | 0 | 0 | 0 | 0 | 9999 | 0 | 0 | 0 | 0 | 0 | 0 | 9999 | 9999 | 9999 | 9999 | 9999 | 9999 | 9999 | 0 | -134.3179 | 0 | 0 | 0 | 0 | 0 | 0 | 0 | 0 | 0 |  | 0 | 0 | -134.3179 | 0 | 0 | 9999 | 0 | -2.3117 | -2.3117 | 0 | -0.11558 | -0.11558 |  | -19.5621 | Commercial-Retail-Heat | 0 | 0 | -134.3179 | 0 | 0 | -134.3179 | 0 | 9999 | 0
Lighting Controls Interior-NR-Medium Ret-Unitary | Lighting Controls Interior-Unitary-Medium Ret-NR | 15 | 0 | -17.7424 | 0 | 0 | 0 | C-Ret-Lgt-LPD Int-All-All-C |  |  | 0 | 0 | 0 | -17.9198 | 0 | 0 | 0 | 0 | 0 | 0 | (na) | (na) | (na) | (na) | 0 | 0 | 0 | 0 | 0 | 0 | 0 | 0 | 0 | 0 | 0 | 0 | 0 | 0 | 0 | 0 | 0 | 0 | 0 | 9999 | 0 | 0 | 0 | 0 | 0 | 0 | 9999 | 0 | 0 | 0 | 0 | 0 | 0 | 9999 | 9999 | 9999 | 9999 | 9999 | 9999 | 9999 | 0 | -121.8232 | 0 | 0 | 0 | 0 | 0 | 0 | 0 | 0 | 0 |  | 0 | 0 | -121.8232 | 0 | 0 | 9999 | 0 | -2.0966 | -2.0966 | 0 | -0.10483 | -0.10483 |  | -17.7424 | Commercial-Retail-Heat | 0 | 0 | -121.8232 | 0 | 0 | -121.8232 | 0 | 9999 | 0
Lighting Controls Interior-NR-Small Ret-Unitary | Lighting Controls Interior-Unitary-Small Ret-NR | 15 | 0 | -14.1029 | 0 | 0 | 0 | C-Ret-Lgt-LPD Int-All-All-C |  |  | 0 | 0 | 0 | -14.244 | 0 | 0 | 0 | 0 | 0 | 0 | (na) | (na) | (na) | (na) | 0 | 0 | 0 | 0 | 0 | 0 | 0 | 0 | 0 | 0 | 0 | 0 | 0 | 0 | 0 | 0 | 0 | 0 | 0 | 9999 | 0 | 0 | 0 | 0 | 0 | 0 | 9999 | 0 | 0 | 0 | 0 | 0 | 0 | 9999 | 9999 | 9999 | 9999 | 9999 | 9999 | 9999 | 0 | -96.8339 | 0 | 0 | 0 | 0 | 0 | 0 | 0 | 0 | 0 |  | 0 | 0 | -96.8339 | 0 | 0 | 9999 | 0 | -1.6665 | -1.6665 | 0 | -0.083327 | -0.083327 |  | -14.1029 | Commercial-Retail-Heat | 0 | 0 | -96.8339 | 0 | 0 | -96.8339 | 0 | 9999 | 0
Lighting Controls Interior-NR-School K-12-Unitary | Lighting Controls Interior-Unitary-School K-12-NR | 15 | 272.1681 | -21.8368 | 341.075 | 0 | 0 | C-K12-Lgt-LPD Int-All-All-C |  |  | 292.6591 | 0.038525 | 0.038247 | -22.0552 | 0 | 0 | 68.0149 | 157.1721 | 0 | 228.22 | (na) | (na) | (na) | (na) | 0 | 0 | 0 | 0 | 0 | 0 | 0 | 0 | 68.0149 | 157.1721 | 0 | 228.22 | 453.407 | 154.4504 | 13.6128 | 0 | 0 | 168.0632 | 68.0149 | 2.471 | 154.4504 | 16.1135 | 0 | 0 | 170.5639 | 157.1721 | 1.0852 | 154.4504 | 29.7262 | 0 | 0 | 184.1767 | 225.187 | 49.1437 | 0.81788 | 17.1006 | 39.517 | 0 | 57.3802 | 113.9978 | 154.4504 | -149.967 | 29.7262 | 0 | 0 | 0 | 0 | 0 | 0 | 0 | 453.407 |  | 0 | 0 | 34.2097 | 453.407 | 0.30524 | 144.2293 | 2.7803 | -2.5805 | 0.19982 | 0.13901 | -0.12902 | 0.0099903 |  | -21.8368 | Commercial-School-Heat | 0 | 0 | -149.967 | 0 | 0 | -149.967 | 0 | 9999 | 0
Lighting Controls Interior-NR-University-Unitary | Lighting Controls Interior-Unitary-University-NR | 15 | 304.5092 | -21.3819 | 341.075 | 0 | 0 | C-Unv-Lgt-LPD Int-All-All-C |  |  | 327.372 | 0.070191 | 0.069685 | -21.5957 | 0 | 0 | 68.0149 | 157.1721 | 0 | 228.22 | (na) | (na) | (na) | (na) | 0 | 0 | 0 | 0 | 0 | 0 | 0 | 0 | 68.0149 | 157.1721 | 0 | 228.22 | 453.407 | 171.5773 | 24.802 | 0 | 0 | 196.3793 | 68.0149 | 2.8873 | 171.5773 | 29.3581 | 0 | 0 | 200.9354 | 157.1721 | 1.2784 | 171.5773 | 54.1601 | 0 | 0 | 225.7374 | 225.187 | 38.4409 | 1.0024 | 15.2874 | 35.3268 | 0 | 51.2959 | 101.91 | 171.5773 | -140.182 | 54.1601 | 0 | 0 | 0 | 0 | 0 | 0 | 0 | 453.407 |  | 0 | 0 | 85.5554 | 453.407 | 0.38029 | 121.2447 | 3.1101 | -2.5267 | 0.58336 | 0.1555 | -0.12633 | 0.029167 |  | -21.3819 | Commercial-college-Heat | 0 | 0 | -140.182 | 0 | 0 | -140.182 | 0 | 9999 | 0
Lighting Controls Interior-NR-Warehouse-Unitary | Lighting Controls Interior-Unitary-Warehouse-NR | 15 | 157.8222 | -17.7424 | 158.9759 | 0 | 0 | C-War-Lgt-LPD Int-All-All-C |  |  | 169.6382 | 0.029674 | 0.02946 | -17.9198 | 0 | 0 | 31.7019 | 73.2583 | 0 | 106.3739 | (na) | (na) | (na) | (na) | 0 | 0 | 0 | 0 | 0 | 0 | 0 | 0 | 31.7019 | 73.2583 | 0 | 106.3739 | 211.3341 | 88.5735 | 10.4854 | 0 | 0 | 99.059 | 31.7019 | 3.1247 | 88.5735 | 12.4116 | 0 | 0 | 100.9852 | 73.2583 | 1.3785 | 88.5735 | 22.897 | 0 | 0 | 111.4706 | 104.9602 | 35.5955 | 1.062 | 13.7509 | 31.7763 | 0 | 46.1404 | 91.6676 | 88.5735 | -123.2053 | 22.897 | 0 | 0 | 0 | 0 | 0 | 0 | 0 | 211.3341 |  | 0 | 0 | -11.7347 | 211.3341 | 0.33321 | 135.177 | 1.6116 | -2.0966 | -0.48505 | 0.080578 | -0.10483 | -0.024253 |  | -17.7424 | Commercial-not-refrig-warehouse-Heat | 0 | 0 | -123.2053 | 0 | 0 | -123.2053 | 0 | 9999 | 0
Lighting Controls Interior-NR-Supermarket-Unitary | Lighting Controls Interior-Unitary-Supermarket-NR | 15 | 0 | -10.0085 | 0 | 0 | 0 | C-Gro-Lgt-LPD Int-All-All-C |  |  | 0 | 0 | 0 | -10.1086 | 0 | 0 | 0 | 0 | 0 | 0 | (na) | (na) | (na) | (na) | 0 | 0 | 0 | 0 | 0 | 0 | 0 | 0 | 0 | 0 | 0 | 0 | 0 | 0 | 0 | 0 | 0 | 0 | 0 | 9999 | 0 | 0 | 0 | 0 | 0 | 0 | 9999 | 0 | 0 | 0 | 0 | 0 | 0 | 9999 | 9999 | 9999 | 9999 | 9999 | 9999 | 9999 | 0 | -68.8668 | 0 | 0 | 0 | 0 | 0 | 0 | 0 | 0 | 0 |  | 0 | 0 | -68.8668 | 0 | 0 | 9999 | 0 | -1.1827 | -1.1827 | 0 | -0.059135 | -0.059135 |  | -10.0085 | Commercial-Grocery-Heat | 0 | 0 | -68.8668 | 0 | 0 | -68.8668 | 0 | 9999 | 0
Lighting Controls Interior-NR-MiniMart-Unitary | Lighting Controls Interior-Unitary-MiniMart-NR | 15 | 0 | -17.7424 | 0 | 0 | 0 | C-Gro-Lgt-LPD Int-All-All-C |  |  | 0 | 0 | 0 | -17.9198 | 0 | 0 | 0 | 0 | 0 | 0 | (na) | (na) | (na) | (na) | 0 | 0 | 0 | 0 | 0 | 0 | 0 | 0 | 0 | 0 | 0 | 0 | 0 | 0 | 0 | 0 | 0 | 0 | 0 | 9999 | 0 | 0 | 0 | 0 | 0 | 0 | 9999 | 0 | 0 | 0 | 0 | 0 | 0 | 9999 | 9999 | 9999 | 9999 | 9999 | 9999 | 9999 | 0 | -122.0821 | 0 | 0 | 0 | 0 | 0 | 0 | 0 | 0 | 0 |  | 0 | 0 | -122.0821 | 0 | 0 | 9999 | 0 | -2.0966 | -2.0966 | 0 | -0.10483 | -0.10483 |  | -17.7424 | Commercial-Grocery-Heat | 0 | 0 | -122.0821 | 0 | 0 | -122.0821 | 0 | 9999 | 0
Lighting Controls Interior-NR-Restaurant-Unitary | Lighting Controls Interior-Unitary-Restaurant-NR | 15 | 0 | -26.8411 | 0 | 0 | 0 | C-Res-Lgt-LPD Int-All-All-C |  |  | 0 | 0 | 0 | -27.1095 | 0 | 0 | 0 | 0 | 0 | 0 | (na) | (na) | (na) | (na) | 0 | 0 | 0 | 0 | 0 | 0 | 0 | 0 | 0 | 0 | 0 | 0 | 0 | 0 | 0 | 0 | 0 | 0 | 0 | 9999 | 0 | 0 | 0 | 0 | 0 | 0 | 9999 | 0 | 0 | 0 | 0 | 0 | 0 | 9999 | 9999 | 9999 | 9999 | 9999 | 9999 | 9999 | 0 | -184.431 | 0 | 0 | 0 | 0 | 0 | 0 | 0 | 0 | 0 |  | 0 | 0 | -184.431 | 0 | 0 | 9999 | 0 | -3.1718 | -3.1718 | 0 | -0.15859 | -0.15859 |  | -26.8411 | Commercial-Resturant-Heat | 0 | 0 | -184.431 | 0 | 0 | -184.431 | 0 | 9999 | 0
Lighting Controls Interior-NR-Lodging-Unitary | Lighting Controls Interior-Unitary-Lodging-NR | 15 | 0 | -18.1973 | 0 | 0 | 0 | C-Lod-Lgt-LPD Int-All-All-C |  |  | 0 | 0 | 0 | -18.3793 | 0 | 0 | 0 | 0 | 0 | 0 | (na) | (na) | (na) | (na) | 0 | 0 | 0 | 0 | 0 | 0 | 0 | 0 | 0 | 0 | 0 | 0 | 0 | 0 | 0 | 0 | 0 | 0 | 0 | 9999 | 0 | 0 | 0 | 0 | 0 | 0 | 9999 | 0 | 0 | 0 | 0 | 0 | 0 | 9999 | 9999 | 9999 | 9999 | 9999 | 9999 | 9999 | 0 | -123.2866 | 0 | 0 | 0 | 0 | 0 | 0 | 0 | 0 | 0 |  | 0 | 0 | -123.2866 | 0 | 0 | 9999 | 0 | -2.1504 | -2.1504 | 0 | -0.10752 | -0.10752 |  | -18.1973 | Commercial-Lodging-Heat | 0 | 0 | -123.2866 | 0 | 0 | -123.2866 | 0 | 9999 | 0
Lighting Controls Interior-NR-Hospital-Unitary | Lighting Controls Interior-Unitary-Hospital-NR | 15 | 0 | -32.7552 | 0 | 0 | 0 | C-Hos-Lgt-LPD Int-All-All-C |  |  | 0 | 0 | 0 | -33.0828 | 0 | 0 | 0 | 0 | 0 | 0 | (na) | (na) | (na) | (na) | 0 | 0 | 0 | 0 | 0 | 0 | 0 | 0 | 0 | 0 | 0 | 0 | 0 | 0 | 0 | 0 | 0 | 0 | 0 | 9999 | 0 | 0 | 0 | 0 | 0 | 0 | 9999 | 0 | 0 | 0 | 0 | 0 | 0 | 9999 | 9999 | 9999 | 9999 | 9999 | 9999 | 9999 | 0 | -214.2036 | 0 | 0 | 0 | 0 | 0 | 0 | 0 | 0 | 0 |  | 0 | 0 | -214.2036 | 0 | 0 | 9999 | 0 | -3.8707 | -3.8707 | 0 | -0.19353 | -0.19353 |  | -32.7552 | Commercial-Healthcare-Heat | 0 | 0 | -214.2036 | 0 | 0 | -214.2036 | 0 | 9999 | 0
Lighting Controls Interior-NR-Residential Care-Unitary | Lighting Controls Interior-Unitary-Residential Care-NR | 15 | 0 | -18.1973 | 0 | 0 | 0 | C-Hos-Lgt-LPD Int-All-All-C |  |  | 0 | 0 | 0 | -18.3793 | 0 | 0 | 0 | 0 | 0 | 0 | (na) | (na) | (na) | (na) | 0 | 0 | 0 | 0 | 0 | 0 | 0 | 0 | 0 | 0 | 0 | 0 | 0 | 0 | 0 | 0 | 0 | 0 | 0 | 9999 | 0 | 0 | 0 | 0 | 0 | 0 | 9999 | 0 | 0 | 0 | 0 | 0 | 0 | 9999 | 9999 | 9999 | 9999 | 9999 | 9999 | 9999 | 0 | -119.002 | 0 | 0 | 0 | 0 | 0 | 0 | 0 | 0 | 0 |  | 0 | 0 | -119.002 | 0 | 0 | 9999 | 0 | -2.1504 | -2.1504 | 0 | -0.10752 | -0.10752 |  | -18.1973 | Commercial-Healthcare-Heat | 0 | 0 | -119.002 | 0 | 0 | -119.002 | 0 | 9999 | 0
Lighting Controls Interior-NR-Assembly-Unitary | Lighting Controls Interior-Unitary-Assembly-NR | 15 | 0 | -8.1888 | 0 | 0 | 0 | C-Oth-Lgt-LPD Int-All-All-C |  |  | 0 | 0 | 0 | -8.2707 | 0 | 0 | 0 | 0 | 0 | 0 | (na) | (na) | (na) | (na) | 0 | 0 | 0 | 0 | 0 | 0 | 0 | 0 | 0 | 0 | 0 | 0 | 0 | 0 | 0 | 0 | 0 | 0 | 0 | 9999 | 0 | 0 | 0 | 0 | 0 | 0 | 9999 | 0 | 0 | 0 | 0 | 0 | 0 | 9999 | 9999 | 9999 | 9999 | 9999 | 9999 | 9999 | 0 | -55.6866 | 0 | 0 | 0 | 0 | 0 | 0 | 0 | 0 | 0 |  | 0 | 0 | -55.6866 | 0 | 0 | 9999 | 0 | -0.96767 | -0.96767 | 0 | -0.048384 | -0.048384 |  | -8.1888 | Commercial-Misc. Com-Heat | 0 | 0 | -55.6866 | 0 | 0 | -55.6866 | 0 | 9999 | 0
Lighting Controls Interior-NR-Other-Unitary | Lighting Controls Interior-Unitary-Other-NR | 15 | 399.7206 | -8.1888 | 341.075 | 0 | 0 | C-Oth-Lgt-LPD Int-All-All-C |  |  | 429.5885 | 0.068373 | 0.067879 | -8.2707 | 0 | 0 | 68.0149 | 157.1721 | 0 | 228.22 | (na) | (na) | (na) | (na) | 0 | 0 | 0 | 0 | 0 | 0 | 0 | 0 | 68.0149 | 157.1721 | 0 | 228.22 | 453.407 | 223.6494 | 24.1594 | 0 | 0 | 247.8088 | 68.0149 | 3.6434 | 223.6494 | 28.5975 | 0 | 0 | 252.2469 | 157.1721 | 1.6049 | 223.6494 | 52.7569 | 0 | 0 | 276.4063 | 225.187 | 29.5346 | 1.2275 | 11.6499 | 26.9211 | 0 | 39.0905 | 77.6615 | 223.6494 | -55.6866 | 52.7569 | 0 | 0 | 0 | 0 | 0 | 0 | 0 | 453.407 |  | 0 | 0 | 220.7198 | 453.407 | 0.54294 | 78.1633 | 4.0811 | -0.96767 | 3.1135 | 0.20405 | -0.048384 | 0.15567 |  | -8.1888 | Commercial-Misc. Com-Heat | 0 | 0 | -55.6866 | 0 | 0 | -55.6866 | 0 | 9999 | 0
Lighting Controls Interior-NR-Large Off-Integrated | Lighting Controls Interior-Integrated-Large Off-NR | 15 | 596.9161 | -8.1888 | 562.7738 | 0 | 0 | C-LOff-Lgt-LPD Int-All-All-C |  |  | 641.4452 | 0.10841 | 0.10763 | -8.2707 | 0 | 0 | 112.2246 | 259.334 | 0 | 376.563 | (na) | (na) | (na) | (na) | 0 | 0 | 0 | 0 | 0 | 0 | 0 | 0 | 112.2246 | 259.334 | 0 | 376.563 | 748.1216 | 332.9734 | 38.306 | 0 | 0 | 371.2793 | 112.2246 | 3.3084 | 332.9734 | 45.3429 | 0 | 0 | 378.3162 | 259.334 | 1.4588 | 332.9734 | 83.6488 | 0 | 0 | 416.6222 | 371.5586 | 33.0268 | 1.1213 | 12.8736 | 29.7488 | 0 | 43.1965 | 85.8189 | 332.9734 | -53.7301 | 83.6488 | 0 | 0 | 0 | 0 | 0 | 0 | 0 | 748.1216 |  | 0 | 0 | 362.892 | 748.1216 | 0.51958 | 82.3868 | 6.0938 | -0.96767 | 5.1261 | 0.30469 | -0.048384 | 0.2563 |  | -8.1888 | Commercial-large Office-Heat | 0 | 0 | -53.7301 | 0 | 0 | -53.7301 | 0 | 9999 | 0
Lighting Controls Interior-NR-Medium Off-Integrated | Lighting Controls Interior-Integrated-Medium Off-NR | 15 | 529.433 | -8.1888 | 562.7738 | 0 | 0 | C-LOff-Lgt-LPD Int-All-All-C |  |  | 568.9279 | 0.096153 | 0.095459 | -8.2707 | 0 | 0 | 112.2246 | 259.334 | 0 | 376.563 | (na) | (na) | (na) | (na) | 0 | 0 | 0 | 0 | 0 | 0 | 0 | 0 | 112.2246 | 259.334 | 0 | 376.563 | 748.1216 | 295.3297 | 33.9754 | 0 | 0 | 329.3051 | 112.2246 | 2.9343 | 295.3297 | 40.2167 | 0 | 0 | 335.5464 | 259.334 | 1.2939 | 295.3297 | 74.1921 | 0 | 0 | 369.5218 | 371.5586 | 38.4596 | 0.99452 | 14.5145 | 33.5407 | 0 | 48.7024 | 96.7576 | 295.3297 | -53.7301 | 74.1921 | 0 | 0 | 0 | 0 | 0 | 0 | 0 | 748.1216 |  | 0 | 0 | 315.7916 | 748.1216 | 0.46084 | 94.1112 | 5.4049 | -0.96767 | 4.4372 | 0.27024 | -0.048384 | 0.22186 |  | -8.1888 | Commercial-large Office-Heat | 0 | 0 | -53.7301 | 0 | 0 | -53.7301 | 0 | 9999 | 0
Lighting Controls Interior-NR-Small Off-Integrated | Lighting Controls Interior-Integrated-Small Off-NR | 15 | 516.3625 | -21.3819 | 562.7738 | 0 | 0 | C-SOff-Lgt-LPD Int-All-All-C |  |  | 555.3784 | 0.10374 | 0.10299 | -21.5957 | 0 | 0 | 112.2246 | 259.334 | 0 | 376.563 | (na) | (na) | (na) | (na) | 0 | 0 | 0 | 0 | 0 | 0 | 0 | 0 | 112.2246 | 259.334 | 0 | 376.563 | 748.1216 | 295.1859 | 36.6551 | 0 | 0 | 331.8409 | 112.2246 | 2.9569 | 295.1859 | 43.3887 | 0 | 0 | 338.5746 | 259.334 | 1.3056 | 295.1859 | 80.0437 | 0 | 0 | 375.2296 | 371.5586 | 38.6226 | 1.0099 | 14.8686 | 34.359 | 0 | 49.8906 | 99.1182 | 295.1859 | -147.2489 | 80.0437 | 0 | 0 | 0 | 0 | 0 | 0 | 0 | 748.1216 |  | 0 | 0 | 227.9807 | 748.1216 | 0.41908 | 108.0222 | 5.2761 | -2.5267 | 2.7494 | 0.2638 | -0.12633 | 0.13747 |  | -21.3819 | Commercial-Small Office-Heat | 0 | 0 | -147.2489 | 0 | 0 | -147.2489 | 0 | 9999 | 0
Lighting Controls Interior-NR-Xlarge Ret-Integrated | Lighting Controls Interior-Integrated-Xlarge Ret-NR | 15 | 0 | -15.0128 | 0 | 0 | 0 | C-Ret-Lgt-LPD Int-All-All-C |  |  | 0 | 0 | 0 | -15.1629 | 0 | 0 | 0 | 0 | 0 | 0 | (na) | (na) | (na) | (na) | 0 | 0 | 0 | 0 | 0 | 0 | 0 | 0 | 0 | 0 | 0 | 0 | 0 | 0 | 0 | 0 | 0 | 0 | 0 | 9999 | 0 | 0 | 0 | 0 | 0 | 0 | 9999 | 0 | 0 | 0 | 0 | 0 | 0 | 9999 | 9999 | 9999 | 9999 | 9999 | 9999 | 9999 | 0 | -103.0812 | 0 | 0 | 0 | 0 | 0 | 0 | 0 | 0 | 0 |  | 0 | 0 | -103.0812 | 0 | 0 | 9999 | 0 | -1.7741 | -1.7741 | 0 | -0.088703 | -0.088703 |  | -15.0128 | Commercial-Retail-Heat | 0 | 0 | -103.0812 | 0 | 0 | -103.0812 | 0 | 9999 | 0
Lighting Controls Interior-NR-Large Ret-Integrated | Lighting Controls Interior-Integrated-Large Ret-NR | 15 | 0 | -19.5621 | 0 | 0 | 0 | C-Ret-Lgt-LPD Int-All-All-C |  |  | 0 | 0 | 0 | -19.7578 | 0 | 0 | 0 | 0 | 0 | 0 | (na) | (na) | (na) | (na) | 0 | 0 | 0 | 0 | 0 | 0 | 0 | 0 | 0 | 0 | 0 | 0 | 0 | 0 | 0 | 0 | 0 | 0 | 0 | 9999 | 0 | 0 | 0 | 0 | 0 | 0 | 9999 | 0 | 0 | 0 | 0 | 0 | 0 | 9999 | 9999 | 9999 | 9999 | 9999 | 9999 | 9999 | 0 | -134.3179 | 0 | 0 | 0 | 0 | 0 | 0 | 0 | 0 | 0 |  | 0 | 0 | -134.3179 | 0 | 0 | 9999 | 0 | -2.3117 | -2.3117 | 0 | -0.11558 | -0.11558 |  | -19.5621 | Commercial-Retail-Heat | 0 | 0 | -134.3179 | 0 | 0 | -134.3179 | 0 | 9999 | 0
Lighting Controls Interior-NR-Medium Ret-Integrated | Lighting Controls Interior-Integrated-Medium Ret-NR | 15 | 0 | -17.7424 | 0 | 0 | 0 | C-Ret-Lgt-LPD Int-All-All-C |  |  | 0 | 0 | 0 | -17.9198 | 0 | 0 | 0 | 0 | 0 | 0 | (na) | (na) | (na) | (na) | 0 | 0 | 0 | 0 | 0 | 0 | 0 | 0 | 0 | 0 | 0 | 0 | 0 | 0 | 0 | 0 | 0 | 0 | 0 | 9999 | 0 | 0 | 0 | 0 | 0 | 0 | 9999 | 0 | 0 | 0 | 0 | 0 | 0 | 9999 | 9999 | 9999 | 9999 | 9999 | 9999 | 9999 | 0 | -121.8232 | 0 | 0 | 0 | 0 | 0 | 0 | 0 | 0 | 0 |  | 0 | 0 | -121.8232 | 0 | 0 | 9999 | 0 | -2.0966 | -2.0966 | 0 | -0.10483 | -0.10483 |  | -17.7424 | Commercial-Retail-Heat | 0 | 0 | -121.8232 | 0 | 0 | -121.8232 | 0 | 9999 | 0
Lighting Controls Interior-NR-Small Ret-Integrated | Lighting Controls Interior-Integrated-Small Ret-NR | 15 | 0 | -14.1029 | 0 | 0 | 0 | C-Ret-Lgt-LPD Int-All-All-C |  |  | 0 | 0 | 0 | -14.244 | 0 | 0 | 0 | 0 | 0 | 0 | (na) | (na) | (na) | (na) | 0 | 0 | 0 | 0 | 0 | 0 | 0 | 0 | 0 | 0 | 0 | 0 | 0 | 0 | 0 | 0 | 0 | 0 | 0 | 9999 | 0 | 0 | 0 | 0 | 0 | 0 | 9999 | 0 | 0 | 0 | 0 | 0 | 0 | 9999 | 9999 | 9999 | 9999 | 9999 | 9999 | 9999 | 0 | -96.8339 | 0 | 0 | 0 | 0 | 0 | 0 | 0 | 0 | 0 |  | 0 | 0 | -96.8339 | 0 | 0 | 9999 | 0 | -1.6665 | -1.6665 | 0 | -0.083327 | -0.083327 |  | -14.1029 | Commercial-Retail-Heat | 0 | 0 | -96.8339 | 0 | 0 | -96.8339 | 0 | 9999 | 0
Lighting Controls Interior-NR-School K-12-Integrated | Lighting Controls Interior-Integrated-School K-12-NR | 15 | 381.0354 | -21.8368 | 562.7738 | 0 | 0 | C-K12-Lgt-LPD Int-All-All-C |  |  | 409.7227 | 0.053935 | 0.053546 | -22.0552 | 0 | 0 | 112.2246 | 259.334 | 0 | 376.563 | (na) | (na) | (na) | (na) | 0 | 0 | 0 | 0 | 0 | 0 | 0 | 0 | 112.2246 | 259.334 | 0 | 376.563 | 748.1216 | 216.2306 | 19.0579 | 0 | 0 | 235.2885 | 112.2246 | 2.0966 | 216.2306 | 22.5588 | 0 | 0 | 238.7895 | 259.334 | 0.92078 | 216.2306 | 41.6167 | 0 | 0 | 257.8473 | 371.5586 | 59.254 | 0.69396 | 20.1543 | 46.5736 | 0 | 67.6266 | 134.3545 | 216.2306 | -149.967 | 41.6167 | 0 | 0 | 0 | 0 | 0 | 0 | 0 | 748.1216 |  | 0 | 0 | 107.8804 | 748.1216 | 0.28711 | 153.8131 | 3.8924 | -2.5805 | 1.3119 | 0.19462 | -0.12902 | 0.065596 |  | -21.8368 | Commercial-School-Heat | 0 | 0 | -149.967 | 0 | 0 | -149.967 | 0 | 9999 | 0
Lighting Controls Interior-NR-University-Integrated | Lighting Controls Interior-Integrated-University-NR | 15 | 426.3129 | -21.3819 | 562.7738 | 0 | 0 | C-Unv-Lgt-LPD Int-All-All-C |  |  | 458.3207 | 0.098268 | 0.097558 | -21.5957 | 0 | 0 | 112.2246 | 259.334 | 0 | 376.563 | (na) | (na) | (na) | (na) | 0 | 0 | 0 | 0 | 0 | 0 | 0 | 0 | 112.2246 | 259.334 | 0 | 376.563 | 748.1216 | 240.2082 | 34.7228 | 0 | 0 | 274.931 | 112.2246 | 2.4498 | 240.2082 | 41.1014 | 0 | 0 | 281.3096 | 259.334 | 1.0847 | 240.2082 | 75.8241 | 0 | 0 | 316.0324 | 371.5586 | 47.4791 | 0.85056 | 18.0173 | 41.6351 | 0 | 60.4558 | 120.1082 | 240.2082 | -140.182 | 75.8241 | 0 | 0 | 0 | 0 | 0 | 0 | 0 | 748.1216 |  | 0 | 0 | 175.8504 | 748.1216 | 0.35577 | 130.4407 | 4.3541 | -2.5267 | 1.8274 | 0.2177 | -0.12633 | 0.091368 |  | -21.3819 | Commercial-college-Heat | 0 | 0 | -140.182 | 0 | 0 | -140.182 | 0 | 9999 | 0
Lighting Controls Interior-NR-Warehouse-Integrated | Lighting Controls Interior-Integrated-Warehouse-NR | 15 | 210.4296 | -17.7424 | 368.5509 | 0 | 0 | C-War-Lgt-LPD Int-All-All-C |  |  | 226.1843 | 0.039566 | 0.03928 | -17.9198 | 0 | 0 | 73.494 | 169.8334 | 0 | 246.6046 | (na) | (na) | (na) | (na) | 0 | 0 | 0 | 0 | 0 | 0 | 0 | 0 | 73.494 | 169.8334 | 0 | 246.6046 | 489.9319 | 118.0981 | 13.9806 | 0 | 0 | 132.0786 | 73.494 | 1.7971 | 118.0981 | 16.5488 | 0 | 0 | 134.6469 | 169.8334 | 0.79282 | 118.0981 | 30.5294 | 0 | 0 | 148.6274 | 243.3273 | 69.227 | 0.61081 | 23.9089 | 55.2498 | 0 | 80.2249 | 159.3836 | 118.0981 | -123.2053 | 30.5294 | 0 | 0 | 0 | 0 | 0 | 0 | 0 | 489.9319 |  | 0 | 0 | 25.4222 | 489.9319 | 0.2424 | 189.5327 | 2.1488 | -2.0966 | 0.052142 | 0.10744 | -0.10483 | 0.0026066 |  | -17.7424 | Commercial-not-refrig-warehouse-Heat | 0 | 0 | -123.2053 | 0 | 0 | -123.2053 | 0 | 9999 | 0
Lighting Controls Interior-NR-Supermarket-Integrated | Lighting Controls Interior-Integrated-Supermarket-NR | 15 | 0 | -10.0085 | 0 | 0 | 0 | C-Gro-Lgt-LPD Int-All-All-C |  |  | 0 | 0 | 0 | -10.1086 | 0 | 0 | 0 | 0 | 0 | 0 | (na) | (na) | (na) | (na) | 0 | 0 | 0 | 0 | 0 | 0 | 0 | 0 | 0 | 0 | 0 | 0 | 0 | 0 | 0 | 0 | 0 | 0 | 0 | 9999 | 0 | 0 | 0 | 0 | 0 | 0 | 9999 | 0 | 0 | 0 | 0 | 0 | 0 | 9999 | 9999 | 9999 | 9999 | 9999 | 9999 | 9999 | 0 | -68.8668 | 0 | 0 | 0 | 0 | 0 | 0 | 0 | 0 | 0 |  | 0 | 0 | -68.8668 | 0 | 0 | 9999 | 0 | -1.1827 | -1.1827 | 0 | -0.059135 | -0.059135 |  | -10.0085 | Commercial-Grocery-Heat | 0 | 0 | -68.8668 | 0 | 0 | -68.8668 | 0 | 9999 | 0
Lighting Controls Interior-NR-MiniMart-Integrated | Lighting Controls Interior-Integrated-MiniMart-NR | 15 | 0 | -17.7424 | 0 | 0 | 0 | C-Gro-Lgt-LPD Int-All-All-C |  |  | 0 | 0 | 0 | -17.9198 | 0 | 0 | 0 | 0 | 0 | 0 | (na) | (na) | (na) | (na) | 0 | 0 | 0 | 0 | 0 | 0 | 0 | 0 | 0 | 0 | 0 | 0 | 0 | 0 | 0 | 0 | 0 | 0 | 0 | 9999 | 0 | 0 | 0 | 0 | 0 | 0 | 9999 | 0 | 0 | 0 | 0 | 0 | 0 | 9999 | 9999 | 9999 | 9999 | 9999 | 9999 | 9999 | 0 | -122.0821 | 0 | 0 | 0 | 0 | 0 | 0 | 0 | 0 | 0 |  | 0 | 0 | -122.0821 | 0 | 0 | 9999 | 0 | -2.0966 | -2.0966 | 0 | -0.10483 | -0.10483 |  | -17.7424 | Commercial-Grocery-Heat | 0 | 0 | -122.0821 | 0 | 0 | -122.0821 | 0 | 9999 | 0
Lighting Controls Interior-NR-Restaurant-Integrated | Lighting Controls Interior-Integrated-Restaurant-NR | 15 | 0 | -26.8411 | 0 | 0 | 0 | C-Res-Lgt-LPD Int-All-All-C |  |  | 0 | 0 | 0 | -27.1095 | 0 | 0 | 0 | 0 | 0 | 0 | (na) | (na) | (na) | (na) | 0 | 0 | 0 | 0 | 0 | 0 | 0 | 0 | 0 | 0 | 0 | 0 | 0 | 0 | 0 | 0 | 0 | 0 | 0 | 9999 | 0 | 0 | 0 | 0 | 0 | 0 | 9999 | 0 | 0 | 0 | 0 | 0 | 0 | 9999 | 9999 | 9999 | 9999 | 9999 | 9999 | 9999 | 0 | -184.431 | 0 | 0 | 0 | 0 | 0 | 0 | 0 | 0 | 0 |  | 0 | 0 | -184.431 | 0 | 0 | 9999 | 0 | -3.1718 | -3.1718 | 0 | -0.15859 | -0.15859 |  | -26.8411 | Commercial-Resturant-Heat | 0 | 0 | -184.431 | 0 | 0 | -184.431 | 0 | 9999 | 0
Lighting Controls Interior-NR-Lodging-Integrated | Lighting Controls Interior-Integrated-Lodging-NR | 15 | 0 | -18.1973 | 0 | 0 | 0 | C-Lod-Lgt-LPD Int-All-All-C |  |  | 0 | 0 | 0 | -18.3793 | 0 | 0 | 0 | 0 | 0 | 0 | (na) | (na) | (na) | (na) | 0 | 0 | 0 | 0 | 0 | 0 | 0 | 0 | 0 | 0 | 0 | 0 | 0 | 0 | 0 | 0 | 0 | 0 | 0 | 9999 | 0 | 0 | 0 | 0 | 0 | 0 | 9999 | 0 | 0 | 0 | 0 | 0 | 0 | 9999 | 9999 | 9999 | 9999 | 9999 | 9999 | 9999 | 0 | -123.2866 | 0 | 0 | 0 | 0 | 0 | 0 | 0 | 0 | 0 |  | 0 | 0 | -123.2866 | 0 | 0 | 9999 | 0 | -2.1504 | -2.1504 | 0 | -0.10752 | -0.10752 |  | -18.1973 | Commercial-Lodging-Heat | 0 | 0 | -123.2866 | 0 | 0 | -123.2866 | 0 | 9999 | 0
Lighting Controls Interior-NR-Hospital-Integrated | Lighting Controls Interior-Integrated-Hospital-NR | 15 | 0 | -32.7552 | 0 | 0 | 0 | C-Hos-Lgt-LPD Int-All-All-C |  |  | 0 | 0 | 0 | -33.0828 | 0 | 0 | 0 | 0 | 0 | 0 | (na) | (na) | (na) | (na) | 0 | 0 | 0 | 0 | 0 | 0 | 0 | 0 | 0 | 0 | 0 | 0 | 0 | 0 | 0 | 0 | 0 | 0 | 0 | 9999 | 0 | 0 | 0 | 0 | 0 | 0 | 9999 | 0 | 0 | 0 | 0 | 0 | 0 | 9999 | 9999 | 9999 | 9999 | 9999 | 9999 | 9999 | 0 | -214.2036 | 0 | 0 | 0 | 0 | 0 | 0 | 0 | 0 | 0 |  | 0 | 0 | -214.2036 | 0 | 0 | 9999 | 0 | -3.8707 | -3.8707 | 0 | -0.19353 | -0.19353 |  | -32.7552 | Commercial-Healthcare-Heat | 0 | 0 | -214.2036 | 0 | 0 | -214.2036 | 0 | 9999 | 0
Lighting Controls Interior-NR-Residential Care-Integrated | Lighting Controls Interior-Integrated-Residential Care-NR | 15 | 0 | -18.1973 | 0 | 0 | 0 | C-Hos-Lgt-LPD Int-All-All-C |  |  | 0 | 0 | 0 | -18.3793 | 0 | 0 | 0 | 0 | 0 | 0 | (na) | (na) | (na) | (na) | 0 | 0 | 0 | 0 | 0 | 0 | 0 | 0 | 0 | 0 | 0 | 0 | 0 | 0 | 0 | 0 | 0 | 0 | 0 | 9999 | 0 | 0 | 0 | 0 | 0 | 0 | 9999 | 0 | 0 | 0 | 0 | 0 | 0 | 9999 | 9999 | 9999 | 9999 | 9999 | 9999 | 9999 | 0 | -119.002 | 0 | 0 | 0 | 0 | 0 | 0 | 0 | 0 | 0 |  | 0 | 0 | -119.002 | 0 | 0 | 9999 | 0 | -2.1504 | -2.1504 | 0 | -0.10752 | -0.10752 |  | -18.1973 | Commercial-Healthcare-Heat | 0 | 0 | -119.002 | 0 | 0 | -119.002 | 0 | 9999 | 0
Lighting Controls Interior-NR-Assembly-Integrated | Lighting Controls Interior-Integrated-Assembly-NR | 15 | 0 | -8.1888 | 0 | 0 | 0 | C-Oth-Lgt-LPD Int-All-All-C |  |  | 0 | 0 | 0 | -8.2707 | 0 | 0 | 0 | 0 | 0 | 0 | (na) | (na) | (na) | (na) | 0 | 0 | 0 | 0 | 0 | 0 | 0 | 0 | 0 | 0 | 0 | 0 | 0 | 0 | 0 | 0 | 0 | 0 | 0 | 9999 | 0 | 0 | 0 | 0 | 0 | 0 | 9999 | 0 | 0 | 0 | 0 | 0 | 0 | 9999 | 9999 | 9999 | 9999 | 9999 | 9999 | 9999 | 0 | -55.6866 | 0 | 0 | 0 | 0 | 0 | 0 | 0 | 0 | 0 |  | 0 | 0 | -55.6866 | 0 | 0 | 9999 | 0 | -0.96767 | -0.96767 | 0 | -0.048384 | -0.048384 |  | -8.1888 | Commercial-Misc. Com-Heat | 0 | 0 | -55.6866 | 0 | 0 | -55.6866 | 0 | 9999 | 0
Lighting Controls Interior-NR-Other-Integrated | Lighting Controls Interior-Integrated-Other-NR | 15 | 559.6089 | -8.1888 | 562.7738 | 0 | 0 | C-Oth-Lgt-LPD Int-All-All-C |  |  | 601.4239 | 0.095722 | 0.095031 | -8.2707 | 0 | 0 | 112.2246 | 259.334 | 0 | 376.563 | (na) | (na) | (na) | (na) | 0 | 0 | 0 | 0 | 0 | 0 | 0 | 0 | 112.2246 | 259.334 | 0 | 376.563 | 748.1216 | 313.1092 | 33.8232 | 0 | 0 | 346.9323 | 112.2246 | 3.0914 | 313.1092 | 40.0366 | 0 | 0 | 353.1457 | 259.334 | 1.3617 | 313.1092 | 73.8597 | 0 | 0 | 386.9689 | 371.5586 | 36.4222 | 1.0415 | 13.7302 | 31.7285 | 0 | 46.0709 | 91.5296 | 313.1092 | -55.6866 | 73.8597 | 0 | 0 | 0 | 0 | 0 | 0 | 0 | 748.1216 |  | 0 | 0 | 331.2823 | 748.1216 | 0.48142 | 89.3062 | 5.7136 | -0.96767 | 4.7459 | 0.28568 | -0.048384 | 0.23729 |  | -8.1888 | Commercial-Misc. Com-Heat | 0 | 0 | -55.6866 | 0 | 0 | -55.6866 | 0 | 9999 | 0
Category Results; Sorted by TRC Levelized Cost
Total Results |  | Measure Input Data | [8 empty] | Savings | [5 empty] | PV Capital |  |  |  | PV Admin |  |  |  | PV O&M |  |  |  | PV Periodic Repl. |  |  |  | Total PV Capital, O&M and Periodic Repl Costs |  |  |  |  | PV Wholesale Electric Utility Costs & Benefits | [6 empty] | PV Retail Electric Utility Costs & Benefits | [6 empty] | PV Electric Utility System Costs & Benefits | [5 empty] | Electric Utility System Economics |  | Sponsor Levelized Cost (mills/kwh) |  |  |  |  | PV Regional Costs & Benefits | [15 empty] | TRC Economics |  | Physical CO2 | [6 empty] | Gas Inputs |  |  |  | PV Gas Utility System Costs & Benefits |  |  |  |  | Gas Utility System Economics
Category | Measure | Measure Life | Site Savings (kWh) | Site Savings (therms) | Capital Cost ($/unit) | Annual O&M Cost ($/unit) | PV Per. Repl. Cost ($/unit) | Load Shape (electric) | Diversified Load Factor (electric) | Wholesale Power Coincidence Factor (electric) | Wholesale Electric Energy (kWh) | Wholesale Electric Demand (kw) | Retail Electric Demand (kW) | Wholesale Gas Energy (therms/yr) | Wholesale Gas Demand (therms/day) | Retail Gas Demand (therms/day) | Wholesale Electric | Retail Electric | Natural Gas | Customer | Wholesale Electric | Retail Electric | Natural Gas | Customer | Wholesale Electric | Retail Electric | Natural Gas | Customer | Wholesale Electric | Retail Electric | Natural Gas | Customer | Wholesale Electric | Retail Electric | Natural Gas | Customer | Total | Wholesale Utility System Energy | Wholesale Utility System T&D Def. Cap. | Wholesale Utility System Act C-E Credit | Wholesale Utility System Risk Mitigation Benefit | Wholesale Utility System Total System Benefit | Wholesale Utility System Total Non-Consumer Cost | Wholesale Utility System B/C Ratio | Retail Utility System Energy | Retail Utility System T&D Def. Cap. | Retail Utility System Act C-E Credit | Retail Utility System Risk Mitigation Benefit | Retail Utility System Total System Benefit | Retail Utility System Total Non-Consumer Cost | Retail Utility System System B/C Ratio | Utility System Energy | Utility System T&D Def. Cap. | Utility System Act C-E Credit | Utility System Total Risk Mitigation Benefit | Utility System Total System Benefit | Utility System Total Non-Consumer Cost | Utility System Net Levelized Cost (Net of Elec T&D Capacity Benefits, Act Credit & Risk-Mitigation Benefit) in mills/kwh | Utility System System B/C Ratio | Wholesale Electric Levelized Cost | Retail Electric Levelized Cost | Natural Gas Levelized Cost | Customer Levelized Cost | Total Levelized Cost | PV Regional Electric Energy | PV Regional Gas Energy | PV Regional Electric T&D Def. Cap. | PV Regional Gas T&D Def. Cap. | PV Regional Electric System CO2 | PV Regional Gas System CO2 | PV Regional Electric System Risk-Mitigation Benefit | PV Regional Gas System Risk-Mitigation Benefit | PV Regional Non-E Value | PV Regional Act Credit | PV Regional Capital Cost | PV Regional Admin Cost | PV Regional Annual O&M Cost | PV Regional Periodic Replacement Cost | PV Total Regional Benefit | PV Total Regional Cost | TRC B/C Ratio | TRC Net Levelized Cost (Net of All Benefits) in mills/kWh | Electric System CO2 Avoided (Lifetime Tons) | Gas System CO2 Avoided (Lifetime Tons) | Total System CO2 Avoided (Lifetime Tons) | Electric System CO2 Avoided (Annual Tons in 2018) | Gas System CO2 Avoided (Annual Tons in 2018) | Total System CO2 Avoided (Annual Tons in 2018) |  | Gas Site Savings (therms) | Load Shape (gas) | Diversitfied Load Factor (gas) | Wholesale Coincidence Factor (gas) | Total Gas Utility System Energy | Gas Utility System T&D Def. Cap. | Gas Utility System Risk Mitigation Benefit | Gas Utility System Total System Benefit | Gas Utility System Total Non-Consumer Cost | Gas Utility System Net Levelized Cost (Net of Gas T&D Capacity Benefits & Risk-Mitigation Benefits) in cents/therm | Gas Utility System System B/C Ratio
Lighting Controls Interior-New-Large Off-Unitary |  | 15 | 426.3687 | -8.1888 | 341.075 | 0 | 0 |  |  |  | 458.1751 | 0.077435 | 0.076876 | -8.2707 | 0 | 0 | 68.0149 | 157.1721 | 0 | 228.22 | 20.4645 | 47.7505 | 0 | 0 | 0 | 0 | 0 | 0 | 0 | 0 | 0 | 0 | 88.4794 | 204.9226 | 0 | 228.22 | 521.622 | 237.8381 | 27.3614 | 0 | 0 | 265.1995 | 88.4794 | 2.9973 | 237.8381 | 32.3878 | 0 | 0 | 270.2259 | 204.9226 | 1.3187 | 237.8381 | 59.7492 | 0 | 0 | 297.5873 | 293.4021 | 37.5241 | 1.0143 | 14.2096 | 32.91 | 0 | 36.6515 | 83.7712 | 237.8381 | -53.7301 | 59.7492 | 0 | 0 | 0 | 0 | 0 | 0 | 0 | 453.407 | 68.215 | 0 | 0 | 243.8571 | 521.622 | 0.51723 | 82.8045 | 4.3527 | -0.96767 | 3.385 | 0.21763 | -0.048384 | 0.16925 |  | -8.2707 |  | 0 | 0 | -53.7301 | 0 | 0 | -53.7301 | 0 | 9999 | 0
Lighting Controls Interior-NR-Large Off-Unitary |  | 15 | 426.3687 | -8.1888 | 341.075 | 0 | 0 |  |  |  | 458.1751 | 0.077435 | 0.076876 | -8.2707 | 0 | 0 | 68.0149 | 157.1721 | 0 | 228.22 | 20.4645 | 47.7505 | 0 | 0 | 0 | 0 | 0 | 0 | 0 | 0 | 0 | 0 | 88.4794 | 204.9226 | 0 | 228.22 | 521.622 | 237.8381 | 27.3614 | 0 | 0 | 265.1995 | 88.4794 | 2.9973 | 237.8381 | 32.3878 | 0 | 0 | 270.2259 | 204.9226 | 1.3187 | 237.8381 | 59.7492 | 0 | 0 | 297.5873 | 293.4021 | 37.5241 | 1.0143 | 14.2096 | 32.91 | 0 | 36.6515 | 83.7712 | 237.8381 | -53.7301 | 59.7492 | 0 | 0 | 0 | 0 | 0 | 0 | 0 | 453.407 | 68.215 | 0 | 0 | 243.8571 | 521.622 | 0.51723 | 82.8045 | 4.3527 | -0.96767 | 3.385 | 0.21763 | -0.048384 | 0.16925 |  | -8.2707 |  | 0 | 0 | -53.7301 | 0 | 0 | -53.7301 | 0 | 9999 | 0
Lighting Controls Interior-New-Other-Unitary |  | 15 | 399.7206 | -8.1888 | 341.075 | 0 | 0 |  |  |  | 429.5885 | 0.068373 | 0.067879 | -8.2707 | 0 | 0 | 68.0149 | 157.1721 | 0 | 228.22 | 20.4645 | 47.7505 | 0 | 0 | 0 | 0 | 0 | 0 | 0 | 0 | 0 | 0 | 88.4794 | 204.9226 | 0 | 228.22 | 521.622 | 223.6494 | 24.1594 | 0 | 0 | 247.8088 | 88.4794 | 2.8008 | 223.6494 | 28.5975 | 0 | 0 | 252.2469 | 204.9226 | 1.2309 | 223.6494 | 52.7569 | 0 | 0 | 276.4063 | 293.4021 | 41.2187 | 0.94207 | 15.1551 | 35.1 | 0 | 39.0905 | 89.3456 | 223.6494 | -55.6866 | 52.7569 | 0 | 0 | 0 | 0 | 0 | 0 | 0 | 453.407 | 68.215 | 0 | 0 | 220.7198 | 521.622 | 0.47878 | 89.8475 | 4.0811 | -0.96767 | 3.1135 | 0.20405 | -0.048384 | 0.15567 |  | -8.2707 |  | 0 | 0 | -55.6866 | 0 | 0 | -55.6866 | 0 | 9999 | 0
Lighting Controls Interior-NR-Other-Unitary |  | 15 | 399.7206 | -8.1888 | 341.075 | 0 | 0 |  |  |  | 429.5885 | 0.068373 | 0.067879 | -8.2707 | 0 | 0 | 68.0149 | 157.1721 | 0 | 228.22 | 20.4645 | 47.7505 | 0 | 0 | 0 | 0 | 0 | 0 | 0 | 0 | 0 | 0 | 88.4794 | 204.9226 | 0 | 228.22 | 521.622 | 223.6494 | 24.1594 | 0 | 0 | 247.8088 | 88.4794 | 2.8008 | 223.6494 | 28.5975 | 0 | 0 | 252.2469 | 204.9226 | 1.2309 | 223.6494 | 52.7569 | 0 | 0 | 276.4063 | 293.4021 | 41.2187 | 0.94207 | 15.1551 | 35.1 | 0 | 39.0905 | 89.3456 | 223.6494 | -55.6866 | 52.7569 | 0 | 0 | 0 | 0 | 0 | 0 | 0 | 453.407 | 68.215 | 0 | 0 | 220.7198 | 521.622 | 0.47878 | 89.8475 | 4.0811 | -0.96767 | 3.1135 | 0.20405 | -0.048384 | 0.15567 |  | -8.2707 |  | 0 | 0 | -55.6866 | 0 | 0 | -55.6866 | 0 | 9999 | 0
Lighting Controls Interior-New-Large Off-Integrated |  | 15 | 605.0663 | -8.1888 | 562.7738 | 0 | 0 |  |  |  | 650.2033 | 0.10989 | 0.1091 | -8.2707 | 0 | 0 | 112.2246 | 259.334 | 0 | 376.563 | 33.7664 | 78.7883 | 0 | 0 | 0 | 0 | 0 | 0 | 0 | 0 | 0 | 0 | 145.991 | 338.1223 | 0 | 376.563 | 860.6764 | 337.5197 | 38.829 | 0 | 0 | 376.3487 | 145.991 | 2.5779 | 337.5197 | 45.9619 | 0 | 0 | 383.4816 | 338.1223 | 1.1342 | 337.5197 | 84.7909 | 0 | 0 | 422.3106 | 484.1134 | 45.1902 | 0.87234 | 16.5214 | 38.2644 | 0 | 42.6146 | 97.4004 | 337.5197 | -53.7301 | 84.7909 | 0 | 0 | 0 | 0 | 0 | 0 | 0 | 748.1216 | 112.5548 | 0 | 0 | 368.5805 | 860.6764 | 0.46184 | 93.8854 | 6.177 | -0.96767 | 5.2093 | 0.30885 | -0.048384 | 0.26046 |  | -8.2707 |  | 0 | 0 | -53.7301 | 0 | 0 | -53.7301 | 0 | 9999 | 0
Lighting Controls Interior-New-Medium Off-Unitary |  | 15 | 378.1664 | -8.1888 | 341.075 | 0 | 0 |  |  |  | 406.3771 | 0.06868 | 0.068185 | -8.2707 | 0 | 0 | 68.0149 | 157.1721 | 0 | 228.22 | 20.4645 | 47.7505 | 0 | 0 | 0 | 0 | 0 | 0 | 0 | 0 | 0 | 0 | 88.4794 | 204.9226 | 0 | 228.22 | 521.622 | 210.9498 | 24.2681 | 0 | 0 | 235.2179 | 88.4794 | 2.6584 | 210.9498 | 28.7262 | 0 | 0 | 239.676 | 204.9226 | 1.1696 | 210.9498 | 52.9943 | 0 | 0 | 263.9441 | 293.4021 | 43.5301 | 0.8996 | 16.0208 | 37.1049 | 0 | 41.3233 | 94.4489 | 210.9498 | -53.7301 | 52.9943 | 0 | 0 | 0 | 0 | 0 | 0 | 0 | 453.407 | 68.215 | 0 | 0 | 210.214 | 521.622 | 0.45875 | 94.5821 | 3.8606 | -0.96767 | 2.8929 | 0.19303 | -0.048384 | 0.14465 |  | -8.2707 |  | 0 | 0 | -53.7301 | 0 | 0 | -53.7301 | 0 | 9999 | 0
Lighting Controls Interior-NR-Medium Off-Unitary |  | 15 | 378.1664 | -8.1888 | 341.075 | 0 | 0 |  |  |  | 406.3771 | 0.06868 | 0.068185 | -8.2707 | 0 | 0 | 68.0149 | 157.1721 | 0 | 228.22 | 20.4645 | 47.7505 | 0 | 0 | 0 | 0 | 0 | 0 | 0 | 0 | 0 | 0 | 88.4794 | 204.9226 | 0 | 228.22 | 521.622 | 210.9498 | 24.2681 | 0 | 0 | 235.2179 | 88.4794 | 2.6584 | 210.9498 | 28.7262 | 0 | 0 | 239.676 | 204.9226 | 1.1696 | 210.9498 | 52.9943 | 0 | 0 | 263.9441 | 293.4021 | 43.5301 | 0.8996 | 16.0208 | 37.1049 | 0 | 41.3233 | 94.4489 | 210.9498 | -53.7301 | 52.9943 | 0 | 0 | 0 | 0 | 0 | 0 | 0 | 453.407 | 68.215 | 0 | 0 | 210.214 | 521.622 | 0.45875 | 94.5821 | 3.8606 | -0.96767 | 2.8929 | 0.19303 | -0.048384 | 0.14465 |  | -8.2707 |  | 0 | 0 | -53.7301 | 0 | 0 | -53.7301 | 0 | 9999 | 0
Lighting Controls Interior-NR-Large Off-Integrated |  | 15 | 596.9161 | -8.1888 | 562.7738 | 0 | 0 |  |  |  | 641.4452 | 0.10841 | 0.10763 | -8.2707 | 0 | 0 | 112.2246 | 259.334 | 0 | 376.563 | 33.7664 | 78.7883 | 0 | 0 | 0 | 0 | 0 | 0 | 0 | 0 | 0 | 0 | 145.991 | 338.1223 | 0 | 376.563 | 860.6764 | 332.9734 | 38.306 | 0 | 0 | 371.2793 | 145.991 | 2.5432 | 332.9734 | 45.3429 | 0 | 0 | 378.3162 | 338.1223 | 1.1189 | 332.9734 | 83.6488 | 0 | 0 | 416.6222 | 484.1134 | 45.9383 | 0.86059 | 16.747 | 38.7868 | 0 | 43.1965 | 98.7303 | 332.9734 | -53.7301 | 83.6488 | 0 | 0 | 0 | 0 | 0 | 0 | 0 | 748.1216 | 112.5548 | 0 | 0 | 362.892 | 860.6764 | 0.45562 | 95.2982 | 6.0938 | -0.96767 | 5.1261 | 0.30469 | -0.048384 | 0.2563 |  | -8.2707 |  | 0 | 0 | -53.7301 | 0 | 0 | -53.7301 | 0 | 9999 | 0
Lighting Controls Interior-New-Other-Integrated |  | 15 | 567.2496 | -8.1888 | 562.7738 | 0 | 0 |  |  |  | 609.6355 | 0.097029 | 0.096328 | -8.2707 | 0 | 0 | 112.2246 | 259.334 | 0 | 376.563 | 33.7664 | 78.7883 | 0 | 0 | 0 | 0 | 0 | 0 | 0 | 0 | 0 | 0 | 145.991 | 338.1223 | 0 | 376.563 | 860.6764 | 317.3843 | 34.285 | 0 | 0 | 351.6692 | 145.991 | 2.4088 | 317.3843 | 40.5832 | 0 | 0 | 357.9675 | 338.1223 | 1.0587 | 317.3843 | 74.8682 | 0 | 0 | 392.2524 | 484.1134 | 49.395 | 0.81025 | 17.6208 | 40.8107 | 0 | 45.4504 | 103.8819 | 317.3843 | -55.6866 | 74.8682 | 0 | 0 | 0 | 0 | 0 | 0 | 0 | 748.1216 | 112.5548 | 0 | 0 | 336.5658 | 860.6764 | 0.42805 | 101.5667 | 5.7916 | -0.96767 | 4.8239 | 0.28958 | -0.048384 | 0.24119 |  | -8.2707 |  | 0 | 0 | -55.6866 | 0 | 0 | -55.6866 | 0 | 9999 | 0
Lighting Controls Interior-NR-Other-Integrated |  | 15 | 559.6089 | -8.1888 | 562.7738 | 0 | 0 |  |  |  | 601.4239 | 0.095722 | 0.095031 | -8.2707 | 0 | 0 | 112.2246 | 259.334 | 0 | 376.563 | 33.7664 | 78.7883 | 0 | 0 | 0 | 0 | 0 | 0 | 0 | 0 | 0 | 0 | 145.991 | 338.1223 | 0 | 376.563 | 860.6764 | 313.1092 | 33.8232 | 0 | 0 | 346.9323 | 145.991 | 2.3764 | 313.1092 | 40.0366 | 0 | 0 | 353.1457 | 338.1223 | 1.0444 | 313.1092 | 73.8597 | 0 | 0 | 386.9689 | 484.1134 | 50.1929 | 0.79934 | 17.8614 | 41.3679 | 0 | 46.0709 | 105.3002 | 313.1092 | -55.6866 | 73.8597 | 0 | 0 | 0 | 0 | 0 | 0 | 0 | 748.1216 | 112.5548 | 0 | 0 | 331.2823 | 860.6764 | 0.42229 | 103.0768 | 5.7136 | -0.96767 | 4.7459 | 0.28568 | -0.048384 | 0.23729 |  | -8.2707 |  | 0 | 0 | -55.6866 | 0 | 0 | -55.6866 | 0 | 9999 | 0
Lighting Controls Interior-NR-Medium Off-Integrated |  | 15 | 529.433 | -8.1888 | 562.7738 | 0 | 0 |  |  |  | 568.9279 | 0.096153 | 0.095459 | -8.2707 | 0 | 0 | 112.2246 | 259.334 | 0 | 376.563 | 33.7664 | 78.7883 | 0 | 0 | 0 | 0 | 0 | 0 | 0 | 0 | 0 | 0 | 145.991 | 338.1223 | 0 | 376.563 | 860.6764 | 295.3297 | 33.9754 | 0 | 0 | 329.3051 | 145.991 | 2.2557 | 295.3297 | 40.2167 | 0 | 0 | 335.5464 | 338.1223 | 0.99238 | 295.3297 | 74.1921 | 0 | 0 | 369.5218 | 484.1134 | 53.0168 | 0.7633 | 18.8816 | 43.7307 | 0 | 48.7024 | 111.3148 | 295.3297 | -53.7301 | 74.1921 | 0 | 0 | 0 | 0 | 0 | 0 | 0 | 748.1216 | 112.5548 | 0 | 0 | 315.7916 | 860.6764 | 0.40411 | 108.6683 | 5.4049 | -0.96767 | 4.4372 | 0.27024 | -0.048384 | 0.22186 |  | -8.2707 |  | 0 | 0 | -53.7301 | 0 | 0 | -53.7301 | 0 | 9999 | 0
Lighting Controls Interior-New-Small Off-Unitary |  | 15 | 368.8304 | -21.3819 | 341.075 | 0 | 0 |  |  |  | 396.6989 | 0.074097 | 0.073563 | -21.5957 | 0 | 0 | 68.0149 | 157.1721 | 0 | 228.22 | 20.4645 | 47.7505 | 0 | 0 | 0 | 0 | 0 | 0 | 0 | 0 | 0 | 0 | 88.4794 | 204.9226 | 0 | 228.22 | 521.622 | 210.8471 | 26.1822 | 0 | 0 | 237.0292 | 88.4794 | 2.6789 | 210.8471 | 30.9919 | 0 | 0 | 241.839 | 204.9226 | 1.1801 | 210.8471 | 57.1741 | 0 | 0 | 268.0212 | 293.4021 | 43.8168 | 0.91349 | 16.4116 | 38.0101 | 0 | 42.3314 | 96.7531 | 210.8471 | -147.2489 | 57.1741 | 0 | 0 | 0 | 0 | 0 | 0 | 0 | 453.407 | 68.215 | 0 | 0 | 120.7722 | 521.622 | 0.40071 | 113.4607 | 3.7687 | -2.5267 | 1.242 | 0.18843 | -0.12633 | 0.062097 |  | -21.5957 |  | 0 | 0 | -147.2489 | 0 | 0 | -147.2489 | 0 | 9999 | 0
Lighting Controls Interior-NR-Small Off-Unitary |  | 15 | 368.8304 | -21.3819 | 341.075 | 0 | 0 |  |  |  | 396.6989 | 0.074097 | 0.073563 | -21.5957 | 0 | 0 | 68.0149 | 157.1721 | 0 | 228.22 | 20.4645 | 47.7505 | 0 | 0 | 0 | 0 | 0 | 0 | 0 | 0 | 0 | 0 | 88.4794 | 204.9226 | 0 | 228.22 | 521.622 | 210.8471 | 26.1822 | 0 | 0 | 237.0292 | 88.4794 | 2.6789 | 210.8471 | 30.9919 | 0 | 0 | 241.839 | 204.9226 | 1.1801 | 210.8471 | 57.1741 | 0 | 0 | 268.0212 | 293.4021 | 43.8168 | 0.91349 | 16.4116 | 38.0101 | 0 | 42.3314 | 96.7531 | 210.8471 | -147.2489 | 57.1741 | 0 | 0 | 0 | 0 | 0 | 0 | 0 | 453.407 | 68.215 | 0 | 0 | 120.7722 | 521.622 | 0.40071 | 113.4607 | 3.7687 | -2.5267 | 1.242 | 0.18843 | -0.12633 | 0.062097 |  | -21.5957 |  | 0 | 0 | -147.2489 | 0 | 0 | -147.2489 | 0 | 9999 | 0
Lighting Controls Interior-NR-Small Off-Integrated |  | 15 | 516.3625 | -21.3819 | 562.7738 | 0 | 0 |  |  |  | 555.3784 | 0.10374 | 0.10299 | -21.5957 | 0 | 0 | 112.2246 | 259.334 | 0 | 376.563 | 33.7664 | 78.7883 | 0 | 0 | 0 | 0 | 0 | 0 | 0 | 0 | 0 | 0 | 145.991 | 338.1223 | 0 | 376.563 | 860.6764 | 295.1859 | 36.6551 | 0 | 0 | 331.8409 | 145.991 | 2.273 | 295.1859 | 43.3887 | 0 | 0 | 338.5746 | 338.1223 | 1.0013 | 295.1859 | 80.0437 | 0 | 0 | 375.2296 | 484.1134 | 53.5349 | 0.77509 | 19.3423 | 44.7976 | 0 | 49.8906 | 114.0305 | 295.1859 | -147.2489 | 80.0437 | 0 | 0 | 0 | 0 | 0 | 0 | 0 | 748.1216 | 112.5548 | 0 | 0 | 227.9807 | 860.6764 | 0.37228 | 122.9345 | 5.2761 | -2.5267 | 2.7494 | 0.2638 | -0.12633 | 0.13747 |  | -21.5957 |  | 0 | 0 | -147.2489 | 0 | 0 | -147.2489 | 0 | 9999 | 0
Lighting Controls Interior-New-Small Off-Integrated |  | 15 | 479.0138 | -15.0128 | 562.7738 | 0 | 0 |  |  |  | 515.2077 | 0.096233 | 0.095538 | -15.1629 | 0 | 0 | 112.2246 | 259.334 | 0 | 376.563 | 33.7664 | 78.7883 | 0 | 0 | 0 | 0 | 0 | 0 | 0 | 0 | 0 | 0 | 145.991 | 338.1223 | 0 | 376.563 | 860.6764 | 273.835 | 34.0038 | 0 | 0 | 307.8388 | 145.991 | 2.1086 | 273.835 | 40.2504 | 0 | 0 | 314.0853 | 338.1223 | 0.92891 | 273.835 | 74.2541 | 0 | 0 | 348.0891 | 484.1134 | 58.5359 | 0.71902 | 20.8504 | 48.2905 | 0 | 53.7806 | 122.9214 | 273.835 | -103.3876 | 74.2541 | 0 | 0 | 0 | 0 | 0 | 0 | 0 | 748.1216 | 112.5548 | 0 | 0 | 244.7016 | 860.6764 | 0.36106 | 127.0823 | 4.8945 | -1.7741 | 3.1204 | 0.24472 | -0.088703 | 0.15602 |  | -15.1629 |  | 0 | 0 | -103.3876 | 0 | 0 | -103.3876 | 0 | 9999 | 0
Lighting Controls Interior-New-Medium Off-Integrated |  | 15 | 516.3625 | -21.3819 | 562.7738 | 0 | 0 |  |  |  | 554.8824 | 0.093779 | 0.093102 | -21.5957 | 0 | 0 | 112.2246 | 259.334 | 0 | 376.563 | 33.7664 | 78.7883 | 0 | 0 | 0 | 0 | 0 | 0 | 0 | 0 | 0 | 0 | 145.991 | 338.1223 | 0 | 376.563 | 860.6764 | 288.0387 | 33.1366 | 0 | 0 | 321.1753 | 145.991 | 2.2 | 288.0387 | 39.2239 | 0 | 0 | 327.2626 | 338.1223 | 0.96788 | 288.0387 | 72.3604 | 0 | 0 | 360.3992 | 484.1134 | 54.6017 | 0.74445 | 19.3596 | 44.8377 | 0 | 49.9352 | 114.1324 | 288.0387 | -140.2954 | 72.3604 | 0 | 0 | 0 | 0 | 0 | 0 | 0 | 748.1216 | 112.5548 | 0 | 0 | 220.1038 | 860.6764 | 0.36005 | 123.1411 | 5.2714 | -2.5267 | 2.7447 | 0.26357 | -0.12633 | 0.13723 |  | -21.5957 |  | 0 | 0 | -140.2954 | 0 | 0 | -140.2954 | 0 | 9999 | 0
Lighting Controls Interior-New-University-Unitary |  | 15 | 304.5092 | -21.3819 | 341.075 | 0 | 0 |  |  |  | 327.372 | 0.070191 | 0.069685 | -21.5957 | 0 | 0 | 68.0149 | 157.1721 | 0 | 228.22 | 20.4645 | 47.7505 | 0 | 0 | 0 | 0 | 0 | 0 | 0 | 0 | 0 | 0 | 88.4794 | 204.9226 | 0 | 228.22 | 521.622 | 171.5773 | 24.802 | 0 | 0 | 196.3793 | 88.4794 | 2.2195 | 171.5773 | 29.3581 | 0 | 0 | 200.9354 | 204.9226 | 0.98054 | 171.5773 | 54.1601 | 0 | 0 | 225.7374 | 293.4021 | 53.7732 | 0.76938 | 19.8871 | 46.0594 | 0 | 51.2959 | 117.2424 | 171.5773 | -140.182 | 54.1601 | 0 | 0 | 0 | 0 | 0 | 0 | 0 | 453.407 | 68.215 | 0 | 0 | 85.5554 | 521.622 | 0.34109 | 136.5771 | 3.1101 | -2.5267 | 0.58336 | 0.1555 | -0.12633 | 0.029167 |  | -21.5957 |  | 0 | 0 | -140.182 | 0 | 0 | -140.182 | 0 | 9999 | 0
Lighting Controls Interior-NR-University-Unitary |  | 15 | 304.5092 | -21.3819 | 341.075 | 0 | 0 |  |  |  | 327.372 | 0.070191 | 0.069685 | -21.5957 | 0 | 0 | 68.0149 | 157.1721 | 0 | 228.22 | 20.4645 | 47.7505 | 0 | 0 | 0 | 0 | 0 | 0 | 0 | 0 | 0 | 0 | 88.4794 | 204.9226 | 0 | 228.22 | 521.622 | 171.5773 | 24.802 | 0 | 0 | 196.3793 | 88.4794 | 2.2195 | 171.5773 | 29.3581 | 0 | 0 | 200.9354 | 204.9226 | 0.98054 | 171.5773 | 54.1601 | 0 | 0 | 225.7374 | 293.4021 | 53.7732 | 0.76938 | 19.8871 | 46.0594 | 0 | 51.2959 | 117.2424 | 171.5773 | -140.182 | 54.1601 | 0 | 0 | 0 | 0 | 0 | 0 | 0 | 453.407 | 68.215 | 0 | 0 | 85.5554 | 521.622 | 0.34109 | 136.5771 | 3.1101 | -2.5267 | 0.58336 | 0.1555 | -0.12633 | 0.029167 |  | -21.5957 |  | 0 | 0 | -140.182 | 0 | 0 | -140.182 | 0 | 9999 | 0
Lighting Controls Interior-New-Warehouse-Integrated |  | 15 | 291.7023 | -10.0085 | 368.5509 | 0 | 0 |  |  |  | 313.5417 | 0.054847 | 0.054451 | -10.1086 | 0 | 0 | 73.494 | 169.8334 | 0 | 246.6046 | 22.1131 | 51.5971 | 0 | 0 | 0 | 0 | 0 | 0 | 0 | 0 | 0 | 0 | 95.607 | 221.4305 | 0 | 246.6046 | 563.6421 | 163.7102 | 19.3802 | 0 | 0 | 183.0904 | 95.607 | 1.915 | 163.7102 | 22.9403 | 0 | 0 | 186.6505 | 221.4305 | 0.84293 | 163.7102 | 42.3205 | 0 | 0 | 206.0307 | 317.0375 | 64.4704 | 0.64986 | 22.437 | 51.9652 | 0 | 57.873 | 132.2751 | 163.7102 | -69.5004 | 42.3205 | 0 | 0 | 0 | 0 | 0 | 0 | 0 | 489.9319 | 73.7102 | 0 | 0 | 136.5303 | 563.6421 | 0.32541 | 138.6537 | 2.9787 | -1.1827 | 1.796 | 0.14893 | -0.059135 | 0.089797 |  | -10.1086 |  | 0 | 0 | -69.5004 | 0 | 0 | -69.5004 | 0 | 9999 | 0
Lighting Controls Interior-NR-University-Integrated |  | 15 | 426.3129 | -21.3819 | 562.7738 | 0 | 0 |  |  |  | 458.3207 | 0.098268 | 0.097558 | -21.5957 | 0 | 0 | 112.2246 | 259.334 | 0 | 376.563 | 33.7664 | 78.7883 | 0 | 0 | 0 | 0 | 0 | 0 | 0 | 0 | 0 | 0 | 145.991 | 338.1223 | 0 | 376.563 | 860.6764 | 240.2082 | 34.7228 | 0 | 0 | 274.931 | 145.991 | 1.8832 | 240.2082 | 41.1014 | 0 | 0 | 281.3096 | 338.1223 | 0.83198 | 240.2082 | 75.8241 | 0 | 0 | 316.0324 | 484.1134 | 65.5494 | 0.65281 | 23.4383 | 54.2843 | 0 | 60.4558 | 138.1785 | 240.2082 | -140.182 | 75.8241 | 0 | 0 | 0 | 0 | 0 | 0 | 0 | 748.1216 | 112.5548 | 0 | 0 | 175.8504 | 860.6764 | 0.31576 | 148.5109 | 4.3541 | -2.5267 | 1.8274 | 0.2177 | -0.12633 | 0.091368 |  | -21.5957 |  | 0 | 0 | -140.182 | 0 | 0 | -140.182 | 0 | 9999 | 0
Lighting Controls Interior-New-Warehouse-Unitary |  | 15 | 157.8222 | -17.7424 | 158.9759 | 0 | 0 |  |  |  | 169.6382 | 0.029674 | 0.02946 | -17.9198 | 0 | 0 | 31.7019 | 73.2583 | 0 | 106.3739 | 9.5386 | 22.2566 | 0 | 0 | 0 | 0 | 0 | 0 | 0 | 0 | 0 | 0 | 41.2405 | 95.5149 | 0 | 106.3739 | 243.1292 | 88.5735 | 10.4854 | 0 | 0 | 99.059 | 41.2405 | 2.402 | 88.5735 | 12.4116 | 0 | 0 | 100.9852 | 95.5149 | 1.0573 | 88.5735 | 22.897 | 0 | 0 | 111.4706 | 136.7554 | 49.3868 | 0.81511 | 17.8883 | 41.4303 | 0 | 46.1404 | 105.459 | 88.5735 | -123.2053 | 22.897 | 0 | 0 | 0 | 0 | 0 | 0 | 0 | 211.3341 | 31.7952 | 0 | 0 | -11.7347 | 243.1292 | 0.30429 | 148.9684 | 1.6116 | -2.0966 | -0.48505 | 0.080578 | -0.10483 | -0.024253 |  | -17.9198 |  | 0 | 0 | -123.2053 | 0 | 0 | -123.2053 | 0 | 9999 | 0
Lighting Controls Interior-NR-Warehouse-Unitary |  | 15 | 157.8222 | -17.7424 | 158.9759 | 0 | 0 |  |  |  | 169.6382 | 0.029674 | 0.02946 | -17.9198 | 0 | 0 | 31.7019 | 73.2583 | 0 | 106.3739 | 9.5386 | 22.2566 | 0 | 0 | 0 | 0 | 0 | 0 | 0 | 0 | 0 | 0 | 41.2405 | 95.5149 | 0 | 106.3739 | 243.1292 | 88.5735 | 10.4854 | 0 | 0 | 99.059 | 41.2405 | 2.402 | 88.5735 | 12.4116 | 0 | 0 | 100.9852 | 95.5149 | 1.0573 | 88.5735 | 22.897 | 0 | 0 | 111.4706 | 136.7554 | 49.3868 | 0.81511 | 17.8883 | 41.4303 | 0 | 46.1404 | 105.459 | 88.5735 | -123.2053 | 22.897 | 0 | 0 | 0 | 0 | 0 | 0 | 0 | 211.3341 | 31.7952 | 0 | 0 | -11.7347 | 243.1292 | 0.30429 | 148.9684 | 1.6116 | -2.0966 | -0.48505 | 0.080578 | -0.10483 | -0.024253 |  | -17.9198 |  | 0 | 0 | -123.2053 | 0 | 0 | -123.2053 | 0 | 9999 | 0
Lighting Controls Interior-New-School K-12-Integrated |  | 15 | 426.3129 | -21.3819 | 562.7738 | 0 | 0 |  |  |  | 458.4091 | 0.060344 | 0.059909 | -21.5957 | 0 | 0 | 112.2246 | 259.334 | 0 | 376.563 | 33.7664 | 78.7883 | 0 | 0 | 0 | 0 | 0 | 0 | 0 | 0 | 0 | 0 | 145.991 | 338.1223 | 0 | 376.563 | 860.6764 | 241.9248 | 21.3225 | 0 | 0 | 263.2473 | 145.991 | 1.8032 | 241.9248 | 25.2395 | 0 | 0 | 267.1642 | 338.1223 | 0.79014 | 241.9248 | 46.5619 | 0 | 0 | 288.4867 | 484.1134 | 70.2338 | 0.59591 | 23.4338 | 54.2739 | 0 | 60.4442 | 138.1519 | 241.9248 | -146.8427 | 46.5619 | 0 | 0 | 0 | 0 | 0 | 0 | 0 | 748.1216 | 112.5548 | 0 | 0 | 141.6441 | 860.6764 | 0.28633 | 154.2485 | 4.3549 | -2.5267 | 1.8282 | 0.21774 | -0.12633 | 0.09141 |  | -21.5957 |  | 0 | 0 | -146.8427 | 0 | 0 | -146.8427 | 0 | 9999 | 0
Lighting Controls Interior-New-School K-12-Unitary |  | 15 | 272.1681 | -21.8368 | 341.075 | 0 | 0 |  |  |  | 292.6591 | 0.038525 | 0.038247 | -22.0552 | 0 | 0 | 68.0149 | 157.1721 | 0 | 228.22 | 20.4645 | 47.7505 | 0 | 0 | 0 | 0 | 0 | 0 | 0 | 0 | 0 | 0 | 88.4794 | 204.9226 | 0 | 228.22 | 521.622 | 154.4504 | 13.6128 | 0 | 0 | 168.0632 | 88.4794 | 1.8995 | 154.4504 | 16.1135 | 0 | 0 | 170.5639 | 204.9226 | 0.83233 | 154.4504 | 29.7262 | 0 | 0 | 184.1767 | 293.4021 | 66.2946 | 0.62773 | 22.2459 | 51.5226 | 0 | 57.3802 | 131.1487 | 154.4504 | -149.967 | 29.7262 | 0 | 0 | 0 | 0 | 0 | 0 | 0 | 453.407 | 68.215 | 0 | 0 | 34.2097 | 521.622 | 0.27424 | 161.3802 | 2.7803 | -2.5805 | 0.19982 | 0.13901 | -0.12902 | 0.0099903 |  | -22.0552 |  | 0 | 0 | -149.967 | 0 | 0 | -149.967 | 0 | 9999 | 0
Lighting Controls Interior-NR-School K-12-Unitary |  | 15 | 272.1681 | -21.8368 | 341.075 | 0 | 0 |  |  |  | 292.6591 | 0.038525 | 0.038247 | -22.0552 | 0 | 0 | 68.0149 | 157.1721 | 0 | 228.22 | 20.4645 | 47.7505 | 0 | 0 | 0 | 0 | 0 | 0 | 0 | 0 | 0 | 0 | 88.4794 | 204.9226 | 0 | 228.22 | 521.622 | 154.4504 | 13.6128 | 0 | 0 | 168.0632 | 88.4794 | 1.8995 | 154.4504 | 16.1135 | 0 | 0 | 170.5639 | 204.9226 | 0.83233 | 154.4504 | 29.7262 | 0 | 0 | 184.1767 | 293.4021 | 66.2946 | 0.62773 | 22.2459 | 51.5226 | 0 | 57.3802 | 131.1487 | 154.4504 | -149.967 | 29.7262 | 0 | 0 | 0 | 0 | 0 | 0 | 0 | 453.407 | 68.215 | 0 | 0 | 34.2097 | 521.622 | 0.27424 | 161.3802 | 2.7803 | -2.5805 | 0.19982 | 0.13901 | -0.12902 | 0.0099903 |  | -22.0552 |  | 0 | 0 | -149.967 | 0 | 0 | -149.967 | 0 | 9999 | 0
Lighting Controls Interior-NR-School K-12-Integrated |  | 15 | 381.0354 | -21.8368 | 562.7738 | 0 | 0 |  |  |  | 409.7227 | 0.053935 | 0.053546 | -22.0552 | 0 | 0 | 112.2246 | 259.334 | 0 | 376.563 | 33.7664 | 78.7883 | 0 | 0 | 0 | 0 | 0 | 0 | 0 | 0 | 0 | 0 | 145.991 | 338.1223 | 0 | 376.563 | 860.6764 | 216.2306 | 19.0579 | 0 | 0 | 235.2885 | 145.991 | 1.6117 | 216.2306 | 22.5588 | 0 | 0 | 238.7895 | 338.1223 | 0.70622 | 216.2306 | 41.6167 | 0 | 0 | 257.8473 | 484.1134 | 79.4676 | 0.53262 | 26.2184 | 60.7231 | 0 | 67.6266 | 154.5681 | 216.2306 | -149.967 | 41.6167 | 0 | 0 | 0 | 0 | 0 | 0 | 0 | 748.1216 | 112.5548 | 0 | 0 | 107.8804 | 860.6764 | 0.25513 | 174.0267 | 3.8924 | -2.5805 | 1.3119 | 0.19462 | -0.12902 | 0.065596 |  | -22.0552 |  | 0 | 0 | -149.967 | 0 | 0 | -149.967 | 0 | 9999 | 0
Lighting Controls Interior-New-University-Integrated |  | 15 | 315.6445 | -17.7424 | 562.7738 | 0 | 0 |  |  |  | 339.3432 | 0.072758 | 0.072233 | -17.9198 | 0 | 0 | 112.2246 | 259.334 | 0 | 376.563 | 33.7664 | 78.7883 | 0 | 0 | 0 | 0 | 0 | 0 | 0 | 0 | 0 | 0 | 145.991 | 338.1223 | 0 | 376.563 | 860.6764 | 177.8515 | 25.7089 | 0 | 0 | 203.5604 | 145.991 | 1.3943 | 177.8515 | 30.4317 | 0 | 0 | 208.2832 | 338.1223 | 0.616 | 177.8515 | 56.1406 | 0 | 0 | 233.9921 | 484.1134 | 92.7998 | 0.48334 | 31.6561 | 73.317 | 0 | 81.6523 | 186.6254 | 177.8515 | -116.3213 | 56.1406 | 0 | 0 | 0 | 0 | 0 | 0 | 0 | 748.1216 | 112.5548 | 0 | 0 | 117.6709 | 860.6764 | 0.2395 | 199.6747 | 3.2238 | -2.0966 | 1.1272 | 0.16119 | -0.10483 | 0.056357 |  | -17.9198 |  | 0 | 0 | -116.3213 | 0 | 0 | -116.3213 | 0 | 9999 | 0
Lighting Controls Interior-NR-Warehouse-Integrated |  | 15 | 210.4296 | -17.7424 | 368.5509 | 0 | 0 |  |  |  | 226.1843 | 0.039566 | 0.03928 | -17.9198 | 0 | 0 | 73.494 | 169.8334 | 0 | 246.6046 | 22.1131 | 51.5971 | 0 | 0 | 0 | 0 | 0 | 0 | 0 | 0 | 0 | 0 | 95.607 | 221.4305 | 0 | 246.6046 | 563.6421 | 118.0981 | 13.9806 | 0 | 0 | 132.0786 | 95.607 | 1.3815 | 118.0981 | 16.5488 | 0 | 0 | 134.6469 | 221.4305 | 0.60808 | 118.0981 | 30.5294 | 0 | 0 | 148.6274 | 317.0375 | 93.2062 | 0.4688 | 31.1027 | 72.0353 | 0 | 80.2249 | 183.3628 | 118.0981 | -123.2053 | 30.5294 | 0 | 0 | 0 | 0 | 0 | 0 | 0 | 489.9319 | 73.7102 | 0 | 0 | 25.4222 | 563.6421 | 0.21639 | 213.5119 | 2.1488 | -2.0966 | 0.052142 | 0.10744 | -0.10483 | 0.0026066 |  | -17.9198 |  | 0 | 0 | -123.2053 | 0 | 0 | -123.2053 | 0 | 9999 | 0
Lighting Controls Interior-New-Xlarge Ret-Unitary |  | 0 | 0 | -15.0128 | 0 | 0 | 0 |  |  |  | 0 | 0 | 0 | -15.1629 | 0 | 0 | 0 | 0 | 0 | 0 | 0 | 0 | 0 | 0 | 0 | 0 | 0 | 0 | 0 | 0 | 0 | 0 | 0 | 0 | 0 | 0 | 0 | 0 | 0 | 0 | 0 | 0 | 0 | 9999 | 0 | 0 | 0 | 0 | 0 | 0 | 9999 | 0 | 0 | 0 | 0 | 0 | 0 | 9999 | 9999 | 9999 | 9999 | 9999 | 9999 | 9999 | 0 | -103.0812 | 0 | 0 | 0 | 0 | 0 | 0 | 0 | 0 | 0 | 0 | 0 | 0 | -103.0812 | 0 | 0 | 9999 | 0 | -1.7741 | -1.7741 | 0 | -0.088703 | -0.088703 |  | -15.1629 |  | 0 | 0 | -103.0812 | 0 | 0 | -103.0812 | 0 | 9999 | 0
Lighting Controls Interior-New-Large Ret-Unitary |  | 0 | 0 | -19.5621 | 0 | 0 | 0 |  |  |  | 0 | 0 | 0 | -19.7578 | 0 | 0 | 0 | 0 | 0 | 0 | 0 | 0 | 0 | 0 | 0 | 0 | 0 | 0 | 0 | 0 | 0 | 0 | 0 | 0 | 0 | 0 | 0 | 0 | 0 | 0 | 0 | 0 | 0 | 9999 | 0 | 0 | 0 | 0 | 0 | 0 | 9999 | 0 | 0 | 0 | 0 | 0 | 0 | 9999 | 9999 | 9999 | 9999 | 9999 | 9999 | 9999 | 0 | -134.3179 | 0 | 0 | 0 | 0 | 0 | 0 | 0 | 0 | 0 | 0 | 0 | 0 | -134.3179 | 0 | 0 | 9999 | 0 | -2.3117 | -2.3117 | 0 | -0.11558 | -0.11558 |  | -19.7578 |  | 0 | 0 | -134.3179 | 0 | 0 | -134.3179 | 0 | 9999 | 0
Lighting Controls Interior-New-Medium Ret-Unitary |  | 0 | 0 | -17.7424 | 0 | 0 | 0 |  |  |  | 0 | 0 | 0 | -17.9198 | 0 | 0 | 0 | 0 | 0 | 0 | 0 | 0 | 0 | 0 | 0 | 0 | 0 | 0 | 0 | 0 | 0 | 0 | 0 | 0 | 0 | 0 | 0 | 0 | 0 | 0 | 0 | 0 | 0 | 9999 | 0 | 0 | 0 | 0 | 0 | 0 | 9999 | 0 | 0 | 0 | 0 | 0 | 0 | 9999 | 9999 | 9999 | 9999 | 9999 | 9999 | 9999 | 0 | -121.8232 | 0 | 0 | 0 | 0 | 0 | 0 | 0 | 0 | 0 | 0 | 0 | 0 | -121.8232 | 0 | 0 | 9999 | 0 | -2.0966 | -2.0966 | 0 | -0.10483 | -0.10483 |  | -17.9198 |  | 0 | 0 | -121.8232 | 0 | 0 | -121.8232 | 0 | 9999 | 0
Lighting Controls Interior-New-Small Ret-Unitary |  | 0 | 0 | -14.1029 | 0 | 0 | 0 |  |  |  | 0 | 0 | 0 | -14.244 | 0 | 0 | 0 | 0 | 0 | 0 | 0 | 0 | 0 | 0 | 0 | 0 | 0 | 0 | 0 | 0 | 0 | 0 | 0 | 0 | 0 | 0 | 0 | 0 | 0 | 0 | 0 | 0 | 0 | 9999 | 0 | 0 | 0 | 0 | 0 | 0 | 9999 | 0 | 0 | 0 | 0 | 0 | 0 | 9999 | 9999 | 9999 | 9999 | 9999 | 9999 | 9999 | 0 | -96.8339 | 0 | 0 | 0 | 0 | 0 | 0 | 0 | 0 | 0 | 0 | 0 | 0 | -96.8339 | 0 | 0 | 9999 | 0 | -1.6665 | -1.6665 | 0 | -0.083327 | -0.083327 |  | -14.244 |  | 0 | 0 | -96.8339 | 0 | 0 | -96.8339 | 0 | 9999 | 0
Lighting Controls Interior-New-Supermarket-Unitary |  | 0 | 0 | -10.0085 | 0 | 0 | 0 |  |  |  | 0 | 0 | 0 | -10.1086 | 0 | 0 | 0 | 0 | 0 | 0 | 0 | 0 | 0 | 0 | 0 | 0 | 0 | 0 | 0 | 0 | 0 | 0 | 0 | 0 | 0 | 0 | 0 | 0 | 0 | 0 | 0 | 0 | 0 | 9999 | 0 | 0 | 0 | 0 | 0 | 0 | 9999 | 0 | 0 | 0 | 0 | 0 | 0 | 9999 | 9999 | 9999 | 9999 | 9999 | 9999 | 9999 | 0 | -68.8668 | 0 | 0 | 0 | 0 | 0 | 0 | 0 | 0 | 0 | 0 | 0 | 0 | -68.8668 | 0 | 0 | 9999 | 0 | -1.1827 | -1.1827 | 0 | -0.059135 | -0.059135 |  | -10.1086 |  | 0 | 0 | -68.8668 | 0 | 0 | -68.8668 | 0 | 9999 | 0
Lighting Controls Interior-New-MiniMart-Unitary |  | 0 | 0 | -17.7424 | 0 | 0 | 0 |  |  |  | 0 | 0 | 0 | -17.9198 | 0 | 0 | 0 | 0 | 0 | 0 | 0 | 0 | 0 | 0 | 0 | 0 | 0 | 0 | 0 | 0 | 0 | 0 | 0 | 0 | 0 | 0 | 0 | 0 | 0 | 0 | 0 | 0 | 0 | 9999 | 0 | 0 | 0 | 0 | 0 | 0 | 9999 | 0 | 0 | 0 | 0 | 0 | 0 | 9999 | 9999 | 9999 | 9999 | 9999 | 9999 | 9999 | 0 | -122.0821 | 0 | 0 | 0 | 0 | 0 | 0 | 0 | 0 | 0 | 0 | 0 | 0 | -122.0821 | 0 | 0 | 9999 | 0 | -2.0966 | -2.0966 | 0 | -0.10483 | -0.10483 |  | -17.9198 |  | 0 | 0 | -122.0821 | 0 | 0 | -122.0821 | 0 | 9999 | 0
Lighting Controls Interior-New-Restaurant-Unitary |  | 0 | 0 | -26.8411 | 0 | 0 | 0 |  |  |  | 0 | 0 | 0 | -27.1095 | 0 | 0 | 0 | 0 | 0 | 0 | 0 | 0 | 0 | 0 | 0 | 0 | 0 | 0 | 0 | 0 | 0 | 0 | 0 | 0 | 0 | 0 | 0 | 0 | 0 | 0 | 0 | 0 | 0 | 9999 | 0 | 0 | 0 | 0 | 0 | 0 | 9999 | 0 | 0 | 0 | 0 | 0 | 0 | 9999 | 9999 | 9999 | 9999 | 9999 | 9999 | 9999 | 0 | -184.431 | 0 | 0 | 0 | 0 | 0 | 0 | 0 | 0 | 0 | 0 | 0 | 0 | -184.431 | 0 | 0 | 9999 | 0 | -3.1718 | -3.1718 | 0 | -0.15859 | -0.15859 |  | -27.1095 |  | 0 | 0 | -184.431 | 0 | 0 | -184.431 | 0 | 9999 | 0
Lighting Controls Interior-New-Lodging-Unitary |  | 0 | 0 | -18.1973 | 0 | 0 | 0 |  |  |  | 0 | 0 | 0 | -18.3793 | 0 | 0 | 0 | 0 | 0 | 0 | 0 | 0 | 0 | 0 | 0 | 0 | 0 | 0 | 0 | 0 | 0 | 0 | 0 | 0 | 0 | 0 | 0 | 0 | 0 | 0 | 0 | 0 | 0 | 9999 | 0 | 0 | 0 | 0 | 0 | 0 | 9999 | 0 | 0 | 0 | 0 | 0 | 0 | 9999 | 9999 | 9999 | 9999 | 9999 | 9999 | 9999 | 0 | -123.2866 | 0 | 0 | 0 | 0 | 0 | 0 | 0 | 0 | 0 | 0 | 0 | 0 | -123.2866 | 0 | 0 | 9999 | 0 | -2.1504 | -2.1504 | 0 | -0.10752 | -0.10752 |  | -18.3793 |  | 0 | 0 | -123.2866 | 0 | 0 | -123.2866 | 0 | 9999 | 0
Lighting Controls Interior-New-Hospital-Unitary |  | 0 | 0 | -32.7552 | 0 | 0 | 0 |  |  |  | 0 | 0 | 0 | -33.0828 | 0 | 0 | 0 | 0 | 0 | 0 | 0 | 0 | 0 | 0 | 0 | 0 | 0 | 0 | 0 | 0 | 0 | 0 | 0 | 0 | 0 | 0 | 0 | 0 | 0 | 0 | 0 | 0 | 0 | 9999 | 0 | 0 | 0 | 0 | 0 | 0 | 9999 | 0 | 0 | 0 | 0 | 0 | 0 | 9999 | 9999 | 9999 | 9999 | 9999 | 9999 | 9999 | 0 | -214.2036 | 0 | 0 | 0 | 0 | 0 | 0 | 0 | 0 | 0 | 0 | 0 | 0 | -214.2036 | 0 | 0 | 9999 | 0 | -3.8707 | -3.8707 | 0 | -0.19353 | -0.19353 |  | -33.0828 |  | 0 | 0 | -214.2036 | 0 | 0 | -214.2036 | 0 | 9999 | 0
Lighting Controls Interior-New-Residential Care-Unitary |  | 0 | 0 | -18.1973 | 0 | 0 | 0 |  |  |  | 0 | 0 | 0 | -18.3793 | 0 | 0 | 0 | 0 | 0 | 0 | 0 | 0 | 0 | 0 | 0 | 0 | 0 | 0 | 0 | 0 | 0 | 0 | 0 | 0 | 0 | 0 | 0 | 0 | 0 | 0 | 0 | 0 | 0 | 9999 | 0 | 0 | 0 | 0 | 0 | 0 | 9999 | 0 | 0 | 0 | 0 | 0 | 0 | 9999 | 9999 | 9999 | 9999 | 9999 | 9999 | 9999 | 0 | -119.002 | 0 | 0 | 0 | 0 | 0 | 0 | 0 | 0 | 0 | 0 | 0 | 0 | -119.002 | 0 | 0 | 9999 | 0 | -2.1504 | -2.1504 | 0 | -0.10752 | -0.10752 |  | -18.3793 |  | 0 | 0 | -119.002 | 0 | 0 | -119.002 | 0 | 9999 | 0
Lighting Controls Interior-New-Assembly-Unitary |  | 0 | 0 | -8.1888 | 0 | 0 | 0 |  |  |  | 0 | 0 | 0 | -8.2707 | 0 | 0 | 0 | 0 | 0 | 0 | 0 | 0 | 0 | 0 | 0 | 0 | 0 | 0 | 0 | 0 | 0 | 0 | 0 | 0 | 0 | 0 | 0 | 0 | 0 | 0 | 0 | 0 | 0 | 9999 | 0 | 0 | 0 | 0 | 0 | 0 | 9999 | 0 | 0 | 0 | 0 | 0 | 0 | 9999 | 9999 | 9999 | 9999 | 9999 | 9999 | 9999 | 0 | -55.6866 | 0 | 0 | 0 | 0 | 0 | 0 | 0 | 0 | 0 | 0 | 0 | 0 | -55.6866 | 0 | 0 | 9999 | 0 | -0.96767 | -0.96767 | 0 | -0.048384 | -0.048384 |  | -8.2707 |  | 0 | 0 | -55.6866 | 0 | 0 | -55.6866 | 0 | 9999 | 0
Lighting Controls Interior-New-Xlarge Ret-Integrated |  | 0 | 0 | -19.5621 | 0 | 0 | 0 |  |  |  | 0 | 0 | 0 | -19.7578 | 0 | 0 | 0 | 0 | 0 | 0 | 0 | 0 | 0 | 0 | 0 | 0 | 0 | 0 | 0 | 0 | 0 | 0 | 0 | 0 | 0 | 0 | 0 | 0 | 0 | 0 | 0 | 0 | 0 | 9999 | 0 | 0 | 0 | 0 | 0 | 0 | 9999 | 0 | 0 | 0 | 0 | 0 | 0 | 9999 | 9999 | 9999 | 9999 | 9999 | 9999 | 9999 | 0 | -134.3179 | 0 | 0 | 0 | 0 | 0 | 0 | 0 | 0 | 0 | 0 | 0 | 0 | -134.3179 | 0 | 0 | 9999 | 0 | -2.3117 | -2.3117 | 0 | -0.11558 | -0.11558 |  | -19.7578 |  | 0 | 0 | -134.3179 | 0 | 0 | -134.3179 | 0 | 9999 | 0
Lighting Controls Interior-New-Large Ret-Integrated |  | 0 | 0 | -17.7424 | 0 | 0 | 0 |  |  |  | 0 | 0 | 0 | -17.9198 | 0 | 0 | 0 | 0 | 0 | 0 | 0 | 0 | 0 | 0 | 0 | 0 | 0 | 0 | 0 | 0 | 0 | 0 | 0 | 0 | 0 | 0 | 0 | 0 | 0 | 0 | 0 | 0 | 0 | 9999 | 0 | 0 | 0 | 0 | 0 | 0 | 9999 | 0 | 0 | 0 | 0 | 0 | 0 | 9999 | 9999 | 9999 | 9999 | 9999 | 9999 | 9999 | 0 | -121.8232 | 0 | 0 | 0 | 0 | 0 | 0 | 0 | 0 | 0 | 0 | 0 | 0 | -121.8232 | 0 | 0 | 9999 | 0 | -2.0966 | -2.0966 | 0 | -0.10483 | -0.10483 |  | -17.9198 |  | 0 | 0 | -121.8232 | 0 | 0 | -121.8232 | 0 | 9999 | 0
Lighting Controls Interior-New-Medium Ret-Integrated |  | 0 | 0 | -14.1029 | 0 | 0 | 0 |  |  |  | 0 | 0 | 0 | -14.244 | 0 | 0 | 0 | 0 | 0 | 0 | 0 | 0 | 0 | 0 | 0 | 0 | 0 | 0 | 0 | 0 | 0 | 0 | 0 | 0 | 0 | 0 | 0 | 0 | 0 | 0 | 0 | 0 | 0 | 9999 | 0 | 0 | 0 | 0 | 0 | 0 | 9999 | 0 | 0 | 0 | 0 | 0 | 0 | 9999 | 9999 | 9999 | 9999 | 9999 | 9999 | 9999 | 0 | -96.8339 | 0 | 0 | 0 | 0 | 0 | 0 | 0 | 0 | 0 | 0 | 0 | 0 | -96.8339 | 0 | 0 | 9999 | 0 | -1.6665 | -1.6665 | 0 | -0.083327 | -0.083327 |  | -14.244 |  | 0 | 0 | -96.8339 | 0 | 0 | -96.8339 | 0 | 9999 | 0
Lighting Controls Interior-New-Small Ret-Integrated |  | 0 | 0 | -21.8368 | 0 | 0 | 0 |  |  |  | 0 | 0 | 0 | -22.0552 | 0 | 0 | 0 | 0 | 0 | 0 | 0 | 0 | 0 | 0 | 0 | 0 | 0 | 0 | 0 | 0 | 0 | 0 | 0 | 0 | 0 | 0 | 0 | 0 | 0 | 0 | 0 | 0 | 0 | 9999 | 0 | 0 | 0 | 0 | 0 | 0 | 9999 | 0 | 0 | 0 | 0 | 0 | 0 | 9999 | 9999 | 9999 | 9999 | 9999 | 9999 | 9999 | 0 | -149.9363 | 0 | 0 | 0 | 0 | 0 | 0 | 0 | 0 | 0 | 0 | 0 | 0 | -149.9363 | 0 | 0 | 9999 | 0 | -2.5805 | -2.5805 | 0 | -0.12902 | -0.12902 |  | -22.0552 |  | 0 | 0 | -149.9363 | 0 | 0 | -149.9363 | 0 | 9999 | 0
Lighting Controls Interior-New-Supermarket-Integrated |  | 0 | 0 | -17.7424 | 0 | 0 | 0 |  |  |  | 0 | 0 | 0 | -17.9198 | 0 | 0 | 0 | 0 | 0 | 0 | 0 | 0 | 0 | 0 | 0 | 0 | 0 | 0 | 0 | 0 | 0 | 0 | 0 | 0 | 0 | 0 | 0 | 0 | 0 | 0 | 0 | 0 | 0 | 9999 | 0 | 0 | 0 | 0 | 0 | 0 | 9999 | 0 | 0 | 0 | 0 | 0 | 0 | 9999 | 9999 | 9999 | 9999 | 9999 | 9999 | 9999 | 0 | -122.0821 | 0 | 0 | 0 | 0 | 0 | 0 | 0 | 0 | 0 | 0 | 0 | 0 | -122.0821 | 0 | 0 | 9999 | 0 | -2.0966 | -2.0966 | 0 | -0.10483 | -0.10483 |  | -17.9198 |  | 0 | 0 | -122.0821 | 0 | 0 | -122.0821 | 0 | 9999 | 0
Lighting Controls Interior-New-MiniMart-Integrated |  | 0 | 0 | -26.8411 | 0 | 0 | 0 |  |  |  | 0 | 0 | 0 | -27.1095 | 0 | 0 | 0 | 0 | 0 | 0 | 0 | 0 | 0 | 0 | 0 | 0 | 0 | 0 | 0 | 0 | 0 | 0 | 0 | 0 | 0 | 0 | 0 | 0 | 0 | 0 | 0 | 0 | 0 | 9999 | 0 | 0 | 0 | 0 | 0 | 0 | 9999 | 0 | 0 | 0 | 0 | 0 | 0 | 9999 | 9999 | 9999 | 9999 | 9999 | 9999 | 9999 | 0 | -184.6884 | 0 | 0 | 0 | 0 | 0 | 0 | 0 | 0 | 0 | 0 | 0 | 0 | -184.6884 | 0 | 0 | 9999 | 0 | -3.1718 | -3.1718 | 0 | -0.15859 | -0.15859 |  | -27.1095 |  | 0 | 0 | -184.6884 | 0 | 0 | -184.6884 | 0 | 9999 | 0
Lighting Controls Interior-New-Restaurant-Integrated |  | 0 | 0 | -18.1973 | 0 | 0 | 0 |  |  |  | 0 | 0 | 0 | -18.3793 | 0 | 0 | 0 | 0 | 0 | 0 | 0 | 0 | 0 | 0 | 0 | 0 | 0 | 0 | 0 | 0 | 0 | 0 | 0 | 0 | 0 | 0 | 0 | 0 | 0 | 0 | 0 | 0 | 0 | 9999 | 0 | 0 | 0 | 0 | 0 | 0 | 9999 | 0 | 0 | 0 | 0 | 0 | 0 | 9999 | 9999 | 9999 | 9999 | 9999 | 9999 | 9999 | 0 | -125.038 | 0 | 0 | 0 | 0 | 0 | 0 | 0 | 0 | 0 | 0 | 0 | 0 | -125.038 | 0 | 0 | 9999 | 0 | -2.1504 | -2.1504 | 0 | -0.10752 | -0.10752 |  | -18.3793 |  | 0 | 0 | -125.038 | 0 | 0 | -125.038 | 0 | 9999 | 0
Lighting Controls Interior-New-Lodging-Integrated |  | 0 | 0 | -32.7552 | 0 | 0 | 0 |  |  |  | 0 | 0 | 0 | -33.0828 | 0 | 0 | 0 | 0 | 0 | 0 | 0 | 0 | 0 | 0 | 0 | 0 | 0 | 0 | 0 | 0 | 0 | 0 | 0 | 0 | 0 | 0 | 0 | 0 | 0 | 0 | 0 | 0 | 0 | 9999 | 0 | 0 | 0 | 0 | 0 | 0 | 9999 | 0 | 0 | 0 | 0 | 0 | 0 | 9999 | 9999 | 9999 | 9999 | 9999 | 9999 | 9999 | 0 | -221.9159 | 0 | 0 | 0 | 0 | 0 | 0 | 0 | 0 | 0 | 0 | 0 | 0 | -221.9159 | 0 | 0 | 9999 | 0 | -3.8707 | -3.8707 | 0 | -0.19353 | -0.19353 |  | -33.0828 |  | 0 | 0 | -221.9159 | 0 | 0 | -221.9159 | 0 | 9999 | 0
Lighting Controls Interior-New-Hospital-Integrated |  | 0 | 0 | -18.1973 | 0 | 0 | 0 |  |  |  | 0 | 0 | 0 | -18.3793 | 0 | 0 | 0 | 0 | 0 | 0 | 0 | 0 | 0 | 0 | 0 | 0 | 0 | 0 | 0 | 0 | 0 | 0 | 0 | 0 | 0 | 0 | 0 | 0 | 0 | 0 | 0 | 0 | 0 | 9999 | 0 | 0 | 0 | 0 | 0 | 0 | 9999 | 0 | 0 | 0 | 0 | 0 | 0 | 9999 | 9999 | 9999 | 9999 | 9999 | 9999 | 9999 | 0 | -119.002 | 0 | 0 | 0 | 0 | 0 | 0 | 0 | 0 | 0 | 0 | 0 | 0 | -119.002 | 0 | 0 | 9999 | 0 | -2.1504 | -2.1504 | 0 | -0.10752 | -0.10752 |  | -18.3793 |  | 0 | 0 | -119.002 | 0 | 0 | -119.002 | 0 | 9999 | 0
Lighting Controls Interior-New-Residential Care-Integrated |  | 0 | 0 | -8.1888 | 0 | 0 | 0 |  |  |  | 0 | 0 | 0 | -8.2707 | 0 | 0 | 0 | 0 | 0 | 0 | 0 | 0 | 0 | 0 | 0 | 0 | 0 | 0 | 0 | 0 | 0 | 0 | 0 | 0 | 0 | 0 | 0 | 0 | 0 | 0 | 0 | 0 | 0 | 9999 | 0 | 0 | 0 | 0 | 0 | 0 | 9999 | 0 | 0 | 0 | 0 | 0 | 0 | 9999 | 9999 | 9999 | 9999 | 9999 | 9999 | 9999 | 0 | -53.5509 | 0 | 0 | 0 | 0 | 0 | 0 | 0 | 0 | 0 | 0 | 0 | 0 | -53.5509 | 0 | 0 | 9999 | 0 | -0.96767 | -0.96767 | 0 | -0.048384 | -0.048384 |  | -8.2707 |  | 0 | 0 | -53.5509 | 0 | 0 | -53.5509 | 0 | 9999 | 0
Lighting Controls Interior-New-Assembly-Integrated |  | 0 | 0 | -8.1888 | 0 | 0 | 0 |  |  |  | 0 | 0 | 0 | -8.2707 | 0 | 0 | 0 | 0 | 0 | 0 | 0 | 0 | 0 | 0 | 0 | 0 | 0 | 0 | 0 | 0 | 0 | 0 | 0 | 0 | 0 | 0 | 0 | 0 | 0 | 0 | 0 | 0 | 0 | 9999 | 0 | 0 | 0 | 0 | 0 | 0 | 9999 | 0 | 0 | 0 | 0 | 0 | 0 | 9999 | 9999 | 9999 | 9999 | 9999 | 9999 | 9999 | 0 | -55.6866 | 0 | 0 | 0 | 0 | 0 | 0 | 0 | 0 | 0 | 0 | 0 | 0 | -55.6866 | 0 | 0 | 9999 | 0 | -0.96767 | -0.96767 | 0 | -0.048384 | -0.048384 |  | -8.2707 |  | 0 | 0 | -55.6866 | 0 | 0 | -55.6866 | 0 | 9999 | 0
Lighting Controls Interior-NR-Xlarge Ret-Unitary |  | 0 | 0 | -15.0128 | 0 | 0 | 0 |  |  |  | 0 | 0 | 0 | -15.1629 | 0 | 0 | 0 | 0 | 0 | 0 | 0 | 0 | 0 | 0 | 0 | 0 | 0 | 0 | 0 | 0 | 0 | 0 | 0 | 0 | 0 | 0 | 0 | 0 | 0 | 0 | 0 | 0 | 0 | 9999 | 0 | 0 | 0 | 0 | 0 | 0 | 9999 | 0 | 0 | 0 | 0 | 0 | 0 | 9999 | 9999 | 9999 | 9999 | 9999 | 9999 | 9999 | 0 | -103.0812 | 0 | 0 | 0 | 0 | 0 | 0 | 0 | 0 | 0 | 0 | 0 | 0 | -103.0812 | 0 | 0 | 9999 | 0 | -1.7741 | -1.7741 | 0 | -0.088703 | -0.088703 |  | -15.1629 |  | 0 | 0 | -103.0812 | 0 | 0 | -103.0812 | 0 | 9999 | 0
Lighting Controls Interior-NR-Large Ret-Unitary |  | 0 | 0 | -19.5621 | 0 | 0 | 0 |  |  |  | 0 | 0 | 0 | -19.7578 | 0 | 0 | 0 | 0 | 0 | 0 | 0 | 0 | 0 | 0 | 0 | 0 | 0 | 0 | 0 | 0 | 0 | 0 | 0 | 0 | 0 | 0 | 0 | 0 | 0 | 0 | 0 | 0 | 0 | 9999 | 0 | 0 | 0 | 0 | 0 | 0 | 9999 | 0 | 0 | 0 | 0 | 0 | 0 | 9999 | 9999 | 9999 | 9999 | 9999 | 9999 | 9999 | 0 | -134.3179 | 0 | 0 | 0 | 0 | 0 | 0 | 0 | 0 | 0 | 0 | 0 | 0 | -134.3179 | 0 | 0 | 9999 | 0 | -2.3117 | -2.3117 | 0 | -0.11558 | -0.11558 |  | -19.7578 |  | 0 | 0 | -134.3179 | 0 | 0 | -134.3179 | 0 | 9999 | 0
Lighting Controls Interior-NR-Medium Ret-Unitary |  | 0 | 0 | -17.7424 | 0 | 0 | 0 |  |  |  | 0 | 0 | 0 | -17.9198 | 0 | 0 | 0 | 0 | 0 | 0 | 0 | 0 | 0 | 0 | 0 | 0 | 0 | 0 | 0 | 0 | 0 | 0 | 0 | 0 | 0 | 0 | 0 | 0 | 0 | 0 | 0 | 0 | 0 | 9999 | 0 | 0 | 0 | 0 | 0 | 0 | 9999 | 0 | 0 | 0 | 0 | 0 | 0 | 9999 | 9999 | 9999 | 9999 | 9999 | 9999 | 9999 | 0 | -121.8232 | 0 | 0 | 0 | 0 | 0 | 0 | 0 | 0 | 0 | 0 | 0 | 0 | -121.8232 | 0 | 0 | 9999 | 0 | -2.0966 | -2.0966 | 0 | -0.10483 | -0.10483 |  | -17.9198 |  | 0 | 0 | -121.8232 | 0 | 0 | -121.8232 | 0 | 9999 | 0
Lighting Controls Interior-NR-Small Ret-Unitary |  | 0 | 0 | -14.1029 | 0 | 0 | 0 |  |  |  | 0 | 0 | 0 | -14.244 | 0 | 0 | 0 | 0 | 0 | 0 | 0 | 0 | 0 | 0 | 0 | 0 | 0 | 0 | 0 | 0 | 0 | 0 | 0 | 0 | 0 | 0 | 0 | 0 | 0 | 0 | 0 | 0 | 0 | 9999 | 0 | 0 | 0 | 0 | 0 | 0 | 9999 | 0 | 0 | 0 | 0 | 0 | 0 | 9999 | 9999 | 9999 | 9999 | 9999 | 9999 | 9999 | 0 | -96.8339 | 0 | 0 | 0 | 0 | 0 | 0 | 0 | 0 | 0 | 0 | 0 | 0 | -96.8339 | 0 | 0 | 9999 | 0 | -1.6665 | -1.6665 | 0 | -0.083327 | -0.083327 |  | -14.244 |  | 0 | 0 | -96.8339 | 0 | 0 | -96.8339 | 0 | 9999 | 0
Lighting Controls Interior-NR-Supermarket-Unitary |  | 0 | 0 | -10.0085 | 0 | 0 | 0 |  |  |  | 0 | 0 | 0 | -10.1086 | 0 | 0 | 0 | 0 | 0 | 0 | 0 | 0 | 0 | 0 | 0 | 0 | 0 | 0 | 0 | 0 | 0 | 0 | 0 | 0 | 0 | 0 | 0 | 0 | 0 | 0 | 0 | 0 | 0 | 9999 | 0 | 0 | 0 | 0 | 0 | 0 | 9999 | 0 | 0 | 0 | 0 | 0 | 0 | 9999 | 9999 | 9999 | 9999 | 9999 | 9999 | 9999 | 0 | -68.8668 | 0 | 0 | 0 | 0 | 0 | 0 | 0 | 0 | 0 | 0 | 0 | 0 | -68.8668 | 0 | 0 | 9999 | 0 | -1.1827 | -1.1827 | 0 | -0.059135 | -0.059135 |  | -10.1086 |  | 0 | 0 | -68.8668 | 0 | 0 | -68.8668 | 0 | 9999 | 0
Lighting Controls Interior-NR-MiniMart-Unitary |  | 0 | 0 | -17.7424 | 0 | 0 | 0 |  |  |  | 0 | 0 | 0 | -17.9198 | 0 | 0 | 0 | 0 | 0 | 0 | 0 | 0 | 0 | 0 | 0 | 0 | 0 | 0 | 0 | 0 | 0 | 0 | 0 | 0 | 0 | 0 | 0 | 0 | 0 | 0 | 0 | 0 | 0 | 9999 | 0 | 0 | 0 | 0 | 0 | 0 | 9999 | 0 | 0 | 0 | 0 | 0 | 0 | 9999 | 9999 | 9999 | 9999 | 9999 | 9999 | 9999 | 0 | -122.0821 | 0 | 0 | 0 | 0 | 0 | 0 | 0 | 0 | 0 | 0 | 0 | 0 | -122.0821 | 0 | 0 | 9999 | 0 | -2.0966 | -2.0966 | 0 | -0.10483 | -0.10483 |  | -17.9198 |  | 0 | 0 | -122.0821 | 0 | 0 | -122.0821 | 0 | 9999 | 0
Lighting Controls Interior-NR-Restaurant-Unitary |  | 0 | 0 | -26.8411 | 0 | 0 | 0 |  |  |  | 0 | 0 | 0 | -27.1095 | 0 | 0 | 0 | 0 | 0 | 0 | 0 | 0 | 0 | 0 | 0 | 0 | 0 | 0 | 0 | 0 | 0 | 0 | 0 | 0 | 0 | 0 | 0 | 0 | 0 | 0 | 0 | 0 | 0 | 9999 | 0 | 0 | 0 | 0 | 0 | 0 | 9999 | 0 | 0 | 0 | 0 | 0 | 0 | 9999 | 9999 | 9999 | 9999 | 9999 | 9999 | 9999 | 0 | -184.431 | 0 | 0 | 0 | 0 | 0 | 0 | 0 | 0 | 0 | 0 | 0 | 0 | -184.431 | 0 | 0 | 9999 | 0 | -3.1718 | -3.1718 | 0 | -0.15859 | -0.15859 |  | -27.1095 |  | 0 | 0 | -184.431 | 0 | 0 | -184.431 | 0 | 9999 | 0
Lighting Controls Interior-NR-Lodging-Unitary |  | 0 | 0 | -18.1973 | 0 | 0 | 0 |  |  |  | 0 | 0 | 0 | -18.3793 | 0 | 0 | 0 | 0 | 0 | 0 | 0 | 0 | 0 | 0 | 0 | 0 | 0 | 0 | 0 | 0 | 0 | 0 | 0 | 0 | 0 | 0 | 0 | 0 | 0 | 0 | 0 | 0 | 0 | 9999 | 0 | 0 | 0 | 0 | 0 | 0 | 9999 | 0 | 0 | 0 | 0 | 0 | 0 | 9999 | 9999 | 9999 | 9999 | 9999 | 9999 | 9999 | 0 | -123.2866 | 0 | 0 | 0 | 0 | 0 | 0 | 0 | 0 | 0 | 0 | 0 | 0 | -123.2866 | 0 | 0 | 9999 | 0 | -2.1504 | -2.1504 | 0 | -0.10752 | -0.10752 |  | -18.3793 |  | 0 | 0 | -123.2866 | 0 | 0 | -123.2866 | 0 | 9999 | 0
Lighting Controls Interior-NR-Hospital-Unitary |  | 0 | 0 | -32.7552 | 0 | 0 | 0 |  |  |  | 0 | 0 | 0 | -33.0828 | 0 | 0 | 0 | 0 | 0 | 0 | 0 | 0 | 0 | 0 | 0 | 0 | 0 | 0 | 0 | 0 | 0 | 0 | 0 | 0 | 0 | 0 | 0 | 0 | 0 | 0 | 0 | 0 | 0 | 9999 | 0 | 0 | 0 | 0 | 0 | 0 | 9999 | 0 | 0 | 0 | 0 | 0 | 0 | 9999 | 9999 | 9999 | 9999 | 9999 | 9999 | 9999 | 0 | -214.2036 | 0 | 0 | 0 | 0 | 0 | 0 | 0 | 0 | 0 | 0 | 0 | 0 | -214.2036 | 0 | 0 | 9999 | 0 | -3.8707 | -3.8707 | 0 | -0.19353 | -0.19353 |  | -33.0828 |  | 0 | 0 | -214.2036 | 0 | 0 | -214.2036 | 0 | 9999 | 0
Lighting Controls Interior-NR-Residential Care-Unitary |  | 0 | 0 | -18.1973 | 0 | 0 | 0 |  |  |  | 0 | 0 | 0 | -18.3793 | 0 | 0 | 0 | 0 | 0 | 0 | 0 | 0 | 0 | 0 | 0 | 0 | 0 | 0 | 0 | 0 | 0 | 0 | 0 | 0 | 0 | 0 | 0 | 0 | 0 | 0 | 0 | 0 | 0 | 9999 | 0 | 0 | 0 | 0 | 0 | 0 | 9999 | 0 | 0 | 0 | 0 | 0 | 0 | 9999 | 9999 | 9999 | 9999 | 9999 | 9999 | 9999 | 0 | -119.002 | 0 | 0 | 0 | 0 | 0 | 0 | 0 | 0 | 0 | 0 | 0 | 0 | -119.002 | 0 | 0 | 9999 | 0 | -2.1504 | -2.1504 | 0 | -0.10752 | -0.10752 |  | -18.3793 |  | 0 | 0 | -119.002 | 0 | 0 | -119.002 | 0 | 9999 | 0
Lighting Controls Interior-NR-Assembly-Unitary |  | 0 | 0 | -8.1888 | 0 | 0 | 0 |  |  |  | 0 | 0 | 0 | -8.2707 | 0 | 0 | 0 | 0 | 0 | 0 | 0 | 0 | 0 | 0 | 0 | 0 | 0 | 0 | 0 | 0 | 0 | 0 | 0 | 0 | 0 | 0 | 0 | 0 | 0 | 0 | 0 | 0 | 0 | 9999 | 0 | 0 | 0 | 0 | 0 | 0 | 9999 | 0 | 0 | 0 | 0 | 0 | 0 | 9999 | 9999 | 9999 | 9999 | 9999 | 9999 | 9999 | 0 | -55.6866 | 0 | 0 | 0 | 0 | 0 | 0 | 0 | 0 | 0 | 0 | 0 | 0 | -55.6866 | 0 | 0 | 9999 | 0 | -0.96767 | -0.96767 | 0 | -0.048384 | -0.048384 |  | -8.2707 |  | 0 | 0 | -55.6866 | 0 | 0 | -55.6866 | 0 | 9999 | 0
Lighting Controls Interior-NR-Xlarge Ret-Integrated |  | 0 | 0 | -15.0128 | 0 | 0 | 0 |  |  |  | 0 | 0 | 0 | -15.1629 | 0 | 0 | 0 | 0 | 0 | 0 | 0 | 0 | 0 | 0 | 0 | 0 | 0 | 0 | 0 | 0 | 0 | 0 | 0 | 0 | 0 | 0 | 0 | 0 | 0 | 0 | 0 | 0 | 0 | 9999 | 0 | 0 | 0 | 0 | 0 | 0 | 9999 | 0 | 0 | 0 | 0 | 0 | 0 | 9999 | 9999 | 9999 | 9999 | 9999 | 9999 | 9999 | 0 | -103.0812 | 0 | 0 | 0 | 0 | 0 | 0 | 0 | 0 | 0 | 0 | 0 | 0 | -103.0812 | 0 | 0 | 9999 | 0 | -1.7741 | -1.7741 | 0 | -0.088703 | -0.088703 |  | -15.1629 |  | 0 | 0 | -103.0812 | 0 | 0 | -103.0812 | 0 | 9999 | 0
Lighting Controls Interior-NR-Large Ret-Integrated |  | 0 | 0 | -19.5621 | 0 | 0 | 0 |  |  |  | 0 | 0 | 0 | -19.7578 | 0 | 0 | 0 | 0 | 0 | 0 | 0 | 0 | 0 | 0 | 0 | 0 | 0 | 0 | 0 | 0 | 0 | 0 | 0 | 0 | 0 | 0 | 0 | 0 | 0 | 0 | 0 | 0 | 0 | 9999 | 0 | 0 | 0 | 0 | 0 | 0 | 9999 | 0 | 0 | 0 | 0 | 0 | 0 | 9999 | 9999 | 9999 | 9999 | 9999 | 9999 | 9999 | 0 | -134.3179 | 0 | 0 | 0 | 0 | 0 | 0 | 0 | 0 | 0 | 0 | 0 | 0 | -134.3179 | 0 | 0 | 9999 | 0 | -2.3117 | -2.3117 | 0 | -0.11558 | -0.11558 |  | -19.7578 |  | 0 | 0 | -134.3179 | 0 | 0 | -134.3179 | 0 | 9999 | 0
Lighting Controls Interior-NR-Medium Ret-Integrated |  | 0 | 0 | -17.7424 | 0 | 0 | 0 |  |  |  | 0 | 0 | 0 | -17.9198 | 0 | 0 | 0 | 0 | 0 | 0 | 0 | 0 | 0 | 0 | 0 | 0 | 0 | 0 | 0 | 0 | 0 | 0 | 0 | 0 | 0 | 0 | 0 | 0 | 0 | 0 | 0 | 0 | 0 | 9999 | 0 | 0 | 0 | 0 | 0 | 0 | 9999 | 0 | 0 | 0 | 0 | 0 | 0 | 9999 | 9999 | 9999 | 9999 | 9999 | 9999 | 9999 | 0 | -121.8232 | 0 | 0 | 0 | 0 | 0 | 0 | 0 | 0 | 0 | 0 | 0 | 0 | -121.8232 | 0 | 0 | 9999 | 0 | -2.0966 | -2.0966 | 0 | -0.10483 | -0.10483 |  | -17.9198 |  | 0 | 0 | -121.8232 | 0 | 0 | -121.8232 | 0 | 9999 | 0
Lighting Controls Interior-NR-Small Ret-Integrated |  | 0 | 0 | -14.1029 | 0 | 0 | 0 |  |  |  | 0 | 0 | 0 | -14.244 | 0 | 0 | 0 | 0 | 0 | 0 | 0 | 0 | 0 | 0 | 0 | 0 | 0 | 0 | 0 | 0 | 0 | 0 | 0 | 0 | 0 | 0 | 0 | 0 | 0 | 0 | 0 | 0 | 0 | 9999 | 0 | 0 | 0 | 0 | 0 | 0 | 9999 | 0 | 0 | 0 | 0 | 0 | 0 | 9999 | 9999 | 9999 | 9999 | 9999 | 9999 | 9999 | 0 | -96.8339 | 0 | 0 | 0 | 0 | 0 | 0 | 0 | 0 | 0 | 0 | 0 | 0 | -96.8339 | 0 | 0 | 9999 | 0 | -1.6665 | -1.6665 | 0 | -0.083327 | -0.083327 |  | -14.244 |  | 0 | 0 | -96.8339 | 0 | 0 | -96.8339 | 0 | 9999 | 0
Lighting Controls Interior-NR-Supermarket-Integrated |  | 0 | 0 | -10.0085 | 0 | 0 | 0 |  |  |  | 0 | 0 | 0 | -10.1086 | 0 | 0 | 0 | 0 | 0 | 0 | 0 | 0 | 0 | 0 | 0 | 0 | 0 | 0 | 0 | 0 | 0 | 0 | 0 | 0 | 0 | 0 | 0 | 0 | 0 | 0 | 0 | 0 | 0 | 9999 | 0 | 0 | 0 | 0 | 0 | 0 | 9999 | 0 | 0 | 0 | 0 | 0 | 0 | 9999 | 9999 | 9999 | 9999 | 9999 | 9999 | 9999 | 0 | -68.8668 | 0 | 0 | 0 | 0 | 0 | 0 | 0 | 0 | 0 | 0 | 0 | 0 | -68.8668 | 0 | 0 | 9999 | 0 | -1.1827 | -1.1827 | 0 | -0.059135 | -0.059135 |  | -10.1086 |  | 0 | 0 | -68.8668 | 0 | 0 | -68.8668 | 0 | 9999 | 0
Lighting Controls Interior-NR-MiniMart-Integrated |  | 0 | 0 | -17.7424 | 0 | 0 | 0 |  |  |  | 0 | 0 | 0 | -17.9198 | 0 | 0 | 0 | 0 | 0 | 0 | 0 | 0 | 0 | 0 | 0 | 0 | 0 | 0 | 0 | 0 | 0 | 0 | 0 | 0 | 0 | 0 | 0 | 0 | 0 | 0 | 0 | 0 | 0 | 9999 | 0 | 0 | 0 | 0 | 0 | 0 | 9999 | 0 | 0 | 0 | 0 | 0 | 0 | 9999 | 9999 | 9999 | 9999 | 9999 | 9999 | 9999 | 0 | -122.0821 | 0 | 0 | 0 | 0 | 0 | 0 | 0 | 0 | 0 | 0 | 0 | 0 | -122.0821 | 0 | 0 | 9999 | 0 | -2.0966 | -2.0966 | 0 | -0.10483 | -0.10483 |  | -17.9198 |  | 0 | 0 | -122.0821 | 0 | 0 | -122.0821 | 0 | 9999 | 0
Lighting Controls Interior-NR-Restaurant-Integrated |  | 0 | 0 | -26.8411 | 0 | 0 | 0 |  |  |  | 0 | 0 | 0 | -27.1095 | 0 | 0 | 0 | 0 | 0 | 0 | 0 | 0 | 0 | 0 | 0 | 0 | 0 | 0 | 0 | 0 | 0 | 0 | 0 | 0 | 0 | 0 | 0 | 0 | 0 | 0 | 0 | 0 | 0 | 9999 | 0 | 0 | 0 | 0 | 0 | 0 | 9999 | 0 | 0 | 0 | 0 | 0 | 0 | 9999 | 9999 | 9999 | 9999 | 9999 | 9999 | 9999 | 0 | -184.431 | 0 | 0 | 0 | 0 | 0 | 0 | 0 | 0 | 0 | 0 | 0 | 0 | -184.431 | 0 | 0 | 9999 | 0 | -3.1718 | -3.1718 | 0 | -0.15859 | -0.15859 |  | -27.1095 |  | 0 | 0 | -184.431 | 0 | 0 | -184.431 | 0 | 9999 | 0
Lighting Controls Interior-NR-Lodging-Integrated |  | 0 | 0 | -18.1973 | 0 | 0 | 0 |  |  |  | 0 | 0 | 0 | -18.3793 | 0 | 0 | 0 | 0 | 0 | 0 | 0 | 0 | 0 | 0 | 0 | 0 | 0 | 0 | 0 | 0 | 0 | 0 | 0 | 0 | 0 | 0 | 0 | 0 | 0 | 0 | 0 | 0 | 0 | 9999 | 0 | 0 | 0 | 0 | 0 | 0 | 9999 | 0 | 0 | 0 | 0 | 0 | 0 | 9999 | 9999 | 9999 | 9999 | 9999 | 9999 | 9999 | 0 | -123.2866 | 0 | 0 | 0 | 0 | 0 | 0 | 0 | 0 | 0 | 0 | 0 | 0 | -123.2866 | 0 | 0 | 9999 | 0 | -2.1504 | -2.1504 | 0 | -0.10752 | -0.10752 |  | -18.3793 |  | 0 | 0 | -123.2866 | 0 | 0 | -123.2866 | 0 | 9999 | 0
Lighting Controls Interior-NR-Hospital-Integrated |  | 0 | 0 | -32.7552 | 0 | 0 | 0 |  |  |  | 0 | 0 | 0 | -33.0828 | 0 | 0 | 0 | 0 | 0 | 0 | 0 | 0 | 0 | 0 | 0 | 0 | 0 | 0 | 0 | 0 | 0 | 0 | 0 | 0 | 0 | 0 | 0 | 0 | 0 | 0 | 0 | 0 | 0 | 9999 | 0 | 0 | 0 | 0 | 0 | 0 | 9999 | 0 | 0 | 0 | 0 | 0 | 0 | 9999 | 9999 | 9999 | 9999 | 9999 | 9999 | 9999 | 0 | -214.2036 | 0 | 0 | 0 | 0 | 0 | 0 | 0 | 0 | 0 | 0 | 0 | 0 | -214.2036 | 0 | 0 | 9999 | 0 | -3.8707 | -3.8707 | 0 | -0.19353 | -0.19353 |  | -33.0828 |  | 0 | 0 | -214.2036 | 0 | 0 | -214.2036 | 0 | 9999 | 0
Lighting Controls Interior-NR-Residential Care-Integrated |  | 0 | 0 | -18.1973 | 0 | 0 | 0 |  |  |  | 0 | 0 | 0 | -18.3793 | 0 | 0 | 0 | 0 | 0 | 0 | 0 | 0 | 0 | 0 | 0 | 0 | 0 | 0 | 0 | 0 | 0 | 0 | 0 | 0 | 0 | 0 | 0 | 0 | 0 | 0 | 0 | 0 | 0 | 9999 | 0 | 0 | 0 | 0 | 0 | 0 | 9999 | 0 | 0 | 0 | 0 | 0 | 0 | 9999 | 9999 | 9999 | 9999 | 9999 | 9999 | 9999 | 0 | -119.002 | 0 | 0 | 0 | 0 | 0 | 0 | 0 | 0 | 0 | 0 | 0 | 0 | -119.002 | 0 | 0 | 9999 | 0 | -2.1504 | -2.1504 | 0 | -0.10752 | -0.10752 |  | -18.3793 |  | 0 | 0 | -119.002 | 0 | 0 | -119.002 | 0 | 9999 | 0
Lighting Controls Interior-NR-Assembly-Integrated |  | 0 | 0 | -8.1888 | 0 | 0 | 0 |  |  |  | 0 | 0 | 0 | -8.2707 | 0 | 0 | 0 | 0 | 0 | 0 | 0 | 0 | 0 | 0 | 0 | 0 | 0 | 0 | 0 | 0 | 0 | 0 | 0 | 0 | 0 | 0 | 0 | 0 | 0 | 0 | 0 | 0 | 0 | 9999 | 0 | 0 | 0 | 0 | 0 | 0 | 9999 | 0 | 0 | 0 | 0 | 0 | 0 | 9999 | 9999 | 9999 | 9999 | 9999 | 9999 | 9999 | 0 | -55.6866 | 0 | 0 | 0 | 0 | 0 | 0 | 0 | 0 | 0 | 0 | 0 | 0 | -55.6866 | 0 | 0 | 9999 | 0 | -0.96767 | -0.96767 | 0 | -0.048384 | -0.048384 |  | -8.2707 |  | 0 | 0 | -55.6866 | 0 | 0 | -55.6866 | 0 | 9999 | 0
Supply Curve Results; Categories sorted by TRC Net Levelized Cost
Totals for Categories with Benefits Exceeding Costs. Levelized cost is TRC Net Levelized Cost (Net of Benefits) | [12 empty] | Savings Allocation by Cost Bin and Month for Segments 1 | [12 empty] | Savings Allocation by Cost Bin and Month for Segments 2
| Totals Basis | Busbar Electric Savings in kWh | First Cost | Admin Cost | First Year Program Cost | PV Cost | PV Benefits | Unit Program Cost: First Year Program Cost in $/average annual kW saved | Utility System Net Levelized Cost (Net of T&D Capacity Benefits, Act Credit & Risk-Mitigation) in mills/kWh | TRC Net Levelized Cost (Net of All Benefits) in mills/kWh | TRC B/C Ratio | Net Electric & Gas System CO2 Avoided (Lifetime Tons) | Jan | Feb | Mar | Apr | May | Jun | Jul | Aug | Sep | Oct | Nov | Dec |  | Jan | Feb | Mar | Apr | May | Jun | Jul | Aug | Sep | Oct | Nov | Dec
| Measures with B/C > 1.00 | 0 | 0 | 0 | 0 | 0 | 0 | 0 | 0 | 0 | 0 | 0 | 0 | 0 | 0 | 0 | 0 | 0 | 0 | 0 | 0 | 0 | 0 | 0 |  | 0 | 0 | 0 | 0 | 0 | 0 | 0 | 0 | 0 | 0 | 0 | 0
| Categories with B/C > 1.00 | 0 | 0 | 0 | 0 | 0 | 0 | 0 | 0 | 0 | 0 | 0 | 0 | 0 | 0 | 0 | 0 | 0 | 0 | 0 | 0 | 0 | 0 | 0 |  | 0 | 0 | 0 | 0 | 0 | 0 | 0 | 0 | 0 | 0 | 0 | 0
Supply Curve Results: By TRC Net Levelized Cost - Net of Benefits
| Block 1: <= 0 mills/kWh | 0 | 0 | 0 | 0 | 0 | 0 | 0 | 0 | 0 | 0 | 0 | 0 | 0 | 0 | 0 | 0 | 0 | 0 | 0 | 0 | 0 | 0 | 0 |  | 0 | 0 | 0 | 0 | 0 | 0 | 0 | 0 | 0 | 0 | 0 | 0
| Block 2: <= 10 mills/kWh | 0 | 0 | 0 | 0 | 0 | 0 | 0 | 0 | 0 | 0 | 0 | 0 | 0 | 0 | 0 | 0 | 0 | 0 | 0 | 0 | 0 | 0 | 0 |  | 0 | 0 | 0 | 0 | 0 | 0 | 0 | 0 | 0 | 0 | 0 | 0
| Block 3: 10-20 mills/kWh | 0 | 0 | 0 | 0 | 0 | 0 | 0 | 0 | 0 | 0 | 0 | 0 | 0 | 0 | 0 | 0 | 0 | 0 | 0 | 0 | 0 | 0 | 0 |  | 0 | 0 | 0 | 0 | 0 | 0 | 0 | 0 | 0 | 0 | 0 | 0
| Block 4: 20-30 mills/kWh | 0 | 0 | 0 | 0 | 0 | 0 | 0 | 0 | 0 | 0 | 0 | 0 | 0 | 0 | 0 | 0 | 0 | 0 | 0 | 0 | 0 | 0 | 0 |  | 0 | 0 | 0 | 0 | 0 | 0 | 0 | 0 | 0 | 0 | 0 | 0
| Block 5: 30-40 mills/kWh | 0 | 0 | 0 | 0 | 0 | 0 | 0 | 0 | 0 | 0 | 0 | 0 | 0 | 0 | 0 | 0 | 0 | 0 | 0 | 0 | 0 | 0 | 0 |  | 0 | 0 | 0 | 0 | 0 | 0 | 0 | 0 | 0 | 0 | 0 | 0
| Block 6: 40-50 mills/kWh | 0 | 0 | 0 | 0 | 0 | 0 | 0 | 0 | 0 | 0 | 0 | 0 | 0 | 0 | 0 | 0 | 0 | 0 | 0 | 0 | 0 | 0 | 0 |  | 0 | 0 | 0 | 0 | 0 | 0 | 0 | 0 | 0 | 0 | 0 | 0
| Block 7: 50-60 mills/kWh | 0 | 0 | 0 | 0 | 0 | 0 | 0 | 0 | 0 | 0 | 0 | 0 | 0 | 0 | 0 | 0 | 0 | 0 | 0 | 0 | 0 | 0 | 0 |  | 0 | 0 | 0 | 0 | 0 | 0 | 0 | 0 | 0 | 0 | 0 | 0
| Block 8: 60-70 mills/kWh | 0 | 0 | 0 | 0 | 0 | 0 | 0 | 0 | 0 | 0 | 0 | 0 | 0 | 0 | 0 | 0 | 0 | 0 | 0 | 0 | 0 | 0 | 0 |  | 0 | 0 | 0 | 0 | 0 | 0 | 0 | 0 | 0 | 0 | 0 | 0
| Block 9: 70-80 mills/kWh | 0 | 0 | 0 | 0 | 0 | 0 | 0 | 0 | 0 | 0 | 0 | 0 | 0 | 0 | 0 | 0 | 0 | 0 | 0 | 0 | 0 | 0 | 0 |  | 0 | 0 | 0 | 0 | 0 | 0 | 0 | 0 | 0 | 0 | 0 | 0
| Block 10: 80-90 mills/kWh | 1775.5273 | 1364.3001 | 272.86 | 1637.1601 | 2086.4882 | 929.1538 | 8077.3318 | 39.3119 | 86.2126 | 0.49862 | 12.997 | 109.1342 | 100.8867 | 115.9678 | 106.2929 | 108.2433 | 108.1582 | 105.392 | 113.29 | 100.5965 | 113.0392 | 102.1711 | 106.4773 |  | 42.4848 | 37.5385 | 37.2381 | 40.5587 | 41.2199 | 38.3008 | 44.0363 | 38.9347 | 43.6387 | 38.4526 | 41.1299 | 42.3451
| Block 11: 90-100 mills/kWh | 2104.4026 | 1807.6977 | 361.5395 | 2169.2372 | 2764.5968 | 1151.9005 | 9029.8868 | 44.7771 | 94.5851 | 0.45875 | 16.1213 | 128.1879 | 118.3445 | 135.682 | 125.5875 | 127.2482 | 127.2759 | 124.5763 | 133.1366 | 118.4504 | 132.5001 | 119.4519 | 125.2892 |  | 51.0265 | 45.2338 | 45.8447 | 49.2638 | 49.8799 | 47.0709 | 52.9342 | 47.7468 | 52.4165 | 47.0574 | 49.158 | 51.0397
| Block 12: 100-110 mills/kWh | 1779.9873 | 1688.3214 | 337.6643 | 2025.9857 | 2582.0291 | 983.6398 | 9970.6521 | 50.8222 | 104.3468 | 0.41845 | 14.007 | 109.807 | 101.5623 | 116.8657 | 106.6951 | 108.874 | 108.7445 | 105.7724 | 113.9653 | 101.1169 | 113.8304 | 102.9923 | 107.0575 |  | 42.3606 | 37.378 | 36.7446 | 40.251 | 40.9714 | 37.8215 | 43.8924 | 38.4829 | 43.5097 | 38.0401 | 41.0925 | 42.1592
| Block 13: 110-120 mills/kWh | 793.3977 | 682.1501 | 136.43 | 818.5801 | 1043.2441 | 241.5444 | 9038.0412 | 43.8168 | 113.4607 | 0.40071 | 2.4839 | 56.001 | 52.1757 | 59.3235 | 55.4542 | 55.2663 | 55.8205 | 54.7095 | 58.4033 | 52.3775 | 57.5386 | 51.4895 | 54.2008 |  | 11.2421 | 10.01 | 10.0762 | 11.0205 | 10.9624 | 10.5168 | 11.8945 | 10.5547 | 12.0219 | 10.2419 | 10.7851 | 11.3112
| Block 14: 120-130 mills/kWh | 1625.4685 | 1688.3214 | 337.6643 | 2025.9857 | 2582.0291 | 692.786 | 10918.4732 | 55.4842 | 124.3197 | 0.36455 | 8.6146 | 109.3662 | 101.609 | 115.8254 | 107.9427 | 108.127 | 108.8821 | 106.6712 | 113.9127 | 101.9091 | 112.578 | 100.9751 | 106.1727 |  | 28.6243 | 25.4343 | 25.6847 | 27.8605 | 27.9446 | 26.6026 | 30.0076 | 26.8319 | 30.043 | 26.228 | 27.5149 | 28.721
| Block 15: 130-140 mills/kWh | 968.2856 | 1050.7009 | 210.1402 | 1260.8411 | 1606.8862 | 307.6411 | 11406.7256 | 57.2371 | 137.2495 | 0.33602 | 2.9627 | 63.8971 | 59.5003 | 67.6236 | 61.1922 | 61.6758 | 58.3009 | 54.5265 | 58.7472 | 56.9306 | 67.0868 | 60.135 | 62.1355 |  | 20.893 | 18.5366 | 18.9596 | 20.0323 | 19.854 | 18.2254 | 19.8592 | 18.1477 | 20.9641 | 19.5692 | 20.3105 | 21.1827
| Block 16: 140-150 mills/kWh | 797.5971 | 880.7255 | 176.1451 | 1056.8706 | 1346.9348 | 152.381 | 11607.5979 | 58.6743 | 148.7055 | 0.31088 | 0.85728 | 52.4869 | 48.8002 | 55.4131 | 50.2092 | 50.5461 | 48.1905 | 45.4048 | 48.8771 | 46.8508 | 54.7762 | 49.3086 | 51.0505 |  | 17.1197 | 15.2015 | 15.5651 | 16.5798 | 16.5057 | 15.2556 | 16.6248 | 15.2693 | 17.3981 | 16.2156 | 16.6168 | 17.3314
| Block 17: 150-160 mills/kWh | 458.4091 | 562.7738 | 112.5548 | 675.3286 | 860.6764 | 141.6441 | 12905.2382 | 70.2338 | 154.2485 | 0.28633 | 1.8282 | 32.2593 | 30.638 | 35.2147 | 32.2872 | 32.5668 | 28.3013 | 22.4492 | 26.7519 | 30.5487 | 34.6523 | 30.6208 | 29.9355 |  | 7.9483 | 7.1859 | 7.359 | 8.0946 | 8.2017 | 7.1535 | 6.8323 | 6.7943 | 9.0331 | 7.9736 | 7.8529 | 7.7542
| Block 18: 160-170 mills/kWh | 585.3181 | 682.1501 | 136.43 | 818.5801 | 1043.2441 | 68.4194 | 12251.0498 | 66.2946 | 161.3802 | 0.27424 | 0.39964 | 41.1902 | 39.1201 | 44.9637 | 41.2258 | 41.5828 | 36.1364 | 28.6642 | 34.158 | 39.006 | 44.2456 | 39.098 | 38.2231 |  | 10.1487 | 9.1753 | 9.3963 | 10.3355 | 10.4723 | 9.1339 | 8.7239 | 8.6753 | 11.5339 | 10.1811 | 10.0269 | 9.9009
| Block 19: 170-180 mills/kWh | 409.7227 | 562.7738 | 112.5548 | 675.3286 | 860.6764 | 107.8804 | 14438.7372 | 79.4676 | 174.0267 | 0.25513 | 1.3119 | 28.8332 | 27.384 | 31.4746 | 28.858 | 29.108 | 25.2955 | 20.0649 | 23.9106 | 27.3042 | 30.9719 | 27.3686 | 26.7562 |  | 7.1041 | 6.4227 | 6.5774 | 7.2349 | 7.3306 | 6.3937 | 6.1067 | 6.0727 | 8.0737 | 7.1268 | 7.0189 | 6.9306
| Block 20: 180-190 mills/kWh | 0 | 0 | 0 | 0 | 0 | 0 | 0 | 0 | 0 | 0 | 0 | 0 | 0 | 0 | 0 | 0 | 0 | 0 | 0 | 0 | 0 | 0 | 0 |  | 0 | 0 | 0 | 0 | 0 | 0 | 0 | 0 | 0 | 0 | 0 | 0
| Block 21: 190-200 mills/kWh | 339.3432 | 562.7738 | 112.5548 | 675.3286 | 860.6764 | 117.6709 | 17433.3168 | 92.7998 | 199.6747 | 0.2395 | 1.1272 | 22.592 | 21.1391 | 24.0924 | 21.7113 | 21.964 | 20.2057 | 18.4444 | 19.9294 | 20.0116 | 24.1684 | 21.3812 | 21.9547 |  | 7.4446 | 6.5878 | 6.7155 | 6.9136 | 6.7525 | 6.0578 | 6.5984 | 5.925 | 7.1713 | 6.728 | 7.2718 | 7.5827
| Block 22: > 200 mills/kWh | 226.1843 | 368.5509 | 73.7102 | 442.261 | 563.6421 | -5390.2984 | 17128.5428 | 93.2062 | 213.5119 | 0.21639 | -94.2957 | 14.6493 | 13.4996 | 15.2491 | 13.9238 | 13.9209 | 13.9336 | 13.6624 | 14.6401 | 13.2152 | 14.756 | 13.6206 | 14.2655 |  | 4.7099 | 4.2027 | 4.33 | 4.8281 | 4.9238 | 4.7159 | 5.1419 | 4.8446 | 5.1416 | 4.7524 | 4.5303 | 4.7268
Shaped Savings Results; By Category and sorted by TRC BC ratio
[13 empty] | Savings Allocation by Cost Bin and Month for Segments 1 Feb: Savings Allocation by Category and Month for Segments 1 |  |  | Savings Allocation by Category and Month for Segments 2
Category | Measure | Busbar Savings | First Cost | Admin Cost | First Year Program Cost | PV Cost | PV Benefits | Unit Program Cost: First Year Program Cost in $/average annual kW saved | Utility System Net Levelized Cost (Net of T&D Capacity Benefits, Act Credit & Risk-Mitigation) in mills/kWh | TRC Net Levelized Cost (Net of All Benefits) in mills/kWh | TRC B/C Ratio | Net Electric & Gas System CO2 Avoided (Lifetime Tons) | Wholesale KW | Jan | Feb | Mar | Apr | May | Jun | Jul | Aug | Sep | Oct | Nov | Dec |  | Jan | Feb | Mar | Apr | May | Jun | Jul | Aug | Sep | Oct | Nov | Dec
Lighting Controls Interior-New-Large Off-Unitary |  | 458.1751 | 341.075 | 68.215 | 409.29 | 521.622 | 243.8571 | 7825.3496 | 37.5241 | 82.8045 | 0.51723 | 3.385 | 0.077435 | 27.9093 | 25.7662 | 29.541 | 27.3432 | 27.7048 | 27.7108 | 27.123 | 28.9868 | 25.7893 | 28.8482 | 26.0073 | 27.2782 |  | 11.1096 | 9.8484 | 9.9814 | 10.7258 | 10.86 | 10.2484 | 11.5249 | 10.3955 | 11.4122 | 10.2454 | 10.7028 | 11.1125
Lighting Controls Interior-NR-Large Off-Unitary |  | 458.1751 | 341.075 | 68.215 | 409.29 | 521.622 | 243.8571 | 7825.3496 | 37.5241 | 82.8045 | 0.51723 | 3.385 | 0.077435 | 27.9093 | 25.7662 | 29.541 | 27.3432 | 27.7048 | 27.7108 | 27.123 | 28.9868 | 25.7893 | 28.8482 | 26.0073 | 27.2782 |  | 11.1096 | 9.8484 | 9.9814 | 10.7258 | 10.86 | 10.2484 | 11.5249 | 10.3955 | 11.4122 | 10.2454 | 10.7028 | 11.1125
Lighting Controls Interior-New-Other-Unitary |  | 429.5885 | 341.075 | 68.215 | 409.29 | 521.622 | 220.7198 | 8346.0819 | 41.2187 | 89.8475 | 0.47878 | 3.1135 | 0.068373 | 26.6577 | 24.6771 | 28.4429 | 25.8032 | 26.4169 | 26.3683 | 25.5729 | 27.6582 | 24.509 | 27.6714 | 25.0782 | 25.9604 |  | 10.1328 | 8.9209 | 8.6376 | 9.5535 | 9.75 | 8.902 | 10.4932 | 9.0718 | 10.4071 | 8.9809 | 9.8622 | 10.0601
Lighting Controls Interior-NR-Other-Unitary |  | 429.5885 | 341.075 | 68.215 | 409.29 | 521.622 | 220.7198 | 8346.0819 | 41.2187 | 89.8475 | 0.47878 | 3.1135 | 0.068373 | 26.6577 | 24.6771 | 28.4429 | 25.8032 | 26.4169 | 26.3683 | 25.5729 | 27.6582 | 24.509 | 27.6714 | 25.0782 | 25.9604 |  | 10.1328 | 8.9209 | 8.6376 | 9.5535 | 9.75 | 8.902 | 10.4932 | 9.0718 | 10.4071 | 8.9809 | 9.8622 | 10.0601
Lighting Controls Interior-New-Large Off-Integrated |  | 650.2033 | 562.7738 | 112.5548 | 675.3286 | 860.6764 | 368.5805 | 9098.5052 | 45.1902 | 93.8854 | 0.46184 | 5.2093 | 0.10989 | 39.6066 | 36.5652 | 41.922 | 38.8031 | 39.3162 | 39.3248 | 38.4907 | 41.1356 | 36.598 | 40.9389 | 36.9074 | 38.711 |  | 15.7658 | 13.976 | 14.1648 | 15.2212 | 15.4115 | 14.5436 | 16.3552 | 14.7525 | 16.1953 | 14.5395 | 15.1885 | 15.7699
Lighting Controls Interior-New-Medium Off-Unitary |  | 406.3771 | 341.075 | 68.215 | 409.29 | 521.622 | 210.214 | 8822.7929 | 43.5301 | 94.5821 | 0.45875 | 2.8929 | 0.06868 | 24.7541 | 22.8533 | 26.2013 | 24.252 | 24.5726 | 24.578 | 24.0567 | 25.7097 | 22.8737 | 25.5868 | 23.0671 | 24.1944 |  | 9.8536 | 8.735 | 8.853 | 9.5132 | 9.6322 | 9.0898 | 10.222 | 9.2203 | 10.1221 | 9.0872 | 9.4928 | 9.8562
Lighting Controls Interior-NR-Medium Off-Unitary |  | 406.3771 | 341.075 | 68.215 | 409.29 | 521.622 | 210.214 | 8822.7929 | 43.5301 | 94.5821 | 0.45875 | 2.8929 | 0.06868 | 24.7541 | 22.8533 | 26.2013 | 24.252 | 24.5726 | 24.578 | 24.0567 | 25.7097 | 22.8737 | 25.5868 | 23.0671 | 24.1944 |  | 9.8536 | 8.735 | 8.853 | 9.5132 | 9.6322 | 9.0898 | 10.222 | 9.2203 | 10.1221 | 9.0872 | 9.4928 | 9.8562
Lighting Controls Interior-NR-Large Off-Integrated |  | 641.4452 | 562.7738 | 112.5548 | 675.3286 | 860.6764 | 362.892 | 9222.7335 | 45.9383 | 95.2982 | 0.45562 | 5.1261 | 0.10841 | 39.0731 | 36.0727 | 41.3574 | 38.2805 | 38.7867 | 38.7951 | 37.9722 | 40.5815 | 36.105 | 40.3875 | 36.4103 | 38.1895 |  | 15.5534 | 13.7878 | 13.974 | 15.0162 | 15.2039 | 14.3477 | 16.1349 | 14.5538 | 15.9771 | 14.3436 | 14.9839 | 15.5575
Lighting Controls Interior-New-Other-Integrated |  | 609.6355 | 562.7738 | 112.5548 | 675.3286 | 860.6764 | 336.5658 | 9703.9586 | 49.395 | 101.5667 | 0.42805 | 4.8239 | 0.097029 | 37.8304 | 35.0197 | 40.3638 | 36.6178 | 37.4886 | 37.4197 | 36.291 | 39.2502 | 34.7811 | 39.2689 | 35.5889 | 36.8408 |  | 14.3796 | 12.6597 | 12.2578 | 13.5575 | 13.8364 | 12.633 | 14.8911 | 12.8739 | 14.7689 | 12.7449 | 13.9955 | 14.2764
Lighting Controls Interior-NR-Other-Integrated |  | 601.4239 | 562.7738 | 112.5548 | 675.3286 | 860.6764 | 331.2823 | 9836.4536 | 50.1929 | 103.0768 | 0.42229 | 4.7459 | 0.095722 | 37.3208 | 34.548 | 39.8201 | 36.1245 | 36.9837 | 36.9157 | 35.8021 | 38.7215 | 34.3126 | 38.74 | 35.1095 | 36.3446 |  | 14.1859 | 12.4892 | 12.0927 | 13.3749 | 13.65 | 12.4628 | 14.6905 | 12.7005 | 14.5699 | 12.5732 | 13.807 | 14.0841
Lighting Controls Interior-NR-Medium Off-Integrated |  | 568.9279 | 562.7738 | 112.5548 | 675.3286 | 860.6764 | 315.7916 | 10398.2916 | 53.0168 | 108.6683 | 0.40411 | 4.4372 | 0.096153 | 34.6558 | 31.9946 | 36.6818 | 33.9527 | 34.4017 | 34.4092 | 33.6794 | 35.9936 | 32.0232 | 35.8216 | 32.294 | 33.8721 |  | 13.7951 | 12.229 | 12.3942 | 13.3185 | 13.4851 | 12.7257 | 14.3108 | 12.9084 | 14.1709 | 12.722 | 13.2899 | 13.7986
Lighting Controls Interior-New-Small Off-Unitary |  | 396.6989 | 341.075 | 68.215 | 409.29 | 521.622 | 120.7722 | 9038.0412 | 43.8168 | 113.4607 | 0.40071 | 1.242 | 0.074097 | 28.0005 | 26.0878 | 29.6617 | 27.7271 | 27.6332 | 27.9102 | 27.3548 | 29.2017 | 26.1887 | 28.7693 | 25.7448 | 27.1004 |  | 5.6211 | 5.005 | 5.0381 | 5.5102 | 5.4812 | 5.2584 | 5.9473 | 5.2774 | 6.011 | 5.1209 | 5.3925 | 5.6556
Lighting Controls Interior-NR-Small Off-Unitary |  | 396.6989 | 341.075 | 68.215 | 409.29 | 521.622 | 120.7722 | 9038.0412 | 43.8168 | 113.4607 | 0.40071 | 1.242 | 0.074097 | 28.0005 | 26.0878 | 29.6617 | 27.7271 | 27.6332 | 27.9102 | 27.3548 | 29.2017 | 26.1887 | 28.7693 | 25.7448 | 27.1004 |  | 5.6211 | 5.005 | 5.0381 | 5.5102 | 5.4812 | 5.2584 | 5.9473 | 5.2774 | 6.011 | 5.1209 | 5.3925 | 5.6556
Lighting Controls Interior-NR-Small Off-Integrated |  | 555.3784 | 562.7738 | 112.5548 | 675.3286 | 860.6764 | 227.9807 | 10651.9771 | 53.5349 | 122.9345 | 0.37228 | 2.7494 | 0.10374 | 39.2007 | 36.523 | 41.5264 | 38.8179 | 38.6864 | 39.0743 | 38.2967 | 40.8823 | 36.6642 | 40.277 | 36.0427 | 37.9405 |  | 7.8695 | 7.007 | 7.0534 | 7.7143 | 7.6737 | 7.3618 | 8.3262 | 7.3883 | 8.4153 | 7.1693 | 7.5496 | 7.9179
Lighting Controls Interior-New-Small Off-Integrated |  | 515.2077 | 562.7738 | 112.5548 | 675.3286 | 860.6764 | 244.7016 | 11482.5116 | 58.5359 | 127.0823 | 0.36106 | 3.1204 | 0.096233 | 36.3653 | 33.8813 | 38.5228 | 36.0102 | 35.8882 | 36.2481 | 35.5267 | 37.9253 | 34.0123 | 37.3638 | 33.4357 | 35.1963 |  | 7.3003 | 6.5002 | 6.5432 | 7.1564 | 7.1187 | 6.8293 | 7.7239 | 6.8539 | 7.8066 | 6.6508 | 7.0035 | 7.3452
Lighting Controls Interior-New-Medium Off-Integrated |  | 554.8824 | 562.7738 | 112.5548 | 675.3286 | 860.6764 | 220.1038 | 10661.4986 | 54.6017 | 123.1411 | 0.36005 | 2.7447 | 0.093779 | 33.8002 | 31.2047 | 35.7762 | 33.1145 | 33.5524 | 33.5597 | 32.8479 | 35.105 | 31.2326 | 34.9372 | 31.4967 | 33.0359 |  | 13.4545 | 11.9271 | 12.0882 | 12.9897 | 13.1522 | 12.4115 | 13.9575 | 12.5897 | 13.821 | 12.408 | 12.9618 | 13.458
Lighting Controls Interior-New-University-Unitary |  | 327.372 | 341.075 | 68.215 | 409.29 | 521.622 | 85.5554 | 10952.0094 | 53.7732 | 136.5771 | 0.34109 | 0.58336 | 0.070191 | 21.795 | 20.3934 | 23.2425 | 20.9453 | 21.1892 | 19.4929 | 17.7937 | 19.2264 | 19.3057 | 23.3158 | 20.6269 | 21.1802 |  | 7.182 | 6.3554 | 6.4786 | 6.6697 | 6.5143 | 5.8441 | 6.3656 | 5.716 | 6.9183 | 6.4906 | 7.0152 | 7.3152
Lighting Controls Interior-NR-University-Unitary |  | 327.372 | 341.075 | 68.215 | 409.29 | 521.622 | 85.5554 | 10952.0094 | 53.7732 | 136.5771 | 0.34109 | 0.58336 | 0.070191 | 21.795 | 20.3934 | 23.2425 | 20.9453 | 21.1892 | 19.4929 | 17.7937 | 19.2264 | 19.3057 | 23.3158 | 20.6269 | 21.1802 |  | 7.182 | 6.3554 | 6.4786 | 6.6697 | 6.5143 | 5.8441 | 6.3656 | 5.716 | 6.9183 | 6.4906 | 7.0152 | 7.3152
Lighting Controls Interior-New-Warehouse-Integrated |  | 313.5417 | 368.5509 | 73.7102 | 442.261 | 563.6421 | 136.5303 | 12356.2728 | 64.4704 | 138.6537 | 0.32541 | 1.796 | 0.054847 | 20.3072 | 18.7135 | 21.1386 | 19.3015 | 19.2975 | 19.3151 | 18.9392 | 20.2944 | 18.3193 | 20.4551 | 18.8811 | 19.7752 |  | 6.529 | 5.8258 | 6.0024 | 6.6928 | 6.8254 | 6.5373 | 7.1279 | 6.7157 | 7.1274 | 6.5879 | 6.28 | 6.5524
Lighting Controls Interior-NR-University-Integrated |  | 458.3207 | 562.7738 | 112.5548 | 675.3286 | 860.6764 | 175.8504 | 12907.7254 | 65.5494 | 148.5109 | 0.31576 | 1.8274 | 0.098268 | 30.513 | 28.5507 | 32.5395 | 29.3235 | 29.6648 | 27.2901 | 24.9111 | 26.9169 | 27.0279 | 32.6422 | 28.8777 | 29.6522 |  | 10.0548 | 8.8975 | 9.07 | 9.3376 | 9.12 | 8.1817 | 8.9119 | 8.0024 | 9.6857 | 9.0869 | 9.8213 | 10.2412
Lighting Controls Interior-New-Warehouse-Unitary |  | 169.6382 | 158.9759 | 31.7952 | 190.771 | 243.1292 | -11.7347 | 9851.2852 | 49.3868 | 148.9684 | 0.30429 | -0.48505 | 0.029674 | 10.987 | 10.1247 | 11.4368 | 10.4429 | 10.4407 | 10.4502 | 10.2468 | 10.9801 | 9.9114 | 11.067 | 10.2154 | 10.6991 |  | 3.5324 | 3.152 | 3.2475 | 3.6211 | 3.6928 | 3.5369 | 3.8565 | 3.6335 | 3.8562 | 3.5643 | 3.3977 | 3.5451
Lighting Controls Interior-NR-Warehouse-Unitary |  | 169.6382 | 158.9759 | 31.7952 | 190.771 | 243.1292 | -11.7347 | 9851.2852 | 49.3868 | 148.9684 | 0.30429 | -0.48505 | 0.029674 | 10.987 | 10.1247 | 11.4368 | 10.4429 | 10.4407 | 10.4502 | 10.2468 | 10.9801 | 9.9114 | 11.067 | 10.2154 | 10.6991 |  | 3.5324 | 3.152 | 3.2475 | 3.6211 | 3.6928 | 3.5369 | 3.8565 | 3.6335 | 3.8562 | 3.5643 | 3.3977 | 3.5451
Lighting Controls Interior-New-School K-12-Integrated |  | 458.4091 | 562.7738 | 112.5548 | 675.3286 | 860.6764 | 141.6441 | 12905.2382 | 70.2338 | 154.2485 | 0.28633 | 1.8282 | 0.060344 | 32.2593 | 30.638 | 35.2147 | 32.2872 | 32.5668 | 28.3013 | 22.4492 | 26.7519 | 30.5487 | 34.6523 | 30.6208 | 29.9355 |  | 7.9483 | 7.1859 | 7.359 | 8.0946 | 8.2017 | 7.1535 | 6.8323 | 6.7943 | 9.0331 | 7.9736 | 7.8529 | 7.7542
Lighting Controls Interior-New-School K-12-Unitary |  | 292.6591 | 341.075 | 68.215 | 409.29 | 521.622 | 34.2097 | 12251.0498 | 66.2946 | 161.3802 | 0.27424 | 0.19982 | 0.038525 | 20.5951 | 19.56 | 22.4819 | 20.6129 | 20.7914 | 18.0682 | 14.3321 | 17.079 | 19.503 | 22.1228 | 19.549 | 19.1115 |  | 5.0744 | 4.5877 | 4.6981 | 5.1678 | 5.2362 | 4.567 | 4.3619 | 4.3376 | 5.7669 | 5.0905 | 5.0135 | 4.9504
Lighting Controls Interior-NR-School K-12-Unitary |  | 292.6591 | 341.075 | 68.215 | 409.29 | 521.622 | 34.2097 | 12251.0498 | 66.2946 | 161.3802 | 0.27424 | 0.19982 | 0.038525 | 20.5951 | 19.56 | 22.4819 | 20.6129 | 20.7914 | 18.0682 | 14.3321 | 17.079 | 19.503 | 22.1228 | 19.549 | 19.1115 |  | 5.0744 | 4.5877 | 4.6981 | 5.1678 | 5.2362 | 4.567 | 4.3619 | 4.3376 | 5.7669 | 5.0905 | 5.0135 | 4.9504
Lighting Controls Interior-NR-School K-12-Integrated |  | 409.7227 | 562.7738 | 112.5548 | 675.3286 | 860.6764 | 107.8804 | 14438.7372 | 79.4676 | 174.0267 | 0.25513 | 1.3119 | 0.053935 | 28.8332 | 27.384 | 31.4746 | 28.858 | 29.108 | 25.2955 | 20.0649 | 23.9106 | 27.3042 | 30.9719 | 27.3686 | 26.7562 |  | 7.1041 | 6.4227 | 6.5774 | 7.2349 | 7.3306 | 6.3937 | 6.1067 | 6.0727 | 8.0737 | 7.1268 | 7.0189 | 6.9306
Lighting Controls Interior-New-University-Integrated |  | 339.3432 | 562.7738 | 112.5548 | 675.3286 | 860.6764 | 117.6709 | 17433.3168 | 92.7998 | 199.6747 | 0.2395 | 1.1272 | 0.072758 | 22.592 | 21.1391 | 24.0924 | 21.7113 | 21.964 | 20.2057 | 18.4444 | 19.9294 | 20.0116 | 24.1684 | 21.3812 | 21.9547 |  | 7.4446 | 6.5878 | 6.7155 | 6.9136 | 6.7525 | 6.0578 | 6.5984 | 5.925 | 7.1713 | 6.728 | 7.2718 | 7.5827
Lighting Controls Interior-NR-Warehouse-Integrated |  | 226.1843 | 368.5509 | 73.7102 | 442.261 | 563.6421 | 25.4222 | 17128.5428 | 93.2062 | 213.5119 | 0.21639 | 0.052142 | 0.039566 | 14.6493 | 13.4996 | 15.2491 | 13.9238 | 13.9209 | 13.9336 | 13.6624 | 14.6401 | 13.2152 | 14.756 | 13.6206 | 14.2655 |  | 4.7099 | 4.2027 | 4.33 | 4.8281 | 4.9238 | 4.7159 | 5.1419 | 4.8446 | 5.1416 | 4.7524 | 4.5303 | 4.7268
Lighting Controls Interior-New-Xlarge Ret-Unitary |  | 0 | 0 | 0 | 0 | 0 | -103.0812 | 0 | 9999 | 9999 | 0 | -1.7741 | 0 | 0 | 0 | 0 | 0 | 0 | 0 | 0 | 0 | 0 | 0 | 0 | 0 |  | 0 | 0 | 0 | 0 | 0 | 0 | 0 | 0 | 0 | 0 | 0 | 0
Lighting Controls Interior-New-Large Ret-Unitary |  | 0 | 0 | 0 | 0 | 0 | -134.3179 | 0 | 9999 | 9999 | 0 | -2.3117 | 0 | 0 | 0 | 0 | 0 | 0 | 0 | 0 | 0 | 0 | 0 | 0 | 0 |  | 0 | 0 | 0 | 0 | 0 | 0 | 0 | 0 | 0 | 0 | 0 | 0
Lighting Controls Interior-New-Medium Ret-Unitary |  | 0 | 0 | 0 | 0 | 0 | -121.8232 | 0 | 9999 | 9999 | 0 | -2.0966 | 0 | 0 | 0 | 0 | 0 | 0 | 0 | 0 | 0 | 0 | 0 | 0 | 0 |  | 0 | 0 | 0 | 0 | 0 | 0 | 0 | 0 | 0 | 0 | 0 | 0
Lighting Controls Interior-New-Small Ret-Unitary |  | 0 | 0 | 0 | 0 | 0 | -96.8339 | 0 | 9999 | 9999 | 0 | -1.6665 | 0 | 0 | 0 | 0 | 0 | 0 | 0 | 0 | 0 | 0 | 0 | 0 | 0 |  | 0 | 0 | 0 | 0 | 0 | 0 | 0 | 0 | 0 | 0 | 0 | 0
Lighting Controls Interior-New-Supermarket-Unitary |  | 0 | 0 | 0 | 0 | 0 | -68.8668 | 0 | 9999 | 9999 | 0 | -1.1827 | 0 | 0 | 0 | 0 | 0 | 0 | 0 | 0 | 0 | 0 | 0 | 0 | 0 |  | 0 | 0 | 0 | 0 | 0 | 0 | 0 | 0 | 0 | 0 | 0 | 0
Lighting Controls Interior-New-MiniMart-Unitary |  | 0 | 0 | 0 | 0 | 0 | -122.0821 | 0 | 9999 | 9999 | 0 | -2.0966 | 0 | 0 | 0 | 0 | 0 | 0 | 0 | 0 | 0 | 0 | 0 | 0 | 0 |  | 0 | 0 | 0 | 0 | 0 | 0 | 0 | 0 | 0 | 0 | 0 | 0
Lighting Controls Interior-New-Restaurant-Unitary |  | 0 | 0 | 0 | 0 | 0 | -184.431 | 0 | 9999 | 9999 | 0 | -3.1718 | 0 | 0 | 0 | 0 | 0 | 0 | 0 | 0 | 0 | 0 | 0 | 0 | 0 |  | 0 | 0 | 0 | 0 | 0 | 0 | 0 | 0 | 0 | 0 | 0 | 0
Lighting Controls Interior-New-Lodging-Unitary |  | 0 | 0 | 0 | 0 | 0 | -123.2866 | 0 | 9999 | 9999 | 0 | -2.1504 | 0 | 0 | 0 | 0 | 0 | 0 | 0 | 0 | 0 | 0 | 0 | 0 | 0 |  | 0 | 0 | 0 | 0 | 0 | 0 | 0 | 0 | 0 | 0 | 0 | 0
Lighting Controls Interior-New-Hospital-Unitary |  | 0 | 0 | 0 | 0 | 0 | -214.2036 | 0 | 9999 | 9999 | 0 | -3.8707 | 0 | 0 | 0 | 0 | 0 | 0 | 0 | 0 | 0 | 0 | 0 | 0 | 0 |  | 0 | 0 | 0 | 0 | 0 | 0 | 0 | 0 | 0 | 0 | 0 | 0
Lighting Controls Interior-New-Residential Care-Unitary |  | 0 | 0 | 0 | 0 | 0 | -119.002 | 0 | 9999 | 9999 | 0 | -2.1504 | 0 | 0 | 0 | 0 | 0 | 0 | 0 | 0 | 0 | 0 | 0 | 0 | 0 |  | 0 | 0 | 0 | 0 | 0 | 0 | 0 | 0 | 0 | 0 | 0 | 0
Lighting Controls Interior-New-Assembly-Unitary |  | 0 | 0 | 0 | 0 | 0 | -55.6866 | 0 | 9999 | 9999 | 0 | -0.96767 | 0 | 0 | 0 | 0 | 0 | 0 | 0 | 0 | 0 | 0 | 0 | 0 | 0 |  | 0 | 0 | 0 | 0 | 0 | 0 | 0 | 0 | 0 | 0 | 0 | 0
Lighting Controls Interior-New-Xlarge Ret-Integrated |  | 0 | 0 | 0 | 0 | 0 | -134.3179 | 0 | 9999 | 9999 | 0 | -2.3117 | 0 | 0 | 0 | 0 | 0 | 0 | 0 | 0 | 0 | 0 | 0 | 0 | 0 |  | 0 | 0 | 0 | 0 | 0 | 0 | 0 | 0 | 0 | 0 | 0 | 0
Lighting Controls Interior-New-Large Ret-Integrated |  | 0 | 0 | 0 | 0 | 0 | -121.8232 | 0 | 9999 | 9999 | 0 | -2.0966 | 0 | 0 | 0 | 0 | 0 | 0 | 0 | 0 | 0 | 0 | 0 | 0 | 0 |  | 0 | 0 | 0 | 0 | 0 | 0 | 0 | 0 | 0 | 0 | 0 | 0
Lighting Controls Interior-New-Medium Ret-Integrated |  | 0 | 0 | 0 | 0 | 0 | -96.8339 | 0 | 9999 | 9999 | 0 | -1.6665 | 0 | 0 | 0 | 0 | 0 | 0 | 0 | 0 | 0 | 0 | 0 | 0 | 0 |  | 0 | 0 | 0 | 0 | 0 | 0 | 0 | 0 | 0 | 0 | 0 | 0
Lighting Controls Interior-New-Small Ret-Integrated |  | 0 | 0 | 0 | 0 | 0 | -149.9363 | 0 | 9999 | 9999 | 0 | -2.5805 | 0 | 0 | 0 | 0 | 0 | 0 | 0 | 0 | 0 | 0 | 0 | 0 | 0 |  | 0 | 0 | 0 | 0 | 0 | 0 | 0 | 0 | 0 | 0 | 0 | 0
Lighting Controls Interior-New-Supermarket-Integrated |  | 0 | 0 | 0 | 0 | 0 | -122.0821 | 0 | 9999 | 9999 | 0 | -2.0966 | 0 | 0 | 0 | 0 | 0 | 0 | 0 | 0 | 0 | 0 | 0 | 0 | 0 |  | 0 | 0 | 0 | 0 | 0 | 0 | 0 | 0 | 0 | 0 | 0 | 0
Lighting Controls Interior-New-MiniMart-Integrated |  | 0 | 0 | 0 | 0 | 0 | -184.6884 | 0 | 9999 | 9999 | 0 | -3.1718 | 0 | 0 | 0 | 0 | 0 | 0 | 0 | 0 | 0 | 0 | 0 | 0 | 0 |  | 0 | 0 | 0 | 0 | 0 | 0 | 0 | 0 | 0 | 0 | 0 | 0
Lighting Controls Interior-New-Restaurant-Integrated |  | 0 | 0 | 0 | 0 | 0 | -125.038 | 0 | 9999 | 9999 | 0 | -2.1504 | 0 | 0 | 0 | 0 | 0 | 0 | 0 | 0 | 0 | 0 | 0 | 0 | 0 |  | 0 | 0 | 0 | 0 | 0 | 0 | 0 | 0 | 0 | 0 | 0 | 0
Lighting Controls Interior-New-Lodging-Integrated |  | 0 | 0 | 0 | 0 | 0 | -221.9159 | 0 | 9999 | 9999 | 0 | -3.8707 | 0 | 0 | 0 | 0 | 0 | 0 | 0 | 0 | 0 | 0 | 0 | 0 | 0 |  | 0 | 0 | 0 | 0 | 0 | 0 | 0 | 0 | 0 | 0 | 0 | 0
Lighting Controls Interior-New-Hospital-Integrated |  | 0 | 0 | 0 | 0 | 0 | -119.002 | 0 | 9999 | 9999 | 0 | -2.1504 | 0 | 0 | 0 | 0 | 0 | 0 | 0 | 0 | 0 | 0 | 0 | 0 | 0 |  | 0 | 0 | 0 | 0 | 0 | 0 | 0 | 0 | 0 | 0 | 0 | 0
Lighting Controls Interior-New-Residential Care-Integrated |  | 0 | 0 | 0 | 0 | 0 | -53.5509 | 0 | 9999 | 9999 | 0 | -0.96767 | 0 | 0 | 0 | 0 | 0 | 0 | 0 | 0 | 0 | 0 | 0 | 0 | 0 |  | 0 | 0 | 0 | 0 | 0 | 0 | 0 | 0 | 0 | 0 | 0 | 0
Lighting Controls Interior-New-Assembly-Integrated |  | 0 | 0 | 0 | 0 | 0 | -55.6866 | 0 | 9999 | 9999 | 0 | -0.96767 | 0 | 0 | 0 | 0 | 0 | 0 | 0 | 0 | 0 | 0 | 0 | 0 | 0 |  | 0 | 0 | 0 | 0 | 0 | 0 | 0 | 0 | 0 | 0 | 0 | 0
Lighting Controls Interior-NR-Xlarge Ret-Unitary |  | 0 | 0 | 0 | 0 | 0 | -103.0812 | 0 | 9999 | 9999 | 0 | -1.7741 | 0 | 0 | 0 | 0 | 0 | 0 | 0 | 0 | 0 | 0 | 0 | 0 | 0 |  | 0 | 0 | 0 | 0 | 0 | 0 | 0 | 0 | 0 | 0 | 0 | 0
Lighting Controls Interior-NR-Large Ret-Unitary |  | 0 | 0 | 0 | 0 | 0 | -134.3179 | 0 | 9999 | 9999 | 0 | -2.3117 | 0 | 0 | 0 | 0 | 0 | 0 | 0 | 0 | 0 | 0 | 0 | 0 | 0 |  | 0 | 0 | 0 | 0 | 0 | 0 | 0 | 0 | 0 | 0 | 0 | 0
Lighting Controls Interior-NR-Medium Ret-Unitary |  | 0 | 0 | 0 | 0 | 0 | -121.8232 | 0 | 9999 | 9999 | 0 | -2.0966 | 0 | 0 | 0 | 0 | 0 | 0 | 0 | 0 | 0 | 0 | 0 | 0 | 0 |  | 0 | 0 | 0 | 0 | 0 | 0 | 0 | 0 | 0 | 0 | 0 | 0
Lighting Controls Interior-NR-Small Ret-Unitary |  | 0 | 0 | 0 | 0 | 0 | -96.8339 | 0 | 9999 | 9999 | 0 | -1.6665 | 0 | 0 | 0 | 0 | 0 | 0 | 0 | 0 | 0 | 0 | 0 | 0 | 0 |  | 0 | 0 | 0 | 0 | 0 | 0 | 0 | 0 | 0 | 0 | 0 | 0
Lighting Controls Interior-NR-Supermarket-Unitary |  | 0 | 0 | 0 | 0 | 0 | -68.8668 | 0 | 9999 | 9999 | 0 | -1.1827 | 0 | 0 | 0 | 0 | 0 | 0 | 0 | 0 | 0 | 0 | 0 | 0 | 0 |  | 0 | 0 | 0 | 0 | 0 | 0 | 0 | 0 | 0 | 0 | 0 | 0
Lighting Controls Interior-NR-MiniMart-Unitary |  | 0 | 0 | 0 | 0 | 0 | -122.0821 | 0 | 9999 | 9999 | 0 | -2.0966 | 0 | 0 | 0 | 0 | 0 | 0 | 0 | 0 | 0 | 0 | 0 | 0 | 0 |  | 0 | 0 | 0 | 0 | 0 | 0 | 0 | 0 | 0 | 0 | 0 | 0
Lighting Controls Interior-NR-Restaurant-Unitary |  | 0 | 0 | 0 | 0 | 0 | -184.431 | 0 | 9999 | 9999 | 0 | -3.1718 | 0 | 0 | 0 | 0 | 0 | 0 | 0 | 0 | 0 | 0 | 0 | 0 | 0 |  | 0 | 0 | 0 | 0 | 0 | 0 | 0 | 0 | 0 | 0 | 0 | 0
Lighting Controls Interior-NR-Lodging-Unitary |  | 0 | 0 | 0 | 0 | 0 | -123.2866 | 0 | 9999 | 9999 | 0 | -2.1504 | 0 | 0 | 0 | 0 | 0 | 0 | 0 | 0 | 0 | 0 | 0 | 0 | 0 |  | 0 | 0 | 0 | 0 | 0 | 0 | 0 | 0 | 0 | 0 | 0 | 0
Lighting Controls Interior-NR-Hospital-Unitary |  | 0 | 0 | 0 | 0 | 0 | -214.2036 | 0 | 9999 | 9999 | 0 | -3.8707 | 0 | 0 | 0 | 0 | 0 | 0 | 0 | 0 | 0 | 0 | 0 | 0 | 0 |  | 0 | 0 | 0 | 0 | 0 | 0 | 0 | 0 | 0 | 0 | 0 | 0
Lighting Controls Interior-NR-Residential Care-Unitary |  | 0 | 0 | 0 | 0 | 0 | -119.002 | 0 | 9999 | 9999 | 0 | -2.1504 | 0 | 0 | 0 | 0 | 0 | 0 | 0 | 0 | 0 | 0 | 0 | 0 | 0 |  | 0 | 0 | 0 | 0 | 0 | 0 | 0 | 0 | 0 | 0 | 0 | 0
Lighting Controls Interior-NR-Assembly-Unitary |  | 0 | 0 | 0 | 0 | 0 | -55.6866 | 0 | 9999 | 9999 | 0 | -0.96767 | 0 | 0 | 0 | 0 | 0 | 0 | 0 | 0 | 0 | 0 | 0 | 0 | 0 |  | 0 | 0 | 0 | 0 | 0 | 0 | 0 | 0 | 0 | 0 | 0 | 0
Lighting Controls Interior-NR-Xlarge Ret-Integrated |  | 0 | 0 | 0 | 0 | 0 | -103.0812 | 0 | 9999 | 9999 | 0 | -1.7741 | 0 | 0 | 0 | 0 | 0 | 0 | 0 | 0 | 0 | 0 | 0 | 0 | 0 |  | 0 | 0 | 0 | 0 | 0 | 0 | 0 | 0 | 0 | 0 | 0 | 0
Lighting Controls Interior-NR-Large Ret-Integrated |  | 0 | 0 | 0 | 0 | 0 | -134.3179 | 0 | 9999 | 9999 | 0 | -2.3117 | 0 | 0 | 0 | 0 | 0 | 0 | 0 | 0 | 0 | 0 | 0 | 0 | 0 |  | 0 | 0 | 0 | 0 | 0 | 0 | 0 | 0 | 0 | 0 | 0 | 0
Lighting Controls Interior-NR-Medium Ret-Integrated |  | 0 | 0 | 0 | 0 | 0 | -121.8232 | 0 | 9999 | 9999 | 0 | -2.0966 | 0 | 0 | 0 | 0 | 0 | 0 | 0 | 0 | 0 | 0 | 0 | 0 | 0 |  | 0 | 0 | 0 | 0 | 0 | 0 | 0 | 0 | 0 | 0 | 0 | 0
Lighting Controls Interior-NR-Small Ret-Integrated |  | 0 | 0 | 0 | 0 | 0 | -96.8339 | 0 | 9999 | 9999 | 0 | -1.6665 | 0 | 0 | 0 | 0 | 0 | 0 | 0 | 0 | 0 | 0 | 0 | 0 | 0 |  | 0 | 0 | 0 | 0 | 0 | 0 | 0 | 0 | 0 | 0 | 0 | 0
Lighting Controls Interior-NR-Supermarket-Integrated |  | 0 | 0 | 0 | 0 | 0 | -68.8668 | 0 | 9999 | 9999 | 0 | -1.1827 | 0 | 0 | 0 | 0 | 0 | 0 | 0 | 0 | 0 | 0 | 0 | 0 | 0 |  | 0 | 0 | 0 | 0 | 0 | 0 | 0 | 0 | 0 | 0 | 0 | 0
Lighting Controls Interior-NR-MiniMart-Integrated |  | 0 | 0 | 0 | 0 | 0 | -122.0821 | 0 | 9999 | 9999 | 0 | -2.0966 | 0 | 0 | 0 | 0 | 0 | 0 | 0 | 0 | 0 | 0 | 0 | 0 | 0 |  | 0 | 0 | 0 | 0 | 0 | 0 | 0 | 0 | 0 | 0 | 0 | 0
Lighting Controls Interior-NR-Restaurant-Integrated |  | 0 | 0 | 0 | 0 | 0 | -184.431 | 0 | 9999 | 9999 | 0 | -3.1718 | 0 | 0 | 0 | 0 | 0 | 0 | 0 | 0 | 0 | 0 | 0 | 0 | 0 |  | 0 | 0 | 0 | 0 | 0 | 0 | 0 | 0 | 0 | 0 | 0 | 0
Lighting Controls Interior-NR-Lodging-Integrated |  | 0 | 0 | 0 | 0 | 0 | -123.2866 | 0 | 9999 | 9999 | 0 | -2.1504 | 0 | 0 | 0 | 0 | 0 | 0 | 0 | 0 | 0 | 0 | 0 | 0 | 0 |  | 0 | 0 | 0 | 0 | 0 | 0 | 0 | 0 | 0 | 0 | 0 | 0
Lighting Controls Interior-NR-Hospital-Integrated |  | 0 | 0 | 0 | 0 | 0 | -214.2036 | 0 | 9999 | 9999 | 0 | -3.8707 | 0 | 0 | 0 | 0 | 0 | 0 | 0 | 0 | 0 | 0 | 0 | 0 | 0 |  | 0 | 0 | 0 | 0 | 0 | 0 | 0 | 0 | 0 | 0 | 0 | 0
Lighting Controls Interior-NR-Residential Care-Integrated |  | 0 | 0 | 0 | 0 | 0 | -119.002 | 0 | 9999 | 9999 | 0 | -2.1504 | 0 | 0 | 0 | 0 | 0 | 0 | 0 | 0 | 0 | 0 | 0 | 0 | 0 |  | 0 | 0 | 0 | 0 | 0 | 0 | 0 | 0 | 0 | 0 | 0 | 0
Lighting Controls Interior-NR-Assembly-Integrated |  | 0 | 0 | 0 | 0 | 0 | -55.6866 | 0 | 9999 | 9999 | 0 | -0.96767 | 0 | 0 | 0 | 0 | 0 | 0 | 0 | 0 | 0 | 0 | 0 | 0 | 0 |  | 0 | 0 | 0 | 0 | 0 | 0 | 0 | 0 | 0 | 0 | 0 | 0
Note on I6: :ProCost Perioodic replacement costs and savinsg of the measure. These are costs and savings that occur periodicially, but at different periods than annually. Can be positive or negative. Periodic replacement costs for both the measure and the baseline measure should be included if applicable. ProCost can analysze these costs in two ways dependent on the 'Repeat Periodic Replacemetn' switch in the ProData page. When set to 'On', ProCost repeats replacement costs for multiple times over the life of a measure depending on the input period and measure life. For example fluorescent lamps may have a 4-year replacement cycle that repeats 3 times in a 15-year measure life. When set to 'Off', ProCost reads the period as the year after installation that the replacement cost occurs and does not subsequently reinstall or repeat the replacement costs. For example a compressor may be replaced only once in the life of a heat-pump system. Example: A new fluorescent lighting systems may have a measure life of 15 years, and a lamp life of five years. Two lamps lamps per fixture must be replaced at years 6 and 11. Lamp and labor costs, expressed as positive costs, are entered as a cost and the period would be enetered as 5. The baseline measure may have a four year lamp life and would have required a three-lamp replacement at years 5, 9 and 13. Lamp and labor replacement costs would be entered as annual savings in dollars with a 4-year period. ProCost determines the net present value of the two cost streams.
Note on O6: :ProCost If the measure has gas savings for incfreases, enter the annual savings and shape of the savings here. Example: Clothes washer saves electric motor and dryer energy and gas water heat.
Note on A7: :Procost Category for the measure. Individual measures can be grouped into categories. Procost output is reported by measure and by category. All measures must belong to at least one category. Category name can be the same as measure name. Example: Measures can be combined into one category if they have components with different load shapes or measure lives. On wash machines there may be one load shape for the electric motor savings component, a second load shape for the electric water heat savings component and a third shape for electric dryer savings component.
Note on B7: :ProCost Name of Measure. User-defined. For PTR measures, defined naming conventions apply.
Note on C7: :ProCost Annual electric savings for the measure in kWh at the site. May be positive, negative or zero. Savings are incremental to the baseline alternative.
Note on D7: :ProCost Physical life of the measure in years. Must be >=1.
Note on E7: :ProCost Initial cost to install the measure in dollars. Costs are incremental to the baseline alternative. Dollars must be denominated in the same year as 'Input Cost Reference Year' input on the ProData page.
Note on F7: :ProCost Annaul opperations and maintenace cost for the measure in dollars. Must be incremental cost over the baseline alternative. May be positive, negative or zero. Dollars must be denominated in the same year as 'Input Cost Reference Year' input on the ProData page. O&M costs are enetered as positive values. Negative values represent O&M savings compared to the baseline alternative. Example: Annualized maintenace cost for a heat pump heating system compared to a baseline electric resistance heating system.
Note on G7: :ProCost Name of the pointer to the shape of the savings. The shapes represent the daily and monthly shape of the savings in four time segments for each month of the year. Shape of the savings is relative to the baseline alternative. These shaps are in the MC_AND_Loadshape file.
Note on H7: :ProCost Annual value of any non-energy benefits of the measure, relative to the baseline alternative. Expressed in dollars per year and denominated in dollars of the 'Cost Reference Year'. Positive value represents dollar savings. Negative value represents dollar cost. Example: Water, detergent and sewer savings from efficient clothes washer.
Note on I7: : Cost in dollars that is incurred for Period 1. Positive value if cost. Negative value if savings. Dollars must be denominated in the same year as 'Input Cost Reference Year' input on the ProData page.
Note on J7: :ProCost Duration of Period1. The time at which Period 1 costs, or savings, occur. In years.
Note on K7: : Cost in dollars that is incurred for Period 2 Positive value if cost. Negative value if savings. Dollars must be denominated in the same year as 'Input Cost Reference Year' input on the ProData page.
Note on L7: :ProCost Duration of Period 2. The time at which Period 2 costs, or savings, occur. In years.
Note on M7: : Cost in dollars that is incurred for Period 3. Positive value if cost. Negative value if savings. Dollars must be denominated in the same year as 'Input Cost Reference Year' input on the ProData page.
Note on N7: :ProCost Duration of Period 3. The time at which Period 3 costs, or savings, occur. In years.
Note on O7: : Annual gas savings, or increases, in therms.
Note on P7: :ProCost Name of the pointer to the shape of the savings. The shapes represent the daily and monthly shape of the savings in four time segments for each month of the year. Shape of the savings is relative to the baseline alternative. These shaps are in the MC_AND_Loadshape file.
Note on BH106: Direct and program administrative costs incurred by the utility system minus benefits that accrue to the utility system.There are separate Utility System Net Levelized Costs for the electric and the gas system. Utility system benefits include deferred transmission and distribution system capacity, risk-mitigation and Regional Act credit all of which are user-determined inputs.Utility System benefits do not include any non-energy benefits such as, other-fuel benefits, O&M benefits or periodic replacement benefits which generally accrue to the customer or to non-utility sponsors. Utility System Net Levelized Costs correspond to Utility System B/C ratio with regard to the costs and benefits included. Benefits are subtracted from costs, then levelized over the life of the measure The Risk-Mitigation credit is used to determine program cost-effectiveness and impacts both the Utility System B/C ratio and the Utility System Net Levelized Cost. If the Risk-Mitigation credit is non-zero, the Utility System Net Levelized Cost will be reduced by the Risk-Mitigation benefit. When using ProCost to build conservation supply curves, the user should set the Risk-Mitigation Credit to zero so the credit is not reflected in the supply curves.
Note on BM106: Direct and program administrative costs of the measure to sponsor. Separate costs for each sponsor. Depends on share of costs incurred by sponsor, sponsor cost of capital, and financing term which are user-defined inputs. Includes applicable Capital, O&M, Periodic Replacement and Program Administrative costs. Sponsor costs are levelized over program life. Does not include any adjustments for benefit. NOTE: Units are per kWh for 'Electric' runs and per therm for 'Gas' runs for all sponsors.
Note on CE106: All costs minus all benefits regardless of which sponsor incurs the cost or accrues the benefits. TRC Net Levelized Cost includes all applicable costs and all benefits. In addition to energy system costs and benefits, TRC Net Levelized Cost includes non-energy, other-fuel, O&M, periodic-replacement and risk-mitigation benefits and costs. TRC Net Levelized Cost corresponds to TRC B/C ratios with regard to the costs and benefits included. Benefits are subtracted from costs, then levelized over the life of the measure. The Risk-Mitigation credit is used to determine program cost-effectiveness and impacts both the TRC B/C ratio and the TRC Net Levelized Cost. If Risk-Mitigation credit is non-zero, TRC Levelized Cost will be reduced by the risk-mitigation benefit. When using ProCost to build conservation supply curves, the user should set the Risk-Mitigation Credit to zero so the credit is not reflected in the supply curves.
Note on CW106: Direct and program administrative costs incurred by the utility system minus benefits that accrue to the utility system.There are separate Utility System Net Levelized Costs for the electric and the gas system. Utility system benefits include deferred transmission and distribution system capacity, risk-mitigation and Regional Act credit all of which are user-determined inputs.Utility System benefits do not include any non-energy benefits such as, other-fuel benefits, O&M benefits or periodic replacement benefits which generally accrue to the customer or to non-utility sponsors. Utility System Net Levelized Costs correspond to Utility System B/C ratio with regard to the costs and benefits included. Benefits are subtracted from costs, then levelized over the life of the measure The Risk-Mitigation credit is used to determine program cost-effectiveness and impacts both the Utility System B/C ratio and the Utility System Net Levelized Cost. If the Risk-Mitigation credit is non-zero, the Utility System Net Levelized Cost will be reduced by the Risk-Mitigation benefit. When using ProCost to build conservation supply curves, the user should set the Risk-Mitigation Credit to zero so the credit is not reflected in the supply curves.
Note on BH183: Direct and program administrative costs incurred by the utility system minus benefits that accrue to the utility system.There are separate Utility System Net Levelized Costs for the electric and the gas system. Utility system benefits include deferred transmission and distribution system capacity, risk-mitigation and Regional Act credit all of which are user-determined inputs.Utility System benefits do not include any non-energy benefits such as, other-fuel benefits, O&M benefits or periodic replacement benefits which generally accrue to the customer or to non-utility sponsors. Utility System Net Levelized Costs correspond to Utility System B/C ratio with regard to the costs and benefits included. Benefits are subtracted from costs, then levelized over the life of the measure The Risk-Mitigation credit is used to determine program cost-effectiveness and impacts both the Utility System B/C ratio and the Utility System Net Levelized Cost. If the Risk-Mitigation credit is non-zero, the Utility System Net Levelized Cost will be reduced by the Risk-Mitigation benefit. When using ProCost to build conservation supply curves, the user should set the Risk-Mitigation Credit to zero so the credit is not reflected in the supply curves.
Note on BM183: Direct and program administrative costs of the measure to sponsor. Separate costs for each sponsor. Depends on share of costs incurred by sponsor, sponsor cost of capital, and financing term which are user-defined inputs. Includes applicable Capital, O&M, Periodic Replacement and Program Administrative costs. Sponsor costs are levelized over program life. Does not include any adjustments for benefit. NOTE: Units are per kWh for 'Electric' runs and per therm for 'Gas' runs for all sponsors.
Note on CE183: All costs minus all benefits regardless of which sponsor incurs the cost or accrues the benefits. TRC Net Levelized Cost includes all applicable costs and all benefits. In addition to energy system costs and benefits, TRC Net Levelized Cost includes non-energy, other-fuel, O&M, periodic-replacement and risk-mitigation benefits and costs. TRC Net Levelized Cost corresponds to TRC B/C ratios with regard to the costs and benefits included. Benefits are subtracted from costs, then levelized over the life of the measure. The Risk-Mitigation credit is used to determine program cost-effectiveness and impacts both the TRC B/C ratio and the TRC Net Levelized Cost. If Risk-Mitigation credit is non-zero, TRC Levelized Cost will be reduced by the risk-mitigation benefit. When using ProCost to build conservation supply curves, the user should set the Risk-Mitigation Credit to zero so the credit is not reflected in the supply curves.
Note on CW183: Direct and program administrative costs incurred by the utility system minus benefits that accrue to the utility system.There are separate Utility System Net Levelized Costs for the electric and the gas system. Utility system benefits include deferred transmission and distribution system capacity, risk-mitigation and Regional Act credit all of which are user-determined inputs.Utility System benefits do not include any non-energy benefits such as, other-fuel benefits, O&M benefits or periodic replacement benefits which generally accrue to the customer or to non-utility sponsors. Utility System Net Levelized Costs correspond to Utility System B/C ratio with regard to the costs and benefits included. Benefits are subtracted from costs, then levelized over the life of the measure The Risk-Mitigation credit is used to determine program cost-effectiveness and impacts both the Utility System B/C ratio and the Utility System Net Levelized Cost. If the Risk-Mitigation credit is non-zero, the Utility System Net Levelized Cost will be reduced by the Risk-Mitigation benefit. When using ProCost to build conservation supply curves, the user should set the Risk-Mitigation Credit to zero so the credit is not reflected in the supply curves.

## MMap
Measure Map
Lighting Controls Interior
[14 empty] | Unitary | 70%
[14 empty] | Integrated | 30%
[5 empty] | Electric Shape Pointer | Gas Shape Pointer | [12 empty] | Therms per kWh Saved
[8 empty] | Electric Shape Pointer | Gas Shape Pointer
Measure Name | Base Measure Name | Category weighted for MeasEquipment | Category Weighted for Weighting by Btype | Measure Index Name | BType | MOPP | STOCK | Electric Shape Pointer | Gas Shape Pointer | Option | Life | RAW Savings (kWh/sf) | RAW Capital Cost ($/sf) | Control Type Weight | Elec Savings with HVAC (kWh/sf) | Avg HVAC System Electric Savings Yield | Therms per kWh Saved | Turnover Rate |  | RAW ANNUAL GAS (therms) | Fuel Weight | Measure Life
Lighting Controls Interior-Unitary-Large Off-New | Lighting Controls Interior | Lighting Controls Interior-New-Large Off-Unitary | Lighting Controls Interior-New-Large Off | Lighting Controls Interior-New | Large Off | New | POST2013 | C-LOff-Lgt-LPD Int-All-All-C | Commercial-large Office-Heat | Unitary | 15 | 0.4 | 0.34108 | 0.7 | 0.42637 | 106.6% | -0.0081888 | 0% |  | -0.0032755
Lighting Controls Interior-Unitary-Medium Off-New | Lighting Controls Interior | Lighting Controls Interior-New-Medium Off-Unitary | Lighting Controls Interior-New-Medium Off | Lighting Controls Interior-New | Medium Off | New | POST2013 | C-LOff-Lgt-LPD Int-All-All-C | Commercial-large Office-Heat | Unitary | 15 | 0.35 | 0.34108 | 0.7 | 0.37817 | 108% | -0.0081888 | 0% |  | -0.0028661
Lighting Controls Interior-Unitary-Small Off-New | Lighting Controls Interior | Lighting Controls Interior-New-Small Off-Unitary | Lighting Controls Interior-New-Small Off | Lighting Controls Interior-New | Small Off | New | POST2013 | C-SOff-Lgt-LPD Int-All-All-C | Commercial-Small Office-Heat | Unitary | 15 | 0.35 | 0.34108 | 0.7 | 0.36883 | 105.4% | -0.021382 | 0% |  | -0.0074837
Lighting Controls Interior-Unitary-Xlarge Ret-New | Lighting Controls Interior | Lighting Controls Interior-New-Xlarge Ret-Unitary | Lighting Controls Interior-New-Xlarge Ret | Lighting Controls Interior-New | Xlarge Ret | New | POST2013 | C-Ret-Lgt-LPD Int-All-All-C | Commercial-Retail-Heat | Unitary | 15 | 0 | 0 | 0.7 | 0 | 97.76% | -0.015013 | 0% |  | 0
Lighting Controls Interior-Unitary-Large Ret-New | Lighting Controls Interior | Lighting Controls Interior-New-Large Ret-Unitary | Lighting Controls Interior-New-Large Ret | Lighting Controls Interior-New | Large Ret | New | POST2013 | C-Ret-Lgt-LPD Int-All-All-C | Commercial-Retail-Heat | Unitary | 15 | 0 | 0 | 0.7 | 0 | 82.89% | -0.019562 | 0% |  | 0
Lighting Controls Interior-Unitary-Medium Ret-New | Lighting Controls Interior | Lighting Controls Interior-New-Medium Ret-Unitary | Lighting Controls Interior-New-Medium Ret | Lighting Controls Interior-New | Medium Ret | New | POST2013 | C-Ret-Lgt-LPD Int-All-All-C | Commercial-Retail-Heat | Unitary | 15 | 0 | 0 | 0.7 | 0 | 87.16% | -0.017742 | 0% |  | 0
Lighting Controls Interior-Unitary-Small Ret-New | Lighting Controls Interior | Lighting Controls Interior-New-Small Ret-Unitary | Lighting Controls Interior-New-Small Ret | Lighting Controls Interior-New | Small Ret | New | POST2013 | C-Ret-Lgt-LPD Int-All-All-C | Commercial-Retail-Heat | Unitary | 15 | 0 | 0 | 0.7 | 0 | 96.15% | -0.014103 | 0% |  | 0
Lighting Controls Interior-Unitary-School K-12-New | Lighting Controls Interior | Lighting Controls Interior-New-School K-12-Unitary | Lighting Controls Interior-New-School K-12 | Lighting Controls Interior-New | School K-12 | New | POST2013 | C-K12-Lgt-LPD Int-All-All-C | Commercial-School-Heat | Unitary | 15 | 0.3 | 0.34108 | 0.7 | 0.27217 | 90.72% | -0.021837 | 0% |  | -0.006551
Lighting Controls Interior-Unitary-University-New | Lighting Controls Interior | Lighting Controls Interior-New-University-Unitary | Lighting Controls Interior-New-University | Lighting Controls Interior-New | University | New | POST2013 | C-Unv-Lgt-LPD Int-All-All-C | Commercial-college-Heat | Unitary | 15 | 0.3 | 0.34108 | 0.7 | 0.30451 | 101.5% | -0.021382 | 0% |  | -0.0064146
Lighting Controls Interior-Unitary-Warehouse-New | Lighting Controls Interior | Lighting Controls Interior-New-Warehouse-Unitary | Lighting Controls Interior-New-Warehouse | Lighting Controls Interior-New | Warehouse | New | POST2013 | C-War-Lgt-LPD Int-All-All-C | Commercial-not-refrig-warehouse-Heat | Unitary | 15 | 0.21 | 0.15898 | 0.7 | 0.15782 | 75.15% | -0.017742 | 0% |  | -0.0037259
Lighting Controls Interior-Unitary-Supermarket-New | Lighting Controls Interior | Lighting Controls Interior-New-Supermarket-Unitary | Lighting Controls Interior-New-Supermarket | Lighting Controls Interior-New | Supermarket | New | POST2013 | C-Gro-Lgt-LPD Int-All-All-C | Commercial-Grocery-Heat | Unitary | 15 | 0 | 0 | 0.7 | 0 | 104.2% | -0.010009 | 0% |  | 0
Lighting Controls Interior-Unitary-MiniMart-New | Lighting Controls Interior | Lighting Controls Interior-New-MiniMart-Unitary | Lighting Controls Interior-New-MiniMart | Lighting Controls Interior-New | MiniMart | New | POST2013 | C-Gro-Lgt-LPD Int-All-All-C | Commercial-Grocery-Heat | Unitary | 15 | 0 | 0 | 0.7 | 0 | 108.1% | -0.017742 | 0% |  | 0
Lighting Controls Interior-Unitary-Restaurant-New | Lighting Controls Interior | Lighting Controls Interior-New-Restaurant-Unitary | Lighting Controls Interior-New-Restaurant | Lighting Controls Interior-New | Restaurant | New | POST2013 | C-Res-Lgt-LPD Int-All-All-C | Commercial-Resturant-Heat | Unitary | 15 | 0 | 0 | 0.7 | 0 | 92.07% | -0.026841 | 0% |  | 0
Lighting Controls Interior-Unitary-Lodging-New | Lighting Controls Interior | Lighting Controls Interior-New-Lodging-Unitary | Lighting Controls Interior-New-Lodging | Lighting Controls Interior-New | Lodging | New | POST2013 | C-Lod-Lgt-LPD Int-All-All-C | Commercial-Lodging-Heat | Unitary | 15 | 0 | 0 | 0.7 | 0 | 91.36% | -0.018197 | 0% |  | 0
Lighting Controls Interior-Unitary-Hospital-New | Lighting Controls Interior | Lighting Controls Interior-New-Hospital-Unitary | Lighting Controls Interior-New-Hospital | Lighting Controls Interior-New | Hospital | New | POST2013 | C-Hos-Lgt-LPD Int-All-All-C | Commercial-Healthcare-Heat | Unitary | 15 | 0 | 0 | 0.7 | 0 | 82.97% | -0.032755 | 0% |  | 0
Lighting Controls Interior-Unitary-Residential Care-New | Lighting Controls Interior | Lighting Controls Interior-New-Residential Care-Unitary | Lighting Controls Interior-New-Residential Care | Lighting Controls Interior-New | Residential Care | New | POST2013 | C-Hos-Lgt-LPD Int-All-All-C | Commercial-Healthcare-Heat | Unitary | 15 | 0 | 0 | 0.7 | 0 | 104.4% | -0.018197 | 0% |  | 0
Lighting Controls Interior-Unitary-Assembly-New | Lighting Controls Interior | Lighting Controls Interior-New-Assembly-Unitary | Lighting Controls Interior-New-Assembly | Lighting Controls Interior-New | Assembly | New | POST2013 | C-Oth-Lgt-LPD Int-All-All-C | Commercial-Misc. Com-Heat | Unitary | 15 | 0 | 0 | 0.7 | 0 | 108.2% | -0.0081888 | 0% |  | 0
Lighting Controls Interior-Unitary-Other-New | Lighting Controls Interior | Lighting Controls Interior-New-Other-Unitary | Lighting Controls Interior-New-Other | Lighting Controls Interior-New | Other | New | POST2013 | C-Oth-Lgt-LPD Int-All-All-C | Commercial-Misc. Com-Heat | Unitary | 15 | 0.375 | 0.34108 | 0.7 | 0.39972 | 106.6% | -0.0081888 | 0% |  | -0.0030708
Lighting Controls Interior-Integrated-Large Off-New | Lighting Controls Interior | Lighting Controls Interior-New-Large Off-Integrated | Lighting Controls Interior-New-Large Off | Lighting Controls Interior-New | Large Off | New | POST2013 | C-LOff-Lgt-LPD Int-All-All-C | Commercial-large Office-Heat | Integrated | 15 | 0.56 | 0.56277 | 0.3 | 0.60507 | 108% | -0.0081888 | 0% |  | -0.0045857
Lighting Controls Interior-Integrated-Medium Off-New | Lighting Controls Interior | Lighting Controls Interior-New-Medium Off-Integrated | Lighting Controls Interior-New-Medium Off | Lighting Controls Interior-New | Medium Off | New | POST2013 | C-LOff-Lgt-LPD Int-All-All-C | Commercial-large Office-Heat | Integrated | 15 | 0.49 | 0.56277 | 0.3 | 0.51636 | 105.4% | -0.021382 | 0% |  | -0.010477
Lighting Controls Interior-Integrated-Small Off-New | Lighting Controls Interior | Lighting Controls Interior-New-Small Off-Integrated | Lighting Controls Interior-New-Small Off | Lighting Controls Interior-New | Small Off | New | POST2013 | C-SOff-Lgt-LPD Int-All-All-C | Commercial-Small Office-Heat | Integrated | 15 | 0.49 | 0.56277 | 0.3 | 0.47901 | 97.76% | -0.015013 | 0% |  | -0.0073563
Lighting Controls Interior-Integrated-Xlarge Ret-New | Lighting Controls Interior | Lighting Controls Interior-New-Xlarge Ret-Integrated | Lighting Controls Interior-New-Xlarge Ret | Lighting Controls Interior-New | Xlarge Ret | New | POST2013 | C-Ret-Lgt-LPD Int-All-All-C | Commercial-Retail-Heat | Integrated | 15 | 0 | 0 | 0.3 | 0 | 82.89% | -0.019562 | 0% |  | 0
Lighting Controls Interior-Integrated-Large Ret-New | Lighting Controls Interior | Lighting Controls Interior-New-Large Ret-Integrated | Lighting Controls Interior-New-Large Ret | Lighting Controls Interior-New | Large Ret | New | POST2013 | C-Ret-Lgt-LPD Int-All-All-C | Commercial-Retail-Heat | Integrated | 15 | 0 | 0 | 0.3 | 0 | 87.16% | -0.017742 | 0% |  | 0
Lighting Controls Interior-Integrated-Medium Ret-New | Lighting Controls Interior | Lighting Controls Interior-New-Medium Ret-Integrated | Lighting Controls Interior-New-Medium Ret | Lighting Controls Interior-New | Medium Ret | New | POST2013 | C-Ret-Lgt-LPD Int-All-All-C | Commercial-Retail-Heat | Integrated | 15 | 0 | 0 | 0.3 | 0 | 96.15% | -0.014103 | 0% |  | 0
Lighting Controls Interior-Integrated-Small Ret-New | Lighting Controls Interior | Lighting Controls Interior-New-Small Ret-Integrated | Lighting Controls Interior-New-Small Ret | Lighting Controls Interior-New | Small Ret | New | POST2013 | C-Ret-Lgt-LPD Int-All-All-C | Commercial-Retail-Heat | Integrated | 15 | 0 | 0 | 0.3 | 0 | 90.72% | -0.021837 | 0% |  | 0
Lighting Controls Interior-Integrated-School K-12-New | Lighting Controls Interior | Lighting Controls Interior-New-School K-12-Integrated | Lighting Controls Interior-New-School K-12 | Lighting Controls Interior-New | School K-12 | New | POST2013 | C-K12-Lgt-LPD Int-All-All-C | Commercial-School-Heat | Integrated | 15 | 0.42 | 0.56277 | 0.3 | 0.42631 | 101.5% | -0.021382 | 0% |  | -0.0089804
Lighting Controls Interior-Integrated-University-New | Lighting Controls Interior | Lighting Controls Interior-New-University-Integrated | Lighting Controls Interior-New-University | Lighting Controls Interior-New | University | New | POST2013 | C-Unv-Lgt-LPD Int-All-All-C | Commercial-college-Heat | Integrated | 15 | 0.42 | 0.56277 | 0.3 | 0.31564 | 75.15% | -0.017742 | 0% |  | -0.0074518
Lighting Controls Interior-Integrated-Warehouse-New | Lighting Controls Interior | Lighting Controls Interior-New-Warehouse-Integrated | Lighting Controls Interior-New-Warehouse | Lighting Controls Interior-New | Warehouse | New | POST2013 | C-War-Lgt-LPD Int-All-All-C | Commercial-not-refrig-warehouse-Heat | Integrated | 15 | 0.28 | 0.36855 | 0.3 | 0.2917 | 104.2% | -0.010009 | 0% |  | -0.0028024
Lighting Controls Interior-Integrated-Supermarket-New | Lighting Controls Interior | Lighting Controls Interior-New-Supermarket-Integrated | Lighting Controls Interior-New-Supermarket | Lighting Controls Interior-New | Supermarket | New | POST2013 | C-Gro-Lgt-LPD Int-All-All-C | Commercial-Grocery-Heat | Integrated | 15 | 0 | 0 | 0.3 | 0 | 108.1% | -0.017742 | 0% |  | 0
Lighting Controls Interior-Integrated-MiniMart-New | Lighting Controls Interior | Lighting Controls Interior-New-MiniMart-Integrated | Lighting Controls Interior-New-MiniMart | Lighting Controls Interior-New | MiniMart | New | POST2013 | C-Gro-Lgt-LPD Int-All-All-C | Commercial-Grocery-Heat | Integrated | 15 | 0 | 0 | 0.3 | 0 | 92.07% | -0.026841 | 0% |  | 0
Lighting Controls Interior-Integrated-Restaurant-New | Lighting Controls Interior | Lighting Controls Interior-New-Restaurant-Integrated | Lighting Controls Interior-New-Restaurant | Lighting Controls Interior-New | Restaurant | New | POST2013 | C-Res-Lgt-LPD Int-All-All-C | Commercial-Resturant-Heat | Integrated | 15 | 0 | 0 | 0.3 | 0 | 91.36% | -0.018197 | 0% |  | 0
Lighting Controls Interior-Integrated-Lodging-New | Lighting Controls Interior | Lighting Controls Interior-New-Lodging-Integrated | Lighting Controls Interior-New-Lodging | Lighting Controls Interior-New | Lodging | New | POST2013 | C-Lod-Lgt-LPD Int-All-All-C | Commercial-Lodging-Heat | Integrated | 15 | 0 | 0 | 0.3 | 0 | 82.97% | -0.032755 | 0% |  | 0
Lighting Controls Interior-Integrated-Hospital-New | Lighting Controls Interior | Lighting Controls Interior-New-Hospital-Integrated | Lighting Controls Interior-New-Hospital | Lighting Controls Interior-New | Hospital | New | POST2013 | C-Hos-Lgt-LPD Int-All-All-C | Commercial-Healthcare-Heat | Integrated | 15 | 0 | 0 | 0.3 | 0 | 104.4% | -0.018197 | 0% |  | 0
Lighting Controls Interior-Integrated-Residential Care-New | Lighting Controls Interior | Lighting Controls Interior-New-Residential Care-Integrated | Lighting Controls Interior-New-Residential Care | Lighting Controls Interior-New | Residential Care | New | POST2013 | C-Hos-Lgt-LPD Int-All-All-C | Commercial-Healthcare-Heat | Integrated | 15 | 0 | 0 | 0.3 | 0 | 108.2% | -0.0081888 | 0% |  | 0
Lighting Controls Interior-Integrated-Assembly-New | Lighting Controls Interior | Lighting Controls Interior-New-Assembly-Integrated | Lighting Controls Interior-New-Assembly | Lighting Controls Interior-New | Assembly | New | POST2013 | C-Oth-Lgt-LPD Int-All-All-C | Commercial-Misc. Com-Heat | Integrated | 15 | 0 | 0 | 0.3 | 0 | 106.6% | -0.0081888 | 0% |  | 0
Lighting Controls Interior-Integrated-Other-New | Lighting Controls Interior | Lighting Controls Interior-New-Other-Integrated | Lighting Controls Interior-New-Other | Lighting Controls Interior-New | Other | New | POST2013 | C-Oth-Lgt-LPD Int-All-All-C | Commercial-Misc. Com-Heat | Integrated | 15 | 0.525 | 0.56277 | 0.3 | 0.56725 | 108% | -0.0081888 | 0% |  | -0.0042991
Lighting Controls Interior-Unitary-Large Off-NR | Lighting Controls Interior | Lighting Controls Interior-NR-Large Off-Unitary | Lighting Controls Interior-NR-Large Off | Lighting Controls Interior-NR | Large Off | NR | _PRE2013 | C-LOff-Lgt-LPD Int-All-All-C | Commercial-large Office-Heat | Unitary | 15 | 0.4 | 0.34108 | 0.7 | 0.42637 | 106.6% | -0.8189% | 6% |  | -0.0032755
Lighting Controls Interior-Unitary-Medium Off-NR | Lighting Controls Interior | Lighting Controls Interior-NR-Medium Off-Unitary | Lighting Controls Interior-NR-Medium Off | Lighting Controls Interior-NR | Medium Off | NR | _PRE2013 | C-LOff-Lgt-LPD Int-All-All-C | Commercial-large Office-Heat | Unitary | 15 | 0.35 | 0.34108 | 0.7 | 0.37817 | 108% | -0.8189% | 6% |  | -0.0028661
Lighting Controls Interior-Unitary-Small Off-NR | Lighting Controls Interior | Lighting Controls Interior-NR-Small Off-Unitary | Lighting Controls Interior-NR-Small Off | Lighting Controls Interior-NR | Small Off | NR | _PRE2013 | C-SOff-Lgt-LPD Int-All-All-C | Commercial-Small Office-Heat | Unitary | 15 | 0.35 | 0.34108 | 0.7 | 0.36883 | 105.4% | -2.138% | 6% |  | -0.0074837
Lighting Controls Interior-Unitary-Xlarge Ret-NR | Lighting Controls Interior | Lighting Controls Interior-NR-Xlarge Ret-Unitary | Lighting Controls Interior-NR-Xlarge Ret | Lighting Controls Interior-NR | Xlarge Ret | NR | _PRE2013 | C-Ret-Lgt-LPD Int-All-All-C | Commercial-Retail-Heat | Unitary | 15 | 0 | 0 | 0.7 | 0 | 97.76% | -1.501% | 6% |  | 0
Lighting Controls Interior-Unitary-Large Ret-NR | Lighting Controls Interior | Lighting Controls Interior-NR-Large Ret-Unitary | Lighting Controls Interior-NR-Large Ret | Lighting Controls Interior-NR | Large Ret | NR | _PRE2013 | C-Ret-Lgt-LPD Int-All-All-C | Commercial-Retail-Heat | Unitary | 15 | 0 | 0 | 0.7 | 0 | 82.89% | -1.956% | 6% |  | 0
Lighting Controls Interior-Unitary-Medium Ret-NR | Lighting Controls Interior | Lighting Controls Interior-NR-Medium Ret-Unitary | Lighting Controls Interior-NR-Medium Ret | Lighting Controls Interior-NR | Medium Ret | NR | _PRE2013 | C-Ret-Lgt-LPD Int-All-All-C | Commercial-Retail-Heat | Unitary | 15 | 0 | 0 | 0.7 | 0 | 87.16% | -1.774% | 6% |  | 0
Lighting Controls Interior-Unitary-Small Ret-NR | Lighting Controls Interior | Lighting Controls Interior-NR-Small Ret-Unitary | Lighting Controls Interior-NR-Small Ret | Lighting Controls Interior-NR | Small Ret | NR | _PRE2013 | C-Ret-Lgt-LPD Int-All-All-C | Commercial-Retail-Heat | Unitary | 15 | 0 | 0 | 0.7 | 0 | 96.15% | -1.41% | 6% |  | 0
Lighting Controls Interior-Unitary-School K-12-NR | Lighting Controls Interior | Lighting Controls Interior-NR-School K-12-Unitary | Lighting Controls Interior-NR-School K-12 | Lighting Controls Interior-NR | School K-12 | NR | _PRE2013 | C-K12-Lgt-LPD Int-All-All-C | Commercial-School-Heat | Unitary | 15 | 0.3 | 0.34108 | 0.7 | 0.27217 | 90.72% | -2.184% | 6% |  | -0.006551
Lighting Controls Interior-Unitary-University-NR | Lighting Controls Interior | Lighting Controls Interior-NR-University-Unitary | Lighting Controls Interior-NR-University | Lighting Controls Interior-NR | University | NR | _PRE2013 | C-Unv-Lgt-LPD Int-All-All-C | Commercial-college-Heat | Unitary | 15 | 0.3 | 0.34108 | 0.7 | 0.30451 | 101.5% | -2.138% | 6% |  | -0.0064146
Lighting Controls Interior-Unitary-Warehouse-NR | Lighting Controls Interior | Lighting Controls Interior-NR-Warehouse-Unitary | Lighting Controls Interior-NR-Warehouse | Lighting Controls Interior-NR | Warehouse | NR | _PRE2013 | C-War-Lgt-LPD Int-All-All-C | Commercial-not-refrig-warehouse-Heat | Unitary | 15 | 0.21 | 0.15898 | 0.7 | 0.15782 | 75.15% | -1.774% | 6% |  | -0.0037259
Lighting Controls Interior-Unitary-Supermarket-NR | Lighting Controls Interior | Lighting Controls Interior-NR-Supermarket-Unitary | Lighting Controls Interior-NR-Supermarket | Lighting Controls Interior-NR | Supermarket | NR | _PRE2013 | C-Gro-Lgt-LPD Int-All-All-C | Commercial-Grocery-Heat | Unitary | 15 | 0 | 0 | 0.7 | 0 | 104.2% | -1.001% | 6% |  | 0
Lighting Controls Interior-Unitary-MiniMart-NR | Lighting Controls Interior | Lighting Controls Interior-NR-MiniMart-Unitary | Lighting Controls Interior-NR-MiniMart | Lighting Controls Interior-NR | MiniMart | NR | _PRE2013 | C-Gro-Lgt-LPD Int-All-All-C | Commercial-Grocery-Heat | Unitary | 15 | 0 | 0 | 0.7 | 0 | 108.1% | -1.774% | 6% |  | 0
Lighting Controls Interior-Unitary-Restaurant-NR | Lighting Controls Interior | Lighting Controls Interior-NR-Restaurant-Unitary | Lighting Controls Interior-NR-Restaurant | Lighting Controls Interior-NR | Restaurant | NR | _PRE2013 | C-Res-Lgt-LPD Int-All-All-C | Commercial-Resturant-Heat | Unitary | 15 | 0 | 0 | 0.7 | 0 | 92.07% | -2.684% | 6% |  | 0
Lighting Controls Interior-Unitary-Lodging-NR | Lighting Controls Interior | Lighting Controls Interior-NR-Lodging-Unitary | Lighting Controls Interior-NR-Lodging | Lighting Controls Interior-NR | Lodging | NR | _PRE2013 | C-Lod-Lgt-LPD Int-All-All-C | Commercial-Lodging-Heat | Unitary | 15 | 0 | 0 | 0.7 | 0 | 91.36% | -1.82% | 6% |  | 0
Lighting Controls Interior-Unitary-Hospital-NR | Lighting Controls Interior | Lighting Controls Interior-NR-Hospital-Unitary | Lighting Controls Interior-NR-Hospital | Lighting Controls Interior-NR | Hospital | NR | _PRE2013 | C-Hos-Lgt-LPD Int-All-All-C | Commercial-Healthcare-Heat | Unitary | 15 | 0 | 0 | 0.7 | 0 | 82.97% | -3.276% | 6% |  | 0
Lighting Controls Interior-Unitary-Residential Care-NR | Lighting Controls Interior | Lighting Controls Interior-NR-Residential Care-Unitary | Lighting Controls Interior-NR-Residential Care | Lighting Controls Interior-NR | Residential Care | NR | _PRE2013 | C-Hos-Lgt-LPD Int-All-All-C | Commercial-Healthcare-Heat | Unitary | 15 | 0 | 0 | 0.7 | 0 | 104.4% | -1.82% | 6% |  | 0
Lighting Controls Interior-Unitary-Assembly-NR | Lighting Controls Interior | Lighting Controls Interior-NR-Assembly-Unitary | Lighting Controls Interior-NR-Assembly | Lighting Controls Interior-NR | Assembly | NR | _PRE2013 | C-Oth-Lgt-LPD Int-All-All-C | Commercial-Misc. Com-Heat | Unitary | 15 | 0 | 0 | 0.7 | 0 | 108.2% | -0.8189% | 6% |  | 0
Lighting Controls Interior-Unitary-Other-NR | Lighting Controls Interior | Lighting Controls Interior-NR-Other-Unitary | Lighting Controls Interior-NR-Other | Lighting Controls Interior-NR | Other | NR | _PRE2013 | C-Oth-Lgt-LPD Int-All-All-C | Commercial-Misc. Com-Heat | Unitary | 15 | 0.375 | 0.34108 | 0.7 | 0.39972 | 106.6% | -0.8189% | 6% |  | -0.0030708
Lighting Controls Interior-Integrated-Large Off-NR | Lighting Controls Interior | Lighting Controls Interior-NR-Large Off-Integrated | Lighting Controls Interior-NR-Large Off | Lighting Controls Interior-NR | Large Off | NR | _PRE2013 | C-LOff-Lgt-LPD Int-All-All-C | Commercial-large Office-Heat | Integrated | 15 | 0.56 | 0.56277 | 0.3 | 0.59692 | 106.6% | -0.8189% | 6% |  | -0.0045857
Lighting Controls Interior-Integrated-Medium Off-NR | Lighting Controls Interior | Lighting Controls Interior-NR-Medium Off-Integrated | Lighting Controls Interior-NR-Medium Off | Lighting Controls Interior-NR | Medium Off | NR | _PRE2013 | C-LOff-Lgt-LPD Int-All-All-C | Commercial-large Office-Heat | Integrated | 15 | 0.49 | 0.56277 | 0.3 | 0.52943 | 108% | -0.8189% | 6% |  | -0.0040125
Lighting Controls Interior-Integrated-Small Off-NR | Lighting Controls Interior | Lighting Controls Interior-NR-Small Off-Integrated | Lighting Controls Interior-NR-Small Off | Lighting Controls Interior-NR | Small Off | NR | _PRE2013 | C-SOff-Lgt-LPD Int-All-All-C | Commercial-Small Office-Heat | Integrated | 15 | 0.49 | 0.56277 | 0.3 | 0.51636 | 105.4% | -2.138% | 6% |  | -0.010477
Lighting Controls Interior-Integrated-Xlarge Ret-NR | Lighting Controls Interior | Lighting Controls Interior-NR-Xlarge Ret-Integrated | Lighting Controls Interior-NR-Xlarge Ret | Lighting Controls Interior-NR | Xlarge Ret | NR | _PRE2013 | C-Ret-Lgt-LPD Int-All-All-C | Commercial-Retail-Heat | Integrated | 15 | 0 | 0 | 0.3 | 0 | 97.76% | -1.501% | 6% |  | 0
Lighting Controls Interior-Integrated-Large Ret-NR | Lighting Controls Interior | Lighting Controls Interior-NR-Large Ret-Integrated | Lighting Controls Interior-NR-Large Ret | Lighting Controls Interior-NR | Large Ret | NR | _PRE2013 | C-Ret-Lgt-LPD Int-All-All-C | Commercial-Retail-Heat | Integrated | 15 | 0 | 0 | 0.3 | 0 | 82.89% | -1.956% | 6% |  | 0
Lighting Controls Interior-Integrated-Medium Ret-NR | Lighting Controls Interior | Lighting Controls Interior-NR-Medium Ret-Integrated | Lighting Controls Interior-NR-Medium Ret | Lighting Controls Interior-NR | Medium Ret | NR | _PRE2013 | C-Ret-Lgt-LPD Int-All-All-C | Commercial-Retail-Heat | Integrated | 15 | 0 | 0 | 0.3 | 0 | 87.16% | -1.774% | 6% |  | 0
Lighting Controls Interior-Integrated-Small Ret-NR | Lighting Controls Interior | Lighting Controls Interior-NR-Small Ret-Integrated | Lighting Controls Interior-NR-Small Ret | Lighting Controls Interior-NR | Small Ret | NR | _PRE2013 | C-Ret-Lgt-LPD Int-All-All-C | Commercial-Retail-Heat | Integrated | 15 | 0 | 0 | 0.3 | 0 | 96.15% | -1.41% | 6% |  | 0
Lighting Controls Interior-Integrated-School K-12-NR | Lighting Controls Interior | Lighting Controls Interior-NR-School K-12-Integrated | Lighting Controls Interior-NR-School K-12 | Lighting Controls Interior-NR | School K-12 | NR | _PRE2013 | C-K12-Lgt-LPD Int-All-All-C | Commercial-School-Heat | Integrated | 15 | 0.42 | 0.56277 | 0.3 | 0.38104 | 90.72% | -2.184% | 6% |  | -0.0091715
Lighting Controls Interior-Integrated-University-NR | Lighting Controls Interior | Lighting Controls Interior-NR-University-Integrated | Lighting Controls Interior-NR-University | Lighting Controls Interior-NR | University | NR | _PRE2013 | C-Unv-Lgt-LPD Int-All-All-C | Commercial-college-Heat | Integrated | 15 | 0.42 | 0.56277 | 0.3 | 0.42631 | 101.5% | -2.138% | 6% |  | -0.0089804
Lighting Controls Interior-Integrated-Warehouse-NR | Lighting Controls Interior | Lighting Controls Interior-NR-Warehouse-Integrated | Lighting Controls Interior-NR-Warehouse | Lighting Controls Interior-NR | Warehouse | NR | _PRE2013 | C-War-Lgt-LPD Int-All-All-C | Commercial-not-refrig-warehouse-Heat | Integrated | 15 | 0.28 | 0.36855 | 0.3 | 0.21043 | 75.15% | -1.774% | 6% |  | -0.0049679
Lighting Controls Interior-Integrated-Supermarket-NR | Lighting Controls Interior | Lighting Controls Interior-NR-Supermarket-Integrated | Lighting Controls Interior-NR-Supermarket | Lighting Controls Interior-NR | Supermarket | NR | _PRE2013 | C-Gro-Lgt-LPD Int-All-All-C | Commercial-Grocery-Heat | Integrated | 15 | 0 | 0 | 0.3 | 0 | 104.2% | -1.001% | 6% |  | 0
Lighting Controls Interior-Integrated-MiniMart-NR | Lighting Controls Interior | Lighting Controls Interior-NR-MiniMart-Integrated | Lighting Controls Interior-NR-MiniMart | Lighting Controls Interior-NR | MiniMart | NR | _PRE2013 | C-Gro-Lgt-LPD Int-All-All-C | Commercial-Grocery-Heat | Integrated | 15 | 0 | 0 | 0.3 | 0 | 108.1% | -1.774% | 6% |  | 0
Lighting Controls Interior-Integrated-Restaurant-NR | Lighting Controls Interior | Lighting Controls Interior-NR-Restaurant-Integrated | Lighting Controls Interior-NR-Restaurant | Lighting Controls Interior-NR | Restaurant | NR | _PRE2013 | C-Res-Lgt-LPD Int-All-All-C | Commercial-Resturant-Heat | Integrated | 15 | 0 | 0 | 0.3 | 0 | 92.07% | -2.684% | 6% |  | 0
Lighting Controls Interior-Integrated-Lodging-NR | Lighting Controls Interior | Lighting Controls Interior-NR-Lodging-Integrated | Lighting Controls Interior-NR-Lodging | Lighting Controls Interior-NR | Lodging | NR | _PRE2013 | C-Lod-Lgt-LPD Int-All-All-C | Commercial-Lodging-Heat | Integrated | 15 | 0 | 0 | 0.3 | 0 | 91.36% | -1.82% | 6% |  | 0
Lighting Controls Interior-Integrated-Hospital-NR | Lighting Controls Interior | Lighting Controls Interior-NR-Hospital-Integrated | Lighting Controls Interior-NR-Hospital | Lighting Controls Interior-NR | Hospital | NR | _PRE2013 | C-Hos-Lgt-LPD Int-All-All-C | Commercial-Healthcare-Heat | Integrated | 15 | 0 | 0 | 0.3 | 0 | 82.97% | -3.276% | 6% |  | 0
Lighting Controls Interior-Integrated-Residential Care-NR | Lighting Controls Interior | Lighting Controls Interior-NR-Residential Care-Integrated | Lighting Controls Interior-NR-Residential Care | Lighting Controls Interior-NR | Residential Care | NR | _PRE2013 | C-Hos-Lgt-LPD Int-All-All-C | Commercial-Healthcare-Heat | Integrated | 15 | 0 | 0 | 0.3 | 0 | 104.4% | -1.82% | 6% |  | 0
Lighting Controls Interior-Integrated-Assembly-NR | Lighting Controls Interior | Lighting Controls Interior-NR-Assembly-Integrated | Lighting Controls Interior-NR-Assembly | Lighting Controls Interior-NR | Assembly | NR | _PRE2013 | C-Oth-Lgt-LPD Int-All-All-C | Commercial-Misc. Com-Heat | Integrated | 15 | 0 | 0 | 0.3 | 0 | 108.2% | -0.8189% | 6% |  | 0
Lighting Controls Interior-Integrated-Other-NR | Lighting Controls Interior | Lighting Controls Interior-NR-Other-Integrated | Lighting Controls Interior-NR-Other | Lighting Controls Interior-NR | Other | NR | _PRE2013 | C-Oth-Lgt-LPD Int-All-All-C | Commercial-Misc. Com-Heat | Integrated | 15 | 0.525 | 0.56277 | 0.3 | 0.55961 | 106.6% | -0.8189% | 6% |  | -0.0042991
Note on K10: Charlie Grist: Measure Opportunity
Note on AA10: Staff member: Assume units convert to cooling as per new buildings

## SavingsNew
|  |  | Office |  |  | Retail |  |  |  | School |  | Warehouse | Grocery |  | Restaurant | Lodging | Health |  | Assembly | Other
| Descriptor | Look Up Name | Large Off | Medium Off | Small Off | Xlarge Ret | Large Ret | Medium Ret | Small Ret | School K-12 | University | Warehouse | Supermarket | MiniMart | Restaurant | Lodging | Hospital | Residential Care | Assembly | Other
| LPD for Post LPDPackage Measure for Stock | preLPD
| Adjsut hours for manual off | LPDAdjust | 1 | 1 | 1 | 1 | 1 | 1 | 1 | 1 | 1 | 1 | 1 | 1 | 1 | 1 | 1 | 1 | 1 | 1
|  | HOURSLght | 3300 | 2800 | 2600 | 6200 | 3800 | 3800 | 2800 | 2700 | 3600 | 2700 | 7300 | 6800 | 5400 | 3000 | 6400 | 5700 | 3000 | 4100
| Adjusted Lighting Hours |  | 3300 | 2800 | 2600 | 6200 | 3800 | 3800 | 2800 | 2700 | 3600 | 2700 | 7300 | 6800 | 5400 | 3000 | 6400 | 5700 | 3000 | 4100
Post LPD Measure Lighting EUI (kWh/sf)
Off Strategies | Area that Occupancy Control Applies To
Fraction of Wattage in Applicable Area
LPD in Conrolled Area
Fraction of Hours Saved by Occupancy
Hours Saved by Occupancy Sensor
Annual kWh/sf Saved in Cotrolled Area
Shape of Savings
Dimming Strategies | Area that Dimming Strategy Applies To | Applic | 50.53% | 50.53% | 50.53% |  |  |  |  | 78.47% | 50% | 69.92% | [7 empty] | 25.56%
| Fraction uncontrolled | Sats | 75.73% | 75.73% | 75.73% |  |  |  |  | 70.96% | 70.96% | 74.93% | [7 empty] | 70%
| Applicability |  | 38.26% | 38.26% | 38.26% | 0% | 0% | 0% | 0% | 55.69% | 35.48% | 52.39% | 0% | 0% | 0% | 0% | 0% | 0% | 0% | 17.89%
| Baseline Lighting EUI (Before LPD measures) |  | 2.7 | 2.3 | 2.1 |  |  |  |  | 2 | 2 | 1.2 | [7 empty] | 2.3
| Baseline Lighting EUI (After LPD measures) |  | 1.6 | 1.4 | 1.4 |  |  |  |  | 1.2 | 1.2 | 0.7 | [7 empty] | 1.5
| Control Factor (Unitary) |  | 25% | 25% | 25% |  |  |  |  | 25% | 25% | 30% | [7 empty] | 25%
| Annual kWh/sf Saved (Unitary)(Pre LPD Reduction) |  | 0.675 | 0.575 | 0.525 |  |  |  |  | 0.5 | 0.5 | 0.36 | [7 empty] | 0.575
| Annual kWh/sf Saved (Unitary)(Post LPD Reduction) | UnitarykWh | 0.4 | 0.35 | 0.35 | 0 | 0 | 0 | 0 | 0.3 | 0.3 | 0.21 | 0 | 0 | 0 | 0 | 0 | 0 | 0 | 0.375
| Ending Lighting EUI |  | 1.2 | 1.05 | 1.05 |  |  |  |  | 0.9 | 0.9 | 0.49 | [7 empty] | 1.125
| Control Factor (Integrated) |  | 35% | 35% | 35% |  |  |  |  | 35% | 35% | 40% | [7 empty] | 35%
| Annual kWh/sf Saved (Integrated)(Pre LPD Reduction) |  | 0.945 | 0.805 | 0.735 |  |  |  |  | 0.7 | 0.7 | 0.48 | [7 empty] | 0.805
| Annual kWh/sf Saved (Integrated)(Post LPD Reduction) | IntegratedkWh | 0.56 | 0.49 | 0.49 | 0 | 0 | 0 | 0 | 0.42 | 0.42 | 0.28 | 0 | 0 | 0 | 0 | 0 | 0 | 0 | 0.525
| Application | CtrlApp | Troffer | Troffer | Troffer |  |  |  |  | Troffer | Troffer | HighBay | [7 empty] | Troffer
| Cost per sf controlled (Unitary) | UnitaryCost | 0.34108 | 0.34108 | 0.34108 |  |  |  |  | 0.34108 | 0.34108 | 0.15898 | [7 empty] | 0.34108
| Cost per sf controlled (Integrated) | IntegratedCost | 0.56277 | 0.56277 | 0.56277 |  |  |  |  | 0.56277 | 0.56277 | 0.36855 | [7 empty] | 0.56277
kWh savings per kW load Controlled, Not Adjusted for HVAC (Comp for DEER)
Note on B22: Charlie Grist: Appliles to 'open office' and corridor. Private office controls are required by state codes
Note on B23: Charlie Grist: Removal for open office already controlled per CBSA
Note on D27: Charlie Grist: LF wattage only, after application of LPD measures. From Com-InteriorLighting. Conservative estimate
Note on E27: Charlie Grist: LF wattage only, after application of LPD measures. From Com-Interior Lighting
Note on F27: Charlie Grist: LF wattage only, after application of LPD measures. From Com-Interior Lighting
Note on B28: Charlie Grist: Use mid-point of LBL meta-study. Newer congrols may harvest deeper savings with combination, vacancy, daylight, and personal dimming

## Costs & Savings Data
Savings Data for Interior Lighitng Controls
|  | Control Factor | [8 empty] | Forecast Cost/sf |  | Cost Adj to 2018 using PNL SSL curves | Cost per sf (2015)
| Troffer Unitary | 25% | [6 empty] | UnitaryCostTroffer | Embedded Unitary Control Troffer | 0.34108 |  | 61.17% | 0.55759
| Troffer Integrated | 35% | [6 empty] | IntegratedCostTroffer | Integrated Networked Control Troffer | 0.56277 |  | 61.17% | 0.92002
| Highbay Unitary | 30% | [6 empty] | UnitaryCostHighBay | Embedded Unitary Control Highbay | 0.15898 |  | 73.58% | 0.21607
| Highbay Integrated | 40% | [6 empty] | IntegratedCostHighBay | Integrated Networked Control Highbay | 0.36855 |  | 73.58% | 0.50091
Costs
[10 empty] | CREE: Embedded SmartCast Control, one per fixture | 50
CREE: $50/fixture adder to include controls in troffer (consumer cost)
Enlighted: Source Daintree via NEEA
[11 empty] | Controls (without ballast) |  |  |  | LLLC Cost Adder – Troffer (controls + ballast) |  |  |  | LLLC Cost Adder - High Bay (controls + ballast)
[11 empty] | 25-100 units |  | >100 |  | 25-100 units |  | >100 |  | 25-100 units |  | >100
[11 empty] | Eq. | Labor | Eq. | Labor | Eq. | Labor | Eq. | Labor | Eq. | Labor | Eq. | Labor
[10 empty] | Retrofitting of an existing fixture (no new fixture) | 120 | 38 | 90 | 38 | 160 | 73 | 125 | 68 | 160 | 83 | 125 | 78
[10 empty] | Replace/install fixture (controls embedded at factory) | 63 | 8 | 35 | 8 | 78 | 18 | 48 | 21 | 135 | 48 | 103 | 46
Cost per sf
[10 empty] | Embedded Unitary Control Troffer | 0.55759
[10 empty] | Integrated Networked Control Troffer | 0.92002
[10 empty] | Embedded Unitary Control Highbay | 0.21607
[10 empty] | Integrated Networked Control Highbay | 0.50091
LPD Savings
|  | Weekday Occupied Hours |  |  | Weeknight Hours
|  | Out-of-Box | User Preference | Designer Preference | Out-of-Box | User Preference | Designer Preference
| Yale Building | 23% | 51% | N/A | 79% | 74% | N/A
| REI | 14% | 23% | 16% | 66% | 70% | 63%
| Kivel & Howard | 21% | 27% | 27% | 53% | 59% | 59%
Annual Energy Savings
|  | Yale Building | REI | Kivel & Howard
| Out-of-Box | 41% | 35% | 32%
| User Preference | 59% | 39% | 36%
| Designer Preference | N/A | 35% | 37%
| Effective Ending LPD with Controls: | 0.38 | w/sf
|  | 0.52 | w/sf
|  | 0.42 | w/sf
| Average Ending Effective LPD | 0.44 | w/sf
| From baseline of about | 0.7 | w/sf
kWh/Fixture/Year
| Measurement Period | REI | Yale Building
| Adjusted Baseline | 18.6 | 31.4
| Out-of-Box | 17.4 | 25.1
| Designer Preference | 15.6 | N/A
| User Preference | 16.4 | N/A
Warehouse | [7 empty] | Warehouse
These Data are taken from ETO files. Data based on lighting worksheets. Grist October 2008
[9 empty] | Project ID | Btype | Controll Type | Number Sensors | Fixtures Controlled per Sensor | Fixture Type | Watts per Fixture | Sensor Controlled Area | Installed Cost per Sensor | SF per Fixture | SF per Sensor | Watts Controlled | Watts Controlled per Sensor | Sensor Cost per Watt Controlled | Sensor Cost per SF | Implied LPD | Assumed LPD
[9 empty] | A | Warehouse | Aisle | 341 | 1 | HPT8-6L | 222 | 110000 | 50 | 322.5806 |  |  |  | 0.22523 | 0.155 | 0.6882
[9 empty] | C | Warehouse | Fixture Mount | 16 | 1 | HPT8-6L | 222 |  | 89 |  | 370 | 3552 | 222 | 0.4009 | 0.24054 |  | 0.6
[9 empty] | D | Warehouse | Fixture Mount |  |  | T5HO-4L | 234 |  | 53 |  | 390 |  |  | 0.2265 | 0.1359 |  | 0.6
[9 empty] | E | Stockroom | Fixture Mount | 20 | 1 | HPT8-5L | 175 | 4808 | 50 |  | 250 | 3500 |  | 0.28571 | 0.2 | 0.72795 | 0.7
[9 empty] | F | Stockroom | Fixture Mount | 24 | 1 | HPT8-5L | 175 | 4808 | 75 |  | 194.4444 | 4200 |  | 0.42857 | 0.38571 | 0.87354 | 0.9
[9 empty] | G | Warehouse | Fixture Mount | 28 | 1 | HPT8-6L | 222 | 10000 | 40 | 357.1429 |  |  |  | 0.18018 | 0.112 | 0.6216
[9 empty] | I | Warehouse | Fixture Mount | 10 | 31 | HPT8-4L | 108 | 3000 | 85 |  | 300 | 3348 | 334.8 | 0.25388 | 0.28333
[22 empty] | 0.28585 | 0.21607
[9 empty] | B | Office | Open Office | 10 | 109 | T8-2 Troffer | 58 |  | 370 |  | 702.4444 | 6322 | 632.2 | 0.58526 | 0.52673 |  | 0.9
[9 empty] | H | K-12 | Gymnasium | 39 | 1 | HPT8-6L | 222 |  | 62 | 10000 | 256.4103 | 8658 | 222 | 0.27928 | 0.2418 | 0.8658
[9 empty] | K | K-12 | Gymnasium | 10 | 68 | T5HO-4L | 234 |  | 284 |  |  | 15912 | 1591.2 | 0.17848 | 0.16063 |  | 0.9
0.20122
ETO 2014 Assessment Data for Controls Cost
[9 empty] | Observation | Vendor | Sensor | Power Pack | Labor | Total
[9 empty] | 1 | vendor001 | 85 | 0 | 45 | 130
[9 empty] | 2 | vendor001 | 45 | 0 | 45 | 90
[9 empty] | 3 | vendor001 | 200 | 0 | 45 | 245
[9 empty] | 4 | vendor016 | 35.75 | 27.6 | 35.95 | 99.3
[9 empty] | 5 | vendor016 | 93.86 | 27.6 | 35.95 | 157.41
[9 empty] | 6 | vendor033 | 50 | 50 | 10.83 | 110.83
[9 empty] | 7 | vendor033 | 50 | 50 | 10.83 | 110.83
[9 empty] | 8 | vendor033 | 75 | 50 | 10.83 | 135.83
[9 empty] | 9 | vendor033 | 75 | 50 | 10.83 | 135.83
[9 empty] | 10 | vendor069 | 125 | 50 | 10.83 | 185.83
[9 empty] | 11 | vendor069 | 100 | 0 | 30.59 | 130.59
[9 empty] | 12 | vendor069 | 100 | 0 | 30.59 | 130.59
[9 empty] | 13 | vendor069 | 135 | 0 | 30.59 | 165.59
[9 empty] | 14 | vendor069 | 145 | 0 | 30.59 | 175.59
[9 empty] | 15 | vendor069 | 170 | 0 | 30.59 | 200.59
[9 empty] | 16 | vendor069 | 120 | 0 | 30.59 | 150.59
[9 empty] | 17 | vendor069 | 145 | 0 | 30.59 | 175.59
[9 empty] | 18 | vendor069 | 200 | 0 | 30.59 | 230.59
[9 empty] | 19 | vendor069 | 140 | 45 | 30.59 | 215.59
[9 empty] | 20 | vendor069 | 190 | 45 | 30.59 | 265.59
[10 empty] | Average | 113.98 | 40.83 | 30.59 | 162.09
[10 empty] | w/pp | 139.98 |  | avg total cost with labor | 144.57
[10 empty] | w/o pp | 97.05
[10 empty] | avg of avgs | 118.52
[10 empty] | Average Watts per Sensor | 329.125 | 329.125 | 329.125 | 329.125
[10 empty] | Average Cost per Watt | 0.36011 | 0.12406 | 0.092943 | 0.49249
[10 empty] | Average Adjusted Cost per Watt | 0.35999 | 0.12402 | 0.079761 | 0.56377
From DEER 2008
[9 empty] | Cost Per Unit Description | Per Unit Incremental Cost | Measure Equipment Cost |  |  | Sensors per Ksf |  | Cost/sf
[9 empty] | Per Occupancy Sensor | 91.27 | 47.15 |  |  | 0.93 |  | 0.12873
A Lighting Research Center study in 2008 found that motion sensor controls were responsible for an additional 25% energy savings above the energy savings for the high-efficiency luminaires installed in the study (Gutierrez, 2004).
LBL Metastudy 2012 Abstract:
Lighting Controls in Commercial Buildings Alison Williams1*, Barbara Atkinson PE1 , Karina Garbesi PhD1 , Erik Page PE2 , and Francis Rubinstein FIES1
Abstract—Researchers have been quantifying energy savings from lighting controls in commercial buildings for more than 30 years. This study provides a meta-analysis of lighting energy savings identified in the literature—240 savings estimates from 88 papers and case studies, categorized into daylighting strategies, occupancy strategies, personal tuning, and institutional tuning. Beginning with an overall average of savings estimates by control strategy, successive analytical filters are added to identify potential biases introduced to the estimates by different analytical approaches. Based on this meta-analysis, the best estimates of average lighting energy savings potential are 24 percent for occupancy, 28 percent for daylighting, 31 percent for personal tuning, 36 percent for institutional tuning, and 38 percent for multiple approaches. The results also suggest that simulations significantly overestimate (by at least 10 percent) the average savings obtainable from daylighting in actual buildings.
Occupancy: 24%
Daylighting: 28%
Personal : 31%
Institutional: 36%
Multiple: 38%
NBI Study of Luminare Level Lighitng Control (NEEA July 2013)
Office: Measured energy savings of the Enlighted lighting control system over the existing baseline system ranged from thirty-two to fifty-nine percent, though savings at Kivel & Howard (32%) are also attributable to changes to the lighting system.
Used stepped baseline approach. Three sites.
Annual Energy Savings: 32% to 59%
LPD Savings: 32% to 59%
Occupied Period LPD Savings: 16% to 27%
Un-occupied Period Savings: 53% to 79%
NBI study of Enlighted LLLC
Two of the sites were simple retrofits of the system that included installation of dimming ballasts and the Enlighted control system. However, the renovation of the Kivel & Howard system involved a more complicated delamping on non-egress fixtures in addition to the reballasting, which increased the installation costs and affected the energy savings estimates.
Savings highly dependent on occupancy patterns. Offices where people come and go from thier desks have higher savings. THe 9AM to 2PM period LPD savings can be 20% or 60%. Shoulder savings appear large at the beginning of the day and end of the day. Significant savings in all three cases at regional peak period (hour 18).
Task Lighitng Impact: Despite this potential for increasing combined task and overhead lighting use, researchers concluded that the use of task lights did not significantly change from before to after the renovation of the lighting system at REI. This dataset also demonstrates the relative impact of the task lights compared to the overhead fixtures in the office. Annual usage of approximately 30 kWh per fixture is between 20% and 50% of the overhead fixture energy use measured during the user preference period (depending on whether the comparison is to fixtures in the office core or on the perimeter).
NBI analysis suggests that a simple regression model could be developed using the occupancy indication in the system and the power measurements to estimate savings based on occupancy. It might work with a big enough sample.
LF fixture density is about 11 fixtures per thousand sf from CBSA. High Bay fixture density is about 3.4 fixtures per thousand sf.
Cost about $0.55 per sf for on-board self commissioning.
Compared to $1.70 to $3.00 /sf Enlighted type control arrangement.
Daintree: $69/fixture.
From: Faster, Cheaper, Better – Can Utilities Keep Up? New EM&V and Program Approaches for Smart Connected Devices Jack Callahan, Bonneville Power Administration Jamie Anthony, David Evans & Associates Tyler Dillavou, Contractor for Bonneville Power Administration Levin Nock, Aerotek Janice Peterson, ACS . ACEEE Summer Study 2014
Post-post analysis from Digital Lumens data downloaded from on board controllers. Figure 1(B) indicates that in storage buildings, the lighting control systems saved more than 20% energy in 17 of 22 buildings, and saved more than 40% energy in 13 of 22 buildings. In miscellaineous and manufacturing applications, lighting controls saved more than 20% energy in 8 of 14 buildings, and saved more than 40% energy in 6 of 14 buildings. In one storage building plus one miscellaineous building, controls-based savings on lighting energy were over 90%.

## CBSA Data
LF wattage in Offices | [9 empty] | LF wattage in K-12 |  |  |  | LF and HighBay Wattage in Warehouse |  |  |  | LF and HighBay Wattage in Other
Open Office percent LF Watts | 43.35% | [8 empty] | Open Office percent LF Watts | 6.441% |  |  | Open Office percent Watts | 14% |  |  | Open Office percent Watts
Private Office percent LF Watts | 17.82% | [8 empty] | Private Office percent LF Watts | 1.255% |  |  | Private Office percent Watts | 3.873% |  |  | Private Office percent Watts
Conf Room percent LF Watts | 6.202% | [8 empty] | Classroom percent LF Watts | 56.76% |  |  | Warehouse percent Watts | 55.39% |  |  | Warehouse percent Watts
Corridor precent LF Watts | 7.172% | [8 empty] | Corridor precent LF Watts | 15.28% |  |  | Corridor precent Watts | 0.5309% |  |  | Corridor precent Watts
All Other percent LF Watts | 25.45% | [8 empty] | All Other percent LF Watts | 20.27% |  |  | All Other percent Watts | 26.2% |  |  | All Other percent Watts
Fraction of Area Measure Applies | 50.53% | [8 empty] | Fraction of Area Measure Applies | 78.47% |  |  | Fraction of Area Measure Applies | 69.92% |  |  | Fraction of Area Measure Applies |  | 25.56%
Site_ID | (All) | [8 empty] | Site_ID | (All) |  |  | Site_ID | (All) |  |  | Site_ID | (All)
Fixture_Type | (Multiple Items) | [8 empty] | Fixture_Type | (Multiple Items) |  |  | Fixture_Type | (Multiple Items) |  |  | Fixture_Type | (Multiple Items)
Location | Indoor | [8 empty] | Location | Indoor |  |  | Location | Indoor |  |  | Location | Indoor
Bldg_Type | Office | [8 empty] | Bldg_Type | School K-12 |  |  | Bldg_Type | Warehouse |  |  | Bldg_Type | Other
| Values | [9 empty] | Values |  |  |  | Values |  |  |  | Values
Row Labels | Sum of Wt_PNW_Calc_Site_Lamps2 | Sum of Wt_PNW_Site_Watts | Sum of Wt_PNW_Site_Watts2 |  | Subspace Type/Code | Subspace Description |  |  |  | Row Labels | Sum of Wt_PNW_Calc_Site_Lamps2 | Sum of Wt_PNW_Site_Watts | Sum of Wt_PNW_Site_Watts2 | Row Labels | Sum of Wt_PNW_Calc_Site_Lamps2 | Sum of Wt_PNW_Site_Watts | Sum of Wt_PNW_Site_Watts2 | Row Labels | Sum of Wt_PNW_Calc_Site_Lamps2 | Sum of Wt_PNW_Site_Watts | Sum of Wt_PNW_Site_Watts2
Linear Fluorescent | 18716883.4921 | 580705897.5675 | 100% |  | Aud | Auditoriums |  |  |  | Linear Fluorescent | 5922493.9147 | 192933429.7589 | 100% | High/Low Bay | 1097274.9199 | 73331862.401 | 32.62% | High/Low Bay | 326198.4266 | 25889287.0343 | 12.49%
Aud | 5830.3758 | 139929.0198 | 0.0241% |  | Class | Classroom |  |  |  | Aud | 57699.5637 | 1968527.6705 | 1.02% | OT | 12140.9341 | 5105817.6544 | 2.271% | Conf | 971.3929 | 355883.0403 | 0.1717%
Class | 30147.4948 | 845899.6241 | 0.1457% |  | Conf | Conference rooms |  |  |  | Class | 3340292.8952 | 109501529.2023 | 56.76% | Storage | 36895.8542 | 2191267.839 | 0.9746% | Core | 13304.0123 | 1147047.1324 | 0.5535%
Conf | 1189956.0773 | 36013165.1615 | 6.202% |  | Core | Building Core/lobby/bathrooms |  |  |  | Conf | 20863.566 | 626291.4449 | 0.3246% | Ware | 1048238.1316 | 66034776.9075 | 29.37% | Corr | 20176.1148 | 1158445.2592 | 0.559%
Core | 890193.1055 | 27762013.2305 | 4.781% |  | Corr | Corridor |  |  |  | Core | 190993.6739 | 5885208.7177 | 3.05% | Linear Fluorescent | 3770345.4858 | 151503430.7153 | 67.38% | Gym | 2502.5685 | 738257.708 | 0.3562%
Corr | 1391669.5056 | 41648556.2847 | 7.172% |  | Eating | Eating areas |  |  |  | Corr | 894041.5345 | 29474754.3832 | 15.28% | Conf | 14474.6756 | 448714.9421 | 0.1996% | Lobby | 7825.8637 | 3280648.9104 | 1.583%
Eating | 140891.3696 | 5721130.9874 | 0.9852% |  | Exam | Medical exam rooms |  |  |  | Eating | 169659.1646 | 5560045.3614 | 2.882% | Core | 45654.7373 | 1682636.3547 | 0.7484% | OT | 205171.793 | 15117999.2129 | 7.295%
Exam | 255695.4513 | 7154176.5298 | 1.232% |  | Groc | Grocery |  |  |  | Gym | 116786.648 | 3855967.8375 | 1.999% | Corr | 38102.6709 | 1193592.2153 | 0.5309% | Ware | 76246.6814 | 4091005.7711 | 1.974%
Gym | 214510.2386 | 6288089.7951 | 1.083% |  | Gym | Gyms |  |  |  | Kit | 67711.1929 | 2024810.3167 | 1.049% | Eating | 9372.2053 | 290538.3658 | 0.1292% | Linear Fluorescent | 5619889.1404 | 181349353.0002 | 87.51%
Kit | 53334.519 | 1535518.8756 | 0.2644% |  | Kit | Kitchens |  |  |  | Lobby | 29995.6851 | 858822.3079 | 0.4451% | Kit | 15875.1138 | 752952.3146 | 0.3349% | Aud | 61649.4466 | 1868495.7077 | 0.9016%
Lobby | 398281.622 | 13471536.1838 | 2.32% |  | Lobby | Main Lobby |  |  |  | Mech | 102217.8089 | 3113784.1208 | 1.614% | Lobby | 39920.3398 | 1178448.3114 | 0.5241% | Class | 233125.6584 | 7531172.0348 | 3.634%
Mech | 135073.1317 | 4056533.7379 | 0.6986% |  | Mech | Mechanical Mezzanine |  |  |  | Off | 358656.9096 | 10945498.449 | 5.673% | Mech | 14074.8391 | 444494.6292 | 0.1977% | Conf | 351907.8089 | 10874053.7818 | 5.247%
Off | 3210953.1698 | 98644791.2819 | 16.99% |  | Off | Office |  |  |  | Offcl | 76586.3975 | 2421765.8867 | 1.255% | Off | 601560.1643 | 20126142.7126 | 8.952% | Core | 333091.7125 | 11111296.6643 | 5.362%
Offcl | 3342321.2385 | 103463523.9752 | 17.82% |  | Offcl | Enclosed Office (<300sf) |  |  |  | Offop | 45606.5286 | 1481646.6066 | 0.768% | Offcl | 307594.7096 | 8708499.9691 | 3.873% | Corr | 231465.8803 | 6596414.3869 | 3.183%
Offop | 4903194.8169 | 153119927.8455 | 26.37% |  | Offop | Open Office |  |  |  | OT | 384460.1899 | 13148864.194 | 6.815% | Offop | 367284.1601 | 11359347.0867 | 5.052% | Eating | 34910.8855 | 1094523.9715 | 0.5281%
OT | 1760680.6372 | 56573103.1952 | 9.742% |  | Parking | Parking Garage |  |  |  | Rest | 53329.3926 | 1642821.5929 | 0.8515% | OT | 499459.2749 | 17343649.3417 | 7.714% | Gym | 67543.2876 | 1635851.0269 | 0.7894%
Rest | 90166.8255 | 2392172.7449 | 0.4119% |  | Rest | Restroom/locker |  |  |  | Storage | 13592.7638 | 423091.6667 | 0.2193% | Rest | 78754.0659 | 2464309.1469 | 1.096% | Kit | 220049.0936 | 6410822.6981 | 3.093%
Retail | 72615.1853 | 2251156.6281 | 0.3877% |  | Retail | Retail |  |  |  | Grand Total | 5922493.9147 | 192933429.7589 | 100% | Retail | 657853.8901 | 24529873.3815 | 10.91% | Lobby | 60448.9935 | 2042739.0286 | 0.9857%
Room | 100819.0583 | 3084298.2004 | 0.5311% |  | Room | Patient/hotel room/Dwelling Unit | [7 empty] | Storage | 48666.0582 | 2485278.2823 | 1.105% | Mech | 39911.712 | 1212465.376 | 0.5851%
Seat | 25373.8491 | 658098.0965 | 0.1133% |  | Seat | Seating Area | [7 empty] | Ware | 1031698.5809 | 58494953.6614 | 26.02% | Off | 833781.729 | 27201778.1075 | 13.13%
Storage | 352098.4919 | 11238813.483 | 1.935% |  | Show | Wholesale showrooms | [7 empty] | Grand Total | 4867620.4056 | 224835293.1163 | 100% | Offcl | 480619.2735 | 14843170.9517 | 7.162%
Ware | 153077.3286 | 4643462.6866 | 0.7996% |  | Storage | Storage | [11 empty] | Offop | 338666.0493 | 10897957.146 | 5.259%
Grand Total | 18716883.4921 | 580705897.5675 | 100% |  | Thea | Theater | [11 empty] | OT | 1455110.5331 | 49788052.1176 | 24.02%
[5 empty] | Ware | Warehouses | [11 empty] | Rest | 53073.9026 | 1567881.9708 | 0.7566%
[5 empty] | OT - specify | Other | [11 empty] | Retail | 193052.7412 | 6098836.1671 | 2.943%
[18 empty] | Room | 64215.6328 | 1892988.6216 | 0.9134%
[18 empty] | Show | 56295.5511 | 1604423.2073 | 0.7742%
[18 empty] | Storage | 378006.6176 | 12887669.4128 | 6.219%
[18 empty] | Ware | 132962.6313 | 4188760.621 | 2.021%
[18 empty] | Grand Total | 5946087.567 | 207238640.0345 | 100%
Fixture_Type | (All) |  |  |  |  | Fixture_Type | (All)
Location | Indoor |  |  |  |  | Location | Indoor
Fixture_Category | Linear Fluorescent |  |  |  |  | Fixture_Category | High/Low Bay
| Values | [5 empty] | Values
Row Labels | Sum of Wt_PNW_Site_Watts | Average of Calc_Site_Lamps/KSF | Average of Calc_Site_Fixtures/KSF | Average of Calc_space Watt/SF |  | Row Labels | Sum of Wt_PNW_Site_Watts | Average of Calc_Site_Lamps/KSF | Average of Calc_Site_Fixtures/KSF
Assembly | 10.13% | 20.6401 | 8.5585 | 0.69036 |  | CFL | 5.141% | 22.8845 | 3.6729
Grocery | 3.663% | 26.3528 | 12.5419 | 0.85747 |  | Fluorescent T5 | 34.32% | 16.2442 | 3.1573
Lodging | 1.461% | 19.9768 | 8.7976 | 0.61615 |  | Fluorescent T8 | 23.51% | 19.8027 | 4.1344
Office | 30.02% | 24.718 | 10.3442 | 0.77111 |  | HID | 36.76% | 2.8356 | 2.759
Other | 9.374% | 26.7974 | 10.4493 | 0.85314 |  | LED | 0.2651% | 12.4913 | 2.0703
Residential Care | 2.849% | 16.5605 | 7.183 | 0.53667 |  | Grand Total | 100% | 12.8698 | 3.3618
Restaurant | 1.323% | 30.8105 | 11.9402 | 1.0321
Retail/Service | 23.37% | 41.8517 | 19.1294 | 1.2137
School K-12 | 9.973% | 23.1849 | 9.557 | 0.72978
Warehouse | 7.831% | 31.7631 | 13.1177 | 1.1197
Grand Total | 100% | 26.0514 | 11.1517 | 0.81773
[10 empty] | Existing Controls in K-12 Classrooms |  |  |  | Existing Controls in warehouse space within Warehouses
Existing Controls for office space within Office buildings |  |  |  |  | LIGHTING FIXTURE CONTROL TYPES (use plus to the left to view - Table is grouped) |  |  |  |  | Uncontrolled Fraction | 60.57% |  |  | Uncontrolled Fraction | 72.83%
Uncontrolled Fraction | 68.12% |  |  |  | Control Type | Description |  |  |  | Site_ID | (All) |  |  | Site_ID | (All)
Site_ID | (All) |  |  |  | EMS-S | Automatic Sweep Controls with EMS System |  |  |  | Fixture_Type | (Multiple Items) |  |  | Fixture_Type | (Multiple Items)
Fixture_Type | (Multiple Items) |  |  |  | EMS | EMS System (without automatic sweep) |  |  |  | Location | Indoor |  |  | Location | Indoor
Location | Indoor |  |  |  | DS | Daylight Sensing, Details Unknown |  |  |  | Bldg_Type | School K-12 |  |  | Bldg_Type | Warehouse
Bldg_Type | Office |  |  |  | DS-SS | Daylight Sensing, Single-Step Dimming |  |  |  | Fixture_Category | Linear Fluorescent |  |  | Fixture_Category | (All)
Fixture_Category | Linear Fluorescent |  |  |  | DS-MN | Daylight Sensing, Multiple Stepped Dimming
[5 empty] | DS-CD | Daylight Sensing, Continuous Dimming |  |  |  | Sum of Wt_PNW_Site_Watts2 | Column Labels |  |  | Sum of Wt_PNW_Site_Watts2 | Column Labels
Sum of Wt_PNW_Site_Watts2 | Column Labels |  |  |  | DIM | Dimming (non-daylight) |  |  |  | Row Labels | Class | Grand Total |  | Row Labels | Storage | Ware | Grand Total
Row Labels | Off | Offcl | Offop | Grand Total | EGR | Egress control 24/7 |  |  |  | EMS System | 8.647% | 8.647% |  | Dimming | 0% | 0.9256% | 0.8577%
EMS System | 15.15% | 5.04% | 5.365% | 7.988% | MCB | Manual - circuit breaker |  |  |  | Manual | 56.83% | 56.83% |  | Manual | 33.23% | 75.41% | 72.32%
Manual | 63.5% | 66.35% | 55.05% | 60.69% | MS | Manual - wall switch |  |  |  | NA | 3.739% | 3.739% |  | NA | 0% | 0.5551% | 0.5144%
NA | 10.58% | 9.501% | 3.403% | 7.173% | MB | Manual - bi-level |  |  |  | Occupancy Sensor | 22.17% | 22.17% |  | None (Continuous) | 0% | 0.07967% | 0.07383%
None (Continuous) | 0% | 0.03731% | 0.5683% | 0.2558% | OS | Occupancy Sensors |  |  |  | Other | 8.611% | 8.611% |  | Occupancy Sensor | 64.64% | 22.86% | 25.93%
Occupancy Sensor | 10.77% | 15.23% | 15.01% | 13.9% | T | Timeclock (electronic or mechanical) |  |  |  | Grand Total | 100% | 100% |  | Timeclock | 2.126% | 0.1666% | 0.3104%
Other | 0% | 2.969% | 18.68% | 8.918% | OTH | Other | [7 empty] | Grand Total | 100% | 100% | 100%
Photocell | 0% | 0.8629% | 1.207% | 0.7716% | N | None (continuous)
Timeclock | 0% | 0.01688% | 0.7114% | 0.3115% | Un | Unable to determine
Grand Total | 100% | 100% | 100% | 100%
[10 empty] | Existing Controls for Classroom space within K-12 buildings USED versus DISABLED |  |  |  | Existing Controls for warehouse space within Warehouse buildings USED versus DISABLED
Existing Controls for office space within Office buildings USED versus DISABLED | [9 empty] | Uncontrolled Fraction | 70.96% |  |  | Uncontrolled Fraction | 74.93%
Uncontrolled Fraction | 75.73% | [8 empty] | Site_ID | (All) |  |  | Site_ID | (All)
Site_ID | (All) | [8 empty] | Fixture_Type | (Multiple Items) |  |  | Fixture_Type | (Multiple Items)
Fixture_Type | (Multiple Items) | [8 empty] | Location | Indoor |  |  | Location | Indoor
Location | Indoor | [8 empty] | Bldg_Type | School K-12 |  |  | Bldg_Type | Warehouse
Bldg_Type | Office | [8 empty] | Fixture_Category | Linear Fluorescent |  |  | Fixture_Category | (All)
Fixture_Category | Linear Fluorescent
[10 empty] | Sum of Wt_PNW_Site_Watts2 | Column Labels |  |  | Sum of Wt_PNW_Site_Watts2 | Column Labels
Sum of Wt_PNW_Site_Watts2 | Column Labels | [8 empty] | Row Labels | Class | Grand Total |  | Row Labels | Storage | Ware | Grand Total
Row Labels | Off | Offcl | Offop | Grand Total | [5 empty] | EMS System | 8.647% | 8.647% |  | Dimming | 0% | 0.9256% | 0.8577%
EMS System | 15.15% | 5.04% | 5.365% | 7.988% | [5 empty] | N | 0.007385% | 0.007385% |  | Y | 0% | 0.9256% | 0.8577%
DK | 0.1538% | 0% | 0% | 0.04272% | [5 empty] | Y | 8.639% | 8.639% |  | Manual | 33.23% | 75.41% | 72.32%
N | 4.786% | 0% | 0% | 1.329% | [5 empty] | Manual | 56.83% | 56.83% |  | Y | 33.23% | 75.41% | 72.32%
Y | 10.21% | 5.04% | 5.365% | 6.616% | [5 empty] | N | 1.862% | 1.862% |  | NA | 0% | 0.5551% | 0.5144%
Manual | 63.5% | 66.35% | 55.05% | 60.69% | [5 empty] | Y | 54.97% | 54.97% |  | DK | 0% | 0.5551% | 0.5144%
N | 2.886% | 0.05999% | 2.553% | 1.919% | [5 empty] | NA | 3.739% | 3.739% |  | None (Continuous) | 0% | 0.07967% | 0.07383%
Y | 60.61% | 66.29% | 52.5% | 58.77% | [5 empty] | NA | 3.739% | 3.739% |  | Y | 0% | 0.07967% | 0.07383%
NA | 10.58% | 9.501% | 3.403% | 7.173% | [5 empty] | Occupancy Sensor | 22.17% | 22.17% |  | Occupancy Sensor | 64.64% | 22.86% | 25.93%
DK | 0.5457% | 0.4371% | 1.38% | 0.8737% | [5 empty] | DK | 0.8087% | 0.8087% |  | N | 0% | 2.821% | 2.614%
NA | 10.04% | 9.064% | 2.023% | 6.299% | [5 empty] | N | 6.665% | 6.665% |  | Y | 64.64% | 20.04% | 23.31%
None (Continuous) | 0% | 0.03731% | 0.5683% | 0.2558% | [5 empty] | Y | 14.69% | 14.69% |  | Timeclock | 2.126% | 0.1666% | 0.3104%
Y | 0% | 0.03731% | 0.5683% | 0.2558% | [5 empty] | Other | 8.611% | 8.611% |  | Y | 2.126% | 0.1666% | 0.3104%
Occupancy Sensor | 10.77% | 15.23% | 15.01% | 13.9% | [5 empty] | N | 7.455% | 7.455% |  | Grand Total | 100% | 100% | 100%
N | 0% | 5.711% | 6.903% | 4.639% | [5 empty] | Y | 1.156% | 1.156%
Y | 10.77% | 9.515% | 8.109% | 9.257% | [5 empty] | Grand Total | 100% | 100%
Other | 0% | 2.969% | 18.68% | 8.918%
N | 0% | 0.1149% | 5.5% | 2.404%
Y | 0% | 2.854% | 13.18% | 6.514%
Photocell | 0% | 0.8629% | 1.207% | 0.7716%
N | 0% | 0% | 0.1392% | 0.06%
Y | 0% | 0.8629% | 1.068% | 0.7116%
Timeclock | 0% | 0.01688% | 0.7114% | 0.3115%
N | 0% | 0.01688% | 0.7114% | 0.3115%
Grand Total | 100% | 100% | 100% | 100%

## ToDo7P
Item | Description | Date Done | Who | Result
1 | New cost data | 2015-02-16 | CG | Get Cost data gathered: Daintree, Cree, Enlighted
2 | New performance data | 2015-02-16 | CG | Several viable studies with measured data. High variance depending on underlying use patterns.
3 | Does ETO have costs from database?
4 | Digital lumens cost inputs?
5 | Review ACEEE Summer Study. | 2015-02-16 | CG
6 | Gabe Arnold at NEEP on Advanced Lighting Controls
7 | Savings Shape |  |  | Using load shapes now. Get datasets from Enlighted, DainTree and Digital Lumens if big enough data sets.
8 | Estimate baseline energy use and frozen efficiency points | 2015-02-16 | CG
9 | Calibrate baseline use and turnover with Massoud's forecast | 2015-02-16 | CG
10 | Costs to 2012$ | 2015-02-16 | CG
11 | Get saturation estimate | 2015-02-16 | CG | CBSA. NO data on sales.
12 | Update APPLIC, BASE, TURN, ACHIEV and CHAR in ComMaster | 2015-02-16 | CG
13 | Build Measure Map | 2015-02-16 | CG
14 | Figure out weighting scheme | 2015-02-16 | CG
15 | Develop shape of savings and put in GLS | 2015-02-16 | CG
16 | Run ProCost | 2015-02-16 | CG
17 | Build SC models | 2015-02-16 | CG
18 | Check savings against total load estimate | 2015-02-16 | CG
19 | Update Source Summary
20 | Review Cost data with PNL team
21 | Add bilevel stairwell control
22
23
24
25
26
27
28
29
30
31
32
33
34
35