## forRPM
Ramp Rate | Resource Type | Measure Category | Sector | End Use | kW per unit | kWh per unit | TRC Net Levelized Cost (Net of All Benefits) | segment | measure | 2016 | 2017 | 2018 | 2019 | 2020 | 2021 | 2022 | 2023 | 2024 | 2025 | 2026 | 2027 | 2028 | 2029 | 2030 | 2031 | 2032 | 2033 | 2034 | 2035 | MAX | Savings Allocation by Category and Month for Segments 1 | [12 empty] | Savings Allocation by Category and Month for Segments 2
[5 empty] | Wholesale KW | Busbar Savings | lvlcost | 1000 |  | aMW_2016 | aMW_2017 | aMW_2018 | aMW_2019 | aMW_2020 | aMW_2021 | aMW_2022 | aMW_2023 | aMW_2024 | aMW_2025 | aMW_2026 | aMW_2027 | aMW_2028 | aMW_2029 | aMW_2030 | aMW_2031 | aMW_2032 | aMW_2033 | aMW_2034 | aMW_2035 | MAX | Jan | Feb | Mar | Apr | May | Jun | Jul | Aug | Sep | Oct | Nov | Dec |  | Jan | Feb | Mar | Apr | May | Jun | Jul | Aug | Sep | Oct | Nov | Dec
LO12Med | NR | Parking Lighting | Commercial | Lighting | 0.38674 | 1656.8878 | 18.9206 |  | NR_PARKING_GARAGE_FIX_REPL_from MH to BI-LEVEL_LED_FIX | 0.31613 | 0.6745 | 1.0634 | 1.4668 | 1.8507 | 2.1664 | 2.3989 | 2.5528 | 2.644 | 2.6914 | 2.7112 | 2.7152 | 2.7109 | 2.7025 | 2.6923 | 2.6814 | 2.6702 | 2.6589 | 2.6477 | 2.6365 | 8.5169 | 67.8619 | 50.1678 | 46.7336 | 26.8285 | 21.5511 | 16.7173 | 17.4444 | 25.3909 | 32.0794 | 52.3339 | 60.6041 | 71.3904 | 0 | 112.4705 | 97.5587 | 98.3497 | 93.6535 | 86.2597 | 78.3749 | 85.5834 | 92.4132 | 99.612 | 102.8052 | 107.7685 | 112.9352
Note on A1: Charlie Grist: Lookup in ComMaster
Note on B1: Charlie Grist: New, NR, Retro
Note on C1: Charlie Grist: Measure Index Name
Note on E1: Charlie Grist: Use Massoud's Names
Note on F1: Charlie Grist: From Shaped Savings column 14
Note on G1: Charlie Grist: From SC or from Shaped Savings column 3.
Note on H1: Charlie Grist: From SC or from Shaped Savings column K (column 11)
Note on I1: Charlie Grist: From SC
Note on J1: Charlie Grist: From SC
Note on K1: Charlie Grist: From SC. For shaping. RPM also uses this divided by savings per unit to calculate units, and then uses kW per unit * units to calculate kW. Use Supply Curve Bundled starting in column 2 "column()-9"
Note on AF1: Charlie Grist: From Shaped Savings. Copy whole row down since column increment is hardwired into formula. Use column()-17 for the column reference

## SC-NR
Units Methodology | Measure is for HID fixtures in existing parking garages (covered parking embedded within buildings, not parking lots). Units method is florr area based from CBSA. Do not distinguish by building type as the CBSA data are thin. Total parking garage floor area of embedded parking and fixture density from CBSA HID garage fixture data. Turnover rate based on ballast life and lamp operating hours.
Forecast Version
='[7P Forecasts D1.xlsx]Pop Forecast (Base Case)'!$A$1
| Vintage | NR | Existing
End-Use: | Measure Bundle | Parking Lighting-NR | Region |  | NEED TO INTEGRATE THE DROPDOWN/STATE SELECTION OPTION YET
Lighting | Report Year | 2035
| Total Potential (aMW) | 8.5169 |  | 1 | 2 | 3 | 4 | 5 | 6 | 7 | 8 | 9 | 10 | 11 | 12 | 13 | 14 | 15 | 16 | 17 | 18 | 19 | 20
|  |  |  | 2016 | 2017 | 2018 | 2019 | 2020 | 2021 | 2022 | 2023 | 2024 | 2025 | 2026 | 2027 | 2028 | 2029 | 2030 | 2031 | 2032 | 2033 | 2034 | 2035 | TOTAL MAX | TOTAL
|  |  |  | FLOOR_2016 | FLOOR_2017 | FLOOR_2018 | FLOOR_2019 | FLOOR_2020 | FLOOR_2021 | FLOOR_2022 | FLOOR_2023 | FLOOR_2024 | FLOOR_2025 | FLOOR_2026 | FLOOR_2027 | FLOOR_2028 | FLOOR_2029 | FLOOR_2030 | FLOOR_2031 | FLOOR_2032 | FLOOR_2033 | FLOOR_2034 | FLOOR_2035 | 85% | TOTAL
| REG_Office |  | Large Off | 380.0883 | 378.948 | 377.8112 | 376.6777 | 375.5477 | 374.4211 | 373.2978 | 372.1779 | 371.0614 | 369.9482 | 368.8383 | 367.7318 | 366.6286 | 365.5288 | 364.4322 | 363.3389 | 362.2489 | 361.1621 | 360.0786 | 358.9984 |  | 358.9984
| REG_Office |  | Medium Off | 190.7369 | 190.1647 | 189.5942 | 189.0254 | 188.4583 | 187.8929 | 187.3293 | 186.7673 | 186.207 | 185.6483 | 185.0914 | 184.5361 | 183.9825 | 183.4306 | 182.8803 | 182.3316 | 181.7846 | 181.2393 | 180.6956 | 180.1535 |  | 180.1535
| REG_Office |  | Small Off | 184.0914 | 183.5391 | 182.9885 | 182.4395 | 181.8922 | 181.3465 | 180.8025 | 180.2601 | 179.7193 | 179.1801 | 178.6426 | 178.1067 | 177.5723 | 177.0396 | 176.5085 | 175.979 | 175.451 | 174.9247 | 174.3999 | 173.8767 |  | 173.8767
| REG_Retail |  | XLarge Ret | 138.3573 | 137.7209 | 137.0874 | 136.4568 | 135.8291 | 135.2043 | 134.5823 | 133.9632 | 133.347 | 132.7336 | 132.123 | 131.5153 | 130.9103 | 130.3081 | 129.7087 | 129.112 | 128.5181 | 127.9269 | 127.3385 | 126.7527 |  | 126.7527
| REG_Retail |  | Large Ret | 208.9575 | 207.9962 | 207.0395 | 206.0871 | 205.1391 | 204.1954 | 203.2561 | 202.3212 | 201.3905 | 200.4641 | 199.542 | 198.6241 | 197.7104 | 196.8009 | 195.8956 | 194.9945 | 194.0975 | 193.2047 | 192.316 | 191.4313 |  | 191.4313
| REG_Retail |  | Medium Ret | 97.1157 | 96.669 | 96.2243 | 95.7816 | 95.3411 | 94.9025 | 94.4659 | 94.0314 | 93.5988 | 93.1683 | 92.7397 | 92.3131 | 91.8885 | 91.4658 | 91.045 | 90.6262 | 90.2094 | 89.7944 | 89.3813 | 88.9702 |  | 88.9702
| REG_Retail |  | Small Ret | 109.4797 | 108.9761 | 108.4748 | 107.9758 | 107.4791 | 106.9847 | 106.4926 | 106.0027 | 105.5151 | 105.0297 | 104.5466 | 104.0657 | 103.587 | 103.1105 | 102.6362 | 102.164 | 101.6941 | 101.2263 | 100.7606 | 100.2971 |  | 100.2971
| REG_K-12 |  | School K-12 | 241.1176 | 240.1291 | 239.1445 | 238.164 | 237.1876 | 236.2151 | 235.2466 | 234.2821 | 233.3215 | 232.3649 | 231.4122 | 230.4634 | 229.5185 | 228.5775 | 227.6403 | 226.707 | 225.7775 | 224.8518 | 223.9299 | 223.0118 |  | 223.0118
| REG_University |  | University | 122.1534 | 121.6526 | 121.1538 | 120.6571 | 120.1624 | 119.6697 | 119.1791 | 118.6904 | 118.2038 | 117.7192 | 117.2365 | 116.7558 | 116.2771 | 115.8004 | 115.3256 | 114.8528 | 114.3819 | 113.9129 | 113.4459 | 112.9808 |  | 112.9808
| REG_Warehouse |  | Warehouse | 448.6983 | 447.0381 | 445.3841 | 443.7362 | 442.0943 | 440.4586 | 438.8289 | 437.2052 | 435.5876 | 433.9759 | 432.3702 | 430.7704 | 429.1765 | 427.5886 | 426.0065 | 424.4303 | 422.8599 | 421.2953 | 419.7365 | 418.1835 |  | 418.1835
| REG_Grocery |  | Supermarket | 53.7209 | 53.2375 | 52.7583 | 52.2835 | 51.8129 | 51.3466 | 50.8845 | 50.4265 | 49.9727 | 49.5229 | 49.0772 | 48.6355 | 48.1978 | 47.764 | 47.3342 | 46.9082 | 46.486 | 46.0676 | 45.653 | 45.2421 |  | 45.2421
| REG_Grocery Other |  | MiniMart | 22.491 | 22.3849 | 22.2792 | 22.174 | 22.0694 | 21.9652 | 21.8615 | 21.7584 | 21.6557 | 21.5534 | 21.4517 | 21.3505 | 21.2497 | 21.1494 | 21.0496 | 20.9502 | 20.8513 | 20.7529 | 20.6549 | 20.5575 |  | 20.5575
| REG_Restaurant |  | Restaurant | 51.5509 | 51.3075 | 51.0654 | 50.8243 | 50.5844 | 50.3457 | 50.1081 | 49.8715 | 49.6362 | 49.4019 | 49.1687 | 48.9366 | 48.7056 | 48.4757 | 48.2469 | 48.0192 | 47.7926 | 47.567 | 47.3425 | 47.119 |  | 47.119
| REG_Hotel |  | Lodging | 170.1519 | 169.7435 | 169.3361 | 168.9297 | 168.5243 | 168.1199 | 167.7164 | 167.3138 | 166.9123 | 166.5117 | 166.1121 | 165.7134 | 165.3157 | 164.9189 | 164.5231 | 164.1283 | 163.7344 | 163.3414 | 162.9494 | 162.5583 |  | 162.5583
| REG_hospital |  | Hospital | 105.0295 | 104.8089 | 104.5888 | 104.3692 | 104.15 | 103.9313 | 103.713 | 103.4952 | 103.2779 | 103.061 | 102.8446 | 102.6286 | 102.4131 | 102.198 | 101.9834 | 101.7692 | 101.5555 | 101.3423 | 101.1294 | 100.9171 |  | 100.9171
| REG_Hospital Other |  | Residential Care | 128.7482 | 128.4392 | 128.131 | 127.8234 | 127.5167 | 127.2106 | 126.9053 | 126.6008 | 126.2969 | 125.9938 | 125.6914 | 125.3898 | 125.0888 | 124.7886 | 124.4891 | 124.1903 | 123.8923 | 123.5949 | 123.2983 | 123.0024 |  | 123.0024
| REG_Assembly |  | Assembly | 375.9022 | 374.2157 | 372.5367 | 370.8653 | 369.2013 | 367.5448 | 365.8958 | 364.2541 | 362.6198 | 360.9929 | 359.3732 | 357.7609 | 356.1557 | 354.5577 | 352.967 | 351.3833 | 349.8068 | 348.2373 | 346.6749 | 345.1195 |  | 345.1195
| REG_Other |  | Other | 342.6499 | 339.566 | 336.5099 | 333.4814 | 330.48 | 327.5057 | 324.5581 | 321.6371 | 318.7424 | 315.8737 | 313.0308 | 310.2136 | 307.4216 | 304.6549 | 301.913 | 299.1957 | 296.503 | 293.8345 | 291.1899 | 288.5692 |  | 288.5692
|  |  | Total | 3371.0405 | 3356.5369 | 3342.1076 | 3327.752 | 3313.4699 | 3299.2606 | 3285.1238 | 3271.059 | 3257.0658 | 3243.1437 | 3229.2923 | 3215.5112 | 3201.7999 | 3188.1581 | 3174.5852 | 3161.0809 | 3147.6447 | 3134.2763 | 3120.9752 | 3107.7411 |  | 3107.7411
|  |  | Total Floor Area for Embedded Parking Garage | 170 | 169.2686 | 168.5409 | 167.817 | 167.0967 | 166.3802 | 165.6673 | 164.958 | 164.2523 | 163.5502 | 162.8517 | 162.1567 | 161.4653 | 160.7773 | 160.0928 | 159.4118 | 158.7343 | 158.0601 | 157.3893 | 156.7219 |  | 156.7219
APPLY MEASURE APPLICABILITY, SATURATION TURNOVER RATE FOR MAX ANNUAL # UNITS |  |  | Existing Stock
Applicability (Fraction HID) | Fraction Uncontrolled | Turnover Rate | Parking Lighting-NR | 2016 | 2017 | 2018 | 2019 | 2020 | 2021 | 2022 | 2023 | 2024 | 2025 | 2026 | 2027 | 2028 | 2029 | 2030 | 2031 | 2032 | 2033 | 2034 | 2035 | TOTAL MAX | TOTAL
43.57% | 77.58% | 31.29% | Applicable HID Parking Area | 17.9778 | 17.9005 | 17.8235 | 17.747 | 17.6708 | 17.595 | 17.5196 | 17.4446 | 17.37 | 17.2957 | 17.2219 | 17.1484 | 17.0752 | 17.0025 | 16.9301 | 16.8581 | 16.7864 | 16.7151 | 16.6442 | 16.5736 | 45.0288 | 345.3001
|  |  | Total | 17.9778 | 17.9005 | 17.8235 | 17.747 | 17.6708 | 17.595 | 17.5196 | 17.4446 | 17.37 | 17.2957 | 17.2219 | 17.1484 | 17.0752 | 17.0025 | 16.9301 | 16.8581 | 16.7864 | 16.7151 | 16.6442 | 16.5736 | 45.0288 | 390.3289
APPLY MEASURE APPLICABILITY, SATURATION TURNOVER RATE FOR MAX ANNUAL # UNITS |  |  | Carryover from Untreated New (Code for New)
Applicability | Saturation | Turnover Rate | Parking Lighting-NR | 2016 | 2017 | 2018 | 2019 | 2020 | 2021 | 2022 | 2023 | 2024 | 2025 | 2026 | 2027 | 2028 | 2029 | 2030 | 2031 | 2032 | 2033 | 2034 | 2035 | TOTAL MAX | TOTAL
|  |  | Applicable HID Parking Area | [20 empty] | 0 | 0
|  |  | Total | [20 empty] | 0 | 0
|  |  | LO12Med | 2 | 3 | 4 | 5 | 6 | 7 | 8 | 9 | 10 | 11 | 12 | 13 | 14 | 15 | 16 | 17 | 18 | 19 | 20 | 21
INCREMENTAL ACHIEVABILITY |  |  | Parking Lighting-NR | 10.94% | 23.44% | 37.11% | 51.41% | 65.14% | 76.59% | 85.17% | 91.02% | 94.68% | 96.79% | 97.92% | 98.48% | 98.75% | 98.87% | 98.92% | 98.93% | 98.94% | 98.94% | 98.95% | 98.95%
Acheivable and 85% Max Per Year |  |  | Applicable HID Parking Area | 1.6714 | 3.5661 | 5.6221 | 7.755 | 9.7845 | 11.454 | 12.6831 | 13.4966 | 13.9788 | 14.2293 | 14.334 | 14.3552 | 14.3325 | 14.2883 | 14.2345 | 14.1767 | 14.1174 | 14.0579 | 13.9983 | 13.939
|  |  | Total | 1.6714 | 3.5661 | 5.6221 | 7.755 | 9.7845 | 11.454 | 12.6831 | 13.4966 | 13.9788 | 14.2293 | 14.334 | 14.3552 | 14.3325 | 14.2883 | 14.2345 | 14.1767 | 14.1174 | 14.0579 | 13.9983 | 13.939
CUMULATIVE ADOPTION |  |  | Parking Lighting-NR | 1 | 2 | 3 | 4 | 5 | 6 | 7 | 8 | 9 | 10 | 11 | 12 | 13 | 14 | 15 | 16 | 17 | 18 | 19 | 20
Acheivable and 85% Max Per Year |  |  | Applicable HID Parking Area | 1.6714 | 5.2375 | 10.8595 | 18.6146 | 28.399 | 39.8531 | 52.5362 | 66.0327 | 80.0116 | 94.2409 | 108.5749 | 122.9301 | 137.2626 | 151.5509 | 165.7854 | 179.9621 | 194.0795 | 208.1374 | 222.1357 | 236.0747
|  |  | Total | 1.6714 | 5.2375 | 10.8595 | 18.6146 | 28.399 | 39.8531 | 52.5362 | 66.0327 | 80.0116 | 94.2409 | 108.5749 | 122.9301 | 137.2626 | 151.5509 | 165.7854 | 179.9621 | 194.0795 | 208.1374 | 222.1357 | 236.0747
SUPPLY CURVE SAVINGS BY BUNDLE |  |  | Parking Lighting-NR | 1: aMW
kWh per Luminaire | TRC Net Levelized Cost (Net of All Benefits) in mills/kWh |  | 1000 | 2016 | 2017 | 2018 | 2019 | 2020 | 2021 | 2022 | 2023 | 2024 | 2025 | 2026 | 2027 | 2028 | 2029 | 2030 | 2031 | 2032 | 2033 | 2034 | 2035
Busbar Savings | lvlcost | segment | measure | FLOOR_2016 | FLOOR_2017 | FLOOR_2018 | FLOOR_2019 | FLOOR_2020 | FLOOR_2021 | FLOOR_2022 | FLOOR_2023 | FLOOR_2024 | FLOOR_2025 | FLOOR_2026 | FLOOR_2027 | FLOOR_2028 | FLOOR_2029 | FLOOR_2030 | FLOOR_2031 | FLOOR_2032 | FLOOR_2033 | FLOOR_2034 | FLOOR_2035 | TOTAL MAX
1656.8878 | 18.9206 | Applicable HID Parking Area | NR_PARKING_GARAGE_FIX_REPL_from MH to BI-LEVEL_LED_FIX | 0.31613 | 0.6745 | 1.0634 | 1.4668 | 1.8507 | 2.1664 | 2.3989 | 2.5528 | 2.644 | 2.6914 | 2.7112 | 2.7152 | 2.7109 | 2.7025 | 2.6923 | 2.6814 | 2.6702 | 2.6589 | 2.6477 | 2.6365 | 8.5169
|  |  | Max Annual Available | 0.31613 | 0.6745 | 1.0634 | 1.4668 | 1.8507 | 2.1664 | 2.3989 | 2.5528 | 2.644 | 2.6914 | 2.7112 | 2.7152 | 2.7109 | 2.7025 | 2.6923 | 2.6814 | 2.6702 | 2.6589 | 2.6477 | 2.6365
RECOMBINE MEASURE BUNDLES INTO SUPPLY CURVE CUMULATIVE
|  |  |  | 2016 | 2017 | 2018 | 2019 | 2020 | 2021 | 2022 | 2023 | 2024 | 2025 | 2026 | 2027 | 2028 | 2029 | 2030 | 2031 | 2032 | 2033 | 2034 | 2035
|  | lvlcost | lvlcost | FLOOR_2016 | FLOOR_2017 | FLOOR_2018 | FLOOR_2019 | FLOOR_2020 | FLOOR_2021 | FLOOR_2022 | FLOOR_2023 | FLOOR_2024 | FLOOR_2025 | FLOOR_2026 | FLOOR_2027 | FLOOR_2028 | FLOOR_2029 | FLOOR_2030 | FLOOR_2031 | FLOOR_2032 | FLOOR_2033 | FLOOR_2034 | FLOOR_2035 | TOTAL MAX
| Block 1: <= 0 mills/kWh | >=-9999 | <=0 | 0 | 0 | 0 | 0 | 0 | 0 | 0 | 0 | 0 | 0 | 0 | 0 | 0 | 0 | 0 | 0 | 0 | 0 | 0 | 0 | 0
| Block 2: <= 10 mills/kWh | >0 | <=10 | 0 | 0 | 0 | 0 | 0 | 0 | 0 | 0 | 0 | 0 | 0 | 0 | 0 | 0 | 0 | 0 | 0 | 0 | 0 | 0 | 0
| Block 3: 10-20 mills/kWh | >10 | <=20 | 0.31613 | 0.6745 | 1.0634 | 1.4668 | 1.8507 | 2.1664 | 2.3989 | 2.5528 | 2.644 | 2.6914 | 2.7112 | 2.7152 | 2.7109 | 2.7025 | 2.6923 | 2.6814 | 2.6702 | 2.6589 | 2.6477 | 2.6365 | 8.5169
| Block 4: 20-30 mills/kWh | >20 | <=30 | 0.31613 | 0.6745 | 1.0634 | 1.4668 | 1.8507 | 2.1664 | 2.3989 | 2.5528 | 2.644 | 2.6914 | 2.7112 | 2.7152 | 2.7109 | 2.7025 | 2.6923 | 2.6814 | 2.6702 | 2.6589 | 2.6477 | 2.6365 | 8.5169
| Block 5: 30-40 mills/kWh | >30 | <=40 | 0.31613 | 0.6745 | 1.0634 | 1.4668 | 1.8507 | 2.1664 | 2.3989 | 2.5528 | 2.644 | 2.6914 | 2.7112 | 2.7152 | 2.7109 | 2.7025 | 2.6923 | 2.6814 | 2.6702 | 2.6589 | 2.6477 | 2.6365 | 8.5169
| Block 6: 40-50 mills/kWh | >40 | <=50 | 0.31613 | 0.6745 | 1.0634 | 1.4668 | 1.8507 | 2.1664 | 2.3989 | 2.5528 | 2.644 | 2.6914 | 2.7112 | 2.7152 | 2.7109 | 2.7025 | 2.6923 | 2.6814 | 2.6702 | 2.6589 | 2.6477 | 2.6365 | 8.5169
| Block 7: 50-60 mills/kWh | >50 | <=60 | 0.31613 | 0.6745 | 1.0634 | 1.4668 | 1.8507 | 2.1664 | 2.3989 | 2.5528 | 2.644 | 2.6914 | 2.7112 | 2.7152 | 2.7109 | 2.7025 | 2.6923 | 2.6814 | 2.6702 | 2.6589 | 2.6477 | 2.6365 | 8.5169
| Block 8: 60-70 mills/kWh | >60 | <=70 | 0.31613 | 0.6745 | 1.0634 | 1.4668 | 1.8507 | 2.1664 | 2.3989 | 2.5528 | 2.644 | 2.6914 | 2.7112 | 2.7152 | 2.7109 | 2.7025 | 2.6923 | 2.6814 | 2.6702 | 2.6589 | 2.6477 | 2.6365 | 8.5169
| Block 9: 70-80 mills/kWh | >70 | <=80 | 0.31613 | 0.6745 | 1.0634 | 1.4668 | 1.8507 | 2.1664 | 2.3989 | 2.5528 | 2.644 | 2.6914 | 2.7112 | 2.7152 | 2.7109 | 2.7025 | 2.6923 | 2.6814 | 2.6702 | 2.6589 | 2.6477 | 2.6365 | 8.5169
| Block 10: 80-90 mills/kWh | >80 | <=90 | 0.31613 | 0.6745 | 1.0634 | 1.4668 | 1.8507 | 2.1664 | 2.3989 | 2.5528 | 2.644 | 2.6914 | 2.7112 | 2.7152 | 2.7109 | 2.7025 | 2.6923 | 2.6814 | 2.6702 | 2.6589 | 2.6477 | 2.6365 | 8.5169
| Block 11: 90-100 mills/kWh | >90 | <=100 | 0.31613 | 0.6745 | 1.0634 | 1.4668 | 1.8507 | 2.1664 | 2.3989 | 2.5528 | 2.644 | 2.6914 | 2.7112 | 2.7152 | 2.7109 | 2.7025 | 2.6923 | 2.6814 | 2.6702 | 2.6589 | 2.6477 | 2.6365 | 8.5169
| Block 12: 100-110 mills/kWh | >100 | <=110 | 0.31613 | 0.6745 | 1.0634 | 1.4668 | 1.8507 | 2.1664 | 2.3989 | 2.5528 | 2.644 | 2.6914 | 2.7112 | 2.7152 | 2.7109 | 2.7025 | 2.6923 | 2.6814 | 2.6702 | 2.6589 | 2.6477 | 2.6365 | 8.5169
| Block 13: 110-120 mills/kWh | >110 | <=120 | 0.31613 | 0.6745 | 1.0634 | 1.4668 | 1.8507 | 2.1664 | 2.3989 | 2.5528 | 2.644 | 2.6914 | 2.7112 | 2.7152 | 2.7109 | 2.7025 | 2.6923 | 2.6814 | 2.6702 | 2.6589 | 2.6477 | 2.6365 | 8.5169
| Block 14: 120-130 mills/kWh | >120 | <=130 | 0.31613 | 0.6745 | 1.0634 | 1.4668 | 1.8507 | 2.1664 | 2.3989 | 2.5528 | 2.644 | 2.6914 | 2.7112 | 2.7152 | 2.7109 | 2.7025 | 2.6923 | 2.6814 | 2.6702 | 2.6589 | 2.6477 | 2.6365 | 8.5169
| Block 15: 130-140 mills/kWh | >130 | <=140 | 0.31613 | 0.6745 | 1.0634 | 1.4668 | 1.8507 | 2.1664 | 2.3989 | 2.5528 | 2.644 | 2.6914 | 2.7112 | 2.7152 | 2.7109 | 2.7025 | 2.6923 | 2.6814 | 2.6702 | 2.6589 | 2.6477 | 2.6365 | 8.5169
| Block 16: 140-150 mills/kWh | >140 | <=150 | 0.31613 | 0.6745 | 1.0634 | 1.4668 | 1.8507 | 2.1664 | 2.3989 | 2.5528 | 2.644 | 2.6914 | 2.7112 | 2.7152 | 2.7109 | 2.7025 | 2.6923 | 2.6814 | 2.6702 | 2.6589 | 2.6477 | 2.6365 | 8.5169
| Block 17: 150-160 mills/kWh | >150 | <=160 | 0.31613 | 0.6745 | 1.0634 | 1.4668 | 1.8507 | 2.1664 | 2.3989 | 2.5528 | 2.644 | 2.6914 | 2.7112 | 2.7152 | 2.7109 | 2.7025 | 2.6923 | 2.6814 | 2.6702 | 2.6589 | 2.6477 | 2.6365 | 8.5169
| Block 18: 160-170 mills/kWh | >160 | <=170 | 0.31613 | 0.6745 | 1.0634 | 1.4668 | 1.8507 | 2.1664 | 2.3989 | 2.5528 | 2.644 | 2.6914 | 2.7112 | 2.7152 | 2.7109 | 2.7025 | 2.6923 | 2.6814 | 2.6702 | 2.6589 | 2.6477 | 2.6365 | 8.5169
| Block 19: 170-180 mills/kWh | >170 | <=180 | 0.31613 | 0.6745 | 1.0634 | 1.4668 | 1.8507 | 2.1664 | 2.3989 | 2.5528 | 2.644 | 2.6914 | 2.7112 | 2.7152 | 2.7109 | 2.7025 | 2.6923 | 2.6814 | 2.6702 | 2.6589 | 2.6477 | 2.6365 | 8.5169
| Block 20: 180-190 mills/kWh | >180 | <=190 | 0.31613 | 0.6745 | 1.0634 | 1.4668 | 1.8507 | 2.1664 | 2.3989 | 2.5528 | 2.644 | 2.6914 | 2.7112 | 2.7152 | 2.7109 | 2.7025 | 2.6923 | 2.6814 | 2.6702 | 2.6589 | 2.6477 | 2.6365 | 8.5169
| Block 21: 190-200 mills/kWh | >190 | <=200 | 0.31613 | 0.6745 | 1.0634 | 1.4668 | 1.8507 | 2.1664 | 2.3989 | 2.5528 | 2.644 | 2.6914 | 2.7112 | 2.7152 | 2.7109 | 2.7025 | 2.6923 | 2.6814 | 2.6702 | 2.6589 | 2.6477 | 2.6365 | 8.5169
| Block 22: 200-210 mills/kWh | >200 | <=210 | 0.31613 | 0.6745 | 1.0634 | 1.4668 | 1.8507 | 2.1664 | 2.3989 | 2.5528 | 2.644 | 2.6914 | 2.7112 | 2.7152 | 2.7109 | 2.7025 | 2.6923 | 2.6814 | 2.6702 | 2.6589 | 2.6477 | 2.6365 | 8.5169
| Block 23: 210-220 mills/kWh | >210 | <=220 | 0.31613 | 0.6745 | 1.0634 | 1.4668 | 1.8507 | 2.1664 | 2.3989 | 2.5528 | 2.644 | 2.6914 | 2.7112 | 2.7152 | 2.7109 | 2.7025 | 2.6923 | 2.6814 | 2.6702 | 2.6589 | 2.6477 | 2.6365 | 8.5169
| Block 24: 220-230 mills/kWh | >220 | <=230 | 0.31613 | 0.6745 | 1.0634 | 1.4668 | 1.8507 | 2.1664 | 2.3989 | 2.5528 | 2.644 | 2.6914 | 2.7112 | 2.7152 | 2.7109 | 2.7025 | 2.6923 | 2.6814 | 2.6702 | 2.6589 | 2.6477 | 2.6365 | 8.5169
| Block 25: 230-240 mills/kWh | >230 | <=240 | 0.31613 | 0.6745 | 1.0634 | 1.4668 | 1.8507 | 2.1664 | 2.3989 | 2.5528 | 2.644 | 2.6914 | 2.7112 | 2.7152 | 2.7109 | 2.7025 | 2.6923 | 2.6814 | 2.6702 | 2.6589 | 2.6477 | 2.6365 | 8.5169
| Block 26: 240-250 mills/kWh | >240 | <=250 | 0.31613 | 0.6745 | 1.0634 | 1.4668 | 1.8507 | 2.1664 | 2.3989 | 2.5528 | 2.644 | 2.6914 | 2.7112 | 2.7152 | 2.7109 | 2.7025 | 2.6923 | 2.6814 | 2.6702 | 2.6589 | 2.6477 | 2.6365 | 8.5169
| Block 27: 250-260 mills/kWh | >250 | <=260 | 0.31613 | 0.6745 | 1.0634 | 1.4668 | 1.8507 | 2.1664 | 2.3989 | 2.5528 | 2.644 | 2.6914 | 2.7112 | 2.7152 | 2.7109 | 2.7025 | 2.6923 | 2.6814 | 2.6702 | 2.6589 | 2.6477 | 2.6365 | 8.5169
| Block 28: 260-270 mills/kWh | >260 | <=270 | 0.31613 | 0.6745 | 1.0634 | 1.4668 | 1.8507 | 2.1664 | 2.3989 | 2.5528 | 2.644 | 2.6914 | 2.7112 | 2.7152 | 2.7109 | 2.7025 | 2.6923 | 2.6814 | 2.6702 | 2.6589 | 2.6477 | 2.6365 | 8.5169
| Block 29: 270-280 mills/kWh | >270 | <=280 | 0.31613 | 0.6745 | 1.0634 | 1.4668 | 1.8507 | 2.1664 | 2.3989 | 2.5528 | 2.644 | 2.6914 | 2.7112 | 2.7152 | 2.7109 | 2.7025 | 2.6923 | 2.6814 | 2.6702 | 2.6589 | 2.6477 | 2.6365 | 8.5169
| Block 30: 280-290 mills/kWh | >280 | <=290 | 0.31613 | 0.6745 | 1.0634 | 1.4668 | 1.8507 | 2.1664 | 2.3989 | 2.5528 | 2.644 | 2.6914 | 2.7112 | 2.7152 | 2.7109 | 2.7025 | 2.6923 | 2.6814 | 2.6702 | 2.6589 | 2.6477 | 2.6365 | 8.5169
| Block 31: 290-300 mills/kWh | >290 | <=300 | 0.31613 | 0.6745 | 1.0634 | 1.4668 | 1.8507 | 2.1664 | 2.3989 | 2.5528 | 2.644 | 2.6914 | 2.7112 | 2.7152 | 2.7109 | 2.7025 | 2.6923 | 2.6814 | 2.6702 | 2.6589 | 2.6477 | 2.6365 | 8.5169
| Block 32: >300 mills/kWh | >300 | <=999 | 0.31613 | 0.6745 | 1.0634 | 1.4668 | 1.8507 | 2.1664 | 2.3989 | 2.5528 | 2.644 | 2.6914 | 2.7112 | 2.7152 | 2.7109 | 2.7025 | 2.6923 | 2.6814 | 2.6702 | 2.6589 | 2.6477 | 2.6365 | 8.5169
RECOMBINE MEASURE BUNDLES INTO SUPPLY CURVE INREMENETAL
|  | SC-NR | Parking Lighting-NR | 0 | 0 | 0 | 0 | 0 | 0 | 0 | 0 | 0 | 0 | 0 | 0 | 0 | 0 | 0 | 0 | 0 | 0 | 0 | 0
|  | 0 |  | aMW_2016 | aMW_2017 | aMW_2018 | aMW_2019 | aMW_2020 | aMW_2021 | aMW_2022 | aMW_2023 | aMW_2024 | aMW_2025 | aMW_2026 | aMW_2027 | aMW_2028 | aMW_2029 | aMW_2030 | aMW_2031 | aMW_2032 | aMW_2033 | aMW_2034 | aMW_2035 | TOTAL MAX
|  | Block 1: <= 0 mills/kWh |  | 0 | 0 | 0 | 0 | 0 | 0 | 0 | 0 | 0 | 0 | 0 | 0 | 0 | 0 | 0 | 0 | 0 | 0 | 0 | 0 | 0
|  | Block 2: <= 10 mills/kWh |  | 0 | 0 | 0 | 0 | 0 | 0 | 0 | 0 | 0 | 0 | 0 | 0 | 0 | 0 | 0 | 0 | 0 | 0 | 0 | 0 | 0
|  | Block 3: 10-20 mills/kWh |  | 0.31613 | 0.6745 | 1.0634 | 1.4668 | 1.8507 | 2.1664 | 2.3989 | 2.5528 | 2.644 | 2.6914 | 2.7112 | 2.7152 | 2.7109 | 2.7025 | 2.6923 | 2.6814 | 2.6702 | 2.6589 | 2.6477 | 2.6365 | 8.5169
|  | Block 4: 20-30 mills/kWh |  | 0 | 0 | 0 | 0 | 0 | 0 | 0 | 0 | 0 | 0 | 0 | 0 | 0 | 0 | 0 | 0 | 0 | 0 | 0 | 0 | 0
|  | Block 5: 30-40 mills/kWh |  | 0 | 0 | 0 | 0 | 0 | 0 | 0 | 0 | 0 | 0 | 0 | 0 | 0 | 0 | 0 | 0 | 0 | 0 | 0 | 0 | 0
|  | Block 6: 40-50 mills/kWh |  | 0 | 0 | 0 | 0 | 0 | 0 | 0 | 0 | 0 | 0 | 0 | 0 | 0 | 0 | 0 | 0 | 0 | 0 | 0 | 0 | 0
|  | Block 7: 50-60 mills/kWh |  | 0 | 0 | 0 | 0 | 0 | 0 | 0 | 0 | 0 | 0 | 0 | 0 | 0 | 0 | 0 | 0 | 0 | 0 | 0 | 0 | 0
|  | Block 8: 60-70 mills/kWh |  | 0 | 0 | 0 | 0 | 0 | 0 | 0 | 0 | 0 | 0 | 0 | 0 | 0 | 0 | 0 | 0 | 0 | 0 | 0 | 0 | 0
|  | Block 9: 70-80 mills/kWh |  | 0 | 0 | 0 | 0 | 0 | 0 | 0 | 0 | 0 | 0 | 0 | 0 | 0 | 0 | 0 | 0 | 0 | 0 | 0 | 0 | 0
|  | Block 10: 80-90 mills/kWh |  | 0 | 0 | 0 | 0 | 0 | 0 | 0 | 0 | 0 | 0 | 0 | 0 | 0 | 0 | 0 | 0 | 0 | 0 | 0 | 0 | 0
|  | Block 11: 90-100 mills/kWh |  | 0 | 0 | 0 | 0 | 0 | 0 | 0 | 0 | 0 | 0 | 0 | 0 | 0 | 0 | 0 | 0 | 0 | 0 | 0 | 0 | 0
|  | Block 12: 100-110 mills/kWh |  | 0 | 0 | 0 | 0 | 0 | 0 | 0 | 0 | 0 | 0 | 0 | 0 | 0 | 0 | 0 | 0 | 0 | 0 | 0 | 0 | 0
|  | Block 13: 110-120 mills/kWh |  | 0 | 0 | 0 | 0 | 0 | 0 | 0 | 0 | 0 | 0 | 0 | 0 | 0 | 0 | 0 | 0 | 0 | 0 | 0 | 0 | 0
|  | Block 14: 120-130 mills/kWh |  | 0 | 0 | 0 | 0 | 0 | 0 | 0 | 0 | 0 | 0 | 0 | 0 | 0 | 0 | 0 | 0 | 0 | 0 | 0 | 0 | 0
|  | Block 15: 130-140 mills/kWh |  | 0 | 0 | 0 | 0 | 0 | 0 | 0 | 0 | 0 | 0 | 0 | 0 | 0 | 0 | 0 | 0 | 0 | 0 | 0 | 0 | 0
|  | Block 16: 140-150 mills/kWh |  | 0 | 0 | 0 | 0 | 0 | 0 | 0 | 0 | 0 | 0 | 0 | 0 | 0 | 0 | 0 | 0 | 0 | 0 | 0 | 0 | 0
|  | Block 17: 150-160 mills/kWh |  | 0 | 0 | 0 | 0 | 0 | 0 | 0 | 0 | 0 | 0 | 0 | 0 | 0 | 0 | 0 | 0 | 0 | 0 | 0 | 0 | 0
|  | Block 18: 160-170 mills/kWh |  | 0 | 0 | 0 | 0 | 0 | 0 | 0 | 0 | 0 | 0 | 0 | 0 | 0 | 0 | 0 | 0 | 0 | 0 | 0 | 0 | 0
|  | Block 19: 170-180 mills/kWh |  | 0 | 0 | 0 | 0 | 0 | 0 | 0 | 0 | 0 | 0 | 0 | 0 | 0 | 0 | 0 | 0 | 0 | 0 | 0 | 0 | 0
|  | Block 20: 180-190 mills/kWh |  | 0 | 0 | 0 | 0 | 0 | 0 | 0 | 0 | 0 | 0 | 0 | 0 | 0 | 0 | 0 | 0 | 0 | 0 | 0 | 0 | 0
|  | Block 21: 190-200 mills/kWh |  | 0 | 0 | 0 | 0 | 0 | 0 | 0 | 0 | 0 | 0 | 0 | 0 | 0 | 0 | 0 | 0 | 0 | 0 | 0 | 0 | 0
|  | Block 22: 200-210 mills/kWh |  | 0 | 0 | 0 | 0 | 0 | 0 | 0 | 0 | 0 | 0 | 0 | 0 | 0 | 0 | 0 | 0 | 0 | 0 | 0 | 0 | 0
|  | Block 23: 210-220 mills/kWh |  | 0 | 0 | 0 | 0 | 0 | 0 | 0 | 0 | 0 | 0 | 0 | 0 | 0 | 0 | 0 | 0 | 0 | 0 | 0 | 0 | 0
|  | Block 24: 220-230 mills/kWh |  | 0 | 0 | 0 | 0 | 0 | 0 | 0 | 0 | 0 | 0 | 0 | 0 | 0 | 0 | 0 | 0 | 0 | 0 | 0 | 0 | 0
|  | Block 25: 230-240 mills/kWh |  | 0 | 0 | 0 | 0 | 0 | 0 | 0 | 0 | 0 | 0 | 0 | 0 | 0 | 0 | 0 | 0 | 0 | 0 | 0 | 0 | 0
|  | Block 26: 240-250 mills/kWh |  | 0 | 0 | 0 | 0 | 0 | 0 | 0 | 0 | 0 | 0 | 0 | 0 | 0 | 0 | 0 | 0 | 0 | 0 | 0 | 0 | 0
|  | Block 27: 250-260 mills/kWh |  | 0 | 0 | 0 | 0 | 0 | 0 | 0 | 0 | 0 | 0 | 0 | 0 | 0 | 0 | 0 | 0 | 0 | 0 | 0 | 0 | 0
|  | Block 28: 260-270 mills/kWh |  | 0 | 0 | 0 | 0 | 0 | 0 | 0 | 0 | 0 | 0 | 0 | 0 | 0 | 0 | 0 | 0 | 0 | 0 | 0 | 0 | 0
|  | Block 29: 270-280 mills/kWh |  | 0 | 0 | 0 | 0 | 0 | 0 | 0 | 0 | 0 | 0 | 0 | 0 | 0 | 0 | 0 | 0 | 0 | 0 | 0 | 0 | 0
|  | Block 30: 280-290 mills/kWh |  | 0 | 0 | 0 | 0 | 0 | 0 | 0 | 0 | 0 | 0 | 0 | 0 | 0 | 0 | 0 | 0 | 0 | 0 | 0 | 0 | 0
|  | Block 31: 290-300 mills/kWh |  | 0 | 0 | 0 | 0 | 0 | 0 | 0 | 0 | 0 | 0 | 0 | 0 | 0 | 0 | 0 | 0 | 0 | 0 | 0 | 0 | 0
|  | Block 32: >300 mills/kWh |  | 0 | 0 | 0 | 0 | 0 | 0 | 0 | 0 | 0 | 0 | 0 | 0 | 0 | 0 | 0 | 0 | 0 | 0 | 0 | 0 | 0
|  | Total per Year |  | 0.31613 | 0.6745 | 1.0634 | 1.4668 | 1.8507 | 2.1664 | 2.3989 | 2.5528 | 2.644 | 2.6914 | 2.7112 | 2.7152 | 2.7109 | 2.7025 | 2.6923 | 2.6814 | 2.6702 | 2.6589 | 2.6477 | 2.6365
|  | Cumulative at Earliest Deployment |  | 0.31613 | 0.99063 | 2.054 | 3.5208 | 5.3715 | 7.5379 | 8.5169 | 8.5169 | 8.5169 | 8.5169 | 8.5169 | 8.5169 | 8.5169 | 8.5169 | 8.5169 | 8.5169 | 8.5169 | 8.5169 | 8.5169 | 8.5169 | 8.5169

## 7PSourceSummary
Measure: | Enter Measure Name Here
Item | Methods & Sources | Note | 7P Updates
Measures Described | Replace existing metal halide fixture with LED fixture and bi-level occupancy control. NR application - at fixture turnover / ballast failure |  | New
Energy Savings Calculation Basis | [watts saved high] * [high hours] + [watts saved low] * [low hours] | High low hours and watts from CLTC studies
Baseline Energy Use | Assume 8760 hours per year for uncontrolled
Applicable Stock | [Fraction of parking garage in HID (45%)] * [fraction uncontrolled] | From CBSA
Baseline Saturation | Currently 3% LED | From CBSA
Baseline Penetration | About 20% | Extrapolate DOE
Permutations |  | Could extend controls portion to LF for another 2-3 aMW savings
Costs | Reecent retail prices
Measure Life | 8.6 years
Savings Shape | Streetlight
Achievability Ramp Rate | Moderate | LO12Med

## M_Input(Fixture wo OM)_Out
Shaped Savings Results; By Category and sorted by TRC BC ratio
[14 empty] | Savings Allocation by Category and Month for Segments 1 | [11 empty] | Savings Allocation by Category and Month for Segments 2
Category | Measure | Busbar Savings | First Cost | Admin Cost | First Year Program Cost | PV Cost | PV Benefits | Unit Program Cost: First Year Program Cost in $/average annual kW saved | Utility System Net Levelized Cost (Net of T&D Capacity Benefits, Act Credit & Risk-Mitigation) in mills/kWh | TRC Net Levelized Cost (Net of All Benefits) in mills/kWh | TRC B/C Ratio | Net Electric & Gas System CO2 Avoided (Lifetime Tons) | Wholesale KW | Jan | Feb | Mar | Apr | May | Jun | Jul | Aug | Sep | Oct | Nov | Dec | Jan | Feb | Mar | Apr | May | Jun | Jul | Aug | Sep | Oct | Nov | Dec
NR_PARKING_GARAGE_FIX_REPL_from MH to BI-LEVEL_LED_FIX |  | 1656.8878 | 356.5892 | 71.3178 | 427.9071 | 830.3172 | 1092.5763 | 2262.3536 | 0.37014 | 23.6217 | 1.3159 | 15.7405 | 0.38674 | 67.8619 | 50.1678 | 46.7336 | 26.8285 | 21.5511 | 16.7173 | 17.4444 | 25.3909 | 32.0794 | 52.3339 | 60.6041 | 71.3904 | 112.4705 | 97.5587 | 98.3497 | 93.6535 | 86.2597 | 78.3749 | 85.5834 | 92.4132 | 99.612 | 102.8052 | 107.7685 | 112.9352
Retro_PARKING_GARAGE_FIX_REPL_from MH to BI-LEVEL_LED_FIX |  | 1656.8878 | 484.7926 | 96.9585 | 581.7511 | 1128.8384 | 1092.5763 | 3075.7303 | 5.2678 | 36.8789 | 0.96788 | 15.7405 | 0.38674 | 67.8619 | 50.1678 | 46.7336 | 26.8285 | 21.5511 | 16.7173 | 17.4444 | 25.3909 | 32.0794 | 52.3339 | 60.6041 | 71.3904 | 112.4705 | 97.5587 | 98.3497 | 93.6535 | 86.2597 | 78.3749 | 85.5834 | 92.4132 | 99.612 | 102.8052 | 107.7685 | 112.9352
NR_PARKING_GARAGE_FIX_REPL_from HID to BI-LEVEL_LED_FIX |  | 1441.6272 | 447.4965 | 89.4993 | 536.9958 | 1041.9946 | 950.6303 | 3263.0375 | 6.3957 | 39.9318 | 0.91232 | 13.6955 | 0.3365 | 59.0454 | 43.65 | 40.662 | 23.343 | 18.7512 | 14.5454 | 15.178 | 22.0921 | 27.9117 | 45.5348 | 52.7305 | 62.1154 | 97.8585 | 84.884 | 85.5723 | 81.4862 | 75.0529 | 68.1926 | 74.4645 | 80.407 | 86.6705 | 89.4489 | 93.7674 | 98.2628
Retro_PARKING_GARAGE_FIX_REPL_from HID to BI-LEVEL_LED_FIX |  | 1441.6272 | 581.5339 | 116.3068 | 697.8406 | 1354.1002 | 950.6303 | 4240.4057 | 12.2808 | 55.8619 | 0.70204 | 13.6955 | 0.3365 | 59.0454 | 43.65 | 40.662 | 23.343 | 18.7512 | 14.5454 | 15.178 | 22.0921 | 27.9117 | 45.5348 | 52.7305 | 62.1154 | 97.8585 | 84.884 | 85.5723 | 81.4862 | 75.0529 | 68.1926 | 74.4645 | 80.407 | 86.6705 | 89.4489 | 93.7674 | 98.2628
NR_PARKING_GARAGE_FIX_REPL_from HPS to BI-LEVEL_LED_FIX |  | 1280.7901 | 545.4106 | 109.0821 | 654.4927 | 1269.9872 | 844.572 | 4476.4211 | 13.7019 | 59.7087 | 0.66502 | 12.1675 | 0.29896 | 52.4579 | 38.7802 | 36.1255 | 20.7387 | 16.6592 | 12.9226 | 13.4847 | 19.6274 | 24.7977 | 40.4546 | 46.8475 | 55.1854 | 86.9408 | 75.4138 | 76.0253 | 72.3951 | 66.6796 | 60.5846 | 66.1568 | 71.4363 | 77.001 | 79.4694 | 83.3061 | 87.3
Retro_PARKING_GARAGE_FIX_REPL_from HPS to BI-LEVEL_LED_FIX |  | 1280.7901 | 678.2751 | 135.655 | 813.9302 | 1579.3621 | 844.572 | 5566.8982 | 20.2681 | 77.4824 | 0.53476 | 12.1675 | 0.29896 | 52.4579 | 38.7802 | 36.1255 | 20.7387 | 16.6592 | 12.9226 | 13.4847 | 19.6274 | 24.7977 | 40.4546 | 46.8475 | 55.1854 | 86.9408 | 75.4138 | 76.0253 | 72.3951 | 66.6796 | 60.5846 | 66.1568 | 71.4363 | 77.001 | 79.4694 | 83.3061 | 87.3

## M_Input(Fixture wo OM)
Data Set Name
Measure Index Name
Costs must be denominated in the same year as 'Input Cost Reference Year' = |  | 2012
1 | 2 | 3 | 4 | 5 | 6 | 7 | 8 | 9 | 10 | 11 | 12 | 13 | 14 | 15 | 16 | 17 | 18 | 19 | 20 | 21 | 22 | 23 | 24 | 25 | 26 | 27 | 28 | 29 | 30 | 31 | 32 | 33 | 34 | 35 | 36 | 37 | 38 | 39 | 40 | 41 | 42 | 43 | 44 | 45 | 46 | 47 | 48 | 49 | 50 | 51 | 52 | 53 | 54 | 55 | 56 | 57 | 58 | 59 | 60 | 61 | 62 | 63 | 64 | 65 | 66 | 67 | 68 | 69 | 70 | 71 | 72 | 73 | 74 | 75 | 76 | 77 | 78 | 79 | 80 | 81 | 82 | 83 | 84 | 85 | 86 | 87 | 88 | 89 | 90 | 91 | 92 | 93 | 94 | 95 | 96 | 97 | 98 | 99 | 100 | 101 | 102 | 103 | 104 | 105
Input Data | [7 empty] | Periodic Replacement Costs and Savings and Replacement Period | [5 empty] | Gas Inputs |  | Retro or LO | Early Retrofit Parameters
Category Name | Measure Name | Savings (kwh/yr) | Life (yrs) | Capital Cost | Annual O&M | Shape Pointer | Non-E Val ($/yr) | Cost 1 ($) | Period 1 | Cost 2 ($) | Period 2 | Cost 3 ($) | Period 3 | Savings (therms/yr) | Shape Pointer | R or L | Savings 2 (kWh) | Remaining Life (yrs) | Salvage Value ($)
NR_PARKING_GARAGE_FIX_REPL_from HPS to BI-LEVEL_LED_FIX | NR_PARKING_GARAGE_FIX_REPL_from HPS to BI-LEVEL_LED_FIX | 1194.6579 | 8.5616 | 545.4106 |  | S-All-Lgt-Streetlight-All-All-U | [9 empty] | L
NR_PARKING_GARAGE_FIX_REPL_from MH to BI-LEVEL_LED_FIX | NR_PARKING_GARAGE_FIX_REPL_from MH to BI-LEVEL_LED_FIX | 1545.4633 | 8.5616 | 356.5892 |  | S-All-Lgt-Streetlight-All-All-U | [9 empty] | L
NR_PARKING_GARAGE_FIX_REPL_from HID to BI-LEVEL_LED_FIX | NR_PARKING_GARAGE_FIX_REPL_from HID to BI-LEVEL_LED_FIX | 1344.6788 | 8.5616 | 447.4965 |  | S-All-Lgt-Streetlight-All-All-U | [9 empty] | L
Retro_PARKING_GARAGE_FIX_REPL_from HPS to BI-LEVEL_LED_FIX | Retro_PARKING_GARAGE_FIX_REPL_from HPS to BI-LEVEL_LED_FIX | 1194.6579 | 8.5616 | 678.2751 |  | S-All-Lgt-Streetlight-All-All-U | [9 empty] | R
Retro_PARKING_GARAGE_FIX_REPL_from MH to BI-LEVEL_LED_FIX | Retro_PARKING_GARAGE_FIX_REPL_from MH to BI-LEVEL_LED_FIX | 1545.4633 | 8.5616 | 484.7926 |  | S-All-Lgt-Streetlight-All-All-U | [9 empty] | R
Retro_PARKING_GARAGE_FIX_REPL_from HID to BI-LEVEL_LED_FIX | Retro_PARKING_GARAGE_FIX_REPL_from HID to BI-LEVEL_LED_FIX | 1344.6788 | 8.5616 | 581.5339 |  | S-All-Lgt-Streetlight-All-All-U | [9 empty] | R
ProCost Results
Version: | ProCost 3.0 - Beta04
Run Time: | Monday, 23 February , 2015 at 1:53 PM
Regurgitation of ProData input parameters which were used for this run
| Run Parameters |  | Run Parameters |  |  | Marginal Cost & Conservation Load Shape Parameters | [9 empty] | Sponsor Parameters | [5 empty] | Program Parameters |  |  | Utility System Parameters
| Run Type | Electric | Run Type | Electric |  | Marginal Costs and Savings Shape File | \\nas2\Q\SeventhPlan\Conservation Analysis\Global EE Inputs\MC Files\MC_AND_LOADSHAPE_v3.0_24segment-7P-D9 - NewSegValues.xlsx |  |  | 6P MidC Final (with carbon) | [6 empty] | Customer | Wholesale Elec | Retail Elec | Nat Gas |  | Program Life (yrs) | 20 |  |  | Electric | Gas
| Negative B/C Ratios | Off | Negative B/C Ratios | Off |  | Marginal Elec Avoided Cost Input Worksheet | 7P Mid |  |  | Conservation Load Shapes | [5 empty] | Real After-Tax Cost of Capital | 0.068013 | 0.043878 | 0.053289 | 0.054479 |  | Program Start Date | 2016 |  | Bulk System T&D Loss Factor | 0.0040389 | 0.01
| Admin Cost @ Category Level | On | Admin Cost @ Category Level | On |  | Elec Savings Shape Input Worksheet | GLSShapes |  |  | 6P_Gas_Final | [5 empty] | Financial Life (years) | 12 | 12 | 1 | 1 |  | Present Value Time Zero | 2016 |  | Bulk System T&D Credit ($/kw-yr)($/dailytherm-yr) | 26 | 0
| Repeat Periodic Replacement | On | Repeat Periodic Replacement | On |  | Marginal Gas Avoided Cost Input Worksheet | 7P Gas |  |  | Conservation Load Shapes | [6 empty] | Customer | Wholesale Elec | Retail Elec | Nat Gas |  | Input Cost Reference Year | 2012 |  | Bulk System T&D I2R Loss Component (%) | 0.9 | N/A
[6 empty] | Gas Savings Shape Input Worksheet | GLSShapes | [8 empty] | Sponsor Share of Initial Capital Cost | 0.35 | 0.195 | 0.455 | 0 |  | Real Discount Rate | 0.04 |  | Local System Dist Loss Factor | 0.047399 | 0
| Run Type: | Electric |  |  |  | Marginal Elec CO2 per kWh Input Worksheet | CO2 lbs per kWh .95 |  |  | CO2 lbs per therm | [5 empty] | Sponsor Share of Annual O&M | 1 | 0 | 0 | 0 |  | Capital Real Escalation Rate | 0 |  | Local System Dist Credit ($/kw-yr)($/dailytherm-yr) | 31 | 0
| Negative B/C Ratios: | False: (Converts Negative B/C Ratios) |  |  |  | Marginal Gas CO2 per therm Input Worksheet | CO2 lbs per therm |  |  | Zero Dollars per ton CO2 | [5 empty] | Sponsor Share of Periodic Replacement Cost | 1 | 0 | 0 | 0 |  | Admin Cost (as % of Initial Capital Cost) | 0.2 |  | Local System Dist I2R Loss Component (%) | 0.7 | N/A
| Admin Cost / Category Level: | True: Admin Costs added at Category Results |  |  |  | Marginal Avoided Cost CO2 Input Worksheet | Zero Dollars per ton CO2 |  |  | LineLossShapes | [5 empty] | Sponsor Share of Admin Cost |  | 0.3 | 0.7 | 0 |  | Regional Act Conservation Credit (%) | 0 |  | Risk-Mitigation Credit (mills/kWh)(mills/therm) - Retro. | 0 | 0
| Periodic O&M Treatment: | True: (Periodic O&M Repeats over measure life) |  |  |  | Line Loss Shape Input Worksheet | LineLossShapes | [8 empty] | Last Year of Non-Customer O&M & Period Replacement |  | 20 |  |  |  | Report Annual Carbon Saved for Year | 2018 |  | Risk-Mitigation Credit (mills/kWh)(mills/therm) - Lost Op. | 0 | 0
Measure Results; Sorted in same order as input
Total Results |  | Measure Input Data | [8 empty] | Savings | [5 empty] | PV Capital |  |  |  | PV Admin |  |  |  | PV O&M |  |  |  | PV Periodic Repl. |  |  |  | Total PV Capital, O&M and Periodic Repl Costs |  |  |  |  | PV Wholesale Electric Utility Costs & Benefits | [6 empty] | PV Retail Electric Utility Costs & Benefits | [6 empty] | PV Electric Utility System Costs & Benefits | [5 empty] | Electric Utility System Economics |  | Sponsor Levelized Cost (mills/kwh) |  |  |  |  | PV Regional Costs & Benefits | [15 empty] | TRC Economics |  | Physical CO2 | [6 empty] | Gas Inputs |  |  |  | PV Gas Utility System Costs & Benefits |  |  |  |  | Gas Utility System Economics
Category | Measure | Measure Life | Site Savings (kWh) | Site Savings (therms) | Capital Cost ($/unit) | Annual O&M Cost ($/unit) | PV Per. Repl. Cost ($/unit) | Load Shape (electric) | Diversified Load Factor (electric) | Wholesale Power Coincidence Factor (electric) | Wholesale Electric Energy (kWh) | Wholesale Electric Demand (kw) | Retail Electric Demand (kW) | Wholesale Gas Energy (therms/yr) | Wholesale Gas Demand (therms/day) | Retail Gas Demand (therms/day) | Wholesale Electric | Retail Electric | Natural Gas | Customer | Wholesale Electric | Retail Electric | Natural Gas | Customer | Wholesale Electric | Retail Electric | Natural Gas | Customer | Wholesale Electric | Retail Electric | Natural Gas | Customer | Wholesale Electric | Retail Electric | Natural Gas | Customer | Total | Wholesale Utility System Energy | Wholesale Utility System T&D Def. Cap. | Wholesale Utility System Act C-E Credit | Wholesale Utility System Risk Mitigation Benefit | Wholesale Utility System Total System Benefit | Wholesale Utility System Total Non-Consumer Cost | Wholesale Utility System B/C Ratio | Retail Utility System Energy | Retail Utility System T&D Def. Cap. | Retail Utility System Act C-E Credit | Retail Utility System Risk Mitigation Benefit | Retail Utility System Total System Benefit | Retail Utility System Total Non-Consumer Cost | Retail Utility System System B/C Ratio | Utility System Energy | Utility System T&D Def. Cap. | Utility System Act C-E Credit | Utility System Total Risk Mitigation Benefit | Utility System Total System Benefit | Utility System Total Non-Consumer Cost | Utility System Net Levelized Cost (Net of Elec T&D Capacity Benefits, Act Credit & Risk-Mitigation Benefit) in mills/kwh | Utility System System B/C Ratio | Wholesale Electric Levelized Cost | Retail Electric Levelized Cost | Natural Gas Levelized Cost | Customer Levelized Cost | Total Levelized Cost | PV Regional Electric Energy | PV Regional Gas Energy | PV Regional Electric T&D Def. Cap. | PV Regional Gas T&D Def. Cap. | PV Regional Electric System CO2 | PV Regional Gas System CO2 | PV Regional Electric System Risk-Mitigation Benefit | PV Regional Gas System Risk-Mitigation Benefit | PV Regional Non-E Value | PV Regional Act Credit | PV Regional Capital Cost | PV Regional Admin Cost | PV Regional Annual O&M Cost | PV Regional Periodic Replacement Cost | PV Total Regional Benefit | PV Total Regional Cost | TRC B/C Ratio | TRC Net Levelized Cost (Net of All Benefits) in mills/kWh | Electric System CO2 Avoided (Lifetime Tons) | Gas System CO2 Avoided (Lifetime Tons) | Total System CO2 Avoided (Lifetime Tons) | Electric System CO2 Avoided (Annual Tons in 2018) | Gas System CO2 Avoided (Annual Tons in 2018) | Total System CO2 Avoided (Annual Tons in 2018) |  | Gas Site Savings (therms) | Load Shape (gas) | Diversitfied Load Factor (gas) | Wholesale Coincidence Factor (gas) | Total Gas Utility System Energy | Gas Utility System T&D Def. Cap. | Gas Utility System Risk Mitigation Benefit | Gas Utility System Total System Benefit | Gas Utility System Total Non-Consumer Cost | Gas Utility System Net Levelized Cost (Net of Gas T&D Capacity Benefits & Risk-Mitigation Benefits) in cents/therm | Gas Utility System System B/C Ratio
NR_PARKING_GARAGE_FIX_REPL_from HPS to BI-LEVEL_LED_FIX | NR_PARKING_GARAGE_FIX_REPL_from HPS to BI-LEVEL_LED_FIX | 8.5616 | 1194.6579 | 0 | 545.4106 | 0 | 0 | S-All-Lgt-Streetlight-All-All-U |  |  | 1280.7901 | 0.29896 | 0.2968 | 0 | 0 | 0 | 108.7622 | 251.3328 | 0 | 800.8102 | (na) | (na) | (na) | (na) | 0 | 0 | 0 | 0 | 0 | 0 | 0 | 0 | 108.7622 | 251.3328 | 0 | 800.8102 | 1160.9051 | 613.8957 | 105.6354 | 0 | 0 | 719.5311 | 108.7622 | 6.6156 | 613.8957 | 125.0409 | 0 | 0 | 738.9365 | 251.3328 | 2.9401 | 613.8957 | 230.6763 | 0 | 0 | 844.572 | 360.0949 | 7.4351 | 2.3454 | 6.2484 | 14.4391 | 0 | 46.0068 | 66.6943 | 613.8957 | 0 | 230.6763 | 0 | 0 | 0 | 0 | 0 | 0 | 0 | 1160.9051 |  | 0 | 0 | 844.572 | 1160.9051 | 0.72751 | 53.4419 | 12.1675 | 0 | 12.1675 | 0.60838 | 0 | 0.60838 |  | 0 |  | 0 | 0 | 0 | 0 | 0 | 0 | 0 | 9999 | 9999
NR_PARKING_GARAGE_FIX_REPL_from MH to BI-LEVEL_LED_FIX | NR_PARKING_GARAGE_FIX_REPL_from MH to BI-LEVEL_LED_FIX | 8.5616 | 1545.4633 | 0 | 356.5892 | 0 | 0 | S-All-Lgt-Streetlight-All-All-U |  |  | 1656.8878 | 0.38674 | 0.38395 | 0 | 0 | 0 | 71.1087 | 164.3213 | 0 | 523.5694 | (na) | (na) | (na) | (na) | 0 | 0 | 0 | 0 | 0 | 0 | 0 | 0 | 71.1087 | 164.3213 | 0 | 523.5694 | 758.9993 | 794.1631 | 136.6547 | 0 | 0 | 930.8178 | 71.1087 | 13.0901 | 794.1631 | 161.7585 | 0 | 0 | 955.9216 | 164.3213 | 5.8174 | 794.1631 | 298.4132 | 0 | 0 | 1092.5763 | 235.4299 | -2.7971 | 4.6408 | 3.1579 | 7.2974 | 0 | 23.2515 | 33.7069 | 794.1631 | 0 | 298.4132 | 0 | 0 | 0 | 0 | 0 | 0 | 0 | 758.9993 |  | 0 | 0 | 1092.5763 | 758.9993 | 1.4395 | 20.4545 | 15.7405 | 0 | 15.7405 | 0.78702 | 0 | 0.78702 |  | 0 |  | 0 | 0 | 0 | 0 | 0 | 0 | 0 | 9999 | 9999
NR_PARKING_GARAGE_FIX_REPL_from HID to BI-LEVEL_LED_FIX | NR_PARKING_GARAGE_FIX_REPL_from HID to BI-LEVEL_LED_FIX | 8.5616 | 1344.6788 | 0 | 447.4965 | 0 | 0 | S-All-Lgt-Streetlight-All-All-U |  |  | 1441.6272 | 0.3365 | 0.33407 | 0 | 0 | 0 | 89.2368 | 206.2126 | 0 | 657.0459 | (na) | (na) | (na) | (na) | 0 | 0 | 0 | 0 | 0 | 0 | 0 | 0 | 89.2368 | 206.2126 | 0 | 657.0459 | 952.4953 | 690.9865 | 118.9007 | 0 | 0 | 809.8872 | 89.2368 | 9.0757 | 690.9865 | 140.743 | 0 | 0 | 831.7295 | 206.2126 | 4.0334 | 690.9865 | 259.6438 | 0 | 0 | 950.6303 | 295.4494 | 1.8275 | 3.2176 | 4.5547 | 10.5253 | 0 | 33.5361 | 48.6161 | 690.9865 | 0 | 259.6438 | 0 | 0 | 0 | 0 | 0 | 0 | 0 | 952.4953 |  | 0 | 0 | 950.6303 | 952.4953 | 0.99804 | 35.3637 | 13.6955 | 0 | 13.6955 | 0.68477 | 0 | 0.68477 |  | 0 |  | 0 | 0 | 0 | 0 | 0 | 0 | 0 | 9999 | 9999
Retro_PARKING_GARAGE_FIX_REPL_from HPS to BI-LEVEL_LED_FIX | Retro_PARKING_GARAGE_FIX_REPL_from HPS to BI-LEVEL_LED_FIX | 8.5616 | 1194.6579 | 0 | 678.2751 | 0 | 0 | S-All-Lgt-Streetlight-All-All-U |  |  | 1280.7901 | 0.29896 | 0.2968 | 0 | 0 | 0 | 135.2571 | 312.5586 | 0 | 995.8913 | (na) | (na) | (na) | (na) | 0 | 0 | 0 | 0 | 0 | 0 | 0 | 0 | 135.2571 | 312.5586 | 0 | 995.8913 | 1443.707 | 613.8957 | 105.6354 | 0 | 0 | 719.5311 | 135.2571 | 5.3197 | 613.8957 | 125.0409 | 0 | 0 | 738.9365 | 312.5586 | 2.3642 | 613.8957 | 230.6763 | 0 | 0 | 844.572 | 447.8158 | 12.4747 | 1.886 | 7.7706 | 17.9566 | 0 | 57.2142 | 82.9414 | 613.8957 | 0 | 230.6763 | 0 | 0 | 0 | 0 | 0 | 0 | 0 | 1443.707 |  | 0 | 0 | 844.572 | 1443.707 | 0.585 | 69.689 | 12.1675 | 0 | 12.1675 | 0.60838 | 0 | 0.60838 |  | 0 |  | 0 | 0 | 0 | 0 | 0 | 0 | 0 | 9999 | 9999
Retro_PARKING_GARAGE_FIX_REPL_from MH to BI-LEVEL_LED_FIX | Retro_PARKING_GARAGE_FIX_REPL_from MH to BI-LEVEL_LED_FIX | 8.5616 | 1545.4633 | 0 | 484.7926 | 0 | 0 | S-All-Lgt-Streetlight-All-All-U |  |  | 1656.8878 | 0.38674 | 0.38395 | 0 | 0 | 0 | 96.6741 | 223.3992 | 0 | 711.8066 | (na) | (na) | (na) | (na) | 0 | 0 | 0 | 0 | 0 | 0 | 0 | 0 | 96.6741 | 223.3992 | 0 | 711.8066 | 1031.8799 | 794.1631 | 136.6547 | 0 | 0 | 930.8178 | 96.6741 | 9.6284 | 794.1631 | 161.7585 | 0 | 0 | 955.9216 | 223.3992 | 4.279 | 794.1631 | 298.4132 | 0 | 0 | 1092.5763 | 320.0733 | 0.96192 | 3.4135 | 4.2933 | 9.9211 | 0 | 31.6111 | 45.8254 | 794.1631 | 0 | 298.4132 | 0 | 0 | 0 | 0 | 0 | 0 | 0 | 1031.8799 |  | 0 | 0 | 1092.5763 | 1031.8799 | 1.0588 | 32.573 | 15.7405 | 0 | 15.7405 | 0.78702 | 0 | 0.78702 |  | 0 |  | 0 | 0 | 0 | 0 | 0 | 0 | 0 | 9999 | 9999
Retro_PARKING_GARAGE_FIX_REPL_from HID to BI-LEVEL_LED_FIX | Retro_PARKING_GARAGE_FIX_REPL_from HID to BI-LEVEL_LED_FIX | 8.5616 | 1344.6788 | 0 | 581.5339 | 0 | 0 | S-All-Lgt-Streetlight-All-All-U |  |  | 1441.6272 | 0.3365 | 0.33407 | 0 | 0 | 0 | 115.9656 | 267.9789 | 0 | 853.8489 | (na) | (na) | (na) | (na) | 0 | 0 | 0 | 0 | 0 | 0 | 0 | 0 | 115.9656 | 267.9789 | 0 | 853.8489 | 1237.7935 | 690.9865 | 118.9007 | 0 | 0 | 809.8872 | 115.9656 | 6.9839 | 690.9865 | 140.743 | 0 | 0 | 831.7295 | 267.9789 | 3.1037 | 690.9865 | 259.6438 | 0 | 0 | 950.6303 | 383.9445 | 6.3444 | 2.476 | 5.919 | 13.6778 | 0 | 43.5811 | 63.1779 | 690.9865 | 0 | 259.6438 | 0 | 0 | 0 | 0 | 0 | 0 | 0 | 1237.7935 |  | 0 | 0 | 950.6303 | 1237.7935 | 0.768 | 49.9255 | 13.6955 | 0 | 13.6955 | 0.68477 | 0 | 0.68477 |  | 0 |  | 0 | 0 | 0 | 0 | 0 | 0 | 0 | 9999 | 9999
Category Results; Sorted by TRC Levelized Cost
Total Results |  | Measure Input Data | [8 empty] | Savings | [5 empty] | PV Capital |  |  |  | PV Admin |  |  |  | PV O&M |  |  |  | PV Periodic Repl. |  |  |  | Total PV Capital, O&M and Periodic Repl Costs |  |  |  |  | PV Wholesale Electric Utility Costs & Benefits | [6 empty] | PV Retail Electric Utility Costs & Benefits | [6 empty] | PV Electric Utility System Costs & Benefits | [5 empty] | Electric Utility System Economics |  | Sponsor Levelized Cost (mills/kwh) |  |  |  |  | PV Regional Costs & Benefits | [15 empty] | TRC Economics |  | Physical CO2 | [6 empty] | Gas Inputs |  |  |  | PV Gas Utility System Costs & Benefits |  |  |  |  | Gas Utility System Economics
Category | Measure | Measure Life | Site Savings (kWh) | Site Savings (therms) | Capital Cost ($/unit) | Annual O&M Cost ($/unit) | PV Per. Repl. Cost ($/unit) | Load Shape (electric) | Diversified Load Factor (electric) | Wholesale Power Coincidence Factor (electric) | Wholesale Electric Energy (kWh) | Wholesale Electric Demand (kw) | Retail Electric Demand (kW) | Wholesale Gas Energy (therms/yr) | Wholesale Gas Demand (therms/day) | Retail Gas Demand (therms/day) | Wholesale Electric | Retail Electric | Natural Gas | Customer | Wholesale Electric | Retail Electric | Natural Gas | Customer | Wholesale Electric | Retail Electric | Natural Gas | Customer | Wholesale Electric | Retail Electric | Natural Gas | Customer | Wholesale Electric | Retail Electric | Natural Gas | Customer | Total | Wholesale Utility System Energy | Wholesale Utility System T&D Def. Cap. | Wholesale Utility System Act C-E Credit | Wholesale Utility System Risk Mitigation Benefit | Wholesale Utility System Total System Benefit | Wholesale Utility System Total Non-Consumer Cost | Wholesale Utility System B/C Ratio | Retail Utility System Energy | Retail Utility System T&D Def. Cap. | Retail Utility System Act C-E Credit | Retail Utility System Risk Mitigation Benefit | Retail Utility System Total System Benefit | Retail Utility System Total Non-Consumer Cost | Retail Utility System System B/C Ratio | Utility System Energy | Utility System T&D Def. Cap. | Utility System Act C-E Credit | Utility System Total Risk Mitigation Benefit | Utility System Total System Benefit | Utility System Total Non-Consumer Cost | Utility System Net Levelized Cost (Net of Elec T&D Capacity Benefits, Act Credit & Risk-Mitigation Benefit) in mills/kwh | Utility System System B/C Ratio | Wholesale Electric Levelized Cost | Retail Electric Levelized Cost | Natural Gas Levelized Cost | Customer Levelized Cost | Total Levelized Cost | PV Regional Electric Energy | PV Regional Gas Energy | PV Regional Electric T&D Def. Cap. | PV Regional Gas T&D Def. Cap. | PV Regional Electric System CO2 | PV Regional Gas System CO2 | PV Regional Electric System Risk-Mitigation Benefit | PV Regional Gas System Risk-Mitigation Benefit | PV Regional Non-E Value | PV Regional Act Credit | PV Regional Capital Cost | PV Regional Admin Cost | PV Regional Annual O&M Cost | PV Regional Periodic Replacement Cost | PV Total Regional Benefit | PV Total Regional Cost | TRC B/C Ratio | TRC Net Levelized Cost (Net of All Benefits) in mills/kWh | Electric System CO2 Avoided (Lifetime Tons) | Gas System CO2 Avoided (Lifetime Tons) | Total System CO2 Avoided (Lifetime Tons) | Electric System CO2 Avoided (Annual Tons in 2018) | Gas System CO2 Avoided (Annual Tons in 2018) | Total System CO2 Avoided (Annual Tons in 2018) |  | Gas Site Savings (therms) | Load Shape (gas) | Diversitfied Load Factor (gas) | Wholesale Coincidence Factor (gas) | Total Gas Utility System Energy | Gas Utility System T&D Def. Cap. | Gas Utility System Risk Mitigation Benefit | Gas Utility System Total System Benefit | Gas Utility System Total Non-Consumer Cost | Gas Utility System Net Levelized Cost (Net of Gas T&D Capacity Benefits & Risk-Mitigation Benefits) in cents/therm | Gas Utility System System B/C Ratio
NR_PARKING_GARAGE_FIX_REPL_from MH to BI-LEVEL_LED_FIX |  | 8.5616 | 1545.4633 | 0 | 356.5892 | 0 | 0 |  |  |  | 1656.8878 | 0.38674 | 0.38395 | 0 | 0 | 0 | 71.1087 | 164.3213 | 0 | 523.5694 | 21.3954 | 49.9225 | 0 | 0 | 0 | 0 | 0 | 0 | 0 | 0 | 0 | 0 | 92.504 | 214.2438 | 0 | 523.5694 | 830.3172 | 794.1631 | 136.6547 | 0 | 0 | 930.8178 | 92.504 | 10.0625 | 794.1631 | 161.7585 | 0 | 0 | 955.9216 | 214.2438 | 4.4618 | 794.1631 | 298.4132 | 0 | 0 | 1092.5763 | 306.7478 | 0.37014 | 3.5618 | 4.1081 | 9.5145 | 0 | 23.2515 | 36.8741 | 794.1631 | 0 | 298.4132 | 0 | 0 | 0 | 0 | 0 | 0 | 0 | 758.9993 | 71.3178 | 0 | 0 | 1092.5763 | 830.3172 | 1.3159 | 23.6217 | 15.7405 | 0 | 15.7405 | 0.78702 | 0 | 0.78702 |  | 0 |  | 0 | 0 | 0 | 0 | 0 | 0 | 0 | 9999 | 9999
Retro_PARKING_GARAGE_FIX_REPL_from MH to BI-LEVEL_LED_FIX |  | 8.5616 | 1545.4633 | 0 | 484.7926 | 0 | 0 |  |  |  | 1656.8878 | 0.38674 | 0.38395 | 0 | 0 | 0 | 96.6741 | 223.3992 | 0 | 711.8066 | 29.0876 | 67.871 | 0 | 0 | 0 | 0 | 0 | 0 | 0 | 0 | 0 | 0 | 125.7617 | 291.2702 | 0 | 711.8066 | 1128.8384 | 794.1631 | 136.6547 | 0 | 0 | 930.8178 | 125.7617 | 7.4014 | 794.1631 | 161.7585 | 0 | 0 | 955.9216 | 291.2702 | 3.2819 | 794.1631 | 298.4132 | 0 | 0 | 1092.5763 | 417.0318 | 5.2678 | 2.6199 | 5.585 | 12.9352 | 0 | 31.6111 | 50.1313 | 794.1631 | 0 | 298.4132 | 0 | 0 | 0 | 0 | 0 | 0 | 0 | 1031.8799 | 96.9585 | 0 | 0 | 1092.5763 | 1128.8384 | 0.96788 | 36.8789 | 15.7405 | 0 | 15.7405 | 0.78702 | 0 | 0.78702 |  | 0 |  | 0 | 0 | 0 | 0 | 0 | 0 | 0 | 9999 | 9999
NR_PARKING_GARAGE_FIX_REPL_from HID to BI-LEVEL_LED_FIX |  | 8.5616 | 1344.6788 | 0 | 447.4965 | 0 | 0 |  |  |  | 1441.6272 | 0.3365 | 0.33407 | 0 | 0 | 0 | 89.2368 | 206.2126 | 0 | 657.0459 | 26.8498 | 62.6495 | 0 | 0 | 0 | 0 | 0 | 0 | 0 | 0 | 0 | 0 | 116.0866 | 268.8622 | 0 | 657.0459 | 1041.9946 | 690.9865 | 118.9007 | 0 | 0 | 809.8872 | 116.0866 | 6.9766 | 690.9865 | 140.743 | 0 | 0 | 831.7295 | 268.8622 | 3.0935 | 690.9865 | 259.6438 | 0 | 0 | 950.6303 | 384.9487 | 6.3957 | 2.4695 | 5.9251 | 13.7229 | 0 | 33.5361 | 53.1842 | 690.9865 | 0 | 259.6438 | 0 | 0 | 0 | 0 | 0 | 0 | 0 | 952.4953 | 89.4993 | 0 | 0 | 950.6303 | 1041.9946 | 0.91232 | 39.9318 | 13.6955 | 0 | 13.6955 | 0.68477 | 0 | 0.68477 |  | 0 |  | 0 | 0 | 0 | 0 | 0 | 0 | 0 | 9999 | 9999
Retro_PARKING_GARAGE_FIX_REPL_from HID to BI-LEVEL_LED_FIX |  | 8.5616 | 1344.6788 | 0 | 581.5339 | 0 | 0 |  |  |  | 1441.6272 | 0.3365 | 0.33407 | 0 | 0 | 0 | 115.9656 | 267.9789 | 0 | 853.8489 | 34.892 | 81.4147 | 0 | 0 | 0 | 0 | 0 | 0 | 0 | 0 | 0 | 0 | 150.8577 | 349.3937 | 0 | 853.8489 | 1354.1002 | 690.9865 | 118.9007 | 0 | 0 | 809.8872 | 150.8577 | 5.3686 | 690.9865 | 140.743 | 0 | 0 | 831.7295 | 349.3937 | 2.3805 | 690.9865 | 259.6438 | 0 | 0 | 950.6303 | 500.2513 | 12.2808 | 1.9003 | 7.6999 | 17.8333 | 0 | 43.5811 | 69.1143 | 690.9865 | 0 | 259.6438 | 0 | 0 | 0 | 0 | 0 | 0 | 0 | 1237.7935 | 116.3068 | 0 | 0 | 950.6303 | 1354.1002 | 0.70204 | 55.8619 | 13.6955 | 0 | 13.6955 | 0.68477 | 0 | 0.68477 |  | 0 |  | 0 | 0 | 0 | 0 | 0 | 0 | 0 | 9999 | 9999
NR_PARKING_GARAGE_FIX_REPL_from HPS to BI-LEVEL_LED_FIX |  | 8.5616 | 1194.6579 | 0 | 545.4106 | 0 | 0 |  |  |  | 1280.7901 | 0.29896 | 0.2968 | 0 | 0 | 0 | 108.7622 | 251.3328 | 0 | 800.8102 | 32.7246 | 76.3575 | 0 | 0 | 0 | 0 | 0 | 0 | 0 | 0 | 0 | 0 | 141.4868 | 327.6903 | 0 | 800.8102 | 1269.9872 | 613.8957 | 105.6354 | 0 | 0 | 719.5311 | 141.4868 | 5.0855 | 613.8957 | 125.0409 | 0 | 0 | 738.9365 | 327.6903 | 2.255 | 613.8957 | 230.6763 | 0 | 0 | 844.572 | 469.1771 | 13.7019 | 1.8001 | 8.1285 | 18.8259 | 0 | 46.0068 | 72.9611 | 613.8957 | 0 | 230.6763 | 0 | 0 | 0 | 0 | 0 | 0 | 0 | 1160.9051 | 109.0821 | 0 | 0 | 844.572 | 1269.9872 | 0.66502 | 59.7087 | 12.1675 | 0 | 12.1675 | 0.60838 | 0 | 0.60838 |  | 0 |  | 0 | 0 | 0 | 0 | 0 | 0 | 0 | 9999 | 9999
Retro_PARKING_GARAGE_FIX_REPL_from HPS to BI-LEVEL_LED_FIX |  | 8.5616 | 1194.6579 | 0 | 678.2751 | 0 | 0 |  |  |  | 1280.7901 | 0.29896 | 0.2968 | 0 | 0 | 0 | 135.2571 | 312.5586 | 0 | 995.8913 | 40.6965 | 94.9585 | 0 | 0 | 0 | 0 | 0 | 0 | 0 | 0 | 0 | 0 | 175.9536 | 407.5172 | 0 | 995.8913 | 1579.3621 | 613.8957 | 105.6354 | 0 | 0 | 719.5311 | 175.9536 | 4.0893 | 613.8957 | 125.0409 | 0 | 0 | 738.9365 | 407.5172 | 1.8133 | 613.8957 | 230.6763 | 0 | 0 | 844.572 | 583.4708 | 20.2681 | 1.4475 | 10.1086 | 23.412 | 0 | 57.2142 | 90.7348 | 613.8957 | 0 | 230.6763 | 0 | 0 | 0 | 0 | 0 | 0 | 0 | 1443.707 | 135.655 | 0 | 0 | 844.572 | 1579.3621 | 0.53476 | 77.4824 | 12.1675 | 0 | 12.1675 | 0.60838 | 0 | 0.60838 |  | 0 |  | 0 | 0 | 0 | 0 | 0 | 0 | 0 | 9999 | 9999
Supply Curve Results; Categories sorted by TRC Net Levelized Cost
Totals for Categories with Benefits Exceeding Costs. Levelized cost is TRC Net Levelized Cost (Net of Benefits) | [12 empty] | Savings Allocation by Cost Bin and Month for Segments 1 | [12 empty] | Savings Allocation by Cost Bin and Month for Segments 2
| Totals Basis | Busbar Electric Savings in kWh | First Cost | Admin Cost | First Year Program Cost | PV Cost | PV Benefits | Unit Program Cost: First Year Program Cost in $/average annual kW saved | Utility System Net Levelized Cost (Net of T&D Capacity Benefits, Act Credit & Risk-Mitigation) in mills/kWh | TRC Net Levelized Cost (Net of All Benefits) in mills/kWh | TRC B/C Ratio | Net Electric & Gas System CO2 Avoided (Lifetime Tons) | Jan | Feb | Mar | Apr | May | Jun | Jul | Aug | Sep | Oct | Nov | Dec |  | Jan | Feb | Mar | Apr | May | Jun | Jul | Aug | Sep | Oct | Nov | Dec
| Measures with B/C > 1.00 | 3313.7755 | 841.3818 | 0 | 841.3818 | 1790.8792 | 2185.1526 | 2224.2016 | -0.91757 | 26.5137 | 1.2492 | 31.481 | 135.7238 | 100.3355 | 93.4672 | 53.657 | 43.1021 | 33.4346 | 34.8888 | 50.7818 | 64.1588 | 104.6678 | 121.2081 | 142.7807 |  | 224.9409 | 195.1174 | 196.6995 | 187.3071 | 172.5193 | 156.7498 | 171.1668 | 184.8265 | 199.2239 | 205.6104 | 215.5371 | 225.8705
| Categories with B/C > 1.00 | 1656.8878 | 356.5892 | 71.3178 | 427.9071 | 830.3172 | 1092.5763 | 2262.3536 | 0.37014 | 23.6217 | 1.3159 | 15.7405 | 135.7238 | 100.3355 | 93.4672 | 53.657 | 43.1021 | 33.4346 | 34.8888 | 50.7818 | 64.1588 | 104.6678 | 121.2081 | 142.7807 |  | 224.9409 | 195.1174 | 196.6995 | 187.3071 | 172.5193 | 156.7498 | 171.1668 | 184.8265 | 199.2239 | 205.6104 | 215.5371 | 225.8705
Supply Curve Results: By TRC Net Levelized Cost - Net of Benefits
| Block 1: <= 0 mills/kWh | 0 | 0 | 0 | 0 | 0 | 0 | 0 | 0 | 0 | 0 | 0 | 0 | 0 | 0 | 0 | 0 | 0 | 0 | 0 | 0 | 0 | 0 | 0 |  | 0 | 0 | 0 | 0 | 0 | 0 | 0 | 0 | 0 | 0 | 0 | 0
| Block 2: <= 10 mills/kWh | 0 | 0 | 0 | 0 | 0 | 0 | 0 | 0 | 0 | 0 | 0 | 0 | 0 | 0 | 0 | 0 | 0 | 0 | 0 | 0 | 0 | 0 | 0 |  | 0 | 0 | 0 | 0 | 0 | 0 | 0 | 0 | 0 | 0 | 0 | 0
| Block 3: 10-20 mills/kWh | 0 | 0 | 0 | 0 | 0 | 0 | 0 | 0 | 0 | 0 | 0 | 0 | 0 | 0 | 0 | 0 | 0 | 0 | 0 | 0 | 0 | 0 | 0 |  | 0 | 0 | 0 | 0 | 0 | 0 | 0 | 0 | 0 | 0 | 0 | 0
| Block 4: 20-30 mills/kWh | 1656.8878 | 356.5892 | 71.3178 | 427.9071 | 830.3172 | 1092.5763 | 2262.3536 | 0.37014 | 23.6217 | 1.3159 | 15.7405 | 67.8619 | 50.1678 | 46.7336 | 26.8285 | 21.5511 | 16.7173 | 17.4444 | 25.3909 | 32.0794 | 52.3339 | 60.6041 | 71.3904 |  | 112.4705 | 97.5587 | 98.3497 | 93.6535 | 86.2597 | 78.3749 | 85.5834 | 92.4132 | 99.612 | 102.8052 | 107.7685 | 112.9352
| Block 5: 30-40 mills/kWh | 3098.5149 | 932.2891 | 186.4578 | 1118.747 | 2170.833 | 2043.2066 | 3162.8776 | 5.7926 | 38.2993 | 0.94203 | 29.436 | 126.9073 | 93.8178 | 87.3956 | 50.1715 | 40.3022 | 31.2627 | 32.6224 | 47.483 | 59.9911 | 97.8686 | 113.3345 | 133.5058 |  | 210.3289 | 182.4427 | 183.922 | 175.1397 | 161.3126 | 146.5675 | 160.0479 | 172.8203 | 186.2825 | 192.2541 | 201.5359 | 211.1981
| Block 6: 40-50 mills/kWh | 0 | 0 | 0 | 0 | 0 | 0 | 0 | 0 | 0 | 0 | 0 | 0 | 0 | 0 | 0 | 0 | 0 | 0 | 0 | 0 | 0 | 0 | 0 |  | 0 | 0 | 0 | 0 | 0 | 0 | 0 | 0 | 0 | 0 | 0 | 0
| Block 7: 50-60 mills/kWh | 2722.4173 | 1126.9444 | 225.3889 | 1352.3333 | 2624.0875 | 1795.2022 | 4351.4416 | 12.9494 | 57.6717 | 0.68462 | 25.863 | 111.5033 | 82.4302 | 76.7875 | 44.0817 | 35.4103 | 27.4681 | 28.6627 | 41.7195 | 52.7094 | 85.9894 | 99.578 | 117.3009 |  | 184.7992 | 160.2978 | 161.5976 | 153.8813 | 141.7325 | 128.7771 | 140.6213 | 151.8434 | 163.6715 | 168.9183 | 177.0735 | 185.5629
| Block 8: 60-70 mills/kWh | 0 | 0 | 0 | 0 | 0 | 0 | 0 | 0 | 0 | 0 | 0 | 0 | 0 | 0 | 0 | 0 | 0 | 0 | 0 | 0 | 0 | 0 | 0 |  | 0 | 0 | 0 | 0 | 0 | 0 | 0 | 0 | 0 | 0 | 0 | 0
| Block 9: 70-80 mills/kWh | 1280.7901 | 678.2751 | 135.655 | 813.9302 | 1579.3621 | 844.572 | 5566.8982 | 20.2681 | 77.4824 | 0.53476 | 12.1675 | 52.4579 | 38.7802 | 36.1255 | 20.7387 | 16.6592 | 12.9226 | 13.4847 | 19.6274 | 24.7977 | 40.4546 | 46.8475 | 55.1854 |  | 86.9408 | 75.4138 | 76.0253 | 72.3951 | 66.6796 | 60.5846 | 66.1568 | 71.4363 | 77.001 | 79.4694 | 83.3061 | 87.3
| Block 10: 80-90 mills/kWh | 0 | 0 | 0 | 0 | 0 | 0 | 0 | 0 | 0 | 0 | 0 | 0 | 0 | 0 | 0 | 0 | 0 | 0 | 0 | 0 | 0 | 0 | 0 |  | 0 | 0 | 0 | 0 | 0 | 0 | 0 | 0 | 0 | 0 | 0 | 0
| Block 11: 90-100 mills/kWh | 0 | 0 | 0 | 0 | 0 | 0 | 0 | 0 | 0 | 0 | 0 | 0 | 0 | 0 | 0 | 0 | 0 | 0 | 0 | 0 | 0 | 0 | 0 |  | 0 | 0 | 0 | 0 | 0 | 0 | 0 | 0 | 0 | 0 | 0 | 0
| Block 12: 100-110 mills/kWh | 0 | 0 | 0 | 0 | 0 | 0 | 0 | 0 | 0 | 0 | 0 | 0 | 0 | 0 | 0 | 0 | 0 | 0 | 0 | 0 | 0 | 0 | 0 |  | 0 | 0 | 0 | 0 | 0 | 0 | 0 | 0 | 0 | 0 | 0 | 0
| Block 13: 110-120 mills/kWh | 0 | 0 | 0 | 0 | 0 | 0 | 0 | 0 | 0 | 0 | 0 | 0 | 0 | 0 | 0 | 0 | 0 | 0 | 0 | 0 | 0 | 0 | 0 |  | 0 | 0 | 0 | 0 | 0 | 0 | 0 | 0 | 0 | 0 | 0 | 0
| Block 14: 120-130 mills/kWh | 0 | 0 | 0 | 0 | 0 | 0 | 0 | 0 | 0 | 0 | 0 | 0 | 0 | 0 | 0 | 0 | 0 | 0 | 0 | 0 | 0 | 0 | 0 |  | 0 | 0 | 0 | 0 | 0 | 0 | 0 | 0 | 0 | 0 | 0 | 0
| Block 15: 130-140 mills/kWh | 0 | 0 | 0 | 0 | 0 | 0 | 0 | 0 | 0 | 0 | 0 | 0 | 0 | 0 | 0 | 0 | 0 | 0 | 0 | 0 | 0 | 0 | 0 |  | 0 | 0 | 0 | 0 | 0 | 0 | 0 | 0 | 0 | 0 | 0 | 0
| Block 16: 140-150 mills/kWh | 0 | 0 | 0 | 0 | 0 | 0 | 0 | 0 | 0 | 0 | 0 | 0 | 0 | 0 | 0 | 0 | 0 | 0 | 0 | 0 | 0 | 0 | 0 |  | 0 | 0 | 0 | 0 | 0 | 0 | 0 | 0 | 0 | 0 | 0 | 0
| Block 17: 150-160 mills/kWh | 0 | 0 | 0 | 0 | 0 | 0 | 0 | 0 | 0 | 0 | 0 | 0 | 0 | 0 | 0 | 0 | 0 | 0 | 0 | 0 | 0 | 0 | 0 |  | 0 | 0 | 0 | 0 | 0 | 0 | 0 | 0 | 0 | 0 | 0 | 0
| Block 18: 160-170 mills/kWh | 0 | 0 | 0 | 0 | 0 | 0 | 0 | 0 | 0 | 0 | 0 | 0 | 0 | 0 | 0 | 0 | 0 | 0 | 0 | 0 | 0 | 0 | 0 |  | 0 | 0 | 0 | 0 | 0 | 0 | 0 | 0 | 0 | 0 | 0 | 0
| Block 19: 170-180 mills/kWh | 0 | 0 | 0 | 0 | 0 | 0 | 0 | 0 | 0 | 0 | 0 | 0 | 0 | 0 | 0 | 0 | 0 | 0 | 0 | 0 | 0 | 0 | 0 |  | 0 | 0 | 0 | 0 | 0 | 0 | 0 | 0 | 0 | 0 | 0 | 0
| Block 20: 180-190 mills/kWh | 0 | 0 | 0 | 0 | 0 | 0 | 0 | 0 | 0 | 0 | 0 | 0 | 0 | 0 | 0 | 0 | 0 | 0 | 0 | 0 | 0 | 0 | 0 |  | 0 | 0 | 0 | 0 | 0 | 0 | 0 | 0 | 0 | 0 | 0 | 0
| Block 21: 190-200 mills/kWh | 0 | 0 | 0 | 0 | 0 | 0 | 0 | 0 | 0 | 0 | 0 | 0 | 0 | 0 | 0 | 0 | 0 | 0 | 0 | 0 | 0 | 0 | 0 |  | 0 | 0 | 0 | 0 | 0 | 0 | 0 | 0 | 0 | 0 | 0 | 0
| Block 22: > 200 mills/kWh | 0 | 0 | 0 | 0 | 0 | 0 | 0 | 0 | 0 | 0 | 0 | 0 | 0 | 0 | 0 | 0 | 0 | 0 | 0 | 0 | 0 | 0 | 0 |  | 0 | 0 | 0 | 0 | 0 | 0 | 0 | 0 | 0 | 0 | 0 | 0
Shaped Savings Results; By Category and sorted by TRC BC ratio
[13 empty] | Savings Allocation by Cost Bin and Month for Segments 1 Feb: Savings Allocation by Category and Month for Segments 1 |  |  | Savings Allocation by Category and Month for Segments 2
Category | Measure | Busbar Savings | First Cost | Admin Cost | First Year Program Cost | PV Cost | PV Benefits | Unit Program Cost: First Year Program Cost in $/average annual kW saved | Utility System Net Levelized Cost (Net of T&D Capacity Benefits, Act Credit & Risk-Mitigation) in mills/kWh | TRC Net Levelized Cost (Net of All Benefits) in mills/kWh | TRC B/C Ratio | Net Electric & Gas System CO2 Avoided (Lifetime Tons) | Wholesale KW | Jan | Feb | Mar | Apr | May | Jun | Jul | Aug | Sep | Oct | Nov | Dec |  | Jan | Feb | Mar | Apr | May | Jun | Jul | Aug | Sep | Oct | Nov | Dec
NR_PARKING_GARAGE_FIX_REPL_from MH to BI-LEVEL_LED_FIX |  | 1656.8878 | 356.5892 | 71.3178 | 427.9071 | 830.3172 | 1092.5763 | 2262.3536 | 0.37014 | 23.6217 | 1.3159 | 15.7405 | 0.38674 | 67.8619 | 50.1678 | 46.7336 | 26.8285 | 21.5511 | 16.7173 | 17.4444 | 25.3909 | 32.0794 | 52.3339 | 60.6041 | 71.3904 |  | 112.4705 | 97.5587 | 98.3497 | 93.6535 | 86.2597 | 78.3749 | 85.5834 | 92.4132 | 99.612 | 102.8052 | 107.7685 | 112.9352
Retro_PARKING_GARAGE_FIX_REPL_from MH to BI-LEVEL_LED_FIX |  | 1656.8878 | 484.7926 | 96.9585 | 581.7511 | 1128.8384 | 1092.5763 | 3075.7303 | 5.2678 | 36.8789 | 0.96788 | 15.7405 | 0.38674 | 67.8619 | 50.1678 | 46.7336 | 26.8285 | 21.5511 | 16.7173 | 17.4444 | 25.3909 | 32.0794 | 52.3339 | 60.6041 | 71.3904 |  | 112.4705 | 97.5587 | 98.3497 | 93.6535 | 86.2597 | 78.3749 | 85.5834 | 92.4132 | 99.612 | 102.8052 | 107.7685 | 112.9352
NR_PARKING_GARAGE_FIX_REPL_from HID to BI-LEVEL_LED_FIX |  | 1441.6272 | 447.4965 | 89.4993 | 536.9958 | 1041.9946 | 950.6303 | 3263.0375 | 6.3957 | 39.9318 | 0.91232 | 13.6955 | 0.3365 | 59.0454 | 43.65 | 40.662 | 23.343 | 18.7512 | 14.5454 | 15.178 | 22.0921 | 27.9117 | 45.5348 | 52.7305 | 62.1154 |  | 97.8585 | 84.884 | 85.5723 | 81.4862 | 75.0529 | 68.1926 | 74.4645 | 80.407 | 86.6705 | 89.4489 | 93.7674 | 98.2628
Retro_PARKING_GARAGE_FIX_REPL_from HID to BI-LEVEL_LED_FIX |  | 1441.6272 | 581.5339 | 116.3068 | 697.8406 | 1354.1002 | 950.6303 | 4240.4057 | 12.2808 | 55.8619 | 0.70204 | 13.6955 | 0.3365 | 59.0454 | 43.65 | 40.662 | 23.343 | 18.7512 | 14.5454 | 15.178 | 22.0921 | 27.9117 | 45.5348 | 52.7305 | 62.1154 |  | 97.8585 | 84.884 | 85.5723 | 81.4862 | 75.0529 | 68.1926 | 74.4645 | 80.407 | 86.6705 | 89.4489 | 93.7674 | 98.2628
NR_PARKING_GARAGE_FIX_REPL_from HPS to BI-LEVEL_LED_FIX |  | 1280.7901 | 545.4106 | 109.0821 | 654.4927 | 1269.9872 | 844.572 | 4476.4211 | 13.7019 | 59.7087 | 0.66502 | 12.1675 | 0.29896 | 52.4579 | 38.7802 | 36.1255 | 20.7387 | 16.6592 | 12.9226 | 13.4847 | 19.6274 | 24.7977 | 40.4546 | 46.8475 | 55.1854 |  | 86.9408 | 75.4138 | 76.0253 | 72.3951 | 66.6796 | 60.5846 | 66.1568 | 71.4363 | 77.001 | 79.4694 | 83.3061 | 87.3
Retro_PARKING_GARAGE_FIX_REPL_from HPS to BI-LEVEL_LED_FIX |  | 1280.7901 | 678.2751 | 135.655 | 813.9302 | 1579.3621 | 844.572 | 5566.8982 | 20.2681 | 77.4824 | 0.53476 | 12.1675 | 0.29896 | 52.4579 | 38.7802 | 36.1255 | 20.7387 | 16.6592 | 12.9226 | 13.4847 | 19.6274 | 24.7977 | 40.4546 | 46.8475 | 55.1854 |  | 86.9408 | 75.4138 | 76.0253 | 72.3951 | 66.6796 | 60.5846 | 66.1568 | 71.4363 | 77.001 | 79.4694 | 83.3061 | 87.3
Note on I6: :ProCost Perioodic replacement costs and savinsg of the measure. These are costs and savings that occur periodicially, but at different periods than annually. Can be positive or negative. Periodic replacement costs for both the measure and the baseline measure should be included if applicable. ProCost can analysze these costs in two ways dependent on the 'Repeat Periodic Replacemetn' switch in the ProData page. When set to 'On', ProCost repeats replacement costs for multiple times over the life of a measure depending on the input period and measure life. For example fluorescent lamps may have a 4-year replacement cycle that repeats 3 times in a 15-year measure life. When set to 'Off', ProCost reads the period as the year after installation that the replacement cost occurs and does not subsequently reinstall or repeat the replacement costs. For example a compressor may be replaced only once in the life of a heat-pump system. Example: A new fluorescent lighting systems may have a measure life of 15 years, and a lamp life of five years. Two lamps lamps per fixture must be replaced at years 6 and 11. Lamp and labor costs, expressed as positive costs, are entered as a cost and the period would be enetered as 5. The baseline measure may have a four year lamp life and would have required a three-lamp replacement at years 5, 9 and 13. Lamp and labor replacement costs would be entered as annual savings in dollars with a 4-year period. ProCost determines the net present value of the two cost streams.
Note on O6: :ProCost If the measure has gas savings for incfreases, enter the annual savings and shape of the savings here. Example: Clothes washer saves electric motor and dryer energy and gas water heat.
Note on A7: :Procost Category for the measure. Individual measures can be grouped into categories. Procost output is reported by measure and by category. All measures must belong to at least one category. Category name can be the same as measure name. Example: Measures can be combined into one category if they have components with different load shapes or measure lives. On wash machines there may be one load shape for the electric motor savings component, a second load shape for the electric water heat savings component and a third shape for electric dryer savings component.
Note on B7: :ProCost Name of Measure. User-defined. For PTR measures, defined naming conventions apply.
Note on C7: :ProCost Annual electric savings for the measure in kWh at the site. May be positive, negative or zero. Savings are incremental to the baseline alternative.
Note on D7: :ProCost Physical life of the measure in years. Must be >=1.
Note on E7: :ProCost Initial cost to install the measure in dollars. Costs are incremental to the baseline alternative. Dollars must be denominated in the same year as 'Input Cost Reference Year' input on the ProData page.
Note on F7: :ProCost Annaul opperations and maintenace cost for the measure in dollars. Must be incremental cost over the baseline alternative. May be positive, negative or zero. Dollars must be denominated in the same year as 'Input Cost Reference Year' input on the ProData page. O&M costs are enetered as positive values. Negative values represent O&M savings compared to the baseline alternative. Example: Annualized maintenace cost for a heat pump heating system compared to a baseline electric resistance heating system.
Note on G7: :ProCost Name of the pointer to the shape of the savings. The shapes represent the daily and monthly shape of the savings in four time segments for each month of the year. Shape of the savings is relative to the baseline alternative. These shaps are in the MC_AND_Loadshape file.
Note on H7: :ProCost Annual value of any non-energy benefits of the measure, relative to the baseline alternative. Expressed in dollars per year and denominated in dollars of the 'Cost Reference Year'. Positive value represents dollar savings. Negative value represents dollar cost. Example: Water, detergent and sewer savings from efficient clothes washer.
Note on I7: : Cost in dollars that is incurred for Period 1. Positive value if cost. Negative value if savings. Dollars must be denominated in the same year as 'Input Cost Reference Year' input on the ProData page.
Note on J7: :ProCost Duration of Period1. The time at which Period 1 costs, or savings, occur. In years.
Note on K7: : Cost in dollars that is incurred for Period 2 Positive value if cost. Negative value if savings. Dollars must be denominated in the same year as 'Input Cost Reference Year' input on the ProData page.
Note on L7: :ProCost Duration of Period 2. The time at which Period 2 costs, or savings, occur. In years.
Note on M7: : Cost in dollars that is incurred for Period 3. Positive value if cost. Negative value if savings. Dollars must be denominated in the same year as 'Input Cost Reference Year' input on the ProData page.
Note on N7: :ProCost Duration of Period 3. The time at which Period 3 costs, or savings, occur. In years.
Note on O7: : Annual gas savings, or increases, in therms.
Note on P7: :ProCost Name of the pointer to the shape of the savings. The shapes represent the daily and monthly shape of the savings in four time segments for each month of the year. Shape of the savings is relative to the baseline alternative. These shaps are in the MC_AND_Loadshape file.
Note on BH40: Direct and program administrative costs incurred by the utility system minus benefits that accrue to the utility system.There are separate Utility System Net Levelized Costs for the electric and the gas system. Utility system benefits include deferred transmission and distribution system capacity, risk-mitigation and Regional Act credit all of which are user-determined inputs.Utility System benefits do not include any non-energy benefits such as, other-fuel benefits, O&M benefits or periodic replacement benefits which generally accrue to the customer or to non-utility sponsors. Utility System Net Levelized Costs correspond to Utility System B/C ratio with regard to the costs and benefits included. Benefits are subtracted from costs, then levelized over the life of the measure The Risk-Mitigation credit is used to determine program cost-effectiveness and impacts both the Utility System B/C ratio and the Utility System Net Levelized Cost. If the Risk-Mitigation credit is non-zero, the Utility System Net Levelized Cost will be reduced by the Risk-Mitigation benefit. When using ProCost to build conservation supply curves, the user should set the Risk-Mitigation Credit to zero so the credit is not reflected in the supply curves.
Note on BM40: Direct and program administrative costs of the measure to sponsor. Separate costs for each sponsor. Depends on share of costs incurred by sponsor, sponsor cost of capital, and financing term which are user-defined inputs. Includes applicable Capital, O&M, Periodic Replacement and Program Administrative costs. Sponsor costs are levelized over program life. Does not include any adjustments for benefit. NOTE: Units are per kWh for 'Electric' runs and per therm for 'Gas' runs for all sponsors.
Note on CE40: All costs minus all benefits regardless of which sponsor incurs the cost or accrues the benefits. TRC Net Levelized Cost includes all applicable costs and all benefits. In addition to energy system costs and benefits, TRC Net Levelized Cost includes non-energy, other-fuel, O&M, periodic-replacement and risk-mitigation benefits and costs. TRC Net Levelized Cost corresponds to TRC B/C ratios with regard to the costs and benefits included. Benefits are subtracted from costs, then levelized over the life of the measure. The Risk-Mitigation credit is used to determine program cost-effectiveness and impacts both the TRC B/C ratio and the TRC Net Levelized Cost. If Risk-Mitigation credit is non-zero, TRC Levelized Cost will be reduced by the risk-mitigation benefit. When using ProCost to build conservation supply curves, the user should set the Risk-Mitigation Credit to zero so the credit is not reflected in the supply curves.
Note on CW40: Direct and program administrative costs incurred by the utility system minus benefits that accrue to the utility system.There are separate Utility System Net Levelized Costs for the electric and the gas system. Utility system benefits include deferred transmission and distribution system capacity, risk-mitigation and Regional Act credit all of which are user-determined inputs.Utility System benefits do not include any non-energy benefits such as, other-fuel benefits, O&M benefits or periodic replacement benefits which generally accrue to the customer or to non-utility sponsors. Utility System Net Levelized Costs correspond to Utility System B/C ratio with regard to the costs and benefits included. Benefits are subtracted from costs, then levelized over the life of the measure The Risk-Mitigation credit is used to determine program cost-effectiveness and impacts both the Utility System B/C ratio and the Utility System Net Levelized Cost. If the Risk-Mitigation credit is non-zero, the Utility System Net Levelized Cost will be reduced by the Risk-Mitigation benefit. When using ProCost to build conservation supply curves, the user should set the Risk-Mitigation Credit to zero so the credit is not reflected in the supply curves.
Note on BH51: Direct and program administrative costs incurred by the utility system minus benefits that accrue to the utility system.There are separate Utility System Net Levelized Costs for the electric and the gas system. Utility system benefits include deferred transmission and distribution system capacity, risk-mitigation and Regional Act credit all of which are user-determined inputs.Utility System benefits do not include any non-energy benefits such as, other-fuel benefits, O&M benefits or periodic replacement benefits which generally accrue to the customer or to non-utility sponsors. Utility System Net Levelized Costs correspond to Utility System B/C ratio with regard to the costs and benefits included. Benefits are subtracted from costs, then levelized over the life of the measure The Risk-Mitigation credit is used to determine program cost-effectiveness and impacts both the Utility System B/C ratio and the Utility System Net Levelized Cost. If the Risk-Mitigation credit is non-zero, the Utility System Net Levelized Cost will be reduced by the Risk-Mitigation benefit. When using ProCost to build conservation supply curves, the user should set the Risk-Mitigation Credit to zero so the credit is not reflected in the supply curves.
Note on BM51: Direct and program administrative costs of the measure to sponsor. Separate costs for each sponsor. Depends on share of costs incurred by sponsor, sponsor cost of capital, and financing term which are user-defined inputs. Includes applicable Capital, O&M, Periodic Replacement and Program Administrative costs. Sponsor costs are levelized over program life. Does not include any adjustments for benefit. NOTE: Units are per kWh for 'Electric' runs and per therm for 'Gas' runs for all sponsors.
Note on CE51: All costs minus all benefits regardless of which sponsor incurs the cost or accrues the benefits. TRC Net Levelized Cost includes all applicable costs and all benefits. In addition to energy system costs and benefits, TRC Net Levelized Cost includes non-energy, other-fuel, O&M, periodic-replacement and risk-mitigation benefits and costs. TRC Net Levelized Cost corresponds to TRC B/C ratios with regard to the costs and benefits included. Benefits are subtracted from costs, then levelized over the life of the measure. The Risk-Mitigation credit is used to determine program cost-effectiveness and impacts both the TRC B/C ratio and the TRC Net Levelized Cost. If Risk-Mitigation credit is non-zero, TRC Levelized Cost will be reduced by the risk-mitigation benefit. When using ProCost to build conservation supply curves, the user should set the Risk-Mitigation Credit to zero so the credit is not reflected in the supply curves.
Note on CW51: Direct and program administrative costs incurred by the utility system minus benefits that accrue to the utility system.There are separate Utility System Net Levelized Costs for the electric and the gas system. Utility system benefits include deferred transmission and distribution system capacity, risk-mitigation and Regional Act credit all of which are user-determined inputs.Utility System benefits do not include any non-energy benefits such as, other-fuel benefits, O&M benefits or periodic replacement benefits which generally accrue to the customer or to non-utility sponsors. Utility System Net Levelized Costs correspond to Utility System B/C ratio with regard to the costs and benefits included. Benefits are subtracted from costs, then levelized over the life of the measure The Risk-Mitigation credit is used to determine program cost-effectiveness and impacts both the Utility System B/C ratio and the Utility System Net Levelized Cost. If the Risk-Mitigation credit is non-zero, the Utility System Net Levelized Cost will be reduced by the Risk-Mitigation benefit. When using ProCost to build conservation supply curves, the user should set the Risk-Mitigation Credit to zero so the credit is not reflected in the supply curves.

## M_Input(Fixture)_Out
Shaped Savings Results; By Category and sorted by TRC BC ratio
[14 empty] | Savings Allocation by Category and Month for Segments 1 | [11 empty] | Savings Allocation by Category and Month for Segments 2
Category | Measure | Busbar Savings | First Cost | Admin Cost | First Year Program Cost | PV Cost | PV Benefits | Unit Program Cost: First Year Program Cost in $/average annual kW saved | Utility System Net Levelized Cost (Net of T&D Capacity Benefits, Act Credit & Risk-Mitigation) in mills/kWh | TRC Net Levelized Cost (Net of All Benefits) in mills/kWh | TRC B/C Ratio | Net Electric & Gas System CO2 Avoided (Lifetime Tons) | Wholesale KW | Jan | Feb | Mar | Apr | May | Jun | Jul | Aug | Sep | Oct | Nov | Dec | Jan | Feb | Mar | Apr | May | Jun | Jul | Aug | Sep | Oct | Nov | Dec
NR_PARKING_GARAGE_FIX_REPL_from MH to BI-LEVEL_LED_FIX |  | 1656.8878 | 356.5892 | 71.3178 | 427.9071 | 724.4605 | 1092.5763 | 2262.3536 | 0.37014 | 18.9206 | 1.4433 | 15.7405 | 0.38674 | 67.8619 | 50.1678 | 46.7336 | 26.8285 | 21.5511 | 16.7173 | 17.4444 | 25.3909 | 32.0794 | 52.3339 | 60.6041 | 71.3904 | 112.4705 | 97.5587 | 98.3497 | 93.6535 | 86.2597 | 78.3749 | 85.5834 | 92.4132 | 99.612 | 102.8052 | 107.7685 | 112.9352
Retro_PARKING_GARAGE_FIX_REPL_from MH to BI-LEVEL_LED_FIX |  | 1656.8878 | 484.7926 | 96.9585 | 581.7511 | 1022.9817 | 1092.5763 | 3075.7303 | 5.2678 | 32.1778 | 1.0617 | 15.7405 | 0.38674 | 67.8619 | 50.1678 | 46.7336 | 26.8285 | 21.5511 | 16.7173 | 17.4444 | 25.3909 | 32.0794 | 52.3339 | 60.6041 | 71.3904 | 112.4705 | 97.5587 | 98.3497 | 93.6535 | 86.2597 | 78.3749 | 85.5834 | 92.4132 | 99.612 | 102.8052 | 107.7685 | 112.9352
NR_PARKING_GARAGE_FIX_REPL_from HID to BI-LEVEL_LED_FIX |  | 1441.6272 | 447.4965 | 89.4993 | 536.9958 | 935.6849 | 950.6303 | 3263.0375 | 6.3957 | 34.5057 | 1.0143 | 13.6955 | 0.3365 | 59.0454 | 43.65 | 40.662 | 23.343 | 18.7512 | 14.5454 | 15.178 | 22.0921 | 27.9117 | 45.5348 | 52.7305 | 62.1154 | 97.8585 | 84.884 | 85.5723 | 81.4862 | 75.0529 | 68.1926 | 74.4645 | 80.407 | 86.6705 | 89.4489 | 93.7674 | 98.2628
NR_PARKING_GARAGE_FIX_REPL_from HPS to BI-LEVEL_LED_FIX |  | 1280.7901 | 545.4106 | 109.0821 | 654.4927 | 1123.0462 | 844.572 | 4476.4211 | 13.7019 | 51.2669 | 0.78073 | 12.1675 | 0.29896 | 52.4579 | 38.7802 | 36.1255 | 20.7387 | 16.6592 | 12.9226 | 13.4847 | 19.6274 | 24.7977 | 40.4546 | 46.8475 | 55.1854 | 86.9408 | 75.4138 | 76.0253 | 72.3951 | 66.6796 | 60.5846 | 66.1568 | 71.4363 | 77.001 | 79.4694 | 83.3061 | 87.3
Retro_PARKING_GARAGE_FIX_REPL_from HID to BI-LEVEL_LED_FIX |  | 1441.6272 | 581.5339 | 116.3068 | 697.8406 | 1247.7905 | 950.6303 | 4240.4057 | 12.2808 | 50.4358 | 0.78055 | 13.6955 | 0.3365 | 59.0454 | 43.65 | 40.662 | 23.343 | 18.7512 | 14.5454 | 15.178 | 22.0921 | 27.9117 | 45.5348 | 52.7305 | 62.1154 | 97.8585 | 84.884 | 85.5723 | 81.4862 | 75.0529 | 68.1926 | 74.4645 | 80.407 | 86.6705 | 89.4489 | 93.7674 | 98.2628
Retro_PARKING_GARAGE_FIX_REPL_from HPS to BI-LEVEL_LED_FIX |  | 1280.7901 | 678.2751 | 135.655 | 813.9302 | 1432.421 | 844.572 | 5566.8982 | 20.2681 | 69.0406 | 0.62779 | 12.1675 | 0.29896 | 52.4579 | 38.7802 | 36.1255 | 20.7387 | 16.6592 | 12.9226 | 13.4847 | 19.6274 | 24.7977 | 40.4546 | 46.8475 | 55.1854 | 86.9408 | 75.4138 | 76.0253 | 72.3951 | 66.6796 | 60.5846 | 66.1568 | 71.4363 | 77.001 | 79.4694 | 83.3061 | 87.3

## M_Input(Fixture)
Data Set Name
Measure Index Name
Costs must be denominated in the same year as 'Input Cost Reference Year' = |  | 2012
1 | 2 | 3 | 4 | 5 | 6 | 7 | 8 | 9 | 10 | 11 | 12 | 13 | 14 | 15 | 16 | 17 | 18 | 19 | 20 | 21 | 22 | 23 | 24 | 25 | 26 | 27 | 28 | 29 | 30 | 31 | 32 | 33 | 34 | 35 | 36 | 37 | 38 | 39 | 40 | 41 | 42 | 43 | 44 | 45 | 46 | 47 | 48 | 49 | 50 | 51 | 52 | 53 | 54 | 55 | 56 | 57 | 58 | 59 | 60 | 61 | 62 | 63 | 64 | 65 | 66 | 67 | 68 | 69 | 70 | 71 | 72 | 73 | 74 | 75 | 76 | 77 | 78 | 79 | 80 | 81 | 82 | 83 | 84 | 85 | 86 | 87 | 88 | 89 | 90 | 91 | 92 | 93 | 94 | 95 | 96 | 97 | 98 | 99 | 100 | 101 | 102 | 103 | 104 | 105
Input Data | [7 empty] | Periodic Replacement Costs and Savings and Replacement Period | [5 empty] | Gas Inputs |  | Retro or LO | Early Retrofit Parameters
Category Name | Measure Name | Savings (kwh/yr) | Life (yrs) | Capital Cost | Annual O&M | Shape Pointer | Non-E Val ($/yr) | Cost 1 ($) | Period 1 | Cost 2 ($) | Period 2 | Cost 3 ($) | Period 3 | Savings (therms/yr) | Shape Pointer | R or L | Savings 2 (kWh) | Remaining Life (yrs) | Salvage Value ($)
NR_PARKING_GARAGE_FIX_REPL_from HPS to BI-LEVEL_LED_FIX | NR_PARKING_GARAGE_FIX_REPL_from HPS to BI-LEVEL_LED_FIX | 1194.6579 | 8.5616 | 545.4106 |  | S-All-Lgt-Streetlight-All-All-U |  | -34.9292 | 2.0548 | [6 empty] | L
NR_PARKING_GARAGE_FIX_REPL_from MH to BI-LEVEL_LED_FIX | NR_PARKING_GARAGE_FIX_REPL_from MH to BI-LEVEL_LED_FIX | 1545.4633 | 8.5616 | 356.5892 |  | S-All-Lgt-Streetlight-All-All-U |  | -38.5045 | 3.1963 | [6 empty] | L
NR_PARKING_GARAGE_FIX_REPL_from HID to BI-LEVEL_LED_FIX | NR_PARKING_GARAGE_FIX_REPL_from HID to BI-LEVEL_LED_FIX | 1344.6788 | 8.5616 | 447.4965 |  | S-All-Lgt-Streetlight-All-All-U |  | -37.9548 | 2.6256 | [6 empty] | L
Retro_PARKING_GARAGE_FIX_REPL_from HPS to BI-LEVEL_LED_FIX | Retro_PARKING_GARAGE_FIX_REPL_from HPS to BI-LEVEL_LED_FIX | 1194.6579 | 8.5616 | 678.2751 |  | S-All-Lgt-Streetlight-All-All-U |  | -34.9292 | 2.0548 | [6 empty] | R
Retro_PARKING_GARAGE_FIX_REPL_from MH to BI-LEVEL_LED_FIX | Retro_PARKING_GARAGE_FIX_REPL_from MH to BI-LEVEL_LED_FIX | 1545.4633 | 8.5616 | 484.7926 |  | S-All-Lgt-Streetlight-All-All-U |  | -38.5045 | 3.1963 | [6 empty] | R
Retro_PARKING_GARAGE_FIX_REPL_from HID to BI-LEVEL_LED_FIX | Retro_PARKING_GARAGE_FIX_REPL_from HID to BI-LEVEL_LED_FIX | 1344.6788 | 8.5616 | 581.5339 |  | S-All-Lgt-Streetlight-All-All-U |  | -37.9548 | 2.6256 | [6 empty] | R
ProCost Results
Version: | ProCost 3.0 - Beta04
Run Time: | Monday, 23 February , 2015 at 1:53 PM
Regurgitation of ProData input parameters which were used for this run
| Run Parameters |  | Run Parameters |  |  | Marginal Cost & Conservation Load Shape Parameters | [9 empty] | Sponsor Parameters | [5 empty] | Program Parameters |  |  | Utility System Parameters
| Run Type | Electric | Run Type | Electric |  | Marginal Costs and Savings Shape File | \\nas2\Q\SeventhPlan\Conservation Analysis\Global EE Inputs\MC Files\MC_AND_LOADSHAPE_v3.0_24segment-7P-D9 - NewSegValues.xlsx |  |  | 6P MidC Final (with carbon) | [6 empty] | Customer | Wholesale Elec | Retail Elec | Nat Gas |  | Program Life (yrs) | 20 |  |  | Electric | Gas
| Negative B/C Ratios | Off | Negative B/C Ratios | Off |  | Marginal Elec Avoided Cost Input Worksheet | 7P Mid |  |  | Conservation Load Shapes | [5 empty] | Real After-Tax Cost of Capital | 0.068013 | 0.043878 | 0.053289 | 0.054479 |  | Program Start Date | 2016 |  | Bulk System T&D Loss Factor | 0.0040389 | 0.01
| Admin Cost @ Category Level | On | Admin Cost @ Category Level | On |  | Elec Savings Shape Input Worksheet | GLSShapes |  |  | 6P_Gas_Final | [5 empty] | Financial Life (years) | 12 | 12 | 1 | 1 |  | Present Value Time Zero | 2016 |  | Bulk System T&D Credit ($/kw-yr)($/dailytherm-yr) | 26 | 0
| Repeat Periodic Replacement | On | Repeat Periodic Replacement | On |  | Marginal Gas Avoided Cost Input Worksheet | 7P Gas |  |  | Conservation Load Shapes | [6 empty] | Customer | Wholesale Elec | Retail Elec | Nat Gas |  | Input Cost Reference Year | 2012 |  | Bulk System T&D I2R Loss Component (%) | 0.9 | N/A
[6 empty] | Gas Savings Shape Input Worksheet | GLSShapes | [8 empty] | Sponsor Share of Initial Capital Cost | 0.35 | 0.195 | 0.455 | 0 |  | Real Discount Rate | 0.04 |  | Local System Dist Loss Factor | 0.047399 | 0
| Run Type: | Electric |  |  |  | Marginal Elec CO2 per kWh Input Worksheet | CO2 lbs per kWh .95 |  |  | CO2 lbs per therm | [5 empty] | Sponsor Share of Annual O&M | 1 | 0 | 0 | 0 |  | Capital Real Escalation Rate | 0 |  | Local System Dist Credit ($/kw-yr)($/dailytherm-yr) | 31 | 0
| Negative B/C Ratios: | False: (Converts Negative B/C Ratios) |  |  |  | Marginal Gas CO2 per therm Input Worksheet | CO2 lbs per therm |  |  | Zero Dollars per ton CO2 | [5 empty] | Sponsor Share of Periodic Replacement Cost | 1 | 0 | 0 | 0 |  | Admin Cost (as % of Initial Capital Cost) | 0.2 |  | Local System Dist I2R Loss Component (%) | 0.7 | N/A
| Admin Cost / Category Level: | True: Admin Costs added at Category Results |  |  |  | Marginal Avoided Cost CO2 Input Worksheet | Zero Dollars per ton CO2 |  |  | LineLossShapes | [5 empty] | Sponsor Share of Admin Cost |  | 0.3 | 0.7 | 0 |  | Regional Act Conservation Credit (%) | 0 |  | Risk-Mitigation Credit (mills/kWh)(mills/therm) - Retro. | 0 | 0
| Periodic O&M Treatment: | True: (Periodic O&M Repeats over measure life) |  |  |  | Line Loss Shape Input Worksheet | LineLossShapes | [8 empty] | Last Year of Non-Customer O&M & Period Replacement |  | 20 |  |  |  | Report Annual Carbon Saved for Year | 2018 |  | Risk-Mitigation Credit (mills/kWh)(mills/therm) - Lost Op. | 0 | 0
Measure Results; Sorted in same order as input
Total Results |  | Measure Input Data | [8 empty] | Savings | [5 empty] | PV Capital |  |  |  | PV Admin |  |  |  | PV O&M |  |  |  | PV Periodic Repl. |  |  |  | Total PV Capital, O&M and Periodic Repl Costs |  |  |  |  | PV Wholesale Electric Utility Costs & Benefits | [6 empty] | PV Retail Electric Utility Costs & Benefits | [6 empty] | PV Electric Utility System Costs & Benefits | [5 empty] | Electric Utility System Economics |  | Sponsor Levelized Cost (mills/kwh) |  |  |  |  | PV Regional Costs & Benefits | [15 empty] | TRC Economics |  | Physical CO2 | [6 empty] | Gas Inputs |  |  |  | PV Gas Utility System Costs & Benefits |  |  |  |  | Gas Utility System Economics
Category | Measure | Measure Life | Site Savings (kWh) | Site Savings (therms) | Capital Cost ($/unit) | Annual O&M Cost ($/unit) | PV Per. Repl. Cost ($/unit) | Load Shape (electric) | Diversified Load Factor (electric) | Wholesale Power Coincidence Factor (electric) | Wholesale Electric Energy (kWh) | Wholesale Electric Demand (kw) | Retail Electric Demand (kW) | Wholesale Gas Energy (therms/yr) | Wholesale Gas Demand (therms/day) | Retail Gas Demand (therms/day) | Wholesale Electric | Retail Electric | Natural Gas | Customer | Wholesale Electric | Retail Electric | Natural Gas | Customer | Wholesale Electric | Retail Electric | Natural Gas | Customer | Wholesale Electric | Retail Electric | Natural Gas | Customer | Wholesale Electric | Retail Electric | Natural Gas | Customer | Total | Wholesale Utility System Energy | Wholesale Utility System T&D Def. Cap. | Wholesale Utility System Act C-E Credit | Wholesale Utility System Risk Mitigation Benefit | Wholesale Utility System Total System Benefit | Wholesale Utility System Total Non-Consumer Cost | Wholesale Utility System B/C Ratio | Retail Utility System Energy | Retail Utility System T&D Def. Cap. | Retail Utility System Act C-E Credit | Retail Utility System Risk Mitigation Benefit | Retail Utility System Total System Benefit | Retail Utility System Total Non-Consumer Cost | Retail Utility System System B/C Ratio | Utility System Energy | Utility System T&D Def. Cap. | Utility System Act C-E Credit | Utility System Total Risk Mitigation Benefit | Utility System Total System Benefit | Utility System Total Non-Consumer Cost | Utility System Net Levelized Cost (Net of Elec T&D Capacity Benefits, Act Credit & Risk-Mitigation Benefit) in mills/kwh | Utility System System B/C Ratio | Wholesale Electric Levelized Cost | Retail Electric Levelized Cost | Natural Gas Levelized Cost | Customer Levelized Cost | Total Levelized Cost | PV Regional Electric Energy | PV Regional Gas Energy | PV Regional Electric T&D Def. Cap. | PV Regional Gas T&D Def. Cap. | PV Regional Electric System CO2 | PV Regional Gas System CO2 | PV Regional Electric System Risk-Mitigation Benefit | PV Regional Gas System Risk-Mitigation Benefit | PV Regional Non-E Value | PV Regional Act Credit | PV Regional Capital Cost | PV Regional Admin Cost | PV Regional Annual O&M Cost | PV Regional Periodic Replacement Cost | PV Total Regional Benefit | PV Total Regional Cost | TRC B/C Ratio | TRC Net Levelized Cost (Net of All Benefits) in mills/kWh | Electric System CO2 Avoided (Lifetime Tons) | Gas System CO2 Avoided (Lifetime Tons) | Total System CO2 Avoided (Lifetime Tons) | Electric System CO2 Avoided (Annual Tons in 2018) | Gas System CO2 Avoided (Annual Tons in 2018) | Total System CO2 Avoided (Annual Tons in 2018) |  | Gas Site Savings (therms) | Load Shape (gas) | Diversitfied Load Factor (gas) | Wholesale Coincidence Factor (gas) | Total Gas Utility System Energy | Gas Utility System T&D Def. Cap. | Gas Utility System Risk Mitigation Benefit | Gas Utility System Total System Benefit | Gas Utility System Total Non-Consumer Cost | Gas Utility System Net Levelized Cost (Net of Gas T&D Capacity Benefits & Risk-Mitigation Benefits) in cents/therm | Gas Utility System System B/C Ratio
NR_PARKING_GARAGE_FIX_REPL_from HPS to BI-LEVEL_LED_FIX | NR_PARKING_GARAGE_FIX_REPL_from HPS to BI-LEVEL_LED_FIX | 8.5616 | 1194.6579 | 0 | 545.4106 | 0 | -146.941 | S-All-Lgt-Streetlight-All-All-U |  |  | 1280.7901 | 0.29896 | 0.2968 | 0 | 0 | 0 | 108.7622 | 251.3328 | 0 | 800.8102 | (na) | (na) | (na) | (na) | 0 | 0 | 0 | 0 | 0 | 0 | 0 | -146.941 | 108.7622 | 251.3328 | 0 | 653.8691 | 1013.9641 | 613.8957 | 105.6354 | 0 | 0 | 719.5311 | 108.7622 | 6.6156 | 613.8957 | 125.0409 | 0 | 0 | 738.9365 | 251.3328 | 2.9401 | 613.8957 | 230.6763 | 0 | 0 | 844.572 | 360.0949 | 7.4351 | 2.3454 | 6.2484 | 14.4391 | 0 | 37.565 | 58.2525 | 613.8957 | 0 | 230.6763 | 0 | 0 | 0 | 0 | 0 | 0 | 0 | 1160.9051 |  | 0 | -146.941 | 844.572 | 1013.9641 | 0.85409 | 45.0001 | 12.1675 | 0 | 12.1675 | 0.60838 | 0 | 0.60838 |  | 0 |  | 0 | 0 | 0 | 0 | 0 | 0 | 0 | 9999 | 9999
NR_PARKING_GARAGE_FIX_REPL_from MH to BI-LEVEL_LED_FIX | NR_PARKING_GARAGE_FIX_REPL_from MH to BI-LEVEL_LED_FIX | 8.5616 | 1545.4633 | 0 | 356.5892 | 0 | -105.8567 | S-All-Lgt-Streetlight-All-All-U |  |  | 1656.8878 | 0.38674 | 0.38395 | 0 | 0 | 0 | 71.1087 | 164.3213 | 0 | 523.5694 | (na) | (na) | (na) | (na) | 0 | 0 | 0 | 0 | 0 | 0 | 0 | -105.8567 | 71.1087 | 164.3213 | 0 | 417.7127 | 653.1426 | 794.1631 | 136.6547 | 0 | 0 | 930.8178 | 71.1087 | 13.0901 | 794.1631 | 161.7585 | 0 | 0 | 955.9216 | 164.3213 | 5.8174 | 794.1631 | 298.4132 | 0 | 0 | 1092.5763 | 235.4299 | -2.7971 | 4.6408 | 3.1579 | 7.2974 | 0 | 18.5505 | 29.0058 | 794.1631 | 0 | 298.4132 | 0 | 0 | 0 | 0 | 0 | 0 | 0 | 758.9993 |  | 0 | -105.8567 | 1092.5763 | 653.1426 | 1.579 | 15.7534 | 15.7405 | 0 | 15.7405 | 0.78702 | 0 | 0.78702 |  | 0 |  | 0 | 0 | 0 | 0 | 0 | 0 | 0 | 9999 | 9999
NR_PARKING_GARAGE_FIX_REPL_from HID to BI-LEVEL_LED_FIX | NR_PARKING_GARAGE_FIX_REPL_from HID to BI-LEVEL_LED_FIX | 8.5616 | 1344.6788 | 0 | 447.4965 | 0 | -106.3098 | S-All-Lgt-Streetlight-All-All-U |  |  | 1441.6272 | 0.3365 | 0.33407 | 0 | 0 | 0 | 89.2368 | 206.2126 | 0 | 657.0459 | (na) | (na) | (na) | (na) | 0 | 0 | 0 | 0 | 0 | 0 | 0 | -106.3098 | 89.2368 | 206.2126 | 0 | 550.7361 | 846.1855 | 690.9865 | 118.9007 | 0 | 0 | 809.8872 | 89.2368 | 9.0757 | 690.9865 | 140.743 | 0 | 0 | 831.7295 | 206.2126 | 4.0334 | 690.9865 | 259.6438 | 0 | 0 | 950.6303 | 295.4494 | 1.8275 | 3.2176 | 4.5547 | 10.5253 | 0 | 28.11 | 43.19 | 690.9865 | 0 | 259.6438 | 0 | 0 | 0 | 0 | 0 | 0 | 0 | 952.4953 |  | 0 | -106.3098 | 950.6303 | 846.1855 | 1.1097 | 29.9375 | 13.6955 | 0 | 13.6955 | 0.68477 | 0 | 0.68477 |  | 0 |  | 0 | 0 | 0 | 0 | 0 | 0 | 0 | 9999 | 9999
Retro_PARKING_GARAGE_FIX_REPL_from HPS to BI-LEVEL_LED_FIX | Retro_PARKING_GARAGE_FIX_REPL_from HPS to BI-LEVEL_LED_FIX | 8.5616 | 1194.6579 | 0 | 678.2751 | 0 | -146.941 | S-All-Lgt-Streetlight-All-All-U |  |  | 1280.7901 | 0.29896 | 0.2968 | 0 | 0 | 0 | 135.2571 | 312.5586 | 0 | 995.8913 | (na) | (na) | (na) | (na) | 0 | 0 | 0 | 0 | 0 | 0 | 0 | -146.941 | 135.2571 | 312.5586 | 0 | 848.9502 | 1296.766 | 613.8957 | 105.6354 | 0 | 0 | 719.5311 | 135.2571 | 5.3197 | 613.8957 | 125.0409 | 0 | 0 | 738.9365 | 312.5586 | 2.3642 | 613.8957 | 230.6763 | 0 | 0 | 844.572 | 447.8158 | 12.4747 | 1.886 | 7.7706 | 17.9566 | 0 | 48.7724 | 74.4996 | 613.8957 | 0 | 230.6763 | 0 | 0 | 0 | 0 | 0 | 0 | 0 | 1443.707 |  | 0 | -146.941 | 844.572 | 1296.766 | 0.68678 | 61.2472 | 12.1675 | 0 | 12.1675 | 0.60838 | 0 | 0.60838 |  | 0 |  | 0 | 0 | 0 | 0 | 0 | 0 | 0 | 9999 | 9999
Retro_PARKING_GARAGE_FIX_REPL_from MH to BI-LEVEL_LED_FIX | Retro_PARKING_GARAGE_FIX_REPL_from MH to BI-LEVEL_LED_FIX | 8.5616 | 1545.4633 | 0 | 484.7926 | 0 | -105.8567 | S-All-Lgt-Streetlight-All-All-U |  |  | 1656.8878 | 0.38674 | 0.38395 | 0 | 0 | 0 | 96.6741 | 223.3992 | 0 | 711.8066 | (na) | (na) | (na) | (na) | 0 | 0 | 0 | 0 | 0 | 0 | 0 | -105.8567 | 96.6741 | 223.3992 | 0 | 605.9499 | 926.0232 | 794.1631 | 136.6547 | 0 | 0 | 930.8178 | 96.6741 | 9.6284 | 794.1631 | 161.7585 | 0 | 0 | 955.9216 | 223.3992 | 4.279 | 794.1631 | 298.4132 | 0 | 0 | 1092.5763 | 320.0733 | 0.96192 | 3.4135 | 4.2933 | 9.9211 | 0 | 26.91 | 41.1243 | 794.1631 | 0 | 298.4132 | 0 | 0 | 0 | 0 | 0 | 0 | 0 | 1031.8799 |  | 0 | -105.8567 | 1092.5763 | 926.0232 | 1.1614 | 27.8719 | 15.7405 | 0 | 15.7405 | 0.78702 | 0 | 0.78702 |  | 0 |  | 0 | 0 | 0 | 0 | 0 | 0 | 0 | 9999 | 9999
Retro_PARKING_GARAGE_FIX_REPL_from HID to BI-LEVEL_LED_FIX | Retro_PARKING_GARAGE_FIX_REPL_from HID to BI-LEVEL_LED_FIX | 8.5616 | 1344.6788 | 0 | 581.5339 | 0 | -106.3098 | S-All-Lgt-Streetlight-All-All-U |  |  | 1441.6272 | 0.3365 | 0.33407 | 0 | 0 | 0 | 115.9656 | 267.9789 | 0 | 853.8489 | (na) | (na) | (na) | (na) | 0 | 0 | 0 | 0 | 0 | 0 | 0 | -106.3098 | 115.9656 | 267.9789 | 0 | 747.5392 | 1131.4837 | 690.9865 | 118.9007 | 0 | 0 | 809.8872 | 115.9656 | 6.9839 | 690.9865 | 140.743 | 0 | 0 | 831.7295 | 267.9789 | 3.1037 | 690.9865 | 259.6438 | 0 | 0 | 950.6303 | 383.9445 | 6.3444 | 2.476 | 5.919 | 13.6778 | 0 | 38.155 | 57.7518 | 690.9865 | 0 | 259.6438 | 0 | 0 | 0 | 0 | 0 | 0 | 0 | 1237.7935 |  | 0 | -106.3098 | 950.6303 | 1131.4837 | 0.85389 | 44.4994 | 13.6955 | 0 | 13.6955 | 0.68477 | 0 | 0.68477 |  | 0 |  | 0 | 0 | 0 | 0 | 0 | 0 | 0 | 9999 | 9999
Category Results; Sorted by TRC Levelized Cost
Total Results |  | Measure Input Data | [8 empty] | Savings | [5 empty] | PV Capital |  |  |  | PV Admin |  |  |  | PV O&M |  |  |  | PV Periodic Repl. |  |  |  | Total PV Capital, O&M and Periodic Repl Costs |  |  |  |  | PV Wholesale Electric Utility Costs & Benefits | [6 empty] | PV Retail Electric Utility Costs & Benefits | [6 empty] | PV Electric Utility System Costs & Benefits | [5 empty] | Electric Utility System Economics |  | Sponsor Levelized Cost (mills/kwh) |  |  |  |  | PV Regional Costs & Benefits | [15 empty] | TRC Economics |  | Physical CO2 | [6 empty] | Gas Inputs |  |  |  | PV Gas Utility System Costs & Benefits |  |  |  |  | Gas Utility System Economics
Category | Measure | Measure Life | Site Savings (kWh) | Site Savings (therms) | Capital Cost ($/unit) | Annual O&M Cost ($/unit) | PV Per. Repl. Cost ($/unit) | Load Shape (electric) | Diversified Load Factor (electric) | Wholesale Power Coincidence Factor (electric) | Wholesale Electric Energy (kWh) | Wholesale Electric Demand (kw) | Retail Electric Demand (kW) | Wholesale Gas Energy (therms/yr) | Wholesale Gas Demand (therms/day) | Retail Gas Demand (therms/day) | Wholesale Electric | Retail Electric | Natural Gas | Customer | Wholesale Electric | Retail Electric | Natural Gas | Customer | Wholesale Electric | Retail Electric | Natural Gas | Customer | Wholesale Electric | Retail Electric | Natural Gas | Customer | Wholesale Electric | Retail Electric | Natural Gas | Customer | Total | Wholesale Utility System Energy | Wholesale Utility System T&D Def. Cap. | Wholesale Utility System Act C-E Credit | Wholesale Utility System Risk Mitigation Benefit | Wholesale Utility System Total System Benefit | Wholesale Utility System Total Non-Consumer Cost | Wholesale Utility System B/C Ratio | Retail Utility System Energy | Retail Utility System T&D Def. Cap. | Retail Utility System Act C-E Credit | Retail Utility System Risk Mitigation Benefit | Retail Utility System Total System Benefit | Retail Utility System Total Non-Consumer Cost | Retail Utility System System B/C Ratio | Utility System Energy | Utility System T&D Def. Cap. | Utility System Act C-E Credit | Utility System Total Risk Mitigation Benefit | Utility System Total System Benefit | Utility System Total Non-Consumer Cost | Utility System Net Levelized Cost (Net of Elec T&D Capacity Benefits, Act Credit & Risk-Mitigation Benefit) in mills/kwh | Utility System System B/C Ratio | Wholesale Electric Levelized Cost | Retail Electric Levelized Cost | Natural Gas Levelized Cost | Customer Levelized Cost | Total Levelized Cost | PV Regional Electric Energy | PV Regional Gas Energy | PV Regional Electric T&D Def. Cap. | PV Regional Gas T&D Def. Cap. | PV Regional Electric System CO2 | PV Regional Gas System CO2 | PV Regional Electric System Risk-Mitigation Benefit | PV Regional Gas System Risk-Mitigation Benefit | PV Regional Non-E Value | PV Regional Act Credit | PV Regional Capital Cost | PV Regional Admin Cost | PV Regional Annual O&M Cost | PV Regional Periodic Replacement Cost | PV Total Regional Benefit | PV Total Regional Cost | TRC B/C Ratio | TRC Net Levelized Cost (Net of All Benefits) in mills/kWh | Electric System CO2 Avoided (Lifetime Tons) | Gas System CO2 Avoided (Lifetime Tons) | Total System CO2 Avoided (Lifetime Tons) | Electric System CO2 Avoided (Annual Tons in 2018) | Gas System CO2 Avoided (Annual Tons in 2018) | Total System CO2 Avoided (Annual Tons in 2018) |  | Gas Site Savings (therms) | Load Shape (gas) | Diversitfied Load Factor (gas) | Wholesale Coincidence Factor (gas) | Total Gas Utility System Energy | Gas Utility System T&D Def. Cap. | Gas Utility System Risk Mitigation Benefit | Gas Utility System Total System Benefit | Gas Utility System Total Non-Consumer Cost | Gas Utility System Net Levelized Cost (Net of Gas T&D Capacity Benefits & Risk-Mitigation Benefits) in cents/therm | Gas Utility System System B/C Ratio
NR_PARKING_GARAGE_FIX_REPL_from MH to BI-LEVEL_LED_FIX |  | 8.5616 | 1545.4633 | 0 | 356.5892 | 0 | -105.8567 |  |  |  | 1656.8878 | 0.38674 | 0.38395 | 0 | 0 | 0 | 71.1087 | 164.3213 | 0 | 523.5694 | 21.3954 | 49.9225 | 0 | 0 | 0 | 0 | 0 | 0 | 0 | 0 | 0 | -105.8567 | 92.504 | 214.2438 | 0 | 417.7127 | 724.4605 | 794.1631 | 136.6547 | 0 | 0 | 930.8178 | 92.504 | 10.0625 | 794.1631 | 161.7585 | 0 | 0 | 955.9216 | 214.2438 | 4.4618 | 794.1631 | 298.4132 | 0 | 0 | 1092.5763 | 306.7478 | 0.37014 | 3.5618 | 4.1081 | 9.5145 | 0 | 18.5505 | 32.173 | 794.1631 | 0 | 298.4132 | 0 | 0 | 0 | 0 | 0 | 0 | 0 | 758.9993 | 71.3178 | 0 | -105.8567 | 1092.5763 | 724.4605 | 1.4433 | 18.9206 | 15.7405 | 0 | 15.7405 | 0.78702 | 0 | 0.78702 |  | 0 |  | 0 | 0 | 0 | 0 | 0 | 0 | 0 | 9999 | 9999
Retro_PARKING_GARAGE_FIX_REPL_from MH to BI-LEVEL_LED_FIX |  | 8.5616 | 1545.4633 | 0 | 484.7926 | 0 | -105.8567 |  |  |  | 1656.8878 | 0.38674 | 0.38395 | 0 | 0 | 0 | 96.6741 | 223.3992 | 0 | 711.8066 | 29.0876 | 67.871 | 0 | 0 | 0 | 0 | 0 | 0 | 0 | 0 | 0 | -105.8567 | 125.7617 | 291.2702 | 0 | 605.9499 | 1022.9817 | 794.1631 | 136.6547 | 0 | 0 | 930.8178 | 125.7617 | 7.4014 | 794.1631 | 161.7585 | 0 | 0 | 955.9216 | 291.2702 | 3.2819 | 794.1631 | 298.4132 | 0 | 0 | 1092.5763 | 417.0318 | 5.2678 | 2.6199 | 5.585 | 12.9352 | 0 | 26.91 | 45.4302 | 794.1631 | 0 | 298.4132 | 0 | 0 | 0 | 0 | 0 | 0 | 0 | 1031.8799 | 96.9585 | 0 | -105.8567 | 1092.5763 | 1022.9817 | 1.0617 | 32.1778 | 15.7405 | 0 | 15.7405 | 0.78702 | 0 | 0.78702 |  | 0 |  | 0 | 0 | 0 | 0 | 0 | 0 | 0 | 9999 | 9999
NR_PARKING_GARAGE_FIX_REPL_from HID to BI-LEVEL_LED_FIX |  | 8.5616 | 1344.6788 | 0 | 447.4965 | 0 | -106.3098 |  |  |  | 1441.6272 | 0.3365 | 0.33407 | 0 | 0 | 0 | 89.2368 | 206.2126 | 0 | 657.0459 | 26.8498 | 62.6495 | 0 | 0 | 0 | 0 | 0 | 0 | 0 | 0 | 0 | -106.3098 | 116.0866 | 268.8622 | 0 | 550.7361 | 935.6849 | 690.9865 | 118.9007 | 0 | 0 | 809.8872 | 116.0866 | 6.9766 | 690.9865 | 140.743 | 0 | 0 | 831.7295 | 268.8622 | 3.0935 | 690.9865 | 259.6438 | 0 | 0 | 950.6303 | 384.9487 | 6.3957 | 2.4695 | 5.9251 | 13.7229 | 0 | 28.11 | 47.7581 | 690.9865 | 0 | 259.6438 | 0 | 0 | 0 | 0 | 0 | 0 | 0 | 952.4953 | 89.4993 | 0 | -106.3098 | 950.6303 | 935.6849 | 1.0143 | 34.5057 | 13.6955 | 0 | 13.6955 | 0.68477 | 0 | 0.68477 |  | 0 |  | 0 | 0 | 0 | 0 | 0 | 0 | 0 | 9999 | 9999
NR_PARKING_GARAGE_FIX_REPL_from HPS to BI-LEVEL_LED_FIX |  | 8.5616 | 1194.6579 | 0 | 545.4106 | 0 | -146.941 |  |  |  | 1280.7901 | 0.29896 | 0.2968 | 0 | 0 | 0 | 108.7622 | 251.3328 | 0 | 800.8102 | 32.7246 | 76.3575 | 0 | 0 | 0 | 0 | 0 | 0 | 0 | 0 | 0 | -146.941 | 141.4868 | 327.6903 | 0 | 653.8691 | 1123.0462 | 613.8957 | 105.6354 | 0 | 0 | 719.5311 | 141.4868 | 5.0855 | 613.8957 | 125.0409 | 0 | 0 | 738.9365 | 327.6903 | 2.255 | 613.8957 | 230.6763 | 0 | 0 | 844.572 | 469.1771 | 13.7019 | 1.8001 | 8.1285 | 18.8259 | 0 | 37.565 | 64.5193 | 613.8957 | 0 | 230.6763 | 0 | 0 | 0 | 0 | 0 | 0 | 0 | 1160.9051 | 109.0821 | 0 | -146.941 | 844.572 | 1123.0462 | 0.78073 | 51.2669 | 12.1675 | 0 | 12.1675 | 0.60838 | 0 | 0.60838 |  | 0 |  | 0 | 0 | 0 | 0 | 0 | 0 | 0 | 9999 | 9999
Retro_PARKING_GARAGE_FIX_REPL_from HID to BI-LEVEL_LED_FIX |  | 8.5616 | 1344.6788 | 0 | 581.5339 | 0 | -106.3098 |  |  |  | 1441.6272 | 0.3365 | 0.33407 | 0 | 0 | 0 | 115.9656 | 267.9789 | 0 | 853.8489 | 34.892 | 81.4147 | 0 | 0 | 0 | 0 | 0 | 0 | 0 | 0 | 0 | -106.3098 | 150.8577 | 349.3937 | 0 | 747.5392 | 1247.7905 | 690.9865 | 118.9007 | 0 | 0 | 809.8872 | 150.8577 | 5.3686 | 690.9865 | 140.743 | 0 | 0 | 831.7295 | 349.3937 | 2.3805 | 690.9865 | 259.6438 | 0 | 0 | 950.6303 | 500.2513 | 12.2808 | 1.9003 | 7.6999 | 17.8333 | 0 | 38.155 | 63.6882 | 690.9865 | 0 | 259.6438 | 0 | 0 | 0 | 0 | 0 | 0 | 0 | 1237.7935 | 116.3068 | 0 | -106.3098 | 950.6303 | 1247.7905 | 0.78055 | 50.4358 | 13.6955 | 0 | 13.6955 | 0.68477 | 0 | 0.68477 |  | 0 |  | 0 | 0 | 0 | 0 | 0 | 0 | 0 | 9999 | 9999
Retro_PARKING_GARAGE_FIX_REPL_from HPS to BI-LEVEL_LED_FIX |  | 8.5616 | 1194.6579 | 0 | 678.2751 | 0 | -146.941 |  |  |  | 1280.7901 | 0.29896 | 0.2968 | 0 | 0 | 0 | 135.2571 | 312.5586 | 0 | 995.8913 | 40.6965 | 94.9585 | 0 | 0 | 0 | 0 | 0 | 0 | 0 | 0 | 0 | -146.941 | 175.9536 | 407.5172 | 0 | 848.9502 | 1432.421 | 613.8957 | 105.6354 | 0 | 0 | 719.5311 | 175.9536 | 4.0893 | 613.8957 | 125.0409 | 0 | 0 | 738.9365 | 407.5172 | 1.8133 | 613.8957 | 230.6763 | 0 | 0 | 844.572 | 583.4708 | 20.2681 | 1.4475 | 10.1086 | 23.412 | 0 | 48.7724 | 82.293 | 613.8957 | 0 | 230.6763 | 0 | 0 | 0 | 0 | 0 | 0 | 0 | 1443.707 | 135.655 | 0 | -146.941 | 844.572 | 1432.421 | 0.62779 | 69.0406 | 12.1675 | 0 | 12.1675 | 0.60838 | 0 | 0.60838 |  | 0 |  | 0 | 0 | 0 | 0 | 0 | 0 | 0 | 9999 | 9999
Supply Curve Results; Categories sorted by TRC Net Levelized Cost
Totals for Categories with Benefits Exceeding Costs. Levelized cost is TRC Net Levelized Cost (Net of Benefits) | [12 empty] | Savings Allocation by Cost Bin and Month for Segments 1 | [12 empty] | Savings Allocation by Cost Bin and Month for Segments 2
| Totals Basis | Busbar Electric Savings in kWh | First Cost | Admin Cost | First Year Program Cost | PV Cost | PV Benefits | Unit Program Cost: First Year Program Cost in $/average annual kW saved | Utility System Net Levelized Cost (Net of T&D Capacity Benefits, Act Credit & Risk-Mitigation) in mills/kWh | TRC Net Levelized Cost (Net of All Benefits) in mills/kWh | TRC B/C Ratio | Net Electric & Gas System CO2 Avoided (Lifetime Tons) | Jan | Feb | Mar | Apr | May | Jun | Jul | Aug | Sep | Oct | Nov | Dec |  | Jan | Feb | Mar | Apr | May | Jun | Jul | Aug | Sep | Oct | Nov | Dec
| Measures with B/C > 1.00 | 4755.4027 | 1288.8784 | 0 | 1288.8784 | 2425.3514 | 3135.7829 | 2374.2625 | -0.085373 | 24.2758 | 1.2912 | 45.1764 | 194.7692 | 143.9856 | 134.1292 | 77 | 61.8533 | 47.9801 | 50.0668 | 72.8739 | 92.0705 | 150.2025 | 173.9386 | 204.8962 |  | 322.7994 | 280.0014 | 282.2717 | 268.7933 | 247.5723 | 224.9424 | 245.6313 | 265.2335 | 285.8944 | 295.0592 | 309.3045 | 324.1333
| Categories with B/C > 1.00 | 4755.4027 | 1288.8784 | 257.7757 | 1546.654 | 2683.127 | 3135.7829 | 2849.1151 | 3.9033 | 28.2644 | 1.1803 | 45.1764 | 135.7238 | 100.3355 | 93.4672 | 53.657 | 43.1021 | 33.4346 | 34.8888 | 50.7818 | 64.1588 | 104.6678 | 121.2081 | 142.7807 |  | 224.9409 | 195.1174 | 196.6995 | 187.3071 | 172.5193 | 156.7498 | 171.1668 | 184.8265 | 199.2239 | 205.6104 | 215.5371 | 225.8705
Supply Curve Results: By TRC Net Levelized Cost - Net of Benefits
| Block 1: <= 0 mills/kWh | 0 | 0 | 0 | 0 | 0 | 0 | 0 | 0 | 0 | 0 | 0 | 0 | 0 | 0 | 0 | 0 | 0 | 0 | 0 | 0 | 0 | 0 | 0 |  | 0 | 0 | 0 | 0 | 0 | 0 | 0 | 0 | 0 | 0 | 0 | 0
| Block 2: <= 10 mills/kWh | 0 | 0 | 0 | 0 | 0 | 0 | 0 | 0 | 0 | 0 | 0 | 0 | 0 | 0 | 0 | 0 | 0 | 0 | 0 | 0 | 0 | 0 | 0 |  | 0 | 0 | 0 | 0 | 0 | 0 | 0 | 0 | 0 | 0 | 0 | 0
| Block 3: 10-20 mills/kWh | 1656.8878 | 356.5892 | 71.3178 | 427.9071 | 724.4605 | 1092.5763 | 2262.3536 | 0.37014 | 18.9206 | 1.4433 | 15.7405 | 67.8619 | 50.1678 | 46.7336 | 26.8285 | 21.5511 | 16.7173 | 17.4444 | 25.3909 | 32.0794 | 52.3339 | 60.6041 | 71.3904 |  | 112.4705 | 97.5587 | 98.3497 | 93.6535 | 86.2597 | 78.3749 | 85.5834 | 92.4132 | 99.612 | 102.8052 | 107.7685 | 112.9352
| Block 4: 20-30 mills/kWh | 0 | 0 | 0 | 0 | 0 | 0 | 0 | 0 | 0 | 0 | 0 | 0 | 0 | 0 | 0 | 0 | 0 | 0 | 0 | 0 | 0 | 0 | 0 |  | 0 | 0 | 0 | 0 | 0 | 0 | 0 | 0 | 0 | 0 | 0 | 0
| Block 5: 30-40 mills/kWh | 3098.5149 | 932.2891 | 186.4578 | 1118.747 | 1958.6666 | 2043.2066 | 3162.8776 | 5.7926 | 33.2609 | 1.0396 | 29.436 | 126.9073 | 93.8178 | 87.3956 | 50.1715 | 40.3022 | 31.2627 | 32.6224 | 47.483 | 59.9911 | 97.8686 | 113.3345 | 133.5058 |  | 210.3289 | 182.4427 | 183.922 | 175.1397 | 161.3126 | 146.5675 | 160.0479 | 172.8203 | 186.2825 | 192.2541 | 201.5359 | 211.1981
| Block 6: 40-50 mills/kWh | 0 | 0 | 0 | 0 | 0 | 0 | 0 | 0 | 0 | 0 | 0 | 0 | 0 | 0 | 0 | 0 | 0 | 0 | 0 | 0 | 0 | 0 | 0 |  | 0 | 0 | 0 | 0 | 0 | 0 | 0 | 0 | 0 | 0 | 0 | 0
| Block 7: 50-60 mills/kWh | 2722.4173 | 1126.9444 | 225.3889 | 1352.3333 | 2370.8367 | 1795.2022 | 4351.4416 | 12.9494 | 50.8268 | 0.78063 | 25.863 | 111.5033 | 82.4302 | 76.7875 | 44.0817 | 35.4103 | 27.4681 | 28.6627 | 41.7195 | 52.7094 | 85.9894 | 99.578 | 117.3009 |  | 184.7992 | 160.2978 | 161.5976 | 153.8813 | 141.7325 | 128.7771 | 140.6213 | 151.8434 | 163.6715 | 168.9183 | 177.0735 | 185.5629
| Block 8: 60-70 mills/kWh | 1280.7901 | 678.2751 | 135.655 | 813.9302 | 1432.421 | 844.572 | 5566.8982 | 20.2681 | 69.0406 | 0.62779 | 12.1675 | 52.4579 | 38.7802 | 36.1255 | 20.7387 | 16.6592 | 12.9226 | 13.4847 | 19.6274 | 24.7977 | 40.4546 | 46.8475 | 55.1854 |  | 86.9408 | 75.4138 | 76.0253 | 72.3951 | 66.6796 | 60.5846 | 66.1568 | 71.4363 | 77.001 | 79.4694 | 83.3061 | 87.3
| Block 9: 70-80 mills/kWh | 0 | 0 | 0 | 0 | 0 | 0 | 0 | 0 | 0 | 0 | 0 | 0 | 0 | 0 | 0 | 0 | 0 | 0 | 0 | 0 | 0 | 0 | 0 |  | 0 | 0 | 0 | 0 | 0 | 0 | 0 | 0 | 0 | 0 | 0 | 0
| Block 10: 80-90 mills/kWh | 0 | 0 | 0 | 0 | 0 | 0 | 0 | 0 | 0 | 0 | 0 | 0 | 0 | 0 | 0 | 0 | 0 | 0 | 0 | 0 | 0 | 0 | 0 |  | 0 | 0 | 0 | 0 | 0 | 0 | 0 | 0 | 0 | 0 | 0 | 0
| Block 11: 90-100 mills/kWh | 0 | 0 | 0 | 0 | 0 | 0 | 0 | 0 | 0 | 0 | 0 | 0 | 0 | 0 | 0 | 0 | 0 | 0 | 0 | 0 | 0 | 0 | 0 |  | 0 | 0 | 0 | 0 | 0 | 0 | 0 | 0 | 0 | 0 | 0 | 0
| Block 12: 100-110 mills/kWh | 0 | 0 | 0 | 0 | 0 | 0 | 0 | 0 | 0 | 0 | 0 | 0 | 0 | 0 | 0 | 0 | 0 | 0 | 0 | 0 | 0 | 0 | 0 |  | 0 | 0 | 0 | 0 | 0 | 0 | 0 | 0 | 0 | 0 | 0 | 0
| Block 13: 110-120 mills/kWh | 0 | 0 | 0 | 0 | 0 | 0 | 0 | 0 | 0 | 0 | 0 | 0 | 0 | 0 | 0 | 0 | 0 | 0 | 0 | 0 | 0 | 0 | 0 |  | 0 | 0 | 0 | 0 | 0 | 0 | 0 | 0 | 0 | 0 | 0 | 0
| Block 14: 120-130 mills/kWh | 0 | 0 | 0 | 0 | 0 | 0 | 0 | 0 | 0 | 0 | 0 | 0 | 0 | 0 | 0 | 0 | 0 | 0 | 0 | 0 | 0 | 0 | 0 |  | 0 | 0 | 0 | 0 | 0 | 0 | 0 | 0 | 0 | 0 | 0 | 0
| Block 15: 130-140 mills/kWh | 0 | 0 | 0 | 0 | 0 | 0 | 0 | 0 | 0 | 0 | 0 | 0 | 0 | 0 | 0 | 0 | 0 | 0 | 0 | 0 | 0 | 0 | 0 |  | 0 | 0 | 0 | 0 | 0 | 0 | 0 | 0 | 0 | 0 | 0 | 0
| Block 16: 140-150 mills/kWh | 0 | 0 | 0 | 0 | 0 | 0 | 0 | 0 | 0 | 0 | 0 | 0 | 0 | 0 | 0 | 0 | 0 | 0 | 0 | 0 | 0 | 0 | 0 |  | 0 | 0 | 0 | 0 | 0 | 0 | 0 | 0 | 0 | 0 | 0 | 0
| Block 17: 150-160 mills/kWh | 0 | 0 | 0 | 0 | 0 | 0 | 0 | 0 | 0 | 0 | 0 | 0 | 0 | 0 | 0 | 0 | 0 | 0 | 0 | 0 | 0 | 0 | 0 |  | 0 | 0 | 0 | 0 | 0 | 0 | 0 | 0 | 0 | 0 | 0 | 0
| Block 18: 160-170 mills/kWh | 0 | 0 | 0 | 0 | 0 | 0 | 0 | 0 | 0 | 0 | 0 | 0 | 0 | 0 | 0 | 0 | 0 | 0 | 0 | 0 | 0 | 0 | 0 |  | 0 | 0 | 0 | 0 | 0 | 0 | 0 | 0 | 0 | 0 | 0 | 0
| Block 19: 170-180 mills/kWh | 0 | 0 | 0 | 0 | 0 | 0 | 0 | 0 | 0 | 0 | 0 | 0 | 0 | 0 | 0 | 0 | 0 | 0 | 0 | 0 | 0 | 0 | 0 |  | 0 | 0 | 0 | 0 | 0 | 0 | 0 | 0 | 0 | 0 | 0 | 0
| Block 20: 180-190 mills/kWh | 0 | 0 | 0 | 0 | 0 | 0 | 0 | 0 | 0 | 0 | 0 | 0 | 0 | 0 | 0 | 0 | 0 | 0 | 0 | 0 | 0 | 0 | 0 |  | 0 | 0 | 0 | 0 | 0 | 0 | 0 | 0 | 0 | 0 | 0 | 0
| Block 21: 190-200 mills/kWh | 0 | 0 | 0 | 0 | 0 | 0 | 0 | 0 | 0 | 0 | 0 | 0 | 0 | 0 | 0 | 0 | 0 | 0 | 0 | 0 | 0 | 0 | 0 |  | 0 | 0 | 0 | 0 | 0 | 0 | 0 | 0 | 0 | 0 | 0 | 0
| Block 22: > 200 mills/kWh | 0 | 0 | 0 | 0 | 0 | 0 | 0 | 0 | 0 | 0 | 0 | 0 | 0 | 0 | 0 | 0 | 0 | 0 | 0 | 0 | 0 | 0 | 0 |  | 0 | 0 | 0 | 0 | 0 | 0 | 0 | 0 | 0 | 0 | 0 | 0
Shaped Savings Results; By Category and sorted by TRC BC ratio
[13 empty] | Savings Allocation by Cost Bin and Month for Segments 1 Feb: Savings Allocation by Category and Month for Segments 1 |  |  | Savings Allocation by Category and Month for Segments 2
Category | Measure | Busbar Savings | First Cost | Admin Cost | First Year Program Cost | PV Cost | PV Benefits | Unit Program Cost: First Year Program Cost in $/average annual kW saved | Utility System Net Levelized Cost (Net of T&D Capacity Benefits, Act Credit & Risk-Mitigation) in mills/kWh | TRC Net Levelized Cost (Net of All Benefits) in mills/kWh | TRC B/C Ratio | Net Electric & Gas System CO2 Avoided (Lifetime Tons) | Wholesale KW | Jan | Feb | Mar | Apr | May | Jun | Jul | Aug | Sep | Oct | Nov | Dec |  | Jan | Feb | Mar | Apr | May | Jun | Jul | Aug | Sep | Oct | Nov | Dec
NR_PARKING_GARAGE_FIX_REPL_from MH to BI-LEVEL_LED_FIX |  | 1656.8878 | 356.5892 | 71.3178 | 427.9071 | 724.4605 | 1092.5763 | 2262.3536 | 0.37014 | 18.9206 | 1.4433 | 15.7405 | 0.38674 | 67.8619 | 50.1678 | 46.7336 | 26.8285 | 21.5511 | 16.7173 | 17.4444 | 25.3909 | 32.0794 | 52.3339 | 60.6041 | 71.3904 |  | 112.4705 | 97.5587 | 98.3497 | 93.6535 | 86.2597 | 78.3749 | 85.5834 | 92.4132 | 99.612 | 102.8052 | 107.7685 | 112.9352
Retro_PARKING_GARAGE_FIX_REPL_from MH to BI-LEVEL_LED_FIX |  | 1656.8878 | 484.7926 | 96.9585 | 581.7511 | 1022.9817 | 1092.5763 | 3075.7303 | 5.2678 | 32.1778 | 1.0617 | 15.7405 | 0.38674 | 67.8619 | 50.1678 | 46.7336 | 26.8285 | 21.5511 | 16.7173 | 17.4444 | 25.3909 | 32.0794 | 52.3339 | 60.6041 | 71.3904 |  | 112.4705 | 97.5587 | 98.3497 | 93.6535 | 86.2597 | 78.3749 | 85.5834 | 92.4132 | 99.612 | 102.8052 | 107.7685 | 112.9352
NR_PARKING_GARAGE_FIX_REPL_from HID to BI-LEVEL_LED_FIX |  | 1441.6272 | 447.4965 | 89.4993 | 536.9958 | 935.6849 | 950.6303 | 3263.0375 | 6.3957 | 34.5057 | 1.0143 | 13.6955 | 0.3365 | 59.0454 | 43.65 | 40.662 | 23.343 | 18.7512 | 14.5454 | 15.178 | 22.0921 | 27.9117 | 45.5348 | 52.7305 | 62.1154 |  | 97.8585 | 84.884 | 85.5723 | 81.4862 | 75.0529 | 68.1926 | 74.4645 | 80.407 | 86.6705 | 89.4489 | 93.7674 | 98.2628
NR_PARKING_GARAGE_FIX_REPL_from HPS to BI-LEVEL_LED_FIX |  | 1280.7901 | 545.4106 | 109.0821 | 654.4927 | 1123.0462 | 844.572 | 4476.4211 | 13.7019 | 51.2669 | 0.78073 | 12.1675 | 0.29896 | 52.4579 | 38.7802 | 36.1255 | 20.7387 | 16.6592 | 12.9226 | 13.4847 | 19.6274 | 24.7977 | 40.4546 | 46.8475 | 55.1854 |  | 86.9408 | 75.4138 | 76.0253 | 72.3951 | 66.6796 | 60.5846 | 66.1568 | 71.4363 | 77.001 | 79.4694 | 83.3061 | 87.3
Retro_PARKING_GARAGE_FIX_REPL_from HID to BI-LEVEL_LED_FIX |  | 1441.6272 | 581.5339 | 116.3068 | 697.8406 | 1247.7905 | 950.6303 | 4240.4057 | 12.2808 | 50.4358 | 0.78055 | 13.6955 | 0.3365 | 59.0454 | 43.65 | 40.662 | 23.343 | 18.7512 | 14.5454 | 15.178 | 22.0921 | 27.9117 | 45.5348 | 52.7305 | 62.1154 |  | 97.8585 | 84.884 | 85.5723 | 81.4862 | 75.0529 | 68.1926 | 74.4645 | 80.407 | 86.6705 | 89.4489 | 93.7674 | 98.2628
Retro_PARKING_GARAGE_FIX_REPL_from HPS to BI-LEVEL_LED_FIX |  | 1280.7901 | 678.2751 | 135.655 | 813.9302 | 1432.421 | 844.572 | 5566.8982 | 20.2681 | 69.0406 | 0.62779 | 12.1675 | 0.29896 | 52.4579 | 38.7802 | 36.1255 | 20.7387 | 16.6592 | 12.9226 | 13.4847 | 19.6274 | 24.7977 | 40.4546 | 46.8475 | 55.1854 |  | 86.9408 | 75.4138 | 76.0253 | 72.3951 | 66.6796 | 60.5846 | 66.1568 | 71.4363 | 77.001 | 79.4694 | 83.3061 | 87.3
Note on I6: :ProCost Perioodic replacement costs and savinsg of the measure. These are costs and savings that occur periodicially, but at different periods than annually. Can be positive or negative. Periodic replacement costs for both the measure and the baseline measure should be included if applicable. ProCost can analysze these costs in two ways dependent on the 'Repeat Periodic Replacemetn' switch in the ProData page. When set to 'On', ProCost repeats replacement costs for multiple times over the life of a measure depending on the input period and measure life. For example fluorescent lamps may have a 4-year replacement cycle that repeats 3 times in a 15-year measure life. When set to 'Off', ProCost reads the period as the year after installation that the replacement cost occurs and does not subsequently reinstall or repeat the replacement costs. For example a compressor may be replaced only once in the life of a heat-pump system. Example: A new fluorescent lighting systems may have a measure life of 15 years, and a lamp life of five years. Two lamps lamps per fixture must be replaced at years 6 and 11. Lamp and labor costs, expressed as positive costs, are entered as a cost and the period would be enetered as 5. The baseline measure may have a four year lamp life and would have required a three-lamp replacement at years 5, 9 and 13. Lamp and labor replacement costs would be entered as annual savings in dollars with a 4-year period. ProCost determines the net present value of the two cost streams.
Note on O6: :ProCost If the measure has gas savings for incfreases, enter the annual savings and shape of the savings here. Example: Clothes washer saves electric motor and dryer energy and gas water heat.
Note on A7: :Procost Category for the measure. Individual measures can be grouped into categories. Procost output is reported by measure and by category. All measures must belong to at least one category. Category name can be the same as measure name. Example: Measures can be combined into one category if they have components with different load shapes or measure lives. On wash machines there may be one load shape for the electric motor savings component, a second load shape for the electric water heat savings component and a third shape for electric dryer savings component.
Note on B7: :ProCost Name of Measure. User-defined. For PTR measures, defined naming conventions apply.
Note on C7: :ProCost Annual electric savings for the measure in kWh at the site. May be positive, negative or zero. Savings are incremental to the baseline alternative.
Note on D7: :ProCost Physical life of the measure in years. Must be >=1.
Note on E7: :ProCost Initial cost to install the measure in dollars. Costs are incremental to the baseline alternative. Dollars must be denominated in the same year as 'Input Cost Reference Year' input on the ProData page.
Note on F7: :ProCost Annaul opperations and maintenace cost for the measure in dollars. Must be incremental cost over the baseline alternative. May be positive, negative or zero. Dollars must be denominated in the same year as 'Input Cost Reference Year' input on the ProData page. O&M costs are enetered as positive values. Negative values represent O&M savings compared to the baseline alternative. Example: Annualized maintenace cost for a heat pump heating system compared to a baseline electric resistance heating system.
Note on G7: :ProCost Name of the pointer to the shape of the savings. The shapes represent the daily and monthly shape of the savings in four time segments for each month of the year. Shape of the savings is relative to the baseline alternative. These shaps are in the MC_AND_Loadshape file.
Note on H7: :ProCost Annual value of any non-energy benefits of the measure, relative to the baseline alternative. Expressed in dollars per year and denominated in dollars of the 'Cost Reference Year'. Positive value represents dollar savings. Negative value represents dollar cost. Example: Water, detergent and sewer savings from efficient clothes washer.
Note on I7: : Cost in dollars that is incurred for Period 1. Positive value if cost. Negative value if savings. Dollars must be denominated in the same year as 'Input Cost Reference Year' input on the ProData page.
Note on J7: :ProCost Duration of Period1. The time at which Period 1 costs, or savings, occur. In years.
Note on K7: : Cost in dollars that is incurred for Period 2 Positive value if cost. Negative value if savings. Dollars must be denominated in the same year as 'Input Cost Reference Year' input on the ProData page.
Note on L7: :ProCost Duration of Period 2. The time at which Period 2 costs, or savings, occur. In years.
Note on M7: : Cost in dollars that is incurred for Period 3. Positive value if cost. Negative value if savings. Dollars must be denominated in the same year as 'Input Cost Reference Year' input on the ProData page.
Note on N7: :ProCost Duration of Period 3. The time at which Period 3 costs, or savings, occur. In years.
Note on O7: : Annual gas savings, or increases, in therms.
Note on P7: :ProCost Name of the pointer to the shape of the savings. The shapes represent the daily and monthly shape of the savings in four time segments for each month of the year. Shape of the savings is relative to the baseline alternative. These shaps are in the MC_AND_Loadshape file.
Note on BH40: Direct and program administrative costs incurred by the utility system minus benefits that accrue to the utility system.There are separate Utility System Net Levelized Costs for the electric and the gas system. Utility system benefits include deferred transmission and distribution system capacity, risk-mitigation and Regional Act credit all of which are user-determined inputs.Utility System benefits do not include any non-energy benefits such as, other-fuel benefits, O&M benefits or periodic replacement benefits which generally accrue to the customer or to non-utility sponsors. Utility System Net Levelized Costs correspond to Utility System B/C ratio with regard to the costs and benefits included. Benefits are subtracted from costs, then levelized over the life of the measure The Risk-Mitigation credit is used to determine program cost-effectiveness and impacts both the Utility System B/C ratio and the Utility System Net Levelized Cost. If the Risk-Mitigation credit is non-zero, the Utility System Net Levelized Cost will be reduced by the Risk-Mitigation benefit. When using ProCost to build conservation supply curves, the user should set the Risk-Mitigation Credit to zero so the credit is not reflected in the supply curves.
Note on BM40: Direct and program administrative costs of the measure to sponsor. Separate costs for each sponsor. Depends on share of costs incurred by sponsor, sponsor cost of capital, and financing term which are user-defined inputs. Includes applicable Capital, O&M, Periodic Replacement and Program Administrative costs. Sponsor costs are levelized over program life. Does not include any adjustments for benefit. NOTE: Units are per kWh for 'Electric' runs and per therm for 'Gas' runs for all sponsors.
Note on CE40: All costs minus all benefits regardless of which sponsor incurs the cost or accrues the benefits. TRC Net Levelized Cost includes all applicable costs and all benefits. In addition to energy system costs and benefits, TRC Net Levelized Cost includes non-energy, other-fuel, O&M, periodic-replacement and risk-mitigation benefits and costs. TRC Net Levelized Cost corresponds to TRC B/C ratios with regard to the costs and benefits included. Benefits are subtracted from costs, then levelized over the life of the measure. The Risk-Mitigation credit is used to determine program cost-effectiveness and impacts both the TRC B/C ratio and the TRC Net Levelized Cost. If Risk-Mitigation credit is non-zero, TRC Levelized Cost will be reduced by the risk-mitigation benefit. When using ProCost to build conservation supply curves, the user should set the Risk-Mitigation Credit to zero so the credit is not reflected in the supply curves.
Note on CW40: Direct and program administrative costs incurred by the utility system minus benefits that accrue to the utility system.There are separate Utility System Net Levelized Costs for the electric and the gas system. Utility system benefits include deferred transmission and distribution system capacity, risk-mitigation and Regional Act credit all of which are user-determined inputs.Utility System benefits do not include any non-energy benefits such as, other-fuel benefits, O&M benefits or periodic replacement benefits which generally accrue to the customer or to non-utility sponsors. Utility System Net Levelized Costs correspond to Utility System B/C ratio with regard to the costs and benefits included. Benefits are subtracted from costs, then levelized over the life of the measure The Risk-Mitigation credit is used to determine program cost-effectiveness and impacts both the Utility System B/C ratio and the Utility System Net Levelized Cost. If the Risk-Mitigation credit is non-zero, the Utility System Net Levelized Cost will be reduced by the Risk-Mitigation benefit. When using ProCost to build conservation supply curves, the user should set the Risk-Mitigation Credit to zero so the credit is not reflected in the supply curves.
Note on BH51: Direct and program administrative costs incurred by the utility system minus benefits that accrue to the utility system.There are separate Utility System Net Levelized Costs for the electric and the gas system. Utility system benefits include deferred transmission and distribution system capacity, risk-mitigation and Regional Act credit all of which are user-determined inputs.Utility System benefits do not include any non-energy benefits such as, other-fuel benefits, O&M benefits or periodic replacement benefits which generally accrue to the customer or to non-utility sponsors. Utility System Net Levelized Costs correspond to Utility System B/C ratio with regard to the costs and benefits included. Benefits are subtracted from costs, then levelized over the life of the measure The Risk-Mitigation credit is used to determine program cost-effectiveness and impacts both the Utility System B/C ratio and the Utility System Net Levelized Cost. If the Risk-Mitigation credit is non-zero, the Utility System Net Levelized Cost will be reduced by the Risk-Mitigation benefit. When using ProCost to build conservation supply curves, the user should set the Risk-Mitigation Credit to zero so the credit is not reflected in the supply curves.
Note on BM51: Direct and program administrative costs of the measure to sponsor. Separate costs for each sponsor. Depends on share of costs incurred by sponsor, sponsor cost of capital, and financing term which are user-defined inputs. Includes applicable Capital, O&M, Periodic Replacement and Program Administrative costs. Sponsor costs are levelized over program life. Does not include any adjustments for benefit. NOTE: Units are per kWh for 'Electric' runs and per therm for 'Gas' runs for all sponsors.
Note on CE51: All costs minus all benefits regardless of which sponsor incurs the cost or accrues the benefits. TRC Net Levelized Cost includes all applicable costs and all benefits. In addition to energy system costs and benefits, TRC Net Levelized Cost includes non-energy, other-fuel, O&M, periodic-replacement and risk-mitigation benefits and costs. TRC Net Levelized Cost corresponds to TRC B/C ratios with regard to the costs and benefits included. Benefits are subtracted from costs, then levelized over the life of the measure. The Risk-Mitigation credit is used to determine program cost-effectiveness and impacts both the TRC B/C ratio and the TRC Net Levelized Cost. If Risk-Mitigation credit is non-zero, TRC Levelized Cost will be reduced by the risk-mitigation benefit. When using ProCost to build conservation supply curves, the user should set the Risk-Mitigation Credit to zero so the credit is not reflected in the supply curves.
Note on CW51: Direct and program administrative costs incurred by the utility system minus benefits that accrue to the utility system.There are separate Utility System Net Levelized Costs for the electric and the gas system. Utility system benefits include deferred transmission and distribution system capacity, risk-mitigation and Regional Act credit all of which are user-determined inputs.Utility System benefits do not include any non-energy benefits such as, other-fuel benefits, O&M benefits or periodic replacement benefits which generally accrue to the customer or to non-utility sponsors. Utility System Net Levelized Costs correspond to Utility System B/C ratio with regard to the costs and benefits included. Benefits are subtracted from costs, then levelized over the life of the measure The Risk-Mitigation credit is used to determine program cost-effectiveness and impacts both the Utility System B/C ratio and the Utility System Net Levelized Cost. If the Risk-Mitigation credit is non-zero, the Utility System Net Levelized Cost will be reduced by the Risk-Mitigation benefit. When using ProCost to build conservation supply curves, the user should set the Risk-Mitigation Credit to zero so the credit is not reflected in the supply curves.

## M_Input(per KSF)_Out
Shaped Savings Results; By Category and sorted by TRC BC ratio
[14 empty] | Savings Allocation by Category and Month for Segments 1 | [11 empty] | Savings Allocation by Category and Month for Segments 2
Category | Measure | Busbar Savings | First Cost | Admin Cost | First Year Program Cost | PV Cost | PV Benefits | Unit Program Cost: First Year Program Cost in $/average annual kW saved | Utility System Net Levelized Cost (Net of T&D Capacity Benefits, Act Credit & Risk-Mitigation) in mills/kWh | TRC Net Levelized Cost (Net of All Benefits) in mills/kWh | TRC B/C Ratio | Net Electric & Gas System CO2 Avoided (Lifetime Tons) | Wholesale KW | Jan | Feb | Mar | Apr | May | Jun | Jul | Aug | Sep | Oct | Nov | Dec | Jan | Feb | Mar | Apr | May | Jun | Jul | Aug | Sep | Oct | Nov | Dec
NR_PARKING_GARAGE_FIX_REPL_from MH to BI-LEVEL_LED_FIX |  | 1656.8878 | 356.5892 | 71.3178 | 427.9071 | 724.4605 | 1092.5763 | 2262.3536 | 0.37014 | 18.9206 | 1.4433 | 15.7405 | 0.38674 | 67.8619 | 50.1678 | 46.7336 | 26.8285 | 21.5511 | 16.7173 | 17.4444 | 25.3909 | 32.0794 | 52.3339 | 60.6041 | 71.3904 | 112.4705 | 97.5587 | 98.3497 | 93.6535 | 86.2597 | 78.3749 | 85.5834 | 92.4132 | 99.612 | 102.8052 | 107.7685 | 112.9352
Retro_PARKING_GARAGE_FIX_REPL_from MH to BI-LEVEL_LED_FIX |  | 1656.8878 | 484.7926 | 96.9585 | 581.7511 | 1022.9817 | 1092.5763 | 3075.7303 | 5.2678 | 32.1778 | 1.0617 | 15.7405 | 0.38674 | 67.8619 | 50.1678 | 46.7336 | 26.8285 | 21.5511 | 16.7173 | 17.4444 | 25.3909 | 32.0794 | 52.3339 | 60.6041 | 71.3904 | 112.4705 | 97.5587 | 98.3497 | 93.6535 | 86.2597 | 78.3749 | 85.5834 | 92.4132 | 99.612 | 102.8052 | 107.7685 | 112.9352
NR_PARKING_GARAGE_FIX_REPL_from HID to BI-LEVEL_LED_FIX |  | 1441.6272 | 447.4965 | 89.4993 | 536.9958 | 935.6849 | 950.6303 | 3263.0375 | 6.3957 | 34.5057 | 1.0143 | 13.6955 | 0.3365 | 59.0454 | 43.65 | 40.662 | 23.343 | 18.7512 | 14.5454 | 15.178 | 22.0921 | 27.9117 | 45.5348 | 52.7305 | 62.1154 | 97.8585 | 84.884 | 85.5723 | 81.4862 | 75.0529 | 68.1926 | 74.4645 | 80.407 | 86.6705 | 89.4489 | 93.7674 | 98.2628
NR_PARKING_GARAGE_FIX_REPL_from HPS to BI-LEVEL_LED_FIX |  | 1280.7901 | 545.4106 | 109.0821 | 654.4927 | 1123.0462 | 844.572 | 4476.4211 | 13.7019 | 51.2669 | 0.78073 | 12.1675 | 0.29896 | 52.4579 | 38.7802 | 36.1255 | 20.7387 | 16.6592 | 12.9226 | 13.4847 | 19.6274 | 24.7977 | 40.4546 | 46.8475 | 55.1854 | 86.9408 | 75.4138 | 76.0253 | 72.3951 | 66.6796 | 60.5846 | 66.1568 | 71.4363 | 77.001 | 79.4694 | 83.3061 | 87.3
Retro_PARKING_GARAGE_FIX_REPL_from HID to BI-LEVEL_LED_FIX |  | 1441.6272 | 581.5339 | 116.3068 | 697.8406 | 1247.7905 | 950.6303 | 4240.4057 | 12.2808 | 50.4358 | 0.78055 | 13.6955 | 0.3365 | 59.0454 | 43.65 | 40.662 | 23.343 | 18.7512 | 14.5454 | 15.178 | 22.0921 | 27.9117 | 45.5348 | 52.7305 | 62.1154 | 97.8585 | 84.884 | 85.5723 | 81.4862 | 75.0529 | 68.1926 | 74.4645 | 80.407 | 86.6705 | 89.4489 | 93.7674 | 98.2628
Retro_PARKING_GARAGE_FIX_REPL_from HPS to BI-LEVEL_LED_FIX |  | 1280.7901 | 678.2751 | 135.655 | 813.9302 | 1432.421 | 844.572 | 5566.8982 | 20.2681 | 69.0406 | 0.62779 | 12.1675 | 0.29896 | 52.4579 | 38.7802 | 36.1255 | 20.7387 | 16.6592 | 12.9226 | 13.4847 | 19.6274 | 24.7977 | 40.4546 | 46.8475 | 55.1854 | 86.9408 | 75.4138 | 76.0253 | 72.3951 | 66.6796 | 60.5846 | 66.1568 | 71.4363 | 77.001 | 79.4694 | 83.3061 | 87.3

## M_Input(per KSF)
Data Set Name
Measure Index Name
Costs must be denominated in the same year as 'Input Cost Reference Year' = |  | 2012
1 | 2 | 3 | 4 | 5 | 6 | 7 | 8 | 9 | 10 | 11 | 12 | 13 | 14 | 15 | 16 | 17 | 18 | 19 | 20 | 21 | 22 | 23 | 24 | 25 | 26 | 27 | 28 | 29 | 30 | 31 | 32 | 33 | 34 | 35 | 36 | 37 | 38 | 39 | 40 | 41 | 42 | 43 | 44 | 45 | 46 | 47 | 48 | 49 | 50 | 51 | 52 | 53 | 54 | 55 | 56 | 57 | 58 | 59 | 60 | 61 | 62 | 63 | 64 | 65 | 66 | 67 | 68 | 69 | 70 | 71 | 72 | 73 | 74 | 75 | 76 | 77 | 78 | 79 | 80 | 81 | 82 | 83 | 84 | 85 | 86 | 87 | 88 | 89 | 90 | 91 | 92 | 93 | 94 | 95 | 96 | 97 | 98 | 99 | 100 | 101 | 102 | 103 | 104 | 105
Input Data | [7 empty] | Periodic Replacement Costs and Savings and Replacement Period | [5 empty] | Gas Inputs |  | Retro or LO | Early Retrofit Parameters
Category Name | Measure Name | Savings (kwh/yr) | Life (yrs) | Capital Cost | Annual O&M | Shape Pointer | Non-E Val ($/yr) | Cost 1 ($) | Period 1 | Cost 2 ($) | Period 2 | Cost 3 ($) | Period 3 | Savings (therms/yr) | Shape Pointer | R or L | Savings 2 (kWh) | Remaining Life (yrs) | Salvage Value ($)
NR_PARKING_GARAGE_FIX_REPL_from HPS to BI-LEVEL_LED_FIX | NR_PARKING_GARAGE_FIX_REPL_from HPS to BI-LEVEL_LED_FIX | 1194.6579 | 8.5616 | 545.4106 |  | S-All-Lgt-Streetlight-All-All-U |  | -34.9292 | 2.0548 | [6 empty] | L
NR_PARKING_GARAGE_FIX_REPL_from MH to BI-LEVEL_LED_FIX | NR_PARKING_GARAGE_FIX_REPL_from MH to BI-LEVEL_LED_FIX | 1545.4633 | 8.5616 | 356.5892 |  | S-All-Lgt-Streetlight-All-All-U |  | -38.5045 | 3.1963 | [6 empty] | L
NR_PARKING_GARAGE_FIX_REPL_from HID to BI-LEVEL_LED_FIX | NR_PARKING_GARAGE_FIX_REPL_from HID to BI-LEVEL_LED_FIX | 1344.6788 | 8.5616 | 447.4965 |  | S-All-Lgt-Streetlight-All-All-U |  | -37.9548 | 2.6256 | [6 empty] | L
Retro_PARKING_GARAGE_FIX_REPL_from HPS to BI-LEVEL_LED_FIX | Retro_PARKING_GARAGE_FIX_REPL_from HPS to BI-LEVEL_LED_FIX | 1194.6579 | 8.5616 | 678.2751 |  | S-All-Lgt-Streetlight-All-All-U |  | -34.9292 | 2.0548 | [6 empty] | R
Retro_PARKING_GARAGE_FIX_REPL_from MH to BI-LEVEL_LED_FIX | Retro_PARKING_GARAGE_FIX_REPL_from MH to BI-LEVEL_LED_FIX | 1545.4633 | 8.5616 | 484.7926 |  | S-All-Lgt-Streetlight-All-All-U |  | -38.5045 | 3.1963 | [6 empty] | R
Retro_PARKING_GARAGE_FIX_REPL_from HID to BI-LEVEL_LED_FIX | Retro_PARKING_GARAGE_FIX_REPL_from HID to BI-LEVEL_LED_FIX | 1344.6788 | 8.5616 | 581.5339 |  | S-All-Lgt-Streetlight-All-All-U |  | -37.9548 | 2.6256 | [6 empty] | R
ProCost Results
Version: | ProCost 3.0 - Beta04
Run Time: | Monday, 23 February , 2015 at 1:53 PM
Regurgitation of ProData input parameters which were used for this run
| Run Parameters |  | Run Parameters |  |  | Marginal Cost & Conservation Load Shape Parameters | [9 empty] | Sponsor Parameters | [5 empty] | Program Parameters |  |  | Utility System Parameters
| Run Type | Electric | Run Type | Electric |  | Marginal Costs and Savings Shape File | \\nas2\Q\SeventhPlan\Conservation Analysis\Global EE Inputs\MC Files\MC_AND_LOADSHAPE_v3.0_24segment-7P-D9 - NewSegValues.xlsx |  |  | 6P MidC Final (with carbon) | [6 empty] | Customer | Wholesale Elec | Retail Elec | Nat Gas |  | Program Life (yrs) | 20 |  |  | Electric | Gas
| Negative B/C Ratios | Off | Negative B/C Ratios | Off |  | Marginal Elec Avoided Cost Input Worksheet | 7P Mid |  |  | Conservation Load Shapes | [5 empty] | Real After-Tax Cost of Capital | 0.068013 | 0.043878 | 0.053289 | 0.054479 |  | Program Start Date | 2016 |  | Bulk System T&D Loss Factor | 0.0040389 | 0.01
| Admin Cost @ Category Level | On | Admin Cost @ Category Level | On |  | Elec Savings Shape Input Worksheet | GLSShapes |  |  | 6P_Gas_Final | [5 empty] | Financial Life (years) | 12 | 12 | 1 | 1 |  | Present Value Time Zero | 2016 |  | Bulk System T&D Credit ($/kw-yr)($/dailytherm-yr) | 26 | 0
| Repeat Periodic Replacement | On | Repeat Periodic Replacement | On |  | Marginal Gas Avoided Cost Input Worksheet | 7P Gas |  |  | Conservation Load Shapes | [6 empty] | Customer | Wholesale Elec | Retail Elec | Nat Gas |  | Input Cost Reference Year | 2012 |  | Bulk System T&D I2R Loss Component (%) | 0.9 | N/A
[6 empty] | Gas Savings Shape Input Worksheet | GLSShapes | [8 empty] | Sponsor Share of Initial Capital Cost | 0.35 | 0.195 | 0.455 | 0 |  | Real Discount Rate | 0.04 |  | Local System Dist Loss Factor | 0.047399 | 0
| Run Type: | Electric |  |  |  | Marginal Elec CO2 per kWh Input Worksheet | CO2 lbs per kWh .95 |  |  | CO2 lbs per therm | [5 empty] | Sponsor Share of Annual O&M | 1 | 0 | 0 | 0 |  | Capital Real Escalation Rate | 0 |  | Local System Dist Credit ($/kw-yr)($/dailytherm-yr) | 31 | 0
| Negative B/C Ratios: | False: (Converts Negative B/C Ratios) |  |  |  | Marginal Gas CO2 per therm Input Worksheet | CO2 lbs per therm |  |  | Zero Dollars per ton CO2 | [5 empty] | Sponsor Share of Periodic Replacement Cost | 1 | 0 | 0 | 0 |  | Admin Cost (as % of Initial Capital Cost) | 0.2 |  | Local System Dist I2R Loss Component (%) | 0.7 | N/A
| Admin Cost / Category Level: | True: Admin Costs added at Category Results |  |  |  | Marginal Avoided Cost CO2 Input Worksheet | Zero Dollars per ton CO2 |  |  | LineLossShapes | [5 empty] | Sponsor Share of Admin Cost |  | 0.3 | 0.7 | 0 |  | Regional Act Conservation Credit (%) | 0 |  | Risk-Mitigation Credit (mills/kWh)(mills/therm) - Retro. | 0 | 0
| Periodic O&M Treatment: | True: (Periodic O&M Repeats over measure life) |  |  |  | Line Loss Shape Input Worksheet | LineLossShapes | [8 empty] | Last Year of Non-Customer O&M & Period Replacement |  | 20 |  |  |  | Report Annual Carbon Saved for Year | 2018 |  | Risk-Mitigation Credit (mills/kWh)(mills/therm) - Lost Op. | 0 | 0
Measure Results; Sorted in same order as input
Total Results |  | Measure Input Data | [8 empty] | Savings | [5 empty] | PV Capital |  |  |  | PV Admin |  |  |  | PV O&M |  |  |  | PV Periodic Repl. |  |  |  | Total PV Capital, O&M and Periodic Repl Costs |  |  |  |  | PV Wholesale Electric Utility Costs & Benefits | [6 empty] | PV Retail Electric Utility Costs & Benefits | [6 empty] | PV Electric Utility System Costs & Benefits | [5 empty] | Electric Utility System Economics |  | Sponsor Levelized Cost (mills/kwh) |  |  |  |  | PV Regional Costs & Benefits | [15 empty] | TRC Economics |  | Physical CO2 | [6 empty] | Gas Inputs |  |  |  | PV Gas Utility System Costs & Benefits |  |  |  |  | Gas Utility System Economics
Category | Measure | Measure Life | Site Savings (kWh) | Site Savings (therms) | Capital Cost ($/unit) | Annual O&M Cost ($/unit) | PV Per. Repl. Cost ($/unit) | Load Shape (electric) | Diversified Load Factor (electric) | Wholesale Power Coincidence Factor (electric) | Wholesale Electric Energy (kWh) | Wholesale Electric Demand (kw) | Retail Electric Demand (kW) | Wholesale Gas Energy (therms/yr) | Wholesale Gas Demand (therms/day) | Retail Gas Demand (therms/day) | Wholesale Electric | Retail Electric | Natural Gas | Customer | Wholesale Electric | Retail Electric | Natural Gas | Customer | Wholesale Electric | Retail Electric | Natural Gas | Customer | Wholesale Electric | Retail Electric | Natural Gas | Customer | Wholesale Electric | Retail Electric | Natural Gas | Customer | Total | Wholesale Utility System Energy | Wholesale Utility System T&D Def. Cap. | Wholesale Utility System Act C-E Credit | Wholesale Utility System Risk Mitigation Benefit | Wholesale Utility System Total System Benefit | Wholesale Utility System Total Non-Consumer Cost | Wholesale Utility System B/C Ratio | Retail Utility System Energy | Retail Utility System T&D Def. Cap. | Retail Utility System Act C-E Credit | Retail Utility System Risk Mitigation Benefit | Retail Utility System Total System Benefit | Retail Utility System Total Non-Consumer Cost | Retail Utility System System B/C Ratio | Utility System Energy | Utility System T&D Def. Cap. | Utility System Act C-E Credit | Utility System Total Risk Mitigation Benefit | Utility System Total System Benefit | Utility System Total Non-Consumer Cost | Utility System Net Levelized Cost (Net of Elec T&D Capacity Benefits, Act Credit & Risk-Mitigation Benefit) in mills/kwh | Utility System System B/C Ratio | Wholesale Electric Levelized Cost | Retail Electric Levelized Cost | Natural Gas Levelized Cost | Customer Levelized Cost | Total Levelized Cost | PV Regional Electric Energy | PV Regional Gas Energy | PV Regional Electric T&D Def. Cap. | PV Regional Gas T&D Def. Cap. | PV Regional Electric System CO2 | PV Regional Gas System CO2 | PV Regional Electric System Risk-Mitigation Benefit | PV Regional Gas System Risk-Mitigation Benefit | PV Regional Non-E Value | PV Regional Act Credit | PV Regional Capital Cost | PV Regional Admin Cost | PV Regional Annual O&M Cost | PV Regional Periodic Replacement Cost | PV Total Regional Benefit | PV Total Regional Cost | TRC B/C Ratio | TRC Net Levelized Cost (Net of All Benefits) in mills/kWh | Electric System CO2 Avoided (Lifetime Tons) | Gas System CO2 Avoided (Lifetime Tons) | Total System CO2 Avoided (Lifetime Tons) | Electric System CO2 Avoided (Annual Tons in 2018) | Gas System CO2 Avoided (Annual Tons in 2018) | Total System CO2 Avoided (Annual Tons in 2018) |  | Gas Site Savings (therms) | Load Shape (gas) | Diversitfied Load Factor (gas) | Wholesale Coincidence Factor (gas) | Total Gas Utility System Energy | Gas Utility System T&D Def. Cap. | Gas Utility System Risk Mitigation Benefit | Gas Utility System Total System Benefit | Gas Utility System Total Non-Consumer Cost | Gas Utility System Net Levelized Cost (Net of Gas T&D Capacity Benefits & Risk-Mitigation Benefits) in cents/therm | Gas Utility System System B/C Ratio
NR_PARKING_GARAGE_FIX_REPL_from HPS to BI-LEVEL_LED_FIX | NR_PARKING_GARAGE_FIX_REPL_from HPS to BI-LEVEL_LED_FIX | 8.5616 | 1194.6579 | 0 | 545.4106 | 0 | -146.941 | S-All-Lgt-Streetlight-All-All-U |  |  | 1280.7901 | 0.29896 | 0.2968 | 0 | 0 | 0 | 108.7622 | 251.3328 | 0 | 800.8102 | (na) | (na) | (na) | (na) | 0 | 0 | 0 | 0 | 0 | 0 | 0 | -146.941 | 108.7622 | 251.3328 | 0 | 653.8691 | 1013.9641 | 613.8957 | 105.6354 | 0 | 0 | 719.5311 | 108.7622 | 6.6156 | 613.8957 | 125.0409 | 0 | 0 | 738.9365 | 251.3328 | 2.9401 | 613.8957 | 230.6763 | 0 | 0 | 844.572 | 360.0949 | 7.4351 | 2.3454 | 6.2484 | 14.4391 | 0 | 37.565 | 58.2525 | 613.8957 | 0 | 230.6763 | 0 | 0 | 0 | 0 | 0 | 0 | 0 | 1160.9051 |  | 0 | -146.941 | 844.572 | 1013.9641 | 0.85409 | 45.0001 | 12.1675 | 0 | 12.1675 | 0.60838 | 0 | 0.60838 |  | 0 |  | 0 | 0 | 0 | 0 | 0 | 0 | 0 | 9999 | 9999
NR_PARKING_GARAGE_FIX_REPL_from MH to BI-LEVEL_LED_FIX | NR_PARKING_GARAGE_FIX_REPL_from MH to BI-LEVEL_LED_FIX | 8.5616 | 1545.4633 | 0 | 356.5892 | 0 | -105.8567 | S-All-Lgt-Streetlight-All-All-U |  |  | 1656.8878 | 0.38674 | 0.38395 | 0 | 0 | 0 | 71.1087 | 164.3213 | 0 | 523.5694 | (na) | (na) | (na) | (na) | 0 | 0 | 0 | 0 | 0 | 0 | 0 | -105.8567 | 71.1087 | 164.3213 | 0 | 417.7127 | 653.1426 | 794.1631 | 136.6547 | 0 | 0 | 930.8178 | 71.1087 | 13.0901 | 794.1631 | 161.7585 | 0 | 0 | 955.9216 | 164.3213 | 5.8174 | 794.1631 | 298.4132 | 0 | 0 | 1092.5763 | 235.4299 | -2.7971 | 4.6408 | 3.1579 | 7.2974 | 0 | 18.5505 | 29.0058 | 794.1631 | 0 | 298.4132 | 0 | 0 | 0 | 0 | 0 | 0 | 0 | 758.9993 |  | 0 | -105.8567 | 1092.5763 | 653.1426 | 1.579 | 15.7534 | 15.7405 | 0 | 15.7405 | 0.78702 | 0 | 0.78702 |  | 0 |  | 0 | 0 | 0 | 0 | 0 | 0 | 0 | 9999 | 9999
NR_PARKING_GARAGE_FIX_REPL_from HID to BI-LEVEL_LED_FIX | NR_PARKING_GARAGE_FIX_REPL_from HID to BI-LEVEL_LED_FIX | 8.5616 | 1344.6788 | 0 | 447.4965 | 0 | -106.3098 | S-All-Lgt-Streetlight-All-All-U |  |  | 1441.6272 | 0.3365 | 0.33407 | 0 | 0 | 0 | 89.2368 | 206.2126 | 0 | 657.0459 | (na) | (na) | (na) | (na) | 0 | 0 | 0 | 0 | 0 | 0 | 0 | -106.3098 | 89.2368 | 206.2126 | 0 | 550.7361 | 846.1855 | 690.9865 | 118.9007 | 0 | 0 | 809.8872 | 89.2368 | 9.0757 | 690.9865 | 140.743 | 0 | 0 | 831.7295 | 206.2126 | 4.0334 | 690.9865 | 259.6438 | 0 | 0 | 950.6303 | 295.4494 | 1.8275 | 3.2176 | 4.5547 | 10.5253 | 0 | 28.11 | 43.19 | 690.9865 | 0 | 259.6438 | 0 | 0 | 0 | 0 | 0 | 0 | 0 | 952.4953 |  | 0 | -106.3098 | 950.6303 | 846.1855 | 1.1097 | 29.9375 | 13.6955 | 0 | 13.6955 | 0.68477 | 0 | 0.68477 |  | 0 |  | 0 | 0 | 0 | 0 | 0 | 0 | 0 | 9999 | 9999
Retro_PARKING_GARAGE_FIX_REPL_from HPS to BI-LEVEL_LED_FIX | Retro_PARKING_GARAGE_FIX_REPL_from HPS to BI-LEVEL_LED_FIX | 8.5616 | 1194.6579 | 0 | 678.2751 | 0 | -146.941 | S-All-Lgt-Streetlight-All-All-U |  |  | 1280.7901 | 0.29896 | 0.2968 | 0 | 0 | 0 | 135.2571 | 312.5586 | 0 | 995.8913 | (na) | (na) | (na) | (na) | 0 | 0 | 0 | 0 | 0 | 0 | 0 | -146.941 | 135.2571 | 312.5586 | 0 | 848.9502 | 1296.766 | 613.8957 | 105.6354 | 0 | 0 | 719.5311 | 135.2571 | 5.3197 | 613.8957 | 125.0409 | 0 | 0 | 738.9365 | 312.5586 | 2.3642 | 613.8957 | 230.6763 | 0 | 0 | 844.572 | 447.8158 | 12.4747 | 1.886 | 7.7706 | 17.9566 | 0 | 48.7724 | 74.4996 | 613.8957 | 0 | 230.6763 | 0 | 0 | 0 | 0 | 0 | 0 | 0 | 1443.707 |  | 0 | -146.941 | 844.572 | 1296.766 | 0.68678 | 61.2472 | 12.1675 | 0 | 12.1675 | 0.60838 | 0 | 0.60838 |  | 0 |  | 0 | 0 | 0 | 0 | 0 | 0 | 0 | 9999 | 9999
Retro_PARKING_GARAGE_FIX_REPL_from MH to BI-LEVEL_LED_FIX | Retro_PARKING_GARAGE_FIX_REPL_from MH to BI-LEVEL_LED_FIX | 8.5616 | 1545.4633 | 0 | 484.7926 | 0 | -105.8567 | S-All-Lgt-Streetlight-All-All-U |  |  | 1656.8878 | 0.38674 | 0.38395 | 0 | 0 | 0 | 96.6741 | 223.3992 | 0 | 711.8066 | (na) | (na) | (na) | (na) | 0 | 0 | 0 | 0 | 0 | 0 | 0 | -105.8567 | 96.6741 | 223.3992 | 0 | 605.9499 | 926.0232 | 794.1631 | 136.6547 | 0 | 0 | 930.8178 | 96.6741 | 9.6284 | 794.1631 | 161.7585 | 0 | 0 | 955.9216 | 223.3992 | 4.279 | 794.1631 | 298.4132 | 0 | 0 | 1092.5763 | 320.0733 | 0.96192 | 3.4135 | 4.2933 | 9.9211 | 0 | 26.91 | 41.1243 | 794.1631 | 0 | 298.4132 | 0 | 0 | 0 | 0 | 0 | 0 | 0 | 1031.8799 |  | 0 | -105.8567 | 1092.5763 | 926.0232 | 1.1614 | 27.8719 | 15.7405 | 0 | 15.7405 | 0.78702 | 0 | 0.78702 |  | 0 |  | 0 | 0 | 0 | 0 | 0 | 0 | 0 | 9999 | 9999
Retro_PARKING_GARAGE_FIX_REPL_from HID to BI-LEVEL_LED_FIX | Retro_PARKING_GARAGE_FIX_REPL_from HID to BI-LEVEL_LED_FIX | 8.5616 | 1344.6788 | 0 | 581.5339 | 0 | -106.3098 | S-All-Lgt-Streetlight-All-All-U |  |  | 1441.6272 | 0.3365 | 0.33407 | 0 | 0 | 0 | 115.9656 | 267.9789 | 0 | 853.8489 | (na) | (na) | (na) | (na) | 0 | 0 | 0 | 0 | 0 | 0 | 0 | -106.3098 | 115.9656 | 267.9789 | 0 | 747.5392 | 1131.4837 | 690.9865 | 118.9007 | 0 | 0 | 809.8872 | 115.9656 | 6.9839 | 690.9865 | 140.743 | 0 | 0 | 831.7295 | 267.9789 | 3.1037 | 690.9865 | 259.6438 | 0 | 0 | 950.6303 | 383.9445 | 6.3444 | 2.476 | 5.919 | 13.6778 | 0 | 38.155 | 57.7518 | 690.9865 | 0 | 259.6438 | 0 | 0 | 0 | 0 | 0 | 0 | 0 | 1237.7935 |  | 0 | -106.3098 | 950.6303 | 1131.4837 | 0.85389 | 44.4994 | 13.6955 | 0 | 13.6955 | 0.68477 | 0 | 0.68477 |  | 0 |  | 0 | 0 | 0 | 0 | 0 | 0 | 0 | 9999 | 9999
Category Results; Sorted by TRC Levelized Cost
Total Results |  | Measure Input Data | [8 empty] | Savings | [5 empty] | PV Capital |  |  |  | PV Admin |  |  |  | PV O&M |  |  |  | PV Periodic Repl. |  |  |  | Total PV Capital, O&M and Periodic Repl Costs |  |  |  |  | PV Wholesale Electric Utility Costs & Benefits | [6 empty] | PV Retail Electric Utility Costs & Benefits | [6 empty] | PV Electric Utility System Costs & Benefits | [5 empty] | Electric Utility System Economics |  | Sponsor Levelized Cost (mills/kwh) |  |  |  |  | PV Regional Costs & Benefits | [15 empty] | TRC Economics |  | Physical CO2 | [6 empty] | Gas Inputs |  |  |  | PV Gas Utility System Costs & Benefits |  |  |  |  | Gas Utility System Economics
Category | Measure | Measure Life | Site Savings (kWh) | Site Savings (therms) | Capital Cost ($/unit) | Annual O&M Cost ($/unit) | PV Per. Repl. Cost ($/unit) | Load Shape (electric) | Diversified Load Factor (electric) | Wholesale Power Coincidence Factor (electric) | Wholesale Electric Energy (kWh) | Wholesale Electric Demand (kw) | Retail Electric Demand (kW) | Wholesale Gas Energy (therms/yr) | Wholesale Gas Demand (therms/day) | Retail Gas Demand (therms/day) | Wholesale Electric | Retail Electric | Natural Gas | Customer | Wholesale Electric | Retail Electric | Natural Gas | Customer | Wholesale Electric | Retail Electric | Natural Gas | Customer | Wholesale Electric | Retail Electric | Natural Gas | Customer | Wholesale Electric | Retail Electric | Natural Gas | Customer | Total | Wholesale Utility System Energy | Wholesale Utility System T&D Def. Cap. | Wholesale Utility System Act C-E Credit | Wholesale Utility System Risk Mitigation Benefit | Wholesale Utility System Total System Benefit | Wholesale Utility System Total Non-Consumer Cost | Wholesale Utility System B/C Ratio | Retail Utility System Energy | Retail Utility System T&D Def. Cap. | Retail Utility System Act C-E Credit | Retail Utility System Risk Mitigation Benefit | Retail Utility System Total System Benefit | Retail Utility System Total Non-Consumer Cost | Retail Utility System System B/C Ratio | Utility System Energy | Utility System T&D Def. Cap. | Utility System Act C-E Credit | Utility System Total Risk Mitigation Benefit | Utility System Total System Benefit | Utility System Total Non-Consumer Cost | Utility System Net Levelized Cost (Net of Elec T&D Capacity Benefits, Act Credit & Risk-Mitigation Benefit) in mills/kwh | Utility System System B/C Ratio | Wholesale Electric Levelized Cost | Retail Electric Levelized Cost | Natural Gas Levelized Cost | Customer Levelized Cost | Total Levelized Cost | PV Regional Electric Energy | PV Regional Gas Energy | PV Regional Electric T&D Def. Cap. | PV Regional Gas T&D Def. Cap. | PV Regional Electric System CO2 | PV Regional Gas System CO2 | PV Regional Electric System Risk-Mitigation Benefit | PV Regional Gas System Risk-Mitigation Benefit | PV Regional Non-E Value | PV Regional Act Credit | PV Regional Capital Cost | PV Regional Admin Cost | PV Regional Annual O&M Cost | PV Regional Periodic Replacement Cost | PV Total Regional Benefit | PV Total Regional Cost | TRC B/C Ratio | TRC Net Levelized Cost (Net of All Benefits) in mills/kWh | Electric System CO2 Avoided (Lifetime Tons) | Gas System CO2 Avoided (Lifetime Tons) | Total System CO2 Avoided (Lifetime Tons) | Electric System CO2 Avoided (Annual Tons in 2018) | Gas System CO2 Avoided (Annual Tons in 2018) | Total System CO2 Avoided (Annual Tons in 2018) |  | Gas Site Savings (therms) | Load Shape (gas) | Diversitfied Load Factor (gas) | Wholesale Coincidence Factor (gas) | Total Gas Utility System Energy | Gas Utility System T&D Def. Cap. | Gas Utility System Risk Mitigation Benefit | Gas Utility System Total System Benefit | Gas Utility System Total Non-Consumer Cost | Gas Utility System Net Levelized Cost (Net of Gas T&D Capacity Benefits & Risk-Mitigation Benefits) in cents/therm | Gas Utility System System B/C Ratio
NR_PARKING_GARAGE_FIX_REPL_from MH to BI-LEVEL_LED_FIX |  | 8.5616 | 1545.4633 | 0 | 356.5892 | 0 | -105.8567 |  |  |  | 1656.8878 | 0.38674 | 0.38395 | 0 | 0 | 0 | 71.1087 | 164.3213 | 0 | 523.5694 | 21.3954 | 49.9225 | 0 | 0 | 0 | 0 | 0 | 0 | 0 | 0 | 0 | -105.8567 | 92.504 | 214.2438 | 0 | 417.7127 | 724.4605 | 794.1631 | 136.6547 | 0 | 0 | 930.8178 | 92.504 | 10.0625 | 794.1631 | 161.7585 | 0 | 0 | 955.9216 | 214.2438 | 4.4618 | 794.1631 | 298.4132 | 0 | 0 | 1092.5763 | 306.7478 | 0.37014 | 3.5618 | 4.1081 | 9.5145 | 0 | 18.5505 | 32.173 | 794.1631 | 0 | 298.4132 | 0 | 0 | 0 | 0 | 0 | 0 | 0 | 758.9993 | 71.3178 | 0 | -105.8567 | 1092.5763 | 724.4605 | 1.4433 | 18.9206 | 15.7405 | 0 | 15.7405 | 0.78702 | 0 | 0.78702 |  | 0 |  | 0 | 0 | 0 | 0 | 0 | 0 | 0 | 9999 | 9999
Retro_PARKING_GARAGE_FIX_REPL_from MH to BI-LEVEL_LED_FIX |  | 8.5616 | 1545.4633 | 0 | 484.7926 | 0 | -105.8567 |  |  |  | 1656.8878 | 0.38674 | 0.38395 | 0 | 0 | 0 | 96.6741 | 223.3992 | 0 | 711.8066 | 29.0876 | 67.871 | 0 | 0 | 0 | 0 | 0 | 0 | 0 | 0 | 0 | -105.8567 | 125.7617 | 291.2702 | 0 | 605.9499 | 1022.9817 | 794.1631 | 136.6547 | 0 | 0 | 930.8178 | 125.7617 | 7.4014 | 794.1631 | 161.7585 | 0 | 0 | 955.9216 | 291.2702 | 3.2819 | 794.1631 | 298.4132 | 0 | 0 | 1092.5763 | 417.0318 | 5.2678 | 2.6199 | 5.585 | 12.9352 | 0 | 26.91 | 45.4302 | 794.1631 | 0 | 298.4132 | 0 | 0 | 0 | 0 | 0 | 0 | 0 | 1031.8799 | 96.9585 | 0 | -105.8567 | 1092.5763 | 1022.9817 | 1.0617 | 32.1778 | 15.7405 | 0 | 15.7405 | 0.78702 | 0 | 0.78702 |  | 0 |  | 0 | 0 | 0 | 0 | 0 | 0 | 0 | 9999 | 9999
NR_PARKING_GARAGE_FIX_REPL_from HID to BI-LEVEL_LED_FIX |  | 8.5616 | 1344.6788 | 0 | 447.4965 | 0 | -106.3098 |  |  |  | 1441.6272 | 0.3365 | 0.33407 | 0 | 0 | 0 | 89.2368 | 206.2126 | 0 | 657.0459 | 26.8498 | 62.6495 | 0 | 0 | 0 | 0 | 0 | 0 | 0 | 0 | 0 | -106.3098 | 116.0866 | 268.8622 | 0 | 550.7361 | 935.6849 | 690.9865 | 118.9007 | 0 | 0 | 809.8872 | 116.0866 | 6.9766 | 690.9865 | 140.743 | 0 | 0 | 831.7295 | 268.8622 | 3.0935 | 690.9865 | 259.6438 | 0 | 0 | 950.6303 | 384.9487 | 6.3957 | 2.4695 | 5.9251 | 13.7229 | 0 | 28.11 | 47.7581 | 690.9865 | 0 | 259.6438 | 0 | 0 | 0 | 0 | 0 | 0 | 0 | 952.4953 | 89.4993 | 0 | -106.3098 | 950.6303 | 935.6849 | 1.0143 | 34.5057 | 13.6955 | 0 | 13.6955 | 0.68477 | 0 | 0.68477 |  | 0 |  | 0 | 0 | 0 | 0 | 0 | 0 | 0 | 9999 | 9999
NR_PARKING_GARAGE_FIX_REPL_from HPS to BI-LEVEL_LED_FIX |  | 8.5616 | 1194.6579 | 0 | 545.4106 | 0 | -146.941 |  |  |  | 1280.7901 | 0.29896 | 0.2968 | 0 | 0 | 0 | 108.7622 | 251.3328 | 0 | 800.8102 | 32.7246 | 76.3575 | 0 | 0 | 0 | 0 | 0 | 0 | 0 | 0 | 0 | -146.941 | 141.4868 | 327.6903 | 0 | 653.8691 | 1123.0462 | 613.8957 | 105.6354 | 0 | 0 | 719.5311 | 141.4868 | 5.0855 | 613.8957 | 125.0409 | 0 | 0 | 738.9365 | 327.6903 | 2.255 | 613.8957 | 230.6763 | 0 | 0 | 844.572 | 469.1771 | 13.7019 | 1.8001 | 8.1285 | 18.8259 | 0 | 37.565 | 64.5193 | 613.8957 | 0 | 230.6763 | 0 | 0 | 0 | 0 | 0 | 0 | 0 | 1160.9051 | 109.0821 | 0 | -146.941 | 844.572 | 1123.0462 | 0.78073 | 51.2669 | 12.1675 | 0 | 12.1675 | 0.60838 | 0 | 0.60838 |  | 0 |  | 0 | 0 | 0 | 0 | 0 | 0 | 0 | 9999 | 9999
Retro_PARKING_GARAGE_FIX_REPL_from HID to BI-LEVEL_LED_FIX |  | 8.5616 | 1344.6788 | 0 | 581.5339 | 0 | -106.3098 |  |  |  | 1441.6272 | 0.3365 | 0.33407 | 0 | 0 | 0 | 115.9656 | 267.9789 | 0 | 853.8489 | 34.892 | 81.4147 | 0 | 0 | 0 | 0 | 0 | 0 | 0 | 0 | 0 | -106.3098 | 150.8577 | 349.3937 | 0 | 747.5392 | 1247.7905 | 690.9865 | 118.9007 | 0 | 0 | 809.8872 | 150.8577 | 5.3686 | 690.9865 | 140.743 | 0 | 0 | 831.7295 | 349.3937 | 2.3805 | 690.9865 | 259.6438 | 0 | 0 | 950.6303 | 500.2513 | 12.2808 | 1.9003 | 7.6999 | 17.8333 | 0 | 38.155 | 63.6882 | 690.9865 | 0 | 259.6438 | 0 | 0 | 0 | 0 | 0 | 0 | 0 | 1237.7935 | 116.3068 | 0 | -106.3098 | 950.6303 | 1247.7905 | 0.78055 | 50.4358 | 13.6955 | 0 | 13.6955 | 0.68477 | 0 | 0.68477 |  | 0 |  | 0 | 0 | 0 | 0 | 0 | 0 | 0 | 9999 | 9999
Retro_PARKING_GARAGE_FIX_REPL_from HPS to BI-LEVEL_LED_FIX |  | 8.5616 | 1194.6579 | 0 | 678.2751 | 0 | -146.941 |  |  |  | 1280.7901 | 0.29896 | 0.2968 | 0 | 0 | 0 | 135.2571 | 312.5586 | 0 | 995.8913 | 40.6965 | 94.9585 | 0 | 0 | 0 | 0 | 0 | 0 | 0 | 0 | 0 | -146.941 | 175.9536 | 407.5172 | 0 | 848.9502 | 1432.421 | 613.8957 | 105.6354 | 0 | 0 | 719.5311 | 175.9536 | 4.0893 | 613.8957 | 125.0409 | 0 | 0 | 738.9365 | 407.5172 | 1.8133 | 613.8957 | 230.6763 | 0 | 0 | 844.572 | 583.4708 | 20.2681 | 1.4475 | 10.1086 | 23.412 | 0 | 48.7724 | 82.293 | 613.8957 | 0 | 230.6763 | 0 | 0 | 0 | 0 | 0 | 0 | 0 | 1443.707 | 135.655 | 0 | -146.941 | 844.572 | 1432.421 | 0.62779 | 69.0406 | 12.1675 | 0 | 12.1675 | 0.60838 | 0 | 0.60838 |  | 0 |  | 0 | 0 | 0 | 0 | 0 | 0 | 0 | 9999 | 9999
Supply Curve Results; Categories sorted by TRC Net Levelized Cost
Totals for Categories with Benefits Exceeding Costs. Levelized cost is TRC Net Levelized Cost (Net of Benefits) | [12 empty] | Savings Allocation by Cost Bin and Month for Segments 1 | [12 empty] | Savings Allocation by Cost Bin and Month for Segments 2
| Totals Basis | Busbar Electric Savings in kWh | First Cost | Admin Cost | First Year Program Cost | PV Cost | PV Benefits | Unit Program Cost: First Year Program Cost in $/average annual kW saved | Utility System Net Levelized Cost (Net of T&D Capacity Benefits, Act Credit & Risk-Mitigation) in mills/kWh | TRC Net Levelized Cost (Net of All Benefits) in mills/kWh | TRC B/C Ratio | Net Electric & Gas System CO2 Avoided (Lifetime Tons) | Jan | Feb | Mar | Apr | May | Jun | Jul | Aug | Sep | Oct | Nov | Dec |  | Jan | Feb | Mar | Apr | May | Jun | Jul | Aug | Sep | Oct | Nov | Dec
| Measures with B/C > 1.00 | 4755.4027 | 1288.8784 | 0 | 1288.8784 | 2425.3514 | 3135.7829 | 2374.2625 | -0.085373 | 24.2758 | 1.2912 | 45.1764 | 194.7692 | 143.9856 | 134.1292 | 77 | 61.8533 | 47.9801 | 50.0668 | 72.8739 | 92.0705 | 150.2025 | 173.9386 | 204.8962 |  | 322.7994 | 280.0014 | 282.2717 | 268.7933 | 247.5723 | 224.9424 | 245.6313 | 265.2335 | 285.8944 | 295.0592 | 309.3045 | 324.1333
| Categories with B/C > 1.00 | 4755.4027 | 1288.8784 | 257.7757 | 1546.654 | 2683.127 | 3135.7829 | 2849.1151 | 3.9033 | 28.2644 | 1.1803 | 45.1764 | 135.7238 | 100.3355 | 93.4672 | 53.657 | 43.1021 | 33.4346 | 34.8888 | 50.7818 | 64.1588 | 104.6678 | 121.2081 | 142.7807 |  | 224.9409 | 195.1174 | 196.6995 | 187.3071 | 172.5193 | 156.7498 | 171.1668 | 184.8265 | 199.2239 | 205.6104 | 215.5371 | 225.8705
Supply Curve Results: By TRC Net Levelized Cost - Net of Benefits
| Block 1: <= 0 mills/kWh | 0 | 0 | 0 | 0 | 0 | 0 | 0 | 0 | 0 | 0 | 0 | 0 | 0 | 0 | 0 | 0 | 0 | 0 | 0 | 0 | 0 | 0 | 0 |  | 0 | 0 | 0 | 0 | 0 | 0 | 0 | 0 | 0 | 0 | 0 | 0
| Block 2: <= 10 mills/kWh | 0 | 0 | 0 | 0 | 0 | 0 | 0 | 0 | 0 | 0 | 0 | 0 | 0 | 0 | 0 | 0 | 0 | 0 | 0 | 0 | 0 | 0 | 0 |  | 0 | 0 | 0 | 0 | 0 | 0 | 0 | 0 | 0 | 0 | 0 | 0
| Block 3: 10-20 mills/kWh | 1656.8878 | 356.5892 | 71.3178 | 427.9071 | 724.4605 | 1092.5763 | 2262.3536 | 0.37014 | 18.9206 | 1.4433 | 15.7405 | 67.8619 | 50.1678 | 46.7336 | 26.8285 | 21.5511 | 16.7173 | 17.4444 | 25.3909 | 32.0794 | 52.3339 | 60.6041 | 71.3904 |  | 112.4705 | 97.5587 | 98.3497 | 93.6535 | 86.2597 | 78.3749 | 85.5834 | 92.4132 | 99.612 | 102.8052 | 107.7685 | 112.9352
| Block 4: 20-30 mills/kWh | 0 | 0 | 0 | 0 | 0 | 0 | 0 | 0 | 0 | 0 | 0 | 0 | 0 | 0 | 0 | 0 | 0 | 0 | 0 | 0 | 0 | 0 | 0 |  | 0 | 0 | 0 | 0 | 0 | 0 | 0 | 0 | 0 | 0 | 0 | 0
| Block 5: 30-40 mills/kWh | 3098.5149 | 932.2891 | 186.4578 | 1118.747 | 1958.6666 | 2043.2066 | 3162.8776 | 5.7926 | 33.2609 | 1.0396 | 29.436 | 126.9073 | 93.8178 | 87.3956 | 50.1715 | 40.3022 | 31.2627 | 32.6224 | 47.483 | 59.9911 | 97.8686 | 113.3345 | 133.5058 |  | 210.3289 | 182.4427 | 183.922 | 175.1397 | 161.3126 | 146.5675 | 160.0479 | 172.8203 | 186.2825 | 192.2541 | 201.5359 | 211.1981
| Block 6: 40-50 mills/kWh | 0 | 0 | 0 | 0 | 0 | 0 | 0 | 0 | 0 | 0 | 0 | 0 | 0 | 0 | 0 | 0 | 0 | 0 | 0 | 0 | 0 | 0 | 0 |  | 0 | 0 | 0 | 0 | 0 | 0 | 0 | 0 | 0 | 0 | 0 | 0
| Block 7: 50-60 mills/kWh | 2722.4173 | 1126.9444 | 225.3889 | 1352.3333 | 2370.8367 | 1795.2022 | 4351.4416 | 12.9494 | 50.8268 | 0.78063 | 25.863 | 111.5033 | 82.4302 | 76.7875 | 44.0817 | 35.4103 | 27.4681 | 28.6627 | 41.7195 | 52.7094 | 85.9894 | 99.578 | 117.3009 |  | 184.7992 | 160.2978 | 161.5976 | 153.8813 | 141.7325 | 128.7771 | 140.6213 | 151.8434 | 163.6715 | 168.9183 | 177.0735 | 185.5629
| Block 8: 60-70 mills/kWh | 1280.7901 | 678.2751 | 135.655 | 813.9302 | 1432.421 | 844.572 | 5566.8982 | 20.2681 | 69.0406 | 0.62779 | 12.1675 | 52.4579 | 38.7802 | 36.1255 | 20.7387 | 16.6592 | 12.9226 | 13.4847 | 19.6274 | 24.7977 | 40.4546 | 46.8475 | 55.1854 |  | 86.9408 | 75.4138 | 76.0253 | 72.3951 | 66.6796 | 60.5846 | 66.1568 | 71.4363 | 77.001 | 79.4694 | 83.3061 | 87.3
| Block 9: 70-80 mills/kWh | 0 | 0 | 0 | 0 | 0 | 0 | 0 | 0 | 0 | 0 | 0 | 0 | 0 | 0 | 0 | 0 | 0 | 0 | 0 | 0 | 0 | 0 | 0 |  | 0 | 0 | 0 | 0 | 0 | 0 | 0 | 0 | 0 | 0 | 0 | 0
| Block 10: 80-90 mills/kWh | 0 | 0 | 0 | 0 | 0 | 0 | 0 | 0 | 0 | 0 | 0 | 0 | 0 | 0 | 0 | 0 | 0 | 0 | 0 | 0 | 0 | 0 | 0 |  | 0 | 0 | 0 | 0 | 0 | 0 | 0 | 0 | 0 | 0 | 0 | 0
| Block 11: 90-100 mills/kWh | 0 | 0 | 0 | 0 | 0 | 0 | 0 | 0 | 0 | 0 | 0 | 0 | 0 | 0 | 0 | 0 | 0 | 0 | 0 | 0 | 0 | 0 | 0 |  | 0 | 0 | 0 | 0 | 0 | 0 | 0 | 0 | 0 | 0 | 0 | 0
| Block 12: 100-110 mills/kWh | 0 | 0 | 0 | 0 | 0 | 0 | 0 | 0 | 0 | 0 | 0 | 0 | 0 | 0 | 0 | 0 | 0 | 0 | 0 | 0 | 0 | 0 | 0 |  | 0 | 0 | 0 | 0 | 0 | 0 | 0 | 0 | 0 | 0 | 0 | 0
| Block 13: 110-120 mills/kWh | 0 | 0 | 0 | 0 | 0 | 0 | 0 | 0 | 0 | 0 | 0 | 0 | 0 | 0 | 0 | 0 | 0 | 0 | 0 | 0 | 0 | 0 | 0 |  | 0 | 0 | 0 | 0 | 0 | 0 | 0 | 0 | 0 | 0 | 0 | 0
| Block 14: 120-130 mills/kWh | 0 | 0 | 0 | 0 | 0 | 0 | 0 | 0 | 0 | 0 | 0 | 0 | 0 | 0 | 0 | 0 | 0 | 0 | 0 | 0 | 0 | 0 | 0 |  | 0 | 0 | 0 | 0 | 0 | 0 | 0 | 0 | 0 | 0 | 0 | 0
| Block 15: 130-140 mills/kWh | 0 | 0 | 0 | 0 | 0 | 0 | 0 | 0 | 0 | 0 | 0 | 0 | 0 | 0 | 0 | 0 | 0 | 0 | 0 | 0 | 0 | 0 | 0 |  | 0 | 0 | 0 | 0 | 0 | 0 | 0 | 0 | 0 | 0 | 0 | 0
| Block 16: 140-150 mills/kWh | 0 | 0 | 0 | 0 | 0 | 0 | 0 | 0 | 0 | 0 | 0 | 0 | 0 | 0 | 0 | 0 | 0 | 0 | 0 | 0 | 0 | 0 | 0 |  | 0 | 0 | 0 | 0 | 0 | 0 | 0 | 0 | 0 | 0 | 0 | 0
| Block 17: 150-160 mills/kWh | 0 | 0 | 0 | 0 | 0 | 0 | 0 | 0 | 0 | 0 | 0 | 0 | 0 | 0 | 0 | 0 | 0 | 0 | 0 | 0 | 0 | 0 | 0 |  | 0 | 0 | 0 | 0 | 0 | 0 | 0 | 0 | 0 | 0 | 0 | 0
| Block 18: 160-170 mills/kWh | 0 | 0 | 0 | 0 | 0 | 0 | 0 | 0 | 0 | 0 | 0 | 0 | 0 | 0 | 0 | 0 | 0 | 0 | 0 | 0 | 0 | 0 | 0 |  | 0 | 0 | 0 | 0 | 0 | 0 | 0 | 0 | 0 | 0 | 0 | 0
| Block 19: 170-180 mills/kWh | 0 | 0 | 0 | 0 | 0 | 0 | 0 | 0 | 0 | 0 | 0 | 0 | 0 | 0 | 0 | 0 | 0 | 0 | 0 | 0 | 0 | 0 | 0 |  | 0 | 0 | 0 | 0 | 0 | 0 | 0 | 0 | 0 | 0 | 0 | 0
| Block 20: 180-190 mills/kWh | 0 | 0 | 0 | 0 | 0 | 0 | 0 | 0 | 0 | 0 | 0 | 0 | 0 | 0 | 0 | 0 | 0 | 0 | 0 | 0 | 0 | 0 | 0 |  | 0 | 0 | 0 | 0 | 0 | 0 | 0 | 0 | 0 | 0 | 0 | 0
| Block 21: 190-200 mills/kWh | 0 | 0 | 0 | 0 | 0 | 0 | 0 | 0 | 0 | 0 | 0 | 0 | 0 | 0 | 0 | 0 | 0 | 0 | 0 | 0 | 0 | 0 | 0 |  | 0 | 0 | 0 | 0 | 0 | 0 | 0 | 0 | 0 | 0 | 0 | 0
| Block 22: > 200 mills/kWh | 0 | 0 | 0 | 0 | 0 | 0 | 0 | 0 | 0 | 0 | 0 | 0 | 0 | 0 | 0 | 0 | 0 | 0 | 0 | 0 | 0 | 0 | 0 |  | 0 | 0 | 0 | 0 | 0 | 0 | 0 | 0 | 0 | 0 | 0 | 0
Shaped Savings Results; By Category and sorted by TRC BC ratio
[13 empty] | Savings Allocation by Cost Bin and Month for Segments 1 Feb: Savings Allocation by Category and Month for Segments 1 |  |  | Savings Allocation by Category and Month for Segments 2
Category | Measure | Busbar Savings | First Cost | Admin Cost | First Year Program Cost | PV Cost | PV Benefits | Unit Program Cost: First Year Program Cost in $/average annual kW saved | Utility System Net Levelized Cost (Net of T&D Capacity Benefits, Act Credit & Risk-Mitigation) in mills/kWh | TRC Net Levelized Cost (Net of All Benefits) in mills/kWh | TRC B/C Ratio | Net Electric & Gas System CO2 Avoided (Lifetime Tons) | Wholesale KW | Jan | Feb | Mar | Apr | May | Jun | Jul | Aug | Sep | Oct | Nov | Dec |  | Jan | Feb | Mar | Apr | May | Jun | Jul | Aug | Sep | Oct | Nov | Dec
NR_PARKING_GARAGE_FIX_REPL_from MH to BI-LEVEL_LED_FIX |  | 1656.8878 | 356.5892 | 71.3178 | 427.9071 | 724.4605 | 1092.5763 | 2262.3536 | 0.37014 | 18.9206 | 1.4433 | 15.7405 | 0.38674 | 67.8619 | 50.1678 | 46.7336 | 26.8285 | 21.5511 | 16.7173 | 17.4444 | 25.3909 | 32.0794 | 52.3339 | 60.6041 | 71.3904 |  | 112.4705 | 97.5587 | 98.3497 | 93.6535 | 86.2597 | 78.3749 | 85.5834 | 92.4132 | 99.612 | 102.8052 | 107.7685 | 112.9352
Retro_PARKING_GARAGE_FIX_REPL_from MH to BI-LEVEL_LED_FIX |  | 1656.8878 | 484.7926 | 96.9585 | 581.7511 | 1022.9817 | 1092.5763 | 3075.7303 | 5.2678 | 32.1778 | 1.0617 | 15.7405 | 0.38674 | 67.8619 | 50.1678 | 46.7336 | 26.8285 | 21.5511 | 16.7173 | 17.4444 | 25.3909 | 32.0794 | 52.3339 | 60.6041 | 71.3904 |  | 112.4705 | 97.5587 | 98.3497 | 93.6535 | 86.2597 | 78.3749 | 85.5834 | 92.4132 | 99.612 | 102.8052 | 107.7685 | 112.9352
NR_PARKING_GARAGE_FIX_REPL_from HID to BI-LEVEL_LED_FIX |  | 1441.6272 | 447.4965 | 89.4993 | 536.9958 | 935.6849 | 950.6303 | 3263.0375 | 6.3957 | 34.5057 | 1.0143 | 13.6955 | 0.3365 | 59.0454 | 43.65 | 40.662 | 23.343 | 18.7512 | 14.5454 | 15.178 | 22.0921 | 27.9117 | 45.5348 | 52.7305 | 62.1154 |  | 97.8585 | 84.884 | 85.5723 | 81.4862 | 75.0529 | 68.1926 | 74.4645 | 80.407 | 86.6705 | 89.4489 | 93.7674 | 98.2628
NR_PARKING_GARAGE_FIX_REPL_from HPS to BI-LEVEL_LED_FIX |  | 1280.7901 | 545.4106 | 109.0821 | 654.4927 | 1123.0462 | 844.572 | 4476.4211 | 13.7019 | 51.2669 | 0.78073 | 12.1675 | 0.29896 | 52.4579 | 38.7802 | 36.1255 | 20.7387 | 16.6592 | 12.9226 | 13.4847 | 19.6274 | 24.7977 | 40.4546 | 46.8475 | 55.1854 |  | 86.9408 | 75.4138 | 76.0253 | 72.3951 | 66.6796 | 60.5846 | 66.1568 | 71.4363 | 77.001 | 79.4694 | 83.3061 | 87.3
Retro_PARKING_GARAGE_FIX_REPL_from HID to BI-LEVEL_LED_FIX |  | 1441.6272 | 581.5339 | 116.3068 | 697.8406 | 1247.7905 | 950.6303 | 4240.4057 | 12.2808 | 50.4358 | 0.78055 | 13.6955 | 0.3365 | 59.0454 | 43.65 | 40.662 | 23.343 | 18.7512 | 14.5454 | 15.178 | 22.0921 | 27.9117 | 45.5348 | 52.7305 | 62.1154 |  | 97.8585 | 84.884 | 85.5723 | 81.4862 | 75.0529 | 68.1926 | 74.4645 | 80.407 | 86.6705 | 89.4489 | 93.7674 | 98.2628
Retro_PARKING_GARAGE_FIX_REPL_from HPS to BI-LEVEL_LED_FIX |  | 1280.7901 | 678.2751 | 135.655 | 813.9302 | 1432.421 | 844.572 | 5566.8982 | 20.2681 | 69.0406 | 0.62779 | 12.1675 | 0.29896 | 52.4579 | 38.7802 | 36.1255 | 20.7387 | 16.6592 | 12.9226 | 13.4847 | 19.6274 | 24.7977 | 40.4546 | 46.8475 | 55.1854 |  | 86.9408 | 75.4138 | 76.0253 | 72.3951 | 66.6796 | 60.5846 | 66.1568 | 71.4363 | 77.001 | 79.4694 | 83.3061 | 87.3
Note on I6: :ProCost Perioodic replacement costs and savinsg of the measure. These are costs and savings that occur periodicially, but at different periods than annually. Can be positive or negative. Periodic replacement costs for both the measure and the baseline measure should be included if applicable. ProCost can analysze these costs in two ways dependent on the 'Repeat Periodic Replacemetn' switch in the ProData page. When set to 'On', ProCost repeats replacement costs for multiple times over the life of a measure depending on the input period and measure life. For example fluorescent lamps may have a 4-year replacement cycle that repeats 3 times in a 15-year measure life. When set to 'Off', ProCost reads the period as the year after installation that the replacement cost occurs and does not subsequently reinstall or repeat the replacement costs. For example a compressor may be replaced only once in the life of a heat-pump system. Example: A new fluorescent lighting systems may have a measure life of 15 years, and a lamp life of five years. Two lamps lamps per fixture must be replaced at years 6 and 11. Lamp and labor costs, expressed as positive costs, are entered as a cost and the period would be enetered as 5. The baseline measure may have a four year lamp life and would have required a three-lamp replacement at years 5, 9 and 13. Lamp and labor replacement costs would be entered as annual savings in dollars with a 4-year period. ProCost determines the net present value of the two cost streams.
Note on O6: :ProCost If the measure has gas savings for incfreases, enter the annual savings and shape of the savings here. Example: Clothes washer saves electric motor and dryer energy and gas water heat.
Note on A7: :Procost Category for the measure. Individual measures can be grouped into categories. Procost output is reported by measure and by category. All measures must belong to at least one category. Category name can be the same as measure name. Example: Measures can be combined into one category if they have components with different load shapes or measure lives. On wash machines there may be one load shape for the electric motor savings component, a second load shape for the electric water heat savings component and a third shape for electric dryer savings component.
Note on B7: :ProCost Name of Measure. User-defined. For PTR measures, defined naming conventions apply.
Note on C7: :ProCost Annual electric savings for the measure in kWh at the site. May be positive, negative or zero. Savings are incremental to the baseline alternative.
Note on D7: :ProCost Physical life of the measure in years. Must be >=1.
Note on E7: :ProCost Initial cost to install the measure in dollars. Costs are incremental to the baseline alternative. Dollars must be denominated in the same year as 'Input Cost Reference Year' input on the ProData page.
Note on F7: :ProCost Annaul opperations and maintenace cost for the measure in dollars. Must be incremental cost over the baseline alternative. May be positive, negative or zero. Dollars must be denominated in the same year as 'Input Cost Reference Year' input on the ProData page. O&M costs are enetered as positive values. Negative values represent O&M savings compared to the baseline alternative. Example: Annualized maintenace cost for a heat pump heating system compared to a baseline electric resistance heating system.
Note on G7: :ProCost Name of the pointer to the shape of the savings. The shapes represent the daily and monthly shape of the savings in four time segments for each month of the year. Shape of the savings is relative to the baseline alternative. These shaps are in the MC_AND_Loadshape file.
Note on H7: :ProCost Annual value of any non-energy benefits of the measure, relative to the baseline alternative. Expressed in dollars per year and denominated in dollars of the 'Cost Reference Year'. Positive value represents dollar savings. Negative value represents dollar cost. Example: Water, detergent and sewer savings from efficient clothes washer.
Note on I7: : Cost in dollars that is incurred for Period 1. Positive value if cost. Negative value if savings. Dollars must be denominated in the same year as 'Input Cost Reference Year' input on the ProData page.
Note on J7: :ProCost Duration of Period1. The time at which Period 1 costs, or savings, occur. In years.
Note on K7: : Cost in dollars that is incurred for Period 2 Positive value if cost. Negative value if savings. Dollars must be denominated in the same year as 'Input Cost Reference Year' input on the ProData page.
Note on L7: :ProCost Duration of Period 2. The time at which Period 2 costs, or savings, occur. In years.
Note on M7: : Cost in dollars that is incurred for Period 3. Positive value if cost. Negative value if savings. Dollars must be denominated in the same year as 'Input Cost Reference Year' input on the ProData page.
Note on N7: :ProCost Duration of Period 3. The time at which Period 3 costs, or savings, occur. In years.
Note on O7: : Annual gas savings, or increases, in therms.
Note on P7: :ProCost Name of the pointer to the shape of the savings. The shapes represent the daily and monthly shape of the savings in four time segments for each month of the year. Shape of the savings is relative to the baseline alternative. These shaps are in the MC_AND_Loadshape file.
Note on BH40: Direct and program administrative costs incurred by the utility system minus benefits that accrue to the utility system.There are separate Utility System Net Levelized Costs for the electric and the gas system. Utility system benefits include deferred transmission and distribution system capacity, risk-mitigation and Regional Act credit all of which are user-determined inputs.Utility System benefits do not include any non-energy benefits such as, other-fuel benefits, O&M benefits or periodic replacement benefits which generally accrue to the customer or to non-utility sponsors. Utility System Net Levelized Costs correspond to Utility System B/C ratio with regard to the costs and benefits included. Benefits are subtracted from costs, then levelized over the life of the measure The Risk-Mitigation credit is used to determine program cost-effectiveness and impacts both the Utility System B/C ratio and the Utility System Net Levelized Cost. If the Risk-Mitigation credit is non-zero, the Utility System Net Levelized Cost will be reduced by the Risk-Mitigation benefit. When using ProCost to build conservation supply curves, the user should set the Risk-Mitigation Credit to zero so the credit is not reflected in the supply curves.
Note on BM40: Direct and program administrative costs of the measure to sponsor. Separate costs for each sponsor. Depends on share of costs incurred by sponsor, sponsor cost of capital, and financing term which are user-defined inputs. Includes applicable Capital, O&M, Periodic Replacement and Program Administrative costs. Sponsor costs are levelized over program life. Does not include any adjustments for benefit. NOTE: Units are per kWh for 'Electric' runs and per therm for 'Gas' runs for all sponsors.
Note on CE40: All costs minus all benefits regardless of which sponsor incurs the cost or accrues the benefits. TRC Net Levelized Cost includes all applicable costs and all benefits. In addition to energy system costs and benefits, TRC Net Levelized Cost includes non-energy, other-fuel, O&M, periodic-replacement and risk-mitigation benefits and costs. TRC Net Levelized Cost corresponds to TRC B/C ratios with regard to the costs and benefits included. Benefits are subtracted from costs, then levelized over the life of the measure. The Risk-Mitigation credit is used to determine program cost-effectiveness and impacts both the TRC B/C ratio and the TRC Net Levelized Cost. If Risk-Mitigation credit is non-zero, TRC Levelized Cost will be reduced by the risk-mitigation benefit. When using ProCost to build conservation supply curves, the user should set the Risk-Mitigation Credit to zero so the credit is not reflected in the supply curves.
Note on CW40: Direct and program administrative costs incurred by the utility system minus benefits that accrue to the utility system.There are separate Utility System Net Levelized Costs for the electric and the gas system. Utility system benefits include deferred transmission and distribution system capacity, risk-mitigation and Regional Act credit all of which are user-determined inputs.Utility System benefits do not include any non-energy benefits such as, other-fuel benefits, O&M benefits or periodic replacement benefits which generally accrue to the customer or to non-utility sponsors. Utility System Net Levelized Costs correspond to Utility System B/C ratio with regard to the costs and benefits included. Benefits are subtracted from costs, then levelized over the life of the measure The Risk-Mitigation credit is used to determine program cost-effectiveness and impacts both the Utility System B/C ratio and the Utility System Net Levelized Cost. If the Risk-Mitigation credit is non-zero, the Utility System Net Levelized Cost will be reduced by the Risk-Mitigation benefit. When using ProCost to build conservation supply curves, the user should set the Risk-Mitigation Credit to zero so the credit is not reflected in the supply curves.
Note on BH51: Direct and program administrative costs incurred by the utility system minus benefits that accrue to the utility system.There are separate Utility System Net Levelized Costs for the electric and the gas system. Utility system benefits include deferred transmission and distribution system capacity, risk-mitigation and Regional Act credit all of which are user-determined inputs.Utility System benefits do not include any non-energy benefits such as, other-fuel benefits, O&M benefits or periodic replacement benefits which generally accrue to the customer or to non-utility sponsors. Utility System Net Levelized Costs correspond to Utility System B/C ratio with regard to the costs and benefits included. Benefits are subtracted from costs, then levelized over the life of the measure The Risk-Mitigation credit is used to determine program cost-effectiveness and impacts both the Utility System B/C ratio and the Utility System Net Levelized Cost. If the Risk-Mitigation credit is non-zero, the Utility System Net Levelized Cost will be reduced by the Risk-Mitigation benefit. When using ProCost to build conservation supply curves, the user should set the Risk-Mitigation Credit to zero so the credit is not reflected in the supply curves.
Note on BM51: Direct and program administrative costs of the measure to sponsor. Separate costs for each sponsor. Depends on share of costs incurred by sponsor, sponsor cost of capital, and financing term which are user-defined inputs. Includes applicable Capital, O&M, Periodic Replacement and Program Administrative costs. Sponsor costs are levelized over program life. Does not include any adjustments for benefit. NOTE: Units are per kWh for 'Electric' runs and per therm for 'Gas' runs for all sponsors.
Note on CE51: All costs minus all benefits regardless of which sponsor incurs the cost or accrues the benefits. TRC Net Levelized Cost includes all applicable costs and all benefits. In addition to energy system costs and benefits, TRC Net Levelized Cost includes non-energy, other-fuel, O&M, periodic-replacement and risk-mitigation benefits and costs. TRC Net Levelized Cost corresponds to TRC B/C ratios with regard to the costs and benefits included. Benefits are subtracted from costs, then levelized over the life of the measure. The Risk-Mitigation credit is used to determine program cost-effectiveness and impacts both the TRC B/C ratio and the TRC Net Levelized Cost. If Risk-Mitigation credit is non-zero, TRC Levelized Cost will be reduced by the risk-mitigation benefit. When using ProCost to build conservation supply curves, the user should set the Risk-Mitigation Credit to zero so the credit is not reflected in the supply curves.
Note on CW51: Direct and program administrative costs incurred by the utility system minus benefits that accrue to the utility system.There are separate Utility System Net Levelized Costs for the electric and the gas system. Utility system benefits include deferred transmission and distribution system capacity, risk-mitigation and Regional Act credit all of which are user-determined inputs.Utility System benefits do not include any non-energy benefits such as, other-fuel benefits, O&M benefits or periodic replacement benefits which generally accrue to the customer or to non-utility sponsors. Utility System Net Levelized Costs correspond to Utility System B/C ratio with regard to the costs and benefits included. Benefits are subtracted from costs, then levelized over the life of the measure The Risk-Mitigation credit is used to determine program cost-effectiveness and impacts both the Utility System B/C ratio and the Utility System Net Levelized Cost. If the Risk-Mitigation credit is non-zero, the Utility System Net Levelized Cost will be reduced by the Risk-Mitigation benefit. When using ProCost to build conservation supply curves, the user should set the Risk-Mitigation Credit to zero so the credit is not reflected in the supply curves.

## Measure Development
[17 empty] | Low Power State, % of Full Power: | 22.02% | (average from CLTC studies) | [19 empty] | <15 ft | >15 ft
[38 empty] | Lamp Change (Hrs) | 0.083333 | 0.16667 | Labor Cost | 100 | /hr | [6 empty] | Fixtures per KSF: | 1 | embedded parking garage HID fixtures, CBSA
[17 empty] | Total Annal Hours of Operation: | 8760 | (CLTC studies) | [18 empty] | Fixture Change (Hrs) | 0.33333 | 0.5
[17 empty] | Parking Garage Occupancy: | 43.67% | (average from CLTC studies)
[10 empty] | 10 |  | 2 | 3 | [12 empty] | 13 | 13 | [7 empty] | 4
Category Name | Proxy Measure Name | MOPP | Measure Class | Base Fixture Type | Fixt ID | Base Lamp Type | EE Measure | Building Type | Measure Name | Base System Efficacy (Delivered l/W) | EE System Efficacy (Delivered l/W) | Fixture Reference Case | Base Fixture Lumens | EE Fixture Full Lumens | Base Fixture Watts | EE Fixture Watts @ Full Lumens | EE Fixture Watts @ Reduced Lumens | Total Annual Hours of Operation | Average Parking Garage Occupancy (% of Yr) | Annual Hours at Full Lumens | Annual Hours at Reduced Lumens | Annual Energy Consump Pre (kWh) | Annual Energy Consump Post (kWh) | Annual Energy Savings (kWh) | Annual Energy Savings (%) | Base Lamp $/klm | Base Fixture $/klm | EE Lamp $/klm | EE Fixture $/klm | Base Lamp Cost | Base Fixture Cost | EE Lamp Cost | EE Fixture Cost | Incremental Equip Cost | Base Lamp Lifetime (Hours) | EE Lamp Lifetime (Hours) | Base Lamp Lifetime (Years) | EE Lamp Lifetime (Years) | Lamp Change Hours | Fixture Change Hours | Lamp Change Labor Cost | Fixture Change Labor Cost | Incremental Labor Cost | Total Incremental Cost, Equip + Labor | Base O&M Materials Cost | Base O&M Labor Cost | Base O&M Total Cost | Periodic O&M Interval (Yrs) | Electric Shape Pointer | Gas Shape Pointer | Fixtures per KSF | Annual Electric Savings per KSF (kWh/KSF) | Total Incremental Cost per KSF | O&M Savings ($) per KSF | Periodic O&M Interval (Yrs) | Retrofit or Lost-Opportunity
NR_PARKING_GARAGE_FIX_REPL_from HPS to BI-LEVEL_LED_FIX | NR_PARKING_GARAGE_FIX_REPL_from HPS to BI-LEVEL_LED_FIX | NR | FIX_REPL | Parking Garage | PARKING_GARAGE | HPS | BI-LEVEL_LED_FIX | ALL | NR_PARKING_GARAGE_FIX_REPL_from HPS to BI-LEVEL_LED_FIX | 53.2447 | 109.0137 | HPS parking garage fixture | 10000 | 10000 | 187.8122 | 91.7316 | 20.2005 | 8760 | 43.67% | 3825.2 | 4934.8 | 1645.2348 | 450.5768 | 1194.6579 | 72.61% | 2.6596 | 12.4531 | N/A | 64.4942 | 26.5959 | 124.5312 | N/A | 644.9418 | 520.4106 | 18000 | 75000 | 2.0548 | 8.5616 | 0.083333 | 0.33333 | 8.3333 | 33.3333 | 25 | 545.4106 | 26.5959 | 8.3333 | 34.9292 | 2.0548 | S-All-Lgt-Streetlight-All-All-U | N/A | 1 | 1194.6579 | 545.4106 | 34.9292 | 2.0548 | L
NR_PARKING_GARAGE_FIX_REPL_from MH to BI-LEVEL_LED_FIX | NR_PARKING_GARAGE_FIX_REPL_from MH to BI-LEVEL_LED_FIX | NR | FIX_REPL | Parking Garage | PARKING_GARAGE | MH | BI-LEVEL_LED_FIX | ALL | NR_PARKING_GARAGE_FIX_REPL_from MH to BI-LEVEL_LED_FIX | 32.9524 | 109.0137 | MH parking garage fixture | 7000 | 7000 | 212.4277 | 64.2121 | 14.1403 | 8760 | 43.67% | 3825.2 | 4934.8 | 1860.8671 | 315.4038 | 1545.4633 | 83.05% | 4.3102 | 17.1243 | N/A | 64.4942 | 30.1712 | 119.87 | N/A | 451.4593 | 331.5892 | 28000 | 75000 | 3.1963 | 8.5616 | 0.083333 | 0.33333 | 8.3333 | 33.3333 | 25 | 356.5892 | 30.1712 | 8.3333 | 38.5045 | 3.1963 | S-All-Lgt-Streetlight-All-All-U | N/A | 1 | 1545.4633 | 356.5892 | 38.5045 | 3.1963 | L
NR_PARKING_GARAGE_FIX_REPL_from HID to BI-LEVEL_LED_FIX | NR_PARKING_GARAGE_FIX_REPL_from HID to BI-LEVEL_LED_FIX | NR | FIX_REPL | Parking Garage | PARKING_GARAGE | HID | BI-LEVEL_LED_FIX | ALL | NR_PARKING_GARAGE_FIX_REPL_from HID to BI-LEVEL_LED_FIX | 43.0985 | 109.0137 | HID parking garage fixture | 8500 | 8500 | 197.2225 | 77.9718 | 17.1704 | 8760 | 43.67% | 3825.2 | 4934.8 | 1727.6691 | 382.9903 | 1344.6788 | 77.83% | 3.4849 | 14.7887 | N/A | 64.4942 | 29.6215 | 125.704 | N/A | 548.2005 | 422.4965 | 23000 | 75000 | 2.6256 | 8.5616 | 0.083333 | 0.33333 | 8.3333 | 33.3333 | 25 | 447.4965 | 29.6215 | 8.3333 | 37.9548 | 2.6256 | S-All-Lgt-Streetlight-All-All-U | N/A | 1 | 1344.6788 | 447.4965 | 37.9548 | 2.6256 | L
Retro_PARKING_GARAGE_FIX_REPL_from HPS to BI-LEVEL_LED_FIX | Retro_PARKING_GARAGE_FIX_REPL_from HPS to BI-LEVEL_LED_FIX | Retro | FIX_REPL | Parking Garage | PARKING_GARAGE | HPS | BI-LEVEL_LED_FIX | ALL | Retro_PARKING_GARAGE_FIX_REPL_from HPS to BI-LEVEL_LED_FIX | 53.2447 | 109.0137 | HPS parking garage fixture | 10000 | 10000 | 187.8122 | 91.7316 | 20.2005 | 8760 | 43.67% | 3825.2 | 4934.8 | 1645.2348 | 450.5768 | 1194.6579 | 72.61% | 2.6596 | 12.4531 | N/A | 64.4942 | 26.5959 | 124.5312 | N/A | 644.9418 | 644.9418 | 18000 | 75000 | 2.0548 | 8.5616 | 0.083333 | 0.33333 | 8.3333 | 33.3333 | 33.3333 | 678.2751 | 26.5959 | 8.3333 | 34.9292 | 2.0548 | S-All-Lgt-Streetlight-All-All-U | N/A | 1 | 1194.6579 | 678.2751 | 34.9292 | 2.0548 | R
Retro_PARKING_GARAGE_FIX_REPL_from MH to BI-LEVEL_LED_FIX | Retro_PARKING_GARAGE_FIX_REPL_from MH to BI-LEVEL_LED_FIX | Retro | FIX_REPL | Parking Garage | PARKING_GARAGE | MH | BI-LEVEL_LED_FIX | ALL | Retro_PARKING_GARAGE_FIX_REPL_from MH to BI-LEVEL_LED_FIX | 32.9524 | 109.0137 | MH parking garage fixture | 7000 | 7000 | 212.4277 | 64.2121 | 14.1403 | 8760 | 43.67% | 3825.2 | 4934.8 | 1860.8671 | 315.4038 | 1545.4633 | 83.05% | 4.3102 | 17.1243 | N/A | 64.4942 | 30.1712 | 119.87 | N/A | 451.4593 | 451.4593 | 28000 | 75000 | 3.1963 | 8.5616 | 0.083333 | 0.33333 | 8.3333 | 33.3333 | 33.3333 | 484.7926 | 30.1712 | 8.3333 | 38.5045 | 3.1963 | S-All-Lgt-Streetlight-All-All-U | N/A | 1 | 1545.4633 | 484.7926 | 38.5045 | 3.1963 | R
Retro_PARKING_GARAGE_FIX_REPL_from HID to BI-LEVEL_LED_FIX | Retro_PARKING_GARAGE_FIX_REPL_from HID to BI-LEVEL_LED_FIX | Retro | FIX_REPL | Parking Garage | PARKING_GARAGE | HID | BI-LEVEL_LED_FIX | ALL | Retro_PARKING_GARAGE_FIX_REPL_from HID to BI-LEVEL_LED_FIX | 43.0985 | 109.0137 | HID parking garage fixture | 8500 | 8500 | 197.2225 | 77.9718 | 17.1704 | 8760 | 43.67% | 3825.2 | 4934.8 | 1727.6691 | 382.9903 | 1344.6788 | 77.83% | 3.4849 | 14.7887 | N/A | 64.4942 | 29.6215 | 125.704 | N/A | 548.2005 | 548.2005 | 23000 | 75000 | 2.6256 | 8.5616 | 0.083333 | 0.33333 | 8.3333 | 33.3333 | 33.3333 | 581.5339 | 29.6215 | 8.3333 | 37.9548 | 2.6256 | S-All-Lgt-Streetlight-All-All-U | N/A | 1 | 1344.6788 | 581.5339 | 37.9548 | 2.6256 | R
Note on AJ8: Christian: Incremental equipment costs computed as follows: For New and NR: EE Fixture Cost - Base Fixture Cost For Retro: Full fixture cost
Note on AS8: Christian: Incremental labor costs computed as follows: For NR: EE Fixture Change Labor - Base Lamp Labor For Retro: Full EE Fixture Change Labor

## Base and EE Specs
[14 empty] | 2014$ to 2012$ Adjustment, based on GDP Deflator: | 0.974
(From RTF Standard Information Workbook)
[14 empty] | 2010$ to 2012$ Adjustment, based on GDP Deflator: | 1.0376
(From RTF Standard Information Workbook)
[14 empty] | 2017 Efficacy Adjustment for LED High Bay Luminaire: | 86.92% | (PNNL Forecast)
[14 empty] | 2017 Cost Adjustment for LED Luminaire: | 81.01% | (PNNL Forecast)
EE System
Cree 304 Series Parking Lighting
Cost
| Equip Cost - | 724.99 | (Synergy Lighting)
| Labor Cost | 67 | Estimate from ETO file "LED cost data May 2013 updated". Average troffer install labor between $60 and $75.
| Installed Cost | 791.99
Performance Specs
|  | W | Initial Delivered Lumens | Lumen Maint | Mean Delivered Lumens | Life (hr) | Mean Delivered l/W | Forecasted Mean Del l/W | Source
| Low | 71 | 7147 | 0.92 | 6575.24 | 75000 | 92.609 | 106.5502 | http://www.cree.com/Lighting/Products/Outdoor/Parking-Structure/304-Series-Parking-Structure
| High | 101 | 10637 | 0.92 | 9786.04 | 75000 | 96.8915 | 111.4773
[6 empty] | Avg. | 94.7502 | 109.0137
Average Costs (using CREE and CLTC studies)
| CREE Installed Cost | 771.3983 | (2012$)
| Avg Installed Cost, per Fixt | 846.1328 | (2012$)
| Avg Fixture Cost | 779.1328 | (2012$)
| Avg Cost per klm | 79.6168 | (2012$)
| Forecasted Avg Cost per klm | 64.4942 | (2012$) | <-- forecasted to 2017
Base System
Derived from: "Energy Savings Forecast of Solid-State Lighting in General Illumination Applications". DOE, prepared by Navigant Consulting. 2014.
Linked to a version of this table found in the 7th Plan Commercial Interior Lighting workbook.
|  | 2010 | 2010 |  |  | 2010 |  | Lookup IDs: | Lamp Life (Hrs) | Ballast Life (Hrs)
|  | Efficiency and Wattage | [6 empty] | Lifetime
|  | System Wattage per lamp (W) | System Efficacy (w/o fixture efficiency) | Lamps per fixture | System Lumens (lm) | Ballast Factor | Ballast Efficiency | Fixture Efficiency | Median Lamp Life (1000 hrs) | Ballast Life (1000 hrs) | Fixture Life (1000 hrs)
Lookup ID
MH | Metal Halide | 349.5 | 72.8 | 1 | 29101.4773 | 1 | 0.87431 | 0.8 | 18 | 75 | 100
HPS | High Pressure Sodium | 356.3 | 107.5 | 1 | 45361.8124 | 1 | 0.84437 | 0.7 | 28 | 75 | 100
HID | Blended HID Base | [7 empty] | 23
Other Cost Research
| 2 | 3 | 4 | 5 | 6 | 7 | 8 | 9 | 10 | 11 | 12 | 13
| Base Fixt | Lamp Wattage | Luminaire Wattage | Fixture Make/Model | Mean Lumens | Fixture Efficiency* | Delivered Lumens | Mean Lumens per Watt | Delivered Lumens per Watt | Lamp/Luminaire Cost (2014$) | Lamp/Luminaire Cost (2012$) | $/klm (2012$) | Source | Web
| Lamp Replacements | [8 empty] | Lamp Cost | Lamp Cost | Lamp Cost
| HPS 150W | 150 | 188 | Philips Lighting | 14200 | 0.7 | 9940 | 75.5319 | 52.8723 | 23.33 | 22.7234 | 2.2861 | Platt | https://www.platt.com/platt-electric-supply/HID-High-Pressure-Sodium-Lamps-Standard/Philips-Lighting/C150S55-ALTO/product.aspx?zpid=441190
| HPS 150W | 150 | 188 | Philips Lighting, Non-Cycling | 14400 | 0.7 | 10080 | 76.5957 | 53.617 | 31.39 | 30.5739 | 3.0331 | Platt | https://www.platt.com/platt-electric-supply/HID-High-Pressure-Sodium-Lamps-Non-Cycling/Philips-Lighting/C150S55-ALTO-NC-HPS/product.aspx?zpid=596628
HPS | Average HPS | [5 empty] | 10010 |  | 53.2447 |  |  | 2.6596
| MH 175W | 175 | 210 | Philips Lighting | 8200 | 0.8 | 6560 | 39.0476 | 31.2381 | 26.98 | 26.2785 | 4.0059 | Platt | https://www.platt.com/platt-electric-supply/HID-Metal-Halide-Traditional/Philips-Lighting/MH175-C-U/product.aspx?zpid=49350
| MH 175W | 175 | 210 | Philips Lighting | 9100 | 0.8 | 7280 | 43.3333 | 34.6667 | 34.49 | 33.5933 | 4.6145 | Platt | https://www.platt.com/platt-electric-supply/HID-Metal-Halide-Traditional/Philips-Lighting/MH175-U-M/product.aspx?zpid=152881
MH | Average MH | [5 empty] | 6920 |  | 32.9524 |  |  | 4.3102
HID | Average HID | [5 empty] | 8465 |  | 43.0985 |  |  | 3.4849
*Source: DOE, http://apps1.eere.energy.gov/buildings/publications/pdfs/alliances/outdoor_area_lighting.pdf.
Luminaire Replacement Costs
[10 empty] | Luminaire Cost | Luminaire Cost | Luminaire Cost
| HPS 150W |  |  | 120 VOLT, 150 WATT, HIGH PRESSURE SODIUM 12" X 12" CANOPY FIXTURE WHITE |  |  | 10010 |  |  | 97 | 94.478 | 9.4384 | Warehouse Lighting | http://www.warehouse-lighting.com/canopy-lighting/150-watt-high-pressure-sodium-white-finish-12-inch-x-12-inch-120-volt.aspx
| HPS 150W |  |  | RAB 150 Watt High Pressure Sodium Vandalproof Light White 120V w/ Lamp |  |  | 10010 |  |  | 182 | 177.268 | 17.7091 | ProLighting | http://www.prolighting.com/van5s150w.html
| HPS 150W |  |  | Howard Lighting Canopy, 12"L x 12"W, 60HZ, 150W HPS S55, 120V, Medium, Poly |  |  | 10010 |  |  | 104.95 | 102.2213 | 10.2119 | globalindustrial | http://www.globalindustrial.com/p/outdoor-grounds-maintenance/lighting-outdoor/flood-lighting/canopy-12l-x-12w-60hz-150w-hps-s55-120v-medium-poly-
HPS | Average HPS | [10 empty] | 12.4531
| MH 175W |  |  | PLT HLF-175HSJ |  |  | 6920 |  |  | 124.14 | 120.9124 | 17.4729 | 1000bulbs | https://www.1000bulbs.com/product/766/HLF-175HSJ175MH.html
| MH 150W |  |  | 150 Watt PSMH 12-in Ceiling Mount - White |  |  | 6920 |  |  | 98.9 | 96.3286 | 13.9203 | e-conolight | http://www.e-conolight.com/outdoor-lighting/canopy/e-cc2p15qw.html
| MH 150W |  |  | Howard Lighting Canopy, 12"L x 12"W, 60HZ, 150W PSMH M102/E, 120/208/240/277V, Medium, Poly |  |  | 6920 |  |  | 141.95 | 138.2593 | 19.9797 | globalindustrial | http://www.globalindustrial.com/p/outdoor-grounds-maintenance/lighting-outdoor/flood-lighting/canopy-12l-x-12w-60hz-150w-psmh-m102e-120208240277v-medium-poly
MH | Average MH | [10 empty] | 17.1243
HID | Average HID | [10 empty] | 14.7887
Note on I42: Christian: Increased this from 65% to reflect higher fixture efficiencies for parking garage fixtures. Source: http://apps1.eere.energy.gov/buildings/publications/pdfs/alliances/outdoor_area_lighting.pdf

## CLTC Studies
"Bi-Level LED Parking Garage Luminaires." California Energy Commission's Public Interest Energy Research Program (PIER). 2011.
|  |  | Fixture W | Annual kWh
|  | Pre | 189 | 1655.64
|  | Post, Low | 77 | 472.164
|  | Post, High | 165 | 433.62
|  | Occ Rate | 30%
|  | Savings, kWh |  | 749.856
|  | Savings, % |  | 45.29%
|  |  | Fixture W | Annual kWh
|  | Pre | 189 | 1655.64
|  | Post, Low | 16 | 72.8832
|  | Post, High | 47 | 197.6256
|  | Occ Rate | 48%
|  | Savings, kWh |  | 1385.1312
|  | Savings, % |  | 83.66%
|  | First Cost | 4935
|  | Number of Fixtures | 7
|  | Installed Cost per Fixt | 705
|  | Low Pwr % of Full Pwr: | 34.04%
|  |  | Fixture W | Annual kWh
|  | Pre | 210 | 1839.6
|  | Post, Low | 7 | 28.8204
|  | Post, High | 70 | 324.996
|  | Occ Rate | 53%
|  | Savings, kWh |  | 1485.7836
|  | Savings, % |  | 80.77%
|  | First Cost | 24426
|  | Number of Fixtures | 23
|  | Installed Cost per Fixt | 1062
|  | Low Pwr % of Full Pwr: | 10%
"Smart Bi-Level Parking Lighting Retrofit at University of California, Davis: Projected Energy Savings of More than 50%
Fixture W*
Pre | 210
Post, Low | 35
Post, High | 100
*System watts. Base lamp watt is 175. Assume metal halide.
Note on O5: Christian: This was an early project ~2008.
- Operated in low mode between midnight and 6 a.m.
- During daytime and evening hours only 30% of the LED luminaires operated in high mode

## Lists&Tables
| 2 | 3 | 4 | 5
Base Lamp Type | Reference Fixture | Reference Lumens | Lamp Life (Hrs) | Life
HPS | HPS parking garage fixture | 10000 | 18000 | 2.0548
MH | MH parking garage fixture | 7000 | 28000 | 3.1963
HID | HID parking garage fixture | 8500 | 23000 | 2.6256
Note on D2: Christian: mean delivered lumens

## Park Garage Data
Data from CBSA
HID garage fixtures per kSF from CBSA
Connected Lighting Power in Parking Garage
[6 empty] | Location | Parking
LPD_Park | (Multiple Items) |  |  |  |  | Fixture_Category | (All) | [12 empty] | http://cltc.ucdavis.edu/sites/default/files/files/publication/20110400-pier-bilevel-fluorescent-parking-garage.pdf
| Values | [5 empty] | Values
Row Labels | Sum of Sf_PNW | Count of LPD_Park | Average of LPD_Park2 |  |  | Row Labels | Sum of Wt_PNW_Site_Watts | Average of Calc_Site_Fixtures/KSF | Count of Calc_Site_Fixtures/KSF | [8 empty] | Back of Envelope for Fluorescent Systems
Assembly | 25155129.5166 | 4 | 0.16537 |  |  | HID | 10182917.5551 | 1.3524 | 13 | [8 empty] | 0.18 | w/sf
Lodging | 29345742.7249 | 8 | 0.14278 |  |  | CMH | 305335.6452 | 1.3802 | 1 | [8 empty] | 1.5768 | kWh/sf
Office | 242733796.8947 | 25 | 0.18727 |  |  | HPS | 236856.7158 | 0.99547 | 2 | [8 empty] | 170 | Total sf million
Other | 58194973.8689 | 5 | 0.17647 |  |  | LPS | 4389855.4851 | 3 | 1 | <= Ignor this single site with LPS, high LPD and large expansion weight | [7 empty] | 55% | Fraction LF
Residential Care | 18723797.7397 | 7 | 0.17561 |  |  | MH | 4424558.5739 | 0.98668 | 7 | <= Use 1.0 HID fixtures per thousand sf. Also matches typical parking LPD (0.18W/sf) at 190 Watts per fixture for reference fixture | [7 empty] | 16.83 | aMW Load
Retail/Service | 9343284.7982 | 1 | 0.72917 | <= one site LPS |  | MV | 27209.7487 | 3.2258 | 1 | [8 empty] | 20% | Save Fraction with controls
School K-12 | 12036551.7534 | 2 | 0.13497 |  |  | Un | 799101.3863 | 1.0771 | 1 | [8 empty] | 70% | Applicability
Grand Total | 395533277.2963 | 52 | 0.18454 |  |  | Grand Total | 10182917.5551 | 1.3524 | 13 | [8 empty] | 2.3562 | aMW Savings
Location | Parking |  |  |  |  | Location | Parking |  |  |  | Location | Parking
Fixture_Category | (All) |  |  |  |  | Fixture_Category | (All) |  |  |  | Fixture_Category | (All)
| Values | [5 empty] | Values |  |  |  |  | Values
Row Labels | Sum of Wt_PNW_Site_Watts2 | Sum of Wt_PNW_Site_Watts |  |  |  | Row Labels | Sum of Wt_PNW_Site_Watts | Average of Calc_Site_Fixtures/KSF |  |  | Row Labels | Sum of Wt_PNW_Site_Watts | Average of Watts_Per_Fixture
CFL | 144473.1103 | 0.6182% |  |  |  | CFL | 144473.1103 | 1.5176 |  |  | CFL | 144473.1103 | 34.2017
Fluorescent T12 | 173724.6907 | 0.7433% |  |  |  | Fluorescent T12 | 173724.6907 | 0.23852 |  |  | Fluorescent T12 | 173724.6907 | 106
Fluorescent T5 | 2418769.51 | 10.35% |  |  |  | Fluorescent T5 | 2418769.51 | 0.9685 |  |  | Fluorescent T5 | 2418769.51 | 116.2576 |  | 0.1126 | w/sf
Fluorescent T8 | 9683449.4689 | 41.43% |  |  |  | Fluorescent T8 | 9683449.4689 | 1.8123 |  |  | Fluorescent T8 | 9683449.4689 | 61.8157 |  | 0.11203 | w/sf
HID | 10182917.5551 | 43.57% | <= about 45% HID by watt |  |  | HID | 10182917.5551 | 1.3524 |  |  | HID | 10182917.5551 | 196.8895 |  | 0.26627 | w/sf
LED | 764140.8995 | 3.27% |  |  |  | LED | 764140.8995 | 0.61956 |  |  | LED | 764140.8995 | 45
Misc | 3281.234 | 0.01404% |  |  |  | Misc | 3281.234 | 0.10227 |  |  | Misc | 3281.234 | 16
Grand Total | 23370756.4685 | 100% |  |  |  | Grand Total | 23370756.4685 | 1.4355 |  |  | Grand Total | 23370756.4685 | 85.7456
Parking Garage Floor Area
Values
Row Labels | Sum of Sf_PNW | Sum of Wt_PNW | Sum of Wt_PNW_Sf_Parking
Assembly | 368872052 | 21261.8903 | 7818735.4927 | [5 empty] | 2.12%
Grocery | 77120838 | 6846.5638 | 0 | [5 empty] | 0%
Lodging | 171040928 | 3557.2085 | 8585515.689 | [5 empty] | 5.02%
Office | 734358126 | 61592.8877 | 83818114.622 | [5 empty] | 11.41%
Other | 333434465 | 16636.0142 | 34463583.605 | [5 empty] | 10.34%
Residential Care | 125160636 | 4242.1114 | 3528925.5725 | [5 empty] | 2.82%
Restaurant | 53036739 | 12537.9956 | 0 | [5 empty] | 0%
Retail/Service | 570929488 | 48814.4933 | 6020373.2367 | <= only one site in retail. Likely under estimates garage area |  |  |  |  | 1.054%
School K-12 | 245353161 | 5777.1979 | 3152378.9261 | [5 empty] | 1.285%
Warehouse | 442224054 | 21938.962 | 0 | [5 empty] | 0%
Grand Total | 3121530487 | 203205.3249 | 147387627.144 |  | 4.722%
Add garage for Hospital and University
Hospital | 104000000 |  | 10650495.0382 |  | 10.24%
University | 121000000 |  | 12391441.3425
Total Embedded Parking Garage Floor Area (sf) |  |  | 170000000
Controls on Parking Garage Lighting
Location | Parking | [9 empty] | Location | Parking
Fixture_Category | (All) | [9 empty] | Fixture_Category | (All)
Sum of Wt_PNW_Site_Watts | Column Labels | [9 empty] | Sum of Wt_PNW_Site_Watts | Column Labels
Row Labels | Manual | None (Continuous) | Occupancy Sensor | Other | Timeclock | Grand Total |  |  |  |  | Row Labels | Manual | None (Continuous) | Occupancy Sensor | Other | Timeclock | Grand Total
CFL | 11.75% | 54.91% | 27.38% | 5.961% | 0% | 100% |  |  |  |  | Fluorescent T12 | 14583.2621 |  | 159141.4286 |  |  | 173724.6907
Fluorescent T12 | 8.394% | 0% | 91.61% | 0% | 0% | 100% |  |  |  |  | Fluorescent T5 | 139412.5731 | 897269.1284 | 33418.3549 | 1168234.5325 | 180434.9212 | 2418769.51
Fluorescent T5 | 5.764% | 37.1% | 1.382% | 48.3% | 7.46% | 100% |  |  |  |  | Fluorescent T8 | 873802.9688 | 967006.9501 | 1902545.367 | 2715096.2009 | 227377.6446 | 6685829.1314
Fluorescent T8 | 13.07% | 14.46% | 28.46% | 40.61% | 3.401% | 100% |  |  |  |  | Grand Total | 1027798.804 | 1864276.0786 | 2095105.1505 | 3883330.7333 | 407812.5658 | 9278323.3322
HID | 7.73% | 69.85% | 0% | 6.326% | 16.1% | 100%
LED | 1.049% | 51.85% | 47.1% | 0% | 0% | 100%
Misc | 0% | 0% | 0% | 100% | 0% | 100%
Grand Total | 9.173% | 45.29% | 12.4% | 23.25% | 9.895% | 100%
[11 empty] | Location | Parking
Uncontrolled HID Parking Lighitng | 77.58% | [9 empty] | Fixture_Category | (All)
Uncontrolled FL Parking Lighting | 38.44%
[11 empty] | Sum of Wt_PNW_Site_Watts | Column Labels
[11 empty] | Row Labels | Manual | None (Continuous) | Occupancy Sensor | Other | Timeclock | Grand Total
[11 empty] | CFL | 14996.6231 | 70111.8699 | 34959.266 | 7610.6399 |  | 127678.3989
[11 empty] | N |  |  | 34959.266 |  |  | 34959.266
[11 empty] | Y | 14996.6231 | 70111.8699 |  | 7610.6399 |  | 92719.1329
[11 empty] | Fluorescent T12 | 14583.2621 |  | 159141.4286 |  |  | 173724.6907
[11 empty] | Y | 14583.2621 |  | 159141.4286 |  |  | 173724.6907
[11 empty] | Fluorescent T5 | 139412.5731 | 897269.1284 | 33418.3549 | 1168234.5325 | 180434.9212 | 2418769.51
[11 empty] | Y | 139412.5731 | 897269.1284 | 33418.3549 | 1168234.5325 | 180434.9212 | 2418769.51
[11 empty] | Fluorescent T8 | 873802.9688 | 967006.9501 | 1902545.367 | 2715096.2009 | 227377.6446 | 6685829.1314
[11 empty] | N |  |  | 473892.2722 | 200947.5171 |  | 674839.7893
[11 empty] | Y | 873802.9688 | 967006.9501 | 1428653.0948 | 2514148.6838 | 227377.6446 | 6010989.3421
[11 empty] | HID | 720671.3709 | 6512354.9194 |  | 589799.7504 | 1500647.0245 | 9323473.0652
[11 empty] | Y | 720671.3709 | 6512354.9194 |  | 589799.7504 | 1500647.0245 | 9323473.0652
[11 empty] | LED | 5815.2319 | 287360.276 | 260994.8187 |  |  | 554170.3266
[11 empty] | Y | 5815.2319 | 287360.276 | 260994.8187 |  |  | 554170.3266
[11 empty] | Misc |  |  |  | 3281.234 |  | 3281.234
[11 empty] | Y |  |  |  | 3281.234 |  | 3281.234
[11 empty] | Grand Total | 1769282.0298 | 8734103.1439 | 2391059.2353 | 4484022.3576 | 1908459.5903 | 19286926.3569