## 7PSourceSummary
Advanced Rooftop Controller
Item | Methods & Sources | Note
Measures Described | Advanced controller for rooftop units with single-zone, ducted systems. Retrofitting existing packaged rooftop units (RTUs) with advanced control strategies not ordinarily used for packaged units. Savings come primarily from fan energy savings by using advanced controls with a variable speed drive. Applied only to systems with constant speed fans (variable speed and intermittent excluded). | Packaged heating and cooling equipment with constant-speed supply fans is designed to provide ventilation at the design rate at all times when the fan is operating as required by building code. Although there are a number of hours during the day when a building may not be fully occupied or the need for ventilation is lower than designed, the ventilation rate cannot be adjusted easily with a constant speed fan. Studies have shown that demand-based ventilation control can save significant energy in climates that are not favorable for economizing or have significant heating energy loads. Therefore, modulating the supply fan in conjunction with demand controlled ventilation (DCV) will not only reduce the fan energy consumption but also will reduce the heating/cooling energy consumption. (PNNL)
Energy Savings Calculation Basis | Pre and post measurements of 66 units in 8 different building types. The study was conducted by PNNL. A majority of the savings from this measure comes from fan energy savings. This study provides savings per ton and per hour of operation. The system sizes and hours data come from the CBSA. Note that BPA is conducting some additional research based on the PNNL data. Savings estimates are based on the PNNL report total savings, including ventilation, heating, and cooling. | The tests were conducted on buildings located in four different US climate zones, including warm and coastal climate, mixed and humid climate, mixed and marine climate, and cool and moist climate. One-minute interval data was collected from these 66 units over a 12-month period. During the 12 months of monitoring period, the controls on the RTUs were alternated between standard (pre-retrofit mode) and advanced control modes on a daily basis. The measured actual savings, the normalized annual energy savings, and the savings uncertainties were calculated using the methods described in the American Society of Heating, Refrigeration and Air Conditioning Engineers (ASHRAE) Guideline 14.
Source of Savings Estimates | Advanced Rooftop Control (ARC) Retrofit: Field-Test Results, PNNL, July 2013 | Of the 66 RTUs, 17 were packaged heat pumps and the rest were packaged air conditioners with gas heat. The eight buildings cover four building types, including mercantile (both retail and shopping malls), office, food sales, and healthcare.
Applicable Stock | All Commercial buildings with rooftop units, single zone, ducted system with fans operating in constant speed mode (data from CBSA). Excluded systems with fans operating in itermittent mode. These applicability data are built into the savings values. Applied to units with > 5 tons cooling capacity because the retrofit is performed on 3-Phase units only (per BPA) | The primary driver is hours used. The CBSA data set has a field that indicates how many hours per week the HVAC system is on "Hours/Wk HVAC On (averaged across all building spaces)"
Baseline | Baseline is developed from CBSA data. The baseline is the constant speed fan system.
Baseline Saturation | Baseline saturation - number of systems with advanced controls and/or variable speed supply fans
Permutations | Retrofit only | Possbily some from new construction SF, but building codes are supposed to include better control
Costs | From PNNL report. There may be two levels of cost. One is for the ARC units defined in the PNNL report. The other is for the "Catalyst Lite" system which only controls the fan, but is half the cost. | Costs range from $2950 to $4892 for the standard ARC unit. BPA has found this to be low, but they also have added requirements. Also, the ARC-Lite is approximatly 50% of the cost. This analysis remained with costs from the PNNL report.
Measure Life | 15 years (from 6P)
Non-Energy Benefits
Savings Shape | C-All-HVAC-Vent-All-All-E
Achievable Ramp Rate | Retro3Slow
File Version:
| v4 | Removed units smaller than 5 ton
| v5 | Added the High/Low forecast option

## forRPM
Ramp Rate | Resource Type | Measure Category | Sector | End Use | kW per unit | kWh per unit | TRC Net Levelized Cost (Net of All Benefits) | segment | measure | 2016 | 2017 | 2018 | 2019 | 2020 | 2021 | 2022 | 2023 | 2024 | 2025 | 2026 | 2027 | 2028 | 2029 | 2030 | 2031 | 2032 | 2033 | 2034 | 2035 | MAX | Savings Allocation by Category and Month for Segments 1 | [11 empty] | Savings Allocation by Category and Month for Segments 2
[5 empty] | Wholesale KW | Busbar Savings | lvlcost | 1000 |  | aMW_2016 | aMW_2017 | aMW_2018 | aMW_2019 | aMW_2020 | aMW_2021 | aMW_2022 | aMW_2023 | aMW_2024 | aMW_2025 | aMW_2026 | aMW_2027 | aMW_2028 | aMW_2029 | aMW_2030 | aMW_2031 | aMW_2032 | aMW_2033 | aMW_2034 | aMW_2035 | MAX | Jan | Feb | Mar | Apr | May | Jun | Jul | Aug | Sep | Oct | Nov | Dec | Jan | Feb | Mar | Apr | May | Jun | Jul | Aug | Sep | Oct | Nov | Dec
Retro3Slow | Retro | Advanced Rooftop Controller | Commercial | HVAC | 2.3249e-05 | 0.12368 | 68.4502 |  | Advanced Rooftop Controller-Retro-Large Off | 0.025233 | 0.039545 | 0.078853 | 0.13758 | 0.21337 | 0.29782 | 0.37791 | 0.43957 | 0.47196 | 0.47055 | 0.43786 | 0.38198 | 0.31363 | 0.2432 | 0.17866 | 0.12469 | 0.082876 | 0.052581 | 0.03191 | 0.018558 | 4.3082 | 0.0077551 | 0.0069731 | 0.0080242 | 0.0074651 | 0.0076215 | 0.0075442 | 0.0071671 | 0.0074679 | 0.0069774 | 0.0079555 | 0.0070402 | 0.007665 | 0.0032925 | 0.0028288 | 0.0027134 | 0.0028333 | 0.0027798 | 0.0024392 | 0.002864 | 0.0023487 | 0.0028915 | 0.0025971 | 0.0031159 | 0.0033152
Retro3Slow | Retro | Advanced Rooftop Controller | Commercial | HVAC | 7.8037e-05 | 0.41512 | 75.0059 |  | Advanced Rooftop Controller-Retro-Medium Off | 0.042502 | 0.066609 | 0.13282 | 0.23174 | 0.3594 | 0.50164 | 0.63654 | 0.7404 | 0.79497 | 0.79258 | 0.73752 | 0.6434 | 0.52827 | 0.40964 | 0.30094 | 0.21002 | 0.1396 | 0.088567 | 0.053748 | 0.031259 | 7.2566 | 0.02603 | 0.023405 | 0.026934 | 0.025057 | 0.025582 | 0.025322 | 0.024057 | 0.025066 | 0.02342 | 0.026703 | 0.023631 | 0.025728 | 0.011051 | 0.0094951 | 0.0091078 | 0.00951 | 0.0093306 | 0.0081873 | 0.009613 | 0.0078836 | 0.0097056 | 0.0087171 | 0.010459 | 0.011127
Retro3Slow | Retro | Advanced Rooftop Controller | Commercial | HVAC | 5.3556e-05 | 0.28489 | 68.3235 |  | Advanced Rooftop Controller-Retro-Small Off | 0.028152 | 0.04412 | 0.087975 | 0.1535 | 0.23805 | 0.33228 | 0.42163 | 0.49042 | 0.52656 | 0.52498 | 0.48851 | 0.42617 | 0.34991 | 0.27133 | 0.19933 | 0.13911 | 0.092464 | 0.058664 | 0.035602 | 0.020705 | 4.8066 | 0.017864 | 0.016063 | 0.018484 | 0.017196 | 0.017556 | 0.017378 | 0.01651 | 0.017202 | 0.016073 | 0.018326 | 0.016217 | 0.017656 | 0.0075844 | 0.0065163 | 0.0062505 | 0.0065266 | 0.0064034 | 0.0056188 | 0.0065972 | 0.0054104 | 0.0066608 | 0.0059824 | 0.0071777 | 0.0076366
Retro3Slow | Retro | Advanced Rooftop Controller | Commercial | HVAC | 0.00018921 | 1.0065 | 9.5834 |  | Advanced Rooftop Controller-Retro-XLarge Ret | 0.074752 | 0.11696 | 0.23285 | 0.40561 | 0.62805 | 0.87522 | 1.1088 | 1.2876 | 1.3803 | 1.374 | 1.2765 | 1.1118 | 0.91136 | 0.70558 | 0.51751 | 0.36059 | 0.23929 | 0.15157 | 0.091838 | 0.053325 | 12.3791 | 0.063113 | 0.056749 | 0.065304 | 0.060753 | 0.062026 | 0.061397 | 0.058328 | 0.060776 | 0.056784 | 0.064744 | 0.057295 | 0.06238 | 0.026795 | 0.023022 | 0.022083 | 0.023058 | 0.022623 | 0.019851 | 0.023308 | 0.019115 | 0.023532 | 0.021136 | 0.025358 | 0.02698
Retro3Slow | Retro | Advanced Rooftop Controller | Commercial | HVAC | 0.0002323 | 1.2357 | 6.0459 |  | Advanced Rooftop Controller-Retro-Large Ret | 0.13861 | 0.21687 | 0.43175 | 0.75209 | 1.1645 | 1.6228 | 2.0559 | 2.3876 | 2.5594 | 2.5476 | 2.3668 | 2.0615 | 1.6899 | 1.3083 | 0.95957 | 0.66861 | 0.44369 | 0.28105 | 0.17029 | 0.098877 | 22.9535 | 0.077486 | 0.069673 | 0.080175 | 0.074589 | 0.076151 | 0.075379 | 0.071611 | 0.074616 | 0.069716 | 0.079489 | 0.070343 | 0.076586 | 0.032898 | 0.028265 | 0.027112 | 0.028309 | 0.027775 | 0.024372 | 0.028616 | 0.023468 | 0.028891 | 0.025949 | 0.031133 | 0.033124
Retro3Slow | Retro | Advanced Rooftop Controller | Commercial | HVAC | 7.9781e-05 | 0.4244 | 20.1031 |  | Advanced Rooftop Controller-Retro-Medium Ret | 0.022124 | 0.034617 | 0.068915 | 0.12005 | 0.18588 | 0.25903 | 0.32816 | 0.3811 | 0.40852 | 0.40664 | 0.37779 | 0.32904 | 0.26973 | 0.20883 | 0.15316 | 0.10672 | 0.070821 | 0.04486 | 0.027181 | 0.015782 | 3.6638 | 0.026612 | 0.023928 | 0.027535 | 0.025617 | 0.026153 | 0.025888 | 0.024594 | 0.025626 | 0.023943 | 0.0273 | 0.024159 | 0.026302 | 0.011298 | 0.0097072 | 0.0093112 | 0.0097225 | 0.009539 | 0.0083702 | 0.0098277 | 0.0080597 | 0.0099224 | 0.0089119 | 0.010692 | 0.011376
Retro3Slow | Retro | Advanced Rooftop Controller | Commercial | HVAC | 5.3572e-06 | 0.028498 | 72.6003 |  | Advanced Rooftop Controller-Retro-Small Ret | 0.0016747 | 0.0026204 | 0.0052167 | 0.0090873 | 0.014071 | 0.019608 | 0.024841 | 0.028848 | 0.030924 | 0.030782 | 0.028598 | 0.024908 | 0.020418 | 0.015808 | 0.011594 | 0.0080786 | 0.005361 | 0.0033958 | 0.0020575 | 0.0011947 | 0.27734 | 0.001787 | 0.0016068 | 0.001849 | 0.0017201 | 0.0017562 | 0.0017384 | 0.0016515 | 0.0017208 | 0.0016077 | 0.0018331 | 0.0016222 | 0.0017662 | 0.00075867 | 0.00065183 | 0.00062524 | 0.00065285 | 0.00064054 | 0.00056205 | 0.00065992 | 0.0005412 | 0.00066628 | 0.00059842 | 0.00071798 | 0.00076389
Retro3Slow | Retro | Advanced Rooftop Controller | Commercial | HVAC | 1.0515e-05 | 0.11418 | 87.9603 |  | Advanced Rooftop Controller-Retro-School K-12 | 0.014778 | 0.023135 | 0.046079 | 0.080308 | 0.12441 | 0.17346 | 0.21986 | 0.25546 | 0.27398 | 0.27286 | 0.25362 | 0.22101 | 0.18126 | 0.1404 | 0.10303 | 0.071826 | 0.047688 | 0.030222 | 0.018321 | 0.010643 | 2.4708 | 0.0085602 | 0.0078524 | 0.0086423 | 0.0082152 | 0.0084059 | 0.0080471 | 0.00712 | 0.0083787 | 0.008642 | 0.0088228 | 0.0073884 | 0.0076044 | 0.0024507 | 0.00181 | 0.0014849 | 0.0011992 | 0.0010333 | 0.00090367 | 0.0008858 | 0.00092665 | 0.0011923 | 0.00091333 | 0.0014855 | 0.0022148
Retro3Slow | Retro | Advanced Rooftop Controller | Commercial | HVAC | 2.1441e-05 | 0.11406 | 82.6168 |  | Advanced Rooftop Controller-Retro-University | 0.0074787 | 0.011708 | 0.023319 | 0.040641 | 0.06296 | 0.087783 | 0.11127 | 0.12928 | 0.13865 | 0.13808 | 0.12835 | 0.11185 | 0.09173 | 0.071053 | 0.05214 | 0.036349 | 0.024133 | 0.015294 | 0.0092715 | 0.0053862 | 1.2504 | 0.0071519 | 0.0064307 | 0.0074001 | 0.0068845 | 0.0070286 | 0.0069574 | 0.0066096 | 0.006887 | 0.0064346 | 0.0073367 | 0.0064926 | 0.0070687 | 0.0030364 | 0.0026088 | 0.0025024 | 0.0026129 | 0.0025636 | 0.0022495 | 0.0026412 | 0.002166 | 0.0026666 | 0.002395 | 0.0028736 | 0.0030573
Retro3Slow | Retro | Advanced Rooftop Controller | Commercial | HVAC | 9.3906e-06 | 0.049954 | 74.4447 |  | Advanced Rooftop Controller-Retro-Warehouse | 0.012032 | 0.018843 | 0.037546 | 0.065462 | 0.10145 | 0.14151 | 0.17943 | 0.20857 | 0.22378 | 0.22295 | 0.20732 | 0.18073 | 0.14829 | 0.11491 | 0.084356 | 0.05883 | 0.039075 | 0.024774 | 0.015024 | 0.0087316 | 2.027 | 0.0031323 | 0.0028165 | 0.0032411 | 0.0030152 | 0.0030784 | 0.0030472 | 0.0028949 | 0.0030163 | 0.0028182 | 0.0032133 | 0.0028436 | 0.0030959 | 0.0013299 | 0.0011426 | 0.001096 | 0.0011444 | 0.0011228 | 0.00098522 | 0.0011568 | 0.00094867 | 0.0011679 | 0.001049 | 0.0012586 | 0.001339
Retro3Slow | Retro | Advanced Rooftop Controller | Commercial | HVAC | 0.00018575 | 0.9881 | 22.6142 |  | Advanced Rooftop Controller-Retro-Supermarket | 0.028493 | 0.044386 | 0.087973 | 0.15257 | 0.23519 | 0.3263 | 0.41156 | 0.47583 | 0.50782 | 0.50325 | 0.46547 | 0.40362 | 0.3294 | 0.2539 | 0.1854 | 0.12861 | 0.084969 | 0.053584 | 0.032323 | 0.018685 | 4.3377 | 0.061959 | 0.055711 | 0.064109 | 0.059642 | 0.060891 | 0.060274 | 0.057261 | 0.059664 | 0.055745 | 0.06356 | 0.056247 | 0.061239 | 0.026305 | 0.022601 | 0.021679 | 0.022636 | 0.022209 | 0.019488 | 0.022881 | 0.018765 | 0.023102 | 0.020749 | 0.024895 | 0.026486
Retro3Slow | Retro | Advanced Rooftop Controller | Commercial | HVAC | 0.00018575 | 0.9881 | 22.6142 |  | Advanced Rooftop Controller-Retro-MiniMart | 0.011929 | 0.018663 | 0.03715 | 0.064705 | 0.10018 | 0.13959 | 0.17682 | 0.20531 | 0.22006 | 0.21902 | 0.20346 | 0.17719 | 0.14523 | 0.11242 | 0.082447 | 0.05744 | 0.038113 | 0.024139 | 0.014624 | 0.0084904 | 1.971 | 0.061959 | 0.055711 | 0.064109 | 0.059642 | 0.060891 | 0.060274 | 0.057261 | 0.059664 | 0.055745 | 0.06356 | 0.056247 | 0.061239 | 0.026305 | 0.022601 | 0.021679 | 0.022636 | 0.022209 | 0.019488 | 0.022881 | 0.018765 | 0.023102 | 0.020749 | 0.024895 | 0.026486
Retro3Slow | Retro | Advanced Rooftop Controller | Commercial | HVAC | 0.00040538 | 2.1564 | 27.5409 |  | Advanced Rooftop Controller-Retro-Restaurant | 0.059673 | 0.093357 | 0.18583 | 0.32367 | 0.50111 | 0.69825 | 0.88448 | 1.027 | 1.1008 | 1.0956 | 1.0177 | 0.88632 | 0.72647 | 0.56236 | 0.41242 | 0.28733 | 0.19065 | 0.12075 | 0.073153 | 0.042471 | 9.8594 | 0.13522 | 0.12158 | 0.13991 | 0.13016 | 0.13289 | 0.13154 | 0.12497 | 0.13021 | 0.12166 | 0.13871 | 0.12275 | 0.13365 | 0.057409 | 0.049324 | 0.047312 | 0.049402 | 0.04847 | 0.042531 | 0.049937 | 0.040953 | 0.050418 | 0.045283 | 0.05433 | 0.057804
Retro3Slow | Retro | Advanced Rooftop Controller | Commercial | HVAC | 2.3001e-05 | 0.12236 | 46.2291 |  | Advanced Rooftop Controller-Retro-Lodging | 0.011175 | 0.017525 | 0.034965 | 0.061042 | 0.094726 | 0.1323 | 0.16798 | 0.1955 | 0.21003 | 0.20953 | 0.19509 | 0.1703 | 0.13991 | 0.10856 | 0.079796 | 0.055723 | 0.03706 | 0.023527 | 0.014286 | 0.0083137 | 1.93 | 0.0076723 | 0.0068987 | 0.0079386 | 0.0073855 | 0.0075401 | 0.0074637 | 0.0070906 | 0.0073882 | 0.0069029 | 0.0078706 | 0.0069651 | 0.0075832 | 0.0032574 | 0.0027986 | 0.0026845 | 0.002803 | 0.0027502 | 0.0024132 | 0.0028334 | 0.0023237 | 0.0028607 | 0.0025693 | 0.0030827 | 0.0032798
Retro3Slow | Retro | Advanced Rooftop Controller | Commercial | HVAC | 1.4818e-05 | 0.1222 | 50.0924 |  | Advanced Rooftop Controller-Retro-Hospital | 0.0068892 | 0.010806 | 0.021567 | 0.037664 | 0.058465 | 0.081679 | 0.10374 | 0.12077 | 0.12979 | 0.12952 | 0.12063 | 0.10533 | 0.086558 | 0.067182 | 0.049398 | 0.034506 | 0.022956 | 0.014578 | 0.0088547 | 0.0051544 | 1.1966 | 0.0057915 | 0.0053199 | 0.0062098 | 0.0057536 | 0.0060469 | 0.0061375 | 0.0059983 | 0.0064912 | 0.0056909 | 0.0062829 | 0.0055236 | 0.0057685 | 0.0045306 | 0.0039878 | 0.0040603 | 0.0041656 | 0.0042808 | 0.0039977 | 0.0045792 | 0.0041538 | 0.0044526 | 0.00407 | 0.0043862 | 0.0045159
Retro3Slow | Retro | Advanced Rooftop Controller | Commercial | HVAC | 9.1873e-05 | 0.75764 | 25.05 |  | Advanced Rooftop Controller-Retro-Residential Care | 0.05236 | 0.082108 | 0.16382 | 0.286 | 0.44382 | 0.61986 | 0.78702 | 0.91599 | 0.98408 | 0.98172 | 0.91407 | 0.79789 | 0.65551 | 0.50862 | 0.37387 | 0.26108 | 0.17364 | 0.11023 | 0.066936 | 0.038952 | 9.0425 | 0.035909 | 0.032985 | 0.038502 | 0.035674 | 0.037492 | 0.038054 | 0.037191 | 0.040247 | 0.035285 | 0.038956 | 0.034248 | 0.035766 | 0.028091 | 0.024725 | 0.025175 | 0.025828 | 0.026542 | 0.024787 | 0.028392 | 0.025754 | 0.027607 | 0.025235 | 0.027195 | 0.028
Retro3Slow | Retro | Advanced Rooftop Controller | Commercial | HVAC | 0.00014254 | 0.75826 | 16.0153 |  | Advanced Rooftop Controller-Retro-Assembly | 0.153 | 0.23942 | 0.4767 | 0.83048 | 1.2861 | 1.7924 | 2.271 | 2.6376 | 2.8278 | 2.8151 | 2.6156 | 2.2784 | 1.8679 | 1.4463 | 1.0609 | 0.73931 | 0.49066 | 0.31084 | 0.18836 | 0.10938 | 25.3924 | 0.047547 | 0.042752 | 0.049197 | 0.045769 | 0.046727 | 0.046254 | 0.043942 | 0.045786 | 0.042779 | 0.048776 | 0.043164 | 0.046994 | 0.020186 | 0.017344 | 0.016636 | 0.017371 | 0.017043 | 0.014955 | 0.017559 | 0.0144 | 0.017728 | 0.015923 | 0.019104 | 0.020325
Retro3Slow | Retro | Advanced Rooftop Controller | Commercial | HVAC | 2.8534e-05 | 0.15179 | 38.787 |  | Advanced Rooftop Controller-Retro-Other | 0.027918 | 0.04349 | 0.086197 | 0.14949 | 0.23044 | 0.31972 | 0.40325 | 0.46622 | 0.49757 | 0.49309 | 0.45607 | 0.39547 | 0.32275 | 0.24877 | 0.18166 | 0.12601 | 0.083253 | 0.052503 | 0.03167 | 0.018308 | 4.2501 | 0.0095179 | 0.0085581 | 0.0098482 | 0.009162 | 0.0093538 | 0.009259 | 0.0087962 | 0.0091653 | 0.0085633 | 0.0097638 | 0.0086405 | 0.0094072 | 0.0040409 | 0.0034718 | 0.0033302 | 0.0034773 | 0.0034117 | 0.0029937 | 0.0035149 | 0.0028826 | 0.0035488 | 0.0031874 | 0.0038242 | 0.0040687
Note on A1: Charlie Grist: Lookup in ComMaster
Note on B1: Charlie Grist: New, NR, Retro
Note on C1: Charlie Grist: Measure Index Name
Note on E1: Charlie Grist: Use Massoud's Names
Note on F1: Charlie Grist: From Shaped Savings column 14
Note on G1: Charlie Grist: From SC or from Shaped Savings column 3.
Note on H1: Charlie Grist: From SC or from Shaped Savings column K (column 11)
Note on I1: Charlie Grist: From SC
Note on J1: Charlie Grist: From SC
Note on K1: Charlie Grist: From SC
Note on AF1: Charlie Grist: From Shaped Savings. Copy whole row down since column increment is hardwired into formula.

## SC Retro
Units Methodology | Base savings values are per kWh of fan runtime. The Market Data worksheet identifies the run hours by building type and system size category. The total savings by building type is then divided by the sf in that building type category to get the kWh/sf savings for that building type. This includes all applicability factors.
Forecast Version
='[7P Forecasts D1.xlsx]Pop Forecast (Base Case)'!$A$1
| Vintage | Retro | Stock 2016
End-Use: | Measure Bundle | Advanced Rooftop Controller-Retro | Region
HVAC | Report Year | 2035 | Base
| Total Potential (aMW) | 119.3728 |  | 1 | 2 | 3 | 4 | 5 | 6 | 7 | 8 | 9 | 10 | 11 | 12 | 13 | 14 | 15 | 16 | 17 | 18 | 19 | 20
UNITS FOR EXISTING STOCK |  |  |  | 2016 | 2017 | 2018 | 2019 | 2020 | 2021 | 2022 | 2023 | 2024 | 2025 | 2026 | 2027 | 2028 | 2029 | 2030 | 2031 | 2032 | 2033 | 2034 | 2035
|  |  |  | FLOOR_2016 | FLOOR_2017 | FLOOR_2018 | FLOOR_2019 | FLOOR_2020 | FLOOR_2021 | FLOOR_2022 | FLOOR_2023 | FLOOR_2024 | FLOOR_2025 | FLOOR_2026 | FLOOR_2027 | FLOOR_2028 | FLOOR_2029 | FLOOR_2030 | FLOOR_2031 | FLOOR_2032 | FLOOR_2033 | FLOOR_2034 | FLOOR_2035
|  | Large Off |  | 380.0883 | 378.948 | 377.8112 | 376.6777 | 375.5477 | 374.4211 | 373.2978 | 372.1779 | 371.0614 | 369.9482 | 368.8383 | 367.7318 | 366.6286 | 365.5288 | 364.4322 | 363.3389 | 362.2489 | 361.1621 | 360.0786 | 358.9984
|  | Medium Off |  | 190.7369 | 190.1647 | 189.5942 | 189.0254 | 188.4583 | 187.8929 | 187.3293 | 186.7673 | 186.207 | 185.6483 | 185.0914 | 184.5361 | 183.9825 | 183.4306 | 182.8803 | 182.3316 | 181.7846 | 181.2393 | 180.6956 | 180.1535
|  | Small Off |  | 184.0914 | 183.5391 | 182.9885 | 182.4395 | 181.8922 | 181.3465 | 180.8025 | 180.2601 | 179.7193 | 179.1801 | 178.6426 | 178.1067 | 177.5723 | 177.0396 | 176.5085 | 175.979 | 175.451 | 174.9247 | 174.3999 | 173.8767
|  | XLarge Ret |  | 138.3573 | 137.7209 | 137.0874 | 136.4568 | 135.8291 | 135.2043 | 134.5823 | 133.9632 | 133.347 | 132.7336 | 132.123 | 131.5153 | 130.9103 | 130.3081 | 129.7087 | 129.112 | 128.5181 | 127.9269 | 127.3385 | 126.7527
|  | Large Ret |  | 208.9575 | 207.9962 | 207.0395 | 206.0871 | 205.1391 | 204.1954 | 203.2561 | 202.3212 | 201.3905 | 200.4641 | 199.542 | 198.6241 | 197.7104 | 196.8009 | 195.8956 | 194.9945 | 194.0975 | 193.2047 | 192.316 | 191.4313
|  | Medium Ret |  | 97.1157 | 96.669 | 96.2243 | 95.7816 | 95.3411 | 94.9025 | 94.4659 | 94.0314 | 93.5988 | 93.1683 | 92.7397 | 92.3131 | 91.8885 | 91.4658 | 91.045 | 90.6262 | 90.2094 | 89.7944 | 89.3813 | 88.9702
|  | Small Ret |  | 109.4797 | 108.9761 | 108.4748 | 107.9758 | 107.4791 | 106.9847 | 106.4926 | 106.0027 | 105.5151 | 105.0297 | 104.5466 | 104.0657 | 103.587 | 103.1105 | 102.6362 | 102.164 | 101.6941 | 101.2263 | 100.7606 | 100.2971
|  | School K-12 |  | 241.1176 | 240.1291 | 239.1445 | 238.164 | 237.1876 | 236.2151 | 235.2466 | 234.2821 | 233.3215 | 232.3649 | 231.4122 | 230.4634 | 229.5185 | 228.5775 | 227.6403 | 226.707 | 225.7775 | 224.8518 | 223.9299 | 223.0118
|  | University |  | 122.1534 | 121.6526 | 121.1538 | 120.6571 | 120.1624 | 119.6697 | 119.1791 | 118.6904 | 118.2038 | 117.7192 | 117.2365 | 116.7558 | 116.2771 | 115.8004 | 115.3256 | 114.8528 | 114.3819 | 113.9129 | 113.4459 | 112.9808
|  | Warehouse |  | 448.6983 | 447.0381 | 445.3841 | 443.7362 | 442.0943 | 440.4586 | 438.8289 | 437.2052 | 435.5876 | 433.9759 | 432.3702 | 430.7704 | 429.1765 | 427.5886 | 426.0065 | 424.4303 | 422.8599 | 421.2953 | 419.7365 | 418.1835
|  | Supermarket |  | 53.7209 | 53.2375 | 52.7583 | 52.2835 | 51.8129 | 51.3466 | 50.8845 | 50.4265 | 49.9727 | 49.5229 | 49.0772 | 48.6355 | 48.1978 | 47.764 | 47.3342 | 46.9082 | 46.486 | 46.0676 | 45.653 | 45.2421
|  | MiniMart |  | 22.491 | 22.3849 | 22.2792 | 22.174 | 22.0694 | 21.9652 | 21.8615 | 21.7584 | 21.6557 | 21.5534 | 21.4517 | 21.3505 | 21.2497 | 21.1494 | 21.0496 | 20.9502 | 20.8513 | 20.7529 | 20.6549 | 20.5575
|  | Restaurant |  | 51.5509 | 51.3075 | 51.0654 | 50.8243 | 50.5844 | 50.3457 | 50.1081 | 49.8715 | 49.6362 | 49.4019 | 49.1687 | 48.9366 | 48.7056 | 48.4757 | 48.2469 | 48.0192 | 47.7926 | 47.567 | 47.3425 | 47.119
|  | Lodging |  | 170.1519 | 169.7435 | 169.3361 | 168.9297 | 168.5243 | 168.1199 | 167.7164 | 167.3138 | 166.9123 | 166.5117 | 166.1121 | 165.7134 | 165.3157 | 164.9189 | 164.5231 | 164.1283 | 163.7344 | 163.3414 | 162.9494 | 162.5583
|  | Hospital |  | 105.0295 | 104.8089 | 104.5888 | 104.3692 | 104.15 | 103.9313 | 103.713 | 103.4952 | 103.2779 | 103.061 | 102.8446 | 102.6286 | 102.4131 | 102.198 | 101.9834 | 101.7692 | 101.5555 | 101.3423 | 101.1294 | 100.9171
|  | Residential Care |  | 128.7482 | 128.4392 | 128.131 | 127.8234 | 127.5167 | 127.2106 | 126.9053 | 126.6008 | 126.2969 | 125.9938 | 125.6914 | 125.3898 | 125.0888 | 124.7886 | 124.4891 | 124.1903 | 123.8923 | 123.5949 | 123.2983 | 123.0024
|  | Assembly |  | 375.9022 | 374.2157 | 372.5367 | 370.8653 | 369.2013 | 367.5448 | 365.8958 | 364.2541 | 362.6198 | 360.9929 | 359.3732 | 357.7609 | 356.1557 | 354.5577 | 352.967 | 351.3833 | 349.8068 | 348.2373 | 346.6749 | 345.1195
|  | Other |  | 342.6499 | 339.566 | 336.5099 | 333.4814 | 330.48 | 327.5057 | 324.5581 | 321.6371 | 318.7424 | 315.8737 | 313.0308 | 310.2136 | 307.4216 | 304.6549 | 301.913 | 299.1957 | 296.503 | 293.8345 | 291.1899 | 288.5692
|  |  |  | 3371.0405 | 3356.5369 | 3342.1076 | 3327.752 | 3313.4699 | 3299.2606 | 3285.1238 | 3271.059 | 3257.0658 | 3243.1437 | 3229.2923 | 3215.5112 | 3201.7999 | 3188.1581 | 3174.5852 | 3161.0809 | 3147.6447 | 3134.2763 | 3120.9752 | 3107.7411
|  |  | Achievability | 2016 | 2017 | 2018 | 2019 | 2020 | 2021 | 2022 | 2023 | 2024 | 2025 | 2026 | 2027 | 2028 | 2029 | 2030 | 2031 | 2032 | 2033 | 2034 | 2035 | 85%
Incremental based on achievability, ramp rate, and applicability |  | Advanced Rooftop Controller-Retro | Retro3Slow | 0.5532% | 0.8696% | 1.739% | 3.044% | 4.734% | 6.628% | 8.436% | 9.842% | 10.6% | 10.6% | 9.892% | 8.656% | 7.128% | 5.544% | 4.085% | 2.86% | 1.906% | 1.213% | 0.7385% | 0.4308%
Applicability handled in savings values; from CBSA |  | Large Off |  | 1.7873 | 2.801 | 5.5852 | 9.7447 | 15.113 | 21.0947 | 26.7673 | 31.1348 | 33.4292 | 33.3289 | 31.0137 | 27.0556 | 22.2142 | 17.2259 | 12.6547 | 8.8317 | 5.8701 | 3.7243 | 2.2602 | 1.3145 | 305.1486 | 312.9509
|  | Medium Off |  | 0.89689 | 1.4056 | 2.8028 | 4.8901 | 7.584 | 10.5858 | 13.4324 | 15.6242 | 16.7755 | 16.7252 | 15.5634 | 13.5771 | 11.1476 | 8.6443 | 6.3504 | 4.4319 | 2.9458 | 1.869 | 1.1342 | 0.65964 | 153.1305 | 157.0458
|  | Small Off |  | 0.86564 | 1.3566 | 2.7051 | 4.7197 | 7.3198 | 10.217 | 12.9644 | 15.0798 | 16.191 | 16.1425 | 15.0211 | 13.104 | 10.7592 | 8.3432 | 6.1291 | 4.2775 | 2.8431 | 1.8038 | 1.0947 | 0.63666 | 147.7952 | 151.5741
|  | XLarge Ret |  | 0.65059 | 1.018 | 2.0266 | 3.5302 | 5.4661 | 7.6173 | 9.6502 | 11.2068 | 12.0133 | 11.9581 | 11.1095 | 9.6761 | 7.9319 | 6.1409 | 4.5041 | 3.1383 | 2.0826 | 1.3192 | 0.79929 | 0.46411 | 107.7398 | 112.3032
|  | Large Ret |  | 0.98257 | 1.5374 | 3.0607 | 5.3315 | 8.2553 | 11.5043 | 14.5745 | 16.9253 | 18.1434 | 18.06 | 16.7784 | 14.6136 | 11.9794 | 9.2744 | 6.8024 | 4.7397 | 3.1453 | 1.9923 | 1.2072 | 0.70093 | 162.7166 | 169.6085
|  | Medium Ret |  | 0.45666 | 0.71453 | 1.4225 | 2.4779 | 3.8368 | 5.3468 | 6.7737 | 7.8663 | 8.4324 | 8.3936 | 7.798 | 6.7919 | 5.5676 | 4.3104 | 3.1615 | 2.2029 | 1.4618 | 0.92597 | 0.56104 | 0.32577 | 75.6247 | 78.8278
|  | Small Ret |  | 0.5148 | 0.8055 | 1.6036 | 2.7934 | 4.3252 | 6.0275 | 7.636 | 8.8677 | 9.5059 | 9.4622 | 8.7908 | 7.6565 | 6.2764 | 4.8592 | 3.564 | 2.4833 | 1.6479 | 1.0439 | 0.63247 | 0.36724 | 85.2526 | 88.8635
|  | School K-12 |  | 1.1338 | 1.7749 | 3.5353 | 6.1614 | 9.545 | 13.3083 | 16.8683 | 19.599 | 21.0201 | 20.9339 | 19.4582 | 16.9561 | 13.9066 | 10.7719 | 7.9047 | 5.5106 | 3.6587 | 2.3187 | 1.4056 | 0.81657 | 189.5601 | 196.5877
|  | University |  | 0.57439 | 0.89919 | 1.791 | 3.1214 | 4.8356 | 6.7421 | 8.5457 | 9.9291 | 10.6491 | 10.6054 | 9.8578 | 8.5902 | 7.0453 | 5.4572 | 4.0046 | 2.7917 | 1.8535 | 1.1747 | 0.71209 | 0.41368 | 96.0336 | 99.594
|  | Warehouse |  | 2.1099 | 3.3043 | 6.5841 | 11.4795 | 17.791 | 24.8152 | 31.4662 | 36.5747 | 39.2424 | 39.0972 | 36.3557 | 31.6936 | 26.004 | 20.1505 | 14.7928 | 10.3166 | 6.8523 | 4.3444 | 2.6347 | 1.5312 | 355.456 | 367.1405
|  | Supermarket |  | 0.25261 | 0.3935 | 0.77992 | 1.3526 | 2.0851 | 2.8928 | 3.6487 | 4.2185 | 4.5021 | 4.4616 | 4.1266 | 3.5783 | 2.9203 | 2.2509 | 1.6436 | 1.1402 | 0.75329 | 0.47505 | 0.28656 | 0.16566 | 38.4558 | 41.928
|  | MiniMart |  | 0.10576 | 0.16546 | 0.32935 | 0.57365 | 0.88813 | 1.2375 | 1.5676 | 1.8202 | 1.951 | 1.9418 | 1.8038 | 1.5708 | 1.2875 | 0.99668 | 0.73093 | 0.50924 | 0.33789 | 0.21401 | 0.12965 | 0.075272 | 17.4738 | 18.2362
|  | Restaurant |  | 0.2424 | 0.37924 | 0.7549 | 1.3148 | 2.0356 | 2.8365 | 3.593 | 4.172 | 4.4718 | 4.4507 | 4.1343 | 3.6005 | 2.9511 | 2.2845 | 1.6753 | 1.1672 | 0.77446 | 0.49051 | 0.29716 | 0.17253 | 40.0512 | 41.7985
|  | Lodging |  | 0.8001 | 1.2547 | 2.5033 | 4.3702 | 6.7818 | 9.4718 | 12.0261 | 13.9968 | 15.0373 | 15.0012 | 13.9675 | 12.1922 | 10.0166 | 7.772 | 5.713 | 3.9895 | 2.6533 | 1.6844 | 1.0228 | 0.59521 | 138.1746 | 140.8496
|  | Hospital |  | 0.49387 | 0.77469 | 1.5461 | 2.7001 | 4.1913 | 5.8554 | 7.4367 | 8.658 | 9.3044 | 9.2848 | 8.6477 | 7.5508 | 6.2053 | 4.8162 | 3.5413 | 2.4737 | 1.6457 | 1.045 | 0.63478 | 0.36951 | 85.7795 | 87.1753
|  | Residential Care |  | 0.60541 | 0.94936 | 1.8942 | 3.3068 | 5.1316 | 7.167 | 9.0997 | 10.5909 | 11.3782 | 11.3509 | 10.5687 | 9.2254 | 7.5792 | 5.8808 | 4.3228 | 3.0187 | 2.0076 | 1.2745 | 0.77393 | 0.45038 | 104.552 | 106.5761
|  | Assembly |  | 1.7676 | 2.766 | 5.5072 | 9.5944 | 14.8576 | 20.7073 | 26.2365 | 30.4719 | 32.6687 | 32.5221 | 30.2178 | 26.3219 | 21.5796 | 16.7089 | 12.2566 | 8.5411 | 5.6685 | 3.5911 | 2.1761 | 1.2637 | 293.3516 | 305.4245
|  | Other |  | 1.6112 | 2.5099 | 4.9746 | 8.6272 | 13.2994 | 18.4515 | 23.2724 | 26.9068 | 28.7157 | 28.4573 | 26.3211 | 22.8237 | 18.6268 | 14.3571 | 10.4837 | 7.2726 | 4.8047 | 3.03 | 1.8278 | 1.0566 | 245.2838 | 267.4303
SUPPLY CURVE SAVINGS BY BUNDLE |  | Advanced Rooftop Controller-Retro |  | 2016: aMW
|  |  |  | 2016 | 2017 | 2018 | 2019 | 2020 | 2021 | 2022 | 2023 | 2024 | 2025 | 2026 | 2027 | 2028 | 2029 | 2030 | 2031 | 2032 | 2033 | 2034 | 2035 | MAX
Busbar Savings (kWh) | lvlcost | segment | measure | aMW_2016 | aMW_2017 | aMW_2018 | aMW_2019 | aMW_2020 | aMW_2021 | aMW_2022 | aMW_2023 | aMW_2024 | aMW_2025 | aMW_2026 | aMW_2027 | aMW_2028 | aMW_2029 | aMW_2030 | aMW_2031 | aMW_2032 | aMW_2033 | aMW_2034 | aMW_2035 | MAX
0.12368 | 68.4502 | Large Off | Advanced Rooftop Controller-Retro-Large Off | 0.025233 | 0.039545 | 0.078853 | 0.13758 | 0.21337 | 0.29782 | 0.37791 | 0.43957 | 0.47196 | 0.47055 | 0.43786 | 0.38198 | 0.31363 | 0.2432 | 0.17866 | 0.12469 | 0.082876 | 0.052581 | 0.03191 | 0.018558 | 4.3082
0.41512 | 75.0059 | Medium Off | Advanced Rooftop Controller-Retro-Medium Off | 0.042502 | 0.066609 | 0.13282 | 0.23174 | 0.3594 | 0.50164 | 0.63654 | 0.7404 | 0.79497 | 0.79258 | 0.73752 | 0.6434 | 0.52827 | 0.40964 | 0.30094 | 0.21002 | 0.1396 | 0.088567 | 0.053748 | 0.031259 | 7.2566
0.28489 | 68.3235 | Small Off | Advanced Rooftop Controller-Retro-Small Off | 0.028152 | 0.04412 | 0.087975 | 0.1535 | 0.23805 | 0.33228 | 0.42163 | 0.49042 | 0.52656 | 0.52498 | 0.48851 | 0.42617 | 0.34991 | 0.27133 | 0.19933 | 0.13911 | 0.092464 | 0.058664 | 0.035602 | 0.020705 | 4.8066
1.0065 | 9.5834 | XLarge Ret | Advanced Rooftop Controller-Retro-XLarge Ret | 0.074752 | 0.11696 | 0.23285 | 0.40561 | 0.62805 | 0.87522 | 1.1088 | 1.2876 | 1.3803 | 1.374 | 1.2765 | 1.1118 | 0.91136 | 0.70558 | 0.51751 | 0.36059 | 0.23929 | 0.15157 | 0.091838 | 0.053325 | 12.3791
1.2357 | 6.0459 | Large Ret | Advanced Rooftop Controller-Retro-Large Ret | 0.13861 | 0.21687 | 0.43175 | 0.75209 | 1.1645 | 1.6228 | 2.0559 | 2.3876 | 2.5594 | 2.5476 | 2.3668 | 2.0615 | 1.6899 | 1.3083 | 0.95957 | 0.66861 | 0.44369 | 0.28105 | 0.17029 | 0.098877 | 22.9535
0.4244 | 20.1031 | Medium Ret | Advanced Rooftop Controller-Retro-Medium Ret | 0.022124 | 0.034617 | 0.068915 | 0.12005 | 0.18588 | 0.25903 | 0.32816 | 0.3811 | 0.40852 | 0.40664 | 0.37779 | 0.32904 | 0.26973 | 0.20883 | 0.15316 | 0.10672 | 0.070821 | 0.04486 | 0.027181 | 0.015782 | 3.6638
0.028498 | 72.6003 | Small Ret | Advanced Rooftop Controller-Retro-Small Ret | 0.0016747 | 0.0026204 | 0.0052167 | 0.0090873 | 0.014071 | 0.019608 | 0.024841 | 0.028848 | 0.030924 | 0.030782 | 0.028598 | 0.024908 | 0.020418 | 0.015808 | 0.011594 | 0.0080786 | 0.005361 | 0.0033958 | 0.0020575 | 0.0011947 | 0.27734
0.11418 | 87.9603 | School K-12 | Advanced Rooftop Controller-Retro-School K-12 | 0.014778 | 0.023135 | 0.046079 | 0.080308 | 0.12441 | 0.17346 | 0.21986 | 0.25546 | 0.27398 | 0.27286 | 0.25362 | 0.22101 | 0.18126 | 0.1404 | 0.10303 | 0.071826 | 0.047688 | 0.030222 | 0.018321 | 0.010643 | 2.4708
0.11406 | 82.6168 | University | Advanced Rooftop Controller-Retro-University | 0.0074787 | 0.011708 | 0.023319 | 0.040641 | 0.06296 | 0.087783 | 0.11127 | 0.12928 | 0.13865 | 0.13808 | 0.12835 | 0.11185 | 0.09173 | 0.071053 | 0.05214 | 0.036349 | 0.024133 | 0.015294 | 0.0092715 | 0.0053862 | 1.2504
0.049954 | 74.4447 | Warehouse | Advanced Rooftop Controller-Retro-Warehouse | 0.012032 | 0.018843 | 0.037546 | 0.065462 | 0.10145 | 0.14151 | 0.17943 | 0.20857 | 0.22378 | 0.22295 | 0.20732 | 0.18073 | 0.14829 | 0.11491 | 0.084356 | 0.05883 | 0.039075 | 0.024774 | 0.015024 | 0.0087316 | 2.027
0.9881 | 22.6142 | Supermarket | Advanced Rooftop Controller-Retro-Supermarket | 0.028493 | 0.044386 | 0.087973 | 0.15257 | 0.23519 | 0.3263 | 0.41156 | 0.47583 | 0.50782 | 0.50325 | 0.46547 | 0.40362 | 0.3294 | 0.2539 | 0.1854 | 0.12861 | 0.084969 | 0.053584 | 0.032323 | 0.018685 | 4.3377
0.9881 | 22.6142 | MiniMart | Advanced Rooftop Controller-Retro-MiniMart | 0.011929 | 0.018663 | 0.03715 | 0.064705 | 0.10018 | 0.13959 | 0.17682 | 0.20531 | 0.22006 | 0.21902 | 0.20346 | 0.17719 | 0.14523 | 0.11242 | 0.082447 | 0.05744 | 0.038113 | 0.024139 | 0.014624 | 0.0084904 | 1.971
2.1564 | 27.5409 | Restaurant | Advanced Rooftop Controller-Retro-Restaurant | 0.059673 | 0.093357 | 0.18583 | 0.32367 | 0.50111 | 0.69825 | 0.88448 | 1.027 | 1.1008 | 1.0956 | 1.0177 | 0.88632 | 0.72647 | 0.56236 | 0.41242 | 0.28733 | 0.19065 | 0.12075 | 0.073153 | 0.042471 | 9.8594
0.12236 | 46.2291 | Lodging | Advanced Rooftop Controller-Retro-Lodging | 0.011175 | 0.017525 | 0.034965 | 0.061042 | 0.094726 | 0.1323 | 0.16798 | 0.1955 | 0.21003 | 0.20953 | 0.19509 | 0.1703 | 0.13991 | 0.10856 | 0.079796 | 0.055723 | 0.03706 | 0.023527 | 0.014286 | 0.0083137 | 1.93
0.1222 | 50.0924 | Hospital | Advanced Rooftop Controller-Retro-Hospital | 0.0068892 | 0.010806 | 0.021567 | 0.037664 | 0.058465 | 0.081679 | 0.10374 | 0.12077 | 0.12979 | 0.12952 | 0.12063 | 0.10533 | 0.086558 | 0.067182 | 0.049398 | 0.034506 | 0.022956 | 0.014578 | 0.0088547 | 0.0051544 | 1.1966
0.75764 | 25.05 | Residential Care | Advanced Rooftop Controller-Retro-Residential Care | 0.05236 | 0.082108 | 0.16382 | 0.286 | 0.44382 | 0.61986 | 0.78702 | 0.91599 | 0.98408 | 0.98172 | 0.91407 | 0.79789 | 0.65551 | 0.50862 | 0.37387 | 0.26108 | 0.17364 | 0.11023 | 0.066936 | 0.038952 | 9.0425
0.75826 | 16.0153 | Assembly | Advanced Rooftop Controller-Retro-Assembly | 0.153 | 0.23942 | 0.4767 | 0.83048 | 1.2861 | 1.7924 | 2.271 | 2.6376 | 2.8278 | 2.8151 | 2.6156 | 2.2784 | 1.8679 | 1.4463 | 1.0609 | 0.73931 | 0.49066 | 0.31084 | 0.18836 | 0.10938 | 25.3924
0.15179 | 38.787 | Other | Advanced Rooftop Controller-Retro-Other | 0.027918 | 0.04349 | 0.086197 | 0.14949 | 0.23044 | 0.31972 | 0.40325 | 0.46622 | 0.49757 | 0.49309 | 0.45607 | 0.39547 | 0.32275 | 0.24877 | 0.18166 | 0.12601 | 0.083253 | 0.052503 | 0.03167 | 0.018308 | 4.2501
|  |  |  | 0.71877 | 1.1248 | 2.2395 | 3.9017 | 6.0422 | 8.4213 | 10.6702 | 12.3931 | 13.287 | 13.2279 | 12.2911 | 10.7068 | 8.7782 | 6.7972 | 4.9862 | 3.4748 | 2.3063 | 1.4611 | 0.88544 | 0.51422 | 119.3728
RECOMBINE MEASURE BUNDLES INTO SUPPLY CURVE CUMULATIVE
|  |  |  | 2016 | 2017 | 2018 | 2019 | 2020 | 2021 | 2022 | 2023 | 2024 | 2025 | 2026 | 2027 | 2028 | 2029 | 2030 | 2031 | 2032 | 2033 | 2034 | 2035 | Max
|  | lvlcost | lvlcost | aMW_2016 | aMW_2017 | aMW_2018 | aMW_2019 | aMW_2020 | aMW_2021 | aMW_2022 | aMW_2023 | aMW_2024 | aMW_2025 | aMW_2026 | aMW_2027 | aMW_2028 | aMW_2029 | aMW_2030 | aMW_2031 | aMW_2032 | aMW_2033 | aMW_2034 | aMW_2035 | max
| Block 1: <= 0 mills/kWh | >=-9999 | <=0 | 0 | 0 | 0 | 0 | 0 | 0 | 0 | 0 | 0 | 0 | 0 | 0 | 0 | 0 | 0 | 0 | 0 | 0 | 0 | 0 | 0
| Block 2: <= 10 mills/kWh | >0 | <=10 | 0.21336 | 0.33384 | 0.6646 | 1.1577 | 1.7926 | 2.4981 | 3.1647 | 3.6752 | 3.9397 | 3.9216 | 3.6433 | 3.1732 | 2.6012 | 2.0139 | 1.4771 | 1.0292 | 0.68298 | 0.43262 | 0.26212 | 0.1522 | 35.3327
| Block 3: 10-20 mills/kWh | >10 | <=20 | 0.36636 | 0.57326 | 1.1413 | 1.9882 | 3.0786 | 4.2905 | 5.4358 | 6.3128 | 6.7675 | 6.7367 | 6.2589 | 5.4516 | 4.4692 | 3.4602 | 2.538 | 1.7685 | 1.1736 | 0.74346 | 0.45048 | 0.26158 | 60.7251
| Block 4: 20-30 mills/kWh | >20 | <=30 | 0.54094 | 0.84639 | 1.685 | 2.9352 | 4.5448 | 6.3335 | 8.0238 | 9.3181 | 9.9888 | 9.9429 | 9.2375 | 8.0457 | 6.5955 | 5.1063 | 3.7453 | 2.6097 | 1.7318 | 1.097 | 0.6647 | 0.38597 | 89.5994
| Block 5: 30-40 mills/kWh | >30 | <=40 | 0.56886 | 0.88988 | 1.7712 | 3.0847 | 4.7753 | 6.6532 | 8.427 | 9.7843 | 10.4864 | 10.436 | 9.6936 | 8.4412 | 6.9182 | 5.3551 | 3.927 | 2.7357 | 1.8151 | 1.1495 | 0.69637 | 0.40427 | 93.8495
| Block 6: 40-50 mills/kWh | >40 | <=50 | 0.58003 | 0.90741 | 1.8062 | 3.1457 | 4.87 | 6.7855 | 8.595 | 9.9798 | 10.6964 | 10.6456 | 9.8887 | 8.6115 | 7.0582 | 5.4636 | 4.0068 | 2.7914 | 1.8521 | 1.1731 | 0.71066 | 0.41259 | 95.7795
| Block 7: 50-60 mills/kWh | >50 | <=60 | 0.58692 | 0.91821 | 1.8277 | 3.1834 | 4.9285 | 6.8672 | 8.6988 | 10.1006 | 10.8262 | 10.7751 | 10.0093 | 8.7168 | 7.1447 | 5.5308 | 4.0561 | 2.8259 | 1.8751 | 1.1876 | 0.71951 | 0.41774 | 96.976
| Block 8: 60-70 mills/kWh | >60 | <=70 | 0.64031 | 1.0019 | 1.9946 | 3.4744 | 5.3799 | 7.4973 | 9.4983 | 11.0306 | 11.8247 | 11.7706 | 10.9357 | 9.525 | 7.8082 | 6.0454 | 4.4341 | 3.0897 | 2.0504 | 1.2989 | 0.78702 | 0.45701 | 106.0908
| Block 9: 70-80 mills/kWh | >70 | <=80 | 0.69651 | 1.0899 | 2.1701 | 3.7807 | 5.8548 | 8.1601 | 10.3391 | 12.0084 | 12.8744 | 12.8169 | 11.9091 | 10.374 | 8.5052 | 6.5857 | 4.831 | 3.3667 | 2.2345 | 1.4156 | 0.85785 | 0.49819 | 115.6517
| Block 10: 80-90 mills/kWh | >80 | <=90 | 0.71877 | 1.1248 | 2.2395 | 3.9017 | 6.0422 | 8.4213 | 10.6702 | 12.3931 | 13.287 | 13.2279 | 12.2911 | 10.7068 | 8.7782 | 6.7972 | 4.9862 | 3.4748 | 2.3063 | 1.4611 | 0.88544 | 0.51422 | 119.3728
| Block 11: 90-100 mills/kWh | >90 | <=100 | 0.71877 | 1.1248 | 2.2395 | 3.9017 | 6.0422 | 8.4213 | 10.6702 | 12.3931 | 13.287 | 13.2279 | 12.2911 | 10.7068 | 8.7782 | 6.7972 | 4.9862 | 3.4748 | 2.3063 | 1.4611 | 0.88544 | 0.51422 | 119.3728
| Block 12: 100-110 mills/kWh | >100 | <=110 | 0.71877 | 1.1248 | 2.2395 | 3.9017 | 6.0422 | 8.4213 | 10.6702 | 12.3931 | 13.287 | 13.2279 | 12.2911 | 10.7068 | 8.7782 | 6.7972 | 4.9862 | 3.4748 | 2.3063 | 1.4611 | 0.88544 | 0.51422 | 119.3728
| Block 13: 110-120 mills/kWh | >110 | <=120 | 0.71877 | 1.1248 | 2.2395 | 3.9017 | 6.0422 | 8.4213 | 10.6702 | 12.3931 | 13.287 | 13.2279 | 12.2911 | 10.7068 | 8.7782 | 6.7972 | 4.9862 | 3.4748 | 2.3063 | 1.4611 | 0.88544 | 0.51422 | 119.3728
| Block 14: 120-130 mills/kWh | >120 | <=130 | 0.71877 | 1.1248 | 2.2395 | 3.9017 | 6.0422 | 8.4213 | 10.6702 | 12.3931 | 13.287 | 13.2279 | 12.2911 | 10.7068 | 8.7782 | 6.7972 | 4.9862 | 3.4748 | 2.3063 | 1.4611 | 0.88544 | 0.51422 | 119.3728
| Block 15: 130-140 mills/kWh | >130 | <=140 | 0.71877 | 1.1248 | 2.2395 | 3.9017 | 6.0422 | 8.4213 | 10.6702 | 12.3931 | 13.287 | 13.2279 | 12.2911 | 10.7068 | 8.7782 | 6.7972 | 4.9862 | 3.4748 | 2.3063 | 1.4611 | 0.88544 | 0.51422 | 119.3728
| Block 16: 140-150 mills/kWh | >140 | <=150 | 0.71877 | 1.1248 | 2.2395 | 3.9017 | 6.0422 | 8.4213 | 10.6702 | 12.3931 | 13.287 | 13.2279 | 12.2911 | 10.7068 | 8.7782 | 6.7972 | 4.9862 | 3.4748 | 2.3063 | 1.4611 | 0.88544 | 0.51422 | 119.3728
| Block 17: 150-160 mills/kWh | >150 | <=160 | 0.71877 | 1.1248 | 2.2395 | 3.9017 | 6.0422 | 8.4213 | 10.6702 | 12.3931 | 13.287 | 13.2279 | 12.2911 | 10.7068 | 8.7782 | 6.7972 | 4.9862 | 3.4748 | 2.3063 | 1.4611 | 0.88544 | 0.51422 | 119.3728
| Block 18: 160-170 mills/kWh | >160 | <=170 | 0.71877 | 1.1248 | 2.2395 | 3.9017 | 6.0422 | 8.4213 | 10.6702 | 12.3931 | 13.287 | 13.2279 | 12.2911 | 10.7068 | 8.7782 | 6.7972 | 4.9862 | 3.4748 | 2.3063 | 1.4611 | 0.88544 | 0.51422 | 119.3728
| Block 19: 170-180 mills/kWh | >170 | <=180 | 0.71877 | 1.1248 | 2.2395 | 3.9017 | 6.0422 | 8.4213 | 10.6702 | 12.3931 | 13.287 | 13.2279 | 12.2911 | 10.7068 | 8.7782 | 6.7972 | 4.9862 | 3.4748 | 2.3063 | 1.4611 | 0.88544 | 0.51422 | 119.3728
| Block 20: 180-190 mills/kWh | >180 | <=190 | 0.71877 | 1.1248 | 2.2395 | 3.9017 | 6.0422 | 8.4213 | 10.6702 | 12.3931 | 13.287 | 13.2279 | 12.2911 | 10.7068 | 8.7782 | 6.7972 | 4.9862 | 3.4748 | 2.3063 | 1.4611 | 0.88544 | 0.51422 | 119.3728
| Block 21: 190-200 mills/kWh | >190 | <=200 | 0.71877 | 1.1248 | 2.2395 | 3.9017 | 6.0422 | 8.4213 | 10.6702 | 12.3931 | 13.287 | 13.2279 | 12.2911 | 10.7068 | 8.7782 | 6.7972 | 4.9862 | 3.4748 | 2.3063 | 1.4611 | 0.88544 | 0.51422 | 119.3728
| Block 22: 200-210 mills/kWh | >200 | <=210 | 0.71877 | 1.1248 | 2.2395 | 3.9017 | 6.0422 | 8.4213 | 10.6702 | 12.3931 | 13.287 | 13.2279 | 12.2911 | 10.7068 | 8.7782 | 6.7972 | 4.9862 | 3.4748 | 2.3063 | 1.4611 | 0.88544 | 0.51422 | 119.3728
| Block 23: 210-220 mills/kWh | >210 | <=220 | 0.71877 | 1.1248 | 2.2395 | 3.9017 | 6.0422 | 8.4213 | 10.6702 | 12.3931 | 13.287 | 13.2279 | 12.2911 | 10.7068 | 8.7782 | 6.7972 | 4.9862 | 3.4748 | 2.3063 | 1.4611 | 0.88544 | 0.51422 | 119.3728
| Block 24: 220-230 mills/kWh | >220 | <=230 | 0.71877 | 1.1248 | 2.2395 | 3.9017 | 6.0422 | 8.4213 | 10.6702 | 12.3931 | 13.287 | 13.2279 | 12.2911 | 10.7068 | 8.7782 | 6.7972 | 4.9862 | 3.4748 | 2.3063 | 1.4611 | 0.88544 | 0.51422 | 119.3728
| Block 25: 230-240 mills/kWh | >230 | <=240 | 0.71877 | 1.1248 | 2.2395 | 3.9017 | 6.0422 | 8.4213 | 10.6702 | 12.3931 | 13.287 | 13.2279 | 12.2911 | 10.7068 | 8.7782 | 6.7972 | 4.9862 | 3.4748 | 2.3063 | 1.4611 | 0.88544 | 0.51422 | 119.3728
| Block 26: 240-250 mills/kWh | >240 | <=250 | 0.71877 | 1.1248 | 2.2395 | 3.9017 | 6.0422 | 8.4213 | 10.6702 | 12.3931 | 13.287 | 13.2279 | 12.2911 | 10.7068 | 8.7782 | 6.7972 | 4.9862 | 3.4748 | 2.3063 | 1.4611 | 0.88544 | 0.51422 | 119.3728
| Block 27: 250-260 mills/kWh | >250 | <=260 | 0.71877 | 1.1248 | 2.2395 | 3.9017 | 6.0422 | 8.4213 | 10.6702 | 12.3931 | 13.287 | 13.2279 | 12.2911 | 10.7068 | 8.7782 | 6.7972 | 4.9862 | 3.4748 | 2.3063 | 1.4611 | 0.88544 | 0.51422 | 119.3728
| Block 28: 260-270 mills/kWh | >260 | <=270 | 0.71877 | 1.1248 | 2.2395 | 3.9017 | 6.0422 | 8.4213 | 10.6702 | 12.3931 | 13.287 | 13.2279 | 12.2911 | 10.7068 | 8.7782 | 6.7972 | 4.9862 | 3.4748 | 2.3063 | 1.4611 | 0.88544 | 0.51422 | 119.3728
| Block 29: 270-280 mills/kWh | >270 | <=280 | 0.71877 | 1.1248 | 2.2395 | 3.9017 | 6.0422 | 8.4213 | 10.6702 | 12.3931 | 13.287 | 13.2279 | 12.2911 | 10.7068 | 8.7782 | 6.7972 | 4.9862 | 3.4748 | 2.3063 | 1.4611 | 0.88544 | 0.51422 | 119.3728
| Block 30: 280-290 mills/kWh | >280 | <=290 | 0.71877 | 1.1248 | 2.2395 | 3.9017 | 6.0422 | 8.4213 | 10.6702 | 12.3931 | 13.287 | 13.2279 | 12.2911 | 10.7068 | 8.7782 | 6.7972 | 4.9862 | 3.4748 | 2.3063 | 1.4611 | 0.88544 | 0.51422 | 119.3728
| Block 31: 290-300 mills/kWh | >290 | <=300 | 0.71877 | 1.1248 | 2.2395 | 3.9017 | 6.0422 | 8.4213 | 10.6702 | 12.3931 | 13.287 | 13.2279 | 12.2911 | 10.7068 | 8.7782 | 6.7972 | 4.9862 | 3.4748 | 2.3063 | 1.4611 | 0.88544 | 0.51422 | 119.3728
| Block 32: >300 mills/kWh | >300 | <=999 | 0.71877 | 1.1248 | 2.2395 | 3.9017 | 6.0422 | 8.4213 | 10.6702 | 12.3931 | 13.287 | 13.2279 | 12.2911 | 10.7068 | 8.7782 | 6.7972 | 4.9862 | 3.4748 | 2.3063 | 1.4611 | 0.88544 | 0.51422 | 119.3728
|  |  |  | 0.71877 | 1.1248 | 2.2395 | 3.9017 | 6.0422 | 8.4213 | 10.6702 | 12.3931 | 13.287 | 13.2279 | 12.2911 | 10.7068 | 8.7782 | 6.7972 | 4.9862 | 3.4748 | 2.3063 | 1.4611 | 0.88544 | 0.51422 | 119.3728
RECOMBINE MEASURE BUNDLES INTO SUPPLY CURVE INCREMENTAL
|  |  | Advanced Rooftop Controller-Retro | 2016 | 2017 | 2018 | 2019 | 2020 | 2021 | 2022 | 2023 | 2024 | 2025 | 2026 | 2027 | 2028 | 2029 | 2030 | 2031 | 2032 | 2033 | 2034 | 2035 | Max
|  |  |  | aMW_2016 | aMW_2017 | aMW_2018 | aMW_2019 | aMW_2020 | aMW_2021 | aMW_2022 | aMW_2023 | aMW_2024 | aMW_2025 | aMW_2026 | aMW_2027 | aMW_2028 | aMW_2029 | aMW_2030 | aMW_2031 | aMW_2032 | aMW_2033 | aMW_2034 | aMW_2035 | aMW_
|  | Block 1: <= 0 mills/kWh |  | 0 | 0 | 0 | 0 | 0 | 0 | 0 | 0 | 0 | 0 | 0 | 0 | 0 | 0 | 0 | 0 | 0 | 0 | 0 | 0 | 0
|  | Block 2: <= 10 mills/kWh |  | 0.21336 | 0.33384 | 0.6646 | 1.1577 | 1.7926 | 2.4981 | 3.1647 | 3.6752 | 3.9397 | 3.9216 | 3.6433 | 3.1732 | 2.6012 | 2.0139 | 1.4771 | 1.0292 | 0.68298 | 0.43262 | 0.26212 | 0.1522 | 35.3327
|  | Block 3: 10-20 mills/kWh |  | 0.153 | 0.23942 | 0.4767 | 0.83048 | 1.2861 | 1.7924 | 2.271 | 2.6376 | 2.8278 | 2.8151 | 2.6156 | 2.2784 | 1.8679 | 1.4463 | 1.0609 | 0.73931 | 0.49066 | 0.31084 | 0.18836 | 0.10938 | 25.3924
|  | Block 4: 20-30 mills/kWh |  | 0.17458 | 0.27313 | 0.54369 | 0.94699 | 1.4662 | 2.043 | 2.588 | 3.0053 | 3.2213 | 3.2062 | 2.9785 | 2.5941 | 2.1263 | 1.6461 | 1.2073 | 0.84118 | 0.55819 | 0.35356 | 0.21422 | 0.12438 | 28.8743
|  | Block 5: 30-40 mills/kWh |  | 0.027918 | 0.04349 | 0.086197 | 0.14949 | 0.23044 | 0.31972 | 0.40325 | 0.46622 | 0.49757 | 0.49309 | 0.45607 | 0.39547 | 0.32275 | 0.24877 | 0.18166 | 0.12601 | 0.083253 | 0.052503 | 0.03167 | 0.018308 | 4.2501
|  | Block 6: 40-50 mills/kWh |  | 0.011175 | 0.017525 | 0.034965 | 0.061042 | 0.094726 | 0.1323 | 0.16798 | 0.1955 | 0.21003 | 0.20953 | 0.19509 | 0.1703 | 0.13991 | 0.10856 | 0.079796 | 0.055723 | 0.03706 | 0.023527 | 0.014286 | 0.0083137 | 1.93
|  | Block 7: 50-60 mills/kWh |  | 0.0068892 | 0.010806 | 0.021567 | 0.037664 | 0.058465 | 0.081679 | 0.10374 | 0.12077 | 0.12979 | 0.12952 | 0.12063 | 0.10533 | 0.086558 | 0.067182 | 0.049398 | 0.034506 | 0.022956 | 0.014578 | 0.0088547 | 0.0051544 | 1.1966
|  | Block 8: 60-70 mills/kWh |  | 0.053385 | 0.083665 | 0.16683 | 0.29107 | 0.45142 | 0.6301 | 0.79953 | 0.92999 | 0.99853 | 0.99553 | 0.92637 | 0.80814 | 0.66353 | 0.51453 | 0.37799 | 0.2638 | 0.17534 | 0.11125 | 0.067511 | 0.039263 | 9.1147
|  | Block 9: 70-80 mills/kWh |  | 0.056209 | 0.088072 | 0.17558 | 0.30628 | 0.47492 | 0.66276 | 0.84082 | 0.97782 | 1.0497 | 1.0463 | 0.97344 | 0.84904 | 0.69697 | 0.54036 | 0.39688 | 0.27693 | 0.18403 | 0.11674 | 0.07083 | 0.041185 | 9.5609
|  | Block 10: 80-90 mills/kWh |  | 0.022257 | 0.034842 | 0.069398 | 0.12095 | 0.18737 | 0.26125 | 0.33113 | 0.38474 | 0.41263 | 0.41094 | 0.38197 | 0.33285 | 0.27299 | 0.21146 | 0.15517 | 0.10817 | 0.071821 | 0.045517 | 0.027592 | 0.016029 | 3.7211
|  | Block 11: 90-100 mills/kWh |  | 0 | 0 | 0 | 0 | 0 | 0 | 0 | 0 | 0 | 0 | 0 | 0 | 0 | 0 | 0 | 0 | 0 | 0 | 0 | 0 | 0
|  | Block 12: 100-110 mills/kWh |  | 0 | 0 | 0 | 0 | 0 | 0 | 0 | 0 | 0 | 0 | 0 | 0 | 0 | 0 | 0 | 0 | 0 | 0 | 0 | 0 | 0
|  | Block 13: 110-120 mills/kWh |  | 0 | 0 | 0 | 0 | 0 | 0 | 0 | 0 | 0 | 0 | 0 | 0 | 0 | 0 | 0 | 0 | 0 | 0 | 0 | 0 | 0
|  | Block 14: 120-130 mills/kWh |  | 0 | 0 | 0 | 0 | 0 | 0 | 0 | 0 | 0 | 0 | 0 | 0 | 0 | 0 | 0 | 0 | 0 | 0 | 0 | 0 | 0
|  | Block 15: 130-140 mills/kWh |  | 0 | 0 | 0 | 0 | 0 | 0 | 0 | 0 | 0 | 0 | 0 | 0 | 0 | 0 | 0 | 0 | 0 | 0 | 0 | 0 | 0
|  | Block 16: 140-150 mills/kWh |  | 0 | 0 | 0 | 0 | 0 | 0 | 0 | 0 | 0 | 0 | 0 | 0 | 0 | 0 | 0 | 0 | 0 | 0 | 0 | 0 | 0
|  | Block 17: 150-160 mills/kWh |  | 0 | 0 | 0 | 0 | 0 | 0 | 0 | 0 | 0 | 0 | 0 | 0 | 0 | 0 | 0 | 0 | 0 | 0 | 0 | 0 | 0
|  | Block 18: 160-170 mills/kWh |  | 0 | 0 | 0 | 0 | 0 | 0 | 0 | 0 | 0 | 0 | 0 | 0 | 0 | 0 | 0 | 0 | 0 | 0 | 0 | 0 | 0
|  | Block 19: 170-180 mills/kWh |  | 0 | 0 | 0 | 0 | 0 | 0 | 0 | 0 | 0 | 0 | 0 | 0 | 0 | 0 | 0 | 0 | 0 | 0 | 0 | 0 | 0
|  | Block 20: 180-190 mills/kWh |  | 0 | 0 | 0 | 0 | 0 | 0 | 0 | 0 | 0 | 0 | 0 | 0 | 0 | 0 | 0 | 0 | 0 | 0 | 0 | 0 | 0
|  | Block 21: 190-200 mills/kWh |  | 0 | 0 | 0 | 0 | 0 | 0 | 0 | 0 | 0 | 0 | 0 | 0 | 0 | 0 | 0 | 0 | 0 | 0 | 0 | 0 | 0
|  | Block 22: 200-210 mills/kWh |  | 0 | 0 | 0 | 0 | 0 | 0 | 0 | 0 | 0 | 0 | 0 | 0 | 0 | 0 | 0 | 0 | 0 | 0 | 0 | 0 | 0
|  | Block 23: 210-220 mills/kWh |  | 0 | 0 | 0 | 0 | 0 | 0 | 0 | 0 | 0 | 0 | 0 | 0 | 0 | 0 | 0 | 0 | 0 | 0 | 0 | 0 | 0
|  | Block 24: 220-230 mills/kWh |  | 0 | 0 | 0 | 0 | 0 | 0 | 0 | 0 | 0 | 0 | 0 | 0 | 0 | 0 | 0 | 0 | 0 | 0 | 0 | 0 | 0
|  | Block 25: 230-240 mills/kWh |  | 0 | 0 | 0 | 0 | 0 | 0 | 0 | 0 | 0 | 0 | 0 | 0 | 0 | 0 | 0 | 0 | 0 | 0 | 0 | 0 | 0
|  | Block 26: 240-250 mills/kWh |  | 0 | 0 | 0 | 0 | 0 | 0 | 0 | 0 | 0 | 0 | 0 | 0 | 0 | 0 | 0 | 0 | 0 | 0 | 0 | 0 | 0
|  | Block 27: 250-260 mills/kWh |  | 0 | 0 | 0 | 0 | 0 | 0 | 0 | 0 | 0 | 0 | 0 | 0 | 0 | 0 | 0 | 0 | 0 | 0 | 0 | 0 | 0
|  | Block 28: 260-270 mills/kWh |  | 0 | 0 | 0 | 0 | 0 | 0 | 0 | 0 | 0 | 0 | 0 | 0 | 0 | 0 | 0 | 0 | 0 | 0 | 0 | 0 | 0
|  | Block 29: 270-280 mills/kWh |  | 0 | 0 | 0 | 0 | 0 | 0 | 0 | 0 | 0 | 0 | 0 | 0 | 0 | 0 | 0 | 0 | 0 | 0 | 0 | 0 | 0
|  | Block 30: 280-290 mills/kWh |  | 0 | 0 | 0 | 0 | 0 | 0 | 0 | 0 | 0 | 0 | 0 | 0 | 0 | 0 | 0 | 0 | 0 | 0 | 0 | 0 | 0
|  | Block 31: 290-300 mills/kWh |  | 0 | 0 | 0 | 0 | 0 | 0 | 0 | 0 | 0 | 0 | 0 | 0 | 0 | 0 | 0 | 0 | 0 | 0 | 0 | 0 | 0
|  | Block 32: >300 mills/kWh |  | 0 | 0 | 0 | 0 | 0 | 0 | 0 | 0 | 0 | 0 | 0 | 0 | 0 | 0 | 0 | 0 | 0 | 0 | 0 | 0 | 0
|  | Total per Year |  | 0.71877 | 1.1248 | 2.2395 | 3.9017 | 6.0422 | 8.4213 | 10.6702 | 12.3931 | 13.287 | 13.2279 | 12.2911 | 10.7068 | 8.7782 | 6.7972 | 4.9862 | 3.4748 | 2.3063 | 1.4611 | 0.88544 | 0.51422
|  | Total Cumulative |  | 0.71877 | 1.8436 | 4.0831 | 7.9848 | 14.0269 | 22.4483 | 33.1185 | 45.5116 | 58.7986 | 72.0265 | 84.3176 | 95.0244 | 103.8026 | 110.5998 | 115.586 | 119.0608 | 121.3671 | 122.8283 | 123.7137 | 124.2279 | 119.3728
|  | Ramp Rate | Retro3Slow | 0.5532% | 0.8696% | 1.739% | 3.044% | 4.734% | 6.628% | 8.436% | 9.842% | 10.6% | 10.6% | 9.892% | 8.656% | 7.128% | 5.544% | 4.085% | 2.86% | 1.906% | 1.213% | 0.7385% | 0.4308%
|  | Ramp Rate - Cumulative | Retro3Slow | 0.5532% | 1.423% | 3.162% | 6.206% | 10.94% | 17.57% | 26% | 35.85% | 46.44% | 57.04% | 66.94% | 75.59% | 82.72% | 88.26% | 92.35% | 95.21% | 97.12% | 98.33% | 99.07% | 99.5%

## Measure InputOutput_Out
Shaped Savings Results; By Category and sorted by TRC BC ratio
[14 empty] | Savings Allocation by Category and Month for Segments 1 | [11 empty] | Savings Allocation by Category and Month for Segments 2
Category | Measure | Busbar Savings | First Cost | Admin Cost | First Year Program Cost | PV Cost | PV Benefits | Unit Program Cost: First Year Program Cost in $/average annual kW saved | Utility System Net Levelized Cost (Net of T&D Capacity Benefits, Act Credit & Risk-Mitigation) in mills/kWh | TRC Net Levelized Cost (Net of All Benefits) in mills/kWh | TRC B/C Ratio | Net Electric & Gas System CO2 Avoided (Lifetime Tons) | Wholesale KW | Jan | Feb | Mar | Apr | May | Jun | Jul | Aug | Sep | Oct | Nov | Dec | Jan | Feb | Mar | Apr | May | Jun | Jul | Aug | Sep | Oct | Nov | Dec
Advanced Rooftop Controller-Retro-Large Ret |  | 1.2357 | 0.18359 | 0.036719 | 0.22031 | 0.28078 | 0.82239 | 1561.7878 | -1.269 | 6.0459 | 2.929 | 0.01174 | 0.0002323 | 0.077486 | 0.069673 | 0.080175 | 0.074589 | 0.076151 | 0.075379 | 0.071611 | 0.074616 | 0.069716 | 0.079489 | 0.070343 | 0.076586 | 0.032898 | 0.028265 | 0.027112 | 0.028309 | 0.027775 | 0.024372 | 0.028616 | 0.023468 | 0.028891 | 0.025949 | 0.031133 | 0.033124
Advanced Rooftop Controller-Retro-Xlarge Ret |  | 1.0065 | 0.18118 | 0.036236 | 0.21741 | 0.27709 | 0.66984 | 1892.2344 | 0.72075 | 9.5834 | 2.4175 | 0.0095619 | 0.00018921 | 0.063113 | 0.056749 | 0.065304 | 0.060753 | 0.062026 | 0.061397 | 0.058328 | 0.060776 | 0.056784 | 0.064744 | 0.057295 | 0.06238 | 0.026795 | 0.023022 | 0.022083 | 0.023058 | 0.022623 | 0.019851 | 0.023308 | 0.019115 | 0.023532 | 0.021136 | 0.025358 | 0.02698
Advanced Rooftop Controller-Retro-Assembly |  | 0.75826 | 0.17983 | 0.035966 | 0.2158 | 0.27503 | 0.50463 | 2493.0599 | 4.3386 | 16.0153 | 1.8349 | 0.0072036 | 0.00014254 | 0.047547 | 0.042752 | 0.049197 | 0.045769 | 0.046727 | 0.046254 | 0.043942 | 0.045786 | 0.042779 | 0.048776 | 0.043164 | 0.046994 | 0.020186 | 0.017344 | 0.016636 | 0.017371 | 0.017043 | 0.014955 | 0.017559 | 0.0144 | 0.017728 | 0.015923 | 0.019104 | 0.020325
Advanced Rooftop Controller-Retro-Medium Ret |  | 0.4244 | 0.11607 | 0.023214 | 0.13928 | 0.17751 | 0.28244 | 2874.9167 | 6.6379 | 20.1031 | 1.5911 | 0.0040318 | 7.9781e-05 | 0.026612 | 0.023928 | 0.027535 | 0.025617 | 0.026153 | 0.025888 | 0.024594 | 0.025626 | 0.023943 | 0.0273 | 0.024159 | 0.026302 | 0.011298 | 0.0097072 | 0.0093112 | 0.0097225 | 0.009539 | 0.0083702 | 0.0098277 | 0.0080597 | 0.0099224 | 0.0089119 | 0.010692 | 0.011376
Advanced Rooftop Controller-Retro-Supermarket |  | 0.9881 | 0.29228 | 0.058457 | 0.35074 | 0.447 | 0.65759 | 3109.4896 | 8.0503 | 22.6142 | 1.4711 | 0.009387 | 0.00018575 | 0.061959 | 0.055711 | 0.064109 | 0.059642 | 0.060891 | 0.060274 | 0.057261 | 0.059664 | 0.055745 | 0.06356 | 0.056247 | 0.061239 | 0.026305 | 0.022601 | 0.021679 | 0.022636 | 0.022209 | 0.019488 | 0.022881 | 0.018765 | 0.023102 | 0.020749 | 0.024895 | 0.026486
Advanced Rooftop Controller-Retro-MiniMart |  | 0.9881 | 0.29228 | 0.058457 | 0.35074 | 0.447 | 0.65759 | 3109.4896 | 8.0503 | 22.6142 | 1.4711 | 0.009387 | 0.00018575 | 0.061959 | 0.055711 | 0.064109 | 0.059642 | 0.060891 | 0.060274 | 0.057261 | 0.059664 | 0.055745 | 0.06356 | 0.056247 | 0.061239 | 0.026305 | 0.022601 | 0.021679 | 0.022636 | 0.022209 | 0.019488 | 0.022881 | 0.018765 | 0.023102 | 0.020749 | 0.024895 | 0.026486
Advanced Rooftop Controller-Retro-Residential Care |  | 0.75764 | 0.21501 | 0.043001 | 0.25801 | 0.32882 | 0.4529 | 2983.1394 | 11.0779 | 25.05 | 1.3773 | 0.0071976 | 9.1873e-05 | 0.035909 | 0.032985 | 0.038502 | 0.035674 | 0.037492 | 0.038054 | 0.037191 | 0.040247 | 0.035285 | 0.038956 | 0.034248 | 0.035766 | 0.028091 | 0.024725 | 0.025175 | 0.025828 | 0.026542 | 0.024787 | 0.028392 | 0.025754 | 0.027607 | 0.025235 | 0.027195 | 0.028
Advanced Rooftop Controller-Retro-Restaurant |  | 2.1564 | 0.73229 | 0.14646 | 0.87875 | 1.1199 | 1.4351 | 3569.7089 | 10.8215 | 27.5409 | 1.2814 | 0.020486 | 0.00040538 | 0.13522 | 0.12158 | 0.13991 | 0.13016 | 0.13289 | 0.13154 | 0.12497 | 0.13021 | 0.12166 | 0.13871 | 0.12275 | 0.13365 | 0.057409 | 0.049324 | 0.047312 | 0.049402 | 0.04847 | 0.042531 | 0.049937 | 0.040953 | 0.050418 | 0.045283 | 0.05433 | 0.057804
Advanced Rooftop Controller-Retro-Other |  | 0.15179 | 0.066714 | 0.013343 | 0.080057 | 0.10203 | 0.10102 | 4620.2452 | 17.1472 | 38.787 | 0.99008 | 0.001442 | 2.8534e-05 | 0.0095179 | 0.0085581 | 0.0098482 | 0.009162 | 0.0093538 | 0.009259 | 0.0087962 | 0.0091653 | 0.0085633 | 0.0097638 | 0.0086405 | 0.0094072 | 0.0040409 | 0.0034718 | 0.0033302 | 0.0034773 | 0.0034117 | 0.0029937 | 0.0035149 | 0.0028826 | 0.0035488 | 0.0031874 | 0.0038242 | 0.0040687
Advanced Rooftop Controller-Retro-Lodging |  | 0.12236 | 0.06187 | 0.012374 | 0.074244 | 0.09462 | 0.081429 | 5315.4307 | 21.3332 | 46.2291 | 0.86059 | 0.0011624 | 2.3001e-05 | 0.0076723 | 0.0068987 | 0.0079386 | 0.0073855 | 0.0075401 | 0.0074637 | 0.0070906 | 0.0073882 | 0.0069029 | 0.0078706 | 0.0069651 | 0.0075832 | 0.0032574 | 0.0027986 | 0.0026845 | 0.002803 | 0.0027502 | 0.0024132 | 0.0028334 | 0.0023237 | 0.0028607 | 0.0025693 | 0.0030827 | 0.0032798
Advanced Rooftop Controller-Retro-Hospital |  | 0.1222 | 0.06187 | 0.012374 | 0.074244 | 0.09462 | 0.073045 | 5322.4328 | 25.1637 | 50.0924 | 0.77198 | 0.0011609 | 1.4818e-05 | 0.0057915 | 0.0053199 | 0.0062098 | 0.0057536 | 0.0060469 | 0.0061375 | 0.0059983 | 0.0064912 | 0.0056909 | 0.0062829 | 0.0055236 | 0.0057685 | 0.0045306 | 0.0039878 | 0.0040603 | 0.0041656 | 0.0042808 | 0.0039977 | 0.0045792 | 0.0041538 | 0.0044526 | 0.00407 | 0.0043862 | 0.0045159
Advanced Rooftop Controller-Retro-Small Off |  | 0.28489 | 0.19999 | 0.039998 | 0.23999 | 0.30586 | 0.1896 | 7379.3521 | 33.7609 | 68.3235 | 0.61989 | 0.0027065 | 5.3556e-05 | 0.017864 | 0.016063 | 0.018484 | 0.017196 | 0.017556 | 0.017378 | 0.01651 | 0.017202 | 0.016073 | 0.018326 | 0.016217 | 0.017656 | 0.0075844 | 0.0065163 | 0.0062505 | 0.0065266 | 0.0064034 | 0.0056188 | 0.0065972 | 0.0054104 | 0.0066608 | 0.0059824 | 0.0071777 | 0.0076366
Advanced Rooftop Controller-Retro-Large Off |  | 0.12368 | 0.086959 | 0.017392 | 0.10435 | 0.13299 | 0.082308 | 7391.1846 | 33.8322 | 68.4502 | 0.6189 | 0.0011749 | 2.3249e-05 | 0.0077551 | 0.0069731 | 0.0080242 | 0.0074651 | 0.0076215 | 0.0075442 | 0.0071671 | 0.0074679 | 0.0069774 | 0.0079555 | 0.0070402 | 0.007665 | 0.0032925 | 0.0028288 | 0.0027134 | 0.0028333 | 0.0027798 | 0.0024392 | 0.002864 | 0.0023487 | 0.0028915 | 0.0025971 | 0.0031159 | 0.0033152
Advanced Rooftop Controller-Retro-Small Ret |  | 0.028498 | 0.021088 | 0.0042177 | 0.025306 | 0.032251 | 0.018966 | 7778.8614 | 36.1665 | 72.6003 | 0.58806 | 0.00027073 | 5.3572e-06 | 0.001787 | 0.0016068 | 0.001849 | 0.0017201 | 0.0017562 | 0.0017384 | 0.0016515 | 0.0017208 | 0.0016077 | 0.0018331 | 0.0016222 | 0.0017662 | 0.00075867 | 0.00065183 | 0.00062524 | 0.00065285 | 0.00064054 | 0.00056205 | 0.00065992 | 0.0005412 | 0.00066628 | 0.00059842 | 0.00071798 | 0.00076389
Advanced Rooftop Controller-Retro-Warehouse |  | 0.049954 | 0.037784 | 0.0075569 | 0.045341 | 0.057785 | 0.033245 | 7951.1489 | 37.2039 | 74.4447 | 0.57531 | 0.00047456 | 9.3906e-06 | 0.0031323 | 0.0028165 | 0.0032411 | 0.0030152 | 0.0030784 | 0.0030472 | 0.0028949 | 0.0030163 | 0.0028182 | 0.0032133 | 0.0028436 | 0.0030959 | 0.0013299 | 0.0011426 | 0.001096 | 0.0011444 | 0.0011228 | 0.00098522 | 0.0011568 | 0.00094867 | 0.0011679 | 0.001049 | 0.0012586 | 0.001339
Advanced Rooftop Controller-Retro-Medium Off |  | 0.41512 | 0.31606 | 0.063213 | 0.37928 | 0.48337 | 0.27627 | 8003.5695 | 37.5196 | 75.0059 | 0.57154 | 0.0039437 | 7.8037e-05 | 0.02603 | 0.023405 | 0.026934 | 0.025057 | 0.025582 | 0.025322 | 0.024057 | 0.025066 | 0.02342 | 0.026703 | 0.023631 | 0.025728 | 0.011051 | 0.0094951 | 0.0091078 | 0.00951 | 0.0093306 | 0.0081873 | 0.009613 | 0.0078836 | 0.0097056 | 0.0087171 | 0.010459 | 0.011127
Advanced Rooftop Controller-Retro-University |  | 0.11406 | 0.094553 | 0.018911 | 0.11346 | 0.1446 | 0.075905 | 8714.5371 | 41.8006 | 82.6168 | 0.52492 | 0.0010835 | 2.1441e-05 | 0.0071519 | 0.0064307 | 0.0074001 | 0.0068845 | 0.0070286 | 0.0069574 | 0.0066096 | 0.006887 | 0.0064346 | 0.0073367 | 0.0064926 | 0.0070687 | 0.0030364 | 0.0026088 | 0.0025024 | 0.0026129 | 0.0025636 | 0.0022495 | 0.0026412 | 0.002166 | 0.0026666 | 0.002395 | 0.0028736 | 0.0030573
Advanced Rooftop Controller-Retro-School K-12 |  | 0.11418 | 0.094553 | 0.018911 | 0.11346 | 0.1446 | 0.06927 | 8705.0932 | 47.1883 | 87.9603 | 0.47903 | 0.0010847 | 1.0515e-05 | 0.0085602 | 0.0078524 | 0.0086423 | 0.0082152 | 0.0084059 | 0.0080471 | 0.00712 | 0.0083787 | 0.008642 | 0.0088228 | 0.0073884 | 0.0076044 | 0.0024507 | 0.00181 | 0.0014849 | 0.0011992 | 0.0010333 | 0.00090367 | 0.0008858 | 0.00092665 | 0.0011923 | 0.00091333 | 0.0014855 | 0.0022148

## Measure InputOutput
Data Set Name | [13 empty] | #REF!
Measure Index Name | Advanced Rooftop Controller
Costs must be denominated in the same year as 'Input Cost Reference Year' = |  | 2012
Savings are per SF by Btype
1 | 2 | 3 | 4 | 5 | 6 | 7 | 8 | 9 | 10 | 11 | 12 | 13 | 14 | 15 | 16 | 17 | 18 | 19 | 20 | 21 | 22 | 23
Input Data | [7 empty] | Periodic Replacement Costs and Savings and Replacement Period | [5 empty] | Gas Inputs |  | Retro or LO | Early Retrofit Parameters
Category Name | Measure Name | Savings (kwh/yr) | Life (yrs) | Capital Cost | Annual O&M | Shape Pointer | Non-E Val ($/yr) | Cost 1 ($) | Period 1 | Cost 2 ($) | Period 2 | Cost 3 ($) | Period 3 | Savings (therms/yr) | Shape Pointer | R or L | Savings 2 (kWh) | Remaining Life (yrs) | Salvage Value ($)
Advanced Rooftop Controller-Retro-Large Off | Advanced Rooftop Controller-Retro-Large Off | 0.11507 | 15 | 0.086959 |  | C-All-HVAC-Vent-All-All-E | [9 empty] | R
Advanced Rooftop Controller-Retro-Medium Off | Advanced Rooftop Controller-Retro-Medium Off | 0.38623 | 15 | 0.31606 |  | C-All-HVAC-Vent-All-All-E | [9 empty] | R
Advanced Rooftop Controller-Retro-Small Off | Advanced Rooftop Controller-Retro-Small Off | 0.26507 | 15 | 0.19999 |  | C-All-HVAC-Vent-All-All-E | [9 empty] | R
Advanced Rooftop Controller-Retro-Xlarge Ret | Advanced Rooftop Controller-Retro-Xlarge Ret | 0.93647 | 15 | 0.18118 |  | C-All-HVAC-Vent-All-All-E | [9 empty] | R
Advanced Rooftop Controller-Retro-Large Ret | Advanced Rooftop Controller-Retro-Large Ret | 1.1497 | 15 | 0.18359 |  | C-All-HVAC-Vent-All-All-E | [9 empty] | R
Advanced Rooftop Controller-Retro-Medium Ret | Advanced Rooftop Controller-Retro-Medium Ret | 0.39486 | 15 | 0.11607 |  | C-All-HVAC-Vent-All-All-E | [9 empty] | R
Advanced Rooftop Controller-Retro-Small Ret | Advanced Rooftop Controller-Retro-Small Ret | 0.026515 | 15 | 0.021088 |  | C-All-HVAC-Vent-All-All-E | [9 empty] | R
Advanced Rooftop Controller-Retro-School K-12 | Advanced Rooftop Controller-Retro-School K-12 | 0.10612 | 15 | 0.094553 |  | Commercial-School-Vent | [9 empty] | R
Advanced Rooftop Controller-Retro-University | Advanced Rooftop Controller-Retro-University | 0.10612 | 15 | 0.094553 |  | C-All-HVAC-Vent-All-All-E | [9 empty] | R
Advanced Rooftop Controller-Retro-Warehouse | Advanced Rooftop Controller-Retro-Warehouse | 0.046477 | 15 | 0.037784 |  | C-All-HVAC-Vent-All-All-E | [9 empty] | R
Advanced Rooftop Controller-Retro-Supermarket | Advanced Rooftop Controller-Retro-Supermarket | 0.91934 | 15 | 0.29228 |  | C-All-HVAC-Vent-All-All-E | [9 empty] | R
Advanced Rooftop Controller-Retro-MiniMart | Advanced Rooftop Controller-Retro-MiniMart | 0.91934 | 15 | 0.29228 |  | C-All-HVAC-Vent-All-All-E | [9 empty] | R
Advanced Rooftop Controller-Retro-Restaurant | Advanced Rooftop Controller-Retro-Restaurant | 2.0064 | 15 | 0.73229 |  | C-All-HVAC-Vent-All-All-E | [9 empty] | R
Advanced Rooftop Controller-Retro-Lodging | Advanced Rooftop Controller-Retro-Lodging | 0.11384 | 15 | 0.06187 |  | C-All-HVAC-Vent-All-All-E | [9 empty] | R
Advanced Rooftop Controller-Retro-Hospital | Advanced Rooftop Controller-Retro-Hospital | 0.11384 | 15 | 0.06187 |  | Commercial-Healthcare-Vent | [9 empty] | R
Advanced Rooftop Controller-Retro-Residential Care | Advanced Rooftop Controller-Retro-Residential Care | 0.70584 | 15 | 0.21501 |  | Commercial-Healthcare-Vent | [9 empty] | R
Advanced Rooftop Controller-Retro-Assembly | Advanced Rooftop Controller-Retro-Assembly | 0.70549 | 15 | 0.17983 |  | C-All-HVAC-Vent-All-All-E | [9 empty] | R
Advanced Rooftop Controller-Retro-Other | Advanced Rooftop Controller-Retro-Other | 0.14122 | 15 | 0.066714 |  | C-All-HVAC-Vent-All-All-E | [9 empty] | R
ProCost Results
Version: | ProCost 3.0 - Beta04
Run Time: | Thursday, 19 March , 2015 at 9:19 AM
Regurgitation of ProData input parameters which were used for this run
| Run Parameters |  | Run Parameters |  |  | Marginal Cost & Conservation Load Shape Parameters | [9 empty] | Sponsor Parameters | [5 empty] | Program Parameters |  |  | Utility System Parameters
| Run Type | Electric | Run Type | Electric |  | Marginal Costs and Savings Shape File | Q:\SeventhPlan\Conservation Analysis\Global EE Inputs\MC Files\MC_AND_LOADSHAPE_v3.0_24segment-7P-D9 - NewSegValues.xlsx |  |  | 6P MidC Final (with carbon) | [6 empty] | Customer | Wholesale Elec | Retail Elec | Nat Gas |  | Program Life (yrs) | 20 |  |  | Electric | Gas
| Negative B/C Ratios | Off | Negative B/C Ratios | Off |  | Marginal Elec Avoided Cost Input Worksheet | 7P Mid |  |  | Conservation Load Shapes | [5 empty] | Real After-Tax Cost of Capital | 0.068013 | 0.043878 | 0.053289 | 0.054479 |  | Program Start Date | 2016 |  | Bulk System T&D Loss Factor | 0.0040389 | 0.01
| Admin Cost @ Category Level | On | Admin Cost @ Category Level | On |  | Elec Savings Shape Input Worksheet | GLSShapes |  |  | 6P_Gas_Final | [5 empty] | Financial Life (years) | 12 | 12 | 1 | 1 |  | Present Value Time Zero | 2016 |  | Bulk System T&D Credit ($/kw-yr)($/dailytherm-yr) | 26 | 0
| Repeat Periodic Replacement | On | Repeat Periodic Replacement | On |  | Marginal Gas Avoided Cost Input Worksheet | 7P Gas |  |  | Conservation Load Shapes | [6 empty] | Customer | Wholesale Elec | Retail Elec | Nat Gas |  | Input Cost Reference Year | 2012 |  | Bulk System T&D I2R Loss Component (%) | 0.9 | N/A
[6 empty] | Gas Savings Shape Input Worksheet | GLSShapes | [8 empty] | Sponsor Share of Initial Capital Cost | 0.35 | 0.195 | 0.455 | 0 |  | Real Discount Rate | 0.04 |  | Local System Dist Loss Factor | 0.047399 | 0
| Run Type: | Electric |  |  |  | Marginal Elec CO2 per kWh Input Worksheet | CO2 lbs per kWh .95 |  |  | CO2 lbs per therm | [5 empty] | Sponsor Share of Annual O&M | 1 | 0 | 0 | 0 |  | Capital Real Escalation Rate | 0 |  | Local System Dist Credit ($/kw-yr)($/dailytherm-yr) | 31 | 0
| Negative B/C Ratios: | False: (Converts Negative B/C Ratios) |  |  |  | Marginal Gas CO2 per therm Input Worksheet | CO2 lbs per therm |  |  | Zero Dollars per ton CO2 | [5 empty] | Sponsor Share of Periodic Replacement Cost | 1 | 0 | 0 | 0 |  | Admin Cost (as % of Initial Capital Cost) | 0.2 |  | Local System Dist I2R Loss Component (%) | 0.7 | N/A
| Admin Cost / Category Level: | True: Admin Costs added at Category Results |  |  |  | Marginal Avoided Cost CO2 Input Worksheet | Zero Dollars per ton CO2 |  |  | LineLossShapes | [5 empty] | Sponsor Share of Admin Cost |  | 0.3 | 0.7 | 0 |  | Regional Act Conservation Credit (%) | 0 |  | Risk-Mitigation Credit (mills/kWh)(mills/therm) - Retro. | 0 | 0
| Periodic O&M Treatment: | True: (Periodic O&M Repeats over measure life) |  |  |  | Line Loss Shape Input Worksheet | LineLossShapes | [8 empty] | Last Year of Non-Customer O&M & Period Replacement |  | 20 |  |  |  | Report Annual Carbon Saved for Year | 2018 |  | Risk-Mitigation Credit (mills/kWh)(mills/therm) - Lost Op. | 0 | 0
Measure Results; Sorted in same order as input
Total Results |  | Measure Input Data | [8 empty] | Savings | [5 empty] | PV Capital |  |  |  | PV Admin |  |  |  | PV O&M |  |  |  | PV Periodic Repl. |  |  |  | Total PV Capital, O&M and Periodic Repl Costs |  |  |  |  | PV Wholesale Electric Utility Costs & Benefits | [6 empty] | PV Retail Electric Utility Costs & Benefits | [6 empty] | PV Electric Utility System Costs & Benefits | [5 empty] | Electric Utility System Economics |  | Sponsor Levelized Cost (mills/kwh) |  |  |  |  | PV Regional Costs & Benefits | [15 empty] | TRC Economics |  | Physical CO2 | [5 empty] | Gas Inputs |  |  |  | PV Gas Utility System Costs & Benefits |  |  |  |  | Gas Utility System Economics
Category | Measure | Measure Life | Site Savings (kWh) | Site Savings (therms) | Capital Cost ($/unit) | Annual O&M Cost ($/unit) | PV Per. Repl. Cost ($/unit) | Load Shape (electric) | Diversified Load Factor (electric) | Wholesale Power Coincidence Factor (electric) | Wholesale Electric Energy (kWh) | Wholesale Electric Demand (kw) | Retail Electric Demand (kW) | Wholesale Gas Energy (therms/yr) | Wholesale Gas Demand (therms/day) | Retail Gas Demand (therms/day) | Wholesale Electric | Retail Electric | Natural Gas | Customer | Wholesale Electric | Retail Electric | Natural Gas | Customer | Wholesale Electric | Retail Electric | Natural Gas | Customer | Wholesale Electric | Retail Electric | Natural Gas | Customer | Wholesale Electric | Retail Electric | Natural Gas | Customer | Total | Wholesale Utility System Energy | Wholesale Utility System T&D Def. Cap. | Wholesale Utility System Act C-E Credit | Wholesale Utility System Risk Mitigation Benefit | Wholesale Utility System Total System Benefit | Wholesale Utility System Total Non-Consumer Cost | Wholesale Utility System B/C Ratio | Retail Utility System Energy | Retail Utility System T&D Def. Cap. | Retail Utility System Act C-E Credit | Retail Utility System Risk Mitigation Benefit | Retail Utility System Total System Benefit | Retail Utility System Total Non-Consumer Cost | Retail Utility System System B/C Ratio | Utility System Energy | Utility System T&D Def. Cap. | Utility System Act C-E Credit | Utility System Total Risk Mitigation Benefit | Utility System Total System Benefit | Utility System Total Non-Consumer Cost | Utility System Net Levelized Cost (Net of Elec T&D Capacity Benefits, Act Credit & Risk-Mitigation Benefit) in mills/kwh | Utility System System B/C Ratio | Wholesale Electric Levelized Cost | Retail Electric Levelized Cost | Natural Gas Levelized Cost | Customer Levelized Cost | Total Levelized Cost | PV Regional Electric Energy | PV Regional Gas Energy | PV Regional Electric T&D Def. Cap. | PV Regional Gas T&D Def. Cap. | PV Regional Electric System CO2 | PV Regional Gas System CO2 | PV Regional Electric System Risk-Mitigation Benefit | PV Regional Gas System Risk-Mitigation Benefit | PV Regional Non-E Value | PV Regional Act Credit | PV Regional Capital Cost | PV Regional Admin Cost | PV Regional Annual O&M Cost | PV Regional Periodic Replacement Cost | PV Total Regional Benefit | PV Total Regional Cost | TRC B/C Ratio | TRC Net Levelized Cost (Net of All Benefits) in mills/kWh | Electric System CO2 Avoided (Lifetime Tons) | Gas System CO2 Avoided (Lifetime Tons) | Total System CO2 Avoided (Lifetime Tons) | Electric System CO2 Avoided (Annual Tons in 2018) | Gas System CO2 Avoided (Annual Tons in 2018) | Total System CO2 Avoided (Annual Tons in 2018) | Gas Site Savings (therms) | Load Shape (gas) | Diversitfied Load Factor (gas) | Wholesale Coincidence Factor (gas) | Total Gas Utility System Energy | Gas Utility System T&D Def. Cap. | Gas Utility System Risk Mitigation Benefit | Gas Utility System Total System Benefit | Gas Utility System Total Non-Consumer Cost | Gas Utility System Net Levelized Cost (Net of Gas T&D Capacity Benefits & Risk-Mitigation Benefits) in cents/therm | Gas Utility System System B/C Ratio
Advanced Rooftop Controller-Retro-Large Off | Advanced Rooftop Controller-Retro-Large Off | 15 | 0.11507 | 0 | 0.086959 | 0 | 0 | C-All-HVAC-Vent-All-All-E |  |  | 0.12368 | 2.3249e-05 | 2.3082e-05 | 0 | 0 | 0 | 0.017341 | 0.040072 | 0 | 0.058186 | (na) | (na) | (na) | (na) | 0 | 0 | 0 | 0 | 0 | 0 | 0 | 0 | 0.017341 | 0.040072 | 0 | 0.058186 | 0.1156 | 0.064368 | 0.0082151 | 0 | 0 | 0.072583 | 0.017341 | 4.1857 | 0.064368 | 0.0097243 | 0 | 0 | 0.074092 | 0.040072 | 1.849 | 0.064368 | 0.017939 | 0 | 0 | 0.082308 | 0.057413 | 23.4848 | 1.4336 | 10.317 | 23.841 | 0 | 34.618 | 68.776 | 0.064368 | 0 | 0.017939 | 0 | 0 | 0 | 0 | 0 | 0 | 0 | 0.1156 |  | 0 | 0 | 0.082308 | 0.1156 | 0.71201 | 58.1029 | 0.0011749 | 0 | 0.0011749 | 5.8746e-05 | 0 | 5.8746e-05 | 0 |  | 0 | 0 | 0 | 0 | 0 | 0 | 0 | 9999 | 9999
Advanced Rooftop Controller-Retro-Medium Off | Advanced Rooftop Controller-Retro-Medium Off | 15 | 0.38623 | 0 | 0.31606 | 0 | 0 | C-All-HVAC-Vent-All-All-E |  |  | 0.41512 | 7.8037e-05 | 7.7474e-05 | 0 | 0 | 0 | 0.063027 | 0.14565 | 0 | 0.21148 | (na) | (na) | (na) | (na) | 0 | 0 | 0 | 0 | 0 | 0 | 0 | 0 | 0.063027 | 0.14565 | 0 | 0.21148 | 0.42016 | 0.21605 | 0.027574 | 0 | 0 | 0.24363 | 0.063027 | 3.8654 | 0.21605 | 0.03264 | 0 | 0 | 0.24869 | 0.14565 | 1.7075 | 0.21605 | 0.060214 | 0 | 0 | 0.27627 | 0.20867 | 26.3149 | 1.3239 | 11.1718 | 25.8163 | 0 | 37.4863 | 74.4744 | 0.21605 | 0 | 0.060214 | 0 | 0 | 0 | 0 | 0 | 0 | 0 | 0.42016 |  | 0 | 0 | 0.27627 | 0.42016 | 0.65753 | 63.8012 | 0.0039437 | 0 | 0.0039437 | 0.00019718 | 0 | 0.00019718 | 0 |  | 0 | 0 | 0 | 0 | 0 | 0 | 0 | 9999 | 9999
Advanced Rooftop Controller-Retro-Small Off | Advanced Rooftop Controller-Retro-Small Off | 15 | 0.26507 | 0 | 0.19999 | 0 | 0 | C-All-HVAC-Vent-All-All-E |  |  | 0.28489 | 5.3556e-05 | 5.3169e-05 | 0 | 0 | 0 | 0.039881 | 0.092159 | 0 | 0.13382 | (na) | (na) | (na) | (na) | 0 | 0 | 0 | 0 | 0 | 0 | 0 | 0 | 0.039881 | 0.092159 | 0 | 0.13382 | 0.26586 | 0.14827 | 0.018924 | 0 | 0 | 0.1672 | 0.039881 | 4.1924 | 0.14827 | 0.0224 | 0 | 0 | 0.17067 | 0.092159 | 1.852 | 0.14827 | 0.041324 | 0 | 0 | 0.1896 | 0.13204 | 23.4301 | 1.4359 | 10.3005 | 23.8028 | 0 | 34.5626 | 68.6659 | 0.14827 | 0 | 0.041324 | 0 | 0 | 0 | 0 | 0 | 0 | 0 | 0.26586 |  | 0 | 0 | 0.1896 | 0.26586 | 0.71315 | 57.9928 | 0.0027065 | 0 | 0.0027065 | 0.00013532 | 0 | 0.00013532 | 0 |  | 0 | 0 | 0 | 0 | 0 | 0 | 0 | 9999 | 9999
Advanced Rooftop Controller-Retro-Xlarge Ret | Advanced Rooftop Controller-Retro-Xlarge Ret | 15 | 0.93647 | 0 | 0.18118 | 0 | 0 | C-All-HVAC-Vent-All-All-E |  |  | 1.0065 | 0.00018921 | 0.00018784 | 0 | 0 | 0 | 0.03613 | 0.08349 | 0 | 0.12123 | (na) | (na) | (na) | (na) | 0 | 0 | 0 | 0 | 0 | 0 | 0 | 0 | 0.03613 | 0.08349 | 0 | 0.12123 | 0.24085 | 0.52385 | 0.066857 | 0 | 0 | 0.5907 | 0.03613 | 16.3496 | 0.52385 | 0.079139 | 0 | 0 | 0.60299 | 0.08349 | 7.2223 | 0.52385 | 0.146 | 0 | 0 | 0.66984 | 0.11962 | -1.9283 | 5.5998 | 2.6413 | 6.1036 | 0 | 8.8626 | 17.6075 | 0.52385 | 0 | 0.146 | 0 | 0 | 0 | 0 | 0 | 0 | 0 | 0.24085 |  | 0 | 0 | 0.66984 | 0.24085 | 2.7812 | 6.9344 | 0.0095619 | 0 | 0.0095619 | 0.00047809 | 0 | 0.00047809 | 0 |  | 0 | 0 | 0 | 0 | 0 | 0 | 0 | 9999 | 9999
Advanced Rooftop Controller-Retro-Large Ret | Advanced Rooftop Controller-Retro-Large Ret | 15 | 1.1497 | 0 | 0.18359 | 0 | 0 | C-All-HVAC-Vent-All-All-E |  |  | 1.2357 | 0.0002323 | 0.00023062 | 0 | 0 | 0 | 0.036611 | 0.084603 | 0 | 0.12285 | (na) | (na) | (na) | (na) | 0 | 0 | 0 | 0 | 0 | 0 | 0 | 0 | 0.036611 | 0.084603 | 0 | 0.12285 | 0.24406 | 0.64314 | 0.082083 | 0 | 0 | 0.72523 | 0.036611 | 19.8089 | 0.64314 | 0.097161 | 0 | 0 | 0.74031 | 0.084603 | 8.7504 | 0.64314 | 0.17924 | 0 | 0 | 0.82239 | 0.12121 | -3.4554 | 6.7846 | 2.18 | 5.0377 | 0 | 7.3149 | 14.5327 | 0.64314 | 0 | 0.17924 | 0 | 0 | 0 | 0 | 0 | 0 | 0 | 0.24406 |  | 0 | 0 | 0.82239 | 0.24406 | 3.3696 | 3.8595 | 0.01174 | 0 | 0.01174 | 0.00058697 | 0 | 0.00058697 | 0 |  | 0 | 0 | 0 | 0 | 0 | 0 | 0 | 9999 | 9999
Advanced Rooftop Controller-Retro-Medium Ret | Advanced Rooftop Controller-Retro-Medium Ret | 15 | 0.39486 | 0 | 0.11607 | 0 | 0 | C-All-HVAC-Vent-All-All-E |  |  | 0.4244 | 7.9781e-05 | 7.9205e-05 | 0 | 0 | 0 | 0.023145 | 0.053486 | 0 | 0.077663 | (na) | (na) | (na) | (na) | 0 | 0 | 0 | 0 | 0 | 0 | 0 | 0 | 0.023145 | 0.053486 | 0 | 0.077663 | 0.15429 | 0.22088 | 0.02819 | 0 | 0 | 0.24907 | 0.023145 | 10.7611 | 0.22088 | 0.033369 | 0 | 0 | 0.25425 | 0.053486 | 4.7536 | 0.22088 | 0.061559 | 0 | 0 | 0.28244 | 0.076631 | 2.6131 | 3.6857 | 4.013 | 9.2733 | 0 | 13.4652 | 26.7515 | 0.22088 | 0 | 0.061559 | 0 | 0 | 0 | 0 | 0 | 0 | 0 | 0.15429 |  | 0 | 0 | 0.28244 | 0.15429 | 1.8305 | 16.0784 | 0.0040318 | 0 | 0.0040318 | 0.00020159 | 0 | 0.00020159 | 0 |  | 0 | 0 | 0 | 0 | 0 | 0 | 0 | 9999 | 9999
Advanced Rooftop Controller-Retro-Small Ret | Advanced Rooftop Controller-Retro-Small Ret | 15 | 0.026515 | 0 | 0.021088 | 0 | 0 | C-All-HVAC-Vent-All-All-E |  |  | 0.028498 | 5.3572e-06 | 5.3185e-06 | 0 | 0 | 0 | 0.0042053 | 0.0097178 | 0 | 0.014111 | (na) | (na) | (na) | (na) | 0 | 0 | 0 | 0 | 0 | 0 | 0 | 0 | 0.0042053 | 0.0097178 | 0 | 0.014111 | 0.028034 | 0.014832 | 0.001893 | 0 | 0 | 0.016725 | 0.0042053 | 3.9771 | 0.014832 | 0.0022407 | 0 | 0 | 0.017073 | 0.0097178 | 1.7568 | 0.014832 | 0.0041336 | 0 | 0 | 0.018966 | 0.013923 | 25.2765 | 1.3622 | 10.8581 | 25.0915 | 0 | 36.4338 | 72.3834 | 0.014832 | 0 | 0.0041336 | 0 | 0 | 0 | 0 | 0 | 0 | 0 | 0.028034 |  | 0 | 0 | 0.018966 | 0.028034 | 0.67653 | 61.7103 | 0.00027073 | 0 | 0.00027073 | 1.3536e-05 | 0 | 1.3536e-05 | 0 |  | 0 | 0 | 0 | 0 | 0 | 0 | 0 | 9999 | 9999
Advanced Rooftop Controller-Retro-School K-12 | Advanced Rooftop Controller-Retro-School K-12 | 15 | 0.10612 | 0 | 0.094553 | 0 | 0 | Commercial-School-Vent |  |  | 0.11418 | 1.0515e-05 | 1.0439e-05 | 0 | 0 | 0 | 0.018855 | 0.043571 | 0 | 0.063267 | (na) | (na) | (na) | (na) | 0 | 0 | 0 | 0 | 0 | 0 | 0 | 0 | 0.018855 | 0.043571 | 0 | 0.063267 | 0.12569 | 0.061156 | 0.0037154 | 0 | 0 | 0.064872 | 0.018855 | 3.4405 | 0.061156 | 0.004398 | 0 | 0 | 0.065554 | 0.043571 | 1.5045 | 0.061156 | 0.0081134 | 0 | 0 | 0.06927 | 0.062427 | 35.0015 | 1.1096 | 12.151 | 28.0791 | 0 | 40.772 | 81.0021 | 0.061156 | 0 | 0.0081134 | 0 | 0 | 0 | 0 | 0 | 0 | 0 | 0.12569 |  | 0 | 0 | 0.06927 | 0.12569 | 0.5511 | 75.7735 | 0.0010847 | 0 | 0.0010847 | 5.4235e-05 | 0 | 5.4235e-05 | 0 |  | 0 | 0 | 0 | 0 | 0 | 0 | 0 | 9999 | 9999
Advanced Rooftop Controller-Retro-University | Advanced Rooftop Controller-Retro-University | 15 | 0.10612 | 0 | 0.094553 | 0 | 0 | C-All-HVAC-Vent-All-All-E |  |  | 0.11406 | 2.1441e-05 | 2.1286e-05 | 0 | 0 | 0 | 0.018855 | 0.043571 | 0 | 0.063267 | (na) | (na) | (na) | (na) | 0 | 0 | 0 | 0 | 0 | 0 | 0 | 0 | 0.018855 | 0.043571 | 0 | 0.063267 | 0.12569 | 0.059361 | 0.0075761 | 0 | 0 | 0.066937 | 0.018855 | 3.5501 | 0.059361 | 0.0089679 | 0 | 0 | 0.068329 | 0.043571 | 1.5682 | 0.059361 | 0.016544 | 0 | 0 | 0.075905 | 0.062427 | 29.6006 | 1.2159 | 12.1642 | 28.1096 | 0 | 40.8162 | 81.09 | 0.059361 | 0 | 0.016544 | 0 | 0 | 0 | 0 | 0 | 0 | 0 | 0.12569 |  | 0 | 0 | 0.075905 | 0.12569 | 0.60389 | 70.4169 | 0.0010835 | 0 | 0.0010835 | 5.4176e-05 | 0 | 5.4176e-05 | 0 |  | 0 | 0 | 0 | 0 | 0 | 0 | 0 | 9999 | 9999
Advanced Rooftop Controller-Retro-Warehouse | Advanced Rooftop Controller-Retro-Warehouse | 15 | 0.046477 | 0 | 0.037784 | 0 | 0 | C-All-HVAC-Vent-All-All-E |  |  | 0.049954 | 9.3906e-06 | 9.3228e-06 | 0 | 0 | 0 | 0.0075347 | 0.017412 | 0 | 0.025282 | (na) | (na) | (na) | (na) | 0 | 0 | 0 | 0 | 0 | 0 | 0 | 0 | 0.0075347 | 0.017412 | 0 | 0.025282 | 0.050228 | 0.025999 | 0.0033182 | 0 | 0 | 0.029317 | 0.0075347 | 3.8909 | 0.025999 | 0.0039277 | 0 | 0 | 0.029926 | 0.017412 | 1.7188 | 0.025999 | 0.0072459 | 0 | 0 | 0.033245 | 0.024946 | 26.0727 | 1.3327 | 11.0986 | 25.6472 | 0 | 37.2407 | 73.9866 | 0.025999 | 0 | 0.0072459 | 0 | 0 | 0 | 0 | 0 | 0 | 0 | 0.050228 |  | 0 | 0 | 0.033245 | 0.050228 | 0.66187 | 63.3134 | 0.00047456 | 0 | 0.00047456 | 2.3728e-05 | 0 | 2.3728e-05 | 0 |  | 0 | 0 | 0 | 0 | 0 | 0 | 0 | 9999 | 9999
Advanced Rooftop Controller-Retro-Supermarket | Advanced Rooftop Controller-Retro-Supermarket | 15 | 0.91934 | 0 | 0.29228 | 0 | 0 | C-All-HVAC-Vent-All-All-E |  |  | 0.9881 | 0.00018575 | 0.00018441 | 0 | 0 | 0 | 0.058285 | 0.13469 | 0 | 0.19557 | (na) | (na) | (na) | (na) | 0 | 0 | 0 | 0 | 0 | 0 | 0 | 0 | 0.058285 | 0.13469 | 0 | 0.19557 | 0.38855 | 0.51426 | 0.065634 | 0 | 0 | 0.5799 | 0.058285 | 9.9493 | 0.51426 | 0.077691 | 0 | 0 | 0.59196 | 0.13469 | 4.395 | 0.51426 | 0.14333 | 0 | 0 | 0.65759 | 0.19297 | 3.6972 | 3.4077 | 4.3404 | 10.03 | 0 | 14.5639 | 28.9342 | 0.51426 | 0 | 0.14333 | 0 | 0 | 0 | 0 | 0 | 0 | 0 | 0.38855 |  | 0 | 0 | 0.65759 | 0.38855 | 1.6924 | 18.2611 | 0.009387 | 0 | 0.009387 | 0.00046935 | 0 | 0.00046935 | 0 |  | 0 | 0 | 0 | 0 | 0 | 0 | 0 | 9999 | 9999
Advanced Rooftop Controller-Retro-MiniMart | Advanced Rooftop Controller-Retro-MiniMart | 15 | 0.91934 | 0 | 0.29228 | 0 | 0 | C-All-HVAC-Vent-All-All-E |  |  | 0.9881 | 0.00018575 | 0.00018441 | 0 | 0 | 0 | 0.058285 | 0.13469 | 0 | 0.19557 | (na) | (na) | (na) | (na) | 0 | 0 | 0 | 0 | 0 | 0 | 0 | 0 | 0.058285 | 0.13469 | 0 | 0.19557 | 0.38855 | 0.51426 | 0.065634 | 0 | 0 | 0.5799 | 0.058285 | 9.9493 | 0.51426 | 0.077691 | 0 | 0 | 0.59196 | 0.13469 | 4.395 | 0.51426 | 0.14333 | 0 | 0 | 0.65759 | 0.19297 | 3.6972 | 3.4077 | 4.3404 | 10.03 | 0 | 14.5639 | 28.9342 | 0.51426 | 0 | 0.14333 | 0 | 0 | 0 | 0 | 0 | 0 | 0 | 0.38855 |  | 0 | 0 | 0.65759 | 0.38855 | 1.6924 | 18.2611 | 0.009387 | 0 | 0.009387 | 0.00046935 | 0 | 0.00046935 | 0 |  | 0 | 0 | 0 | 0 | 0 | 0 | 0 | 9999 | 9999
Advanced Rooftop Controller-Retro-Restaurant | Advanced Rooftop Controller-Retro-Restaurant | 15 | 2.0064 | 0 | 0.73229 | 0 | 0 | C-All-HVAC-Vent-All-All-E |  |  | 2.1564 | 0.00040538 | 0.00040246 | 0 | 0 | 0 | 0.14603 | 0.33745 | 0 | 0.48999 | (na) | (na) | (na) | (na) | 0 | 0 | 0 | 0 | 0 | 0 | 0 | 0 | 0.14603 | 0.33745 | 0 | 0.48999 | 0.97347 | 1.1223 | 0.14324 | 0 | 0 | 1.2656 | 0.14603 | 8.6666 | 1.1223 | 0.16955 | 0 | 0 | 1.2919 | 0.33745 | 3.8284 | 1.1223 | 0.3128 | 0 | 0 | 1.4351 | 0.48348 | 5.8241 | 2.9683 | 4.9828 | 11.5144 | 0 | 16.7194 | 33.2167 | 1.1223 | 0 | 0.3128 | 0 | 0 | 0 | 0 | 0 | 0 | 0 | 0.97347 |  | 0 | 0 | 1.4351 | 0.97347 | 1.4742 | 22.5435 | 0.020486 | 0 | 0.020486 | 0.0010243 | 0 | 0.0010243 | 0 |  | 0 | 0 | 0 | 0 | 0 | 0 | 0 | 9999 | 9999
Advanced Rooftop Controller-Retro-Lodging | Advanced Rooftop Controller-Retro-Lodging | 15 | 0.11384 | 0 | 0.06187 | 0 | 0 | C-All-HVAC-Vent-All-All-E |  |  | 0.12236 | 2.3001e-05 | 2.2835e-05 | 0 | 0 | 0 | 0.012338 | 0.02851 | 0 | 0.041398 | (na) | (na) | (na) | (na) | 0 | 0 | 0 | 0 | 0 | 0 | 0 | 0 | 0.012338 | 0.02851 | 0 | 0.041398 | 0.082246 | 0.063681 | 0.0081275 | 0 | 0 | 0.071809 | 0.012338 | 5.8203 | 0.063681 | 0.0096205 | 0 | 0 | 0.073302 | 0.02851 | 2.571 | 0.063681 | 0.017748 | 0 | 0 | 0.081429 | 0.040848 | 13.8918 | 1.9935 | 7.4195 | 17.1454 | 0 | 24.8959 | 49.4608 | 0.063681 | 0 | 0.017748 | 0 | 0 | 0 | 0 | 0 | 0 | 0 | 0.082246 |  | 0 | 0 | 0.081429 | 0.082246 | 0.99006 | 38.7877 | 0.0011624 | 0 | 0.0011624 | 5.8119e-05 | 0 | 5.8119e-05 | 0 |  | 0 | 0 | 0 | 0 | 0 | 0 | 0 | 9999 | 9999
Advanced Rooftop Controller-Retro-Hospital | Advanced Rooftop Controller-Retro-Hospital | 15 | 0.11384 | 0 | 0.06187 | 0 | 0 | Commercial-Healthcare-Vent |  |  | 0.1222 | 1.4818e-05 | 1.4711e-05 | 0 | 0 | 0 | 0.012338 | 0.02851 | 0 | 0.041398 | (na) | (na) | (na) | (na) | 0 | 0 | 0 | 0 | 0 | 0 | 0 | 0 | 0.012338 | 0.02851 | 0 | 0.041398 | 0.082246 | 0.061612 | 0.0052358 | 0 | 0 | 0.066847 | 0.012338 | 5.4182 | 0.061612 | 0.0061976 | 0 | 0 | 0.067809 | 0.02851 | 2.3784 | 0.061612 | 0.011433 | 0 | 0 | 0.073045 | 0.040848 | 17.7125 | 1.7882 | 7.4293 | 17.168 | 0 | 24.9286 | 49.526 | 0.061612 | 0 | 0.011433 | 0 | 0 | 0 | 0 | 0 | 0 | 0 | 0.082246 |  | 0 | 0 | 0.073045 | 0.082246 | 0.88813 | 42.6412 | 0.0011609 | 0 | 0.0011609 | 5.8043e-05 | 0 | 5.8043e-05 | 0 |  | 0 | 0 | 0 | 0 | 0 | 0 | 0 | 9999 | 9999
Advanced Rooftop Controller-Retro-Residential Care | Advanced Rooftop Controller-Retro-Residential Care | 15 | 0.70584 | 0 | 0.21501 | 0 | 0 | Commercial-Healthcare-Vent |  |  | 0.75764 | 9.1873e-05 | 9.121e-05 | 0 | 0 | 0 | 0.042875 | 0.099078 | 0 | 0.14386 | (na) | (na) | (na) | (na) | 0 | 0 | 0 | 0 | 0 | 0 | 0 | 0 | 0.042875 | 0.099078 | 0 | 0.14386 | 0.28582 | 0.38201 | 0.032463 | 0 | 0 | 0.41447 | 0.042875 | 9.6669 | 0.38201 | 0.038427 | 0 | 0 | 0.42043 | 0.099078 | 4.2435 | 0.38201 | 0.07089 | 0 | 0 | 0.4529 | 0.14195 | 6.9016 | 3.1905 | 4.164 | 9.6224 | 0 | 13.9721 | 27.7585 | 0.38201 | 0 | 0.07089 | 0 | 0 | 0 | 0 | 0 | 0 | 0 | 0.28582 |  | 0 | 0 | 0.4529 | 0.28582 | 1.5846 | 20.8737 | 0.0071976 | 0 | 0.0071976 | 0.00035988 | 0 | 0.00035988 | 0 |  | 0 | 0 | 0 | 0 | 0 | 0 | 0 | 9999 | 9999
Advanced Rooftop Controller-Retro-Assembly | Advanced Rooftop Controller-Retro-Assembly | 15 | 0.70549 | 0 | 0.17983 | 0 | 0 | C-All-HVAC-Vent-All-All-E |  |  | 0.75826 | 0.00014254 | 0.00014151 | 0 | 0 | 0 | 0.035861 | 0.082869 | 0 | 0.12033 | (na) | (na) | (na) | (na) | 0 | 0 | 0 | 0 | 0 | 0 | 0 | 0 | 0.035861 | 0.082869 | 0 | 0.12033 | 0.23906 | 0.39464 | 0.050367 | 0 | 0 | 0.44501 | 0.035861 | 12.4094 | 0.39464 | 0.05962 | 0 | 0 | 0.45426 | 0.082869 | 5.4817 | 0.39464 | 0.10999 | 0 | 0 | 0.50463 | 0.11873 | 0.84839 | 4.2502 | 3.4799 | 8.0416 | 0 | 11.6767 | 23.1983 | 0.39464 | 0 | 0.10999 | 0 | 0 | 0 | 0 | 0 | 0 | 0 | 0.23906 |  | 0 | 0 | 0.50463 | 0.23906 | 2.1109 | 12.5251 | 0.0072036 | 0 | 0.0072036 | 0.00036017 | 0 | 0.00036017 | 0 |  | 0 | 0 | 0 | 0 | 0 | 0 | 0 | 9999 | 9999
Advanced Rooftop Controller-Retro-Other | Advanced Rooftop Controller-Retro-Other | 15 | 0.14122 | 0 | 0.066714 | 0 | 0 | C-All-HVAC-Vent-All-All-E |  |  | 0.15179 | 2.8534e-05 | 2.8328e-05 | 0 | 0 | 0 | 0.013304 | 0.030743 | 0 | 0.04464 | (na) | (na) | (na) | (na) | 0 | 0 | 0 | 0 | 0 | 0 | 0 | 0 | 0.013304 | 0.030743 | 0 | 0.04464 | 0.088686 | 0.078999 | 0.010082 | 0 | 0 | 0.089082 | 0.013304 | 6.696 | 0.078999 | 0.011935 | 0 | 0 | 0.090934 | 0.030743 | 2.9579 | 0.078999 | 0.022017 | 0 | 0 | 0.10102 | 0.044046 | 10.6791 | 2.2934 | 6.4492 | 14.9031 | 0 | 21.6398 | 42.992 | 0.078999 | 0 | 0.022017 | 0 | 0 | 0 | 0 | 0 | 0 | 0 | 0.088686 |  | 0 | 0 | 0.10102 | 0.088686 | 1.139 | 32.3189 | 0.001442 | 0 | 0.001442 | 7.2099e-05 | 0 | 7.2099e-05 | 0 |  | 0 | 0 | 0 | 0 | 0 | 0 | 0 | 9999 | 9999
Category Results; Sorted by TRC Levelized Cost
Total Results |  | Measure Input Data | [8 empty] | Savings | [5 empty] | PV Capital |  |  |  | PV Admin |  |  |  | PV O&M |  |  |  | PV Periodic Repl. |  |  |  | Total PV Capital, O&M and Periodic Repl Costs |  |  |  |  | PV Wholesale Electric Utility Costs & Benefits | [6 empty] | PV Retail Electric Utility Costs & Benefits | [6 empty] | PV Electric Utility System Costs & Benefits | [5 empty] | Electric Utility System Economics |  | Sponsor Levelized Cost (mills/kwh) |  |  |  |  | PV Regional Costs & Benefits | [15 empty] | TRC Economics |  | Physical CO2 | [5 empty] | Gas Inputs |  |  |  | PV Gas Utility System Costs & Benefits |  |  |  |  | Gas Utility System Economics
Category | Measure | Measure Life | Site Savings (kWh) | Site Savings (therms) | Capital Cost ($/unit) | Annual O&M Cost ($/unit) | PV Per. Repl. Cost ($/unit) | Load Shape (electric) | Diversified Load Factor (electric) | Wholesale Power Coincidence Factor (electric) | Wholesale Electric Energy (kWh) | Wholesale Electric Demand (kw) | Retail Electric Demand (kW) | Wholesale Gas Energy (therms/yr) | Wholesale Gas Demand (therms/day) | Retail Gas Demand (therms/day) | Wholesale Electric | Retail Electric | Natural Gas | Customer | Wholesale Electric | Retail Electric | Natural Gas | Customer | Wholesale Electric | Retail Electric | Natural Gas | Customer | Wholesale Electric | Retail Electric | Natural Gas | Customer | Wholesale Electric | Retail Electric | Natural Gas | Customer | Total | Wholesale Utility System Energy | Wholesale Utility System T&D Def. Cap. | Wholesale Utility System Act C-E Credit | Wholesale Utility System Risk Mitigation Benefit | Wholesale Utility System Total System Benefit | Wholesale Utility System Total Non-Consumer Cost | Wholesale Utility System B/C Ratio | Retail Utility System Energy | Retail Utility System T&D Def. Cap. | Retail Utility System Act C-E Credit | Retail Utility System Risk Mitigation Benefit | Retail Utility System Total System Benefit | Retail Utility System Total Non-Consumer Cost | Retail Utility System System B/C Ratio | Utility System Energy | Utility System T&D Def. Cap. | Utility System Act C-E Credit | Utility System Total Risk Mitigation Benefit | Utility System Total System Benefit | Utility System Total Non-Consumer Cost | Utility System Net Levelized Cost (Net of Elec T&D Capacity Benefits, Act Credit & Risk-Mitigation Benefit) in mills/kwh | Utility System System B/C Ratio | Wholesale Electric Levelized Cost | Retail Electric Levelized Cost | Natural Gas Levelized Cost | Customer Levelized Cost | Total Levelized Cost | PV Regional Electric Energy | PV Regional Gas Energy | PV Regional Electric T&D Def. Cap. | PV Regional Gas T&D Def. Cap. | PV Regional Electric System CO2 | PV Regional Gas System CO2 | PV Regional Electric System Risk-Mitigation Benefit | PV Regional Gas System Risk-Mitigation Benefit | PV Regional Non-E Value | PV Regional Act Credit | PV Regional Capital Cost | PV Regional Admin Cost | PV Regional Annual O&M Cost | PV Regional Periodic Replacement Cost | PV Total Regional Benefit | PV Total Regional Cost | TRC B/C Ratio | TRC Net Levelized Cost (Net of All Benefits) in mills/kWh | Electric System CO2 Avoided (Lifetime Tons) | Gas System CO2 Avoided (Lifetime Tons) | Total System CO2 Avoided (Lifetime Tons) | Electric System CO2 Avoided (Annual Tons in 2018) | Gas System CO2 Avoided (Annual Tons in 2018) | Total System CO2 Avoided (Annual Tons in 2018) | Gas Site Savings (therms) | Load Shape (gas) | Diversitfied Load Factor (gas) | Wholesale Coincidence Factor (gas) | Total Gas Utility System Energy | Gas Utility System T&D Def. Cap. | Gas Utility System Risk Mitigation Benefit | Gas Utility System Total System Benefit | Gas Utility System Total Non-Consumer Cost | Gas Utility System Net Levelized Cost (Net of Gas T&D Capacity Benefits & Risk-Mitigation Benefits) in cents/therm | Gas Utility System System B/C Ratio
Advanced Rooftop Controller-Retro-Large Ret |  | 15 | 1.1497 | 0 | 0.18359 | 0 | 0 |  |  |  | 1.2357 | 0.0002323 | 0.00023062 | 0 | 0 | 0 | 0.036611 | 0.084603 | 0 | 0.12285 | 0.011016 | 0.025703 | 0 | 0 | 0 | 0 | 0 | 0 | 0 | 0 | 0 | 0 | 0.047627 | 0.11031 | 0 | 0.12285 | 0.28078 | 0.64314 | 0.082083 | 0 | 0 | 0.72523 | 0.047627 | 15.2273 | 0.64314 | 0.097161 | 0 | 0 | 0.74031 | 0.11031 | 6.7114 | 0.64314 | 0.17924 | 0 | 0 | 0.82239 | 0.15793 | -1.269 | 5.2072 | 2.836 | 6.5682 | 0 | 7.3149 | 16.7191 | 0.64314 | 0 | 0.17924 | 0 | 0 | 0 | 0 | 0 | 0 | 0 | 0.24406 | 0.036719 | 0 | 0 | 0.82239 | 0.28078 | 2.929 | 6.0459 | 0.01174 | 0 | 0.01174 | 0.00058697 | 0 | 0.00058697 | 0 |  | 0 | 0 | 0 | 0 | 0 | 0 | 0 | 9999 | 9999
Advanced Rooftop Controller-Retro-Xlarge Ret |  | 15 | 0.93647 | 0 | 0.18118 | 0 | 0 |  |  |  | 1.0065 | 0.00018921 | 0.00018784 | 0 | 0 | 0 | 0.03613 | 0.08349 | 0 | 0.12123 | 0.010871 | 0.025365 | 0 | 0 | 0 | 0 | 0 | 0 | 0 | 0 | 0 | 0 | 0.047 | 0.10885 | 0 | 0.12123 | 0.27709 | 0.52385 | 0.066857 | 0 | 0 | 0.5907 | 0.047 | 12.5681 | 0.52385 | 0.079139 | 0 | 0 | 0.60299 | 0.10885 | 5.5394 | 0.52385 | 0.146 | 0 | 0 | 0.66984 | 0.15586 | 0.72075 | 4.2979 | 3.436 | 7.9579 | 0 | 8.8626 | 20.2566 | 0.52385 | 0 | 0.146 | 0 | 0 | 0 | 0 | 0 | 0 | 0 | 0.24085 | 0.036236 | 0 | 0 | 0.66984 | 0.27709 | 2.4175 | 9.5834 | 0.0095619 | 0 | 0.0095619 | 0.00047809 | 0 | 0.00047809 | 0 |  | 0 | 0 | 0 | 0 | 0 | 0 | 0 | 9999 | 9999
Advanced Rooftop Controller-Retro-Assembly |  | 15 | 0.70549 | 0 | 0.17983 | 0 | 0 |  |  |  | 0.75826 | 0.00014254 | 0.00014151 | 0 | 0 | 0 | 0.035861 | 0.082869 | 0 | 0.12033 | 0.01079 | 0.025176 | 0 | 0 | 0 | 0 | 0 | 0 | 0 | 0 | 0 | 0 | 0.046651 | 0.10805 | 0 | 0.12033 | 0.27503 | 0.39464 | 0.050367 | 0 | 0 | 0.44501 | 0.046651 | 9.5392 | 0.39464 | 0.05962 | 0 | 0 | 0.45426 | 0.10805 | 4.2044 | 0.39464 | 0.10999 | 0 | 0 | 0.50463 | 0.1547 | 4.3386 | 3.2621 | 4.527 | 10.4847 | 0 | 11.6767 | 26.6885 | 0.39464 | 0 | 0.10999 | 0 | 0 | 0 | 0 | 0 | 0 | 0 | 0.23906 | 0.035966 | 0 | 0 | 0.50463 | 0.27503 | 1.8349 | 16.0153 | 0.0072036 | 0 | 0.0072036 | 0.00036017 | 0 | 0.00036017 | 0 |  | 0 | 0 | 0 | 0 | 0 | 0 | 0 | 9999 | 9999
Advanced Rooftop Controller-Retro-Medium Ret |  | 15 | 0.39486 | 0 | 0.11607 | 0 | 0 |  |  |  | 0.4244 | 7.9781e-05 | 7.9205e-05 | 0 | 0 | 0 | 0.023145 | 0.053486 | 0 | 0.077663 | 0.0069641 | 0.016249 | 0 | 0 | 0 | 0 | 0 | 0 | 0 | 0 | 0 | 0 | 0.030109 | 0.069735 | 0 | 0.077663 | 0.17751 | 0.22088 | 0.02819 | 0 | 0 | 0.24907 | 0.030109 | 8.2722 | 0.22088 | 0.033369 | 0 | 0 | 0.25425 | 0.069735 | 3.6459 | 0.22088 | 0.061559 | 0 | 0 | 0.28244 | 0.099844 | 6.6379 | 2.8288 | 5.2204 | 12.0907 | 0 | 13.4652 | 30.7763 | 0.22088 | 0 | 0.061559 | 0 | 0 | 0 | 0 | 0 | 0 | 0 | 0.15429 | 0.023214 | 0 | 0 | 0.28244 | 0.17751 | 1.5911 | 20.1031 | 0.0040318 | 0 | 0.0040318 | 0.00020159 | 0 | 0.00020159 | 0 |  | 0 | 0 | 0 | 0 | 0 | 0 | 0 | 9999 | 9999
Advanced Rooftop Controller-Retro-Supermarket |  | 15 | 0.91934 | 0 | 0.29228 | 0 | 0 |  |  |  | 0.9881 | 0.00018575 | 0.00018441 | 0 | 0 | 0 | 0.058285 | 0.13469 | 0 | 0.19557 | 0.017537 | 0.04092 | 0 | 0 | 0 | 0 | 0 | 0 | 0 | 0 | 0 | 0 | 0.075822 | 0.17561 | 0 | 0.19557 | 0.447 | 0.51426 | 0.065634 | 0 | 0 | 0.5799 | 0.075822 | 7.6481 | 0.51426 | 0.077691 | 0 | 0 | 0.59196 | 0.17561 | 3.3709 | 0.51426 | 0.14333 | 0 | 0 | 0.65759 | 0.25143 | 8.0503 | 2.6154 | 5.6463 | 13.0772 | 0 | 14.5639 | 33.2874 | 0.51426 | 0 | 0.14333 | 0 | 0 | 0 | 0 | 0 | 0 | 0 | 0.38855 | 0.058457 | 0 | 0 | 0.65759 | 0.447 | 1.4711 | 22.6142 | 0.009387 | 0 | 0.009387 | 0.00046935 | 0 | 0.00046935 | 0 |  | 0 | 0 | 0 | 0 | 0 | 0 | 0 | 9999 | 9999
Advanced Rooftop Controller-Retro-MiniMart |  | 15 | 0.91934 | 0 | 0.29228 | 0 | 0 |  |  |  | 0.9881 | 0.00018575 | 0.00018441 | 0 | 0 | 0 | 0.058285 | 0.13469 | 0 | 0.19557 | 0.017537 | 0.04092 | 0 | 0 | 0 | 0 | 0 | 0 | 0 | 0 | 0 | 0 | 0.075822 | 0.17561 | 0 | 0.19557 | 0.447 | 0.51426 | 0.065634 | 0 | 0 | 0.5799 | 0.075822 | 7.6481 | 0.51426 | 0.077691 | 0 | 0 | 0.59196 | 0.17561 | 3.3709 | 0.51426 | 0.14333 | 0 | 0 | 0.65759 | 0.25143 | 8.0503 | 2.6154 | 5.6463 | 13.0772 | 0 | 14.5639 | 33.2874 | 0.51426 | 0 | 0.14333 | 0 | 0 | 0 | 0 | 0 | 0 | 0 | 0.38855 | 0.058457 | 0 | 0 | 0.65759 | 0.447 | 1.4711 | 22.6142 | 0.009387 | 0 | 0.009387 | 0.00046935 | 0 | 0.00046935 | 0 |  | 0 | 0 | 0 | 0 | 0 | 0 | 0 | 9999 | 9999
Advanced Rooftop Controller-Retro-Residential Care |  | 15 | 0.70584 | 0 | 0.21501 | 0 | 0 |  |  |  | 0.75764 | 9.1873e-05 | 9.121e-05 | 0 | 0 | 0 | 0.042875 | 0.099078 | 0 | 0.14386 | 0.0129 | 0.030101 | 0 | 0 | 0 | 0 | 0 | 0 | 0 | 0 | 0 | 0 | 0.055775 | 0.12918 | 0 | 0.14386 | 0.32882 | 0.38201 | 0.032463 | 0 | 0 | 0.41447 | 0.055775 | 7.4311 | 0.38201 | 0.038427 | 0 | 0 | 0.42043 | 0.12918 | 3.2547 | 0.38201 | 0.07089 | 0 | 0 | 0.4529 | 0.18495 | 11.0779 | 2.4487 | 5.4169 | 12.5458 | 0 | 13.9721 | 31.9348 | 0.38201 | 0 | 0.07089 | 0 | 0 | 0 | 0 | 0 | 0 | 0 | 0.28582 | 0.043001 | 0 | 0 | 0.4529 | 0.32882 | 1.3773 | 25.05 | 0.0071976 | 0 | 0.0071976 | 0.00035988 | 0 | 0.00035988 | 0 |  | 0 | 0 | 0 | 0 | 0 | 0 | 0 | 9999 | 9999
Advanced Rooftop Controller-Retro-Restaurant |  | 15 | 2.0064 | 0 | 0.73229 | 0 | 0 |  |  |  | 2.1564 | 0.00040538 | 0.00040246 | 0 | 0 | 0 | 0.14603 | 0.33745 | 0 | 0.48999 | 0.043938 | 0.10252 | 0 | 0 | 0 | 0 | 0 | 0 | 0 | 0 | 0 | 0 | 0.18997 | 0.43997 | 0 | 0.48999 | 1.1199 | 1.1223 | 0.14324 | 0 | 0 | 1.2656 | 0.18997 | 6.6621 | 1.1223 | 0.16955 | 0 | 0 | 1.2919 | 0.43997 | 2.9363 | 1.1223 | 0.3128 | 0 | 0 | 1.4351 | 0.62994 | 10.8215 | 2.2782 | 6.482 | 15.0127 | 0 | 16.7194 | 38.2141 | 1.1223 | 0 | 0.3128 | 0 | 0 | 0 | 0 | 0 | 0 | 0 | 0.97347 | 0.14646 | 0 | 0 | 1.4351 | 1.1199 | 1.2814 | 27.5409 | 0.020486 | 0 | 0.020486 | 0.0010243 | 0 | 0.0010243 | 0 |  | 0 | 0 | 0 | 0 | 0 | 0 | 0 | 9999 | 9999
Advanced Rooftop Controller-Retro-Other |  | 15 | 0.14122 | 0 | 0.066714 | 0 | 0 |  |  |  | 0.15179 | 2.8534e-05 | 2.8328e-05 | 0 | 0 | 0 | 0.013304 | 0.030743 | 0 | 0.04464 | 0.0040028 | 0.0093399 | 0 | 0 | 0 | 0 | 0 | 0 | 0 | 0 | 0 | 0 | 0.017306 | 0.040083 | 0 | 0.04464 | 0.10203 | 0.078999 | 0.010082 | 0 | 0 | 0.089082 | 0.017306 | 5.1473 | 0.078999 | 0.011935 | 0 | 0 | 0.090934 | 0.040083 | 2.2687 | 0.078999 | 0.022017 | 0 | 0 | 0.10102 | 0.057389 | 17.1472 | 1.7602 | 8.3896 | 19.4308 | 0 | 21.6398 | 49.4602 | 0.078999 | 0 | 0.022017 | 0 | 0 | 0 | 0 | 0 | 0 | 0 | 0.088686 | 0.013343 | 0 | 0 | 0.10102 | 0.10203 | 0.99008 | 38.787 | 0.001442 | 0 | 0.001442 | 7.2099e-05 | 0 | 7.2099e-05 | 0 |  | 0 | 0 | 0 | 0 | 0 | 0 | 0 | 9999 | 9999
Advanced Rooftop Controller-Retro-Lodging |  | 15 | 0.11384 | 0 | 0.06187 | 0 | 0 |  |  |  | 0.12236 | 2.3001e-05 | 2.2835e-05 | 0 | 0 | 0 | 0.012338 | 0.02851 | 0 | 0.041398 | 0.0037122 | 0.0086618 | 0 | 0 | 0 | 0 | 0 | 0 | 0 | 0 | 0 | 0 | 0.01605 | 0.037172 | 0 | 0.041398 | 0.09462 | 0.063681 | 0.0081275 | 0 | 0 | 0.071809 | 0.01605 | 4.4741 | 0.063681 | 0.0096205 | 0 | 0 | 0.073302 | 0.037172 | 1.9719 | 0.063681 | 0.017748 | 0 | 0 | 0.081429 | 0.053222 | 21.3332 | 1.53 | 9.652 | 22.3544 | 0 | 24.8959 | 56.9022 | 0.063681 | 0 | 0.017748 | 0 | 0 | 0 | 0 | 0 | 0 | 0 | 0.082246 | 0.012374 | 0 | 0 | 0.081429 | 0.09462 | 0.86059 | 46.2291 | 0.0011624 | 0 | 0.0011624 | 5.8119e-05 | 0 | 5.8119e-05 | 0 |  | 0 | 0 | 0 | 0 | 0 | 0 | 0 | 9999 | 9999
Advanced Rooftop Controller-Retro-Hospital |  | 15 | 0.11384 | 0 | 0.06187 | 0 | 0 |  |  |  | 0.1222 | 1.4818e-05 | 1.4711e-05 | 0 | 0 | 0 | 0.012338 | 0.02851 | 0 | 0.041398 | 0.0037122 | 0.0086618 | 0 | 0 | 0 | 0 | 0 | 0 | 0 | 0 | 0 | 0 | 0.01605 | 0.037172 | 0 | 0.041398 | 0.09462 | 0.061612 | 0.0052358 | 0 | 0 | 0.066847 | 0.01605 | 4.165 | 0.061612 | 0.0061976 | 0 | 0 | 0.067809 | 0.037172 | 1.8242 | 0.061612 | 0.011433 | 0 | 0 | 0.073045 | 0.053222 | 25.1637 | 1.3725 | 9.6647 | 22.3839 | 0 | 24.9286 | 56.9772 | 0.061612 | 0 | 0.011433 | 0 | 0 | 0 | 0 | 0 | 0 | 0 | 0.082246 | 0.012374 | 0 | 0 | 0.073045 | 0.09462 | 0.77198 | 50.0924 | 0.0011609 | 0 | 0.0011609 | 5.8043e-05 | 0 | 5.8043e-05 | 0 |  | 0 | 0 | 0 | 0 | 0 | 0 | 0 | 9999 | 9999
Advanced Rooftop Controller-Retro-Small Off |  | 15 | 0.26507 | 0 | 0.19999 | 0 | 0 |  |  |  | 0.28489 | 5.3556e-05 | 5.3169e-05 | 0 | 0 | 0 | 0.039881 | 0.092159 | 0 | 0.13382 | 0.012 | 0.027999 | 0 | 0 | 0 | 0 | 0 | 0 | 0 | 0 | 0 | 0 | 0.051881 | 0.12016 | 0 | 0.13382 | 0.30586 | 0.14827 | 0.018924 | 0 | 0 | 0.1672 | 0.051881 | 3.2227 | 0.14827 | 0.0224 | 0 | 0 | 0.17067 | 0.12016 | 1.4204 | 0.14827 | 0.041324 | 0 | 0 | 0.1896 | 0.17204 | 33.7609 | 1.1021 | 13.3997 | 31.0344 | 0 | 34.5626 | 78.9967 | 0.14827 | 0 | 0.041324 | 0 | 0 | 0 | 0 | 0 | 0 | 0 | 0.26586 | 0.039998 | 0 | 0 | 0.1896 | 0.30586 | 0.61989 | 68.3235 | 0.0027065 | 0 | 0.0027065 | 0.00013532 | 0 | 0.00013532 | 0 |  | 0 | 0 | 0 | 0 | 0 | 0 | 0 | 9999 | 9999
Advanced Rooftop Controller-Retro-Large Off |  | 15 | 0.11507 | 0 | 0.086959 | 0 | 0 |  |  |  | 0.12368 | 2.3249e-05 | 2.3082e-05 | 0 | 0 | 0 | 0.017341 | 0.040072 | 0 | 0.058186 | 0.0052175 | 0.012174 | 0 | 0 | 0 | 0 | 0 | 0 | 0 | 0 | 0 | 0 | 0.022558 | 0.052246 | 0 | 0.058186 | 0.13299 | 0.064368 | 0.0082151 | 0 | 0 | 0.072583 | 0.022558 | 3.2176 | 0.064368 | 0.0097243 | 0 | 0 | 0.074092 | 0.052246 | 1.4181 | 0.064368 | 0.017939 | 0 | 0 | 0.082308 | 0.074804 | 33.8322 | 1.1003 | 13.4212 | 31.0841 | 0 | 34.618 | 79.1234 | 0.064368 | 0 | 0.017939 | 0 | 0 | 0 | 0 | 0 | 0 | 0 | 0.1156 | 0.017392 | 0 | 0 | 0.082308 | 0.13299 | 0.6189 | 68.4502 | 0.0011749 | 0 | 0.0011749 | 5.8746e-05 | 0 | 5.8746e-05 | 0 |  | 0 | 0 | 0 | 0 | 0 | 0 | 0 | 9999 | 9999
Advanced Rooftop Controller-Retro-Small Ret |  | 15 | 0.026515 | 0 | 0.021088 | 0 | 0 |  |  |  | 0.028498 | 5.3572e-06 | 5.3185e-06 | 0 | 0 | 0 | 0.0042053 | 0.0097178 | 0 | 0.014111 | 0.0012653 | 0.0029524 | 0 | 0 | 0 | 0 | 0 | 0 | 0 | 0 | 0 | 0 | 0.0054706 | 0.01267 | 0 | 0.014111 | 0.032251 | 0.014832 | 0.001893 | 0 | 0 | 0.016725 | 0.0054706 | 3.0572 | 0.014832 | 0.0022407 | 0 | 0 | 0.017073 | 0.01267 | 1.3475 | 0.014832 | 0.0041336 | 0 | 0 | 0.018966 | 0.018141 | 36.1665 | 1.0455 | 14.1252 | 32.7145 | 0 | 36.4338 | 83.2735 | 0.014832 | 0 | 0.0041336 | 0 | 0 | 0 | 0 | 0 | 0 | 0 | 0.028034 | 0.0042177 | 0 | 0 | 0.018966 | 0.032251 | 0.58806 | 72.6003 | 0.00027073 | 0 | 0.00027073 | 1.3536e-05 | 0 | 1.3536e-05 | 0 |  | 0 | 0 | 0 | 0 | 0 | 0 | 0 | 9999 | 9999
Advanced Rooftop Controller-Retro-Warehouse |  | 15 | 0.046477 | 0 | 0.037784 | 0 | 0 |  |  |  | 0.049954 | 9.3906e-06 | 9.3228e-06 | 0 | 0 | 0 | 0.0075347 | 0.017412 | 0 | 0.025282 | 0.0022671 | 0.0052898 | 0 | 0 | 0 | 0 | 0 | 0 | 0 | 0 | 0 | 0 | 0.0098018 | 0.022701 | 0 | 0.025282 | 0.057785 | 0.025999 | 0.0033182 | 0 | 0 | 0.029317 | 0.0098018 | 2.991 | 0.025999 | 0.0039277 | 0 | 0 | 0.029926 | 0.022701 | 1.3183 | 0.025999 | 0.0072459 | 0 | 0 | 0.033245 | 0.032503 | 37.2039 | 1.0228 | 14.438 | 33.4391 | 0 | 37.2407 | 85.1179 | 0.025999 | 0 | 0.0072459 | 0 | 0 | 0 | 0 | 0 | 0 | 0 | 0.050228 | 0.0075569 | 0 | 0 | 0.033245 | 0.057785 | 0.57531 | 74.4447 | 0.00047456 | 0 | 0.00047456 | 2.3728e-05 | 0 | 2.3728e-05 | 0 |  | 0 | 0 | 0 | 0 | 0 | 0 | 0 | 9999 | 9999
Advanced Rooftop Controller-Retro-Medium Off |  | 15 | 0.38623 | 0 | 0.31606 | 0 | 0 |  |  |  | 0.41512 | 7.8037e-05 | 7.7474e-05 | 0 | 0 | 0 | 0.063027 | 0.14565 | 0 | 0.21148 | 0.018964 | 0.044249 | 0 | 0 | 0 | 0 | 0 | 0 | 0 | 0 | 0 | 0 | 0.081991 | 0.1899 | 0 | 0.21148 | 0.48337 | 0.21605 | 0.027574 | 0 | 0 | 0.24363 | 0.081991 | 2.9714 | 0.21605 | 0.03264 | 0 | 0 | 0.24869 | 0.1899 | 1.3096 | 0.21605 | 0.060214 | 0 | 0 | 0.27627 | 0.27189 | 37.5196 | 1.0161 | 14.5332 | 33.6596 | 0 | 37.4863 | 85.679 | 0.21605 | 0 | 0.060214 | 0 | 0 | 0 | 0 | 0 | 0 | 0 | 0.42016 | 0.063213 | 0 | 0 | 0.27627 | 0.48337 | 0.57154 | 75.0059 | 0.0039437 | 0 | 0.0039437 | 0.00019718 | 0 | 0.00019718 | 0 |  | 0 | 0 | 0 | 0 | 0 | 0 | 0 | 9999 | 9999
Advanced Rooftop Controller-Retro-University |  | 15 | 0.10612 | 0 | 0.094553 | 0 | 0 |  |  |  | 0.11406 | 2.1441e-05 | 2.1286e-05 | 0 | 0 | 0 | 0.018855 | 0.043571 | 0 | 0.063267 | 0.0056732 | 0.013237 | 0 | 0 | 0 | 0 | 0 | 0 | 0 | 0 | 0 | 0 | 0.024528 | 0.056809 | 0 | 0.063267 | 0.1446 | 0.059361 | 0.0075761 | 0 | 0 | 0.066937 | 0.024528 | 2.729 | 0.059361 | 0.0089679 | 0 | 0 | 0.068329 | 0.056809 | 1.2028 | 0.059361 | 0.016544 | 0 | 0 | 0.075905 | 0.081337 | 41.8006 | 0.93322 | 15.8242 | 36.6496 | 0 | 40.8162 | 93.29 | 0.059361 | 0 | 0.016544 | 0 | 0 | 0 | 0 | 0 | 0 | 0 | 0.12569 | 0.018911 | 0 | 0 | 0.075905 | 0.1446 | 0.52492 | 82.6168 | 0.0010835 | 0 | 0.0010835 | 5.4176e-05 | 0 | 5.4176e-05 | 0 |  | 0 | 0 | 0 | 0 | 0 | 0 | 0 | 9999 | 9999
Advanced Rooftop Controller-Retro-School K-12 |  | 15 | 0.10612 | 0 | 0.094553 | 0 | 0 |  |  |  | 0.11418 | 1.0515e-05 | 1.0439e-05 | 0 | 0 | 0 | 0.018855 | 0.043571 | 0 | 0.063267 | 0.0056732 | 0.013237 | 0 | 0 | 0 | 0 | 0 | 0 | 0 | 0 | 0 | 0 | 0.024528 | 0.056809 | 0 | 0.063267 | 0.1446 | 0.061156 | 0.0037154 | 0 | 0 | 0.064872 | 0.024528 | 2.6448 | 0.061156 | 0.004398 | 0 | 0 | 0.065554 | 0.056809 | 1.1539 | 0.061156 | 0.0081134 | 0 | 0 | 0.06927 | 0.081337 | 47.1883 | 0.85164 | 15.807 | 36.6099 | 0 | 40.772 | 93.1889 | 0.061156 | 0 | 0.0081134 | 0 | 0 | 0 | 0 | 0 | 0 | 0 | 0.12569 | 0.018911 | 0 | 0 | 0.06927 | 0.1446 | 0.47903 | 87.9603 | 0.0010847 | 0 | 0.0010847 | 5.4235e-05 | 0 | 5.4235e-05 | 0 |  | 0 | 0 | 0 | 0 | 0 | 0 | 0 | 9999 | 9999
Supply Curve Results; Categories sorted by TRC Net Levelized Cost
Totals for Categories with Benefits Exceeding Costs. Levelized cost is TRC Net Levelized Cost (Net of Benefits) | [12 empty] | Savings Allocation by Cost Bin and Month for Segments 1 | [12 empty] | Savings Allocation by Cost Bin and Month for Segments 2
| Totals Basis | Busbar Electric Savings in kWh | First Cost | Admin Cost | First Year Program Cost | PV Cost | PV Benefits | Unit Program Cost: First Year Program Cost in $/average annual kW saved | Utility System Net Levelized Cost (Net of T&D Capacity Benefits, Act Credit & Risk-Mitigation) in mills/kWh | TRC Net Levelized Cost (Net of All Benefits) in mills/kWh | TRC B/C Ratio | Net Electric & Gas System CO2 Avoided (Lifetime Tons) | Jan | Feb | Mar | Apr | May | Jun | Jul | Aug | Sep | Oct | Nov | Dec |  | Jan | Feb | Mar | Apr | May | Jun | Jul | Aug | Sep | Oct | Nov | Dec
| Measures with B/C > 1.00 | 8.467 | 2.2593 | 0 | 2.2593 | 3.0033 | 5.5835 | 2337.4451 | 2.6287 | 15.7661 | 2.0359 | 0.080437 | 0.51932 | 0.46765 | 0.53869 | 0.50101 | 0.51257 | 0.50832 | 0.48395 | 0.50576 | 0.47022 | 0.53486 | 0.4731 | 0.51356 |  | 0.23333 | 0.20106 | 0.19432 | 0.20244 | 0.19982 | 0.17684 | 0.20692 | 0.17216 | 0.20785 | 0.18712 | 0.22143 | 0.23465
| Categories with B/C > 1.00 | 8.3152 | 2.1925 | 0.43851 | 2.631 | 3.3532 | 5.4825 | 2771.7968 | 6.3621 | 19.3444 | 1.7839 | 0.078995 | 0.073577 | 0.066158 | 0.076131 | 0.070826 | 0.072309 | 0.071576 | 0.067999 | 0.070852 | 0.066198 | 0.075479 | 0.066795 | 0.072722 |  | 0.031238 | 0.026839 | 0.025744 | 0.026881 | 0.026374 | 0.023142 | 0.027172 | 0.022284 | 0.027434 | 0.02464 | 0.029563 | 0.031453
Supply Curve Results: By TRC Net Levelized Cost - Net of Benefits
| Block 1: <= 0 mills/kWh | 0 | 0 | 0 | 0 | 0 | 0 | 0 | 0 | 0 | 0 | 0 | 0 | 0 | 0 | 0 | 0 | 0 | 0 | 0 | 0 | 0 | 0 | 0 |  | 0 | 0 | 0 | 0 | 0 | 0 | 0 | 0 | 0 | 0 | 0 | 0
| Block 2: <= 10 mills/kWh | 2.2422 | 0.36477 | 0.072955 | 0.43773 | 0.55786 | 1.4922 | 1710.1209 | -0.37583 | 7.6339 | 2.6993 | 0.021301 | 0.1406 | 0.12642 | 0.14548 | 0.13534 | 0.13818 | 0.13678 | 0.12994 | 0.13539 | 0.1265 | 0.14423 | 0.12764 | 0.13897 |  | 0.059693 | 0.051286 | 0.049194 | 0.051367 | 0.050398 | 0.044223 | 0.051923 | 0.042582 | 0.052424 | 0.047085 | 0.056492 | 0.060104
| Block 3: 10-20 mills/kWh | 0.75826 | 0.17983 | 0.035966 | 0.2158 | 0.27503 | 0.50463 | 2493.0599 | 4.3386 | 16.0153 | 1.8349 | 0.0072036 | 0.047547 | 0.042752 | 0.049197 | 0.045769 | 0.046727 | 0.046254 | 0.043942 | 0.045786 | 0.042779 | 0.048776 | 0.043164 | 0.046994 |  | 0.020186 | 0.017344 | 0.016636 | 0.017371 | 0.017043 | 0.014955 | 0.017559 | 0.0144 | 0.017728 | 0.015923 | 0.019104 | 0.020325
| Block 4: 20-30 mills/kWh | 5.3147 | 1.6479 | 0.32959 | 1.9775 | 2.5203 | 3.4856 | 3259.4815 | 9.4936 | 24.76 | 1.3904 | 0.05049 | 0.32166 | 0.28992 | 0.33417 | 0.31074 | 0.31832 | 0.31603 | 0.30127 | 0.31541 | 0.29238 | 0.33209 | 0.29366 | 0.31819 |  | 0.14941 | 0.12896 | 0.12516 | 0.13022 | 0.12897 | 0.11466 | 0.13392 | 0.1123 | 0.13415 | 0.12093 | 0.14201 | 0.15015
| Block 5: 30-40 mills/kWh | 0.15179 | 0.066714 | 0.013343 | 0.080057 | 0.10203 | 0.10102 | 4620.2452 | 17.1472 | 38.787 | 0.99008 | 0.001442 | 0.0095179 | 0.0085581 | 0.0098482 | 0.009162 | 0.0093538 | 0.009259 | 0.0087962 | 0.0091653 | 0.0085633 | 0.0097638 | 0.0086405 | 0.0094072 |  | 0.0040409 | 0.0034718 | 0.0033302 | 0.0034773 | 0.0034117 | 0.0029937 | 0.0035149 | 0.0028826 | 0.0035488 | 0.0031874 | 0.0038242 | 0.0040687
| Block 6: 40-50 mills/kWh | 0.12236 | 0.06187 | 0.012374 | 0.074244 | 0.09462 | 0.081429 | 5315.4307 | 21.3332 | 46.2291 | 0.86059 | 0.0011624 | 0.0076723 | 0.0068987 | 0.0079386 | 0.0073855 | 0.0075401 | 0.0074637 | 0.0070906 | 0.0073882 | 0.0069029 | 0.0078706 | 0.0069651 | 0.0075832 |  | 0.0032574 | 0.0027986 | 0.0026845 | 0.002803 | 0.0027502 | 0.0024132 | 0.0028334 | 0.0023237 | 0.0028607 | 0.0025693 | 0.0030827 | 0.0032798
| Block 7: 50-60 mills/kWh | 0.1222 | 0.06187 | 0.012374 | 0.074244 | 0.09462 | 0.073045 | 5322.4328 | 25.1637 | 50.0924 | 0.77198 | 0.0011609 | 0.0057915 | 0.0053199 | 0.0062098 | 0.0057536 | 0.0060469 | 0.0061375 | 0.0059983 | 0.0064912 | 0.0056909 | 0.0062829 | 0.0055236 | 0.0057685 |  | 0.0045306 | 0.0039878 | 0.0040603 | 0.0041656 | 0.0042808 | 0.0039977 | 0.0045792 | 0.0041538 | 0.0044526 | 0.00407 | 0.0043862 | 0.0045159
| Block 8: 60-70 mills/kWh | 0.40857 | 0.28695 | 0.05739 | 0.34434 | 0.43885 | 0.27191 | 7382.9339 | 33.7825 | 68.3619 | 0.61959 | 0.0038814 | 0.025619 | 0.023036 | 0.026508 | 0.024661 | 0.025178 | 0.024923 | 0.023677 | 0.02467 | 0.02305 | 0.026281 | 0.023258 | 0.025321 |  | 0.010877 | 0.0093451 | 0.0089639 | 0.0093598 | 0.0091833 | 0.0080581 | 0.0094612 | 0.0077591 | 0.0095523 | 0.0085795 | 0.010294 | 0.010952
| Block 9: 70-80 mills/kWh | 0.49357 | 0.37494 | 0.074987 | 0.44992 | 0.57341 | 0.32848 | 7985.29 | 37.4095 | 74.8102 | 0.57288 | 0.004689 | 0.03095 | 0.027829 | 0.032024 | 0.029792 | 0.030416 | 0.030108 | 0.028603 | 0.029803 | 0.027846 | 0.031749 | 0.028097 | 0.03059 |  | 0.01314 | 0.011289 | 0.010829 | 0.011307 | 0.011094 | 0.0097346 | 0.01143 | 0.0093735 | 0.01154 | 0.010365 | 0.012435 | 0.01323
| Block 10: 80-90 mills/kWh | 0.22824 | 0.18911 | 0.037821 | 0.22693 | 0.28921 | 0.14517 | 8709.8126 | 44.4959 | 85.29 | 0.50196 | 0.0021682 | 0.015712 | 0.014283 | 0.016042 | 0.0151 | 0.015435 | 0.015004 | 0.01373 | 0.015266 | 0.015077 | 0.01616 | 0.013881 | 0.014673 |  | 0.0054871 | 0.0044188 | 0.0039873 | 0.0038121 | 0.0035969 | 0.0031532 | 0.003527 | 0.0030927 | 0.0038589 | 0.0033084 | 0.0043591 | 0.005272
| Block 11: 90-100 mills/kWh | 0 | 0 | 0 | 0 | 0 | 0 | 0 | 0 | 0 | 0 | 0 | 0 | 0 | 0 | 0 | 0 | 0 | 0 | 0 | 0 | 0 | 0 | 0 |  | 0 | 0 | 0 | 0 | 0 | 0 | 0 | 0 | 0 | 0 | 0 | 0
| Block 12: 100-110 mills/kWh | 0 | 0 | 0 | 0 | 0 | 0 | 0 | 0 | 0 | 0 | 0 | 0 | 0 | 0 | 0 | 0 | 0 | 0 | 0 | 0 | 0 | 0 | 0 |  | 0 | 0 | 0 | 0 | 0 | 0 | 0 | 0 | 0 | 0 | 0 | 0
| Block 13: 110-120 mills/kWh | 0 | 0 | 0 | 0 | 0 | 0 | 0 | 0 | 0 | 0 | 0 | 0 | 0 | 0 | 0 | 0 | 0 | 0 | 0 | 0 | 0 | 0 | 0 |  | 0 | 0 | 0 | 0 | 0 | 0 | 0 | 0 | 0 | 0 | 0 | 0
| Block 14: 120-130 mills/kWh | 0 | 0 | 0 | 0 | 0 | 0 | 0 | 0 | 0 | 0 | 0 | 0 | 0 | 0 | 0 | 0 | 0 | 0 | 0 | 0 | 0 | 0 | 0 |  | 0 | 0 | 0 | 0 | 0 | 0 | 0 | 0 | 0 | 0 | 0 | 0
| Block 15: 130-140 mills/kWh | 0 | 0 | 0 | 0 | 0 | 0 | 0 | 0 | 0 | 0 | 0 | 0 | 0 | 0 | 0 | 0 | 0 | 0 | 0 | 0 | 0 | 0 | 0 |  | 0 | 0 | 0 | 0 | 0 | 0 | 0 | 0 | 0 | 0 | 0 | 0
| Block 16: 140-150 mills/kWh | 0 | 0 | 0 | 0 | 0 | 0 | 0 | 0 | 0 | 0 | 0 | 0 | 0 | 0 | 0 | 0 | 0 | 0 | 0 | 0 | 0 | 0 | 0 |  | 0 | 0 | 0 | 0 | 0 | 0 | 0 | 0 | 0 | 0 | 0 | 0
| Block 17: 150-160 mills/kWh | 0 | 0 | 0 | 0 | 0 | 0 | 0 | 0 | 0 | 0 | 0 | 0 | 0 | 0 | 0 | 0 | 0 | 0 | 0 | 0 | 0 | 0 | 0 |  | 0 | 0 | 0 | 0 | 0 | 0 | 0 | 0 | 0 | 0 | 0 | 0
| Block 18: 160-170 mills/kWh | 0 | 0 | 0 | 0 | 0 | 0 | 0 | 0 | 0 | 0 | 0 | 0 | 0 | 0 | 0 | 0 | 0 | 0 | 0 | 0 | 0 | 0 | 0 |  | 0 | 0 | 0 | 0 | 0 | 0 | 0 | 0 | 0 | 0 | 0 | 0
| Block 19: 170-180 mills/kWh | 0 | 0 | 0 | 0 | 0 | 0 | 0 | 0 | 0 | 0 | 0 | 0 | 0 | 0 | 0 | 0 | 0 | 0 | 0 | 0 | 0 | 0 | 0 |  | 0 | 0 | 0 | 0 | 0 | 0 | 0 | 0 | 0 | 0 | 0 | 0
| Block 20: 180-190 mills/kWh | 0 | 0 | 0 | 0 | 0 | 0 | 0 | 0 | 0 | 0 | 0 | 0 | 0 | 0 | 0 | 0 | 0 | 0 | 0 | 0 | 0 | 0 | 0 |  | 0 | 0 | 0 | 0 | 0 | 0 | 0 | 0 | 0 | 0 | 0 | 0
| Block 21: 190-200 mills/kWh | 0 | 0 | 0 | 0 | 0 | 0 | 0 | 0 | 0 | 0 | 0 | 0 | 0 | 0 | 0 | 0 | 0 | 0 | 0 | 0 | 0 | 0 | 0 |  | 0 | 0 | 0 | 0 | 0 | 0 | 0 | 0 | 0 | 0 | 0 | 0
| Block 22: > 200 mills/kWh | 0 | 0 | 0 | 0 | 0 | 0 | 0 | 0 | 0 | 0 | 0 | 0 | 0 | 0 | 0 | 0 | 0 | 0 | 0 | 0 | 0 | 0 | 0 |  | 0 | 0 | 0 | 0 | 0 | 0 | 0 | 0 | 0 | 0 | 0 | 0
Shaped Savings Results; By Category and sorted by TRC BC ratio
[13 empty] | Savings Allocation by Cost Bin and Month for Segments 1 Feb: Savings Allocation by Category and Month for Segments 1 |  |  | Savings Allocation by Category and Month for Segments 2
Category | Measure | Busbar Savings | First Cost | Admin Cost | First Year Program Cost | PV Cost | PV Benefits | Unit Program Cost: First Year Program Cost in $/average annual kW saved | Utility System Net Levelized Cost (Net of T&D Capacity Benefits, Act Credit & Risk-Mitigation) in mills/kWh | TRC Net Levelized Cost (Net of All Benefits) in mills/kWh | TRC B/C Ratio | Net Electric & Gas System CO2 Avoided (Lifetime Tons) | Wholesale KW | Jan | Feb | Mar | Apr | May | Jun | Jul | Aug | Sep | Oct | Nov | Dec |  | Jan | Feb | Mar | Apr | May | Jun | Jul | Aug | Sep | Oct | Nov | Dec
Advanced Rooftop Controller-Retro-Large Ret |  | 1.2357 | 0.18359 | 0.036719 | 0.22031 | 0.28078 | 0.82239 | 1561.7878 | -1.269 | 6.0459 | 2.929 | 0.01174 | 0.0002323 | 0.077486 | 0.069673 | 0.080175 | 0.074589 | 0.076151 | 0.075379 | 0.071611 | 0.074616 | 0.069716 | 0.079489 | 0.070343 | 0.076586 |  | 0.032898 | 0.028265 | 0.027112 | 0.028309 | 0.027775 | 0.024372 | 0.028616 | 0.023468 | 0.028891 | 0.025949 | 0.031133 | 0.033124
Advanced Rooftop Controller-Retro-Xlarge Ret |  | 1.0065 | 0.18118 | 0.036236 | 0.21741 | 0.27709 | 0.66984 | 1892.2344 | 0.72075 | 9.5834 | 2.4175 | 0.0095619 | 0.00018921 | 0.063113 | 0.056749 | 0.065304 | 0.060753 | 0.062026 | 0.061397 | 0.058328 | 0.060776 | 0.056784 | 0.064744 | 0.057295 | 0.06238 |  | 0.026795 | 0.023022 | 0.022083 | 0.023058 | 0.022623 | 0.019851 | 0.023308 | 0.019115 | 0.023532 | 0.021136 | 0.025358 | 0.02698
Advanced Rooftop Controller-Retro-Assembly |  | 0.75826 | 0.17983 | 0.035966 | 0.2158 | 0.27503 | 0.50463 | 2493.0599 | 4.3386 | 16.0153 | 1.8349 | 0.0072036 | 0.00014254 | 0.047547 | 0.042752 | 0.049197 | 0.045769 | 0.046727 | 0.046254 | 0.043942 | 0.045786 | 0.042779 | 0.048776 | 0.043164 | 0.046994 |  | 0.020186 | 0.017344 | 0.016636 | 0.017371 | 0.017043 | 0.014955 | 0.017559 | 0.0144 | 0.017728 | 0.015923 | 0.019104 | 0.020325
Advanced Rooftop Controller-Retro-Medium Ret |  | 0.4244 | 0.11607 | 0.023214 | 0.13928 | 0.17751 | 0.28244 | 2874.9167 | 6.6379 | 20.1031 | 1.5911 | 0.0040318 | 7.9781e-05 | 0.026612 | 0.023928 | 0.027535 | 0.025617 | 0.026153 | 0.025888 | 0.024594 | 0.025626 | 0.023943 | 0.0273 | 0.024159 | 0.026302 |  | 0.011298 | 0.0097072 | 0.0093112 | 0.0097225 | 0.009539 | 0.0083702 | 0.0098277 | 0.0080597 | 0.0099224 | 0.0089119 | 0.010692 | 0.011376
Advanced Rooftop Controller-Retro-Supermarket |  | 0.9881 | 0.29228 | 0.058457 | 0.35074 | 0.447 | 0.65759 | 3109.4896 | 8.0503 | 22.6142 | 1.4711 | 0.009387 | 0.00018575 | 0.061959 | 0.055711 | 0.064109 | 0.059642 | 0.060891 | 0.060274 | 0.057261 | 0.059664 | 0.055745 | 0.06356 | 0.056247 | 0.061239 |  | 0.026305 | 0.022601 | 0.021679 | 0.022636 | 0.022209 | 0.019488 | 0.022881 | 0.018765 | 0.023102 | 0.020749 | 0.024895 | 0.026486
Advanced Rooftop Controller-Retro-MiniMart |  | 0.9881 | 0.29228 | 0.058457 | 0.35074 | 0.447 | 0.65759 | 3109.4896 | 8.0503 | 22.6142 | 1.4711 | 0.009387 | 0.00018575 | 0.061959 | 0.055711 | 0.064109 | 0.059642 | 0.060891 | 0.060274 | 0.057261 | 0.059664 | 0.055745 | 0.06356 | 0.056247 | 0.061239 |  | 0.026305 | 0.022601 | 0.021679 | 0.022636 | 0.022209 | 0.019488 | 0.022881 | 0.018765 | 0.023102 | 0.020749 | 0.024895 | 0.026486
Advanced Rooftop Controller-Retro-Residential Care |  | 0.75764 | 0.21501 | 0.043001 | 0.25801 | 0.32882 | 0.4529 | 2983.1394 | 11.0779 | 25.05 | 1.3773 | 0.0071976 | 9.1873e-05 | 0.035909 | 0.032985 | 0.038502 | 0.035674 | 0.037492 | 0.038054 | 0.037191 | 0.040247 | 0.035285 | 0.038956 | 0.034248 | 0.035766 |  | 0.028091 | 0.024725 | 0.025175 | 0.025828 | 0.026542 | 0.024787 | 0.028392 | 0.025754 | 0.027607 | 0.025235 | 0.027195 | 0.028
Advanced Rooftop Controller-Retro-Restaurant |  | 2.1564 | 0.73229 | 0.14646 | 0.87875 | 1.1199 | 1.4351 | 3569.7089 | 10.8215 | 27.5409 | 1.2814 | 0.020486 | 0.00040538 | 0.13522 | 0.12158 | 0.13991 | 0.13016 | 0.13289 | 0.13154 | 0.12497 | 0.13021 | 0.12166 | 0.13871 | 0.12275 | 0.13365 |  | 0.057409 | 0.049324 | 0.047312 | 0.049402 | 0.04847 | 0.042531 | 0.049937 | 0.040953 | 0.050418 | 0.045283 | 0.05433 | 0.057804
Advanced Rooftop Controller-Retro-Other |  | 0.15179 | 0.066714 | 0.013343 | 0.080057 | 0.10203 | 0.10102 | 4620.2452 | 17.1472 | 38.787 | 0.99008 | 0.001442 | 2.8534e-05 | 0.0095179 | 0.0085581 | 0.0098482 | 0.009162 | 0.0093538 | 0.009259 | 0.0087962 | 0.0091653 | 0.0085633 | 0.0097638 | 0.0086405 | 0.0094072 |  | 0.0040409 | 0.0034718 | 0.0033302 | 0.0034773 | 0.0034117 | 0.0029937 | 0.0035149 | 0.0028826 | 0.0035488 | 0.0031874 | 0.0038242 | 0.0040687
Advanced Rooftop Controller-Retro-Lodging |  | 0.12236 | 0.06187 | 0.012374 | 0.074244 | 0.09462 | 0.081429 | 5315.4307 | 21.3332 | 46.2291 | 0.86059 | 0.0011624 | 2.3001e-05 | 0.0076723 | 0.0068987 | 0.0079386 | 0.0073855 | 0.0075401 | 0.0074637 | 0.0070906 | 0.0073882 | 0.0069029 | 0.0078706 | 0.0069651 | 0.0075832 |  | 0.0032574 | 0.0027986 | 0.0026845 | 0.002803 | 0.0027502 | 0.0024132 | 0.0028334 | 0.0023237 | 0.0028607 | 0.0025693 | 0.0030827 | 0.0032798
Advanced Rooftop Controller-Retro-Hospital |  | 0.1222 | 0.06187 | 0.012374 | 0.074244 | 0.09462 | 0.073045 | 5322.4328 | 25.1637 | 50.0924 | 0.77198 | 0.0011609 | 1.4818e-05 | 0.0057915 | 0.0053199 | 0.0062098 | 0.0057536 | 0.0060469 | 0.0061375 | 0.0059983 | 0.0064912 | 0.0056909 | 0.0062829 | 0.0055236 | 0.0057685 |  | 0.0045306 | 0.0039878 | 0.0040603 | 0.0041656 | 0.0042808 | 0.0039977 | 0.0045792 | 0.0041538 | 0.0044526 | 0.00407 | 0.0043862 | 0.0045159
Advanced Rooftop Controller-Retro-Small Off |  | 0.28489 | 0.19999 | 0.039998 | 0.23999 | 0.30586 | 0.1896 | 7379.3521 | 33.7609 | 68.3235 | 0.61989 | 0.0027065 | 5.3556e-05 | 0.017864 | 0.016063 | 0.018484 | 0.017196 | 0.017556 | 0.017378 | 0.01651 | 0.017202 | 0.016073 | 0.018326 | 0.016217 | 0.017656 |  | 0.0075844 | 0.0065163 | 0.0062505 | 0.0065266 | 0.0064034 | 0.0056188 | 0.0065972 | 0.0054104 | 0.0066608 | 0.0059824 | 0.0071777 | 0.0076366
Advanced Rooftop Controller-Retro-Large Off |  | 0.12368 | 0.086959 | 0.017392 | 0.10435 | 0.13299 | 0.082308 | 7391.1846 | 33.8322 | 68.4502 | 0.6189 | 0.0011749 | 2.3249e-05 | 0.0077551 | 0.0069731 | 0.0080242 | 0.0074651 | 0.0076215 | 0.0075442 | 0.0071671 | 0.0074679 | 0.0069774 | 0.0079555 | 0.0070402 | 0.007665 |  | 0.0032925 | 0.0028288 | 0.0027134 | 0.0028333 | 0.0027798 | 0.0024392 | 0.002864 | 0.0023487 | 0.0028915 | 0.0025971 | 0.0031159 | 0.0033152
Advanced Rooftop Controller-Retro-Small Ret |  | 0.028498 | 0.021088 | 0.0042177 | 0.025306 | 0.032251 | 0.018966 | 7778.8614 | 36.1665 | 72.6003 | 0.58806 | 0.00027073 | 5.3572e-06 | 0.001787 | 0.0016068 | 0.001849 | 0.0017201 | 0.0017562 | 0.0017384 | 0.0016515 | 0.0017208 | 0.0016077 | 0.0018331 | 0.0016222 | 0.0017662 |  | 0.00075867 | 0.00065183 | 0.00062524 | 0.00065285 | 0.00064054 | 0.00056205 | 0.00065992 | 0.0005412 | 0.00066628 | 0.00059842 | 0.00071798 | 0.00076389
Advanced Rooftop Controller-Retro-Warehouse |  | 0.049954 | 0.037784 | 0.0075569 | 0.045341 | 0.057785 | 0.033245 | 7951.1489 | 37.2039 | 74.4447 | 0.57531 | 0.00047456 | 9.3906e-06 | 0.0031323 | 0.0028165 | 0.0032411 | 0.0030152 | 0.0030784 | 0.0030472 | 0.0028949 | 0.0030163 | 0.0028182 | 0.0032133 | 0.0028436 | 0.0030959 |  | 0.0013299 | 0.0011426 | 0.001096 | 0.0011444 | 0.0011228 | 0.00098522 | 0.0011568 | 0.00094867 | 0.0011679 | 0.001049 | 0.0012586 | 0.001339
Advanced Rooftop Controller-Retro-Medium Off |  | 0.41512 | 0.31606 | 0.063213 | 0.37928 | 0.48337 | 0.27627 | 8003.5695 | 37.5196 | 75.0059 | 0.57154 | 0.0039437 | 7.8037e-05 | 0.02603 | 0.023405 | 0.026934 | 0.025057 | 0.025582 | 0.025322 | 0.024057 | 0.025066 | 0.02342 | 0.026703 | 0.023631 | 0.025728 |  | 0.011051 | 0.0094951 | 0.0091078 | 0.00951 | 0.0093306 | 0.0081873 | 0.009613 | 0.0078836 | 0.0097056 | 0.0087171 | 0.010459 | 0.011127
Advanced Rooftop Controller-Retro-University |  | 0.11406 | 0.094553 | 0.018911 | 0.11346 | 0.1446 | 0.075905 | 8714.5371 | 41.8006 | 82.6168 | 0.52492 | 0.0010835 | 2.1441e-05 | 0.0071519 | 0.0064307 | 0.0074001 | 0.0068845 | 0.0070286 | 0.0069574 | 0.0066096 | 0.006887 | 0.0064346 | 0.0073367 | 0.0064926 | 0.0070687 |  | 0.0030364 | 0.0026088 | 0.0025024 | 0.0026129 | 0.0025636 | 0.0022495 | 0.0026412 | 0.002166 | 0.0026666 | 0.002395 | 0.0028736 | 0.0030573
Advanced Rooftop Controller-Retro-School K-12 |  | 0.11418 | 0.094553 | 0.018911 | 0.11346 | 0.1446 | 0.06927 | 8705.0932 | 47.1883 | 87.9603 | 0.47903 | 0.0010847 | 1.0515e-05 | 0.0085602 | 0.0078524 | 0.0086423 | 0.0082152 | 0.0084059 | 0.0080471 | 0.00712 | 0.0083787 | 0.008642 | 0.0088228 | 0.0073884 | 0.0076044 |  | 0.0024507 | 0.00181 | 0.0014849 | 0.0011992 | 0.0010333 | 0.00090367 | 0.0008858 | 0.00092665 | 0.0011923 | 0.00091333 | 0.0014855 | 0.0022148
Note on I6: :ProCost Perioodic replacement costs and savinsg of the measure. These are costs and savings that occur periodicially, but at different periods than annually. Can be positive or negative. Periodic replacement costs for both the measure and the baseline measure should be included if applicable. ProCost can analysze these costs in two ways dependent on the 'Repeat Periodic Replacemetn' switch in the ProData page. When set to 'On', ProCost repeats replacement costs for multiple times over the life of a measure depending on the input period and measure life. For example fluorescent lamps may have a 4-year replacement cycle that repeats 3 times in a 15-year measure life. When set to 'Off', ProCost reads the period as the year after installation that the replacement cost occurs and does not subsequently reinstall or repeat the replacement costs. For example a compressor may be replaced only once in the life of a heat-pump system. Example: A new fluorescent lighting systems may have a measure life of 15 years, and a lamp life of five years. Two lamps lamps per fixture must be replaced at years 6 and 11. Lamp and labor costs, expressed as positive costs, are entered as a cost and the period would be enetered as 5. The baseline measure may have a four year lamp life and would have required a three-lamp replacement at years 5, 9 and 13. Lamp and labor replacement costs would be entered as annual savings in dollars with a 4-year period. ProCost determines the net present value of the two cost streams.
Note on O6: :ProCost If the measure has gas savings for incfreases, enter the annual savings and shape of the savings here. Example: Clothes washer saves electric motor and dryer energy and gas water heat.
Note on A7: :Procost Category for the measure. Individual measures can be grouped into categories. Procost output is reported by measure and by category. All measures must belong to at least one category. Category name can be the same as measure name. Example: Measures can be combined into one category if they have components with different load shapes or measure lives. On wash machines there may be one load shape for the electric motor savings component, a second load shape for the electric water heat savings component and a third shape for electric dryer savings component.
Note on B7: :ProCost Name of Measure. User-defined. For PTR measures, defined naming conventions apply.
Note on C7: :ProCost Annual electric savings for the measure in kWh at the site. May be positive, negative or zero. Savings are incremental to the baseline alternative.
Note on D7: :ProCost Physical life of the measure in years. Must be >=1.
Note on E7: :ProCost Initial cost to install the measure in dollars. Costs are incremental to the baseline alternative. Dollars must be denominated in the same year as 'Input Cost Reference Year' input on the ProData page.
Note on F7: :ProCost Annaul opperations and maintenace cost for the measure in dollars. Must be incremental cost over the baseline alternative. May be positive, negative or zero. Dollars must be denominated in the same year as 'Input Cost Reference Year' input on the ProData page. O&M costs are enetered as positive values. Negative values represent O&M savings compared to the baseline alternative. Example: Annualized maintenace cost for a heat pump heating system compared to a baseline electric resistance heating system.
Note on G7: :ProCost Name of the pointer to the shape of the savings. The shapes represent the daily and monthly shape of the savings in four time segments for each month of the year. Shape of the savings is relative to the baseline alternative. These shaps are in the MC_AND_Loadshape file.
Note on H7: :ProCost Annual value of any non-energy benefits of the measure, relative to the baseline alternative. Expressed in dollars per year and denominated in dollars of the 'Cost Reference Year'. Positive value represents dollar savings. Negative value represents dollar cost. Example: Water, detergent and sewer savings from efficient clothes washer.
Note on I7: : Cost in dollars that is incurred for Period 1. Positive value if cost. Negative value if savings. Dollars must be denominated in the same year as 'Input Cost Reference Year' input on the ProData page.
Note on J7: :ProCost Duration of Period1. The time at which Period 1 costs, or savings, occur. In years.
Note on K7: : Cost in dollars that is incurred for Period 2 Positive value if cost. Negative value if savings. Dollars must be denominated in the same year as 'Input Cost Reference Year' input on the ProData page.
Note on L7: :ProCost Duration of Period 2. The time at which Period 2 costs, or savings, occur. In years.
Note on M7: : Cost in dollars that is incurred for Period 3. Positive value if cost. Negative value if savings. Dollars must be denominated in the same year as 'Input Cost Reference Year' input on the ProData page.
Note on N7: :ProCost Duration of Period 3. The time at which Period 3 costs, or savings, occur. In years.
Note on O7: : Annual gas savings, or increases, in therms.
Note on P7: :ProCost Name of the pointer to the shape of the savings. The shapes represent the daily and monthly shape of the savings in four time segments for each month of the year. Shape of the savings is relative to the baseline alternative. These shaps are in the MC_AND_Loadshape file.
Note on BH52: Direct and program administrative costs incurred by the utility system minus benefits that accrue to the utility system.There are separate Utility System Net Levelized Costs for the electric and the gas system. Utility system benefits include deferred transmission and distribution system capacity, risk-mitigation and Regional Act credit all of which are user-determined inputs.Utility System benefits do not include any non-energy benefits such as, other-fuel benefits, O&M benefits or periodic replacement benefits which generally accrue to the customer or to non-utility sponsors. Utility System Net Levelized Costs correspond to Utility System B/C ratio with regard to the costs and benefits included. Benefits are subtracted from costs, then levelized over the life of the measure The Risk-Mitigation credit is used to determine program cost-effectiveness and impacts both the Utility System B/C ratio and the Utility System Net Levelized Cost. If the Risk-Mitigation credit is non-zero, the Utility System Net Levelized Cost will be reduced by the Risk-Mitigation benefit. When using ProCost to build conservation supply curves, the user should set the Risk-Mitigation Credit to zero so the credit is not reflected in the supply curves.
Note on BM52: Direct and program administrative costs of the measure to sponsor. Separate costs for each sponsor. Depends on share of costs incurred by sponsor, sponsor cost of capital, and financing term which are user-defined inputs. Includes applicable Capital, O&M, Periodic Replacement and Program Administrative costs. Sponsor costs are levelized over program life. Does not include any adjustments for benefit. NOTE: Units are per kWh for 'Electric' runs and per therm for 'Gas' runs for all sponsors.
Note on CE52: All costs minus all benefits regardless of which sponsor incurs the cost or accrues the benefits. TRC Net Levelized Cost includes all applicable costs and all benefits. In addition to energy system costs and benefits, TRC Net Levelized Cost includes non-energy, other-fuel, O&M, periodic-replacement and risk-mitigation benefits and costs. TRC Net Levelized Cost corresponds to TRC B/C ratios with regard to the costs and benefits included. Benefits are subtracted from costs, then levelized over the life of the measure. The Risk-Mitigation credit is used to determine program cost-effectiveness and impacts both the TRC B/C ratio and the TRC Net Levelized Cost. If Risk-Mitigation credit is non-zero, TRC Levelized Cost will be reduced by the risk-mitigation benefit. When using ProCost to build conservation supply curves, the user should set the Risk-Mitigation Credit to zero so the credit is not reflected in the supply curves.
Note on CW52: Direct and program administrative costs incurred by the utility system minus benefits that accrue to the utility system.There are separate Utility System Net Levelized Costs for the electric and the gas system. Utility system benefits include deferred transmission and distribution system capacity, risk-mitigation and Regional Act credit all of which are user-determined inputs.Utility System benefits do not include any non-energy benefits such as, other-fuel benefits, O&M benefits or periodic replacement benefits which generally accrue to the customer or to non-utility sponsors. Utility System Net Levelized Costs correspond to Utility System B/C ratio with regard to the costs and benefits included. Benefits are subtracted from costs, then levelized over the life of the measure The Risk-Mitigation credit is used to determine program cost-effectiveness and impacts both the Utility System B/C ratio and the Utility System Net Levelized Cost. If the Risk-Mitigation credit is non-zero, the Utility System Net Levelized Cost will be reduced by the Risk-Mitigation benefit. When using ProCost to build conservation supply curves, the user should set the Risk-Mitigation Credit to zero so the credit is not reflected in the supply curves.
Note on BH75: Direct and program administrative costs incurred by the utility system minus benefits that accrue to the utility system.There are separate Utility System Net Levelized Costs for the electric and the gas system. Utility system benefits include deferred transmission and distribution system capacity, risk-mitigation and Regional Act credit all of which are user-determined inputs.Utility System benefits do not include any non-energy benefits such as, other-fuel benefits, O&M benefits or periodic replacement benefits which generally accrue to the customer or to non-utility sponsors. Utility System Net Levelized Costs correspond to Utility System B/C ratio with regard to the costs and benefits included. Benefits are subtracted from costs, then levelized over the life of the measure The Risk-Mitigation credit is used to determine program cost-effectiveness and impacts both the Utility System B/C ratio and the Utility System Net Levelized Cost. If the Risk-Mitigation credit is non-zero, the Utility System Net Levelized Cost will be reduced by the Risk-Mitigation benefit. When using ProCost to build conservation supply curves, the user should set the Risk-Mitigation Credit to zero so the credit is not reflected in the supply curves.
Note on BM75: Direct and program administrative costs of the measure to sponsor. Separate costs for each sponsor. Depends on share of costs incurred by sponsor, sponsor cost of capital, and financing term which are user-defined inputs. Includes applicable Capital, O&M, Periodic Replacement and Program Administrative costs. Sponsor costs are levelized over program life. Does not include any adjustments for benefit. NOTE: Units are per kWh for 'Electric' runs and per therm for 'Gas' runs for all sponsors.
Note on CE75: All costs minus all benefits regardless of which sponsor incurs the cost or accrues the benefits. TRC Net Levelized Cost includes all applicable costs and all benefits. In addition to energy system costs and benefits, TRC Net Levelized Cost includes non-energy, other-fuel, O&M, periodic-replacement and risk-mitigation benefits and costs. TRC Net Levelized Cost corresponds to TRC B/C ratios with regard to the costs and benefits included. Benefits are subtracted from costs, then levelized over the life of the measure. The Risk-Mitigation credit is used to determine program cost-effectiveness and impacts both the TRC B/C ratio and the TRC Net Levelized Cost. If Risk-Mitigation credit is non-zero, TRC Levelized Cost will be reduced by the risk-mitigation benefit. When using ProCost to build conservation supply curves, the user should set the Risk-Mitigation Credit to zero so the credit is not reflected in the supply curves.
Note on CW75: Direct and program administrative costs incurred by the utility system minus benefits that accrue to the utility system.There are separate Utility System Net Levelized Costs for the electric and the gas system. Utility system benefits include deferred transmission and distribution system capacity, risk-mitigation and Regional Act credit all of which are user-determined inputs.Utility System benefits do not include any non-energy benefits such as, other-fuel benefits, O&M benefits or periodic replacement benefits which generally accrue to the customer or to non-utility sponsors. Utility System Net Levelized Costs correspond to Utility System B/C ratio with regard to the costs and benefits included. Benefits are subtracted from costs, then levelized over the life of the measure The Risk-Mitigation credit is used to determine program cost-effectiveness and impacts both the Utility System B/C ratio and the Utility System Net Levelized Cost. If the Risk-Mitigation credit is non-zero, the Utility System Net Levelized Cost will be reduced by the Risk-Mitigation benefit. When using ProCost to build conservation supply curves, the user should set the Risk-Mitigation Credit to zero so the credit is not reflected in the supply curves.

## MMap
Measure Map
[10 empty] | CoolSat%TYP |  | FloorA%TYP | FloorA%REG
Measure Name | Base Measure Name | Measure Index Name | Category1 | BType | MOPP | Life | Savings (kWh/yr.) | Capital Cost ($) | STOCK (named range in Com_Master) | COOLING SATURATION | Btype IDX | Activity Type WT for MOPP Cohort | Btype WT for Region for MOPP and Cohort
Advanced Rooftop Controller-Retro-Large Off | Advanced Rooftop Controller | Advanced Rooftop Controller-Retro | Advanced Rooftop Controller-Retro-Large Off | Large Off | Retro | 15 | 0.11507 | 0.086959 | V_PRE2013 | 76.89% | 2 | 43.94% | 9.634%
Advanced Rooftop Controller-Retro-Medium Off | Advanced Rooftop Controller | Advanced Rooftop Controller-Retro | Advanced Rooftop Controller-Retro-Medium Off | Medium Off | Retro | 15 | 0.38623 | 0.31606 | V_PRE2013 | 91.57% | 3 | 43.06% | 9.442%
Advanced Rooftop Controller-Retro-Small Off | Advanced Rooftop Controller | Advanced Rooftop Controller-Retro | Advanced Rooftop Controller-Retro-Small Off | Small Off | Retro | 15 | 0.26507 | 0.19999 | V_PRE2013 | 85.58% | 4 | 13% | 2.85%
Advanced Rooftop Controller-Retro-Xlarge Ret | Advanced Rooftop Controller | Advanced Rooftop Controller-Retro | Advanced Rooftop Controller-Retro-Xlarge Ret | Xlarge Ret | Retro | 15 | 0.93647 | 0.18118 | V_PRE2013 | 95.16% | 5 | 23.46% | 3.999%
Advanced Rooftop Controller-Retro-Large Ret | Advanced Rooftop Controller | Advanced Rooftop Controller-Retro | Advanced Rooftop Controller-Retro-Large Ret | Large Ret | Retro | 15 | 1.1497 | 0.18359 | V_PRE2013 | 98.53% | 6 | 5.526% | 0.942%
Advanced Rooftop Controller-Retro-Medium Ret | Advanced Rooftop Controller | Advanced Rooftop Controller-Retro | Advanced Rooftop Controller-Retro-Medium Ret | Medium Ret | Retro | 15 | 0.39486 | 0.11607 | V_PRE2013 | 65.23% | 7 | 60.64% | 10.34%
Advanced Rooftop Controller-Retro-Small Ret | Advanced Rooftop Controller | Advanced Rooftop Controller-Retro | Advanced Rooftop Controller-Retro-Small Ret | Small Ret | Retro | 15 | 0.026515 | 0.021088 | V_PRE2013 | 66.01% | 8 | 10.37% | 1.768%
Advanced Rooftop Controller-Retro-School K-12 | Advanced Rooftop Controller | Advanced Rooftop Controller-Retro | Advanced Rooftop Controller-Retro-School K-12 | School K-12 | Retro | 15 | 0.10612 | 0.094553 | V_PRE2013 | 69.62% | 9 | 66.43% | 7.326%
Advanced Rooftop Controller-Retro-University | Advanced Rooftop Controller | Advanced Rooftop Controller-Retro | Advanced Rooftop Controller-Retro-University | University | Retro | 15 | 0.10612 | 0.094553 | V_PRE2013 | 75% | 10 | 33.57% | 3.702%
Advanced Rooftop Controller-Retro-Warehouse | Advanced Rooftop Controller | Advanced Rooftop Controller-Retro | Advanced Rooftop Controller-Retro-Warehouse | Warehouse | Retro | 15 | 0.046477 | 0.037784 | V_PRE2013 | 23% | 11 | 100% | 13.2%
Advanced Rooftop Controller-Retro-Supermarket | Advanced Rooftop Controller | Advanced Rooftop Controller-Retro | Advanced Rooftop Controller-Retro-Supermarket | Supermarket | Retro | 15 | 0.91934 | 0.29228 | V_PRE2013 | 89.44% | 12 | 84.84% | 1.954%
Advanced Rooftop Controller-Retro-MiniMart | Advanced Rooftop Controller | Advanced Rooftop Controller-Retro | Advanced Rooftop Controller-Retro-MiniMart | MiniMart | Retro | 15 | 0.91934 | 0.29228 | V_PRE2013 | 91.39% | 13 | 15.16% | 0.3491%
Advanced Rooftop Controller-Retro-Restaurant | Advanced Rooftop Controller | Advanced Rooftop Controller-Retro | Advanced Rooftop Controller-Retro-Restaurant | Restaurant | Retro | 15 | 2.0064 | 0.73229 | V_PRE2013 | 95.81% | 14 | 100% | 1.584%
Advanced Rooftop Controller-Retro-Lodging | Advanced Rooftop Controller | Advanced Rooftop Controller-Retro | Advanced Rooftop Controller-Retro-Lodging | Lodging | Retro | 15 | 0.11384 | 0.06187 | V_PRE2013 | 82.64% | 15 | 100% | 5.107%
Advanced Rooftop Controller-Retro-Hospital | Advanced Rooftop Controller | Advanced Rooftop Controller-Retro | Advanced Rooftop Controller-Retro-Hospital | Hospital | Retro | 15 | 0.11384 | 0.06187 | V_PRE2013 | 95% | 16 | 100% | 3.098%
Advanced Rooftop Controller-Retro-Residential Care | Advanced Rooftop Controller | Advanced Rooftop Controller-Retro | Advanced Rooftop Controller-Retro-Residential Care | Residential Care | Retro | 15 | 0.70584 | 0.21501 | V_PRE2013 | 82.65% | 17 | 100% | 3.737%
Advanced Rooftop Controller-Retro-Assembly | Advanced Rooftop Controller | Advanced Rooftop Controller-Retro | Advanced Rooftop Controller-Retro-Assembly | Assembly | Retro | 15 | 0.70549 | 0.17983 | V_PRE2013 | 77.18% | 18 | 100% | 11.01%
Advanced Rooftop Controller-Retro-Other | Advanced Rooftop Controller | Advanced Rooftop Controller-Retro | Advanced Rooftop Controller-Retro-Other | Other | Retro | 15 | 0.14122 | 0.066714 | V_PRE2013 | 71.31% | 19 | 100% | 9.955%
Advanced Rooftop Controller-New-Large Off | Advanced Rooftop Controller | Advanced Rooftop Controller-New | Advanced Rooftop Controller-New-Large Off | Large Off | New | 15 | 0.11507 | 0.086959 | V_POST2013 | 95.13% | 2 | 49.84% | 15.07%
Advanced Rooftop Controller-New-Medium Off | Advanced Rooftop Controller | Advanced Rooftop Controller-New | Advanced Rooftop Controller-New-Medium Off | Medium Off | New | 15 | 0.38623 | 0.31606 | V_POST2013 | 97.67% | 3 | 39.73% | 12.01%
Advanced Rooftop Controller-New-Small Off | Advanced Rooftop Controller | Advanced Rooftop Controller-New | Advanced Rooftop Controller-New-Small Off | Small Off | New | 15 | 0.26507 | 0.19999 | V_POST2013 | 91.12% | 4 | 10.43% | 3.154%
Advanced Rooftop Controller-New-Xlarge Ret | Advanced Rooftop Controller | Advanced Rooftop Controller-New | Advanced Rooftop Controller-New-Xlarge Ret | Xlarge Ret | New | 15 | 0.93647 | 0.18118 | V_POST2013 | 98.61% | 5 | 29.29% | 2.682%
Advanced Rooftop Controller-New-Large Ret | Advanced Rooftop Controller | Advanced Rooftop Controller-New | Advanced Rooftop Controller-New-Large Ret | Large Ret | New | 15 | 1.1497 | 0.18359 | V_POST2013 | 77.18% | 6 | 11.84% | 1.084%
Advanced Rooftop Controller-New-Medium Ret | Advanced Rooftop Controller | Advanced Rooftop Controller-New | Advanced Rooftop Controller-New-Medium Ret | Medium Ret | New | 15 | 0.39486 | 0.11607 | V_POST2013 | 90.53% | 7 | 44.66% | 4.089%
Advanced Rooftop Controller-New-Small Ret | Advanced Rooftop Controller | Advanced Rooftop Controller-New | Advanced Rooftop Controller-New-Small Ret | Small Ret | New | 15 | 0.026515 | 0.021088 | V_POST2013 | 53.67% | 8 | 14.21% | 1.302%
Advanced Rooftop Controller-New-School K-12 | Advanced Rooftop Controller | Advanced Rooftop Controller-New | Advanced Rooftop Controller-New-School K-12 | School K-12 | New | 15 | 0.10612 | 0.094553 | V_POST2013 | 96.13% | 9 | 58.04% | 3.089%
Advanced Rooftop Controller-New-University | Advanced Rooftop Controller | Advanced Rooftop Controller-New | Advanced Rooftop Controller-New-University | University | New | 15 | 0.10612 | 0.094553 | V_POST2013 | 75% | 10 | 41.96% | 2.233%
Advanced Rooftop Controller-New-Warehouse | Advanced Rooftop Controller | Advanced Rooftop Controller-New | Advanced Rooftop Controller-New-Warehouse | Warehouse | New | 15 | 0.046477 | 0.037784 | V_POST2013 | 18.16% | 11 | 100% | 10.09%
Advanced Rooftop Controller-New-Supermarket | Advanced Rooftop Controller | Advanced Rooftop Controller-New | Advanced Rooftop Controller-New-Supermarket | Supermarket | New | 15 | 0.91934 | 0.29228 | V_POST2013 | 92.15% | 12 | 70.77% | 0.6168%
Advanced Rooftop Controller-New-MiniMart | Advanced Rooftop Controller | Advanced Rooftop Controller-New | Advanced Rooftop Controller-New-MiniMart | MiniMart | New | 15 | 0.91934 | 0.29228 | V_POST2013 | 83.87% | 13 | 29.23% | 0.2548%
Advanced Rooftop Controller-New-Restaurant | Advanced Rooftop Controller | Advanced Rooftop Controller-New | Advanced Rooftop Controller-New-Restaurant | Restaurant | New | 15 | 2.0064 | 0.73229 | V_POST2013 | 100% | 14 | 100% | 1.169%
Advanced Rooftop Controller-New-Lodging | Advanced Rooftop Controller | Advanced Rooftop Controller-New | Advanced Rooftop Controller-New-Lodging | Lodging | New | 15 | 0.11384 | 0.06187 | V_POST2013 | 94.44% | 15 | 100% | 2.396%
Advanced Rooftop Controller-New-Hospital | Advanced Rooftop Controller | Advanced Rooftop Controller-New | Advanced Rooftop Controller-New-Hospital | Hospital | New | 15 | 0.11384 | 0.06187 | V_POST2013 | 95% | 16 | 100% | 4.497%
Advanced Rooftop Controller-New-Residential Care | Advanced Rooftop Controller | Advanced Rooftop Controller-New | Advanced Rooftop Controller-New-Residential Care | Residential Care | New | 15 | 0.70584 | 0.21501 | V_POST2013 | 84.23% | 17 | 100% | 5.828%
Advanced Rooftop Controller-New-Assembly | Advanced Rooftop Controller | Advanced Rooftop Controller-New | Advanced Rooftop Controller-New-Assembly | Assembly | New | 15 | 0.70549 | 0.17983 | V_POST2013 | 91.18% | 18 | 100% | 9.098%
Advanced Rooftop Controller-New-Other | Advanced Rooftop Controller | Advanced Rooftop Controller-New | Advanced Rooftop Controller-New-Other | Other | New | 15 | 0.14122 | 0.066714 | V_POST2013 | 87.72% | 19 | 100% | 21.33%

## Summary
|  | From PNNL Report Summary: |  |  |  |  | Adjustment Factor
| Measure Savings Data from PNNL Report | [5 empty] | 100% | 64%
|  | Average Savings across all sites | 515 | Wh/h/hp |  |  | 515 |  |  | Savings are a function of RTU Size and operating hours
Size Category
| <10 | Savings for RTU Capacity <10 tons | 1 | kWh/h | Savings |  | 1 |  |  | Savings are a function of RTU Size and operating hours
| 10-15 | RTU Capacity 10-15 tons | 1.8 | kWh/h | Savings |  | 1.8
| >15 | RTU Capacity >15 tons | 4.2 | kWh/h | Savings |  | 4.2
Equipment Type
|  | AC Units (gas heat) | 2.6 | kWh/h | Savings |  | 2.6
|  | HP Units | 1.75 | kWh/h | Savings |  | 1.75
CBSA definition of hours used
|  |  | 58 | Site | Occupancy | Hrs_Hvac | Hours/Week | Hours/Wk HVAC On (averaged across all building spaces)
Data for Single-zone ducted, contant speed fan systems
RTU and Heat Pumps, excluding AHU and MAU
| Size Category | Regional Units | Regional Hours | Savings (kWh/hr) | Regional kWh | Regional aMW | Cost Per Unit ($) | Total Cost ($) | Levelized Cost |  | Hours/Unit | kWh/ton
1 | <10 | 74216.1064 | 303009657.5733 | 1 | 303009657.5733 | 34.5901 | 3150 | 233780735.1477 | 69.3922 |  | 4082.8019 | 544.3736
2 | 10-15 | 25335.0723 | 113375444.799 | 1.8 | 204075800.6383 | 23.2963 | 4250 | 107674057.1843 | 47.4545 |  | 4475.0393 | 644.4057
3 | >15 | 25150.4594 | 135134437.233 | 4.2 | 567564636.3787 | 64.7905 | 4821 | 121250364.734 | 19.2144 |  | 5373.0405 | 902.6708
| Grand Total | 124701.6381 | 551519539.6054 |  | 1074650094.5904 | 122.677 |  | 462705157.0661 | 38.7254
|  |  |  | Achievable | 85% | 104.2754
Rounding for presentation:
| Size Category | Regional Units | Regional Hours (millions) | Savings (kWh/hr) | Regional GWh | Regional aMW | Cost Per Unit ($) | Total Cost (million $) | Levelized Cost
1 | <10 | 74200 | 303.0097 | 1 | 303.0097 | 34.5901 | 3150 | 233.7807 | 69.3922
2 | 10-15 | 25300 | 113.3754 | 1.8 | 204.0758 | 23.2963 | 4250 | 107.6741 | 47.4545
3 | >15 | 25200 | 135.1344 | 4.2 | 567.5646 | 64.7905 | 4821 | 121.2504 | 19.2144
| Grand Total | 124700 | 551.5195 |  | 1074.6501 | 122.677 |  | 462.7052 | 38.7254
| Size (tons) | Savings (kWh/yr)
| 10 | 8920.95
| 15 | 10952
| 20 | 27967
| 25 | 31930.7692
|  | Levelized Cost for all sites | 24.3238
|  | Life | 15 | years (assumed)

## Market Data
Splitting out Office and retail
|  | Note: "<10" is actually 5 - 10 tons, sizes less that 5 were excluded. | [18 empty] | Building Type | Office
==>split out by small, medium and large office
FROM CBSA PIVOT TABLE | [7 empty] | Re-organize by size range | [8 empty] | Values | [5 empty] | Values
| Row Labels | Size Category | Sum of Number of PNW Units | Sum of Total Regional HVAC System Hours | Hrs/Unit | SF Cooled |  | Building Type | RTU Size Rage | Total Units | Total Hours | Savings (kWh/hr) | Total Savings by BT and Equipment Size category (kWh) | Total Cost | kWh/sf Cooled | Row Labels | Sum of _Sf_PNW | Sum of Sf_PNW_LPD_Ind | Sum of Sf_PNW_LPD_IndPark |  | Row Labels | Size Category | Sum of Number of PNW Units | Sum of Total Regional Hours | Sum of Heat_Frac_Sf_PNW_Heated | Sum of Cool_Frac_Sf_PNW | Savings (kWh/hr) | Total Savings by BT and Equipment Size category (kWh) | kWh/sf | Cost ($) |  |  |  |  | Total Conditioned Offfice SF
Assembly<10 | Assembly | <10 | 1389.844 | 5340804.6842 | 3842.7367 | 5573008.041 | 3 | Assembly | <10 | 1389.844 | 5340804.6842 | 1 | 5340804.6842 | 4655977.4798 | 0.95833 | Assembly | 368872052 | 379806197.5488 | 372703589.8906 |  | <5,001 | <10 | 4090.5783 | 12123422.701 | 7670200.7002 | 7670200.7002 | 1 | 12123422.701 | 1.5806 | 13703437.4172
Assembly10-15 | Assembly | 10-15 | 2841.5633 | 15993372.926 | 5628.3712 | 31755429.4595 | 4 | Assembly | >15 | 10288.7945 | 53835255.826 | 4.2 | 226108074.4692 | 49602278.5172 | 50.0001 | Grocery | 77120838 | 88585503.1576 | 88585503.1576 |  |  | >15 | 1117.4977 | 3137933.641 | 4962807.443 | 4962807.443 | 4.2 | 13179321.2924 | 2.6556 | 5387456.5824 | [5 empty] | Total SF Heated
Assembly>15 | Assembly | >15 | 10288.7945 | 53835255.826 | 5232.4163 | 4522148.9576 | 5 | Assembly | 10-15 | 2841.5633 | 15993372.926 | 1.8 | 28788071.2667 | 12076643.8323 | 0.90656 | Lodging | 171040928 | 153536495.0771 | 149073915.6845 |  | 5,001-20,000 | <10 | 2106.1624 | 5009790.7538 | 4435858.9282 | 5584138.6925 | 1 | 5009790.7538 | 1.1294 | 7055644.1866 |  |  |  |  | <5,001 | 95458311.5269
Grocery<10 | Grocery | <10 | 2706.928 | 18803983.6883 | 6946.6138 | 9070196.4822 | 6 | Grocery | <10 | 2706.928 | 18803983.6883 | 1 | 18803983.6883 | 9068208.9328 | 2.0732 | Office | 734358126 | 769497122.0416 | 712754526.8922 |  |  | 10-15 | 7679.9975 | 17406364.1323 | 13844925.9983 | 14924292.2938 | 1.8 | 31331455.4381 | 2.263 | 32639989.3952 |  |  |  |  | 100,001+ | 161400968.0973
Grocery10-15 | Grocery | 10-15 | 2535.0925 | 19570081.9614 | 7719.6716 | 6547195.5752 | 7 | Grocery | >15 | 559.7938 | 4016623.7754 | 4.2 | 16869819.8565 | 2698766.1017 | 2.2924 | Other | 333434465 | 333144840.0868 | 282326177.6521 |  |  | >15 | 1568.9723 | 3530187.68 | 4685405.4804 | 4588154.806 | 4.2 | 14826788.256 | 3.1645 | 7564015.469 |  |  |  |  | 20,001-50,000 | 121088778.6513
Grocery>15 | Grocery | >15 | 559.7938 | 4016623.7754 | 7175.184 | 7358965.8223 | 8 | Grocery | 10-15 | 2535.0925 | 19570081.9614 | 1.8 | 35226147.5306 | 10774143.2974 | 5.3803 | Residential Care | 125160636 | 137766287.288 | 135656717.4227 |  | 20,001-50,000 | <10 | 11021.977 | 37210148.1889 | 12729006.015 | 15365171.6178 | 1 | 37210148.1889 | 2.9233 | 36923622.9089 |  |  |  |  | 5,001-20,000 | 174829456.2617
Lodging<10 | Lodging | <10 | 837.6113 | 2107861.4756 | 2516.5151 | 4310272.975 | 9 | Lodging | <10 | 837.6113 | 2107861.4756 | 1 | 2107861.4756 | 2805997.8682 | 0.48903 | Restaurant | 53036739 | 62274468.3118 | 62274468.3118 |  |  | 10-15 | 605.9571 | 493901.8796 | 1611082.5592 | 1499811.0487 | 1.8 | 889023.3833 | 0.55182 | 2575317.6692 |  |  |  |  | 50,001-100,000 | 92933715.9736
Lodging10-15 | Lodging | 10-15 | 890.649 | 2553252.9477 | 2866.733 | 3266548.3327 | 10 | Lodging | >15 | 827.8374 | 3039950.174 | 4.2 | 12767790.7308 | 3991004.3071 | 4.8979 | Retail/Service | 570929488 | 680808943.7947 | 681148099.0454 |  |  | >15 | 1404.3492 | 5958668.2218 | 5116827.8747 | 7021943.1257 | 4.2 | 25026406.5316 | 4.891 | 6770367.5426 |  |  |  |  | Grand Total | 645711230.5108
Lodging>15 | Lodging | >15 | 827.8374 | 3039950.174 | 3672.1583 | 2606811.2157 | 11 | Lodging | 10-15 | 890.649 | 2553252.9477 | 1.8 | 4595855.3059 | 3785258.3731 | 1.4069 | School K-12 | 245353161 | 241588835.8717 | 239515298.9165 |  | 50,001-100,000 | <10 | 5389.7562 | 18298673.326 | 6630892.8598 | 7694559.9632 | 1 | 18298673.326 | 2.7596 | 18055683.1763
Office<10 | Office | <10 | 15885.5455 | 52271435.3069 | 3290.503 | 37165024.8391 | 12 | Office | <10 | 15885.5455 | 52271435.3069 | 1 | 52271435.3069 | 53216577.3413 | 1.4065 | Warehouse | 442224054 | 256327883.6966 | 256327883.6966 |  | 100,001+ | <10 | 442.0409 | 1546899.2037 | 670071.557 | 850953.8653 | 1 | 1546899.2037 | 2.3086 | 1480837.1047
Office10-15 | Office | 10-15 | 8317.2801 | 18738755.6712 | 2252.9908 | 19715785.9647 | 13 | Office | >15 | 4598.3881 | 15192437.9713 | 4.2 | 63808239.4793 | 22168828.9449 | 3.8788 | Grand Total | 3121530487 | 3103336576.8746 | 2980366180.6699 |  |  | 10-15 | 31.3255 | 273659.6305 | 144857.5924 | 26480.0881 | 1.8 | 492587.3349 | 3.4005 | 133133.4054
Office>15 | Office | >15 | 4598.3881 | 15192437.9713 | 3303.8616 | 16450583.4307 | 14 | Office | 10-15 | 8317.2801 | 18738755.6712 | 1.8 | 33729760.2081 | 35348440.4698 | 1.7108 | [6 empty] | >15 | 507.5688 | 2125698.3702 | 8727238.044 | 3142880.59 | 4.2 | 8927933.1547 | 1.023 | 2446989.3509
Other<10 | Other | <10 | 2437.2394 | 11358501.3769 | 4660.3962 | 5933833.3917 | 15 | Other | <10 | 2437.2394 | 11358501.3769 | 1 | 11358501.3769 | 8164752.0089 | 1.9142 | [5 empty] | Grand Total |  | 35966.1831 | 107115347.7288 | 71229175.0524 | 73331394.2344 |  |  |  |  | $/sf |  | kWh/Sf
Other10-15 | Other | 10-15 | 1902.4772 | 6750251.0779 | 3548.1377 | 5984853.1607 | 16 | Other | >15 | 1243.3934 | 5614329.2903 | 4.2 | 23580183.0191 | 5994399.7942 | 5.2865 | [5 empty] | Large Off | >50,000 | 6370.6914 | 22244930.5304 | 16173060.0532 | 11714874.5066 |  | 29266093.0193 | 2.4982 | 22116643.0372 | 0.086959 | 254334684.0709 | 0.11507
Other>15 | Other | >15 | 1243.3934 | 5614329.2903 | 4515.328 | 4460432.0595 | 17 | Other | 10-15 | 1902.4772 | 6750251.0779 | 1.8 | 12150451.9401 | 8085528.1587 | 2.0302 | [5 empty] | Medium Off | 5,000 to 50,000 | 24387.4155 | 69609060.8564 | 42423106.856 | 48983511.5846 |  | 114293612.5518 | 2.3333 | 93528957.1715 | 0.31606 | 295918234.913 | 0.38623
Residential Care<10 | Residential Care | <10 | 5628.4926 | 47713060.5589 | 8477.0584 | 7546365.5019 | 18 | Residential Care | <10 | 5628.4926 | 47713060.5589 | 1 | 47713060.5589 | 18855450.3385 | 6.3227 | [5 empty] | Small Off | <5,000 | 5208.0761 | 15261356.342 | 12633008.1432 | 12633008.1432 |  | 25302743.9933 | 2.0029 | 19090893.9996 | 0.19999 | 95458311.5269 | 0.26507
Residential Care10-15 | Residential Care | 10-15 | 1158.0787 | 9750616.3705 | 8419.6489 | 3292395.9152 | 19 | Residential Care | >15 | 649.853 | 5495103.5156 | 4.2 | 23079434.7654 | 3132941.3472 | 6.2703 | [7 empty] | 35966.1831 | 107115347.7288 | 71229175.0524 | 73331394.2344 |  | 168862449.5644 | 2.3027 |  |  | 645711230.5108
Residential Care>15 | Residential Care | >15 | 649.853 | 5495103.5156 | 8455.9177 | 3680771.6355 | 20 | Residential Care | 10-15 | 1158.0787 | 9750616.3705 | 1.8 | 17551109.4668 | 4921834.657 | 5.3308 | [13 empty] | 2.3027
Restaurant<10 | Restaurant | <10 | 3856.0321 | 24581158.2387 | 6374.7287 | 5396043.0319 | 21 | Restaurant | <10 | 3856.0321 | 24581158.2387 | 1 | 24581158.2387 | 12917707.3773 | 4.5554 | [5 empty] | ==>split out by the 4 retail segments
Restaurant10-15 | Restaurant | 10-15 | 4257.1969 | 24269674.7328 | 5700.858 | 4336377.9383 | 22 | Restaurant | >15 | 1623.6639 | 9082149.9577 | 4.2 | 38145029.8223 | 7827683.8702 | 3.5819 | [5 empty] | Site_ID | (All) |  |  |  | 168862449.5644 | 73331394.2344
Restaurant>15 | Restaurant | >15 | 1623.6639 | 9082149.9577 | 5593.6144 | 10649503.742 | 23 | Restaurant | 10-15 | 4257.1969 | 24269674.7328 | 1.8 | 43685414.5191 | 18093086.6242 | 10.0742 | [5 empty] | Fan_Ctr | C
Retail/Service<10 | Retail/Service | <10 | 4876.5344 | 18779827.128 | 3851.0601 | 10309654.8696 | 24 | Retail/Service | <10 | 4876.5344 | 18779827.128 | 1 | 18779827.128 | 16336390.2934 | 1.8216 | [5 empty] | DistSys | (All)
Retail/Service10-15 | Retail/Service | 10-15 | 1002.4651 | 6979123.9503 | 6961.9618 | 63296936.8548 | 25 | Retail/Service | >15 | 8954.9774 | 55776884.427 | 4.2 | 234262914.5932 | 43171945.9919 | 82.1096 | [5 empty] | Equip_Type | (Multiple Items) |  | Continuous fan, RTU and HP only
Retail/Service>15 | Retail/Service | >15 | 8954.9774 | 55776884.427 | 6228.5902 | 2853050.9228 | 26 | Retail/Service | 10-15 | 1002.4651 | 6979123.9503 | 1.8 | 12562423.1106 | 4260476.8217 | 0.19847 | [5 empty] | Building Type | Retail/Service
School K-12<10 | School K-12 | <10 | 5713.2901 | 20226513.0119 | 3540.2566 | 9230655.2587 | 27 | School K-12 | <10 | 5713.2901 | 20226513.0119 | 1 | 20226513.0119 | 19139521.9478 | 2.1912
School K-1210-15 | School K-12 | 10-15 | 661.1728 | 1460543.8133 | 2209.0197 | 3714356.2772 | 28 | School K-12 | >15 | 259.159 | 757386.9498 | 4.2 | 3181025.1892 | 1249405.6078 | 1.1433 | [7 empty] | Values |  |  |  | Savings | Savings
School K-12>15 | School K-12 | >15 | 259.159 | 757386.9498 | 2922.4797 | 2782226.8118 | 29 | School K-12 | 10-15 | 661.1728 | 1460543.8133 | 1.8 | 2628978.864 | 2809984.5979 | 0.70779 | [5 empty] | Row Labels | Size Category | Sum of Number of PNW Units | Sum of Total Regional Hours | Sum of Heat_Frac_Sf_PNW_Heated | Sum of Cool_Frac_Sf_PNW | kWh/hr | kWh |  | Sum of Sf_PNW_Heated | Cost | $/kWh
Warehouse<10 | Warehouse | <10 | 3652.7755 | 13789880.6482 | 3775.1788 | 6275626.5363 | 30 | Warehouse | <10 | 3652.7755 | 13789880.6482 | 1 | 13789880.6482 | 12236797.9462 | 2.1974 |  |  |  |  | 1 | <5,001 | <10 | 334.4652 | 1408767.3374 | 279780.1229 | 799371.7798 | 1 | 1408767.3374 | 5.0353 | 799371.7798 | 1120458.3524 | 0.79535
Warehouse10-15 | Warehouse | 10-15 | 389.5255 | 1417872.7742 | 3640 | 8141814.9952 | 31 | Warehouse | >15 | 584.2882 | 1002701.9042 | 4.2 | 4211347.9977 | 2816853.5623 | 3.7015 |  |  |  |  | 2 | 5,001-20,000 | <10 | 2484.2609 | 6084488.5926 | 4703075.5545 | 3579623.6897 | 1 | 6084488.5926 | 1.2937 | 11945484.5133 | 8322273.9187 | 1.3678
Warehouse>15 | Warehouse | >15 | 584.2882 | 1002701.9042 | 1716.1083 | 1137737.7294 | 32 | Warehouse | 10-15 | 389.5255 | 1417872.7742 | 1.8 | 2552170.9936 | 1655483.3216 | 0.31346 |  |  |  |  | 3 |  | >15 | 907.6653 | 2123936.6986 | 2696284.4756 | 3145665.2215 | 4.2 | 8920534.1341 | 3.3085 | 9436995.6646 | 4375854.1982 | 0.49054
Grand Total | Grand Total |  | 100529.9431 | 476269396.1339 | 4737.5874 |  |  |  |  | 100529.9431 | 476269396.1339 |  | 1054457269.2457 | [6 empty] | 4 | 20,001-50,000 | <10 | 1227.2373 | 7159390.0516 | 1680482.7795 | 3679332.8782 | 1 | 7159390.0516 | 4.2603 | 19100279.9072 | 4111244.9968 | 0.57425
[13 empty] | 120.3718 | [6 empty] | 5 |  | 10-15 | 347.6918 | 3037435.8301 | 530977.5787 | 530977.5787 | 1.8 | 5467384.4941 | 10.2968 | 5309775.7874 | 1477690.279 | 0.27027
[13 empty] | Total | [6 empty] | 6 |  | >15 | 3520.5183 | 21981181.9018 | 22016159.9076 | 22716063.5621 | 4.2 | 92320963.9876 | 4.1933 | 42443996.8391 | 16972418.8629 | 0.18384
[9 empty] | Total kWh | SF | kWh/sf | $ | $/sf | kWh | SF Cooled | kWh/SF applicable |  |  |  | 7 | 50,001-100,000 | >15 | 1185.791 | 8523806.2062 | 5699542.4079 | 6690470.0049 | 4.2 | 35799986.0661 | 6.2812 | 6690470.0049 | 5716698.4321 | 0.15968
[7 empty] | 29.7074 | Assembly | 260236950.4201 | 368872052 | 0.70549 | 66334899.8292 | 0.17983 |  | 41850586.4581 | 6.2182 |  |  |  | 8 | 100,001+ | <10 | 1347.0613 | 8269556.9138 | 1428588.1581 | 2251326.522 | 1 | 8269556.9138 | 5.7886 | 41645480.0271 | 4512655.435 | 0.54569
[7 empty] | 8.0936 | Grocery | 70899951.0753 | 77120838 | 0.91934 | 22541118.332 | 0.29228 |  | 22976357.8797 | 3.0858 |  |  |  | 9 |  | 10-15 | 654.7733 | 3941688.1203 | 2322073.3441 | 2322073.3441 | 1.8 | 7095038.6165 | 3.0555 | 10026974.167 | 2782786.5427 | 0.39222
[7 empty] | 2.2228 | Lodging | 19471507.5123 | 171040928 | 0.11384 | 10582260.5485 | 0.06187 |  | 10183632.5234 | 1.912 |  |  |  | 10 |  | >15 | 3341.0028 | 25142001.2456 | 27473811.5575 | 30744738.0663 | 4.2 | 105596405.2314 | 3.8435 | 65788390.0026 | 16106974.4986 | 0.15253
[7 empty] | 17.1015 | Office | 149809434.9942 | 734358126 | 0.204 | 110733846.756 | 0.15079 | 149809434.9942 | 73331394.2344 | 2.0429 |  |  |  |  | Grand Total |  | 15350.4672 | 87672252.8978 | 68830775.8864 | 76459642.6472 |  |  |  | 213187218.693 | [5 empty] | Conditioned SF
[7 empty] | 5.3755 | Other | 47089136.3361 | 333434465 | 0.14122 | 22244679.9618 | 0.066714 | 47089136.3361 | 16379118.6119 | 2.8749 | [15 empty] | $/sf |  | kWh/Sf |  | Entire Retail Segment
[7 empty] | 10.0849 | Residential Care | 88343604.7912 | 125160636 | 0.70584 | 26910226.3428 | 0.21501 |  | 14519533.0526 | 6.0845 |  |  |  |  | Xlarge Ret | >100,000 | 5342.8374 | 37353246.2796 | 31224473.0597 | 35318137.9323 |  | 120961000.7617 | 3.8739 | 129167410.123 | 23402416.4763 | 0.18118 |  | 0.93647 |  | <5,001 | 53131822.2942
[7 empty] | 12.1474 | Restaurant | 106411602.5801 | 53036739 | 2.0064 | 38838477.8717 | 0.73229 |  | 20381924.7123 | 5.2209 |  |  |  |  | Large Ret | 50,000 - 100,000 | 1185.791 | 8523806.2062 | 5699542.4079 | 6690470.0049 |  | 35799986.0661 | 6.2812 | 31137702.0163 | 5716698.4321 | 0.18359 |  | 1.1497 |  | 100,001+ | 129167410.123
[7 empty] | 30.3202 | Retail/Service | 265605164.8318 | 570929488 | 0.46522 | 63768813.107 | 0.11169 |  | 76459642.6472 | 3.4738 |  |  |  |  | Medium Ret | 5000 - 50,000 | 8487.3736 | 40386433.0746 | 31626980.2959 | 33651662.9302 |  | 119952761.26 | 3.7927 | 303784279.1919 | 35259482.2557 | 0.11607 |  | 0.39486 |  | 20,001-50,000 | 156790448.2585
Site_ID | (All) | [5 empty] | 2.9722 | School K-12 | 26036517.065 | 245353161 | 0.10612 | 23198912.1535 | 0.094553 |  | 15727238.3477 | 1.6555 |  |  |  |  | Small Ret | <5000 | 334.4652 | 1408767.3374 | 279780.1229 | 799371.7798 |  | 1408767.3374 | 5.0353 | 53131822.2942 | 1120458.3524 | 0.021088 |  | 0.026515 |  | 5,001-20,000 | 146993830.9334
DistSys | SZ Ducted |  | This table not used |  |  |  | 2.3463 | Warehouse | 20553399.6396 | 442224054 | 0.046477 | 16709134.8301 | 0.037784 |  | 15555179.2609 | 1.3213 | [13 empty] | 517221213.6254 | [5 empty] | 50,001-100,000 | 31137702.0163
Equip_Type | (Multiple Items) |  | But the results are very close to table below | [6 empty] | 3121530487 | [6 empty] | 2.1956 | [19 empty] | 517221213.6254
[11 empty] | 0.3378 |  |  |  |  | 3.4306
| Values | [5 empty] | These data to Mmap | [21 empty] | 0.026515
Row Labels | Sum of Number of PNW Units | Sum of Total Regional Hours | Sum of Cool_Frac_Sf_PNW | Sum of Heat_Frac_Sf_PNW_Heated | [5 empty] | kWh/sf savings | $/Sf | SF
<10 | 86812.7683 | 360646131.818 | 143029555.1759 | 109200628.1455 |  |  |  | REG_Office | Large Off | 0.11507 | 0.086959
C | 47579.1944 | 200916972.0836 | 73915979.3506 | 56480214.2584 |  |  |  | REG_Office | Medium Off | 0.38623 | 0.31606
UNK | 39233.5738 | 159729159.7343 | 69113575.8253 | 52720413.8871 |  |  |  | REG_Office | Small Off | 0.26507 | 0.19999
>15 | 36115.5398 | 182879260.9061 | 189930139.8231 | 183965047.3654 |  |  |  | REG_Retail/Service | XLarge Ret | 0.93647 | 0.18118
C | 29298.9582 | 154388719.8336 | 147946607.9259 | 138030392.3935 |  |  |  | REG_Retail/Service | Large Ret | 1.1497 | 0.18359
UNK | 6816.5816 | 28490541.0725 | 41983531.8972 | 45934654.972 |  |  |  | REG_Retail/Service | Medium Ret | 0.39486 | 0.11607
10-15 | 32273.8963 | 157236359.6647 | 86820231.7169 | 78752781.5015 |  |  |  | REG_Retail/Service | Small Ret | 0.026515 | 0.021088
C | 23768.2383 | 106230643.4999 | 55664288.2094 | 52761181.1559 |  |  |  | REG_School K-12 | School K-12 | 0.10612 | 0.094553
UNK | 8505.658 | 51005716.1649 | 31155943.5075 | 25991600.3457 |  |  |  | REG_University | University | 0.10612 | 0.094553
Grand Total | 155202.2044 | 700761752.3888 | 419779926.7159 | 371918457.0124 |  |  |  | REG_Warehouse | Warehouse | 0.046477 | 0.037784
Apply 35% of the Unknown to Constant Speed | [7 empty] | REG_Grocery | Supermarket | 0.91934 | 0.29228
<10 | 61310.9453 | 256822177.9906 | 98105730.8894 | 74932359.1189 |  |  |  | REG_Grocery | MiniMart | 0.91934 | 0.29228
C | 47579.1944 | 200916972.0836 | 73915979.3506 | 56480214.2584 |  |  |  | REG_Restaurant | Restaurant | 2.0064 | 0.73229
UNK | 13731.7508 | 55905205.907 | 24189751.5389 | 18452144.8605 |  |  |  | REG_Lodging | Lodging | 0.11384 | 0.06187
>15 | 31684.7618 | 164360409.209 | 162640844.09 | 154107521.6336 |  |  |  | REG_hospital | Hospital | 0.11384 | 0.06187
C | 29298.9582 | 154388719.8336 | 147946607.9259 | 138030392.3935 |  |  |  | REG_Hospital Other | Residential Care | 0.70584 | 0.21501
UNK | 2385.8036 | 9971689.3754 | 14694236.164 | 16077129.2402 |  |  |  | REG_Assembly | Assembly | 0.70549 | 0.17983
10-15 | 26745.2186 | 124082644.1576 | 66568868.437 | 61858241.2769 |  |  |  | REG_Other | Other | 0.14122 | 0.066714
C | 23768.2383 | 106230643.4999 | 55664288.2094 | 52761181.1559
UNK | 2976.9803 | 17852000.6577 | 10904580.2276 | 9097060.121
Grand Total | 119740.9257 | 545265231.3572 | 327315443.4164 | 290898122.0294
Site_ID | (All)
DistSys | SZ Ducted
Fan_Ctr | (All)
Equip_Type | (Multiple Items)
Values
Row Labels | Sum of Number of PNW Units | Sum of Total Regional Hours | Sum of Cool_Frac_Sf_PNW | Sum of Heat_Frac_Sf_PNW_Heated
<10 | 212046.0183 | 865741878.7809 | 319154793.1215 | 248585436.1892
>15 | 71858.4554 | 386098392.0944 | 421015511.7701 | 404066081.7782
10-15 | 72385.9208 | 323929842.283 | 189903173.7045 | 173349283.1944
Grand Total | 356290.3945 | 1575770113.1583 | 930073478.5961 | 826000801.1619
Apply 35% to account for constant speed fans
<10 | 74216.1064 | 303009657.5733 | 111704177.5925 | 87004902.6662
>15 | 25150.4594 | 135134437.233 | 147355429.1195 | 141423128.6224
10-15 | 25335.0723 | 113375444.799 | 66466110.7966 | 60672249.118
Grand Total | 124701.6381 | 551519539.6054 | 325525717.5086 | 289100280.4067
|  | Hrs/yr | regional units | Hrs | kWh |  |  | cool sf | kWh/sf savings
| 15439 | 8736 | 1596 | 13942656 | 58559155.2 | 6.6848 |  | 5924275.2786 | 9.8846
For reference only
Cooling System Type by Building Type
|  |  | All | Assembly | Food Service | Grocery | Lodging | Office | Residential Care | Retail | School | Warehouse | Other
|  | DX-Air | 75% | 81% | 97% | 97% | 76% | 62% | 84% | 94% | 42% | 100% | 77%
|  | Chiller | 18% | 18% | 0% | 1% | 16% | 28% | 7% | 3% | 44% | 0% | 20%
|  | DX-Water | 5% | 1% | 0% | 0% | 8% | 10% | 9% | 0% | 7% | 0% | 1%
|  | Evaporative | 1% | 1% | 3% | 2% | 1% | 0% | 0% | 4% | 0% | 0% | 0%
|  | Economizer Only | 0% | 0% | 0% | 0% | 0% | 0% | 0% | 0% | 1% | 0% | 1%
|  | Purchased Off Site | 0% | 0% | 0% | 0% | 0% | 0% | 0% | 0% | 6% | 0% | 0%
|  |  | 99% | 101% | 100% | 100% | 101% | 100% | 100% | 101% | 100% | 100% | 99%
From CBSA
|  | Total number of rooftop units in region | 513039.3843
|  | Total refrigerant tons rooftop cooling in region | 2319052.8364
Note on E5: Kevin Smit: From CBSA - number of hours the fan system is running in constant speed mode.

## Savings
Source: Advanced Rooftop Control (ARC) Retrofit: Field-Test Results (PNNL-22656), July 2013
[5 empty] | RTU ID | RTU Capacity (tons) | Normalized Annual Energy Savings (kWh) | Normalized Annual Runtime (hr) | Cost Savings ($/yr) | Payback (yr) | Cost Savings ($/yr) | Payback (yr) | Cost Savings ($/yr) | Payback (yr) | Cost | Levelized Cost ($/MWh) | kWh/ton | Quick - High level Potential Estimate
[5 empty] | 1 | 2 | 3 | 4 | 5 | 6 | 7 | 8 | 9 | 10 | [7 empty] | RTU ID
1 | 1 | 1 | 202 | 0 | 202 | 10 | 12327 | 4992 | 616 | 6.9 | 1233 | 3.4 | 1849 | 2.3 | 3350 | 24.4425 | 1232.7 | 935.1528 | kWh/ton |  |  | RTU Type
1 | 2 | 2 | 10 | 10 | 203 | 10 | 6913 | 4992 | 346 | 12.3 | 691 | 6.1 | 1037 | 4.1 | 3350 | 43.5849 | 691.3 | 400 | sf/ton | bogey |  | RTU Size (ton)
1 | 3 | 3 | 12327 | 20 | 204 | 10 | 10889 | 5460 | 544 | 7.8 | 1089 | 3.9 | 1633 | 2.6 | 3350 | 27.6704 | 1088.9 | 2.3379 | kWh/sf | savings | wow | RTU Fan Power (hp)
1 | 4 | 4 | 4992 | 30 | 205 | 15 | 8611 | 5460 | 431 | 9.9 | 861 | 4.9 | 1292 | 3.3 | 4250 | 44.3909 | 574.0667 | 3.3 | Billion sf |  |  | Post-Retrofit Runtime (hr)
1 | 5 | 5 | 616 | 40 | 206 | 10 | 10014 | 5460 | 501 | 8.5 | 1001 | 4.2 | 1502 | 2.8 | 3350 | 30.0881 | 1001.4 | 75% | Dx |  |  | Fan Energy Savings (kWh)
1 | 6 | 6 | 6.9 | 50 | 207 | 25 | 36876 | 5460 | 1844 | 2.7 | 3688 | 1.3 | 5531 | 0.9 | 4892 | 11.9317 | 1475.04 | 75% | Cooled |  |  | Fan Energy Savings per Hour (kWh/h)
1 | 7 | 7 | 1233 | 60 | 209 | 5 | 4957 | 5460 | 248 | 11.9 | 496 | 6 | 744 | 4 | 2950 | 53.5256 | 991.4 |  |  |  |  | Fan Energy Savings per Hour and per hp (Wh/h/hp)
1 | 8 | 8 | 3.4 | 70 | 210 | 25 | 37919 | 5460 | 1896 | 2.6 | 3792 | 1.3 | 5688 | 0.9 | 4892 | 11.6035 | 1516.76 | 495.3988 | aMW | Max | wow | Total RTU Electricity Savings (kWh)
1 | 9 | 9 | 1849 | 80 | 212 | 25 | 36750 | 5096 | 1837 | 2.7 | 3675 | 1.3 | 5512 | 0.9 | 4892 | 11.9726 | 1470 |  |  |  |  | RTU Electricity Savings per Hour (kWh/h)
1 | 10 | 10 | 2.3 | 90 | 213 | 15 | 13720 | 5096 | 686 | 6.2 | 1372 | 3.1 | 2058 | 2.1 | 4250 | 27.8608 | 914.6667 | However, only applies to single zone constant speed fan systems |  |  |  | RTU Electricity Savings per Hour and per hp (Wh/h/hp)
2 | 1 | 11 | 203 | 100 | 214 | 10 | 8109 | 4992 | 405 | 8.3 | 811 | 4.1 | 1216 | 2.8 | 3350 | 37.1566 | 810.9 | 35% |  |  |  | RTU Electricity Savings per Hour and per ton (Wh/h/ton)
2 | 2 | 12 | 10 | 110 | 215 | 10 | 6293 | 4992 | 315 | 13.5 | 629 | 6.8 | 944 | 4.5 | 3350 | 47.879 | 629.3 |  |  |  |  | 202
2 | 3 | 13 | 6913 | 120 | 217 | 10 | 6334 | 5096 | 317 | 13.4 | 633 | 6.7 | 950 | 4.5 | 3350 | 47.5691 | 633.4 |  |  |  |  | AC
2 | 4 | 14 | 4992 | 130 | 218 | 10 | 10383 | 5460 | 519 | 8.2 | 1038 | 4.1 | 1557 | 2.7 | 3350 | 29.0188 | 1038.3 | 173.3896 |  |  |  | 10
2 | 5 | 15 | 346 | 140 | 219 | 15 | 2369 | 4992 | 118 | 28.3 | 237 | 14.1 | 355 | 9.4 | 4250 | 161.3549 | 157.9333 |  |  |  |  | 3.7
2 | 6 | 16 | 12.3 | 150 | 220 | 15 | 7121 | 4992 | 356 | 9.4 | 712 | 4.7 | 1068 | 3.1 | 4250 | 53.6792 | 474.7333 |  |  |  |  | 3204
2 | 7 | 17 | 691 | 160 | 221 | 10 | 6531 | 4992 | 327 | 10.3 | 653 | 5.1 | 980 | 3.4 | 3350 | 46.1342 | 653.1 |  |  |  |  | 8192
2 | 8 | 18 | 6.1 | 170 | 222 | 15 | 6736 | 4992 | 337 | 9.9 | 674 | 5 | 1010 | 3.3 | 4250 | 56.7473 | 449.0667 |  |  |  |  | 2.56
2 | 9 | 19 | 1037 | 180 | 223 | 15 | 10219 | 4992 | 511 | 8.3 | 1022 | 4.2 | 1533 | 2.8 | 4250 | 37.4058 | 681.2667 |  |  |  |  | 693
2 | 10 | 20 | 4.1 | 190 | 224 | 10 | 8465 | 5200 | 423 | 7.9 | 847 | 4 | 1270 | 2.6 | 3350 | 35.5939 | 846.5 |  |  |  |  | 8259
3 | 1 | 21 | 204 | 200 | 225 | 10 | 7107 | 5200 | 355 | 9.4 | 711 | 4.7 | 1066 | 3.1 | 3350 | 42.3952 | 710.7 |  |  |  |  | 2.58
3 | 2 | 22 | 10 | 210 | 226 | 12.5 | 13105 | 4992 | 655 | 6.5 | 1311 | 3.2 | 1966 | 2.2 | 4250 | 29.1682 | 1048.4 |  |  |  |  | 699
3 | 3 | 23 | 10889 | 220 | 228 | 10 | 10340 | 5200 | 517 | 8.2 | 1034 | 4.1 | 1551 | 2.7 | 3350 | 29.1395 | 1034 |  |  |  |  | 258
3 | 4 | 24 | 5460 | 230 | 229 | 10 | 15232 | 4888 | 762 | 6.2 | 1523 | 3.1 | 2285 | 2.1 | 3350 | 19.7809 | 1523.2 |  |  |  |  | 203
3 | 5 | 25 | 544 | 240 | 231 | 7.5 | 6082 | 5460 | 304 | 14 | 608 | 7 | 912 | 4.7 | 3350 | 49.5401 | 810.9333 |  |  |  |  | AC
3 | 6 | 26 | 7.8 | 250 | 362 | 18 | 15457 | 7904 | 773 | 5.5 | 1546 | 2.7 | 2319 | 1.8 | 4750 | 27.6393 | 858.7222 |  |  |  |  | 10
3 | 7 | 27 | 1089 | 260 | 363 | 20 | 41229 | 7904 | 2061 | 2.4 | 4123 | 1.2 | 6184 | 0.8 | 4750 | 10.3621 | 2061.45 |  |  |  |  | 2.3
3 | 8 | 28 | 3.9 | 270 | 364 | 25 | 25034 | 5460 | 1252 | 3.9 | 2503 | 2 | 3755 | 1.3 | 4892 | 17.5758 | 1001.36 |  |  |  |  | 2777
3 | 9 | 29 | 1633 | 280 | 365 | 25 | 24357 | 5460 | 1218 | 4 | 2436 | 2 | 3653 | 1.3 | 4892 | 18.0643 | 974.28 |  |  |  |  | 4214
3 | 10 | 30 | 2.6 | 290 | 366 | 25 | 29320 | 8736 | 1466 | 3.3 | 2932 | 1.7 | 4398 | 1.1 | 4892 | 15.0065 | 1172.8 |  |  |  |  | 1.52
4 | 1 | 31 | 205 | 300 | 367 | 25 | 27892 | 8736 | 1395 | 3.5 | 2789 | 1.8 | 4184 | 1.2 | 4892 | 15.7748 | 1115.68 |  |  |  |  | 665
4 | 2 | 32 | 15 | 310 | 368 | 25 | 29069 | 8736 | 1453 | 3.4 | 2907 | 1.7 | 4360 | 1.1 | 4892 | 15.1361 | 1162.76 |  |  |  |  | 3562
4 | 3 | 33 | 8611 | 320 | 369 | 25 | 38168 | 8736 | 1908 | 2.6 | 3817 | 1.3 | 5725 | 0.9 | 4892 | 11.5278 | 1526.72 |  |  |  |  | 1.28
4 | 4 | 34 | 5460 | 330 | 370 | 25 | 38689 | 8736 | 1934 | 2.5 | 3869 | 1.3 | 5803 | 0.8 | 4892 | 11.3725 | 1547.56 |  |  |  |  | 562
4 | 5 | 35 | 431 | 340 | 371 | 25 | 39081 | 8736 | 1954 | 2.5 | 3908 | 1.3 | 5862 | 0.8 | 4892 | 11.2585 | 1563.24 |  |  |  |  | 128
4 | 6 | 36 | 9.9 | 350 | 372 | 12.5 | 9305 | 4368 | 465 | 9.1 | 930 | 4.6 | 1396 | 3 | 4250 | 41.08 | 744.4 |  |  |  |  | 204
4 | 7 | 37 | 861 | 360 | 375 | 15 | 12198 | 4004 | 610 | 7 | 1220 | 3.5 | 1830 | 2.3 | 4250 | 31.3371 | 813.2 |  |  |  |  | AC
4 | 8 | 38 | 4.9 | 370 | 376 | 15 | 2905 | 4004 | 145 | 23.1 | 290 | 11.5 | 436 | 7.7 | 4250 | 131.5834 | 193.6667 |  |  |  |  | 10
4 | 9 | 39 | 1292 | 380 | 377 | 7.5 | 4677 | 4004 | 234 | 14.3 | 468 | 7.2 | 702 | 4.8 | 3350 | 64.4222 | 623.6 |  |  |  |  | 3.1
4 | 10 | 40 | 3.3 | 390 | 378 | 10 | 7649 | 4004 | 382 | 11.1 | 765 | 5.6 | 1147 | 3.7 | 3350 | 39.3911 | 764.9 |  |  |  |  | 4075
5 | 1 | 41 | 206 | 400 | 379 | 5 | 2038 | 4004 | 102 | 29 | 204 | 14.5 | 306 | 9.7 | 2950 | 130.1895 | 407.6 |  |  |  |  | 8573
5 | 2 | 42 | 10 | 410 | 380 | 7.5 | 4430 | 4004 | 221 | 15.1 | 443 | 7.6 | 664 | 5 | 3350 | 68.0142 | 590.6667 |  |  |  |  | 2.1
5 | 3 | 43 | 10014 | 420 | 381 | 15 | 13940 | 6916 | 697 | 6.1 | 1394 | 3 | 2091 | 2 | 4250 | 27.4211 | 929.3333 |  |  |  |  | 689
5 | 4 | 44 | 5460 | 430 | 382 | 15 | 19616 | 6916 | 981 | 4.3 | 1962 | 2.2 | 2942 | 1.4 | 4250 | 19.4866 | 1307.7333 |  |  |  |  | 7782
5 | 5 | 45 | 501 | 440 | 383 | 15 | 12181 | 6916 | 609 | 7 | 1218 | 3.5 | 1827 | 2.3 | 4250 | 31.3808 | 812.0667 |  |  |  |  | 1.91
5 | 6 | 46 | 8.5 | 450 | 384 | 20 | 14705 | 6916 | 735 | 5.8 | 1471 | 2.9 | 2206 | 1.9 | 4750 | 29.0527 | 735.25 |  |  |  |  | 625
5 | 7 | 47 | 1001 | 460 | 385 | 15 | 16511 | 6916 | 826 | 5.1 | 1651 | 2.6 | 2477 | 1.7 | 4250 | 23.1512 | 1100.7333 |  |  |  |  | 191
5 | 8 | 48 | 4.2 | 470 | 386 | 15 | 10910 | 6916 | 546 | 7.8 | 1091 | 3.9 | 1637 | 2.6 | 4250 | 35.0366 | 727.3333 |  |  |  |  | 205
5 | 9 | 49 | 1502 | 480 | 387 | 15 | 12671 | 6916 | 634 | 6.7 | 1267 | 3.4 | 1901 | 2.2 | 4250 | 30.1673 | 844.7333 |  |  |  |  | AC
5 | 10 | 50 | 2.8 | 490 | 388 | 15 | 11279 | 6916 | 564 | 7.5 | 1128 | 3.8 | 1692 | 2.5 | 4250 | 33.8904 | 751.9333 |  |  |  |  | 15
6 | 1 | 51 | 207 | 500 | 389 | 15 | 18732 | 6916 | 937 | 4.5 | 1873 | 2.3 | 2810 | 1.5 | 4250 | 20.4062 | 1248.8 |  |  |  |  | 2.4
6 | 2 | 52 | 25 | 510 | 407 | 7.5 | 9853 | 8736 | 493 | 6.8 | 985 | 3.4 | 1478 | 2.3 | 3350 | 30.5798 | 1313.7333 |  |  |  |  | 3631
6 | 3 | 53 | 36876 | 520 | 408 | 10 | 9441 | 8736 | 472 | 7.1 | 944 | 3.5 | 1416 | 2.4 | 3350 | 31.9143 | 944.1 |  |  |  |  | 5805
6 | 4 | 54 | 5460 | 530 | 409 | 15 | 6465 | 8736 | 323 | 13.1 | 647 | 6.6 | 970 | 4.4 | 4250 | 59.126 | 431 |  |  |  |  | 1.6
6 | 5 | 55 | 1844 | 540 | 410 | 25 | 30264 | 8736 | 1513 | 2.8 | 3026 | 1.4 | 4540 | 0.9 | 4892 | 14.5385 | 1210.56 |  |  |  |  | 679
6 | 6 | 56 | 2.7 | 550 | 411 | 25 | 21681 | 8736 | 1084 | 4.4 | 2168 | 2.2 | 3252 | 1.5 | 4892 | 20.2939 | 867.24 |  |  |  |  | 5777
6 | 7 | 57 | 3688 | 560 | 423 | 10 | 7592 | 4420 | 380 | 11.2 | 759 | 5.6 | 1139 | 3.7 | 3350 | 39.6869 | 759.2 |  |  |  |  | 1.59
6 | 8 | 58 | 1.3 | 570 | 424 | 10 | 7768 | 4420 | 388 | 10.9 | 777 | 5.5 | 1165 | 3.6 | 3350 | 38.7877 | 776.8 |  |  |  |  | 675
6 | 9 | 59 | 5531 | 580 | 425 | 10 | 9205 | 4420 | 460 | 9.2 | 920 | 4.6 | 1381 | 3.1 | 3350 | 32.7325 | 920.5 |  |  |  |  | 106
6 | 10 | 60 | 0.9 | 590 | 426 | 10 | 7960 | 4420 | 398 | 10.7 | 796 | 5.3 | 1194 | 3.6 | 3350 | 37.8521 | 796 |  |  |  |  | 206
7 | 1 | 61 | 209 | 600 | 427 | 10 | 9867 | 4420 | 493 | 8.6 | 987 | 4.3 | 1480 | 2.9 | 3350 | 30.5364 | 986.7 |  |  |  |  | AC
7 | 2 | 62 | 5 | 610 | [17 empty] | 10
7 | 3 | 63 | 4957 | 620 | 2: 10; 3: 8920.95; 4: 892.095 |  | 24.3238 | [5 empty] | 2.8
7 | 4 | 64 | 5460 | 630 | 2: 15; 3: 10952; 4: 730.1333 | [7 empty] | 2588
7 | 5 | 65 | 248 | 640 | 2: 20; 3: 27967; 4: 1398.35 | [7 empty] | 5139
7 | 6 | 66 | 11.9 | 650 | 2: 25; 3: 31930.7692; 4: 1277.2308 | [7 empty] | 1.99
7 | 7 | 67 | 496 | 660 | [17 empty] | 702
7 | 8 | 68 | 6 | 670 | [17 empty] | 4951
7 | 9 | 69 | 744 | 680 | [17 empty] | 1.91
7 | 10 | 70 | 4 | 690 | [17 empty] | 676
8 | 1 | 71 | 210 | 700 | [17 empty] | 191
8 | 2 | 72 | 25 | 710 | [17 empty] | 207
8 | 3 | 73 | 37919 | 720 | [17 empty] | AC
8 | 4 | 74 | 5460 | 730 | [17 empty] | 25
8 | 5 | 75 | 1896 | 740 | [17 empty] | 8.9
8 | 6 | 76 | 2.6 | 750 | [17 empty] | 1170
8 | 7 | 77 | 3792 | 760 | [17 empty] | 6099
8 | 8 | 78 | 1.3 | 770 | [17 empty] | 5.21
8 | 9 | 79 | 5688 | 780 | [17 empty] | 588
8 | 10 | 80 | 0.9 | 790 | [17 empty] | 8059
9 | 1 | 81 | 212 | 800 | [17 empty] | 6.89
9 | 2 | 82 | 25 | 810 | [17 empty] | 777
9 | 3 | 83 | 36750 | 820 | [17 empty] | 276
9 | 4 | 84 | 5096 | 830 | [17 empty] | 209
9 | 5 | 85 | 1837 | 840 | [17 empty] | AC
9 | 6 | 86 | 2.7 | 850 | [17 empty] | 5
9 | 7 | 87 | 3675 | 860 | [17 empty] | 0.9
9 | 8 | 88 | 1.3 | 870 | [17 empty] | 3377
9 | 9 | 89 | 5512 | 880 | [17 empty] | 1067
9 | 10 | 90 | 0.9 | 890 | [17 empty] | 0.32
10 | 1 | 91 | 213 | 900 | [17 empty] | 338
10 | 2 | 92 | 15 | 910 | [17 empty] | 3443
10 | 3 | 93 | 13720 | 920 | [17 empty] | 1.02
10 | 4 | 94 | 5096 | 930 | [17 empty] | 1092
10 | 5 | 95 | 686 | 940 | [17 empty] | 204
10 | 6 | 96 | 6.2 | 950 | [17 empty] | 210
10 | 7 | 97 | 1372 | 960 | [17 empty] | AC
10 | 8 | 98 | 3.1 | 970 | [17 empty] | 25
10 | 9 | 99 | 2058 | 980 | [17 empty] | 11.3
10 | 10 | 100 | 2.1 | 990 | [17 empty] | 2109
11 | 1 | 101 | 214 | 1000 | [17 empty] | 14005
11 | 2 | 102 | 10 | 1010 | [17 empty] | 6.64
11 | 3 | 103 | 8109 | 1020 | [17 empty] | 589
11 | 4 | 104 | 4992 | 1030 | [17 empty] | 13201
11 | 5 | 105 | 405 | 1040 | [17 empty] | 6.26
11 | 6 | 106 | 8.3 | 1050 | [17 empty] | 555
11 | 7 | 107 | 811 | 1060 | [17 empty] | 250
11 | 8 | 108 | 4.1 | 1070 | [17 empty] | 212
11 | 9 | 109 | 1216 | 1080 | [17 empty] | AC
11 | 10 | 110 | 2.8 | 1090 | [17 empty] | 25
12 | 1 | 111 | 215 | 1100 | [17 empty] | 9.4
12 | 2 | 112 | 10 | 1110 | [17 empty] | 3605
12 | 3 | 113 | 6293 | 1120 | [17 empty] | 15242
12 | 4 | 114 | 4992 | 1130 | [17 empty] | 4.23
12 | 5 | 115 | 315 | 1140 | [17 empty] | 448
12 | 6 | 116 | 13.5 | 1150 | [17 empty] | 27690
12 | 7 | 117 | 629 | 1160 | [17 empty] | 7.68
12 | 8 | 118 | 6.8 | 1170 | [17 empty] | 814
12 | 9 | 119 | 944 | 1180 | [17 empty] | 307
12 | 10 | 120 | 4.5 | 1190 | [17 empty] | 213
13 | 1 | 121 | 217 | 1200 | [17 empty] | AC
13 | 2 | 122 | 10 | 1210 | [17 empty] | 15
13 | 3 | 123 | 6334 | 1220 | [17 empty] | 3.8
13 | 4 | 124 | 5096 | 1230 | [17 empty] | 3522
13 | 5 | 125 | 317 | 1240 | [17 empty] | 9191
13 | 6 | 126 | 13.4 | 1250 | [17 empty] | 2.61
13 | 7 | 127 | 633 | 1260 | [17 empty] | 686
13 | 8 | 128 | 6.7 | 1270 | [17 empty] | 9726
13 | 9 | 129 | 950 | 1280 | [17 empty] | 2.76
13 | 10 | 130 | 4.5 | 1290 | [17 empty] | 726
14 | 1 | 131 | 218 | 1300 | [17 empty] | 184
14 | 2 | 132 | 10 | 1310 | [17 empty] | 214
14 | 3 | 133 | 10383 | 1320 | [17 empty] | AC
14 | 4 | 134 | 5460 | 1330 | [17 empty] | 10
14 | 5 | 135 | 519 | 1340 | [17 empty] | 1.6
14 | 6 | 136 | 8.2 | 1350 | [17 empty] | 2827
14 | 7 | 137 | 1038 | 1360 | [17 empty] | 2627
14 | 8 | 138 | 4.1 | 1370 | [17 empty] | 0.93
14 | 9 | 139 | 1557 | 1380 | [17 empty] | 592
14 | 10 | 140 | 2.7 | 1390 | [17 empty] | 5079
15 | 1 | 141 | 219 | 1400 | [17 empty] | 1.8
15 | 2 | 142 | 15 | 1410 | [17 empty] | 1145
15 | 3 | 143 | 2369 | 1420 | [17 empty] | 180
15 | 4 | 144 | 4992 | 1430 | [17 empty] | 215
15 | 5 | 145 | 118 | 1440 | [17 empty] | AC
15 | 6 | 146 | 28.3 | 1450 | [17 empty] | 10
15 | 7 | 147 | 237 | 1460 | [17 empty] | 2.5
15 | 8 | 148 | 14.1 | 1470 | [17 empty] | 3406
15 | 9 | 149 | 355 | 1480 | [17 empty] | 5578
15 | 10 | 150 | 9.4 | 1490 | [17 empty] | 1.64
16 | 1 | 151 | 220 | 1500 | [17 empty] | 665
16 | 2 | 152 | 15 | 1510 | [17 empty] | 5526
16 | 3 | 153 | 7121 | 1520 | [17 empty] | 1.62
16 | 4 | 154 | 4992 | 1530 | [17 empty] | 658
16 | 5 | 155 | 356 | 1540 | [17 empty] | 162
16 | 6 | 156 | 9.4 | 1550 | [17 empty] | 217
16 | 7 | 157 | 712 | 1560 | [17 empty] | AC
16 | 8 | 158 | 4.7 | 1570 | [17 empty] | 10
16 | 9 | 159 | 1068 | 1580 | [17 empty] | 2.6
16 | 10 | 160 | 3.1 | 1590 | [17 empty] | 3714
17 | 1 | 161 | 221 | 1600 | [17 empty] | 5835
17 | 2 | 162 | 10 | 1610 | [17 empty] | 1.57
17 | 3 | 163 | 6531 | 1620 | [17 empty] | 613
17 | 4 | 164 | 4992 | 1630 | [17 empty] | 5916
17 | 5 | 165 | 327 | 1640 | [17 empty] | 1.59
17 | 6 | 166 | 10.3 | 1650 | [17 empty] | 622
17 | 7 | 167 | 653 | 1660 | [17 empty] | 159
17 | 8 | 168 | 5.1 | 1670 | [17 empty] | 218
17 | 9 | 169 | 980 | 1680 | [17 empty] | AC
17 | 10 | 170 | 3.4 | 1690 | [17 empty] | 10
18 | 1 | 171 | 222 | 1700 | [17 empty] | 2.9
18 | 2 | 172 | 15 | 1710 | [17 empty] | 3601
18 | 3 | 173 | 6736 | 1720 | [17 empty] | 5333
18 | 4 | 174 | 4992 | 1730 | [17 empty] | 1.48
18 | 5 | 175 | 337 | 1740 | [17 empty] | 508
18 | 6 | 176 | 9.9 | 1750 | [17 empty] | 6826
18 | 7 | 177 | 674 | 1760 | [17 empty] | 1.9
18 | 8 | 178 | 5 | 1770 | [17 empty] | 650
18 | 9 | 179 | 1010 | 1780 | [17 empty] | 190
18 | 10 | 180 | 3.3 | 1790
19 | 1 | 181 | 223 | 1800
19 | 2 | 182 | 15 | 1810
19 | 3 | 183 | 10219 | 1820
19 | 4 | 184 | 4992 | 1830
19 | 5 | 185 | 511 | 1840
19 | 6 | 186 | 8.3 | 1850
19 | 7 | 187 | 1022 | 1860
19 | 8 | 188 | 4.2 | 1870
19 | 9 | 189 | 1533 | 1880
19 | 10 | 190 | 2.8 | 1890
20 | 1 | 191 | 224 | 1900
20 | 2 | 192 | 10 | 1910
20 | 3 | 193 | 8465 | 1920
20 | 4 | 194 | 5200 | 1930
20 | 5 | 195 | 423 | 1940
20 | 6 | 196 | 7.9 | 1950
20 | 7 | 197 | 847 | 1960
20 | 8 | 198 | 4 | 1970
20 | 9 | 199 | 1270 | 1980
20 | 10 | 200 | 2.6 | 1990
21 | 1 | 201 | 225 | 2000
21 | 2 | 202 | 10 | 2010
21 | 3 | 203 | 7107 | 2020
21 | 4 | 204 | 5200 | 2030
21 | 5 | 205 | 355 | 2040
21 | 6 | 206 | 9.4 | 2050
21 | 7 | 207 | 711 | 2060
21 | 8 | 208 | 4.7 | 2070
21 | 9 | 209 | 1066 | 2080
21 | 10 | 210 | 3.1 | 2090
22 | 1 | 211 | 226 | 2100
22 | 2 | 212 | 12.5 | 2110
22 | 3 | 213 | 13105 | 2120
22 | 4 | 214 | 4992 | 2130
22 | 5 | 215 | 655 | 2140
22 | 6 | 216 | 6.5 | 2150
22 | 7 | 217 | 1311 | 2160
22 | 8 | 218 | 3.2 | 2170
22 | 9 | 219 | 1966 | 2180
22 | 10 | 220 | 2.2 | 2190
23 | 1 | 221 | 228 | 2200
23 | 2 | 222 | 10 | 2210
23 | 3 | 223 | 10340 | 2220
23 | 4 | 224 | 5200 | 2230
23 | 5 | 225 | 517 | 2240
23 | 6 | 226 | 8.2 | 2250
23 | 7 | 227 | 1034 | 2260
23 | 8 | 228 | 4.1 | 2270
23 | 9 | 229 | 1551 | 2280
23 | 10 | 230 | 2.7 | 2290
24 | 1 | 231 | 229 | 2300
24 | 2 | 232 | 10 | 2310
24 | 3 | 233 | 15232 | 2320
24 | 4 | 234 | 4888 | 2330
24 | 5 | 235 | 762 | 2340
24 | 6 | 236 | 6.2 | 2350
24 | 7 | 237 | 1523 | 2360
24 | 8 | 238 | 3.1 | 2370
24 | 9 | 239 | 2285 | 2380
24 | 10 | 240 | 2.1 | 2390
25 | 1 | 241 | 231 | 2400
25 | 2 | 242 | 7.5 | 2410
25 | 3 | 243 | 6082 | 2420
25 | 4 | 244 | 5460 | 2430
25 | 5 | 245 | 304 | 2440
25 | 6 | 246 | 14 | 2450
25 | 7 | 247 | 608 | 2460
25 | 8 | 248 | 7 | 2470
25 | 9 | 249 | 912 | 2480
25 | 10 | 250 | 4.7
26 | 1 | 251 | 362
26 | 2 | 252 | 18
26 | 3 | 253 | 15457
26 | 4 | 254 | 7904
26 | 5 | 255 | 773
26 | 6 | 256 | 5.5
26 | 7 | 257 | 1546
26 | 8 | 258 | 2.7
26 | 9 | 259 | 2319
26 | 10 | 260 | 1.8
27 | 1 | 261 | 363
27 | 2 | 262 | 20
27 | 3 | 263 | 41229
27 | 4 | 264 | 7904
27 | 5 | 265 | 2061
27 | 6 | 266 | 2.4
27 | 7 | 267 | 4123
27 | 8 | 268 | 1.2
27 | 9 | 269 | 6184
27 | 10 | 270 | 0.8
28 | 1 | 271 | 364
28 | 2 | 272 | 25
28 | 3 | 273 | 25034
28 | 4 | 274 | 5460
28 | 5 | 275 | 1252
28 | 6 | 276 | 3.9
28 | 7 | 277 | 2503
28 | 8 | 278 | 2
28 | 9 | 279 | 3755
28 | 10 | 280 | 1.3
|  | 281 | 365
|  | 282 | 25
|  | 283 | 24357
|  | 284 | 5460
|  | 285 | 1218
|  | 286 | 4
|  | 287 | 2436
|  | 288 | 2
|  | 289 | 3653
|  | 290 | 1.3
|  | 291 | 366
|  | 292 | 25
|  | 293 | 29320
|  | 294 | 8736
|  | 295 | 1466
|  | 296 | 3.3
|  | 297 | 2932
|  | 298 | 1.7
|  | 299 | 4398
|  | 300 | 1.1
|  | 301 | 367
|  | 302 | 25
|  | 303 | 27892
|  | 304 | 8736
|  | 305 | 1395
|  | 306 | 3.5
|  | 307 | 2789
|  | 308 | 1.8
|  | 309 | 4184
|  | 310 | 1.2
|  | 311 | 368
|  | 312 | 25
|  | 313 | 29069
|  | 314 | 8736
|  | 315 | 1453
|  | 316 | 3.4
|  | 317 | 2907
|  | 318 | 1.7
|  | 319 | 4360
|  | 320 | 1.1
|  | 321 | 369
|  | 322 | 25
|  | 323 | 38168
|  | 324 | 8736
|  | 325 | 1908
|  | 326 | 2.6
|  | 327 | 3817
|  | 328 | 1.3
|  | 329 | 5725
|  | 330 | 0.9
|  | 331 | 370
|  | 332 | 25
|  | 333 | 38689
|  | 334 | 8736
|  | 335 | 1934
|  | 336 | 2.5
|  | 337 | 3869
|  | 338 | 1.3
|  | 339 | 5803
|  | 340 | 0.8
|  | 341 | 371
|  | 342 | 25
|  | 343 | 39081
|  | 344 | 8736
|  | 345 | 1954
|  | 346 | 2.5
|  | 347 | 3908
|  | 348 | 1.3
|  | 349 | 5862
|  | 350 | 0.8
|  | 351 | 372
|  | 352 | 12.5
|  | 353 | 9305
|  | 354 | 4368
|  | 355 | 465
|  | 356 | 9.1
|  | 357 | 930
|  | 358 | 4.6
|  | 359 | 1396
|  | 360 | 3
|  | 361 | 375
|  | 362 | 15
|  | 363 | 12198
|  | 364 | 4004
|  | 365 | 610
|  | 366 | 7
|  | 367 | 1220
|  | 368 | 3.5
|  | 369 | 1830
|  | 370 | 2.3
|  | 371 | 376
|  | 372 | 15
|  | 373 | 2905
|  | 374 | 4004
|  | 375 | 145
|  | 376 | 23.1
|  | 377 | 290
|  | 378 | 11.5
|  | 379 | 436
|  | 380 | 7.7
|  | 381 | 377
|  | 382 | 7.5
|  | 383 | 4677
|  | 384 | 4004
|  | 385 | 234
|  | 386 | 14.3
|  | 387 | 468
|  | 388 | 7.2
|  | 389 | 702
|  | 390 | 4.8
|  | 391 | 378
|  | 392 | 10
|  | 393 | 7649
|  | 394 | 4004
|  | 395 | 382
|  | 396 | 11.1
|  | 397 | 765
|  | 398 | 5.6
|  | 399 | 1147
|  | 400 | 3.7
|  | 401 | 379
|  | 402 | 5
|  | 403 | 2038
|  | 404 | 4004
|  | 405 | 102
|  | 406 | 29
|  | 407 | 204
|  | 408 | 14.5
|  | 409 | 306
|  | 410 | 9.7
|  | 411 | 380
|  | 412 | 7.5
|  | 413 | 4430
|  | 414 | 4004
|  | 415 | 221
|  | 416 | 15.1
|  | 417 | 443
|  | 418 | 7.6
|  | 419 | 664
|  | 420 | 5
|  | 421 | 381
|  | 422 | 15
|  | 423 | 13940
|  | 424 | 6916
|  | 425 | 697
|  | 426 | 6.1
|  | 427 | 1394
|  | 428 | 3
|  | 429 | 2091
|  | 430 | 2
|  | 431 | 382
|  | 432 | 15
|  | 433 | 19616
|  | 434 | 6916
|  | 435 | 981
|  | 436 | 4.3
|  | 437 | 1962
|  | 438 | 2.2
|  | 439 | 2942
|  | 440 | 1.4
|  | 441 | 383
|  | 442 | 15
|  | 443 | 12181
|  | 444 | 6916
|  | 445 | 609
|  | 446 | 7
|  | 447 | 1218
|  | 448 | 3.5
|  | 449 | 1827
|  | 450 | 2.3
|  | 451 | 384
|  | 452 | 20
|  | 453 | 14705
|  | 454 | 6916
|  | 455 | 735
|  | 456 | 5.8
|  | 457 | 1471
|  | 458 | 2.9
|  | 459 | 2206
|  | 460 | 1.9
|  | 461 | 385
|  | 462 | 15
|  | 463 | 16511
|  | 464 | 6916
|  | 465 | 826
|  | 466 | 5.1
|  | 467 | 1651
|  | 468 | 2.6
|  | 469 | 2477
|  | 470 | 1.7
|  | 471 | 386
|  | 472 | 15
|  | 473 | 10910
|  | 474 | 6916
|  | 475 | 546
|  | 476 | 7.8
|  | 477 | 1091
|  | 478 | 3.9
|  | 479 | 1637
|  | 480 | 2.6
|  | 481 | 387
|  | 482 | 15
|  | 483 | 12671
|  | 484 | 6916
|  | 485 | 634
|  | 486 | 6.7
|  | 487 | 1267
|  | 488 | 3.4
|  | 489 | 1901
|  | 490 | 2.2
|  | 491 | 388
|  | 492 | 15
|  | 493 | 11279
|  | 494 | 6916
|  | 495 | 564
|  | 496 | 7.5
|  | 497 | 1128
|  | 498 | 3.8
|  | 499 | 1692
|  | 500 | 2.5
|  | 501 | 389
|  | 502 | 15
|  | 503 | 18732
|  | 504 | 6916
|  | 505 | 937
|  | 506 | 4.5
|  | 507 | 1873
|  | 508 | 2.3
|  | 509 | 2810
|  | 510 | 1.5
|  | 511 | 407
|  | 512 | 7.5
|  | 513 | 9853
|  | 514 | 8736
|  | 515 | 493
|  | 516 | 6.8
|  | 517 | 985
|  | 518 | 3.4
|  | 519 | 1478
|  | 520 | 2.3
|  | 521 | 408
|  | 522 | 10
|  | 523 | 9441
|  | 524 | 8736
|  | 525 | 472
|  | 526 | 7.1
|  | 527 | 944
|  | 528 | 3.5
|  | 529 | 1416
|  | 530 | 2.4
|  | 531 | 409
|  | 532 | 15
|  | 533 | 6465
|  | 534 | 8736
|  | 535 | 323
|  | 536 | 13.1
|  | 537 | 647
|  | 538 | 6.6
|  | 539 | 970
|  | 540 | 4.4
|  | 541 | 410
|  | 542 | 25
|  | 543 | 30264
|  | 544 | 8736
|  | 545 | 1513
|  | 546 | 2.8
|  | 547 | 3026
|  | 548 | 1.4
|  | 549 | 4540
|  | 550 | 0.9
|  | 551 | 411
|  | 552 | 25
|  | 553 | 21681
|  | 554 | 8736
|  | 555 | 1084
|  | 556 | 4.4
|  | 557 | 2168
|  | 558 | 2.2
|  | 559 | 3252
|  | 560 | 1.5
|  | 561 | 423
|  | 562 | 10
|  | 563 | 7592
|  | 564 | 4420
|  | 565 | 380
|  | 566 | 11.2
|  | 567 | 759
|  | 568 | 5.6
|  | 569 | 1139
|  | 570 | 3.7
|  | 571 | 424
|  | 572 | 10
|  | 573 | 7768
|  | 574 | 4420
|  | 575 | 388
|  | 576 | 10.9
|  | 577 | 777
|  | 578 | 5.5
|  | 579 | 1165
|  | 580 | 3.6
|  | 581 | 425
|  | 582 | 10
|  | 583 | 9205
|  | 584 | 4420
|  | 585 | 460
|  | 586 | 9.2
|  | 587 | 920
|  | 588 | 4.6
|  | 589 | 1381
|  | 590 | 3.1
|  | 591 | 426
|  | 592 | 10
|  | 593 | 7960
|  | 594 | 4420
|  | 595 | 398
|  | 596 | 10.7
|  | 597 | 796
|  | 598 | 5.3
|  | 599 | 1194
|  | 600 | 3.6
|  | 601 | 427
|  | 602 | 10
|  | 603 | 9867
|  | 604 | 4420
|  | 605 | 493
|  | 606 | 8.6
|  | 607 | 987
|  | 608 | 4.3
|  | 609 | 1480
|  | 610 | 2.9

## Cost
Source :PNNL Report |  |  | Costs are 2012$
|  | RTU Capacity (tons) | Supply Fan Size (hp) | Controller ($) | Controller Labor ($) | Total ($) | $/hp | $/ton
5 | 2.5 | ≤5 | 1 | 2200 | 750 | 2950 | 2950 | 1180 | <5 ton not good application for this measure, per Mira at BPA
10 | 7.5 | > 5 and ≤ 10 | 2 | 2600 | 750 | 3350 | 1675 | 446.6667
15 | 12.5 | > 10 and ≤ 15 | 3 | 3500 | 750 | 4250 | 1416.6667 | 340
20 | 17.5 | > 15 and ≤ 20 | 5 | 4000 | 750 | 4750 | 950 | 271.4286
25 | 22.5 | > 20 and ≤ 25 | 7.5 | 4142 | 750 | 4892 | 652.2667 | 217.4222
| Size | Cost
| 1 | 2950 |  |  | Size Range | $
| 2 | 2950 |  |  | <10 | 3350
| 3 | 2950 |  |  | 10-15 | 4250
| 4 | 2950 |  |  | >15 | 4821
| 5 | 2950
| 6 | 3350
| 7 | 3350
| 8 | 3350
| 9 | 3350
| 10 | 3350
| 11 | 4250
| 12 | 4250
| 13 | 4250
| 14 | 4250
| 15 | 4250
| 16 | 4750
| 17 | 4750
| 18 | 4750
| 19 | 4750
| 20 | 4750
| 21 | 4892
| 22 | 4892
| 23 | 4892
| 24 | 4892
| 25 | 4892
1

## PNNL SVGs Data
Average Savings across all sites | 515 | Wh/h/hp
Savings for RTU Capacity <10 tons | 1 | kWh/h | Savings
RTU Capacity 10-15 tons | 1.8 | kWh/h | Savings
RTU Capacity >15 tons | 4.2 | kWh/h | Savings
AC Units (gas heat) | 2.6 | kWh/h | Savings
HP Units | 1.75 | kWh/h | Savings
Figure ES – 4 shows the variation of normalized RTU electricity savings per unit run hour and per supply-fan motor hp as a function of RTU size. Although there was some scatter just like the similar actual savings plot, there was no obvious trend with the size of the unit. It appears that normalizing savings with the unit run hours and the fan motor size, correlates well with the annual savings across the eight sites. Most units had savings between 500 Wh/h/hp and 800 Wh/h/hp, with an average savings across all sites being 703 Wh/h/hp.
A total of 66 RTUs on 8 different buildings were retrofitted with a commercially available advanced controller for improving RTU operational efficiency. Of the 66 tested RTUs, 17 were packaged heat pumps and the rest were packaged air conditioners with gas heat. The eight buildings covered four building types, including mercantile (both retail and shopping malls), office, food sales, and healthcare. These buildings were located in four different climate zones including warm and coastal climate, mixed and humid climate, mixed and marine climate, and cool and humid climate. The measured actual savings, the normalized annual energy savings, and the savings uncertainties were calculated using the methods described in the ASHRAE Guideline 14. Major findings from this work are highlighted below:
 The advanced controller reduced both actual consumption and normalized consumption by between 22% and 90%, with an average of 55% for all RTUs.
 On average, the fractional savings uncertainty was 25% for actual savings and 12% for normalized savings.
 Fan energy savings made a dominant contribution to the total RTU electricity savings, while the heating and cooling energy savings varied with units and were relatively smaller in comparison with fan energy savings. In general, fan energy savings had much less uncertainty than heating and cooling energy savings.
 At the building level (total of all monitored RTU electricity consumption), the percentage of RTU electricity savings was in the range between 37% and 73% for both actual and normalized savings. The absolute electricity savings were in the range between 1.4 and 3.9 kWh per hour of unit operation.
 As expected, both actual and normalized savings increased with the RTU size. The electricity savings increased from about 1.0 kWh/h for the group with RTU cooling capacity less than 10 tons, to 1.8 kWh/h for the group with RTU capacity between 10 and 15 tons, and then to 4.2 kWh/h for the group with RTU capacity greater than 15 tons.
 On average, packaged air conditioners with gas heat (AC units) achieved more electricity savings than heat pumps (HP units). For both actual and normalized savings, the AC group saved 2.60 kWh/h per running hour, while the HP group saved 1.75 kWh/h. This was because the average size of HPs was smaller than the average size of the ACs.
 The variation of annual normalized RTU electricity savings were between 400 and 700 Wh/h/hp with average savings approximately 515 Wh/h/hp across all eight sites.

## Savings Actual All
Source: Advanced Rooftop Control (ARC) Retrofit: Field-Test Results (PNNL-22656), July 2013 - Table 9 - Absolute Actual Savings for All Units
Formulas are rebuilding table from one colum
[5 empty] | RTU ID | RTU Type | RTU Size (ton) | RTU Fan Power (hp) | Post-Retrofit Runtime (hr) | Fan Energy Savings (kWh) | Fan Energy Savings per Hour (kWh/h) | Fan Energy Savings per Hour and per hp (Wh/h/hp) | Total RTU Electricity Savings (kWh) | RTU Electricity Savings per Hour (kWh/h) | RTU Electricity Savings per Hour and per hp (Wh/h/hp) | RTU Electricity Savings per Hour and per ton (Wh/h/ton)
[5 empty] | 1 | 2 | 3 | 4 | 5 | 6 | 7 | 8 | 9 | 10 | 11 | 12 | RTU ID
1 | 1 | 1 | 202 | 0 | 202 | AC | 10 | 3.7 | 3204 | 8192 | 2.56 | 693 | 8259 | 2.58 | 699 | 258 | RTU Type
1 | 2 | 2 | AC | 12 | 203 | AC | 10 | 2.3 | 2777 | 4214 | 1.52 | 665 | 3562 | 1.28 | 562 | 128 | RTU Size (ton)
1 | 3 | 3 | 10 | 24 | 204 | AC | 10 | 3.1 | 4075 | 8573 | 2.1 | 689 | 7782 | 1.91 | 625 | 191 | RTU Fan Power (hp)
1 | 4 | 4 | 3.7 | 36 | 205 | AC | 15 | 2.4 | 3631 | 5805 | 1.6 | 679 | 5777 | 1.59 | 675 | 106 | Post-Retrofit Runtime (hr)
1 | 5 | 5 | 3204 | 48 | 206 | AC | 10 | 2.8 | 2588 | 5139 | 1.99 | 702 | 4951 | 1.91 | 676 | 191 | Fan Energy Savings (kWh)
1 | 6 | 6 | 8192 | 60 | 207 | AC | 25 | 8.9 | 1170 | 6099 | 5.21 | 588 | 8059 | 6.89 | 777 | 276 | Fan Energy Savings per Hour (kWh/h)
1 | 7 | 7 | 2.56 | 72 | 209 | AC | 5 | 0.9 | 3377 | 1067 | 0.32 | 338 | 3443 | 1.02 | 1092 | 204 | Fan Energy Savings per Hour and per hp (Wh/h/hp)
1 | 8 | 8 | 693 | 84 | 210 | AC | 25 | 11.3 | 2109 | 14005 | 6.64 | 589 | 13201 | 6.26 | 555 | 250 | Total RTU Electricity Savings (kWh)
1 | 9 | 9 | 8259 | 96 | 212 | AC | 25 | 9.4 | 3605 | 15242 | 4.23 | 448 | 27690 | 7.68 | 814 | 307 | RTU Electricity Savings per Hour (kWh/h)
1 | 10 | 10 | 2.58 | 108 | 213 | AC | 15 | 3.8 | 3522 | 9191 | 2.61 | 686 | 9726 | 2.76 | 726 | 184 | RTU Electricity Savings per Hour and per hp (Wh/h/hp)
2 | 1 | 11 | 699 | 120 | 214 | AC | 10 | 1.6 | 2827 | 2627 | 0.93 | 592 | 5079 | 1.8 | 1145 | 180 | RTU Electricity Savings per Hour and per ton (Wh/h/ton)
2 | 2 | 12 | 258 | 132 | 215 | AC | 10 | 2.5 | 3406 | 5578 | 1.64 | 665 | 5526 | 1.62 | 658 | 162 | 202
2 | 3 | 13 | 203 | 144 | 217 | AC | 10 | 2.6 | 3714 | 5835 | 1.57 | 613 | 5916 | 1.59 | 622 | 159 | AC
2 | 4 | 14 | AC | 156 | 218 | AC | 10 | 2.9 | 3601 | 5333 | 1.48 | 508 | 6826 | 1.9 | 650 | 190 | 10
2 | 5 | 15 | 10 | 168 | 219 | AC | 15 | 1.7 | 871 | 686 | 0.79 | 458 | 306 | 0.35 | 205 | 23 | 3.7
2 | 6 | 16 | 2.3 | 180 | 220 | AC | 15 | 1.4 | 3474 | 2597 | 0.75 | 545 | 5150 | 1.48 | 1081 | 99 | 3204
2 | 7 | 17 | 2777 | 192 | 221 | AC | 10 | 2 | 3195 | 4280 | 1.34 | 677 | 4151 | 1.3 | 656 | 130 | 8192
2 | 8 | 18 | 4214 | 204 | 222 | AC | 15 | 1.9 | 3760 | 4730 | 1.26 | 680 | 5775 | 1.54 | 830 | 102 | 2.56
2 | 9 | 19 | 1.52 | 216 | 223 | AC | 15 | 2.4 | 3019 | 4393 | 1.46 | 597 | 6620 | 2.19 | 899 | 146 | 693
2 | 10 | 20 | 665 | 228 | 224 | AC | 10 | 1.7 | 3276 | 3345 | 1.02 | 601 | 7241 | 2.21 | 1300 | 221 | 8259
3 | 1 | 21 | 3562 | 240 | 225 | AC | 10 | 2 | 2429 | 3195 | 1.32 | 673 | 3233 | 1.33 | 681 | 133 | 2.58
3 | 2 | 22 | 1.28 | 252 | 226 | AC | 12.5 | 3.4 | 3329 | 5933 | 1.78 | 526 | 9218 | 2.77 | 818 | 222 | 699
3 | 3 | 23 | 562 | 264 | 228 | AC | 10 | 3.1 | 3592 | 4717 | 1.31 | 430 | 7130 | 1.98 | 649 | 198 | 258
3 | 4 | 24 | 128 | 276 | 229 | AC | 10 | 5 | 3201 | 10916 | 3.41 | 679 | 10866 | 3.39 | 676 | 339 | 203
3 | 5 | 25 | 204 | 288 | 231 | AC | 7.5 | 2.2 | 3521 | 4217 | 1.2 | 544 | 3996 | 1.13 | 515 | 151 | AC
3 | 6 | 26 | AC | 300 | 362 | AC | 18 | 3.3 | 2949 | 2957 | 1 | 300 | 6242 | 2.12 | 632 | 118 | 10
3 | 7 | 27 | 10 | 312 | 363 | AC | 20 | 7.7 | 3551 | 17324 | 4.88 | 634 | 19162 | 5.4 | 701 | 270 | 2.3
3 | 8 | 28 | 3.1 | 324 | 364 | AC | 25 | 6.4 | 2519 | 7967 | 3.16 | 498 | 11192 | 4.44 | 699 | 178 | 2777
3 | 9 | 29 | 4075 | 336 | 365 | AC | 25 | 6.8 | 2653 | 9885 | 3.73 | 551 | 11426 | 4.31 | 636 | 172 | 4214
3 | 10 | 30 | 8573 | 348 | 366 | AC | 25 | 6.7 | 2465 | 8993 | 3.65 | 544 | 5748 | 2.33 | 348 | 93 | 1.52
4 | 1 | 31 | 2.1 | 360 | 367 | AC | 25 | 8.1 | 4211 | 6606 | 1.57 | 194 | 13694 | 3.25 | 402 | 130 | 665
4 | 2 | 32 | 689 | 372 | 368 | AC | 25 | 6.4 | 3296 | 8716 | 2.64 | 412 | 11203 | 3.4 | 529 | 136 | 3562
4 | 3 | 33 | 7782 | 384 | 369 | AC | 25 | 7 | 4093 | 16352 | 3.99 | 572 | 17755 | 4.34 | 621 | 174 | 1.28
4 | 4 | 34 | 1.91 | 396 | 370 | AC | 25 | 6.9 | 4103 | 16699 | 4.07 | 593 | 18029 | 4.39 | 641 | 176 | 562
4 | 5 | 35 | 625 | 408 | 371 | AC | 25 | 6.4 | 4174 | 14282 | 3.42 | 535 | 18399 | 4.41 | 690 | 176 | 128
4 | 6 | 36 | 191 | 420 | 372 | HP | 12.5 | 3.1 | 1040 | 1886 | 1.81 | 576 | 2986 | 2.87 | 912 | 230 | 204
4 | 7 | 37 | 205 | 432 | 375 | HP | 15 | 3.4 | 1384 | 2734 | 1.98 | 574 | 4083 | 2.95 | 857 | 197 | AC
4 | 8 | 38 | AC | 444 | 376 | HP | 15 | 1.4 | 1438 | 1169 | 0.81 | 586 | 1003 | 0.7 | 503 | 46 | 10
4 | 9 | 39 | 15 | 456 | 377 | HP | 7.5 | 1.4 | 1427 | 1149 | 0.8 | 560 | 1615 | 1.13 | 787 | 151 | 3.1
4 | 10 | 40 | 2.4 | 468 | 378 | HP | 10 | 3.3 | 1374 | 1963 | 1.43 | 427 | 2907 | 2.12 | 632 | 212 | 4075
5 | 1 | 41 | 3631 | 480 | 379 | HP | 5 | 0.6 | 1428 | 451 | 0.32 | 545 | 707 | 0.49 | 853 | 99 | 8573
5 | 2 | 42 | 5805 | 492 | 380 | HP | 7.5 | 1.4 | 1417 | 1132 | 0.8 | 570 | 1516 | 1.07 | 763 | 143 | 2.1
5 | 3 | 43 | 1.6 | 504 | 381 | HP | 15 | 2.6 | 3045 | 4137 | 1.36 | 517 | 5891 | 1.93 | 736 | 129 | 689
5 | 4 | 44 | 679 | 516 | 382 | HP | 15 | 2.7 | 3048 | 4923 | 1.62 | 600 | 7816 | 2.56 | 953 | 171 | 7782
5 | 5 | 45 | 5777 | 528 | 383 | HP | 15 | 2.7 | 2923 | 4347 | 1.49 | 555 | 4910 | 1.68 | 626 | 112 | 1.91
5 | 6 | 46 | 1.59 | 540 | 384 | HP | 20 | 2.9 | 2876 | 5003 | 1.74 | 603 | 6084 | 2.12 | 734 | 106 | 625
5 | 7 | 47 | 675 | 552 | 385 | HP | 15 | 2.7 | 3013 | 4691 | 1.56 | 572 | 6379 | 2.12 | 778 | 141 | 191
5 | 8 | 48 | 106 | 564 | 386 | HP | 15 | 2.2 | 3051 | 4190 | 1.37 | 615 | 4650 | 1.52 | 682 | 102 | 205
5 | 9 | 49 | 206 | 576 | 387 | HP | 15 | 2.4 | 2990 | 3955 | 1.32 | 558 | 5544 | 1.85 | 783 | 124 | AC
5 | 10 | 50 | AC | 588 | 388 | HP | 15 | 2.4 | 2837 | 4444 | 1.57 | 644 | 4621 | 1.63 | 669 | 109 | 15
6 | 1 | 51 | 10 | 600 | 389 | HP | 15 | 2.5 | 2844 | 3482 | 1.22 | 491 | 6809 | 2.39 | 960 | 160 | 2.4
6 | 2 | 52 | 2.8 | 612 | 407 | AC | 7.5 | 1.4 | 1523 | 660 | 0.43 | 313 | 1991 | 1.31 | 945 | 174 | 3631
6 | 3 | 53 | 2588 | 624 | 408 | AC | 10 | 1.9 | 3604 | 3355 | 0.93 | 492 | 3838 | 1.06 | 563 | 106 | 5805
6 | 4 | 54 | 5139 | 636 | 409 | AC | 15 | 3.4 | 3308 | 7000 | 2.12 | 624 | 2215 | 0.67 | 197 | 45 | 1.6
6 | 5 | 55 | 1.99 | 648 | 410 | AC | 25 | 4 | 3624 | 5937 | 1.64 | 410 | 11822 | 3.26 | 816 | 130 | 679
6 | 6 | 56 | 702 | 660 | 411 | AC | 25 | 5.9 | 3309 | 6522 | 1.97 | 333 | 10129 | 3.06 | 517 | 122 | 5777
6 | 7 | 57 | 4951 | 672 | 423 | AC | 10 | 2.6 | 1725 | 3083 | 1.79 | 676 | 3094 | 1.79 | 679 | 179 | 1.59
6 | 8 | 58 | 1.91 | 684 | 424 | AC | 10 | 2.4 | 1669 | 2218 | 1.33 | 563 | 2899 | 1.74 | 737 | 174 | 675
6 | 9 | 59 | 676 | 696 | 425 | AC | 10 | 3 | 1701 | 3212 | 1.89 | 625 | 3551 | 2.09 | 691 | 209 | 106
6 | 10 | 60 | 191 | 708 | 426 | AC | 10 | 2.7 | 1708 | 2936 | 1.72 | 629 | 3052 | 1.79 | 654 | 179 | 206
7 | 1 | 61 | 207 | 720 | 427 | AC | 10 | 3 | 1708 | 3405 | 1.99 | 656 | 3925 | 2.3 | 756 | 230 | AC
7 | 2 | 62 | AC | 732 | [12 empty] | 10
7 | 3 | 63 | 25 | 744 | [12 empty] | 2.8
7 | 4 | 64 | 8.9 | 756 | [12 empty] | 2588
7 | 5 | 65 | 1170 | 768 | [12 empty] | 5139
7 | 6 | 66 | 6099 | 780 | [12 empty] | 1.99
7 | 7 | 67 | 5.21 | 792 | [12 empty] | 702
7 | 8 | 68 | 588 | 804 | [12 empty] | 4951
7 | 9 | 69 | 8059 | 816 | [12 empty] | 1.91
7 | 10 | 70 | 6.89 | 828 | [12 empty] | 676
8 | 1 | 71 | 777 | 840 | [12 empty] | 191
8 | 2 | 72 | 276 | 852 | [12 empty] | 207
8 | 3 | 73 | 209 | 864 | [12 empty] | AC
8 | 4 | 74 | AC | 876 | [12 empty] | 25
8 | 5 | 75 | 5 | 888 | [12 empty] | 8.9
8 | 6 | 76 | 0.9 | 900 | [12 empty] | 1170
8 | 7 | 77 | 3377 | 912 | [12 empty] | 6099
8 | 8 | 78 | 1067 | 924 | [12 empty] | 5.21
8 | 9 | 79 | 0.32 | 936 | [12 empty] | 588
8 | 10 | 80 | 338 | 948 | [12 empty] | 8059
9 | 1 | 81 | 3443 | 960 | [12 empty] | 6.89
9 | 2 | 82 | 1.02 | 972 | [12 empty] | 777
9 | 3 | 83 | 1092 | 984 | [12 empty] | 276
9 | 4 | 84 | 204 | 996 | [12 empty] | 209
9 | 5 | 85 | 210 | 1008 | [12 empty] | AC
9 | 6 | 86 | AC | 1020 | [12 empty] | 5
9 | 7 | 87 | 25 | 1032 | [12 empty] | 0.9
9 | 8 | 88 | 11.3 | 1044 | [12 empty] | 3377
9 | 9 | 89 | 2109 | 1056 | [12 empty] | 1067
9 | 10 | 90 | 14005 | 1068 | [12 empty] | 0.32
10 | 1 | 91 | 6.64 | 1080 | [12 empty] | 338
10 | 2 | 92 | 589 | 1092 | [12 empty] | 3443
10 | 3 | 93 | 13201 | 1104 | [12 empty] | 1.02
10 | 4 | 94 | 6.26 | 1116 | [12 empty] | 1092
10 | 5 | 95 | 555 | 1128 | [12 empty] | 204
10 | 6 | 96 | 250 | 1140 | [12 empty] | 210
10 | 7 | 97 | 212 | 1152 | [12 empty] | AC
10 | 8 | 98 | AC | 1164 | [12 empty] | 25
10 | 9 | 99 | 25 | 1176 | [12 empty] | 11.3
10 | 10 | 100 | 9.4 | 1188 | [12 empty] | 2109
11 | 1 | 101 | 3605 | 1200 | [12 empty] | 14005
11 | 2 | 102 | 15242 | 1212 | [12 empty] | 6.64
11 | 3 | 103 | 4.23 | 1224 | [12 empty] | 589
11 | 4 | 104 | 448 | 1236 | [12 empty] | 13201
11 | 5 | 105 | 27690 | 1248 | [12 empty] | 6.26
11 | 6 | 106 | 7.68 | 1260 | [12 empty] | 555
11 | 7 | 107 | 814 | 1272 | [12 empty] | 250
11 | 8 | 108 | 307 | 1284 | [12 empty] | 212
11 | 9 | 109 | 213 | 1296 | [12 empty] | AC
11 | 10 | 110 | AC | 1308 | [12 empty] | 25
12 | 1 | 111 | 15 | 1320 | [12 empty] | 9.4
12 | 2 | 112 | 3.8 | 1332 | [12 empty] | 3605
12 | 3 | 113 | 3522 | 1344 | [12 empty] | 15242
12 | 4 | 114 | 9191 | 1356 | [12 empty] | 4.23
12 | 5 | 115 | 2.61 | 1368 | [12 empty] | 448
12 | 6 | 116 | 686 | 1380 | [12 empty] | 27690
12 | 7 | 117 | 9726 | 1392 | [12 empty] | 7.68
12 | 8 | 118 | 2.76 | 1404 | [12 empty] | 814
12 | 9 | 119 | 726 | 1416 | [12 empty] | 307
12 | 10 | 120 | 184 | 1428 | [12 empty] | 213
13 | 1 | 121 | 214 | 1440 | [12 empty] | AC
13 | 2 | 122 | AC | 1452 | [12 empty] | 15
13 | 3 | 123 | 10 | 1464 | [12 empty] | 3.8
13 | 4 | 124 | 1.6 | 1476 | [12 empty] | 3522
13 | 5 | 125 | 2827 | 1488 | [12 empty] | 9191
13 | 6 | 126 | 2627 | 1500 | [12 empty] | 2.61
13 | 7 | 127 | 0.93 | 1512 | [12 empty] | 686
13 | 8 | 128 | 592 | 1524 | [12 empty] | 9726
13 | 9 | 129 | 5079 | 1536 | [12 empty] | 2.76
13 | 10 | 130 | 1.8 | 1548 | [12 empty] | 726
14 | 1 | 131 | 1145 | 1560 | [12 empty] | 184
14 | 2 | 132 | 180 | 1572 | [12 empty] | 214
14 | 3 | 133 | 215 | 1584 | [12 empty] | AC
14 | 4 | 134 | AC | 1596 | [12 empty] | 10
14 | 5 | 135 | 10 | 1608 | [12 empty] | 1.6
14 | 6 | 136 | 2.5 | 1620 | [12 empty] | 2827
14 | 7 | 137 | 3406 | 1632 | [12 empty] | 2627
14 | 8 | 138 | 5578 | 1644 | [12 empty] | 0.93
14 | 9 | 139 | 1.64 | 1656 | [12 empty] | 592
14 | 10 | 140 | 665 | 1668 | [12 empty] | 5079
15 | 1 | 141 | 5526 | 1680 | [12 empty] | 1.8
15 | 2 | 142 | 1.62 | 1692 | [12 empty] | 1145
15 | 3 | 143 | 658 | 1704 | [12 empty] | 180
15 | 4 | 144 | 162 | 1716 | [12 empty] | 215
15 | 5 | 145 | 217 | 1728 | [12 empty] | AC
15 | 6 | 146 | AC | 1740 | [12 empty] | 10
15 | 7 | 147 | 10 | 1752 | [12 empty] | 2.5
15 | 8 | 148 | 2.6 | 1764 | [12 empty] | 3406
15 | 9 | 149 | 3714 | 1776 | [12 empty] | 5578
15 | 10 | 150 | 5835 | 1788 | [12 empty] | 1.64
16 | 1 | 151 | 1.57 | 1800 | [12 empty] | 665
16 | 2 | 152 | 613 | 1812 | [12 empty] | 5526
16 | 3 | 153 | 5916 | 1824 | [12 empty] | 1.62
16 | 4 | 154 | 1.59 | 1836 | [12 empty] | 658
16 | 5 | 155 | 622 | 1848 | [12 empty] | 162
16 | 6 | 156 | 159 | 1860 | [12 empty] | 217
16 | 7 | 157 | 218 | 1872 | [12 empty] | AC
16 | 8 | 158 | AC | 1884 | [12 empty] | 10
16 | 9 | 159 | 10 | 1896 | [12 empty] | 2.6
16 | 10 | 160 | 2.9 | 1908 | [12 empty] | 3714
17 | 1 | 161 | 3601 | 1920 | [12 empty] | 5835
17 | 2 | 162 | 5333 | 1932 | [12 empty] | 1.57
17 | 3 | 163 | 1.48 | 1944 | [12 empty] | 613
17 | 4 | 164 | 508 | 1956 | [12 empty] | 5916
17 | 5 | 165 | 6826 | 1968 | [12 empty] | 1.59
17 | 6 | 166 | 1.9 | 1980 | [12 empty] | 622
17 | 7 | 167 | 650 | 1992 | [12 empty] | 159
17 | 8 | 168 | 190 | 2004 | [12 empty] | 218
17 | 9 | 169 | 219 | 2016 | [12 empty] | AC
17 | 10 | 170 | AC | 2028 | [12 empty] | 10
18 | 1 | 171 | 15 | 2040 | [12 empty] | 2.9
18 | 2 | 172 | 1.7 | 2052 | [12 empty] | 3601
18 | 3 | 173 | 871 | 2064 | [12 empty] | 5333
18 | 4 | 174 | 686 | 2076 | [12 empty] | 1.48
18 | 5 | 175 | 0.79 | 2088 | [12 empty] | 508
18 | 6 | 176 | 458 | 2100 | [12 empty] | 6826
18 | 7 | 177 | 306 | 2112 | [12 empty] | 1.9
18 | 8 | 178 | 0.35 | 2124 | [12 empty] | 650
18 | 9 | 179 | 205 | 2136 | [12 empty] | 190
18 | 10 | 180 | 23 | 2148
19 | 1 | 181 | 220 | 2160
19 | 2 | 182 | AC | 2172
19 | 3 | 183 | 15 | 2184
19 | 4 | 184 | 1.4 | 2196
19 | 5 | 185 | 3474 | 2208
19 | 6 | 186 | 2597 | 2220
19 | 7 | 187 | 0.75 | 2232
19 | 8 | 188 | 545 | 2244
19 | 9 | 189 | 5150 | 2256
19 | 10 | 190 | 1.48 | 2268
20 | 1 | 191 | 1081 | 2280
20 | 2 | 192 | 99 | 2292
20 | 3 | 193 | 221 | 2304
20 | 4 | 194 | AC | 2316
20 | 5 | 195 | 10 | 2328
20 | 6 | 196 | 2 | 2340
20 | 7 | 197 | 3195 | 2352
20 | 8 | 198 | 4280 | 2364
20 | 9 | 199 | 1.34 | 2376
20 | 10 | 200 | 677 | 2388
21 | 1 | 201 | 4151 | 2400
21 | 2 | 202 | 1.3 | 2412
21 | 3 | 203 | 656 | 2424
21 | 4 | 204 | 130 | 2436
21 | 5 | 205 | 222 | 2448
21 | 6 | 206 | AC | 2460
21 | 7 | 207 | 15 | 2472
21 | 8 | 208 | 1.9 | 2484
21 | 9 | 209 | 3760 | 2496
21 | 10 | 210 | 4730 | 2508
22 | 1 | 211 | 1.26 | 2520
22 | 2 | 212 | 680 | 2532
22 | 3 | 213 | 5775 | 2544
22 | 4 | 214 | 1.54 | 2556
22 | 5 | 215 | 830 | 2568
22 | 6 | 216 | 102 | 2580
22 | 7 | 217 | 223 | 2592
22 | 8 | 218 | AC | 2604
22 | 9 | 219 | 15 | 2616
22 | 10 | 220 | 2.4 | 2628
23 | 1 | 221 | 3019 | 2640
23 | 2 | 222 | 4393 | 2652
23 | 3 | 223 | 1.46 | 2664
23 | 4 | 224 | 597 | 2676
23 | 5 | 225 | 6620 | 2688
23 | 6 | 226 | 2.19 | 2700
23 | 7 | 227 | 899 | 2712
23 | 8 | 228 | 146 | 2724
23 | 9 | 229 | 224 | 2736
23 | 10 | 230 | AC | 2748
24 | 1 | 231 | 10 | 2760
24 | 2 | 232 | 1.7 | 2772
24 | 3 | 233 | 3276 | 2784
24 | 4 | 234 | 3345 | 2796
24 | 5 | 235 | 1.02 | 2808
24 | 6 | 236 | 601 | 2820
24 | 7 | 237 | 7241 | 2832
24 | 8 | 238 | 2.21 | 2844
24 | 9 | 239 | 1300 | 2856
24 | 10 | 240 | 221 | 2868
25 | 1 | 241 | 225 | 2880
25 | 2 | 242 | AC | 2892
25 | 3 | 243 | 10 | 2904
25 | 4 | 244 | 2 | 2916
25 | 5 | 245 | 2429 | 2928
25 | 6 | 246 | 3195 | 2940
25 | 7 | 247 | 1.32 | 2952
25 | 8 | 248 | 673 | 2964
25 | 9 | 249 | 3233 | 2976
25 | 10 | 250 | 1.33 | 2988
26 | 1 | 251 | 681 | 3000
26 | 2 | 252 | 133 | 3012
26 | 3 | 253 | 226 | 3024
26 | 4 | 254 | AC | 3036
26 | 5 | 255 | 12.5 | 3048
26 | 6 | 256 | 3.4 | 3060
26 | 7 | 257 | 3329 | 3072
26 | 8 | 258 | 5933 | 3084
26 | 9 | 259 | 1.78 | 3096
26 | 10 | 260 | 526 | 3108
27 | 1 | 261 | 9218 | 3120
27 | 2 | 262 | 2.77 | 3132
27 | 3 | 263 | 818 | 3144
27 | 4 | 264 | 222 | 3156
27 | 5 | 265 | 228 | 3168
27 | 6 | 266 | AC | 3180
27 | 7 | 267 | 10 | 3192
27 | 8 | 268 | 3.1 | 3204
27 | 9 | 269 | 3592 | 3216
27 | 10 | 270 | 4717 | 3228
28 | 1 | 271 | 1.31 | 3240
28 | 2 | 272 | 430 | 3252
28 | 3 | 273 | 7130 | 3264
28 | 4 | 274 | 1.98 | 3276
28 | 5 | 275 | 649 | 3288
28 | 6 | 276 | 198 | 3300
28 | 7 | 277 | 229 | 3312
28 | 8 | 278 | AC | 3324
28 | 9 | 279 | 10 | 3336
28 | 10 | 280 | 5 | 3348
|  | 281 | 3201 | 3360
|  | 282 | 10916 | 3372
|  | 283 | 3.41 | 3384
|  | 284 | 679 | 3396
|  | 285 | 10866 | 3408
|  | 286 | 3.39 | 3420
|  | 287 | 676 | 3432
|  | 288 | 339 | 3444
|  | 289 | 231 | 3456
|  | 290 | AC | 3468
|  | 291 | 7.5 | 3480
|  | 292 | 2.2 | 3492
|  | 293 | 3521 | 3504
|  | 294 | 4217 | 3516
|  | 295 | 1.2 | 3528
|  | 296 | 544 | 3540
|  | 297 | 3996 | 3552
|  | 298 | 1.13 | 3564
|  | 299 | 515 | 3576
|  | 300 | 151 | 3588
|  | 301 | 362 | 3600
|  | 302 | AC | 3612
|  | 303 | 18 | 3624
|  | 304 | 3.3 | 3636
|  | 305 | 2949 | 3648
|  | 306 | 2957 | 3660
|  | 307 | 1 | 3672
|  | 308 | 300 | 3684
|  | 309 | 6242 | 3696
|  | 310 | 2.12 | 3708
|  | 311 | 632 | 3720
|  | 312 | 118 | 3732
|  | 313 | 363 | 3744
|  | 314 | AC | 3756
|  | 315 | 20 | 3768
|  | 316 | 7.7 | 3780
|  | 317 | 3551 | 3792
|  | 318 | 17324 | 3804
|  | 319 | 4.88 | 3816
|  | 320 | 634 | 3828
|  | 321 | 19162 | 3840
|  | 322 | 5.4 | 3852
|  | 323 | 701 | 3864
|  | 324 | 270 | 3876
|  | 325 | 364 | 3888
|  | 326 | AC | 3900
|  | 327 | 25 | 3912
|  | 328 | 6.4 | 3924
|  | 329 | 2519 | 3936
|  | 330 | 7967 | 3948
|  | 331 | 3.16 | 3960
|  | 332 | 498 | 3972
|  | 333 | 11192 | 3984
|  | 334 | 4.44 | 3996
|  | 335 | 699 | 4008
|  | 336 | 178 | 4020
|  | 337 | 365 | 4032
|  | 338 | AC | 4044
|  | 339 | 25 | 4056
|  | 340 | 6.8 | 4068
|  | 341 | 2653 | 4080
|  | 342 | 9885 | 4092
|  | 343 | 3.73 | 4104
|  | 344 | 551 | 4116
|  | 345 | 11426 | 4128
|  | 346 | 4.31 | 4140
|  | 347 | 636 | 4152
|  | 348 | 172 | 4164
|  | 349 | 366 | 4176
|  | 350 | AC | 4188
|  | 351 | 25 | 4200
|  | 352 | 6.7 | 4212
|  | 353 | 2465 | 4224
|  | 354 | 8993 | 4236
|  | 355 | 3.65 | 4248
|  | 356 | 544 | 4260
|  | 357 | 5748 | 4272
|  | 358 | 2.33 | 4284
|  | 359 | 348 | 4296
|  | 360 | 93 | 4308
|  | 361 | 367 | 4320
|  | 362 | AC | 4332
|  | 363 | 25 | 4344
|  | 364 | 8.1 | 4356
|  | 365 | 4211 | 4368
|  | 366 | 6606 | 4380
|  | 367 | 1.57 | 4392
|  | 368 | 194 | 4404
|  | 369 | 13694 | 4416
|  | 370 | 3.25 | 4428
|  | 371 | 402 | 4440
|  | 372 | 130 | 4452
|  | 373 | 368 | 4464
|  | 374 | AC | 4476
|  | 375 | 25 | 4488
|  | 376 | 6.4 | 4500
|  | 377 | 3296 | 4512
|  | 378 | 8716 | 4524
|  | 379 | 2.64 | 4536
|  | 380 | 412 | 4548
|  | 381 | 11203 | 4560
|  | 382 | 3.4 | 4572
|  | 383 | 529 | 4584
|  | 384 | 136 | 4596
|  | 385 | 369 | 4608
|  | 386 | AC | 4620
|  | 387 | 25 | 4632
|  | 388 | 7 | 4644
|  | 389 | 4093 | 4656
|  | 390 | 16352 | 4668
|  | 391 | 3.99 | 4680
|  | 392 | 572 | 4692
|  | 393 | 17755 | 4704
|  | 394 | 4.34 | 4716
|  | 395 | 621 | 4728
|  | 396 | 174 | 4740
|  | 397 | 370 | 4752
|  | 398 | AC | 4764
|  | 399 | 25 | 4776
|  | 400 | 6.9 | 4788
|  | 401 | 4103 | 4800
|  | 402 | 16699 | 4812
|  | 403 | 4.07 | 4824
|  | 404 | 593 | 4836
|  | 405 | 18029 | 4848
|  | 406 | 4.39 | 4860
|  | 407 | 641 | 4872
|  | 408 | 176 | 4884
|  | 409 | 371 | 4896
|  | 410 | AC | 4908
|  | 411 | 25 | 4920
|  | 412 | 6.4 | 4932
|  | 413 | 4174 | 4944
|  | 414 | 14282 | 4956
|  | 415 | 3.42 | 4968
|  | 416 | 535 | 4980
|  | 417 | 18399 | 4992
|  | 418 | 4.41 | 5004
|  | 419 | 690 | 5016
|  | 420 | 176 | 5028
|  | 421 | 372 | 5040
|  | 422 | HP | 5052
|  | 423 | 12.5 | 5064
|  | 424 | 3.1 | 5076
|  | 425 | 1040 | 5088
|  | 426 | 1886 | 5100
|  | 427 | 1.81 | 5112
|  | 428 | 576 | 5124
|  | 429 | 2986 | 5136
|  | 430 | 2.87 | 5148
|  | 431 | 912 | 5160
|  | 432 | 230 | 5172
|  | 433 | 375 | 5184
|  | 434 | HP | 5196
|  | 435 | 15 | 5208
|  | 436 | 3.4 | 5220
|  | 437 | 1384 | 5232
|  | 438 | 2734 | 5244
|  | 439 | 1.98 | 5256
|  | 440 | 574 | 5268
|  | 441 | 4083 | 5280
|  | 442 | 2.95 | 5292
|  | 443 | 857 | 5304
|  | 444 | 197 | 5316
|  | 445 | 376 | 5328
|  | 446 | HP | 5340
|  | 447 | 15 | 5352
|  | 448 | 1.4 | 5364
|  | 449 | 1438 | 5376
|  | 450 | 1169 | 5388
|  | 451 | 0.81 | 5400
|  | 452 | 586 | 5412
|  | 453 | 1003 | 5424
|  | 454 | 0.7 | 5436
|  | 455 | 503 | 5448
|  | 456 | 46 | 5460
|  | 457 | 377 | 5472
|  | 458 | HP | 5484
|  | 459 | 7.5 | 5496
|  | 460 | 1.4 | 5508
|  | 461 | 1427 | 5520
|  | 462 | 1149 | 5532
|  | 463 | 0.8 | 5544
|  | 464 | 560 | 5556
|  | 465 | 1615 | 5568
|  | 466 | 1.13 | 5580
|  | 467 | 787 | 5592
|  | 468 | 151 | 5604
|  | 469 | 378 | 5616
|  | 470 | HP | 5628
|  | 471 | 10 | 5640
|  | 472 | 3.3 | 5652
|  | 473 | 1374 | 5664
|  | 474 | 1963 | 5676
|  | 475 | 1.43 | 5688
|  | 476 | 427 | 5700
|  | 477 | 2907 | 5712
|  | 478 | 2.12 | 5724
|  | 479 | 632 | 5736
|  | 480 | 212 | 5748
|  | 481 | 379 | 5760
|  | 482 | HP | 5772
|  | 483 | 5 | 5784
|  | 484 | 0.6 | 5796
|  | 485 | 1428 | 5808
|  | 486 | 451 | 5820
|  | 487 | 0.32 | 5832
|  | 488 | 545 | 5844
|  | 489 | 707 | 5856
|  | 490 | 0.49 | 5868
|  | 491 | 853 | 5880
|  | 492 | 99 | 5892
|  | 493 | 380 | 5904
|  | 494 | HP | 5916
|  | 495 | 7.5 | 5928
|  | 496 | 1.4 | 5940
|  | 497 | 1417 | 5952
|  | 498 | 1132 | 5964
|  | 499 | 0.8 | 5976
|  | 500 | 570 | 5988
|  | 501 | 1516 | 6000
|  | 502 | 1.07 | 6012
|  | 503 | 763 | 6024
|  | 504 | 143 | 6036
|  | 505 | 381 | 6048
|  | 506 | HP | 6060
|  | 507 | 15 | 6072
|  | 508 | 2.6 | 6084
|  | 509 | 3045 | 6096
|  | 510 | 4137 | 6108
|  | 511 | 1.36 | 6120
|  | 512 | 517 | 6132
|  | 513 | 5891 | 6144
|  | 514 | 1.93 | 6156
|  | 515 | 736 | 6168
|  | 516 | 129 | 6180
|  | 517 | 382 | 6192
|  | 518 | HP | 6204
|  | 519 | 15 | 6216
|  | 520 | 2.7 | 6228
|  | 521 | 3048 | 6240
|  | 522 | 4923 | 6252
|  | 523 | 1.62 | 6264
|  | 524 | 600 | 6276
|  | 525 | 7816 | 6288
|  | 526 | 2.56 | 6300
|  | 527 | 953 | 6312
|  | 528 | 171 | 6324
|  | 529 | 383 | 6336
|  | 530 | HP | 6348
|  | 531 | 15 | 6360
|  | 532 | 2.7 | 6372
|  | 533 | 2923 | 6384
|  | 534 | 4347 | 6396
|  | 535 | 1.49 | 6408
|  | 536 | 555 | 6420
|  | 537 | 4910 | 6432
|  | 538 | 1.68 | 6444
|  | 539 | 626 | 6456
|  | 540 | 112 | 6468
|  | 541 | 384 | 6480
|  | 542 | HP | 6492
|  | 543 | 20 | 6504
|  | 544 | 2.9 | 6516
|  | 545 | 2876 | 6528
|  | 546 | 5003 | 6540
|  | 547 | 1.74 | 6552
|  | 548 | 603 | 6564
|  | 549 | 6084 | 6576
|  | 550 | 2.12 | 6588
|  | 551 | 734 | 6600
|  | 552 | 106 | 6612
|  | 553 | 385 | 6624
|  | 554 | HP | 6636
|  | 555 | 15 | 6648
|  | 556 | 2.7 | 6660
|  | 557 | 3013 | 6672
|  | 558 | 4691 | 6684
|  | 559 | 1.56 | 6696
|  | 560 | 572 | 6708
|  | 561 | 6379 | 6720
|  | 562 | 2.12 | 6732
|  | 563 | 778 | 6744
|  | 564 | 141 | 6756
|  | 565 | 386 | 6768
|  | 566 | HP | 6780
|  | 567 | 15 | 6792
|  | 568 | 2.2 | 6804
|  | 569 | 3051 | 6816
|  | 570 | 4190 | 6828
|  | 571 | 1.37 | 6840
|  | 572 | 615 | 6852
|  | 573 | 4650 | 6864
|  | 574 | 1.52 | 6876
|  | 575 | 682 | 6888
|  | 576 | 102 | 6900
|  | 577 | 387 | 6912
|  | 578 | HP | 6924
|  | 579 | 15 | 6936
|  | 580 | 2.4 | 6948
|  | 581 | 2990 | 6960
|  | 582 | 3955 | 6972
|  | 583 | 1.32 | 6984
|  | 584 | 558 | 6996
|  | 585 | 5544 | 7008
|  | 586 | 1.85 | 7020
|  | 587 | 783 | 7032
|  | 588 | 124 | 7044
|  | 589 | 388 | 7056
|  | 590 | HP | 7068
|  | 591 | 15 | 7080
|  | 592 | 2.4 | 7092
|  | 593 | 2837 | 7104
|  | 594 | 4444 | 7116
|  | 595 | 1.57 | 7128
|  | 596 | 644 | 7140
|  | 597 | 4621 | 7152
|  | 598 | 1.63 | 7164
|  | 599 | 669 | 7176
|  | 600 | 109 | 7188
|  | 601 | 389 | 7200
|  | 602 | HP | 7212
|  | 603 | 15 | 7224
|  | 604 | 2.5 | 7236
|  | 605 | 2844 | 7248
|  | 606 | 3482 | 7260
|  | 607 | 1.22 | 7272
|  | 608 | 491 | 7284
|  | 609 | 6809 | 7296
|  | 610 | 2.39 | 7308
|  | 611 | 960 | 7320
|  | 612 | 160 | 7332
|  | 613 | 407 | 7344
|  | 614 | AC | 7356
|  | 615 | 7.5 | 7368
|  | 616 | 1.4 | 7380
|  | 617 | 1523 | 7392
|  | 618 | 660 | 7404
|  | 619 | 0.43 | 7416
|  | 620 | 313 | 7428
|  | 621 | 1991 | 7440
|  | 622 | 1.31 | 7452
|  | 623 | 945 | 7464
|  | 624 | 174 | 7476
|  | 625 | 408 | 7488
|  | 626 | AC | 7500
|  | 627 | 10 | 7512
|  | 628 | 1.9 | 7524
|  | 629 | 3604 | 7536
|  | 630 | 3355 | 7548
|  | 631 | 0.93 | 7560
|  | 632 | 492 | 7572
|  | 633 | 3838 | 7584
|  | 634 | 1.06 | 7596
|  | 635 | 563 | 7608
|  | 636 | 106 | 7620
|  | 637 | 409 | 7632
|  | 638 | AC | 7644
|  | 639 | 15 | 7656
|  | 640 | 3.4 | 7668
|  | 641 | 3308 | 7680
|  | 642 | 7000 | 7692
|  | 643 | 2.12 | 7704
|  | 644 | 624 | 7716
|  | 645 | 2215 | 7728
|  | 646 | 0.67 | 7740
|  | 647 | 197 | 7752
|  | 648 | 45 | 7764
|  | 649 | 410 | 7776
|  | 650 | AC | 7788
|  | 651 | 25 | 7800
|  | 652 | 4 | 7812
|  | 653 | 3624 | 7824
|  | 654 | 5937 | 7836
|  | 655 | 1.64 | 7848
|  | 656 | 410 | 7860
|  | 657 | 11822 | 7872
|  | 658 | 3.26 | 7884
|  | 659 | 816 | 7896
|  | 660 | 130 | 7908
|  | 661 | 411 | 7920
|  | 662 | AC | 7932
|  | 663 | 25 | 7944
|  | 664 | 5.9 | 7956
|  | 665 | 3309 | 7968
|  | 666 | 6522 | 7980
|  | 667 | 1.97 | 7992
|  | 668 | 333 | 8004
|  | 669 | 10129 | 8016
|  | 670 | 3.06 | 8028
|  | 671 | 517 | 8040
|  | 672 | 122 | 8052
|  | 673 | 423 | 8064
|  | 674 | AC | 8076
|  | 675 | 10 | 8088
|  | 676 | 2.6 | 8100
|  | 677 | 1725 | 8112
|  | 678 | 3083 | 8124
|  | 679 | 1.79 | 8136
|  | 680 | 676 | 8148
|  | 681 | 3094 | 8160
|  | 682 | 1.79 | 8172
|  | 683 | 679 | 8184
|  | 684 | 179 | 8196
|  | 685 | 424 | 8208
|  | 686 | AC | 8220
|  | 687 | 10 | 8232
|  | 688 | 2.4 | 8244
|  | 689 | 1669 | 8256
|  | 690 | 2218 | 8268
|  | 691 | 1.33 | 8280
|  | 692 | 563 | 8292
|  | 693 | 2899 | 8304
|  | 694 | 1.74 | 8316
|  | 695 | 737 | 8328
|  | 696 | 174 | 8340
|  | 697 | 425 | 8352
|  | 698 | AC | 8364
|  | 699 | 10 | 8376
|  | 700 | 3 | 8388
|  | 701 | 1701 | 8400
|  | 702 | 3212 | 8412
|  | 703 | 1.89 | 8424
|  | 704 | 625 | 8436
|  | 705 | 3551 | 8448
|  | 706 | 2.09 | 8460
|  | 707 | 691 | 8472
|  | 708 | 209 | 8484
|  | 709 | 426 | 8496
|  | 710 | AC | 8508
|  | 711 | 10 | 8520
|  | 712 | 2.7 | 8532
|  | 713 | 1708 | 8544
|  | 714 | 2936 | 8556
|  | 715 | 1.72 | 8568
|  | 716 | 629 | 8580
|  | 717 | 3052 | 8592
|  | 718 | 1.79 | 8604
|  | 719 | 654 | 8616
|  | 720 | 179 | 8628
|  | 721 | 427 | 8640
|  | 722 | AC | 8652
|  | 723 | 10 | 8664
|  | 724 | 3 | 8676
|  | 725 | 1708 | 8688
|  | 726 | 3405 | 8700
|  | 727 | 1.99 | 8712
|  | 728 | 656 | 8724
|  | 729 | 3925 | 8736
|  | 730 | 2.3 | 8748
|  | 731 | 756 | 8760
|  | 732 | 230 | 8772

## Savings Weath Normalized All
Source: Advanced Rooftop Control (ARC) Retrofit: Field-Test Results (PNNL-22656), July 2013 - Table 10 - TMY weather normalized annual savings for all units
Formulas are rebuilding table from one colum
Ignore, but leave these colums |  |  |  |  | RTU ID | RTU Type | RTU Size (ton) | RTU Fan Power (hp) | Annual RTU Running Time (hr) | Fan Energy Savings (kWh) | Fan Energy Savings per Hour (kWh/h) | Fan Energy Savings per Hour and per hp (Wh/h/hp) | Total RTU Electricity Savings (kWh) | RTU Electricity Savings per Hour (kWh/h) | RTU Electricity Savings per Hour (kWh/ton) | RTU Electricity Savings per Hour and per hp (Wh/h/hp) | RTU Electricity Savings per Hour and per ton (Wh/h/ton) | Share of Total Savings from Fan Energy
[5 empty] | 1 | 2 | 3 | 4 | 5 | 6 | 7 | 8 | 9 | 10 | 11 | 12 | 13
1 | 1 | 1 | 202 | 0 | 202 | AC | 10 | 3.7 | 4992 | 12327 | 2.47 | 669 | 12327 | 2.47 | 1233 | 669 | 247 | 100%
1 | 2 | 2 | AC | 13 | 203 | AC | 10 | 2.3 | 4992 | 7003 | 1.4 | 615 | 6913 | 1.38 | 691 | 607 | 138 | 101.3%
1 | 3 | 3 | 10 | 26 | 204 | AC | 10 | 3.1 | 5460 | 10925 | 2 | 655 | 10889 | 1.99 | 1089 | 653 | 199 | 100.3%
1 | 4 | 4 | 3.7 | 39 | 205 | AC | 15 | 2.4 | 5460 | 8764 | 1.61 | 681 | 8611 | 1.58 | 574 | 669 | 105 | 101.8%
1 | 5 | 5 | 4992 | 52 | 206 | AC | 10 | 2.8 | 5460 | 10014 | 1.83 | 648 | 10014 | 1.83 | 1001 | 648 | 183 | 100%
1 | 6 | 6 | 12327 | 65 | 207 | AC | 25 | 8.9 | 5460 | 30755 | 5.63 | 635 | 36876 | 6.75 | 1475 | 762 | 270 | 83.4%
1 | 7 | 7 | 2.47 | 78 | 209 | AC | 5 | 0.9 | 5460 | 2006 | 0.37 | 393 | 4957 | 0.91 | 991 | 972 | 182 | 40.47%
1 | 8 | 8 | 669 | 91 | 210 | AC | 25 | 11.3 | 5460 | 40260 | 7.37 | 654 | 37919 | 6.94 | 1517 | 616 | 278 | 106.2%
1 | 9 | 9 | 12327 | 104 | 212 | AC | 25 | 9.4 | 5096 | 26192 | 5.14 | 545 | 36750 | 7.21 | 1470 | 764 | 288 | 71.27%
1 | 10 | 10 | 2.47 | 117 | 213 | AC | 15 | 3.8 | 5096 | 13401 | 2.63 | 691 | 13720 | 2.69 | 915 | 708 | 179 | 97.67%
2 | 1 | 11 | 1233 | 130 | 214 | AC | 10 | 1.6 | 4992 | 4870 | 0.98 | 621 | 8109 | 1.62 | 811 | 1035 | 162 | 60.06%
2 | 2 | 12 | 669 | 143 | 215 | AC | 10 | 2.5 | 4992 | 6293 | 1.26 | 512 | 6293 | 1.26 | 629 | 512 | 126 | 100%
2 | 3 | 13 | 247 | 156 | 217 | AC | 10 | 2.6 | 5096 | 6246 | 1.23 | 479 | 6334 | 1.24 | 633 | 485 | 124 | 98.61%
2 | 4 | 14 | 203 | 169 | 218 | AC | 10 | 2.9 | 5460 | 8810 | 1.61 | 553 | 10383 | 1.9 | 1038 | 652 | 190 | 84.85%
2 | 5 | 15 | AC | 182 | 219 | AC | 15 | 1.7 | 4992 | 4854 | 0.97 | 566 | 2369 | 0.47 | 158 | 276 | 32 | 204.9%
2 | 6 | 16 | 10 | 195 | 220 | AC | 15 | 1.4 | 4992 | 4092 | 0.82 | 598 | 7121 | 1.43 | 475 | 1040 | 95 | 57.46%
2 | 7 | 17 | 2.3 | 208 | 221 | AC | 10 | 2 | 4992 | 6687 | 1.34 | 676 | 6531 | 1.31 | 653 | 661 | 131 | 102.4%
2 | 8 | 18 | 4992 | 221 | 222 | AC | 15 | 1.9 | 4992 | 6279 | 1.26 | 680 | 6736 | 1.35 | 449 | 729 | 90 | 93.22%
2 | 9 | 19 | 7003 | 234 | 223 | AC | 15 | 2.4 | 4992 | 7892 | 1.58 | 648 | 10219 | 2.05 | 681 | 839 | 136 | 77.23%
2 | 10 | 20 | 1.4 | 247 | 224 | AC | 10 | 1.7 | 5200 | 5565 | 1.07 | 630 | 8465 | 1.63 | 847 | 958 | 163 | 65.74%
3 | 1 | 21 | 615 | 260 | 225 | AC | 10 | 2 | 5200 | 7107 | 1.37 | 699 | 7107 | 1.37 | 711 | 699 | 137 | 100%
3 | 2 | 22 | 6913 | 273 | 226 | AC | 12.5 | 3.4 | 4992 | 10040 | 2.01 | 594 | 13105 | 2.63 | 1048 | 775 | 210 | 76.61%
3 | 3 | 23 | 1.38 | 286 | 228 | AC | 10 | 3.1 | 5200 | 7077 | 1.36 | 445 | 10340 | 1.99 | 1034 | 650 | 199 | 68.44%
3 | 4 | 24 | 691 | 299 | 229 | AC | 10 | 5 | 4888 | 15232 | 3.12 | 621 | 15232 | 3.12 | 1523 | 621 | 312 | 100%
3 | 5 | 25 | 607 | 312 | 231 | AC | 7.5 | 2.2 | 5460 | 5500 | 1.01 | 457 | 6082 | 1.11 | 811 | 506 | 149 | 90.43%
3 | 6 | 26 | 138 | 325 | 362 | AC | 18 | 3.3 | 7904 | 9045 | 1.14 | 342 | 15457 | 1.96 | 859 | 584 | 109 | 58.52%
3 | 7 | 27 | 204 | 338 | 363 | AC | 20 | 7.7 | 7904 | 38920 | 4.92 | 640 | 41229 | 5.22 | 2061 | 678 | 261 | 94.4%
3 | 8 | 28 | AC | 351 | 364 | AC | 25 | 6.4 | 5460 | 23898 | 4.38 | 689 | 25034 | 4.58 | 1001 | 721 | 183 | 95.46%
3 | 9 | 29 | 10 | 364 | 365 | AC | 25 | 6.8 | 5460 | 24570 | 4.5 | 665 | 24357 | 4.46 | 974 | 659 | 178 | 100.9%
3 | 10 | 30 | 3.1 | 377 | 366 | AC | 25 | 6.7 | 8736 | 37497 | 4.29 | 640 | 29320 | 3.36 | 1173 | 501 | 134 | 127.9%
4 | 1 | 31 | 5460 | 390 | 367 | AC | 25 | 8.1 | 8736 | 42477 | 4.86 | 602 | 27892 | 3.19 | 1116 | 395 | 128 | 152.3%
4 | 2 | 32 | 10925 | 403 | 368 | AC | 25 | 6.4 | 8736 | 33123 | 3.79 | 591 | 29069 | 3.33 | 1163 | 518 | 133 | 113.9%
4 | 3 | 33 | 2 | 416 | 369 | AC | 25 | 7 | 8736 | 42165 | 4.83 | 691 | 38168 | 4.37 | 1527 | 626 | 175 | 110.5%
4 | 4 | 34 | 655 | 429 | 370 | AC | 25 | 6.9 | 8736 | 40696 | 4.66 | 679 | 38689 | 4.43 | 1548 | 646 | 177 | 105.2%
4 | 5 | 35 | 10889 | 442 | 371 | AC | 25 | 6.4 | 8736 | 37200 | 4.26 | 666 | 39081 | 4.47 | 1563 | 700 | 179 | 95.19%
4 | 6 | 36 | 1.99 | 455 | 372 | HP | 12.5 | 3.1 | 4368 | -4207 | -0.96 | -306 | 9305 | 2.13 | 744 | 677 | 170 | -45.21%
4 | 7 | 37 | 1089 | 468 | 375 | HP | 15 | 3.4 | 4004 | 7725 | 1.93 | 560 | 12198 | 3.05 | 813 | 885 | 203 | 63.33%
4 | 8 | 38 | 653 | 481 | 376 | HP | 15 | 1.4 | 4004 | 3099 | 0.77 | 558 | 2905 | 0.73 | 194 | 523 | 48 | 106.7%
4 | 9 | 39 | 199 | 494 | 377 | HP | 7.5 | 1.4 | 4004 | 3232 | 0.81 | 561 | 4677 | 1.17 | 624 | 812 | 156 | 69.1%
4 | 10 | 40 | 205 | 507 | 378 | HP | 10 | 3.3 | 4004 | 10229 | 2.55 | 763 | 7649 | 1.91 | 765 | 571 | 191 | 133.7%
5 | 1 | 41 | AC | 520 | 379 | HP | 5 | 0.6 | 4004 | 1441 | 0.36 | 621 | 2038 | 0.51 | 408 | 877 | 102 | 70.71%
5 | 2 | 42 | 15 | 533 | 380 | HP | 7.5 | 1.4 | 4004 | 3534 | 0.88 | 629 | 4430 | 1.11 | 591 | 789 | 148 | 79.77%
5 | 3 | 43 | 2.4 | 546 | 381 | HP | 15 | 2.6 | 6916 | 9595 | 1.39 | 528 | 13940 | 2.02 | 929 | 767 | 134 | 68.83%
5 | 4 | 44 | 5460 | 559 | 382 | HP | 15 | 2.7 | 6916 | 11114 | 1.61 | 597 | 19616 | 2.84 | 1308 | 1054 | 189 | 56.66%
5 | 5 | 45 | 8764 | 572 | 383 | HP | 15 | 2.7 | 6916 | 9941 | 1.44 | 536 | 12181 | 1.76 | 812 | 657 | 117 | 81.61%
5 | 6 | 46 | 1.61 | 585 | 384 | HP | 20 | 2.9 | 6916 | 12787 | 1.85 | 641 | 14705 | 2.13 | 735 | 738 | 106 | 86.96%
5 | 7 | 47 | 681 | 598 | 385 | HP | 15 | 2.7 | 6916 | 10793 | 1.56 | 573 | 16511 | 2.39 | 1101 | 877 | 159 | 65.37%
5 | 8 | 48 | 8611 | 611 | 386 | HP | 15 | 2.2 | 6916 | 9573 | 1.38 | 620 | 10910 | 1.58 | 727 | 706 | 105 | 87.75%
5 | 9 | 49 | 1.58 | 624 | 387 | HP | 15 | 2.4 | 6916 | 9310 | 1.35 | 568 | 12671 | 1.83 | 845 | 774 | 122 | 73.47%
5 | 10 | 50 | 574 | 637 | 388 | HP | 15 | 2.4 | 6916 | 10948 | 1.58 | 651 | 11279 | 1.63 | 752 | 670 | 109 | 97.07%
6 | 1 | 51 | 669 | 650 | 389 | HP | 15 | 2.5 | 6916 | 8645 | 1.25 | 501 | 18732 | 2.71 | 1249 | 1086 | 181 | 46.15%
6 | 2 | 52 | 105 | 663 | 407 | AC | 7.5 | 1.4 | 8736 | 3918 | 0.45 | 324 | 9853 | 1.13 | 1314 | 815 | 150 | 39.76%
6 | 3 | 53 | 206 | 676 | 408 | AC | 10 | 1.9 | 8736 | 9575 | 1.1 | 580 | 9441 | 1.08 | 944 | 572 | 108 | 101.4%
6 | 4 | 54 | AC | 689 | 409 | AC | 15 | 3.4 | 8736 | 5949 | 0.68 | 201 | 6465 | 0.74 | 431 | 218 | 49 | 92.02%
6 | 5 | 55 | 10 | 702 | 410 | AC | 25 | 4 | 8736 | 32432 | 3.71 | 929 | 30264 | 3.46 | 1211 | 867 | 139 | 107.2%
6 | 6 | 56 | 2.8 | 715 | 411 | AC | 25 | 5.9 | 8736 | 17633 | 2.02 | 341 | 21681 | 2.48 | 867 | 419 | 99 | 81.33%
6 | 7 | 57 | 5460 | 728 | 423 | AC | 10 | 2.6 | 4420 | 7590 | 1.72 | 650 | 7592 | 1.72 | 759 | 650 | 172 | 99.97%
6 | 8 | 58 | 10014 | 741 | 424 | AC | 10 | 2.4 | 4420 | 5848 | 1.32 | 561 | 7768 | 1.76 | 777 | 745 | 176 | 75.28%
6 | 9 | 59 | 1.83 | 754 | 425 | AC | 10 | 3 | 4420 | 9403 | 2.13 | 704 | 9205 | 2.08 | 920 | 689 | 208 | 102.2%
6 | 10 | 60 | 648 | 767 | 426 | AC | 10 | 2.7 | 4420 | 7728 | 1.75 | 640 | 7960 | 1.8 | 796 | 659 | 180 | 97.09%
7 | 1 | 61 | 10014 | 780 | 427 | AC | 10 | 3 | 4420 | 9515 | 2.15 | 708 | 9867 | 2.23 | 987 | 735 | 223 | 96.43%
7 | 2 | 62 | 1.83 | 793
7 | 3 | 63 | 1001 | 806
7 | 4 | 64 | 648 | 819 | [13 empty] | 91.12% | Weighted share of fan savings to total
7 | 5 | 65 | 183 | 832
7 | 6 | 66 | 207 | 845
7 | 7 | 67 | AC | 858
7 | 8 | 68 | 25 | 871
7 | 9 | 69 | 8.9 | 884
7 | 10 | 70 | 5460 | 897
8 | 1 | 71 | 30755 | 910
8 | 2 | 72 | 5.63 | 923
8 | 3 | 73 | 635 | 936
8 | 4 | 74 | 36876 | 949
8 | 5 | 75 | 6.75 | 962
8 | 6 | 76 | 1475 | 975
8 | 7 | 77 | 762 | 988
8 | 8 | 78 | 270 | 1001
8 | 9 | 79 | 209 | 1014
8 | 10 | 80 | AC | 1027
9 | 1 | 81 | 5 | 1040
9 | 2 | 82 | 0.9 | 1053
9 | 3 | 83 | 5460 | 1066
9 | 4 | 84 | 2006 | 1079
9 | 5 | 85 | 0.37 | 1092
9 | 6 | 86 | 393 | 1105
9 | 7 | 87 | 4957 | 1118
9 | 8 | 88 | 0.91 | 1131
9 | 9 | 89 | 991 | 1144
9 | 10 | 90 | 972 | 1157
10 | 1 | 91 | 182 | 1170
10 | 2 | 92 | 210 | 1183
10 | 3 | 93 | AC | 1196
10 | 4 | 94 | 25 | 1209
10 | 5 | 95 | 11.3 | 1222
10 | 6 | 96 | 5460 | 1235
10 | 7 | 97 | 40260 | 1248
10 | 8 | 98 | 7.37 | 1261
10 | 9 | 99 | 654 | 1274
10 | 10 | 100 | 37919 | 1287
11 | 1 | 101 | 6.94 | 1300
11 | 2 | 102 | 1517 | 1313
11 | 3 | 103 | 616 | 1326
11 | 4 | 104 | 278 | 1339
11 | 5 | 105 | 212 | 1352
11 | 6 | 106 | AC | 1365
11 | 7 | 107 | 25 | 1378
11 | 8 | 108 | 9.4 | 1391
11 | 9 | 109 | 5096 | 1404
11 | 10 | 110 | 26192 | 1417
12 | 1 | 111 | 5.14 | 1430
12 | 2 | 112 | 545 | 1443
12 | 3 | 113 | 36750 | 1456
12 | 4 | 114 | 7.21 | 1469
12 | 5 | 115 | 1470 | 1482
12 | 6 | 116 | 764 | 1495
12 | 7 | 117 | 288 | 1508
12 | 8 | 118 | 213 | 1521
12 | 9 | 119 | AC | 1534
12 | 10 | 120 | 15 | 1547
13 | 1 | 121 | 3.8 | 1560
13 | 2 | 122 | 5096 | 1573
13 | 3 | 123 | 13401 | 1586
13 | 4 | 124 | 2.63 | 1599
13 | 5 | 125 | 691 | 1612
13 | 6 | 126 | 13720 | 1625
13 | 7 | 127 | 2.69 | 1638
13 | 8 | 128 | 915 | 1651
13 | 9 | 129 | 708 | 1664
13 | 10 | 130 | 179 | 1677
14 | 1 | 131 | 214 | 1690
14 | 2 | 132 | AC | 1703
14 | 3 | 133 | 10 | 1716
14 | 4 | 134 | 1.6 | 1729
14 | 5 | 135 | 4992 | 1742
14 | 6 | 136 | 4870 | 1755
14 | 7 | 137 | 0.98 | 1768
14 | 8 | 138 | 621 | 1781
14 | 9 | 139 | 8109 | 1794
14 | 10 | 140 | 1.62 | 1807
15 | 1 | 141 | 811 | 1820
15 | 2 | 142 | 1035 | 1833
15 | 3 | 143 | 162 | 1846
15 | 4 | 144 | 215 | 1859
15 | 5 | 145 | AC | 1872
15 | 6 | 146 | 10 | 1885
15 | 7 | 147 | 2.5 | 1898
15 | 8 | 148 | 4992 | 1911
15 | 9 | 149 | 6293 | 1924
15 | 10 | 150 | 1.26 | 1937
16 | 1 | 151 | 512 | 1950
16 | 2 | 152 | 6293 | 1963
16 | 3 | 153 | 1.26 | 1976
16 | 4 | 154 | 629 | 1989
16 | 5 | 155 | 512 | 2002
16 | 6 | 156 | 126 | 2015
16 | 7 | 157 | 217 | 2028
16 | 8 | 158 | AC | 2041
16 | 9 | 159 | 10 | 2054
16 | 10 | 160 | 2.6 | 2067
17 | 1 | 161 | 5096 | 2080
17 | 2 | 162 | 6246 | 2093
17 | 3 | 163 | 1.23 | 2106
17 | 4 | 164 | 479 | 2119
17 | 5 | 165 | 6334 | 2132
17 | 6 | 166 | 1.24 | 2145
17 | 7 | 167 | 633 | 2158
17 | 8 | 168 | 485 | 2171
17 | 9 | 169 | 124 | 2184
17 | 10 | 170 | 218 | 2197
18 | 1 | 171 | AC | 2210
18 | 2 | 172 | 10 | 2223
18 | 3 | 173 | 2.9 | 2236
18 | 4 | 174 | 5460 | 2249
18 | 5 | 175 | 8810 | 2262
18 | 6 | 176 | 1.61 | 2275
18 | 7 | 177 | 553 | 2288
18 | 8 | 178 | 10383 | 2301
18 | 9 | 179 | 1.9 | 2314
18 | 10 | 180 | 1038 | 2327
19 | 1 | 181 | 652 | 2340
19 | 2 | 182 | 190 | 2353
19 | 3 | 183 | 219 | 2366
19 | 4 | 184 | AC | 2379
19 | 5 | 185 | 15 | 2392
19 | 6 | 186 | 1.7 | 2405
19 | 7 | 187 | 4992 | 2418
19 | 8 | 188 | 4854 | 2431
19 | 9 | 189 | 0.97 | 2444
19 | 10 | 190 | 566 | 2457
20 | 1 | 191 | 2369 | 2470
20 | 2 | 192 | 0.47 | 2483
20 | 3 | 193 | 158 | 2496
20 | 4 | 194 | 276 | 2509
20 | 5 | 195 | 32 | 2522
20 | 6 | 196 | 220 | 2535
20 | 7 | 197 | AC | 2548
20 | 8 | 198 | 15 | 2561
20 | 9 | 199 | 1.4 | 2574
20 | 10 | 200 | 4992 | 2587
21 | 1 | 201 | 4092 | 2600
21 | 2 | 202 | 0.82 | 2613
21 | 3 | 203 | 598 | 2626
21 | 4 | 204 | 7121 | 2639
21 | 5 | 205 | 1.43 | 2652
21 | 6 | 206 | 475 | 2665
21 | 7 | 207 | 1040 | 2678
21 | 8 | 208 | 95 | 2691
21 | 9 | 209 | 221 | 2704
21 | 10 | 210 | AC | 2717
22 | 1 | 211 | 10 | 2730
22 | 2 | 212 | 2 | 2743
22 | 3 | 213 | 4992 | 2756
22 | 4 | 214 | 6687 | 2769
22 | 5 | 215 | 1.34 | 2782
22 | 6 | 216 | 676 | 2795
22 | 7 | 217 | 6531 | 2808
22 | 8 | 218 | 1.31 | 2821
22 | 9 | 219 | 653 | 2834
22 | 10 | 220 | 661 | 2847
23 | 1 | 221 | 131 | 2860
23 | 2 | 222 | 222 | 2873
23 | 3 | 223 | AC | 2886
23 | 4 | 224 | 15 | 2899
23 | 5 | 225 | 1.9 | 2912
23 | 6 | 226 | 4992 | 2925
23 | 7 | 227 | 6279 | 2938
23 | 8 | 228 | 1.26 | 2951
23 | 9 | 229 | 680 | 2964
23 | 10 | 230 | 6736 | 2977
24 | 1 | 231 | 1.35 | 2990
24 | 2 | 232 | 449 | 3003
24 | 3 | 233 | 729 | 3016
24 | 4 | 234 | 90 | 3029
24 | 5 | 235 | 223 | 3042
24 | 6 | 236 | AC | 3055
24 | 7 | 237 | 15 | 3068
24 | 8 | 238 | 2.4 | 3081
24 | 9 | 239 | 4992 | 3094
24 | 10 | 240 | 7892 | 3107
25 | 1 | 241 | 1.58 | 3120
25 | 2 | 242 | 648 | 3133
25 | 3 | 243 | 10219 | 3146
25 | 4 | 244 | 2.05 | 3159
25 | 5 | 245 | 681 | 3172
25 | 6 | 246 | 839 | 3185
25 | 7 | 247 | 136 | 3198
25 | 8 | 248 | 224 | 3211
25 | 9 | 249 | AC | 3224
25 | 10 | 250 | 10 | 3237
26 | 1 | 251 | 1.7 | 3250
26 | 2 | 252 | 5200 | 3263
26 | 3 | 253 | 5565 | 3276
26 | 4 | 254 | 1.07 | 3289
26 | 5 | 255 | 630 | 3302
26 | 6 | 256 | 8465 | 3315
26 | 7 | 257 | 1.63 | 3328
26 | 8 | 258 | 847 | 3341
26 | 9 | 259 | 958 | 3354
26 | 10 | 260 | 163 | 3367
27 | 1 | 261 | 225 | 3380
27 | 2 | 262 | AC | 3393
27 | 3 | 263 | 10 | 3406
27 | 4 | 264 | 2 | 3419
27 | 5 | 265 | 5200 | 3432
27 | 6 | 266 | 7107 | 3445
27 | 7 | 267 | 1.37 | 3458
27 | 8 | 268 | 699 | 3471
27 | 9 | 269 | 7107 | 3484
27 | 10 | 270 | 1.37 | 3497
28 | 1 | 271 | 711 | 3510
28 | 2 | 272 | 699 | 3523
28 | 3 | 273 | 137 | 3536
28 | 4 | 274 | 226 | 3549
28 | 5 | 275 | AC | 3562
28 | 6 | 276 | 12.5 | 3575
28 | 7 | 277 | 3.4 | 3588
28 | 8 | 278 | 4992 | 3601
28 | 9 | 279 | 10040 | 3614
28 | 10 | 280 | 2.01 | 3627
|  | 281 | 594 | 3640
|  | 282 | 13105 | 3653
|  | 283 | 2.63 | 3666
|  | 284 | 1048 | 3679
|  | 285 | 775 | 3692
|  | 286 | 210 | 3705
|  | 287 | 228 | 3718
|  | 288 | AC | 3731
|  | 289 | 10 | 3744
|  | 290 | 3.1 | 3757
|  | 291 | 5200 | 3770
|  | 292 | 7077 | 3783
|  | 293 | 1.36 | 3796
|  | 294 | 445 | 3809
|  | 295 | 10340 | 3822
|  | 296 | 1.99 | 3835
|  | 297 | 1034 | 3848
|  | 298 | 650 | 3861
|  | 299 | 199 | 3874
|  | 300 | 229 | 3887
|  | 301 | AC | 3900
|  | 302 | 10 | 3913
|  | 303 | 5 | 3926
|  | 304 | 4888 | 3939
|  | 305 | 15232 | 3952
|  | 306 | 3.12 | 3965
|  | 307 | 621 | 3978
|  | 308 | 15232 | 3991
|  | 309 | 3.12 | 4004
|  | 310 | 1523 | 4017
|  | 311 | 621 | 4030
|  | 312 | 312 | 4043
|  | 313 | 231 | 4056
|  | 314 | AC | 4069
|  | 315 | 7.5 | 4082
|  | 316 | 2.2 | 4095
|  | 317 | 5460 | 4108
|  | 318 | 5500 | 4121
|  | 319 | 1.01 | 4134
|  | 320 | 457 | 4147
|  | 321 | 6082 | 4160
|  | 322 | 1.11 | 4173
|  | 323 | 811 | 4186
|  | 324 | 506 | 4199
|  | 325 | 149 | 4212
|  | 326 | 362 | 4225
|  | 327 | AC | 4238
|  | 328 | 18 | 4251
|  | 329 | 3.3 | 4264
|  | 330 | 7904 | 4277
|  | 331 | 9045 | 4290
|  | 332 | 1.14 | 4303
|  | 333 | 342 | 4316
|  | 334 | 15457 | 4329
|  | 335 | 1.96 | 4342
|  | 336 | 859 | 4355
|  | 337 | 584 | 4368
|  | 338 | 109 | 4381
|  | 339 | 363 | 4394
|  | 340 | AC | 4407
|  | 341 | 20 | 4420
|  | 342 | 7.7 | 4433
|  | 343 | 7904 | 4446
|  | 344 | 38920 | 4459
|  | 345 | 4.92 | 4472
|  | 346 | 640 | 4485
|  | 347 | 41229 | 4498
|  | 348 | 5.22 | 4511
|  | 349 | 2061 | 4524
|  | 350 | 678 | 4537
|  | 351 | 261 | 4550
|  | 352 | 364 | 4563
|  | 353 | AC | 4576
|  | 354 | 25 | 4589
|  | 355 | 6.4 | 4602
|  | 356 | 5460 | 4615
|  | 357 | 23898 | 4628
|  | 358 | 4.38 | 4641
|  | 359 | 689 | 4654
|  | 360 | 25034 | 4667
|  | 361 | 4.58 | 4680
|  | 362 | 1001 | 4693
|  | 363 | 721 | 4706
|  | 364 | 183 | 4719
|  | 365 | 365 | 4732
|  | 366 | AC | 4745
|  | 367 | 25 | 4758
|  | 368 | 6.8 | 4771
|  | 369 | 5460 | 4784
|  | 370 | 24570 | 4797
|  | 371 | 4.5 | 4810
|  | 372 | 665 | 4823
|  | 373 | 24357 | 4836
|  | 374 | 4.46 | 4849
|  | 375 | 974 | 4862
|  | 376 | 659 | 4875
|  | 377 | 178 | 4888
|  | 378 | 366 | 4901
|  | 379 | AC | 4914
|  | 380 | 25 | 4927
|  | 381 | 6.7 | 4940
|  | 382 | 8736 | 4953
|  | 383 | 37497 | 4966
|  | 384 | 4.29 | 4979
|  | 385 | 640 | 4992
|  | 386 | 29320 | 5005
|  | 387 | 3.36 | 5018
|  | 388 | 1173 | 5031
|  | 389 | 501 | 5044
|  | 390 | 134 | 5057
|  | 391 | 367 | 5070
|  | 392 | AC | 5083
|  | 393 | 25 | 5096
|  | 394 | 8.1 | 5109
|  | 395 | 8736 | 5122
|  | 396 | 42477 | 5135
|  | 397 | 4.86 | 5148
|  | 398 | 602 | 5161
|  | 399 | 27892 | 5174
|  | 400 | 3.19 | 5187
|  | 401 | 1116 | 5200
|  | 402 | 395 | 5213
|  | 403 | 128 | 5226
|  | 404 | 368 | 5239
|  | 405 | AC | 5252
|  | 406 | 25 | 5265
|  | 407 | 6.4 | 5278
|  | 408 | 8736 | 5291
|  | 409 | 33123 | 5304
|  | 410 | 3.79 | 5317
|  | 411 | 591 | 5330
|  | 412 | 29069 | 5343
|  | 413 | 3.33 | 5356
|  | 414 | 1163 | 5369
|  | 415 | 518 | 5382
|  | 416 | 133 | 5395
|  | 417 | 369 | 5408
|  | 418 | AC | 5421
|  | 419 | 25 | 5434
|  | 420 | 7 | 5447
|  | 421 | 8736 | 5460
|  | 422 | 42165 | 5473
|  | 423 | 4.83 | 5486
|  | 424 | 691 | 5499
|  | 425 | 38168 | 5512
|  | 426 | 4.37 | 5525
|  | 427 | 1527 | 5538
|  | 428 | 626 | 5551
|  | 429 | 175 | 5564
|  | 430 | 370 | 5577
|  | 431 | AC | 5590
|  | 432 | 25 | 5603
|  | 433 | 6.9 | 5616
|  | 434 | 8736 | 5629
|  | 435 | 40696 | 5642
|  | 436 | 4.66 | 5655
|  | 437 | 679 | 5668
|  | 438 | 38689 | 5681
|  | 439 | 4.43 | 5694
|  | 440 | 1548 | 5707
|  | 441 | 646 | 5720
|  | 442 | 177 | 5733
|  | 443 | 371 | 5746
|  | 444 | AC | 5759
|  | 445 | 25 | 5772
|  | 446 | 6.4 | 5785
|  | 447 | 8736 | 5798
|  | 448 | 37200 | 5811
|  | 449 | 4.26 | 5824
|  | 450 | 666 | 5837
|  | 451 | 39081 | 5850
|  | 452 | 4.47 | 5863
|  | 453 | 1563 | 5876
|  | 454 | 700 | 5889
|  | 455 | 179 | 5902
|  | 456 | 372 | 5915
|  | 457 | HP | 5928
|  | 458 | 12.5 | 5941
|  | 459 | 3.1 | 5954
|  | 460 | 4368 | 5967
|  | 461 | -4207 | 5980
|  | 462 | -0.96 | 5993
|  | 463 | -306 | 6006
|  | 464 | 9305 | 6019
|  | 465 | 2.13 | 6032
|  | 466 | 744 | 6045
|  | 467 | 677 | 6058
|  | 468 | 170 | 6071
|  | 469 | 375 | 6084
|  | 470 | HP | 6097
|  | 471 | 15 | 6110
|  | 472 | 3.4 | 6123
|  | 473 | 4004 | 6136
|  | 474 | 7725 | 6149
|  | 475 | 1.93 | 6162
|  | 476 | 560 | 6175
|  | 477 | 12198 | 6188
|  | 478 | 3.05 | 6201
|  | 479 | 813 | 6214
|  | 480 | 885 | 6227
|  | 481 | 203 | 6240
|  | 482 | 376 | 6253
|  | 483 | HP | 6266
|  | 484 | 15 | 6279
|  | 485 | 1.4 | 6292
|  | 486 | 4004 | 6305
|  | 487 | 3099 | 6318
|  | 488 | 0.77 | 6331
|  | 489 | 558 | 6344
|  | 490 | 2905 | 6357
|  | 491 | 0.73 | 6370
|  | 492 | 194 | 6383
|  | 493 | 523 | 6396
|  | 494 | 48 | 6409
|  | 495 | 377 | 6422
|  | 496 | HP | 6435
|  | 497 | 7.5 | 6448
|  | 498 | 1.4 | 6461
|  | 499 | 4004 | 6474
|  | 500 | 3232 | 6487
|  | 501 | 0.81 | 6500
|  | 502 | 561 | 6513
|  | 503 | 4677 | 6526
|  | 504 | 1.17 | 6539
|  | 505 | 624 | 6552
|  | 506 | 812 | 6565
|  | 507 | 156 | 6578
|  | 508 | 378 | 6591
|  | 509 | HP | 6604
|  | 510 | 10 | 6617
|  | 511 | 3.3 | 6630
|  | 512 | 4004 | 6643
|  | 513 | 10229 | 6656
|  | 514 | 2.55 | 6669
|  | 515 | 763 | 6682
|  | 516 | 7649 | 6695
|  | 517 | 1.91 | 6708
|  | 518 | 765 | 6721
|  | 519 | 571 | 6734
|  | 520 | 191 | 6747
|  | 521 | 379 | 6760
|  | 522 | HP | 6773
|  | 523 | 5 | 6786
|  | 524 | 0.6 | 6799
|  | 525 | 4004 | 6812
|  | 526 | 1441 | 6825
|  | 527 | 0.36 | 6838
|  | 528 | 621 | 6851
|  | 529 | 2038 | 6864
|  | 530 | 0.51 | 6877
|  | 531 | 408 | 6890
|  | 532 | 877 | 6903
|  | 533 | 102 | 6916
|  | 534 | 380 | 6929
|  | 535 | HP | 6942
|  | 536 | 7.5 | 6955
|  | 537 | 1.4 | 6968
|  | 538 | 4004 | 6981
|  | 539 | 3534 | 6994
|  | 540 | 0.88 | 7007
|  | 541 | 629 | 7020
|  | 542 | 4430 | 7033
|  | 543 | 1.11 | 7046
|  | 544 | 591 | 7059
|  | 545 | 789 | 7072
|  | 546 | 148 | 7085
|  | 547 | 381 | 7098
|  | 548 | HP | 7111
|  | 549 | 15 | 7124
|  | 550 | 2.6 | 7137
|  | 551 | 6916 | 7150
|  | 552 | 9595 | 7163
|  | 553 | 1.39 | 7176
|  | 554 | 528 | 7189
|  | 555 | 13940 | 7202
|  | 556 | 2.02 | 7215
|  | 557 | 929 | 7228
|  | 558 | 767 | 7241
|  | 559 | 134 | 7254
|  | 560 | 382 | 7267
|  | 561 | HP | 7280
|  | 562 | 15 | 7293
|  | 563 | 2.7 | 7306
|  | 564 | 6916 | 7319
|  | 565 | 11114 | 7332
|  | 566 | 1.61 | 7345
|  | 567 | 597 | 7358
|  | 568 | 19616 | 7371
|  | 569 | 2.84 | 7384
|  | 570 | 1308 | 7397
|  | 571 | 1054 | 7410
|  | 572 | 189 | 7423
|  | 573 | 383 | 7436
|  | 574 | HP | 7449
|  | 575 | 15 | 7462
|  | 576 | 2.7 | 7475
|  | 577 | 6916 | 7488
|  | 578 | 9941 | 7501
|  | 579 | 1.44 | 7514
|  | 580 | 536 | 7527
|  | 581 | 12181 | 7540
|  | 582 | 1.76 | 7553
|  | 583 | 812 | 7566
|  | 584 | 657 | 7579
|  | 585 | 117 | 7592
|  | 586 | 384 | 7605
|  | 587 | HP | 7618
|  | 588 | 20 | 7631
|  | 589 | 2.9 | 7644
|  | 590 | 6916 | 7657
|  | 591 | 12787 | 7670
|  | 592 | 1.85 | 7683
|  | 593 | 641 | 7696
|  | 594 | 14705 | 7709
|  | 595 | 2.13 | 7722
|  | 596 | 735 | 7735
|  | 597 | 738 | 7748
|  | 598 | 106 | 7761
|  | 599 | 385 | 7774
|  | 600 | HP | 7787
|  | 601 | 15 | 7800
|  | 602 | 2.7 | 7813
|  | 603 | 6916 | 7826
|  | 604 | 10793 | 7839
|  | 605 | 1.56 | 7852
|  | 606 | 573 | 7865
|  | 607 | 16511 | 7878
|  | 608 | 2.39 | 7891
|  | 609 | 1101 | 7904
|  | 610 | 877 | 7917
|  | 611 | 159 | 7930
|  | 612 | 386 | 7943
|  | 613 | HP | 7956
|  | 614 | 15 | 7969
|  | 615 | 2.2 | 7982
|  | 616 | 6916 | 7995
|  | 617 | 9573 | 8008
|  | 618 | 1.38 | 8021
|  | 619 | 620 | 8034
|  | 620 | 10910 | 8047
|  | 621 | 1.58 | 8060
|  | 622 | 727 | 8073
|  | 623 | 706 | 8086
|  | 624 | 105 | 8099
|  | 625 | 387 | 8112
|  | 626 | HP | 8125
|  | 627 | 15 | 8138
|  | 628 | 2.4 | 8151
|  | 629 | 6916 | 8164
|  | 630 | 9310 | 8177
|  | 631 | 1.35 | 8190
|  | 632 | 568 | 8203
|  | 633 | 12671 | 8216
|  | 634 | 1.83 | 8229
|  | 635 | 845 | 8242
|  | 636 | 774 | 8255
|  | 637 | 122 | 8268
|  | 638 | 388 | 8281
|  | 639 | HP | 8294
|  | 640 | 15 | 8307
|  | 641 | 2.4 | 8320
|  | 642 | 6916 | 8333
|  | 643 | 10948 | 8346
|  | 644 | 1.58 | 8359
|  | 645 | 651 | 8372
|  | 646 | 11279 | 8385
|  | 647 | 1.63 | 8398
|  | 648 | 752 | 8411
|  | 649 | 670 | 8424
|  | 650 | 109 | 8437
|  | 651 | 389 | 8450
|  | 652 | HP | 8463
|  | 653 | 15 | 8476
|  | 654 | 2.5 | 8489
|  | 655 | 6916 | 8502
|  | 656 | 8645 | 8515
|  | 657 | 1.25 | 8528
|  | 658 | 501 | 8541
|  | 659 | 18732 | 8554
|  | 660 | 2.71 | 8567
|  | 661 | 1249 | 8580
|  | 662 | 1086 | 8593
|  | 663 | 181 | 8606
|  | 664 | 407 | 8619
|  | 665 | AC | 8632
|  | 666 | 7.5 | 8645
|  | 667 | 1.4 | 8658
|  | 668 | 8736 | 8671
|  | 669 | 3918 | 8684
|  | 670 | 0.45 | 8697
|  | 671 | 324 | 8710
|  | 672 | 9853 | 8723
|  | 673 | 1.13 | 8736
|  | 674 | 1314 | 8749
|  | 675 | 815 | 8762
|  | 676 | 150 | 8775
|  | 677 | 408 | 8788
|  | 678 | AC | 8801
|  | 679 | 10 | 8814
|  | 680 | 1.9 | 8827
|  | 681 | 8736 | 8840
|  | 682 | 9575 | 8853
|  | 683 | 1.1 | 8866
|  | 684 | 580 | 8879
|  | 685 | 9441 | 8892
|  | 686 | 1.08 | 8905
|  | 687 | 944 | 8918
|  | 688 | 572 | 8931
|  | 689 | 108 | 8944
|  | 690 | 409 | 8957
|  | 691 | AC | 8970
|  | 692 | 15 | 8983
|  | 693 | 3.4 | 8996
|  | 694 | 8736 | 9009
|  | 695 | 5949 | 9022
|  | 696 | 0.68 | 9035
|  | 697 | 201 | 9048
|  | 698 | 6465 | 9061
|  | 699 | 0.74 | 9074
|  | 700 | 431 | 9087
|  | 701 | 218 | 9100
|  | 702 | 49 | 9113
|  | 703 | 410 | 9126
|  | 704 | AC | 9139
|  | 705 | 25 | 9152
|  | 706 | 4 | 9165
|  | 707 | 8736 | 9178
|  | 708 | 32432 | 9191
|  | 709 | 3.71 | 9204
|  | 710 | 929 | 9217
|  | 711 | 30264 | 9230
|  | 712 | 3.46 | 9243
|  | 713 | 1211 | 9256
|  | 714 | 867 | 9269
|  | 715 | 139 | 9282
|  | 716 | 411 | 9295
|  | 717 | AC | 9308
|  | 718 | 25 | 9321
|  | 719 | 5.9 | 9334
|  | 720 | 8736 | 9347
|  | 721 | 17633 | 9360
|  | 722 | 2.02 | 9373
|  | 723 | 341 | 9386
|  | 724 | 21681 | 9399
|  | 725 | 2.48 | 9412
|  | 726 | 867 | 9425
|  | 727 | 419 | 9438
|  | 728 | 99 | 9451
|  | 729 | 423 | 9464
|  | 730 | AC | 9477
|  | 731 | 10 | 9490
|  | 732 | 2.6 | 9503
|  | 733 | 4420 | 9516
|  | 734 | 7590 | 9529
|  | 735 | 1.72 | 9542
|  | 736 | 650 | 9555
|  | 737 | 7592 | 9568
|  | 738 | 1.72 | 9581
|  | 739 | 759 | 9594
|  | 740 | 650 | 9607
|  | 741 | 172 | 9620
|  | 742 | 424 | 9633
|  | 743 | AC | 9646
|  | 744 | 10 | 9659
|  | 745 | 2.4 | 9672
|  | 746 | 4420 | 9685
|  | 747 | 5848 | 9698
|  | 748 | 1.32 | 9711
|  | 749 | 561 | 9724
|  | 750 | 7768 | 9737
|  | 751 | 1.76 | 9750
|  | 752 | 777 | 9763
|  | 753 | 745 | 9776
|  | 754 | 176 | 9789
|  | 755 | 425 | 9802
|  | 756 | AC | 9815
|  | 757 | 10 | 9828
|  | 758 | 3 | 9841
|  | 759 | 4420 | 9854
|  | 760 | 9403 | 9867
|  | 761 | 2.13 | 9880
|  | 762 | 704 | 9893
|  | 763 | 9205 | 9906
|  | 764 | 2.08 | 9919
|  | 765 | 920 | 9932
|  | 766 | 689 | 9945
|  | 767 | 208 | 9958
|  | 768 | 426 | 9971
|  | 769 | AC | 9984
|  | 770 | 10 | 9997
|  | 771 | 2.7 | 10010
|  | 772 | 4420 | 10023
|  | 773 | 7728 | 10036
|  | 774 | 1.75 | 10049
|  | 775 | 640 | 10062
|  | 776 | 7960 | 10075
|  | 777 | 1.8 | 10088
|  | 778 | 796 | 10101
|  | 779 | 659 | 10114
|  | 780 | 180 | 10127
|  | 781 | 427 | 10140
|  | 782 | AC | 10153
|  | 783 | 10 | 10166
|  | 784 | 3 | 10179
|  | 785 | 4420 | 10192
|  | 786 | 9515 | 10205
|  | 787 | 2.15 | 10218
|  | 788 | 708 | 10231
|  | 789 | 9867 | 10244
|  | 790 | 2.23 | 10257
|  | 791 | 987 | 10270
|  | 792 | 735 | 10283
|  | 793 | 223 | 10296
|  | 794 |  | 10309
|  | 795 |  | 10322
|  | 796 |  | 10335
|  | 797 |  | 10348
|  | 798 |  | 10361
|  | 799 |  | 10374
|  | 800 |  | 10387
|  | 801 |  | 10400
|  | 802 |  | 10413
|  | 803 |  | 10426
|  | 804 |  | 10439
|  | 805 |  | 10452
|  | 806 |  | 10465
|  | 807 |  | 10478
|  | 808 |  | 10491
|  | 809 |  | 10504
|  | 810 |  | 10517
|  | 811 |  | 10530
|  | 812 |  | 10543
|  | 813 |  | 10556
|  | 814 |  | 10569
|  | 815 |  | 10582
|  | 816 |  | 10595
|  | 817 |  | 10608
|  | 818 |  | 10621
|  | 819 |  | 10634
|  | 820 |  | 10647
|  | 821 |  | 10660

## Codes
DCV Code Requirements
| Requirement |  |  |  | Typical Space Types |  | Next Step
ID/MT | no requirement
OR | 50 people per 1000sf where outside air is >1500cfm. Multiple systems serving single rooms need to be added together for this threshold. Occupant load must be taken from table in code. |  |  |  | Assembly of all kinds, dining. Classrooms but typically the flow limit excludes them. |  | next tier is 34 people per 1000sf which would extend requirement to all first floor retail.
WA | 40 people per 1000sf where spaces are larger than 500sf, with design outdoor air>1200cfm. Occupant load maybe able to be designer calculation. |  |  |  | If using code default occupance densities the following spaces would be required to have DCV:Eating, conference rooms, assembly, ballrooms, game rooms, theater, auditoriums. Class room would with def table but not designer calc and typically would have |  | Based upon the Washington code table dropping the threshold to 30 people per 1000 would extend the requirement to retail.
ASHRAE 62 Ventilation Calculations |  |  |  | Base Ventilation Rate |  |  | Demand Control |  |  | Effective rate With 60% HR
space | Area Vent Rate | per person rate | Vent System Eff | typical minimum occupancy rate (occ/1000 sf) | Ideal Net Minimum Ventilation Rate | Ideal Actual Minimum | typical minimum occupancy rate (occ/1000 sf) | Ideal Net Minimum Ventilation Rate | Ideal Actual Minimum | Base | DCV
retail | 0.12 | 7.5 | 0.8 | 15 | 0.2325 | 0.29062 | 1 | 0.1275 | 0.15937 | 0.11625 | 0.06375
grocery | 0.06 | 7.5 | 0.8 | 8 | 0.12 | 0.15 | 1 | 0.0675 | 0.084375 | 0.06 | 0.03375
office | 0.06 | 5 | 0.8 | 5 | 0.085 | 0.10625 | 1 | 0.065 | 0.08125 | 0.0425 | 0.0325
Note on E16: Assume ceiling supply and exhaust with warm supply air >15F warmer than room air.

## 6P Sizes
Rooftop unit size data from the 6P RT Optimization Measure
Summary of unit size information. Primary data is from NEEA 2005 Baseline survey. Data from the PSE Roof top program and CEE power point are checks.
Baseline 2005 Roof top Sizes | [7 empty] | Baseline 2005 RTU Capacity Distribution by Building type
0-4.5 tons | 22% | [6 empty] | Retail | 50%
0-5 tons | 40% | [6 empty] | Grocery | 5%
0-7 tons | 49% | [6 empty] | Rest | 11%
0-9.9 tons | 64% | [6 empty] | Office | 9%
0-10 | 72% | [6 empty] | Assembly | 6%
7.5-9.9 | 15% | [6 empty] | 2-4% each in Education, Health, Institution, Other, Warehouse, & lodging
10-20 | 36%
|  | Area Wgt |  |  | Unit Cap Wgt
|  | mean | median |  | mean |  |  |  | Average Roof Top Used in Analysis
0-20 tons |  | 8.9167 | 7.3333 |  | 9.5 |  |  |  | Average Tons | CFM/ton | CFM/SF | SF/Unit
5-20 tons |  | 10.4167 | 9.1667 |  | 11.0583 |  |  |  | 9 | 400 | 1.2 | 3000
CEE - Eileen Eaton ppt June 2007
almost 60% of rooftop capacity is in units<10tons
PSE data dump of 908 units. They have 73 units over 20tons, 69 over 25. It's not clear that the service program is really suited to these large units.
|  | 0-50 ton | 0-20 ton | 5-20 ton | 20-50 ton
| Avg. Tons | 9.5695 | 7.7284 | 9.0646 | 30.6027
| Cap. Sum | 8699.5 | 6465.5 | 5839.5 | 2234
| count | 908 | 835 | 643 | 73
| min | 0.01 | 0.01 | 5 | 20.01
| max | 1000 | 20 | 20 | 11000
From first 254 PSE sites. Ignore stuff over 20 tons as it shouldn't be in program anyway
tons | Freq. | Percent of cnt | Cum Pct of CNT |  | Summary for units <20 tons
----------- | ----------- | ------------ | ------------ |  | cnt | bin tons | Cum Pct of cap
1.5 | 1 | 0.39 | 0.39 |  | 1 | 1.5 | 0.00092199
2 | 3 | 1.18 | 1.57 |  | 3 | 6 | 0.00461
2.5 | 1 | 0.39 | 1.97 |  | 1 | 2.5 | 0.0061466
3 | 38 | 14.96 | 16.93 |  | 38 | 114 | 0.076218
3.5 | 1 | 0.39 | 17.32 |  | 1 | 3.5 | 0.078369
4 | 31 | 12.2 | 29.53 |  | 31 | 124 | 0.15459
5 | 52 | 20.47 | 50 |  | 52 | 260 | 0.3144
6 | 12 | 4.72 | 54.72 |  | 12 | 72 | 0.35866
6.25 | 7 | 2.76 | 57.48 |  | 7 | 43.75 | 0.38555
6.26 | 1 | 0.39 | 57.87 |  | 1 | 6.26 | 0.38939
6.5 | 1 | 0.39 | 58.27 |  | 1 | 6.5 | 0.39339
7 | 12 | 4.72 | 62.99 |  | 12 | 84 | 0.44502
7.4 | 1 | 0.39 | 63.39 |  | 1 | 7.4 | 0.44957 | 1st 254 PSE sites
7.5 | 17 | 6.69 | 70.08 |  | 17 | 127.5 | 0.52794 | median 7.5tons
8 | 1 | 0.39 | 70.47 |  | 1 | 8 | 0.53286 | mean 6.78 tons
8.5 | 10 | 3.94 | 74.41 |  | 10 | 85 | 0.5851
10 | 22 | 8.66 | 83.07 |  | 22 | 220 | 0.72033 | if eliminate every thing under 5 tons then median is 8.5 tons and mean is 8.33
12 | 1 | 0.39 | 83.46 |  | 1 | 12 | 0.7277
12.5 | 5 | 1.97 | 85.43 |  | 5 | 62.5 | 0.76612
13 | 1 | 0.39 | 85.83 |  | 1 | 13 | 0.77411
15 | 13 | 5.12 | 90.94 |  | 13 | 195 | 0.89397
17.5 | 3 | 1.18 | 92.13 |  | 3 | 52.5 | 0.92624
20 | 6 | 2.36 | 94.49 |  | 6 | 120 | 1
25 | 1 | 0.39 | 94.88
27 | 2 | 0.79 | 95.67 | tot | 240 | 1626.91 |  |  | 675
33 | 1 | 0.39 | 96.06 |  |  | 6.7788 |  |  | 0.4149
33.6 | 1 | 0.39 | 96.46
40 | 8 | 3.15 | 99.61
50 | 1 | 0.39 | 100
----------- | ----------- | ------------ | ------------
Total | 254 | 100

## Notes
| BPA |  | ARC |  |  |  | ARC Lite
|  |  | kWh/ton | sf/ton | kWh/sf |  | kWh/ton | sf/ton | kWh/sf | SF
|  | 2000-4000 | 750 | 400 | 1.875 |  | 500 | 400 | 1.25 | 300000000 | 375000000 | 42.8082
|  | 4001-8760 | 1125 | 400 | 2.8125 |  | 750 | 400 | 1.875 | 300000001 | 562500001.875 | 64.2123
| PNNL |  | Size | Savings (kWh/yr) | kWh/ton
|  |  | 10 | 8920.95 | 892.095
|  |  | 15 | 10952 | 730.1333
|  |  | 20 | 27967 | 1398.35
|  |  | 25 | 31930.7692 | 1277.2308
Fleet Strategy Ventilation from 6P
For Comparison
[6 empty] | Savings (kWh/sf) |  |  | 0.53503
[6 empty] | Cost - New ($/sf) |  |  | 0.5972
[6 empty] | Cost - Retro ($/sf) |  |  | 0.6472
BPA measure:
Note on S20: Total savings include this plus thermal savings on the RTU DCV Savings tabs.
I recommend setting a new baseline. The CBSA 30% of SZ systems operating in intermittent fan mode, is consistent with our 2009 RTU RCx Pilot findings. Intermittent fan operation doesn’t meet ASHRAE 62.1 (without CO2 control) or mechanical code, which require continuous fan operation during occupied periods; so, buildings with intermittent fan operation are under-ventilated.
Our Advanced Rooftop Controller measure requires continuous fan operation during occupied periods as the measure baseline (continuous during operating hours and intermittent at night).
FYI; several VCHP Subcommittee presentations summarized the following modeled, normalized Seattle Office RTU fan energy use:
· RTU with continuous fan operation during occupied periods: 4.7 kWh per square foot (EnergyPro model);
· RTU operating with intermittent fan operation during occupied periods: 1.5 kWh per square foot (eQuest model)
Mira

## To Do 7P
Item | Description | Completion | Notes
1 | Find/build load shape
2 | Build SC worksheets |  | Done
3 | Put more applicability factors into MMAP |  | Applicability came directly from CBSA
4 | Check WA and OR codes |  | See Codes page
5 | How do deal with new construction
6 | Overlap with other measures |  | From CBSA
7 | Verify Cost |  | From PNL report, excludes metering costs
8 | Review and select equipment life
9 | Add the University and Hospital Data
Possible Enhancements
| Separate by heat type |  | Not enough data

## Sheet2
Retro3Slow | Retro | Advanced Rooftop Controller | Commercial | HVAC | 2.3249e-05 | 0.12368 | 68.4502 |  | Advanced Rooftop Controller-Retro-Large Off | 0.025233 | 0.039545 | 0.078853 | 0.13758 | 0.21337 | 0.29782 | 0.37791 | 0.43957 | 0.47196 | 0.47055 | 0.43786 | 0.38198 | 0.31363 | 0.2432 | 0.17866 | 0.12469 | 0.082876 | 0.052581 | 0.03191 | 0.018558 | 4.3082 | 0.0077551 | 0.0069731 | 0.0080242 | 0.0074651 | 0.0076215 | 0.0075442 | 0.0071671 | 0.0074679 | 0.0069774 | 0.0079555 | 0.0070402 | 0.007665 |  | 0.0032925 | 0.0028288 | 0.0027134 | 0.0028333 | 0.0027798 | 0.0024392 | 0.002864 | 0.0023487 | 0.0028915 | 0.0025971 | 0.0031159 | 0.0033152
Retro3Slow | Retro | Advanced Rooftop Controller | Commercial | HVAC | 7.8037e-05 | 0.41512 | 75.0059 |  | Advanced Rooftop Controller-Retro-Medium Off | 0.042502 | 0.066609 | 0.13282 | 0.23174 | 0.3594 | 0.50164 | 0.63654 | 0.7404 | 0.79497 | 0.79258 | 0.73752 | 0.6434 | 0.52827 | 0.40964 | 0.30094 | 0.21002 | 0.1396 | 0.088567 | 0.053748 | 0.031259 | 7.2566 | 0.02603 | 0.023405 | 0.026934 | 0.025057 | 0.025582 | 0.025322 | 0.024057 | 0.025066 | 0.02342 | 0.026703 | 0.023631 | 0.025728 |  | 0.011051 | 0.0094951 | 0.0091078 | 0.00951 | 0.0093306 | 0.0081873 | 0.009613 | 0.0078836 | 0.0097056 | 0.0087171 | 0.010459 | 0.011127
Retro3Slow | Retro | Advanced Rooftop Controller | Commercial | HVAC | 5.3556e-05 | 0.28489 | 68.3235 |  | Advanced Rooftop Controller-Retro-Small Off | 0.028152 | 0.04412 | 0.087975 | 0.1535 | 0.23805 | 0.33228 | 0.42163 | 0.49042 | 0.52656 | 0.52498 | 0.48851 | 0.42617 | 0.34991 | 0.27133 | 0.19933 | 0.13911 | 0.092464 | 0.058664 | 0.035602 | 0.020705 | 4.8066 | 0.017864 | 0.016063 | 0.018484 | 0.017196 | 0.017556 | 0.017378 | 0.01651 | 0.017202 | 0.016073 | 0.018326 | 0.016217 | 0.017656 |  | 0.0075844 | 0.0065163 | 0.0062505 | 0.0065266 | 0.0064034 | 0.0056188 | 0.0065972 | 0.0054104 | 0.0066608 | 0.0059824 | 0.0071777 | 0.0076366
Retro3Slow | Retro | Advanced Rooftop Controller | Commercial | HVAC | 0.00018921 | 1.0065 | 9.5834 |  | Advanced Rooftop Controller-Retro-XLarge Ret | 0.074752 | 0.11696 | 0.23285 | 0.40561 | 0.62805 | 0.87522 | 1.1088 | 1.2876 | 1.3803 | 1.374 | 1.2765 | 1.1118 | 0.91136 | 0.70558 | 0.51751 | 0.36059 | 0.23929 | 0.15157 | 0.091838 | 0.053325 | 12.3791 | 0.063113 | 0.056749 | 0.065304 | 0.060753 | 0.062026 | 0.061397 | 0.058328 | 0.060776 | 0.056784 | 0.064744 | 0.057295 | 0.06238 |  | 0.026795 | 0.023022 | 0.022083 | 0.023058 | 0.022623 | 0.019851 | 0.023308 | 0.019115 | 0.023532 | 0.021136 | 0.025358 | 0.02698
Retro3Slow | Retro | Advanced Rooftop Controller | Commercial | HVAC | 0.0002323 | 1.2357 | 6.0459 |  | Advanced Rooftop Controller-Retro-Large Ret | 0.13861 | 0.21687 | 0.43175 | 0.75209 | 1.1645 | 1.6228 | 2.0559 | 2.3876 | 2.5594 | 2.5476 | 2.3668 | 2.0615 | 1.6899 | 1.3083 | 0.95957 | 0.66861 | 0.44369 | 0.28105 | 0.17029 | 0.098877 | 22.9535 | 0.077486 | 0.069673 | 0.080175 | 0.074589 | 0.076151 | 0.075379 | 0.071611 | 0.074616 | 0.069716 | 0.079489 | 0.070343 | 0.076586 |  | 0.032898 | 0.028265 | 0.027112 | 0.028309 | 0.027775 | 0.024372 | 0.028616 | 0.023468 | 0.028891 | 0.025949 | 0.031133 | 0.033124
Retro3Slow | Retro | Advanced Rooftop Controller | Commercial | HVAC | 7.9781e-05 | 0.4244 | 20.1031 |  | Advanced Rooftop Controller-Retro-Medium Ret | 0.022124 | 0.034617 | 0.068915 | 0.12005 | 0.18588 | 0.25903 | 0.32816 | 0.3811 | 0.40852 | 0.40664 | 0.37779 | 0.32904 | 0.26973 | 0.20883 | 0.15316 | 0.10672 | 0.070821 | 0.04486 | 0.027181 | 0.015782 | 3.6638 | 0.026612 | 0.023928 | 0.027535 | 0.025617 | 0.026153 | 0.025888 | 0.024594 | 0.025626 | 0.023943 | 0.0273 | 0.024159 | 0.026302 |  | 0.011298 | 0.0097072 | 0.0093112 | 0.0097225 | 0.009539 | 0.0083702 | 0.0098277 | 0.0080597 | 0.0099224 | 0.0089119 | 0.010692 | 0.011376
Retro3Slow | Retro | Advanced Rooftop Controller | Commercial | HVAC | 5.3572e-06 | 0.028498 | 72.6003 |  | Advanced Rooftop Controller-Retro-Small Ret | 0.0016747 | 0.0026204 | 0.0052167 | 0.0090873 | 0.014071 | 0.019608 | 0.024841 | 0.028848 | 0.030924 | 0.030782 | 0.028598 | 0.024908 | 0.020418 | 0.015808 | 0.011594 | 0.0080786 | 0.005361 | 0.0033958 | 0.0020575 | 0.0011947 | 0.27734 | 0.001787 | 0.0016068 | 0.001849 | 0.0017201 | 0.0017562 | 0.0017384 | 0.0016515 | 0.0017208 | 0.0016077 | 0.0018331 | 0.0016222 | 0.0017662 |  | 0.00075867 | 0.00065183 | 0.00062524 | 0.00065285 | 0.00064054 | 0.00056205 | 0.00065992 | 0.0005412 | 0.00066628 | 0.00059842 | 0.00071798 | 0.00076389
Retro3Slow | Retro | Advanced Rooftop Controller | Commercial | HVAC | 2.1441e-05 | 0.11406 | 82.6168 |  | Advanced Rooftop Controller-Retro-School K-12 | 0.014762 | 0.023109 | 0.046029 | 0.080221 | 0.12428 | 0.17327 | 0.21963 | 0.25518 | 0.27368 | 0.27256 | 0.25335 | 0.22077 | 0.18107 | 0.14025 | 0.10292 | 0.071748 | 0.047636 | 0.030189 | 0.018301 | 0.010632 | 2.4681 | 0.0071519 | 0.0064307 | 0.0074001 | 0.0068845 | 0.0070286 | 0.0069574 | 0.0066096 | 0.006887 | 0.0064346 | 0.0073367 | 0.0064926 | 0.0070687 |  | 0.0030364 | 0.0026088 | 0.0025024 | 0.0026129 | 0.0025636 | 0.0022495 | 0.0026412 | 0.002166 | 0.0026666 | 0.002395 | 0.0028736 | 0.0030573
Retro3Slow | Retro | Advanced Rooftop Controller | Commercial | HVAC | 2.1441e-05 | 0.11406 | 82.6168 |  | Advanced Rooftop Controller-Retro-University | 0.0074787 | 0.011708 | 0.023319 | 0.040641 | 0.06296 | 0.087783 | 0.11127 | 0.12928 | 0.13865 | 0.13808 | 0.12835 | 0.11185 | 0.09173 | 0.071053 | 0.05214 | 0.036349 | 0.024133 | 0.015294 | 0.0092715 | 0.0053862 | 1.2504 | 0.0071519 | 0.0064307 | 0.0074001 | 0.0068845 | 0.0070286 | 0.0069574 | 0.0066096 | 0.006887 | 0.0064346 | 0.0073367 | 0.0064926 | 0.0070687 |  | 0.0030364 | 0.0026088 | 0.0025024 | 0.0026129 | 0.0025636 | 0.0022495 | 0.0026412 | 0.002166 | 0.0026666 | 0.002395 | 0.0028736 | 0.0030573
Retro3Slow | Retro | Advanced Rooftop Controller | Commercial | HVAC | 9.3906e-06 | 0.049954 | 74.4447 |  | Advanced Rooftop Controller-Retro-Warehouse | 0.012032 | 0.018843 | 0.037546 | 0.065462 | 0.10145 | 0.14151 | 0.17943 | 0.20857 | 0.22378 | 0.22295 | 0.20732 | 0.18073 | 0.14829 | 0.11491 | 0.084356 | 0.05883 | 0.039075 | 0.024774 | 0.015024 | 0.0087316 | 2.027 | 0.0031323 | 0.0028165 | 0.0032411 | 0.0030152 | 0.0030784 | 0.0030472 | 0.0028949 | 0.0030163 | 0.0028182 | 0.0032133 | 0.0028436 | 0.0030959 |  | 0.0013299 | 0.0011426 | 0.001096 | 0.0011444 | 0.0011228 | 0.00098522 | 0.0011568 | 0.00094867 | 0.0011679 | 0.001049 | 0.0012586 | 0.001339
Retro3Slow | Retro | Advanced Rooftop Controller | Commercial | HVAC | 0.00018575 | 0.9881 | 22.6142 |  | Advanced Rooftop Controller-Retro-Supermarket | 0.028493 | 0.044386 | 0.087973 | 0.15257 | 0.23519 | 0.3263 | 0.41156 | 0.47583 | 0.50782 | 0.50325 | 0.46547 | 0.40362 | 0.3294 | 0.2539 | 0.1854 | 0.12861 | 0.084969 | 0.053584 | 0.032323 | 0.018685 | 4.3377 | 0.061959 | 0.055711 | 0.064109 | 0.059642 | 0.060891 | 0.060274 | 0.057261 | 0.059664 | 0.055745 | 0.06356 | 0.056247 | 0.061239 |  | 0.026305 | 0.022601 | 0.021679 | 0.022636 | 0.022209 | 0.019488 | 0.022881 | 0.018765 | 0.023102 | 0.020749 | 0.024895 | 0.026486
Retro3Slow | Retro | Advanced Rooftop Controller | Commercial | HVAC | 0.00018575 | 0.9881 | 22.6142 |  | Advanced Rooftop Controller-Retro-MiniMart | 0.011929 | 0.018663 | 0.03715 | 0.064705 | 0.10018 | 0.13959 | 0.17682 | 0.20531 | 0.22006 | 0.21902 | 0.20346 | 0.17719 | 0.14523 | 0.11242 | 0.082447 | 0.05744 | 0.038113 | 0.024139 | 0.014624 | 0.0084904 | 1.971 | 0.061959 | 0.055711 | 0.064109 | 0.059642 | 0.060891 | 0.060274 | 0.057261 | 0.059664 | 0.055745 | 0.06356 | 0.056247 | 0.061239 |  | 0.026305 | 0.022601 | 0.021679 | 0.022636 | 0.022209 | 0.019488 | 0.022881 | 0.018765 | 0.023102 | 0.020749 | 0.024895 | 0.026486
Retro3Slow | Retro | Advanced Rooftop Controller | Commercial | HVAC | 0.00040538 | 2.1564 | 27.5409 |  | Advanced Rooftop Controller-Retro-Restaurant | 0.059673 | 0.093357 | 0.18583 | 0.32367 | 0.50111 | 0.69825 | 0.88448 | 1.027 | 1.1008 | 1.0956 | 1.0177 | 0.88632 | 0.72647 | 0.56236 | 0.41242 | 0.28733 | 0.19065 | 0.12075 | 0.073153 | 0.042471 | 9.8594 | 0.13522 | 0.12158 | 0.13991 | 0.13016 | 0.13289 | 0.13154 | 0.12497 | 0.13021 | 0.12166 | 0.13871 | 0.12275 | 0.13365 |  | 0.057409 | 0.049324 | 0.047312 | 0.049402 | 0.04847 | 0.042531 | 0.049937 | 0.040953 | 0.050418 | 0.045283 | 0.05433 | 0.057804
Retro3Slow | Retro | Advanced Rooftop Controller | Commercial | HVAC | 2.3001e-05 | 0.12236 | 46.2291 |  | Advanced Rooftop Controller-Retro-Lodging | 0.011175 | 0.017525 | 0.034965 | 0.061042 | 0.094726 | 0.1323 | 0.16798 | 0.1955 | 0.21003 | 0.20953 | 0.19509 | 0.1703 | 0.13991 | 0.10856 | 0.079796 | 0.055723 | 0.03706 | 0.023527 | 0.014286 | 0.0083137 | 1.93 | 0.0076723 | 0.0068987 | 0.0079386 | 0.0073855 | 0.0075401 | 0.0074637 | 0.0070906 | 0.0073882 | 0.0069029 | 0.0078706 | 0.0069651 | 0.0075832 |  | 0.0032574 | 0.0027986 | 0.0026845 | 0.002803 | 0.0027502 | 0.0024132 | 0.0028334 | 0.0023237 | 0.0028607 | 0.0025693 | 0.0030827 | 0.0032798
Retro3Slow | Retro | Advanced Rooftop Controller | Commercial | HVAC | 2.3001e-05 | 0.12236 | 46.2291 |  | Advanced Rooftop Controller-Retro-Hospital | 0.0068982 | 0.010821 | 0.021596 | 0.037713 | 0.058542 | 0.081786 | 0.10387 | 0.12093 | 0.12996 | 0.12969 | 0.12079 | 0.10547 | 0.086672 | 0.06727 | 0.049464 | 0.034552 | 0.022986 | 0.014597 | 0.0088664 | 0.0051612 | 1.1981 | 0.0076723 | 0.0068987 | 0.0079386 | 0.0073855 | 0.0075401 | 0.0074637 | 0.0070906 | 0.0073882 | 0.0069029 | 0.0078706 | 0.0069651 | 0.0075832 |  | 0.0032574 | 0.0027986 | 0.0026845 | 0.002803 | 0.0027502 | 0.0024132 | 0.0028334 | 0.0023237 | 0.0028607 | 0.0025693 | 0.0030827 | 0.0032798
Retro3Slow | Retro | Advanced Rooftop Controller | Commercial | HVAC | 0.00014261 | 0.75864 | 21.2196 |  | Advanced Rooftop Controller-Retro-Residential Care | 0.052429 | 0.082216 | 0.16404 | 0.28638 | 0.44441 | 0.62068 | 0.78806 | 0.91719 | 0.98538 | 0.98301 | 0.91528 | 0.79894 | 0.65637 | 0.50929 | 0.37436 | 0.26143 | 0.17387 | 0.11038 | 0.067024 | 0.039004 | 9.0544 | 0.04757 | 0.042773 | 0.049221 | 0.045792 | 0.04675 | 0.046277 | 0.043964 | 0.045808 | 0.0428 | 0.0488 | 0.043185 | 0.047017 |  | 0.020196 | 0.017352 | 0.016644 | 0.01738 | 0.017052 | 0.014962 | 0.017568 | 0.014407 | 0.017737 | 0.015931 | 0.019113 | 0.020335
Retro3Slow | Retro | Advanced Rooftop Controller | Commercial | HVAC | 0.00014254 | 0.75826 | 16.0153 |  | Advanced Rooftop Controller-Retro-Assembly | 0.153 | 0.23942 | 0.4767 | 0.83048 | 1.2861 | 1.7924 | 2.271 | 2.6376 | 2.8278 | 2.8151 | 2.6156 | 2.2784 | 1.8679 | 1.4463 | 1.0609 | 0.73931 | 0.49066 | 0.31084 | 0.18836 | 0.10938 | 25.3924 | 0.047547 | 0.042752 | 0.049197 | 0.045769 | 0.046727 | 0.046254 | 0.043942 | 0.045786 | 0.042779 | 0.048776 | 0.043164 | 0.046994 |  | 0.020186 | 0.017344 | 0.016636 | 0.017371 | 0.017043 | 0.014955 | 0.017559 | 0.0144 | 0.017728 | 0.015923 | 0.019104 | 0.020325
Retro3Slow | Retro | Advanced Rooftop Controller | Commercial | HVAC | 2.8534e-05 | 0.15179 | 38.787 |  | Advanced Rooftop Controller-Retro-Other | 0.027918 | 0.04349 | 0.086197 | 0.14949 | 0.23044 | 0.31972 | 0.40325 | 0.46622 | 0.49757 | 0.49309 | 0.45607 | 0.39547 | 0.32275 | 0.24877 | 0.18166 | 0.12601 | 0.083253 | 0.052503 | 0.03167 | 0.018308 | 4.2501 | 0.0095179 | 0.0085581 | 0.0098482 | 0.009162 | 0.0093538 | 0.009259 | 0.0087962 | 0.0091653 | 0.0085633 | 0.0097638 | 0.0086405 | 0.0094072 |  | 0.0040409 | 0.0034718 | 0.0033302 | 0.0034773 | 0.0034117 | 0.0029937 | 0.0035149 | 0.0028826 | 0.0035488 | 0.0031874 | 0.0038242 | 0.0040687
[5 empty] | Wholesale KW | Busbar Savings | lvlcost | 1000 |  | aMW_0.0252330819023015 | aMW_0.0395450704580574 | aMW_0.0788528704933665 | aMW_0.137578545793301 | aMW_0.213369038020322 | aMW_0.297820503268765 | aMW_0.377907144056857 | aMW_0.439568993062134 | aMW_0.471961846550866 | aMW_0.470545961011214 | aMW_0.437858701586302 | aMW_0.38197698479635 | aMW_0.313625573752203 | aMW_0.243199208801847 | aMW_0.178661818760852 | aMW_0.124688083313198 | aMW_0.0828760127088392 | aMW_0.0525810629722718 | aMW_0.0319098468246514 | aMW_0.018558235082436 | MAX | Jan | Feb | Mar | Apr | May | Jun | Jul | Aug | Sep | Oct | Nov | Dec |  | Jan | Feb | Mar | Apr | May | Jun | Jul | Aug | Sep | Oct | Nov | Dec
Retro3Slow | Retro | Advanced Rooftop Controller | Commercial | HVAC | 2.3249e-05 | 0.12368 | 68.4502 |  | Advanced Rooftop Controller-Retro-Large Off | 0.025233 | 0.039545 | 0.078853 | 0.13758 | 0.21337 | 0.29782 | 0.37791 | 0.43957 | 0.47196 | 0.47055 | 0.43786 | 0.38198 | 0.31363 | 0.2432 | 0.17866 | 0.12469 | 0.082876 | 0.052581 | 0.03191 | 0.018558 | 4.3082 | 0.0077551 | 0.0069731 | 0.0080242 | 0.0074651 | 0.0076215 | 0.0075442 | 0.0071671 | 0.0074679 | 0.0069774 | 0.0079555 | 0.0070402 | 0.007665 |  | 0.0032925 | 0.0028288 | 0.0027134 | 0.0028333 | 0.0027798 | 0.0024392 | 0.002864 | 0.0023487 | 0.0028915 | 0.0025971 | 0.0031159 | 0.0033152
Retro3Slow | Retro | Advanced Rooftop Controller | Commercial | HVAC | 7.8037e-05 | 0.41512 | 75.0059 |  | Advanced Rooftop Controller-Retro-Medium Off | 0.042502 | 0.066609 | 0.13282 | 0.23174 | 0.3594 | 0.50164 | 0.63654 | 0.7404 | 0.79497 | 0.79258 | 0.73752 | 0.6434 | 0.52827 | 0.40964 | 0.30094 | 0.21002 | 0.1396 | 0.088567 | 0.053748 | 0.031259 | 7.2566 | 0.02603 | 0.023405 | 0.026934 | 0.025057 | 0.025582 | 0.025322 | 0.024057 | 0.025066 | 0.02342 | 0.026703 | 0.023631 | 0.025728 |  | 0.011051 | 0.0094951 | 0.0091078 | 0.00951 | 0.0093306 | 0.0081873 | 0.009613 | 0.0078836 | 0.0097056 | 0.0087171 | 0.010459 | 0.011127
Retro3Slow | Retro | Advanced Rooftop Controller | Commercial | HVAC | 5.3556e-05 | 0.28489 | 68.3235 |  | Advanced Rooftop Controller-Retro-Small Off | 0.028152 | 0.04412 | 0.087975 | 0.1535 | 0.23805 | 0.33228 | 0.42163 | 0.49042 | 0.52656 | 0.52498 | 0.48851 | 0.42617 | 0.34991 | 0.27133 | 0.19933 | 0.13911 | 0.092464 | 0.058664 | 0.035602 | 0.020705 | 4.8066 | 0.017864 | 0.016063 | 0.018484 | 0.017196 | 0.017556 | 0.017378 | 0.01651 | 0.017202 | 0.016073 | 0.018326 | 0.016217 | 0.017656 |  | 0.0075844 | 0.0065163 | 0.0062505 | 0.0065266 | 0.0064034 | 0.0056188 | 0.0065972 | 0.0054104 | 0.0066608 | 0.0059824 | 0.0071777 | 0.0076366
Retro3Slow | Retro | Advanced Rooftop Controller | Commercial | HVAC | 0.00018921 | 1.0065 | 9.5834 |  | Advanced Rooftop Controller-Retro-XLarge Ret | 0.074752 | 0.11696 | 0.23285 | 0.40561 | 0.62805 | 0.87522 | 1.1088 | 1.2876 | 1.3803 | 1.374 | 1.2765 | 1.1118 | 0.91136 | 0.70558 | 0.51751 | 0.36059 | 0.23929 | 0.15157 | 0.091838 | 0.053325 | 12.3791 | 0.063113 | 0.056749 | 0.065304 | 0.060753 | 0.062026 | 0.061397 | 0.058328 | 0.060776 | 0.056784 | 0.064744 | 0.057295 | 0.06238 |  | 0.026795 | 0.023022 | 0.022083 | 0.023058 | 0.022623 | 0.019851 | 0.023308 | 0.019115 | 0.023532 | 0.021136 | 0.025358 | 0.02698
Retro3Slow | Retro | Advanced Rooftop Controller | Commercial | HVAC | 0.0002323 | 1.2357 | 6.0459 |  | Advanced Rooftop Controller-Retro-Large Ret | 0.13861 | 0.21687 | 0.43175 | 0.75209 | 1.1645 | 1.6228 | 2.0559 | 2.3876 | 2.5594 | 2.5476 | 2.3668 | 2.0615 | 1.6899 | 1.3083 | 0.95957 | 0.66861 | 0.44369 | 0.28105 | 0.17029 | 0.098877 | 22.9535 | 0.077486 | 0.069673 | 0.080175 | 0.074589 | 0.076151 | 0.075379 | 0.071611 | 0.074616 | 0.069716 | 0.079489 | 0.070343 | 0.076586 |  | 0.032898 | 0.028265 | 0.027112 | 0.028309 | 0.027775 | 0.024372 | 0.028616 | 0.023468 | 0.028891 | 0.025949 | 0.031133 | 0.033124
Retro3Slow | Retro | Advanced Rooftop Controller | Commercial | HVAC | 7.9781e-05 | 0.4244 | 20.1031 |  | Advanced Rooftop Controller-Retro-Medium Ret | 0.022124 | 0.034617 | 0.068915 | 0.12005 | 0.18588 | 0.25903 | 0.32816 | 0.3811 | 0.40852 | 0.40664 | 0.37779 | 0.32904 | 0.26973 | 0.20883 | 0.15316 | 0.10672 | 0.070821 | 0.04486 | 0.027181 | 0.015782 | 3.6638 | 0.026612 | 0.023928 | 0.027535 | 0.025617 | 0.026153 | 0.025888 | 0.024594 | 0.025626 | 0.023943 | 0.0273 | 0.024159 | 0.026302 |  | 0.011298 | 0.0097072 | 0.0093112 | 0.0097225 | 0.009539 | 0.0083702 | 0.0098277 | 0.0080597 | 0.0099224 | 0.0089119 | 0.010692 | 0.011376
Retro3Slow | Retro | Advanced Rooftop Controller | Commercial | HVAC | 5.3572e-06 | 0.028498 | 72.6003 |  | Advanced Rooftop Controller-Retro-Small Ret | 0.0016747 | 0.0026204 | 0.0052167 | 0.0090873 | 0.014071 | 0.019608 | 0.024841 | 0.028848 | 0.030924 | 0.030782 | 0.028598 | 0.024908 | 0.020418 | 0.015808 | 0.011594 | 0.0080786 | 0.005361 | 0.0033958 | 0.0020575 | 0.0011947 | 0.27734 | 0.001787 | 0.0016068 | 0.001849 | 0.0017201 | 0.0017562 | 0.0017384 | 0.0016515 | 0.0017208 | 0.0016077 | 0.0018331 | 0.0016222 | 0.0017662 |  | 0.00075867 | 0.00065183 | 0.00062524 | 0.00065285 | 0.00064054 | 0.00056205 | 0.00065992 | 0.0005412 | 0.00066628 | 0.00059842 | 0.00071798 | 0.00076389
Retro3Slow | Retro | Advanced Rooftop Controller | Commercial | HVAC | 1.0515e-05 | 0.11418 | 87.9603 |  | Advanced Rooftop Controller-Retro-School K-12 | 0.014778 | 0.023135 | 0.046079 | 0.080308 | 0.12441 | 0.17346 | 0.21986 | 0.25546 | 0.27398 | 0.27286 | 0.25362 | 0.22101 | 0.18126 | 0.1404 | 0.10303 | 0.071826 | 0.047688 | 0.030222 | 0.018321 | 0.010643 | 2.4708 | 0.0085602 | 0.0078524 | 0.0086423 | 0.0082152 | 0.0084059 | 0.0080471 | 0.00712 | 0.0083787 | 0.008642 | 0.0088228 | 0.0073884 | 0.0076044 |  | 0.0024507 | 0.00181 | 0.0014849 | 0.0011992 | 0.0010333 | 0.00090367 | 0.0008858 | 0.00092665 | 0.0011923 | 0.00091333 | 0.0014855 | 0.0022148
Retro3Slow | Retro | Advanced Rooftop Controller | Commercial | HVAC | 2.1441e-05 | 0.11406 | 82.6168 |  | Advanced Rooftop Controller-Retro-University | 0.0074787 | 0.011708 | 0.023319 | 0.040641 | 0.06296 | 0.087783 | 0.11127 | 0.12928 | 0.13865 | 0.13808 | 0.12835 | 0.11185 | 0.09173 | 0.071053 | 0.05214 | 0.036349 | 0.024133 | 0.015294 | 0.0092715 | 0.0053862 | 1.2504 | 0.0071519 | 0.0064307 | 0.0074001 | 0.0068845 | 0.0070286 | 0.0069574 | 0.0066096 | 0.006887 | 0.0064346 | 0.0073367 | 0.0064926 | 0.0070687 |  | 0.0030364 | 0.0026088 | 0.0025024 | 0.0026129 | 0.0025636 | 0.0022495 | 0.0026412 | 0.002166 | 0.0026666 | 0.002395 | 0.0028736 | 0.0030573
Retro3Slow | Retro | Advanced Rooftop Controller | Commercial | HVAC | 9.3906e-06 | 0.049954 | 74.4447 |  | Advanced Rooftop Controller-Retro-Warehouse | 0.012032 | 0.018843 | 0.037546 | 0.065462 | 0.10145 | 0.14151 | 0.17943 | 0.20857 | 0.22378 | 0.22295 | 0.20732 | 0.18073 | 0.14829 | 0.11491 | 0.084356 | 0.05883 | 0.039075 | 0.024774 | 0.015024 | 0.0087316 | 2.027 | 0.0031323 | 0.0028165 | 0.0032411 | 0.0030152 | 0.0030784 | 0.0030472 | 0.0028949 | 0.0030163 | 0.0028182 | 0.0032133 | 0.0028436 | 0.0030959 |  | 0.0013299 | 0.0011426 | 0.001096 | 0.0011444 | 0.0011228 | 0.00098522 | 0.0011568 | 0.00094867 | 0.0011679 | 0.001049 | 0.0012586 | 0.001339
Retro3Slow | Retro | Advanced Rooftop Controller | Commercial | HVAC | 0.00018575 | 0.9881 | 22.6142 |  | Advanced Rooftop Controller-Retro-Supermarket | 0.028493 | 0.044386 | 0.087973 | 0.15257 | 0.23519 | 0.3263 | 0.41156 | 0.47583 | 0.50782 | 0.50325 | 0.46547 | 0.40362 | 0.3294 | 0.2539 | 0.1854 | 0.12861 | 0.084969 | 0.053584 | 0.032323 | 0.018685 | 4.3377 | 0.061959 | 0.055711 | 0.064109 | 0.059642 | 0.060891 | 0.060274 | 0.057261 | 0.059664 | 0.055745 | 0.06356 | 0.056247 | 0.061239 |  | 0.026305 | 0.022601 | 0.021679 | 0.022636 | 0.022209 | 0.019488 | 0.022881 | 0.018765 | 0.023102 | 0.020749 | 0.024895 | 0.026486
Retro3Slow | Retro | Advanced Rooftop Controller | Commercial | HVAC | 0.00018575 | 0.9881 | 22.6142 |  | Advanced Rooftop Controller-Retro-MiniMart | 0.011929 | 0.018663 | 0.03715 | 0.064705 | 0.10018 | 0.13959 | 0.17682 | 0.20531 | 0.22006 | 0.21902 | 0.20346 | 0.17719 | 0.14523 | 0.11242 | 0.082447 | 0.05744 | 0.038113 | 0.024139 | 0.014624 | 0.0084904 | 1.971 | 0.061959 | 0.055711 | 0.064109 | 0.059642 | 0.060891 | 0.060274 | 0.057261 | 0.059664 | 0.055745 | 0.06356 | 0.056247 | 0.061239 |  | 0.026305 | 0.022601 | 0.021679 | 0.022636 | 0.022209 | 0.019488 | 0.022881 | 0.018765 | 0.023102 | 0.020749 | 0.024895 | 0.026486
Retro3Slow | Retro | Advanced Rooftop Controller | Commercial | HVAC | 0.00040538 | 2.1564 | 27.5409 |  | Advanced Rooftop Controller-Retro-Restaurant | 0.059673 | 0.093357 | 0.18583 | 0.32367 | 0.50111 | 0.69825 | 0.88448 | 1.027 | 1.1008 | 1.0956 | 1.0177 | 0.88632 | 0.72647 | 0.56236 | 0.41242 | 0.28733 | 0.19065 | 0.12075 | 0.073153 | 0.042471 | 9.8594 | 0.13522 | 0.12158 | 0.13991 | 0.13016 | 0.13289 | 0.13154 | 0.12497 | 0.13021 | 0.12166 | 0.13871 | 0.12275 | 0.13365 |  | 0.057409 | 0.049324 | 0.047312 | 0.049402 | 0.04847 | 0.042531 | 0.049937 | 0.040953 | 0.050418 | 0.045283 | 0.05433 | 0.057804
Retro3Slow | Retro | Advanced Rooftop Controller | Commercial | HVAC | 2.3001e-05 | 0.12236 | 46.2291 |  | Advanced Rooftop Controller-Retro-Lodging | 0.011175 | 0.017525 | 0.034965 | 0.061042 | 0.094726 | 0.1323 | 0.16798 | 0.1955 | 0.21003 | 0.20953 | 0.19509 | 0.1703 | 0.13991 | 0.10856 | 0.079796 | 0.055723 | 0.03706 | 0.023527 | 0.014286 | 0.0083137 | 1.93 | 0.0076723 | 0.0068987 | 0.0079386 | 0.0073855 | 0.0075401 | 0.0074637 | 0.0070906 | 0.0073882 | 0.0069029 | 0.0078706 | 0.0069651 | 0.0075832 |  | 0.0032574 | 0.0027986 | 0.0026845 | 0.002803 | 0.0027502 | 0.0024132 | 0.0028334 | 0.0023237 | 0.0028607 | 0.0025693 | 0.0030827 | 0.0032798
Retro3Slow | Retro | Advanced Rooftop Controller | Commercial | HVAC | 1.4818e-05 | 0.1222 | 50.0924 |  | Advanced Rooftop Controller-Retro-Hospital | 0.0068892 | 0.010806 | 0.021567 | 0.037664 | 0.058465 | 0.081679 | 0.10374 | 0.12077 | 0.12979 | 0.12952 | 0.12063 | 0.10533 | 0.086558 | 0.067182 | 0.049398 | 0.034506 | 0.022956 | 0.014578 | 0.0088547 | 0.0051544 | 1.1966 | 0.0057915 | 0.0053199 | 0.0062098 | 0.0057536 | 0.0060469 | 0.0061375 | 0.0059983 | 0.0064912 | 0.0056909 | 0.0062829 | 0.0055236 | 0.0057685 |  | 0.0045306 | 0.0039878 | 0.0040603 | 0.0041656 | 0.0042808 | 0.0039977 | 0.0045792 | 0.0041538 | 0.0044526 | 0.00407 | 0.0043862 | 0.0045159
Retro3Slow | Retro | Advanced Rooftop Controller | Commercial | HVAC | 9.1873e-05 | 0.75764 | 25.05 |  | Advanced Rooftop Controller-Retro-Residential Care | 0.05236 | 0.082108 | 0.16382 | 0.286 | 0.44382 | 0.61986 | 0.78702 | 0.91599 | 0.98408 | 0.98172 | 0.91407 | 0.79789 | 0.65551 | 0.50862 | 0.37387 | 0.26108 | 0.17364 | 0.11023 | 0.066936 | 0.038952 | 9.0425 | 0.035909 | 0.032985 | 0.038502 | 0.035674 | 0.037492 | 0.038054 | 0.037191 | 0.040247 | 0.035285 | 0.038956 | 0.034248 | 0.035766 |  | 0.028091 | 0.024725 | 0.025175 | 0.025828 | 0.026542 | 0.024787 | 0.028392 | 0.025754 | 0.027607 | 0.025235 | 0.027195 | 0.028
Retro3Slow | Retro | Advanced Rooftop Controller | Commercial | HVAC | 0.00014254 | 0.75826 | 16.0153 |  | Advanced Rooftop Controller-Retro-Assembly | 0.153 | 0.23942 | 0.4767 | 0.83048 | 1.2861 | 1.7924 | 2.271 | 2.6376 | 2.8278 | 2.8151 | 2.6156 | 2.2784 | 1.8679 | 1.4463 | 1.0609 | 0.73931 | 0.49066 | 0.31084 | 0.18836 | 0.10938 | 25.3924 | 0.047547 | 0.042752 | 0.049197 | 0.045769 | 0.046727 | 0.046254 | 0.043942 | 0.045786 | 0.042779 | 0.048776 | 0.043164 | 0.046994 |  | 0.020186 | 0.017344 | 0.016636 | 0.017371 | 0.017043 | 0.014955 | 0.017559 | 0.0144 | 0.017728 | 0.015923 | 0.019104 | 0.020325
Retro3Slow | Retro | Advanced Rooftop Controller | Commercial | HVAC | 2.8534e-05 | 0.15179 | 38.787 |  | Advanced Rooftop Controller-Retro-Other | 0.027918 | 0.04349 | 0.086197 | 0.14949 | 0.23044 | 0.31972 | 0.40325 | 0.46622 | 0.49757 | 0.49309 | 0.45607 | 0.39547 | 0.32275 | 0.24877 | 0.18166 | 0.12601 | 0.083253 | 0.052503 | 0.03167 | 0.018308 | 4.2501 | 0.0095179 | 0.0085581 | 0.0098482 | 0.009162 | 0.0093538 | 0.009259 | 0.0087962 | 0.0091653 | 0.0085633 | 0.0097638 | 0.0086405 | 0.0094072 |  | 0.0040409 | 0.0034718 | 0.0033302 | 0.0034773 | 0.0034117 | 0.0029937 | 0.0035149 | 0.0028826 | 0.0035488 | 0.0031874 | 0.0038242 | 0.0040687
[43 empty] | #DIV/0! | 1 | 1 | 1 | 1 | 1 | 1 | 1 | 1 | 1 | 1 | 1 | 1 | bar: Jan to Dec
[43 empty] | #DIV/0! | 1 | 1 | 1 | 1 | 1 | 1 | 1 | 1 | 1 | 1 | 1 | 1 | bar: Jan to Dec
[43 empty] | #DIV/0! | 1 | 1 | 1 | 1 | 1 | 1 | 1 | 1 | 1 | 1 | 1 | 1 | bar: Jan to Dec
[43 empty] | #DIV/0! | 1 | 1 | 1 | 1 | 1 | 1 | 1 | 1 | 1 | 1 | 1 | 1 | bar: Jan to Dec
[43 empty] | #DIV/0! | 1 | 1 | 1 | 1 | 1 | 1 | 1 | 1 | 1 | 1 | 1 | 1 | bar: Jan to Dec
[43 empty] | #DIV/0! | 1 | 1 | 1 | 1 | 1 | 1 | 1 | 1 | 1 | 1 | 1 | 1 | bar: Jan to Dec
[43 empty] | #DIV/0! | 1 | 1 | 1 | 1 | 1 | 1 | 1 | 1 | 1 | 1 | 1 | 1 | bar: Jan to Dec
[31 empty] | 0.83548 | 0.81894 | 0.85627 | 0.83802 | 0.83615 | 0.86458 | 0.92832 | 0.82197 | 0.74458 | 0.83156 | 0.87875 | 0.92956 | #DIV/0! | 1.239 | 1.4413 | 1.6852 | 2.1788 | 2.4811 | 2.4893 | 2.9817 | 2.3375 | 2.2366 | 2.6223 | 1.9344 | 1.3804
[43 empty] | #DIV/0! | 1 | 1 | 1 | 1 | 1 | 1 | 1 | 1 | 1 | 1 | 1 | 1 | bar: Jan to Dec
[43 empty] | #DIV/0! | 1 | 1 | 1 | 1 | 1 | 1 | 1 | 1 | 1 | 1 | 1 | 1 | bar: Jan to Dec
[43 empty] | #DIV/0! | 1 | 1 | 1 | 1 | 1 | 1 | 1 | 1 | 1 | 1 | 1 | 1 | bar: Jan to Dec
[43 empty] | #DIV/0! | 1 | 1 | 1 | 1 | 1 | 1 | 1 | 1 | 1 | 1 | 1 | 1 | bar: Jan to Dec
[43 empty] | #DIV/0! | 1 | 1 | 1 | 1 | 1 | 1 | 1 | 1 | 1 | 1 | 1 | 1 | bar: Jan to Dec
[43 empty] | #DIV/0! | 1 | 1 | 1 | 1 | 1 | 1 | 1 | 1 | 1 | 1 | 1 | 1 | bar: Jan to Dec
[31 empty] | 1.3248 | 1.2968 | 1.2784 | 1.2836 | 1.2469 | 1.2161 | 1.1821 | 1.1382 | 1.213 | 1.2527 | 1.261 | 1.3146 | #DIV/0! | 0.71897 | 0.7018 | 0.66116 | 0.6729 | 0.64244 | 0.60364 | 0.61876 | 0.55941 | 0.64247 | 0.63129 | 0.70282 | 0.72628
[31 empty] | 1.3248 | 1.2968 | 1.2784 | 1.2836 | 1.2469 | 1.2161 | 1.1821 | 1.1382 | 1.213 | 1.2527 | 1.261 | 1.3146 | #DIV/0! | 0.71897 | 0.7018 | 0.66116 | 0.6729 | 0.64244 | 0.60364 | 0.61876 | 0.55941 | 0.64247 | 0.63129 | 0.70282 | 0.72628
[43 empty] | #DIV/0! | 1 | 1 | 1 | 1 | 1 | 1 | 1 | 1 | 1 | 1 | 1 | 1 | bar: Jan to Dec
[43 empty] | #DIV/0! | 1 | 1 | 1 | 1 | 1 | 1 | 1 | 1 | 1 | 1 | 1 | 1 | bar: Jan to Dec