## 7PSourceSummary
Measure: | Street and Roadway Lighting
Item | Methods & Sources | 7P Updates
Measures Described | Reduced wattage streetlight, photocell control or astrological clock | New measures. Lower LED power and price.
Energy Savings Calculation Basis | Delta watts time hours
Applicable Stock | All street and roadway lighting. Muni and State | Updated stock estimate from several sources including, PNL survey, 2012 Navigant study, and FERC Form 1. Added decorative, and arterial (high mast). Regression analysis for luminaire per person.
Baseline Equipment | HPS or Metal Halide. Various wattages.
Baseline Saturation | About 20% by end of 2015. | Forecast by end of 2015. From survey of municipalities, PNL & Navigant 2012. Portland, Seattle and other finished by end 2015. See sheet SatPen.
Hours of Operation | 4300 hours per year | Updated 2014 from utility data
HVAC Interaction Factors | None
Measures | All SSL fixtures. For NR at time of lamp change or lift truck access. | Expanded to higher wattage and high mast applications
Capital Costs | 2014 municipal data from bids. Then forecast to 2017. | Updated from Seattle, LA, Tacoma, Portland
Periodic Replacement Costs | Two methods used, 1) Utility rate schedule 2)Data from local utilities
Savings Shapes | Streetlight | Rebuilt measure shape based on astrological data, three cites and KEMA shape tool from Joe Lopes
Measure Life | Estimated at 70,000 hours. 16 year life on photocell or astrologic control | Updated 2014. Use Navigant standards model with forecast to 2017. Modest increase in forecast lifetime.
Achievability Ramp Rate | LO Fast for New, LO Medium NR due to large volume of NR | Increased from 6P. Uptake on the increase.

## SC-New
Units Methodology | New streetlights based on population growth and luminaires per 1000 population.
Forecast Version
='[7P Forecasts D1.xlsx]Pop Forecast (Base Case)'!$A$1
| Vintage | New | New
| Measure Bundle | Street and Roadway Lighting-New | Region
| Report Year | 2035
|  |  |  | 1 | 2 | 3 | 4 | 5 | 6 | 7 | 8 | 9 | 10 | 11 | 12 | 13 | 14 | 15 | 16 | 17 | 18 | 19 | 20
UNITS FOR EXISTING STOCK |  | Street and Roadway Lighting-New |  | 2016 | 2017 | 2018 | 2019 | 2020 | 2021 | 2022 | 2023 | 2024 | 2025 | 2026 | 2027 | 2028 | 2029 | 2030 | 2031 | 2032 | 2033 | 2034 | 2035 | TOTAL MAX
|  | Non-Building Stock |  | POP_2016 | POP_2017 | POP_2018 | POP_2019 | POP_2020 | POP_2021 | POP_2022 | POP_2023 | POP_2024 | POP_2025 | POP_2026 | POP_2027 | POP_2028 | POP_2029 | POP_2030 | POP_2031 | POP_2032 | POP_2033 | POP_2034 | POP_2035 | 85%
|  | Population | 13381.124 | 13520.6811 | 13661.8403 | 13803.6914 | 13944.2765 | 14082.8013 | 14218.7156 | 14351.9189 | 14482.4375 | 14610.4211 | 14736.2463 | 14860.3209 | 14983.0789 | 15104.7013 | 15225.1957 | 15344.6249 | 15463.089 | 15580.6884 | 15697.5091 | 15813.6263 | 15929.2545
|  | Incremental Popultation |  | 139.5571 | 141.1592 | 141.8511 | 140.585 | 138.5249 | 135.9142 | 133.2033 | 130.5186 | 127.9836 | 125.8252 | 124.0746 | 122.758 | 121.6224 | 120.4944 | 119.4292 | 118.4642 | 117.5994 | 116.8207 | 116.1172 | 115.6282
Streetlights per 1000 population | 81 | Incremental Streetlights |  | 11304.1235 | 11433.8944 | 11489.9423 | 11387.3874 | 11220.5145 | 11009.0542 | 10789.4713 | 10572.0066 | 10366.6684 | 10191.842 | 10050.0402 | 9943.3964 | 9851.4152 | 9760.0488 | 9673.762 | 9595.597 | 9525.5538 | 9462.4751 | 9405.4932 | 9365.881 | 206398.5673
|  | MAX ANNUAL AVAILABLE |  | 11304.1235 | 11433.8944 | 11489.9423 | 11387.3874 | 11220.5145 | 11009.0542 | 10789.4713 | 10572.0066 | 10366.6684 | 10191.842 | 10050.0402 | 9943.3964 | 9851.4152 | 9760.0488 | 9673.762 | 9595.597 | 9525.5538 | 9462.4751 | 9405.4932 | 9365.881
|  | TOTAL CUMULATIVE MAX |  | 11304.1235 | 22738.0179 | 34227.9602 | 45615.3476 | 56835.8621 | 67844.9164 | 78634.3877 | 89206.3943 | 99573.0627 | 109764.9047 | 119814.9448 | 129758.3412 | 139609.7564 | 149369.8053 | 159043.5672 | 168639.1642 | 178164.718 | 187627.1931 | 197032.6863 | 206398.5673
APPLY MEASURE APPLICABILITY, TURNOVER RATE AND ACHIEVABLE PENETRATION RATE FOR MAX ANNUAL RATE |  |  |  | 2016 | 2017 | 2018 | 2019 | 2020 | 2021 | 2022 | 2023 | 2024 | 2025 | 2026 | 2027 | 2028 | 2029 | 2030 | 2031 | 2032 | 2033 | 2034 | 2035 | SUM
Measure Applicability Factor | Unit Multiplier | Street and Roadway Lighting-New
50% | 54% | Streetlight - HPS 100W - New |  | 3052.1133 | 3087.1515 | 3102.2844 | 3074.5946 | 3029.5389 | 2972.4446 | 2913.1573 | 2854.4418 | 2799.0005 | 2751.7973 | 2713.5108 | 2684.717 | 2659.8821 | 2635.2132 | 2611.9157 | 2590.8112 | 2571.8995 | 2554.8683 | 2539.4832 | 2528.7879 | 55727.6132
50% | 14% | Streetlight - HPS 250W - New |  | 791.2886 | 800.3726 | 804.296 | 797.1171 | 785.436 | 770.6338 | 755.263 | 740.0405 | 725.6668 | 713.4289 | 703.5028 | 696.0377 | 689.5991 | 683.2034 | 677.1633 | 671.6918 | 666.7888 | 662.3733 | 658.3845 | 655.6117 | 14447.8997
50% | 13.1% | Streetlight - MH 200W - New |  | 740.4201 | 748.9201 | 752.5912 | 745.8739 | 734.9437 | 721.0931 | 706.7104 | 692.4664 | 679.0168 | 667.5657 | 658.2776 | 651.2925 | 645.2677 | 639.2832 | 633.6314 | 628.5116 | 623.9238 | 619.7921 | 616.0598 | 613.4652 | 13519.1062
50% | 17.5% | Streetlight - MH 400W - New |  | 989.1108 | 1000.4658 | 1005.37 | 996.3964 | 981.795 | 963.2922 | 944.0787 | 925.0506 | 907.0835 | 891.7862 | 879.3785 | 870.0472 | 861.9988 | 854.0043 | 846.4542 | 839.6147 | 833.486 | 827.9666 | 822.9807 | 819.5146 | 18059.8746
50% | 1.4% | Streetlight - MH 1000W - New |  | 79.1289 | 80.0373 | 80.4296 | 79.7117 | 78.5436 | 77.0634 | 75.5263 | 74.004 | 72.5667 | 71.3429 | 70.3503 | 69.6038 | 68.9599 | 68.3203 | 67.7163 | 67.1692 | 66.6789 | 66.2373 | 65.8385 | 65.5612 | 1444.79
| 100% |  |  | 5652.0617 | 5716.9472 | 5744.9712 | 5693.6937 | 5610.2572 | 5504.5271 | 5394.7357 | 5286.0033 | 5183.3342 | 5095.921 | 5025.0201 | 4971.6982 | 4925.7076 | 4880.0244 | 4836.881 | 4797.7985 | 4762.7769 | 4731.2375 | 4702.7466 | 4682.9405 | 103199.2836 |  | Max Units
NEW LUMINAIRES APPLICABLE & ACHIEVABLE BY YEAR FOR BUNDLE |  | Units |  | 3 | 4 | 5 | 6 | 7 | 8 | 9 | 10 | 11 | 12 | 13 | 14 | 15 | 16 | 17 | 18 | 19 | 20 | 21 | 22
Acheivable and 85% Max Per Year | MEASURE APP WT | Street and Roadway Lighting-New | Achievability => | 61.6% | 76.22% | 86.66% | 93.19% | 96.82% | 98.63% | 99.45% | 99.8% | 99.93% | 99.98% | 99.99% | 100% | 100% | 100% | 100% | 100% | 100% | 100% | 100% | 100% | SUM
| 54% | Streetlight - HPS 100W - New |  | 1597.9845 | 2000.0294 | 2285.2484 | 2435.4491 | 2493.1474 | 2491.9758 | 2462.6808 | 2421.3772 | 2377.4898 | 2338.4985 | 2306.3251 | 2281.9641 | 2260.8875 | 2239.9281 | 2220.1276 | 2202.1893 | 2186.1146 | 2171.638 | 2158.5607 | 2149.4697 | 45081.0857
| 14% | Streetlight - HPS 250W - New |  | 414.2923 | 518.5262 | 592.4718 | 631.4127 | 646.3715 | 646.0678 | 638.4728 | 627.7645 | 616.3862 | 606.2774 | 597.9361 | 591.6203 | 586.156 | 580.7221 | 575.5886 | 570.938 | 566.7704 | 563.0173 | 559.6268 | 557.2699 | 11687.6889
| 13.1% | Streetlight - MH 200W - New |  | 387.6592 | 485.1923 | 554.3843 | 590.8219 | 604.8191 | 604.5349 | 597.4281 | 587.4082 | 576.7614 | 567.3024 | 559.4974 | 553.5876 | 548.4746 | 543.39 | 538.5865 | 534.2348 | 530.3352 | 526.8233 | 523.6508 | 521.4454 | 10936.3374
| 17.5% | Streetlight - MH 400W - New |  | 517.8653 | 648.1577 | 740.5898 | 789.2659 | 807.9644 | 807.5847 | 798.091 | 784.7056 | 770.4828 | 757.8467 | 747.4202 | 739.5254 | 732.695 | 725.9026 | 719.4858 | 713.6725 | 708.4631 | 703.7716 | 699.5336 | 696.5874 | 14609.6111
| 1.4% | Streetlight - MH 1000W - New |  | 41.4292 | 51.8526 | 59.2472 | 63.1413 | 64.6372 | 64.6068 | 63.8473 | 62.7764 | 61.6386 | 60.6277 | 59.7936 | 59.162 | 58.6156 | 58.0722 | 57.5589 | 57.0938 | 56.677 | 56.3017 | 55.9627 | 55.727 | 1168.7689
|  | Sum with 85% max |  | 2959.2305 | 3703.7582 | 4231.9415 | 4510.091 | 4616.9396 | 4614.77 | 4560.52 | 4484.0319 | 4402.7588 | 4330.5528 | 4270.9723 | 4225.8595 | 4186.8288 | 4148.0149 | 4111.3474 | 4078.1284 | 4048.3603 | 4021.5519 | 3997.3346 | 3980.4994 | 83483.492 |  | Max Units 85%
SUPPLY CURVE SAVINGS BY BUNDLE |  |  | New | 3: MWa
| TRC Net Levelized Cost (Net of All Benefits) in mills/kWh |  | 1 | 2016 | 2017 | 2018 | 2019 | 2020 | 2021 | 2022 | 2023 | 2024 | 2025 | 2026 | 2027 | 2028 | 2029 | 2030 | 2031 | 2032 | 2033 | 2034 | 2035 | MAX
Busbar Savings | lvlcost | segment | measure | aMW_2016 | aMW_2017 | aMW_2018 | aMW_2019 | aMW_2020 | aMW_2021 | aMW_2022 | aMW_2023 | aMW_2024 | aMW_2025 | aMW_2026 | aMW_2027 | aMW_2028 | aMW_2029 | aMW_2030 | aMW_2031 | aMW_2032 | aMW_2033 | aMW_2034 | aMW_2035 | MAX
345.4283 | -117.672 | Streetlight - HPS 100W - New |  | 0.063012 | 0.078866 | 0.090113 | 0.096036 | 0.098311 | 0.098265 | 0.09711 | 0.095481 | 0.09375 | 0.092213 | 0.090944 | 0.089983 | 0.089152 | 0.088326 | 0.087545 | 0.086838 | 0.086204 | 0.085633 | 0.085117 | 0.084759 | 1.7777
754.104 | -62.3263 | Streetlight - HPS 250W - New |  | 0.035664 | 0.044637 | 0.051003 | 0.054355 | 0.055643 | 0.055617 | 0.054963 | 0.054041 | 0.053062 | 0.052191 | 0.051473 | 0.05093 | 0.050459 | 0.049991 | 0.04955 | 0.049149 | 0.04879 | 0.048467 | 0.048175 | 0.047973 | 1.0061
462.1928 | -90.463 | Streetlight - MH 200W - New |  | 0.020454 | 0.0256 | 0.02925 | 0.031173 | 0.031911 | 0.031896 | 0.031521 | 0.030993 | 0.030431 | 0.029932 | 0.02952 | 0.029208 | 0.028938 | 0.02867 | 0.028417 | 0.028187 | 0.027981 | 0.027796 | 0.027629 | 0.027512 | 0.57702
1352.522 | -32.722 | Streetlight - MH 400W - New |  | 0.079957 | 0.10007 | 0.11435 | 0.12186 | 0.12475 | 0.12469 | 0.12322 | 0.12116 | 0.11896 | 0.11701 | 0.1154 | 0.11418 | 0.11313 | 0.11208 | 0.11109 | 0.11019 | 0.10938 | 0.10866 | 0.10801 | 0.10755 | 2.2557
3303.4621 | -11.1088 | Streetlight - MH 1000W - New |  | 0.015623 | 0.019554 | 0.022343 | 0.023811 | 0.024375 | 0.024364 | 0.024077 | 0.023673 | 0.023244 | 0.022863 | 0.022549 | 0.02231 | 0.022104 | 0.021899 | 0.021706 | 0.021531 | 0.021373 | 0.021232 | 0.021104 | 0.021015 | 0.44075
| -33.841 | Program Ramp Annual Energy |  | 0.21471 | 0.26873 | 0.30705 | 0.32724 | 0.33499 | 0.33483 | 0.33089 | 0.32534 | 0.31945 | 0.31421 | 0.30989 | 0.30661 | 0.30378 | 0.30096 | 0.2983 | 0.29589 | 0.29373 | 0.29179 | 0.29003 | 0.28881 | 6.0573
RECOMBINE MEASURE BUNDLES INTO SUPPLY CURVE CUMULATIVE
|  |  |  | 2016 | 2017 | 2018 | 2019 | 2020 | 2021 | 2022 | 2023 | 2024 | 2025 | 2026 | 2027 | 2028 | 2029 | 2030 | 2031 | 2032 | 2033 | 2034 | 2035 | MAX
| lvlcost | lvlcost |  | aMW_2016 | aMW_2017 | aMW_2018 | aMW_2019 | aMW_2020 | aMW_2021 | aMW_2022 | aMW_2023 | aMW_2024 | aMW_2025 | aMW_2026 | aMW_2027 | aMW_2028 | aMW_2029 | aMW_2030 | aMW_2031 | aMW_2032 | aMW_2033 | aMW_2034 | aMW_2035 | MAX
Block 1: <= 0 mills/kWh | >=-9999 | <=0 |  | 0.21471 | 0.26873 | 0.30705 | 0.32724 | 0.33499 | 0.33483 | 0.33089 | 0.32534 | 0.31945 | 0.31421 | 0.30989 | 0.30661 | 0.30378 | 0.30096 | 0.2983 | 0.29589 | 0.29373 | 0.29179 | 0.29003 | 0.28881 | 6.0573
Block 2: <= 10 mills/kWh | >0 | <=10 |  | 0.21471 | 0.26873 | 0.30705 | 0.32724 | 0.33499 | 0.33483 | 0.33089 | 0.32534 | 0.31945 | 0.31421 | 0.30989 | 0.30661 | 0.30378 | 0.30096 | 0.2983 | 0.29589 | 0.29373 | 0.29179 | 0.29003 | 0.28881 | 6.0573
Block 3: 10-20 mills/kWh | >10 | <=20 |  | 0.21471 | 0.26873 | 0.30705 | 0.32724 | 0.33499 | 0.33483 | 0.33089 | 0.32534 | 0.31945 | 0.31421 | 0.30989 | 0.30661 | 0.30378 | 0.30096 | 0.2983 | 0.29589 | 0.29373 | 0.29179 | 0.29003 | 0.28881 | 6.0573
Block 4: 20-30 mills/kWh | >20 | <=30 |  | 0.21471 | 0.26873 | 0.30705 | 0.32724 | 0.33499 | 0.33483 | 0.33089 | 0.32534 | 0.31945 | 0.31421 | 0.30989 | 0.30661 | 0.30378 | 0.30096 | 0.2983 | 0.29589 | 0.29373 | 0.29179 | 0.29003 | 0.28881 | 6.0573
Block 5: 30-40 mills/kWh | >30 | <=40 |  | 0.21471 | 0.26873 | 0.30705 | 0.32724 | 0.33499 | 0.33483 | 0.33089 | 0.32534 | 0.31945 | 0.31421 | 0.30989 | 0.30661 | 0.30378 | 0.30096 | 0.2983 | 0.29589 | 0.29373 | 0.29179 | 0.29003 | 0.28881 | 6.0573
Block 6: 40-50 mills/kWh | >40 | <=50 |  | 0.21471 | 0.26873 | 0.30705 | 0.32724 | 0.33499 | 0.33483 | 0.33089 | 0.32534 | 0.31945 | 0.31421 | 0.30989 | 0.30661 | 0.30378 | 0.30096 | 0.2983 | 0.29589 | 0.29373 | 0.29179 | 0.29003 | 0.28881 | 6.0573
Block 7: 50-60 mills/kWh | >50 | <=60 |  | 0.21471 | 0.26873 | 0.30705 | 0.32724 | 0.33499 | 0.33483 | 0.33089 | 0.32534 | 0.31945 | 0.31421 | 0.30989 | 0.30661 | 0.30378 | 0.30096 | 0.2983 | 0.29589 | 0.29373 | 0.29179 | 0.29003 | 0.28881 | 6.0573
Block 8: 60-70 mills/kWh | >60 | <=70 |  | 0.21471 | 0.26873 | 0.30705 | 0.32724 | 0.33499 | 0.33483 | 0.33089 | 0.32534 | 0.31945 | 0.31421 | 0.30989 | 0.30661 | 0.30378 | 0.30096 | 0.2983 | 0.29589 | 0.29373 | 0.29179 | 0.29003 | 0.28881 | 6.0573
Block 9: 70-80 mills/kWh | >70 | <=80 |  | 0.21471 | 0.26873 | 0.30705 | 0.32724 | 0.33499 | 0.33483 | 0.33089 | 0.32534 | 0.31945 | 0.31421 | 0.30989 | 0.30661 | 0.30378 | 0.30096 | 0.2983 | 0.29589 | 0.29373 | 0.29179 | 0.29003 | 0.28881 | 6.0573
Block 10: 80-90 mills/kWh | >80 | <=90 |  | 0.21471 | 0.26873 | 0.30705 | 0.32724 | 0.33499 | 0.33483 | 0.33089 | 0.32534 | 0.31945 | 0.31421 | 0.30989 | 0.30661 | 0.30378 | 0.30096 | 0.2983 | 0.29589 | 0.29373 | 0.29179 | 0.29003 | 0.28881 | 6.0573
Block 11: 90-100 mills/kWh | >90 | <=100 |  | 0.21471 | 0.26873 | 0.30705 | 0.32724 | 0.33499 | 0.33483 | 0.33089 | 0.32534 | 0.31945 | 0.31421 | 0.30989 | 0.30661 | 0.30378 | 0.30096 | 0.2983 | 0.29589 | 0.29373 | 0.29179 | 0.29003 | 0.28881 | 6.0573
Block 12: 100-110 mills/kWh | >100 | <=110 |  | 0.21471 | 0.26873 | 0.30705 | 0.32724 | 0.33499 | 0.33483 | 0.33089 | 0.32534 | 0.31945 | 0.31421 | 0.30989 | 0.30661 | 0.30378 | 0.30096 | 0.2983 | 0.29589 | 0.29373 | 0.29179 | 0.29003 | 0.28881 | 6.0573
Block 13: 110-120 mills/kWh | >110 | <=120 |  | 0.21471 | 0.26873 | 0.30705 | 0.32724 | 0.33499 | 0.33483 | 0.33089 | 0.32534 | 0.31945 | 0.31421 | 0.30989 | 0.30661 | 0.30378 | 0.30096 | 0.2983 | 0.29589 | 0.29373 | 0.29179 | 0.29003 | 0.28881 | 6.0573
Block 14: 120-130 mills/kWh | >120 | <=130 |  | 0.21471 | 0.26873 | 0.30705 | 0.32724 | 0.33499 | 0.33483 | 0.33089 | 0.32534 | 0.31945 | 0.31421 | 0.30989 | 0.30661 | 0.30378 | 0.30096 | 0.2983 | 0.29589 | 0.29373 | 0.29179 | 0.29003 | 0.28881 | 6.0573
Block 15: 130-140 mills/kWh | >130 | <=140 |  | 0.21471 | 0.26873 | 0.30705 | 0.32724 | 0.33499 | 0.33483 | 0.33089 | 0.32534 | 0.31945 | 0.31421 | 0.30989 | 0.30661 | 0.30378 | 0.30096 | 0.2983 | 0.29589 | 0.29373 | 0.29179 | 0.29003 | 0.28881 | 6.0573
Block 16: 140-150 mills/kWh | >140 | <=150 |  | 0.21471 | 0.26873 | 0.30705 | 0.32724 | 0.33499 | 0.33483 | 0.33089 | 0.32534 | 0.31945 | 0.31421 | 0.30989 | 0.30661 | 0.30378 | 0.30096 | 0.2983 | 0.29589 | 0.29373 | 0.29179 | 0.29003 | 0.28881 | 6.0573
Block 17: 150-160 mills/kWh | >150 | <=160 |  | 0.21471 | 0.26873 | 0.30705 | 0.32724 | 0.33499 | 0.33483 | 0.33089 | 0.32534 | 0.31945 | 0.31421 | 0.30989 | 0.30661 | 0.30378 | 0.30096 | 0.2983 | 0.29589 | 0.29373 | 0.29179 | 0.29003 | 0.28881 | 6.0573
Block 18: 160-170 mills/kWh | >160 | <=170 |  | 0.21471 | 0.26873 | 0.30705 | 0.32724 | 0.33499 | 0.33483 | 0.33089 | 0.32534 | 0.31945 | 0.31421 | 0.30989 | 0.30661 | 0.30378 | 0.30096 | 0.2983 | 0.29589 | 0.29373 | 0.29179 | 0.29003 | 0.28881 | 6.0573
Block 19: 170-180 mills/kWh | >170 | <=180 |  | 0.21471 | 0.26873 | 0.30705 | 0.32724 | 0.33499 | 0.33483 | 0.33089 | 0.32534 | 0.31945 | 0.31421 | 0.30989 | 0.30661 | 0.30378 | 0.30096 | 0.2983 | 0.29589 | 0.29373 | 0.29179 | 0.29003 | 0.28881 | 6.0573
Block 20: 180-190 mills/kWh | >180 | <=190 |  | 0.21471 | 0.26873 | 0.30705 | 0.32724 | 0.33499 | 0.33483 | 0.33089 | 0.32534 | 0.31945 | 0.31421 | 0.30989 | 0.30661 | 0.30378 | 0.30096 | 0.2983 | 0.29589 | 0.29373 | 0.29179 | 0.29003 | 0.28881 | 6.0573
Block 21: 190-200 mills/kWh | >190 | <=200 |  | 0.21471 | 0.26873 | 0.30705 | 0.32724 | 0.33499 | 0.33483 | 0.33089 | 0.32534 | 0.31945 | 0.31421 | 0.30989 | 0.30661 | 0.30378 | 0.30096 | 0.2983 | 0.29589 | 0.29373 | 0.29179 | 0.29003 | 0.28881 | 6.0573
Block 22: 200-210 mills/kWh | >200 | <=210 |  | 0.21471 | 0.26873 | 0.30705 | 0.32724 | 0.33499 | 0.33483 | 0.33089 | 0.32534 | 0.31945 | 0.31421 | 0.30989 | 0.30661 | 0.30378 | 0.30096 | 0.2983 | 0.29589 | 0.29373 | 0.29179 | 0.29003 | 0.28881 | 6.0573
Block 23: 210-220 mills/kWh | >210 | <=220 |  | 0.21471 | 0.26873 | 0.30705 | 0.32724 | 0.33499 | 0.33483 | 0.33089 | 0.32534 | 0.31945 | 0.31421 | 0.30989 | 0.30661 | 0.30378 | 0.30096 | 0.2983 | 0.29589 | 0.29373 | 0.29179 | 0.29003 | 0.28881 | 6.0573
Block 24: 220-230 mills/kWh | >220 | <=230 |  | 0.21471 | 0.26873 | 0.30705 | 0.32724 | 0.33499 | 0.33483 | 0.33089 | 0.32534 | 0.31945 | 0.31421 | 0.30989 | 0.30661 | 0.30378 | 0.30096 | 0.2983 | 0.29589 | 0.29373 | 0.29179 | 0.29003 | 0.28881 | 6.0573
Block 25: 230-240 mills/kWh | >230 | <=240 |  | 0.21471 | 0.26873 | 0.30705 | 0.32724 | 0.33499 | 0.33483 | 0.33089 | 0.32534 | 0.31945 | 0.31421 | 0.30989 | 0.30661 | 0.30378 | 0.30096 | 0.2983 | 0.29589 | 0.29373 | 0.29179 | 0.29003 | 0.28881 | 6.0573
Block 26: 240-250 mills/kWh | >240 | <=250 |  | 0.21471 | 0.26873 | 0.30705 | 0.32724 | 0.33499 | 0.33483 | 0.33089 | 0.32534 | 0.31945 | 0.31421 | 0.30989 | 0.30661 | 0.30378 | 0.30096 | 0.2983 | 0.29589 | 0.29373 | 0.29179 | 0.29003 | 0.28881 | 6.0573
Block 27: 250-260 mills/kWh | >250 | <=260 |  | 0.21471 | 0.26873 | 0.30705 | 0.32724 | 0.33499 | 0.33483 | 0.33089 | 0.32534 | 0.31945 | 0.31421 | 0.30989 | 0.30661 | 0.30378 | 0.30096 | 0.2983 | 0.29589 | 0.29373 | 0.29179 | 0.29003 | 0.28881 | 6.0573
Block 28: 260-270 mills/kWh | >260 | <=270 |  | 0.21471 | 0.26873 | 0.30705 | 0.32724 | 0.33499 | 0.33483 | 0.33089 | 0.32534 | 0.31945 | 0.31421 | 0.30989 | 0.30661 | 0.30378 | 0.30096 | 0.2983 | 0.29589 | 0.29373 | 0.29179 | 0.29003 | 0.28881 | 6.0573
Block 29: 270-280 mills/kWh | >270 | <=280 |  | 0.21471 | 0.26873 | 0.30705 | 0.32724 | 0.33499 | 0.33483 | 0.33089 | 0.32534 | 0.31945 | 0.31421 | 0.30989 | 0.30661 | 0.30378 | 0.30096 | 0.2983 | 0.29589 | 0.29373 | 0.29179 | 0.29003 | 0.28881 | 6.0573
Block 30: 280-290 mills/kWh | >280 | <=290 |  | 0.21471 | 0.26873 | 0.30705 | 0.32724 | 0.33499 | 0.33483 | 0.33089 | 0.32534 | 0.31945 | 0.31421 | 0.30989 | 0.30661 | 0.30378 | 0.30096 | 0.2983 | 0.29589 | 0.29373 | 0.29179 | 0.29003 | 0.28881 | 6.0573
Block 31: 290-300 mills/kWh | >290 | <=300 |  | 0.21471 | 0.26873 | 0.30705 | 0.32724 | 0.33499 | 0.33483 | 0.33089 | 0.32534 | 0.31945 | 0.31421 | 0.30989 | 0.30661 | 0.30378 | 0.30096 | 0.2983 | 0.29589 | 0.29373 | 0.29179 | 0.29003 | 0.28881 | 6.0573
Block 32: >300 mills/kWh | >300 | <=999 |  | 0.21471 | 0.26873 | 0.30705 | 0.32724 | 0.33499 | 0.33483 | 0.33089 | 0.32534 | 0.31945 | 0.31421 | 0.30989 | 0.30661 | 0.30378 | 0.30096 | 0.2983 | 0.29589 | 0.29373 | 0.29179 | 0.29003 | 0.28881 | 6.0573
RECOMBINE MEASURE BUNDLES INTO SUPPLY CURVE INREMENETAL
|  | SC_New |  | 2016 | 2017 | 2018 | 2019 | 2020 | 2021 | 2022 | 2023 | 2024 | 2025 | 2026 | 2027 | 2028 | 2029 | 2030 | 2031 | 2032 | 2033 | 2034 | 2035 | Max
|  | 2035 |  | aMW_2016 | aMW_2017 | aMW_2018 | aMW_2019 | aMW_2020 | aMW_2021 | aMW_2022 | aMW_2023 | aMW_2024 | aMW_2025 | aMW_2026 | aMW_2027 | aMW_2028 | aMW_2029 | aMW_2030 | aMW_2031 | aMW_2032 | aMW_2033 | aMW_2034 | aMW_2035 | Max
|  | Block 1: <= 0 mills/kWh |  | 0.21471 | 0.26873 | 0.30705 | 0.32724 | 0.33499 | 0.33483 | 0.33089 | 0.32534 | 0.31945 | 0.31421 | 0.30989 | 0.30661 | 0.30378 | 0.30096 | 0.2983 | 0.29589 | 0.29373 | 0.29179 | 0.29003 | 0.28881 | 6.0573
|  | Block 2: <= 10 mills/kWh |  | 0 | 0 | 0 | 0 | 0 | 0 | 0 | 0 | 0 | 0 | 0 | 0 | 0 | 0 | 0 | 0 | 0 | 0 | 0 | 0 | 0
|  | Block 3: 10-20 mills/kWh |  | 0 | 0 | 0 | 0 | 0 | 0 | 0 | 0 | 0 | 0 | 0 | 0 | 0 | 0 | 0 | 0 | 0 | 0 | 0 | 0 | 0
|  | Block 4: 20-30 mills/kWh |  | 0 | 0 | 0 | 0 | 0 | 0 | 0 | 0 | 0 | 0 | 0 | 0 | 0 | 0 | 0 | 0 | 0 | 0 | 0 | 0 | 0
|  | Block 5: 30-40 mills/kWh |  | 0 | 0 | 0 | 0 | 0 | 0 | 0 | 0 | 0 | 0 | 0 | 0 | 0 | 0 | 0 | 0 | 0 | 0 | 0 | 0 | 0
|  | Block 6: 40-50 mills/kWh |  | 0 | 0 | 0 | 0 | 0 | 0 | 0 | 0 | 0 | 0 | 0 | 0 | 0 | 0 | 0 | 0 | 0 | 0 | 0 | 0 | 0
|  | Block 7: 50-60 mills/kWh |  | 0 | 0 | 0 | 0 | 0 | 0 | 0 | 0 | 0 | 0 | 0 | 0 | 0 | 0 | 0 | 0 | 0 | 0 | 0 | 0 | 0
|  | Block 8: 60-70 mills/kWh |  | 0 | 0 | 0 | 0 | 0 | 0 | 0 | 0 | 0 | 0 | 0 | 0 | 0 | 0 | 0 | 0 | 0 | 0 | 0 | 0 | 0
|  | Block 9: 70-80 mills/kWh |  | 0 | 0 | 0 | 0 | 0 | 0 | 0 | 0 | 0 | 0 | 0 | 0 | 0 | 0 | 0 | 0 | 0 | 0 | 0 | 0 | 0
|  | Block 10: 80-90 mills/kWh |  | 0 | 0 | 0 | 0 | 0 | 0 | 0 | 0 | 0 | 0 | 0 | 0 | 0 | 0 | 0 | 0 | 0 | 0 | 0 | 0 | 0
|  | Block 11: 90-100 mills/kWh |  | 0 | 0 | 0 | 0 | 0 | 0 | 0 | 0 | 0 | 0 | 0 | 0 | 0 | 0 | 0 | 0 | 0 | 0 | 0 | 0 | 0
|  | Block 12: 100-110 mills/kWh |  | 0 | 0 | 0 | 0 | 0 | 0 | 0 | 0 | 0 | 0 | 0 | 0 | 0 | 0 | 0 | 0 | 0 | 0 | 0 | 0 | 0
|  | Block 13: 110-120 mills/kWh |  | 0 | 0 | 0 | 0 | 0 | 0 | 0 | 0 | 0 | 0 | 0 | 0 | 0 | 0 | 0 | 0 | 0 | 0 | 0 | 0 | 0
|  | Block 14: 120-130 mills/kWh |  | 0 | 0 | 0 | 0 | 0 | 0 | 0 | 0 | 0 | 0 | 0 | 0 | 0 | 0 | 0 | 0 | 0 | 0 | 0 | 0 | 0
|  | Block 15: 130-140 mills/kWh |  | 0 | 0 | 0 | 0 | 0 | 0 | 0 | 0 | 0 | 0 | 0 | 0 | 0 | 0 | 0 | 0 | 0 | 0 | 0 | 0 | 0
|  | Block 16: 140-150 mills/kWh |  | 0 | 0 | 0 | 0 | 0 | 0 | 0 | 0 | 0 | 0 | 0 | 0 | 0 | 0 | 0 | 0 | 0 | 0 | 0 | 0 | 0
|  | Block 17: 150-160 mills/kWh |  | 0 | 0 | 0 | 0 | 0 | 0 | 0 | 0 | 0 | 0 | 0 | 0 | 0 | 0 | 0 | 0 | 0 | 0 | 0 | 0 | 0
|  | Block 18: 160-170 mills/kWh |  | 0 | 0 | 0 | 0 | 0 | 0 | 0 | 0 | 0 | 0 | 0 | 0 | 0 | 0 | 0 | 0 | 0 | 0 | 0 | 0 | 0
|  | Block 19: 170-180 mills/kWh |  | 0 | 0 | 0 | 0 | 0 | 0 | 0 | 0 | 0 | 0 | 0 | 0 | 0 | 0 | 0 | 0 | 0 | 0 | 0 | 0 | 0
|  | Block 20: 180-190 mills/kWh |  | 0 | 0 | 0 | 0 | 0 | 0 | 0 | 0 | 0 | 0 | 0 | 0 | 0 | 0 | 0 | 0 | 0 | 0 | 0 | 0 | 0
|  | Block 21: 190-200 mills/kWh |  | 0 | 0 | 0 | 0 | 0 | 0 | 0 | 0 | 0 | 0 | 0 | 0 | 0 | 0 | 0 | 0 | 0 | 0 | 0 | 0 | 0
|  | Block 22: 200-210 mills/kWh |  | 0 | 0 | 0 | 0 | 0 | 0 | 0 | 0 | 0 | 0 | 0 | 0 | 0 | 0 | 0 | 0 | 0 | 0 | 0 | 0 | 0
|  | Block 23: 210-220 mills/kWh |  | 0 | 0 | 0 | 0 | 0 | 0 | 0 | 0 | 0 | 0 | 0 | 0 | 0 | 0 | 0 | 0 | 0 | 0 | 0 | 0 | 0
|  | Block 24: 220-230 mills/kWh |  | 0 | 0 | 0 | 0 | 0 | 0 | 0 | 0 | 0 | 0 | 0 | 0 | 0 | 0 | 0 | 0 | 0 | 0 | 0 | 0 | 0
|  | Block 25: 230-240 mills/kWh |  | 0 | 0 | 0 | 0 | 0 | 0 | 0 | 0 | 0 | 0 | 0 | 0 | 0 | 0 | 0 | 0 | 0 | 0 | 0 | 0 | 0
|  | Block 26: 240-250 mills/kWh |  | 0 | 0 | 0 | 0 | 0 | 0 | 0 | 0 | 0 | 0 | 0 | 0 | 0 | 0 | 0 | 0 | 0 | 0 | 0 | 0 | 0
|  | Block 27: 250-260 mills/kWh |  | 0 | 0 | 0 | 0 | 0 | 0 | 0 | 0 | 0 | 0 | 0 | 0 | 0 | 0 | 0 | 0 | 0 | 0 | 0 | 0 | 0
|  | Block 28: 260-270 mills/kWh |  | 0 | 0 | 0 | 0 | 0 | 0 | 0 | 0 | 0 | 0 | 0 | 0 | 0 | 0 | 0 | 0 | 0 | 0 | 0 | 0 | 0
|  | Block 29: 270-280 mills/kWh |  | 0 | 0 | 0 | 0 | 0 | 0 | 0 | 0 | 0 | 0 | 0 | 0 | 0 | 0 | 0 | 0 | 0 | 0 | 0 | 0 | 0
|  | Block 30: 280-290 mills/kWh |  | 0 | 0 | 0 | 0 | 0 | 0 | 0 | 0 | 0 | 0 | 0 | 0 | 0 | 0 | 0 | 0 | 0 | 0 | 0 | 0 | 0
|  | Block 31: 290-300 mills/kWh |  | 0 | 0 | 0 | 0 | 0 | 0 | 0 | 0 | 0 | 0 | 0 | 0 | 0 | 0 | 0 | 0 | 0 | 0 | 0 | 0 | 0
|  | Block 32: >300 mills/kWh |  | 0 | 0 | 0 | 0 | 0 | 0 | 0 | 0 | 0 | 0 | 0 | 0 | 0 | 0 | 0 | 0 | 0 | 0 | 0 | 0 | 0
|  | Total per Year | 0 | 0.21471 | 0.26873 | 0.30705 | 0.32724 | 0.33499 | 0.33483 | 0.33089 | 0.32534 | 0.31945 | 0.31421 | 0.30989 | 0.30661 | 0.30378 | 0.30096 | 0.2983 | 0.29589 | 0.29373 | 0.29179 | 0.29003 | 0.28881
|  | Total Cumulative | 0 | 0.21471 | 0.48344 | 0.7905 | 1.1177 | 1.4527 | 1.7875 | 2.1184 | 2.4438 | 2.7632 | 3.0774 | 3.3873 | 3.6939 | 3.9977 | 4.2987 | 4.597 | 4.8929 | 5.1866 | 5.4784 | 5.7684 | 6.0573 | 6.0573
# UNITS RESIDUAL & AVAILABLE TO NR/RETROFIT POOL |  | Luminaires
Life Offset | 5 |  |  | 2016 | 2017 | 2018 | 2019 | 2020 | 2021 | 2022 | 2023 | 2024 | 2025 | 2026 | 2027 | 2028 | 2029 | 2030 | 2031 | 2032 | 2033 | 2034 | 2035 | Max
|  | Residual from Ramp Rate |  | 2692.8312 | 2013.189 | 1513.0296 | 1183.6027 | 993.3176 | 889.7571 | 834.2156 | 801.9714 | 780.5754 | 765.3682 | 754.0478 | 745.8387 | 738.8788 | 732.0095 | 725.5336 | 719.6701 | 714.4166 | 709.6856 | 705.412 | 702.4411 | 19715.7917 | Available Residuals (do-overs)
0
|  | Max Annual Carryover to SC-NR |  | 2692.8312 | 2013.189 | 1513.0296 | 1183.6027 | 993.3176 | 889.7571 | 834.2156 | 801.9714 | 780.5754 | 765.3682 | 754.0478 | 745.8387 | 738.8788 | 732.0095 | 725.5336 | 719.6701 | 714.4166 | 709.6856 | 705.412 | 702.4411 | 19715.7917
CHECK
|  | Residual |  | 2692.8312 | 2013.189 | 1513.0296 | 1183.6027 | 993.3176 | 889.7571 | 834.2156 | 801.9714 | 780.5754 | 765.3682 | 754.0478 | 745.8387 | 738.8788 | 732.0095 | 725.5336 | 719.6701 | 714.4166 | 709.6856 | 705.412 | 702.4411 | 19715.7917
|  | Achiev plus Residual |  | 5652.0617 | 5716.9472 | 5744.9712 | 5693.6937 | 5610.2572 | 5504.5271 | 5394.7357 | 5286.0033 | 5183.3342 | 5095.921 | 5025.0201 | 4971.6982 | 4925.7076 | 4880.0244 | 4836.881 | 4797.7985 | 4762.7769 | 4731.2375 | 4702.7466 | 4682.9405 | 103199.2836 | Total Units
|  | Diff between ACH plus Resid and Total |  | 0 | 0 | 0 | 0 | 0 | 0 | 0 | 0 | 0 | 0 | 0 | 0 | 0 | 0 | 0 | 0 | 0 | 0 | 0 | 0
|  | 85% per year check |  | 4804.2525 | 4859.4051 | 4883.2255 | 4839.6397 | 4768.7186 | 4678.8481 | 4585.5253 | 4493.1028 | 4405.8341 | 4331.5329 | 4271.2671 | 4225.9435 | 4186.8515 | 4148.0208 | 4111.3488 | 4078.1287 | 4048.3604 | 4021.5519 | 3997.3346 | 3980.4994 | 87719.3911 | Max Units
[24 empty] | 103199.2836 | Total Opportuntiies over 20 years

## SC-NR
Units Methodology | Methodology: For the Natural Replacement case start with 2016 Stock of luminaires. Add the New stock not addressed by the New measures. Then apply natural turnover rate for outdoor lighting systems based on relamp life. Also apply the achievable penetration rate by year and the measure applicability factor. Achievable penetration includes technology phase in. The applicability factor represents the portion of the avialable stock that the measure applys to which is 100 percent minus the baseline fraction that is doing the measure absent program. The product is the annual available luminaires by type. Luminaires times savings per luminaire for MWa potential avialble by year for each type. Turnover Rate, Achievable Penetration Rrate and Applicability Factor are looked up from ComMaster. Savings available for the retrofit measure apply only to the non-NR residual luminiares at the 20th year.
Forecast Version
='[7P Forecasts D1.xlsx]Pop Forecast (Base Case)'!$A$1
| Vintage | NR | Existing
| Measure Bundle | Street and Roadway Lighting-NR | Region
| Report Year | 2035
|  |  |  | 1 | 2 | 3 | 4 | 5 | 6 | 7 | 8 | 9 | 10 | 11 | 12 | 13 | 14 | 15 | 16 | 17 | 18 | 19 | 20
# UNITS FOR EXISTING STOCK |  | Street and Roadway Lighting-NR |  | 2016 | 2017 | 2018 | 2019 | 2020 | 2021 | 2022 | 2023 | 2024 | 2025 | 2026 | 2027 | 2028 | 2029 | 2030 | 2031 | 2032 | 2033 | 2034 | 2035 | TOTAL
|  | Non-Building Stock |  | POP_2016 | POP_2017 | POP_2018 | POP_2019 | POP_2020 | POP_2021 | POP_2022 | POP_2023 | POP_2024 | POP_2025 | POP_2026 | POP_2027 | POP_2028 | POP_2029 | POP_2030 | POP_2031 | POP_2032 | POP_2033 | POP_2034 | POP_2035 | TOTAL
|  | UNITS | Luminaires Remaining | 780000 | 780000 | 780000 | 780000 | 780000 | 780000 | 780000 | 780000 | 780000 | 780000 | 780000 | 780000 | 780000 | 780000 | 780000 | 780000 | 780000 | 780000 | 780000 | 780000 | 780000
# UNITS CARRYOVER FROM UNTREATED NEW STOCK |  |  |  | 1 | 2 | 3 | 4 | 5 | 6 | 7 | 8 | 9 | 10 | 11 | 12 | 13 | 14 | 15 | 16 | 17 | 18 | 19 | 20 | TOTAL
Life Offset | 5 | UNITS | Luminaires Remaining | 0 | 0 | 0 | 0 | 0 | 2692.8312 | 2013.189 | 1513.0296 | 1183.6027 | 993.3176 | 889.7571 | 834.2156 | 801.9714 | 780.5754 | 765.3682 | 754.0478 | 745.8387 | 738.8788 | 732.0095 | 725.5336 | 16164.1662
85%
# UNITS TOTAL FOR NR POOL |  |  |  | 2016 | 2017 | 2018 | 2019 | 2020 | 2021 | 2022 | 2023 | 2024 | 2025 | 2026 | 2027 | 2028 | 2029 | 2030 | 2031 | 2032 | 2033 | 2034 | 2035 | TOTAL | TOTAL MAX
|  | Annual Pool |  | 780000 | 780000 | 780000 | 780000 | 780000 | 782692.8312 | 782013.189 | 781513.0296 | 781183.6027 | 780993.3176 | 780889.7571 | 780834.2156 | 780801.9714 | 780780.5754 | 780765.3682 | 780754.0478 | 780745.8387 | 780738.8788 | 780732.0095 | 780725.5336
|  | Total Pool (Max) |  | 780000 | 780000 | 780000 | 780000 | 780000 | 782692.8312 | 784706.0202 | 786219.0498 | 787402.6526 | 788395.9702 | 789285.7273 | 790119.943 | 790921.9144 | 791702.4897 | 792467.8579 | 793221.9057 | 793967.7444 | 794706.6232 | 795438.6327 | 796164.1662 | 796164.1662 | 676739.5413
APPLY MEASURE APPLICABILITY, SATURATION TURNOVER RATE FOR MAX ANNUAL # UNITS |  |  | Existing Stock
Applicability | Saturation | Turnover Rate | Street and Roadway Lighting-NR | 2016 | 2017 | 2018 | 2019 | 2020 | 2021 | 2022 | 2023 | 2024 | 2025 | 2026 | 2027 | 2028 | 2029 | 2030 | 2031 | 2032 | 2033 | 2034 | 2035 | TOTAL | TOTAL MAX
100% | 54% | 20% | Streetlight - HPS 100W - NR | 84240 | 84240 | 84240 | 84240 | 84240 | 84240 | 84240 | 84240 | 84240 | 84240 | 84240 | 84240 | 84240 | 84240 | 84240 | 84240 | 84240 | 84240 | 84240 | 84240 | 421200 | 358020
100% | 13.1% | 20% | Streetlight - MH 200W - NR | 20436 | 20436 | 20436 | 20436 | 20436 | 20436 | 20436 | 20436 | 20436 | 20436 | 20436 | 20436 | 20436 | 20436 | 20436 | 20436 | 20436 | 20436 | 20436 | 20436 | 102180 | 86853
100% | 14% | 20% | Streetlight - HPS 250W - NR | 21840 | 21840 | 21840 | 21840 | 21840 | 21840 | 21840 | 21840 | 21840 | 21840 | 21840 | 21840 | 21840 | 21840 | 21840 | 21840 | 21840 | 21840 | 21840 | 21840 | 109200 | 92820
100% | 17.5% | 25% | Streetlight - MH 400W - NR | 34125 | 34125 | 34125 | 34125 | 34125 | 34125 | 34125 | 34125 | 34125 | 34125 | 34125 | 34125 | 34125 | 34125 | 34125 | 34125 | 34125 | 34125 | 34125 | 34125 | 136500 | 116025
100% | 1.4% | 25% | Streetlight - MH 1000W - NR | 2730 | 2730 | 2730 | 2730 | 2730 | 2730 | 2730 | 2730 | 2730 | 2730 | 2730 | 2730 | 2730 | 2730 | 2730 | 2730 | 2730 | 2730 | 2730 | 2730 | 10920 | 9282
|  |  | Annual Max | 163371 | 163371 | 163371 | 163371 | 163371 | 163371 | 163371 | 163371 | 163371 | 163371 | 163371 | 163371 | 163371 | 163371 | 163371 | 163371 | 163371 | 163371 | 163371 | 163371 | 780000 | 663000
APPLY MEASURE APPLICABILITY, SATURATION TURNOVER RATE FOR MAX ANNUAL # UNITS |  |  | Carryover from Untreated New
Applicability | Saturation | Turnover Rate | Street and Roadway Lighting-NR | 2016 | 2017 | 2018 | 2019 | 2020 | 2021 | 2022 | 2023 | 2024 | 2025 | 2026 | 2027 | 2028 | 2029 | 2030 | 2031 | 2032 | 2033 | 2034 | 2035 | TOTAL | TOTAL MAX
100% | 54% | 20% | Streetlight - HPS 100W - NR | 0 | 0 | 0 | 0 | 0 | 290.8258 | 217.4244 | 163.4072 | 127.8291 | 107.2783 | 96.0938 | 90.0953 | 86.6129 | 84.3021 | 82.6598 | 81.4372 | 80.5506 | 79.7989 | 79.057 | 78.3576 | 8728.6498 | 7419.3523
100% | 13.1% | 20% | Streetlight - MH 200W - NR | 0 | 0 | 0 | 0 | 0 | 70.5522 | 52.7456 | 39.6414 | 31.0104 | 26.0249 | 23.3116 | 21.8564 | 21.0117 | 20.4511 | 20.0526 | 19.7561 | 19.541 | 19.3586 | 19.1786 | 19.009 | 2117.5058 | 1799.8799
100% | 14% | 20% | Streetlight - HPS 250W - NR | 0 | 0 | 0 | 0 | 0 | 75.3993 | 56.3693 | 42.3648 | 33.1409 | 27.8129 | 24.9132 | 23.358 | 22.4552 | 21.8561 | 21.4303 | 21.1133 | 20.8835 | 20.6886 | 20.4963 | 20.3149 | 2262.9833 | 1923.5358
100% | 17.5% | 25% | Streetlight - MH 400W - NR | 0 | 0 | 0 | 0 | 0 | 117.8114 | 88.077 | 66.195 | 51.7826 | 43.4576 | 38.9269 | 36.4969 | 35.0862 | 34.1502 | 33.4849 | 32.9896 | 32.6304 | 32.3259 | 32.0254 | 31.7421 | 2828.7291 | 2404.4197
100% | 1.4% | 25% | Streetlight - MH 1000W - NR | 0 | 0 | 0 | 0 | 0 | 9.4249 | 7.0462 | 5.2956 | 4.1426 | 3.4766 | 3.1142 | 2.9198 | 2.8069 | 2.732 | 2.6788 | 2.6392 | 2.6104 | 2.5861 | 2.562 | 2.5394 | 226.2983 | 192.3536
0
|  |  | Annual Max | 0 | 0 | 0 | 0 | 0 | 564.0135 | 421.6624 | 316.9041 | 247.9056 | 208.0504 | 186.3596 | 174.7265 | 167.9729 | 163.4915 | 160.3064 | 157.9353 | 156.2159 | 154.7582 | 153.3194 | 151.963 | 0 | 13739.5413
Achievability =>
INCREMENTAL ACHIEVABILITY |  |  | Street and Roadway Lighting-NR | 61.6% | 76.22% | 86.66% | 93.19% | 96.82% | 98.63% | 99.45% | 99.8% | 99.93% | 99.98% | 99.99% | 100% | 100% | 100% | 100% | 100% | 100% | 100% | 100% | 100%
Acheivable and 85% Max Per Year |  |  | Streetlight - HPS 100W - NR | 44105.2467 | 54575.3847 | 62054.0546 | 66728.2234 | 69324.9838 | 70867.1804 | 71397.3398 | 71598.0579 | 71662.6 | 71678.9653 | 71680.7328 | 71679.1568 | 71677.2327 | 71675.5563 | 71674.2361 | 71673.2158 | 71672.4667 | 71671.8288 | 71671.1984 | 71670.604
|  |  | Streetlight - MH 200W - NR | 10699.6062 | 13239.5841 | 15053.854 | 16187.7727 | 16817.7275 | 17191.853 | 17320.4658 | 17369.1585 | 17384.8159 | 17388.786 | 17389.2148 | 17388.8325 | 17388.3657 | 17387.959 | 17387.6387 | 17387.3912 | 17387.2095 | 17387.0548 | 17386.9018 | 17386.7576
|  |  | Streetlight - HPS 250W - NR | 11434.6936 | 14149.1738 | 16088.0882 | 17299.9098 | 17973.1439 | 18372.9727 | 18510.4214 | 18562.4594 | 18579.1926 | 18583.4354 | 18583.8937 | 18583.4851 | 18582.9863 | 18582.5516 | 18582.2093 | 18581.9448 | 18581.7506 | 18581.5852 | 18581.4218 | 18581.2677
|  |  | Streetlight - MH 400W - NR | 17866.7087 | 22108.0841 | 25137.6379 | 27031.109 | 28083.0374 | 28707.7698 | 28922.5335 | 29003.8429 | 29029.9884 | 29036.6179 | 29037.3339 | 29036.6955 | 29035.916 | 29035.2369 | 29034.7021 | 29034.2888 | 29033.9853 | 29033.7269 | 29033.4716 | 29033.2308
|  |  | Streetlight - MH 1000W - NR | 1429.3367 | 1768.6467 | 2011.011 | 2162.4887 | 2246.643 | 2296.6216 | 2313.8027 | 2320.3074 | 2322.3991 | 2322.9294 | 2322.9867 | 2322.9356 | 2322.8733 | 2322.819 | 2322.7762 | 2322.7431 | 2322.7188 | 2322.6982 | 2322.6777 | 2322.6585
|  |  | Program Max | 85535.5919 | 105840.8733 | 120344.6458 | 129409.5036 | 134445.5357 | 137436.3975 | 138464.5631 | 138853.8261 | 138978.996 | 139010.734 | 139014.1619 | 139011.1054 | 139007.3741 | 139004.1229 | 139001.5624 | 138999.5837 | 138998.131 | 138996.8939 | 138995.6714 | 138994.5185
CUMULATIVE ADOPTION |  |  | Street and Roadway Lighting-NR | 1 | 2 | 3 | 4 | 5 | 6 | 7 | 8 | 9 | 10 | 11 | 12 | 13 | 14 | 15 | 16 | 17 | 18 | 19 | 20
Acheivable and 85% Max Per Year |  |  | Streetlight - HPS 100W - NR | 44105.2467 | 98680.6314 | 160734.6861 | 227462.9094 | 296787.8932 | 367655.0736 | 439052.4134 | 510650.4712 | 582313.0713 | 653992.0365 | 725672.7693 | 797351.9261 | 869029.1588 | 940704.7152 | 1012378.9512 | 1084052.167 | 1155724.6337 | 1227396.4625 | 1299067.6609 | 1370738.2649
|  |  | Streetlight - MH 200W - NR | 10699.6062 | 23939.1902 | 38993.0442 | 55180.8169 | 71998.5445 | 89190.3975 | 106510.8632 | 123880.0217 | 141264.8377 | 158653.6237 | 176042.8385 | 193431.671 | 210820.0367 | 228207.9957 | 245595.6345 | 262983.0257 | 280370.2352 | 297757.29 | 315144.1918 | 332530.9494
|  |  | Streetlight - HPS 250W - NR | 11434.6936 | 25583.8674 | 41671.9556 | 58971.8654 | 76945.0094 | 95317.9821 | 113828.4035 | 132390.8629 | 150970.0555 | 169553.4909 | 188137.3846 | 206720.8697 | 225303.856 | 243886.4076 | 262468.617 | 281050.5618 | 299632.3124 | 318213.8977 | 336795.3195 | 355376.5872
|  |  | Streetlight - MH 400W - NR | 17866.7087 | 39974.7928 | 65112.4307 | 92143.5397 | 120226.5771 | 148934.347 | 177856.8804 | 206860.7233 | 235890.7117 | 264927.3296 | 293964.6635 | 323001.359 | 352037.275 | 381072.5119 | 410107.214 | 439141.5028 | 468175.4882 | 497209.2151 | 526242.6867 | 555275.9175
|  |  | Streetlight - MH 1000W - NR | 1429.3367 | 3197.9834 | 5208.9945 | 7371.4832 | 9618.1262 | 11914.7478 | 14228.5504 | 16548.8579 | 18871.2569 | 21194.1864 | 23517.1731 | 25840.1087 | 28162.982 | 30485.801 | 32808.5771 | 35131.3202 | 37454.0391 | 39776.7372 | 42099.4149 | 44422.0734
|  |  | Program Max | 85535.5919 | 191376.4653 | 311721.1111 | 441130.6147 | 575576.1503 | 713012.5479 | 851477.111 | 990330.9371 | 1129309.9331 | 1268320.6671 | 1407334.829 | 1546345.9345 | 1685353.3085 | 1824357.4314 | 1963358.9939 | 2102358.5776 | 2241356.7086 | 2380353.6025 | 2519349.2739 | 2658343.7924
SUPPLY CURVE SAVINGS BY BUNDLE |  |  | NR | 1: aMW
kWh per Luminaire | TRC Net Levelized Cost (Net of All Benefits) in mills/kWh |  | 1 | 2016 | 2017 | 2018 | 2019 | 2020 | 2021 | 2022 | 2023 | 2024 | 2025 | 2026 | 2027 | 2028 | 2029 | 2030 | 2031 | 2032 | 2033 | 2034 | 2035
Busbar Savings | lvlcost | segment | measure | aMW_2016 | aMW_2017 | aMW_2018 | aMW_2019 | aMW_2020 | aMW_2021 | aMW_2022 | aMW_2023 | aMW_2024 | aMW_2025 | aMW_2026 | aMW_2027 | aMW_2028 | aMW_2029 | aMW_2030 | aMW_2031 | aMW_2032 | aMW_2033 | aMW_2034 | aMW_2035 |  | TOTAL MAX | aMW
345.4283 | -80.0534 | Streetlight - HPS 100W - NR | Street and Roadway Lighting-NR | 1.7392 | 2.152 | 2.4469 | 2.6313 | 2.7337 | 2.7945 | 2.8154 | 2.8233 | 2.8258 | 2.8265 | 2.8265 | 2.8265 | 2.8264 | 2.8263 | 2.8263 | 2.8263 | 2.8262 | 2.8262 | 2.8262 | 2.8261 |  | 14.4102 | 25.5356 | 429928.6498 | 4300 | HPS 100W | 121 | 54% | 520.3
462.1928 | -53.5909 | Streetlight - MH 200W - NR | Street and Roadway Lighting-NR | 0.56453 | 0.69854 | 0.79427 | 0.85409 | 0.88733 | 0.90707 | 0.91386 | 0.91643 | 0.91725 | 0.91746 | 0.91749 | 0.91746 | 0.91744 | 0.91742 | 0.9174 | 0.91739 | 0.91738 | 0.91737 | 0.91736 | 0.91736 |  | 4.6775 | 11.7751 | 104297.5058 | 4300 | MH 200W | 230 | 13.1% | 989
754.104 | -39.7273 | Streetlight - HPS 250W - NR | Street and Roadway Lighting-NR | 0.98435 | 1.218 | 1.3849 | 1.4893 | 1.5472 | 1.5816 | 1.5935 | 1.5979 | 1.5994 | 1.5998 | 1.5998 | 1.5998 | 1.5997 | 1.5997 | 1.5996 | 1.5996 | 1.5996 | 1.5996 | 1.5996 | 1.5996 |  | 8.156 | 15.8669 | 111462.9833 | 4300 | HPS 250W | 290 | 14% | 1247
1352.522 | -17.7593 | Streetlight - MH 400W - NR | Street and Roadway Lighting-NR | 2.7586 | 3.4134 | 3.8812 | 4.1735 | 4.336 | 4.4324 | 4.4656 | 4.4781 | 4.4822 | 4.4832 | 4.4833 | 4.4832 | 4.4831 | 4.483 | 4.4829 | 4.4828 | 4.4828 | 4.4827 | 4.4827 | 4.4827 |  | 18.2852 | 31.3235 | 139328.7291 | 4300 | MH 400W | 458 | 17.5% | 1969.4
3303.4621 | 3.078 | Streetlight - MH 1000W - NR | Street and Roadway Lighting-NR | 0.53901 | 0.66697 | 0.75837 | 0.81549 | 0.84723 | 0.86607 | 0.87255 | 0.87501 | 0.87579 | 0.87599 | 0.87602 | 0.876 | 0.87597 | 0.87595 | 0.87594 | 0.87592 | 0.87591 | 0.87591 | 0.8759 | 0.87589 |  | 3.5729 | 6.0185 | 11146.2983 | 4300 | MH 1000W | 1100 | 1.4% | 4730
| -15.4771 |  | Max Annual Available | 6.5857 | 8.149 | 9.2657 | 9.9636 | 10.3514 | 10.5817 | 10.6608 | 10.6908 | 10.7004 | 10.7029 | 10.7031 | 10.7029 | 10.7026 | 10.7024 | 10.7022 | 10.702 | 10.7019 | 10.7018 | 10.7017 | 10.7016 |  | 49.1017 | 90.5197 | [5 empty] | 995.966
RECOMBINE MEASURE BUNDLES INTO SUPPLY CURVE CUMULATIVE
|  |  |  | 2016 | 2017 | 2018 | 2019 | 2020 | 2021 | 2022 | 2023 | 2024 | 2025 | 2026 | 2027 | 2028 | 2029 | 2030 | 2031 | 2032 | 2033 | 2034 | 2035
|  | lvlcost | lvlcost | aMW_2016 | aMW_2017 | aMW_2018 | aMW_2019 | aMW_2020 | aMW_2021 | aMW_2022 | aMW_2023 | aMW_2024 | aMW_2025 | aMW_2026 | aMW_2027 | aMW_2028 | aMW_2029 | aMW_2030 | aMW_2031 | aMW_2032 | aMW_2033 | aMW_2034 | aMW_2035 |  | TOTAL MAX
| Block 1: <= 0 mills/kWh | >=-9999 | <=0 | 6.0466 | 7.482 | 8.5073 | 9.1481 | 9.5042 | 9.7156 | 9.7883 | 9.8158 | 9.8246 | 9.8269 | 9.8271 | 9.8269 | 9.8266 | 9.8264 | 9.8262 | 9.8261 | 9.826 | 9.8259 | 9.8258 | 9.8257 |  | 45.5288
| Block 2: <= 10 mills/kWh | >0 | <=10 | 6.5857 | 8.149 | 9.2657 | 9.9636 | 10.3514 | 10.5817 | 10.6608 | 10.6908 | 10.7004 | 10.7029 | 10.7031 | 10.7029 | 10.7026 | 10.7024 | 10.7022 | 10.702 | 10.7019 | 10.7018 | 10.7017 | 10.7016 |  | 49.1017
| Block 3: 10-20 mills/kWh | >10 | <=20 | 6.5857 | 8.149 | 9.2657 | 9.9636 | 10.3514 | 10.5817 | 10.6608 | 10.6908 | 10.7004 | 10.7029 | 10.7031 | 10.7029 | 10.7026 | 10.7024 | 10.7022 | 10.702 | 10.7019 | 10.7018 | 10.7017 | 10.7016 |  | 49.1017
| Block 4: 20-30 mills/kWh | >20 | <=30 | 6.5857 | 8.149 | 9.2657 | 9.9636 | 10.3514 | 10.5817 | 10.6608 | 10.6908 | 10.7004 | 10.7029 | 10.7031 | 10.7029 | 10.7026 | 10.7024 | 10.7022 | 10.702 | 10.7019 | 10.7018 | 10.7017 | 10.7016 |  | 49.1017
| Block 5: 30-40 mills/kWh | >30 | <=40 | 6.5857 | 8.149 | 9.2657 | 9.9636 | 10.3514 | 10.5817 | 10.6608 | 10.6908 | 10.7004 | 10.7029 | 10.7031 | 10.7029 | 10.7026 | 10.7024 | 10.7022 | 10.702 | 10.7019 | 10.7018 | 10.7017 | 10.7016 |  | 49.1017
| Block 6: 40-50 mills/kWh | >40 | <=50 | 6.5857 | 8.149 | 9.2657 | 9.9636 | 10.3514 | 10.5817 | 10.6608 | 10.6908 | 10.7004 | 10.7029 | 10.7031 | 10.7029 | 10.7026 | 10.7024 | 10.7022 | 10.702 | 10.7019 | 10.7018 | 10.7017 | 10.7016 |  | 49.1017
| Block 7: 50-60 mills/kWh | >50 | <=60 | 6.5857 | 8.149 | 9.2657 | 9.9636 | 10.3514 | 10.5817 | 10.6608 | 10.6908 | 10.7004 | 10.7029 | 10.7031 | 10.7029 | 10.7026 | 10.7024 | 10.7022 | 10.702 | 10.7019 | 10.7018 | 10.7017 | 10.7016 |  | 49.1017
| Block 8: 60-70 mills/kWh | >60 | <=70 | 6.5857 | 8.149 | 9.2657 | 9.9636 | 10.3514 | 10.5817 | 10.6608 | 10.6908 | 10.7004 | 10.7029 | 10.7031 | 10.7029 | 10.7026 | 10.7024 | 10.7022 | 10.702 | 10.7019 | 10.7018 | 10.7017 | 10.7016 |  | 49.1017
| Block 9: 70-80 mills/kWh | >70 | <=80 | 6.5857 | 8.149 | 9.2657 | 9.9636 | 10.3514 | 10.5817 | 10.6608 | 10.6908 | 10.7004 | 10.7029 | 10.7031 | 10.7029 | 10.7026 | 10.7024 | 10.7022 | 10.702 | 10.7019 | 10.7018 | 10.7017 | 10.7016 |  | 49.1017
| Block 10: 80-90 mills/kWh | >80 | <=90 | 6.5857 | 8.149 | 9.2657 | 9.9636 | 10.3514 | 10.5817 | 10.6608 | 10.6908 | 10.7004 | 10.7029 | 10.7031 | 10.7029 | 10.7026 | 10.7024 | 10.7022 | 10.702 | 10.7019 | 10.7018 | 10.7017 | 10.7016 |  | 49.1017
| Block 11: 90-100 mills/kWh | >90 | <=100 | 6.5857 | 8.149 | 9.2657 | 9.9636 | 10.3514 | 10.5817 | 10.6608 | 10.6908 | 10.7004 | 10.7029 | 10.7031 | 10.7029 | 10.7026 | 10.7024 | 10.7022 | 10.702 | 10.7019 | 10.7018 | 10.7017 | 10.7016 |  | 49.1017
| Block 12: 100-110 mills/kWh | >100 | <=110 | 6.5857 | 8.149 | 9.2657 | 9.9636 | 10.3514 | 10.5817 | 10.6608 | 10.6908 | 10.7004 | 10.7029 | 10.7031 | 10.7029 | 10.7026 | 10.7024 | 10.7022 | 10.702 | 10.7019 | 10.7018 | 10.7017 | 10.7016 |  | 49.1017
| Block 13: 110-120 mills/kWh | >110 | <=120 | 6.5857 | 8.149 | 9.2657 | 9.9636 | 10.3514 | 10.5817 | 10.6608 | 10.6908 | 10.7004 | 10.7029 | 10.7031 | 10.7029 | 10.7026 | 10.7024 | 10.7022 | 10.702 | 10.7019 | 10.7018 | 10.7017 | 10.7016 |  | 49.1017
| Block 14: 120-130 mills/kWh | >120 | <=130 | 6.5857 | 8.149 | 9.2657 | 9.9636 | 10.3514 | 10.5817 | 10.6608 | 10.6908 | 10.7004 | 10.7029 | 10.7031 | 10.7029 | 10.7026 | 10.7024 | 10.7022 | 10.702 | 10.7019 | 10.7018 | 10.7017 | 10.7016 |  | 49.1017
| Block 15: 130-140 mills/kWh | >130 | <=140 | 6.5857 | 8.149 | 9.2657 | 9.9636 | 10.3514 | 10.5817 | 10.6608 | 10.6908 | 10.7004 | 10.7029 | 10.7031 | 10.7029 | 10.7026 | 10.7024 | 10.7022 | 10.702 | 10.7019 | 10.7018 | 10.7017 | 10.7016 |  | 49.1017
| Block 16: 140-150 mills/kWh | >140 | <=150 | 6.5857 | 8.149 | 9.2657 | 9.9636 | 10.3514 | 10.5817 | 10.6608 | 10.6908 | 10.7004 | 10.7029 | 10.7031 | 10.7029 | 10.7026 | 10.7024 | 10.7022 | 10.702 | 10.7019 | 10.7018 | 10.7017 | 10.7016 |  | 49.1017
| Block 17: 150-160 mills/kWh | >150 | <=160 | 6.5857 | 8.149 | 9.2657 | 9.9636 | 10.3514 | 10.5817 | 10.6608 | 10.6908 | 10.7004 | 10.7029 | 10.7031 | 10.7029 | 10.7026 | 10.7024 | 10.7022 | 10.702 | 10.7019 | 10.7018 | 10.7017 | 10.7016 |  | 49.1017
| Block 18: 160-170 mills/kWh | >160 | <=170 | 6.5857 | 8.149 | 9.2657 | 9.9636 | 10.3514 | 10.5817 | 10.6608 | 10.6908 | 10.7004 | 10.7029 | 10.7031 | 10.7029 | 10.7026 | 10.7024 | 10.7022 | 10.702 | 10.7019 | 10.7018 | 10.7017 | 10.7016 |  | 49.1017
| Block 19: 170-180 mills/kWh | >170 | <=180 | 6.5857 | 8.149 | 9.2657 | 9.9636 | 10.3514 | 10.5817 | 10.6608 | 10.6908 | 10.7004 | 10.7029 | 10.7031 | 10.7029 | 10.7026 | 10.7024 | 10.7022 | 10.702 | 10.7019 | 10.7018 | 10.7017 | 10.7016 |  | 49.1017
| Block 20: 180-190 mills/kWh | >180 | <=190 | 6.5857 | 8.149 | 9.2657 | 9.9636 | 10.3514 | 10.5817 | 10.6608 | 10.6908 | 10.7004 | 10.7029 | 10.7031 | 10.7029 | 10.7026 | 10.7024 | 10.7022 | 10.702 | 10.7019 | 10.7018 | 10.7017 | 10.7016 |  | 49.1017
| Block 21: 190-200 mills/kWh | >190 | <=200 | 6.5857 | 8.149 | 9.2657 | 9.9636 | 10.3514 | 10.5817 | 10.6608 | 10.6908 | 10.7004 | 10.7029 | 10.7031 | 10.7029 | 10.7026 | 10.7024 | 10.7022 | 10.702 | 10.7019 | 10.7018 | 10.7017 | 10.7016 |  | 49.1017
| Block 22: 200-210 mills/kWh | >200 | <=210 | 6.5857 | 8.149 | 9.2657 | 9.9636 | 10.3514 | 10.5817 | 10.6608 | 10.6908 | 10.7004 | 10.7029 | 10.7031 | 10.7029 | 10.7026 | 10.7024 | 10.7022 | 10.702 | 10.7019 | 10.7018 | 10.7017 | 10.7016 |  | 49.1017
| Block 23: 210-220 mills/kWh | >210 | <=220 | 6.5857 | 8.149 | 9.2657 | 9.9636 | 10.3514 | 10.5817 | 10.6608 | 10.6908 | 10.7004 | 10.7029 | 10.7031 | 10.7029 | 10.7026 | 10.7024 | 10.7022 | 10.702 | 10.7019 | 10.7018 | 10.7017 | 10.7016 |  | 49.1017
| Block 24: 220-230 mills/kWh | >220 | <=230 | 6.5857 | 8.149 | 9.2657 | 9.9636 | 10.3514 | 10.5817 | 10.6608 | 10.6908 | 10.7004 | 10.7029 | 10.7031 | 10.7029 | 10.7026 | 10.7024 | 10.7022 | 10.702 | 10.7019 | 10.7018 | 10.7017 | 10.7016 |  | 49.1017
| Block 25: 230-240 mills/kWh | >230 | <=240 | 6.5857 | 8.149 | 9.2657 | 9.9636 | 10.3514 | 10.5817 | 10.6608 | 10.6908 | 10.7004 | 10.7029 | 10.7031 | 10.7029 | 10.7026 | 10.7024 | 10.7022 | 10.702 | 10.7019 | 10.7018 | 10.7017 | 10.7016 |  | 49.1017
| Block 26: 240-250 mills/kWh | >240 | <=250 | 6.5857 | 8.149 | 9.2657 | 9.9636 | 10.3514 | 10.5817 | 10.6608 | 10.6908 | 10.7004 | 10.7029 | 10.7031 | 10.7029 | 10.7026 | 10.7024 | 10.7022 | 10.702 | 10.7019 | 10.7018 | 10.7017 | 10.7016 |  | 49.1017
| Block 27: 250-260 mills/kWh | >250 | <=260 | 6.5857 | 8.149 | 9.2657 | 9.9636 | 10.3514 | 10.5817 | 10.6608 | 10.6908 | 10.7004 | 10.7029 | 10.7031 | 10.7029 | 10.7026 | 10.7024 | 10.7022 | 10.702 | 10.7019 | 10.7018 | 10.7017 | 10.7016 |  | 49.1017
| Block 28: 260-270 mills/kWh | >260 | <=270 | 6.5857 | 8.149 | 9.2657 | 9.9636 | 10.3514 | 10.5817 | 10.6608 | 10.6908 | 10.7004 | 10.7029 | 10.7031 | 10.7029 | 10.7026 | 10.7024 | 10.7022 | 10.702 | 10.7019 | 10.7018 | 10.7017 | 10.7016 |  | 49.1017
| Block 29: 270-280 mills/kWh | >270 | <=280 | 6.5857 | 8.149 | 9.2657 | 9.9636 | 10.3514 | 10.5817 | 10.6608 | 10.6908 | 10.7004 | 10.7029 | 10.7031 | 10.7029 | 10.7026 | 10.7024 | 10.7022 | 10.702 | 10.7019 | 10.7018 | 10.7017 | 10.7016 |  | 49.1017
| Block 30: 280-290 mills/kWh | >280 | <=290 | 6.5857 | 8.149 | 9.2657 | 9.9636 | 10.3514 | 10.5817 | 10.6608 | 10.6908 | 10.7004 | 10.7029 | 10.7031 | 10.7029 | 10.7026 | 10.7024 | 10.7022 | 10.702 | 10.7019 | 10.7018 | 10.7017 | 10.7016 |  | 49.1017
| Block 31: 290-300 mills/kWh | >290 | <=300 | 6.5857 | 8.149 | 9.2657 | 9.9636 | 10.3514 | 10.5817 | 10.6608 | 10.6908 | 10.7004 | 10.7029 | 10.7031 | 10.7029 | 10.7026 | 10.7024 | 10.7022 | 10.702 | 10.7019 | 10.7018 | 10.7017 | 10.7016 |  | 49.1017
| Block 32: >300 mills/kWh | >300 | <=999 | 6.5857 | 8.149 | 9.2657 | 9.9636 | 10.3514 | 10.5817 | 10.6608 | 10.6908 | 10.7004 | 10.7029 | 10.7031 | 10.7029 | 10.7026 | 10.7024 | 10.7022 | 10.702 | 10.7019 | 10.7018 | 10.7017 | 10.7016 |  | 49.1017
RECOMBINE MEASURE BUNDLES INTO SUPPLY CURVE INREMENETAL
|  | SC-NR | Street and Roadway Lighting-NR | 2016 | 2017 | 2018 | 2019 | 2020 | 2021 | 2022 | 2023 | 2024 | 2025 | 2026 | 2027 | 2028 | 2029 | 2030 | 2031 | 2032 | 2033 | 2034 | 2035
|  | 2035 |  | aMW_2016 | aMW_2017 | aMW_2018 | aMW_2019 | aMW_2020 | aMW_2021 | aMW_2022 | aMW_2023 | aMW_2024 | aMW_2025 | aMW_2026 | aMW_2027 | aMW_2028 | aMW_2029 | aMW_2030 | aMW_2031 | aMW_2032 | aMW_2033 | aMW_2034 | aMW_2035 |  | TOTAL MAX
|  | Block 1: <= 0 mills/kWh |  | 6.0466 | 7.482 | 8.5073 | 9.1481 | 9.5042 | 9.7156 | 9.7883 | 9.8158 | 9.8246 | 9.8269 | 9.8271 | 9.8269 | 9.8266 | 9.8264 | 9.8262 | 9.8261 | 9.826 | 9.8259 | 9.8258 | 9.8257 |  | 45.5288
|  | Block 2: <= 10 mills/kWh |  | 0.53901 | 0.66697 | 0.75837 | 0.81549 | 0.84723 | 0.86607 | 0.87255 | 0.87501 | 0.87579 | 0.87599 | 0.87602 | 0.876 | 0.87597 | 0.87595 | 0.87594 | 0.87592 | 0.87591 | 0.87591 | 0.8759 | 0.87589 |  | 3.5729
|  | Block 3: 10-20 mills/kWh |  | 0 | 0 | 0 | 0 | 0 | 0 | 0 | 0 | 0 | 0 | 0 | 0 | 0 | 0 | 0 | 0 | 0 | 0 | 0 | 0 |  | 0
|  | Block 4: 20-30 mills/kWh |  | 0 | 0 | 0 | 0 | 0 | 0 | 0 | 0 | 0 | 0 | 0 | 0 | 0 | 0 | 0 | 0 | 0 | 0 | 0 | 0 |  | 0
|  | Block 5: 30-40 mills/kWh |  | 0 | 0 | 0 | 0 | 0 | 0 | 0 | 0 | 0 | 0 | 0 | 0 | 0 | 0 | 0 | 0 | 0 | 0 | 0 | 0 |  | 0
|  | Block 6: 40-50 mills/kWh |  | 0 | 0 | 0 | 0 | 0 | 0 | 0 | 0 | 0 | 0 | 0 | 0 | 0 | 0 | 0 | 0 | 0 | 0 | 0 | 0 |  | 0
|  | Block 7: 50-60 mills/kWh |  | 0 | 0 | 0 | 0 | 0 | 0 | 0 | 0 | 0 | 0 | 0 | 0 | 0 | 0 | 0 | 0 | 0 | 0 | 0 | 0 |  | 0
|  | Block 8: 60-70 mills/kWh |  | 0 | 0 | 0 | 0 | 0 | 0 | 0 | 0 | 0 | 0 | 0 | 0 | 0 | 0 | 0 | 0 | 0 | 0 | 0 | 0 |  | 0
|  | Block 9: 70-80 mills/kWh |  | 0 | 0 | 0 | 0 | 0 | 0 | 0 | 0 | 0 | 0 | 0 | 0 | 0 | 0 | 0 | 0 | 0 | 0 | 0 | 0 |  | 0
|  | Block 10: 80-90 mills/kWh |  | 0 | 0 | 0 | 0 | 0 | 0 | 0 | 0 | 0 | 0 | 0 | 0 | 0 | 0 | 0 | 0 | 0 | 0 | 0 | 0 |  | 0
|  | Block 11: 90-100 mills/kWh |  | 0 | 0 | 0 | 0 | 0 | 0 | 0 | 0 | 0 | 0 | 0 | 0 | 0 | 0 | 0 | 0 | 0 | 0 | 0 | 0 |  | 0
|  | Block 12: 100-110 mills/kWh |  | 0 | 0 | 0 | 0 | 0 | 0 | 0 | 0 | 0 | 0 | 0 | 0 | 0 | 0 | 0 | 0 | 0 | 0 | 0 | 0 |  | 0
|  | Block 13: 110-120 mills/kWh |  | 0 | 0 | 0 | 0 | 0 | 0 | 0 | 0 | 0 | 0 | 0 | 0 | 0 | 0 | 0 | 0 | 0 | 0 | 0 | 0 |  | 0
|  | Block 14: 120-130 mills/kWh |  | 0 | 0 | 0 | 0 | 0 | 0 | 0 | 0 | 0 | 0 | 0 | 0 | 0 | 0 | 0 | 0 | 0 | 0 | 0 | 0 |  | 0
|  | Block 15: 130-140 mills/kWh |  | 0 | 0 | 0 | 0 | 0 | 0 | 0 | 0 | 0 | 0 | 0 | 0 | 0 | 0 | 0 | 0 | 0 | 0 | 0 | 0 |  | 0
|  | Block 16: 140-150 mills/kWh |  | 0 | 0 | 0 | 0 | 0 | 0 | 0 | 0 | 0 | 0 | 0 | 0 | 0 | 0 | 0 | 0 | 0 | 0 | 0 | 0 |  | 0
|  | Block 17: 150-160 mills/kWh |  | 0 | 0 | 0 | 0 | 0 | 0 | 0 | 0 | 0 | 0 | 0 | 0 | 0 | 0 | 0 | 0 | 0 | 0 | 0 | 0 |  | 0
|  | Block 18: 160-170 mills/kWh |  | 0 | 0 | 0 | 0 | 0 | 0 | 0 | 0 | 0 | 0 | 0 | 0 | 0 | 0 | 0 | 0 | 0 | 0 | 0 | 0 |  | 0
|  | Block 19: 170-180 mills/kWh |  | 0 | 0 | 0 | 0 | 0 | 0 | 0 | 0 | 0 | 0 | 0 | 0 | 0 | 0 | 0 | 0 | 0 | 0 | 0 | 0 |  | 0
|  | Block 20: 180-190 mills/kWh |  | 0 | 0 | 0 | 0 | 0 | 0 | 0 | 0 | 0 | 0 | 0 | 0 | 0 | 0 | 0 | 0 | 0 | 0 | 0 | 0 |  | 0
|  | Block 21: 190-200 mills/kWh |  | 0 | 0 | 0 | 0 | 0 | 0 | 0 | 0 | 0 | 0 | 0 | 0 | 0 | 0 | 0 | 0 | 0 | 0 | 0 | 0 |  | 0
|  | Block 22: 200-210 mills/kWh |  | 0 | 0 | 0 | 0 | 0 | 0 | 0 | 0 | 0 | 0 | 0 | 0 | 0 | 0 | 0 | 0 | 0 | 0 | 0 | 0 |  | 0
|  | Block 23: 210-220 mills/kWh |  | 0 | 0 | 0 | 0 | 0 | 0 | 0 | 0 | 0 | 0 | 0 | 0 | 0 | 0 | 0 | 0 | 0 | 0 | 0 | 0 |  | 0
|  | Block 24: 220-230 mills/kWh |  | 0 | 0 | 0 | 0 | 0 | 0 | 0 | 0 | 0 | 0 | 0 | 0 | 0 | 0 | 0 | 0 | 0 | 0 | 0 | 0 |  | 0
|  | Block 25: 230-240 mills/kWh |  | 0 | 0 | 0 | 0 | 0 | 0 | 0 | 0 | 0 | 0 | 0 | 0 | 0 | 0 | 0 | 0 | 0 | 0 | 0 | 0 |  | 0
|  | Block 26: 240-250 mills/kWh |  | 0 | 0 | 0 | 0 | 0 | 0 | 0 | 0 | 0 | 0 | 0 | 0 | 0 | 0 | 0 | 0 | 0 | 0 | 0 | 0 |  | 0
|  | Block 27: 250-260 mills/kWh |  | 0 | 0 | 0 | 0 | 0 | 0 | 0 | 0 | 0 | 0 | 0 | 0 | 0 | 0 | 0 | 0 | 0 | 0 | 0 | 0 |  | 0
|  | Block 28: 260-270 mills/kWh |  | 0 | 0 | 0 | 0 | 0 | 0 | 0 | 0 | 0 | 0 | 0 | 0 | 0 | 0 | 0 | 0 | 0 | 0 | 0 | 0 |  | 0
|  | Block 29: 270-280 mills/kWh |  | 0 | 0 | 0 | 0 | 0 | 0 | 0 | 0 | 0 | 0 | 0 | 0 | 0 | 0 | 0 | 0 | 0 | 0 | 0 | 0 |  | 0
|  | Block 30: 280-290 mills/kWh |  | 0 | 0 | 0 | 0 | 0 | 0 | 0 | 0 | 0 | 0 | 0 | 0 | 0 | 0 | 0 | 0 | 0 | 0 | 0 | 0 |  | 0
|  | Block 31: 290-300 mills/kWh |  | 0 | 0 | 0 | 0 | 0 | 0 | 0 | 0 | 0 | 0 | 0 | 0 | 0 | 0 | 0 | 0 | 0 | 0 | 0 | 0 |  | 0
|  | Block 32: >300 mills/kWh |  | 0 | 0 | 0 | 0 | 0 | 0 | 0 | 0 | 0 | 0 | 0 | 0 | 0 | 0 | 0 | 0 | 0 | 0 | 0 | 0 |  | 0
|  | Total per Year |  | 6.5857 | 8.149 | 9.2657 | 9.9636 | 10.3514 | 10.5817 | 10.6608 | 10.6908 | 10.7004 | 10.7029 | 10.7031 | 10.7029 | 10.7026 | 10.7024 | 10.7022 | 10.702 | 10.7019 | 10.7018 | 10.7017 | 10.7016
|  | Cumulative at Earliest Deployment |  | 6.5857 | 14.7347 | 24.0004 | 33.964 | 44.3154 | 49.1017 | 49.1017 | 49.1017 | 49.1017 | 49.1017 | 49.1017 | 49.1017 | 49.1017 | 49.1017 | 49.1017 | 49.1017 | 49.1017 | 49.1017 | 49.1017 | 49.1017 |  | 49.1017

## M_Input_Out
Shaped Savings Results; By Category and sorted by TRC BC ratio
[14 empty] | Savings Allocation by Category and Month for Segments 1 | [11 empty] | Savings Allocation by Category and Month for Segments 2
Category | Measure | Busbar Savings | First Cost | Admin Cost | First Year Program Cost | PV Cost | PV Benefits | Unit Program Cost: First Year Program Cost in $/average annual kW saved | Utility System Net Levelized Cost (Net of T&D Capacity Benefits, Act Credit & Risk-Mitigation) in mills/kWh | TRC Net Levelized Cost (Net of All Benefits) in mills/kWh | TRC B/C Ratio | Net Electric & Gas System CO2 Avoided (Lifetime Tons) | Wholesale KW | Jan | Feb | Mar | Apr | May | Jun | Jul | Aug | Sep | Oct | Nov | Dec | Jan | Feb | Mar | Apr | May | Jun | Jul | Aug | Sep | Oct | Nov | Dec
Streetlight - HPS 100W - New |  | 345.4283 | -8.5919 | -1.7184 | -10.3103 | -468.9577 | 249.1264 | -261.4667 | -18.3691 | -117.672 | 9999 | 3.2816 | 0.080741 | 14.3542 | 10.555 | 9.7716 | 5.5879 | 4.4884 | 3.4835 | 3.6485 | 5.298 | 6.6817 | 10.8901 | 12.6963 | 15.0616 | 23.5688 | 20.3888 | 20.4887 | 19.4136 | 17.8781 | 16.2389 | 17.7533 | 19.1868 | 20.598 | 21.3209 | 22.478 | 23.5975
Streetlight - HPS 250W - New |  | 754.104 | 2.0116 | 0.40232 | 2.4139 | -456.5694 | 543.8675 | 28.0408 | -17.7129 | -62.3263 | 344.5759 | 7.164 | 0.17627 | 31.3367 | 23.0426 | 21.3323 | 12.199 | 9.7987 | 7.6048 | 7.965 | 11.5662 | 14.5869 | 23.7742 | 27.7172 | 32.881 | 51.4531 | 44.5108 | 44.7289 | 42.3818 | 39.0296 | 35.4511 | 38.7571 | 41.8868 | 44.9674 | 46.5455 | 49.0717 | 51.5157
Streetlight - MH 200W - New |  | 462.1928 | 2.0116 | 0.40232 | 2.4139 | -456.5694 | 333.3382 | 45.7508 | -17.6728 | -90.463 | 272.2747 | 4.3909 | 0.10803 | 19.2064 | 14.1229 | 13.0746 | 7.4768 | 6.0057 | 4.661 | 4.8818 | 7.0889 | 8.9403 | 14.5713 | 16.988 | 20.1529 | 31.5358 | 27.2808 | 27.4145 | 25.9759 | 23.9213 | 21.7281 | 23.7544 | 25.6725 | 27.5607 | 28.5279 | 30.0762 | 31.5741
Streetlight - MH 400W - New |  | 1352.522 | 134.0232 | 26.8046 | 160.8278 | -274.7165 | 975.4527 | 1041.6476 | -15.4156 | -32.722 | 7.444 | 12.849 | 0.31614 | 56.2039 | 41.328 | 38.2605 | 21.8795 | 17.5745 | 13.6396 | 14.2857 | 20.7445 | 26.1623 | 42.6401 | 49.7122 | 58.9736 | 92.2836 | 79.8323 | 80.2234 | 76.0138 | 70.0014 | 63.5832 | 69.5127 | 75.126 | 80.6512 | 83.4817 | 88.0124 | 92.3959
Streetlight - HPS 100W - NR |  | 345.4283 | 113.4081 | 22.6816 | 136.0897 | -292.3579 | 249.1264 | 3451.2112 | -9.9545 | -80.0534 | 4.2985 | 3.2816 | 0.080741 | 14.3542 | 10.555 | 9.7716 | 5.5879 | 4.4884 | 3.4835 | 3.6485 | 5.298 | 6.6817 | 10.8901 | 12.6963 | 15.0616 | 23.5688 | 20.3888 | 20.4887 | 19.4136 | 17.8781 | 16.2389 | 17.7533 | 19.1868 | 20.598 | 21.3209 | 22.478 | 23.5975
Streetlight - HPS 250W - NR |  | 754.104 | 162.0116 | 32.4023 | 194.4139 | -224.9632 | 543.8675 | 2258.3963 | -12.658 | -39.7273 | 4.2783 | 7.164 | 0.17627 | 31.3367 | 23.0426 | 21.3323 | 12.199 | 9.7987 | 7.6048 | 7.965 | 11.5662 | 14.5869 | 23.7742 | 27.7172 | 32.881 | 51.4531 | 44.5108 | 44.7289 | 42.3818 | 39.0296 | 35.4511 | 38.7571 | 41.8868 | 44.9674 | 46.5455 | 49.0717 | 51.5157
Streetlight - MH 1000W - New |  | 3303.4621 | 532.0695 | 106.4139 | 638.4834 | 299.3461 | 2382.4906 | 1693.1068 | -13.9391 | -11.1088 | 3.7047 | 31.383 | 0.77216 | 137.275 | 100.9415 | 93.4492 | 53.4395 | 42.9247 | 33.314 | 34.892 | 50.6672 | 63.9 | 104.1462 | 121.4194 | 144.0399 | 225.3977 | 194.986 | 195.9412 | 185.6595 | 170.9747 | 155.2986 | 169.7811 | 183.4911 | 196.9862 | 203.8995 | 214.9656 | 225.672
Streetlight - MH 200W - NR |  | 462.1928 | 162.0116 | 32.4023 | 194.4139 | -224.9632 | 333.3382 | 3684.7518 | -9.4252 | -53.5909 | 3.3806 | 4.3909 | 0.10803 | 19.2064 | 14.1229 | 13.0746 | 7.4768 | 6.0057 | 4.661 | 4.8818 | 7.0889 | 8.9403 | 14.5713 | 16.988 | 20.1529 | 31.5358 | 27.2808 | 27.4145 | 25.9759 | 23.9213 | 21.7281 | 23.7544 | 25.6725 | 27.5607 | 28.5279 | 30.0762 | 31.5741
Streetlight - MH 400W - NR |  | 1352.522 | 324.0232 | 64.8046 | 388.8278 | 0.31596 | 975.4527 | 2518.3556 | -12.0688 | -17.7593 | 3.079 | 12.849 | 0.31614 | 56.2039 | 41.328 | 38.2605 | 21.8795 | 17.5745 | 13.6396 | 14.2857 | 20.7445 | 26.1623 | 42.6401 | 49.7122 | 58.9736 | 92.2836 | 79.8323 | 80.2234 | 76.0138 | 70.0014 | 63.5832 | 69.5127 | 75.126 | 80.6512 | 83.4817 | 88.0124 | 92.3959
Streetlight - MH 1000W - NR |  | 3303.4621 | 972.0695 | 194.4139 | 1166.4834 | 936.2634 | 2382.4906 | 3093.2379 | -10.7658 | 3.078 | 2.0278 | 31.383 | 0.77216 | 137.275 | 100.9415 | 93.4492 | 53.4395 | 42.9247 | 33.314 | 34.892 | 50.6672 | 63.9 | 104.1462 | 121.4194 | 144.0399 | 225.3977 | 194.986 | 195.9412 | 185.6595 | 170.9747 | 155.2986 | 169.7811 | 183.4911 | 196.9862 | 203.8995 | 214.9656 | 225.672

## M_Input
Data Set Name | [13 empty] | #REF!
Measure Index Name | Street and Roadway Lighting
Costs must be denominated in the same year as 'Input Cost Reference Year' = |  | 2012
| Weight by Mix Baseline Watts | SUPPLY CURVE WEIGHT BY WATT CLASS
1 | 2 | 3 | 4 | 5 | 6 | 7 | 8 | 9 | 10 | 11 | 12 | 13 | 14 | 15 | 16 | 17 | 18 | 19 | 20 | 21 | 22 | 23 | 24 | 25 | 26 | 27 | 28 | 29 | 30 | 31 | 32 | 33 | 34 | 35 | 36 | 37 | 38 | 39 | 40 | 41 | 42 | 43 | 44 | 45 | 46 | 47 | 48 | 49 | 50 | 51 | 52 | 53 | 54 | 55 | 56 | 57 | 58 | 59 | 60 | 61 | 62 | 63 | 64 | 65 | 66 | 67 | 68 | 69 | 70 | 71 | 72 | 73 | 74 | 75 | 76 | 77 | 78 | 79 | 80 | 81 | 82 | 83 | 84 | 85 | 86 | 87 | 88 | 89 | 90 | 91 | 92 | 93 | 94 | 95 | 96 | 97 | 98 | 99 | 100 | 101 | 102 | 103 | 104 | 105
Input Data | [7 empty] | Periodic Replacement Costs and Savings and Replacement Period | [5 empty] | Gas Inputs |  | Retro or LO | Early Retrofit Parameters
Category Name | Measure Name | Savings (kwh/yr) | Life (yrs) | Capital Cost | Annual O&M | Shape Pointer | Non-E Val ($/yr) | Cost 1 ($) | Period 1 | Cost 2 ($) | Period 2 | Cost 3 ($) | Period 3 | Savings (therms/yr) | Shape Pointer | R or L | Savings 2 (kWh) | Remaining Life (yrs) | Salvage Value ($)
Streetlight - HPS 100W - New | Streetlight - HPS 100W - Group Relamp - to LED 42W - New | 84.925 | 16.2791 | -2.148 | 0 | S-All-Lgt-Streetlight-All-All-U |  | -19.25 | 5 | [6 empty] | L
Streetlight - HPS 100W - New | Streetlight - HPS 100W - Tariff Relamp - to LED 42W - New | 84.925 | 16.2791 | -2.148 | -14 | S-All-Lgt-Streetlight-All-All-U |  | 0 | 0 | [6 empty] | L
Streetlight - HPS 100W - New | Streetlight - HPS 100W - Group Relamp - to LED 58W - New | 67.725 | 16.2791 | -2.148 | 0 | S-All-Lgt-Streetlight-All-All-U |  | -19.25 | 5 | [6 empty] | L
Streetlight - HPS 100W - New | Streetlight - HPS 100W - Tariff Relamp - to LED 58W - New | 67.725 | 16.2791 | -2.148 | -14 | S-All-Lgt-Streetlight-All-All-U |  | 0 | 0 | [6 empty] | L
Streetlight - MH 200W - New | Streetlight - MH 200W - Group Relamp - to LED 135W - New | 204.25 | 16.2791 | 1.0058 | 0 | S-All-Lgt-Streetlight-All-All-U |  | -40 | 5 | [6 empty] | L
Streetlight - MH 200W - New | Streetlight - MH 200W - Tariff Relamp - to LED 135W - New | 204.25 | 16.2791 | 1.0058 | -28 | S-All-Lgt-Streetlight-All-All-U |  | 0 | 0 | [6 empty] | L
Streetlight - HPS 250W - New | Streetlight - HPS 250W - Group Relamp - to LED 135W - New | 333.25 | 16.2791 | 1.0058 | 0 | S-All-Lgt-Streetlight-All-All-U |  | -40 | 5 | [6 empty] | L
Streetlight - HPS 250W - New | Streetlight - HPS 250W - Tariff Relamp - to LED 135W - New | 333.25 | 16.2791 | 1.0058 | -28 | S-All-Lgt-Streetlight-All-All-U |  | 0 | 0 | [6 empty] | L
Streetlight - MH 400W - New | Streetlight - MH 400W - Group Relamp - to LED 180W - New | 597.7 | 16.2791 | 67.0116 | 0 | S-All-Lgt-Streetlight-All-All-U |  | -41.5 | 4 | [6 empty] | L
Streetlight - MH 400W - New | Streetlight - MH 400W - Tariff Relamp - to LED 180W - New | 597.7 | 16.2791 | 67.0116 | -28 | S-All-Lgt-Streetlight-All-All-U |  | 0 | 0 | [6 empty] | L
Streetlight - MH 1000W - New | Streetlight - MH 1000W - Group Relamp - to LED 421W - New | 1459.85 | 16.2791 | 266.0347 | 0 | S-All-Lgt-Streetlight-All-All-U |  | -42.5 | 4 | [6 empty] | L
Streetlight - MH 1000W - New | Streetlight - MH 1000W - Tariff Relamp - to LED 421W - New | 1459.85 | 16.2791 | 266.0347 | -28 | S-All-Lgt-Streetlight-All-All-U |  | 0 | 0 | [6 empty] | L
Streetlight - HPS 100W - NR | Streetlight - HPS 100W - Group Relamp - to LED 42W - NR | 84.925 | 16.2791 | 28.352 | 0 | S-All-Lgt-Streetlight-All-All-U |  | -19.25 | 5 | [6 empty] | L
Streetlight - HPS 100W - NR | Streetlight - HPS 100W - Tariff Relamp - to LED 42W - NR | 84.925 | 16.2791 | 28.352 | -14 | S-All-Lgt-Streetlight-All-All-U |  | 0 | 0 | [6 empty] | L
Streetlight - HPS 100W - NR | Streetlight - HPS 100W - Group Relamp - to LED 58W - NR | 67.725 | 16.2791 | 28.352 | 0 | S-All-Lgt-Streetlight-All-All-U |  | -19.25 | 5 | [6 empty] | L
Streetlight - HPS 100W - NR | Streetlight - HPS 100W - Tariff Relamp - to LED 58W - NR | 67.725 | 16.2791 | 28.352 | -14 | S-All-Lgt-Streetlight-All-All-U |  | 0 | 0 | [6 empty] | L
Streetlight - MH 200W - NR | Streetlight - MH 200W - Group Relamp - to LED 135W - NR | 204.25 | 16.2791 | 81.0058 | 0 | S-All-Lgt-Streetlight-All-All-U |  | -40 | 5 | [6 empty] | L
Streetlight - MH 200W - NR | Streetlight - MH 200W - Tariff Relamp - to LED 135W - NR | 204.25 | 16.2791 | 81.0058 | -28 | S-All-Lgt-Streetlight-All-All-U |  | 0 | 0 | [6 empty] | L
Streetlight - HPS 250W - NR | Streetlight - HPS 250W - Group Relamp - to LED 135W - NR | 333.25 | 16.2791 | 81.0058 | 0 | S-All-Lgt-Streetlight-All-All-U |  | -40 | 5 | [6 empty] | L
Streetlight - HPS 250W - NR | Streetlight - HPS 250W - Tariff Relamp - to LED 135W - NR | 333.25 | 16.2791 | 81.0058 | -28 | S-All-Lgt-Streetlight-All-All-U |  | 0 | 0 | [6 empty] | L
Streetlight - MH 400W - NR | Streetlight - MH 400W - Group Relamp - to LED 180W - NR | 597.7 | 16.2791 | 162.0116 | 0 | S-All-Lgt-Streetlight-All-All-U |  | -41.5 | 4 | [6 empty] | L
Streetlight - MH 400W - NR | Streetlight - MH 400W - Tariff Relamp - to LED 180W - NR | 597.7 | 16.2791 | 162.0116 | -28 | S-All-Lgt-Streetlight-All-All-U |  | 0 | 0 | [6 empty] | L
Streetlight - MH 1000W - NR | Streetlight - MH 1000W - Group Relamp - to LED 421W - NR | 1459.85 | 16.2791 | 486.0347 | 0 | S-All-Lgt-Streetlight-All-All-U |  | -42.5 | 4 | [6 empty] | L
Streetlight - MH 1000W - NR | Streetlight - MH 1000W - Tariff Relamp - to LED 421W - NR | 1459.85 | 16.2791 | 486.0347 | -28 | S-All-Lgt-Streetlight-All-All-U |  | 0 | 0 | [6 empty] | L
ProCost Results
Version: | ProCost 3.0 - Beta04
Run Time: | Saturday, 10 January , 2015 at 10:56 PM
Regurgitation of ProData input parameters which were used for this run
| Run Parameters |  | Run Parameters |  |  | Marginal Cost & Conservation Load Shape Parameters | [9 empty] | Sponsor Parameters | [5 empty] | Program Parameters |  |  | Utility System Parameters
| Run Type | Electric | Run Type | Electric |  | Marginal Costs and Savings Shape File | \\nas2\Q\SeventhPlan\Conservation Analysis\Global EE Inputs\MC Files\MC_AND_LOADSHAPE_v3.0_24segment-7P-D9 - NewSegValues.xlsx |  |  | 6P MidC Final (with carbon) | [6 empty] | Customer | Wholesale Elec | Retail Elec | Nat Gas |  | Program Life (yrs) | 20 |  |  | Electric | Gas
| Negative B/C Ratios | Off | Negative B/C Ratios | Off |  | Marginal Elec Avoided Cost Input Worksheet | 7P Mid |  |  | Conservation Load Shapes | [5 empty] | Real After-Tax Cost of Capital | 0.068013 | 0.043878 | 0.053289 | 0.054479 |  | Program Start Date | 2016 |  | Bulk System T&D Loss Factor | 0.03 | 0.01
| Admin Cost @ Category Level | On | Admin Cost @ Category Level | On |  | Elec Savings Shape Input Worksheet | GLSShapes |  |  | 6P_Gas_Final | [5 empty] | Financial Life (years) | 12 | 12 | 1 | 1 |  | Present Value Time Zero | 2016 |  | Bulk System T&D Credit ($/kw-yr)($/dailytherm-yr) | 26 | 0
| Repeat Periodic Replacement | On | Repeat Periodic Replacement | On |  | Marginal Gas Avoided Cost Input Worksheet | 7P Gas |  |  | Conservation Load Shapes | [6 empty] | Customer | Wholesale Elec | Retail Elec | Nat Gas |  | Input Cost Reference Year | 2012 |  | Bulk System T&D I2R Loss Component (%) | 0.9 | N/A
[6 empty] | Gas Savings Shape Input Worksheet | GLSShapes | [8 empty] | Sponsor Share of Initial Capital Cost | 0.35 | 0.195 | 0.04875 | 0.40625 |  | Real Discount Rate | 0.04 |  | Local System Dist Loss Factor | 0.055 | 0
| Run Type: | Electric |  |  |  | Marginal Elec CO2 per kWh Input Worksheet | CO2 lbs per kWh .95 |  |  | CO2 lbs per therm | [5 empty] | Sponsor Share of Annual O&M | 1 | 0 | 0 | 0 |  | Capital Real Escalation Rate | 0 |  | Local System Dist Credit ($/kw-yr)($/dailytherm-yr) | 31 | 0
| Negative B/C Ratios: | False: (Converts Negative B/C Ratios) |  |  |  | Marginal Gas CO2 per therm Input Worksheet | CO2 lbs per therm |  |  | Zero Dollars per ton CO2 | [5 empty] | Sponsor Share of Periodic Replacement Cost | 1 | 0 | 0 | 0 |  | Admin Cost (as % of Initial Capital Cost) | 0.2 |  | Local System Dist I2R Loss Component (%) | 0.7 | N/A
| Admin Cost / Category Level: | True: Admin Costs added at Category Results |  |  |  | Marginal Avoided Cost CO2 Input Worksheet | Zero Dollars per ton CO2 |  |  | LineLossShapes | [5 empty] | Sponsor Share of Admin Cost |  | 0.3 | 0.075 | 0.625 |  | Regional Act Conservation Credit (%) | 0.1 |  | Risk-Mitigation Credit (mills/kWh)(mills/therm) - Retro. | 0 | 0
| Periodic O&M Treatment: | True: (Periodic O&M Repeats over measure life) |  |  |  | Line Loss Shape Input Worksheet | LineLossShapes | [8 empty] | Last Year of Non-Customer O&M & Period Replacement |  | 20 |  |  |  | Report Annual Carbon Saved for Year | 2018 |  | Risk-Mitigation Credit (mills/kWh)(mills/therm) - Lost Op. | 0 | 0
Measure Results; Sorted in same order as input
Total Results |  | Measure Input Data | [8 empty] | Savings | [5 empty] | PV Capital |  |  |  | PV Admin |  |  |  | PV O&M |  |  |  | PV Periodic Repl. |  |  |  | Total PV Capital, O&M and Periodic Repl Costs |  |  |  |  | PV Wholesale Electric Utility Costs & Benefits | [6 empty] | PV Retail Electric Utility Costs & Benefits | [6 empty] | PV Electric Utility System Costs & Benefits | [5 empty] | Electric Utility System Economics |  | Sponsor Levelized Cost (mills/kwh) |  |  |  |  | PV Regional Costs & Benefits | [15 empty] | TRC Economics |  | Physical CO2 | [6 empty] | Gas Inputs |  |  |  | PV Gas Utility System Costs & Benefits |  |  |  |  | Gas Utility System Economics
Category | Measure | Measure Life | Site Savings (kWh) | Site Savings (therms) | Capital Cost ($/unit) | Annual O&M Cost ($/unit) | PV Per. Repl. Cost ($/unit) | Load Shape (electric) | Diversified Load Factor (electric) | Wholesale Power Coincidence Factor (electric) | Wholesale Electric Energy (kWh) | Wholesale Electric Demand (kw) | Retail Electric Demand (kW) | Wholesale Gas Energy (therms/yr) | Wholesale Gas Demand (therms/day) | Retail Gas Demand (therms/day) | Wholesale Electric | Retail Electric | Natural Gas | Customer | Wholesale Electric | Retail Electric | Natural Gas | Customer | Wholesale Electric | Retail Electric | Natural Gas | Customer | Wholesale Electric | Retail Electric | Natural Gas | Customer | Wholesale Electric | Retail Electric | Natural Gas | Customer | Total | Wholesale Utility System Energy | Wholesale Utility System T&D Def. Cap. | Wholesale Utility System Act C-E Credit | Wholesale Utility System Risk Mitigation Benefit | Wholesale Utility System Total System Benefit | Wholesale Utility System Total Non-Consumer Cost | Wholesale Utility System B/C Ratio | Retail Utility System Energy | Retail Utility System T&D Def. Cap. | Retail Utility System Act C-E Credit | Retail Utility System Risk Mitigation Benefit | Retail Utility System Total System Benefit | Retail Utility System Total Non-Consumer Cost | Retail Utility System System B/C Ratio | Utility System Energy | Utility System T&D Def. Cap. | Utility System Act C-E Credit | Utility System Total Risk Mitigation Benefit | Utility System Total System Benefit | Utility System Total Non-Consumer Cost | Utility System Net Levelized Cost (Net of Elec T&D Capacity Benefits, Act Credit & Risk-Mitigation Benefit) in mills/kwh | Utility System System B/C Ratio | Wholesale Electric Levelized Cost | Retail Electric Levelized Cost | Natural Gas Levelized Cost | Customer Levelized Cost | Total Levelized Cost | PV Regional Electric Energy | PV Regional Gas Energy | PV Regional Electric T&D Def. Cap. | PV Regional Gas T&D Def. Cap. | PV Regional Electric System CO2 | PV Regional Gas System CO2 | PV Regional Electric System Risk-Mitigation Benefit | PV Regional Gas System Risk-Mitigation Benefit | PV Regional Non-E Value | PV Regional Act Credit | PV Regional Capital Cost | PV Regional Admin Cost | PV Regional Annual O&M Cost | PV Regional Periodic Replacement Cost | PV Total Regional Benefit | PV Total Regional Cost | TRC B/C Ratio | TRC Net Levelized Cost (Net of All Benefits) in mills/kWh | Electric System CO2 Avoided (Lifetime Tons) | Gas System CO2 Avoided (Lifetime Tons) | Total System CO2 Avoided (Lifetime Tons) | Electric System CO2 Avoided (Annual Tons in 2018) | Gas System CO2 Avoided (Annual Tons in 2018) | Total System CO2 Avoided (Annual Tons in 2018) |  | Gas Site Savings (therms) | Load Shape (gas) | Diversitfied Load Factor (gas) | Wholesale Coincidence Factor (gas) | Total Gas Utility System Energy | Gas Utility System T&D Def. Cap. | Gas Utility System Risk Mitigation Benefit | Gas Utility System Total System Benefit | Gas Utility System Total Non-Consumer Cost | Gas Utility System Net Levelized Cost (Net of Gas T&D Capacity Benefits & Risk-Mitigation Benefits) in cents/therm | Gas Utility System System B/C Ratio
Streetlight - HPS 100W - New | Streetlight - HPS 100W - Group Relamp - to LED 42W - New | 16.2791 | 84.925 | 0 | -2.148 | 0 | -37.9957 | S-All-Lgt-Streetlight-All-All-U |  |  | 96.0874 | 0.02246 | 0.021309 | 0 | 0 | 0 | -0.42833 | -0.10605 | -0.88476 | -1.2605 | (na) | (na) | (na) | (na) | 0 | 0 | 0 | 0 | 0 | 0 | 0 | -37.9957 | -0.42833 | -0.10605 | -0.88476 | -39.2563 | -40.6754 | 46.0857 | 7.9361 | 5.4022 | 0 | 59.424 | -0.42833 | 9999 | 46.0857 | 8.9775 | 5.5063 | 0 | 60.5695 | -0.10605 | 9999 | 46.0857 | 16.9136 | 6.2999 | 0 | 69.2992 | -0.53439 | -18.1857 | 9999 | -0.32801 | -0.081212 | -0.67753 | -30.0616 | -31.1484 | 46.0857 | 0 | 16.9136 | 0 | 0 | 0 | 0 | 0 | 0 | 6.2999 | -2.6797 |  | 0 | -37.9957 | 69.2992 | -40.6754 | 9999 | -48.9248 | 0.91283 | 0 | 0.91283 | 0.045642 | 0 | 0.045642 |  | 0 |  | 0 | 0 | 0 | 0 | 0 | 0 | -0.88476 | 9999 | 9999
Streetlight - HPS 100W - New | Streetlight - HPS 100W - Tariff Relamp - to LED 42W - New | 16.2791 | 84.925 | 0 | -2.148 | -14 | 0 | S-All-Lgt-Streetlight-All-All-U |  |  | 96.0874 | 0.02246 | 0.021309 | 0 | 0 | 0 | -0.42833 | -0.10605 | -0.88476 | -1.2605 | (na) | (na) | (na) | (na) | 0 | 0 | 0 | -190.2646 | 0 | 0 | 0 | 0 | -0.42833 | -0.10605 | -0.88476 | -191.5251 | -192.9443 | 46.0857 | 7.9361 | 5.4022 | 0 | 59.424 | -0.42833 | 9999 | 46.0857 | 8.9775 | 5.5063 | 0 | 60.5695 | -0.10605 | 9999 | 46.0857 | 16.9136 | 6.2999 | 0 | 69.2992 | -0.53439 | -18.1857 | 9999 | -0.32801 | -0.081212 | -0.67753 | -146.6659 | -147.7527 | 46.0857 | 0 | 16.9136 | 0 | 0 | 0 | 0 | 0 | 0 | 6.2999 | -2.6797 |  | -190.2646 | 0 | 69.2992 | -192.9443 | 9999 | -165.5291 | 0.91283 | 0 | 0.91283 | 0.045642 | 0 | 0.045642 |  | 0 |  | 0 | 0 | 0 | 0 | 0 | 0 | -0.88476 | 9999 | 9999
Streetlight - HPS 100W - New | Streetlight - HPS 100W - Group Relamp - to LED 58W - New | 16.2791 | 67.725 | 0 | -2.148 | 0 | -37.9957 | S-All-Lgt-Streetlight-All-All-U |  |  | 76.6267 | 0.017911 | 0.016993 | 0 | 0 | 0 | -0.42833 | -0.10605 | -0.88476 | -1.2605 | (na) | (na) | (na) | (na) | 0 | 0 | 0 | 0 | 0 | 0 | 0 | -37.9957 | -0.42833 | -0.10605 | -0.88476 | -39.2563 | -40.6754 | 36.7519 | 6.3288 | 4.3081 | 0 | 47.3887 | -0.42833 | 9999 | 36.7519 | 7.1593 | 4.3911 | 0 | 48.3023 | -0.10605 | 9999 | 36.7519 | 13.4881 | 5.024 | 0 | 55.264 | -0.53439 | -18.2896 | 9999 | -0.41131 | -0.10184 | -0.8496 | -37.6963 | -39.0591 | 36.7519 | 0 | 13.4881 | 0 | 0 | 0 | 0 | 0 | 0 | 5.024 | -2.6797 |  | 0 | -37.9957 | 55.264 | -40.6754 | 9999 | -56.8355 | 0.72796 | 0 | 0.72796 | 0.036398 | 0 | 0.036398 |  | 0 |  | 0 | 0 | 0 | 0 | 0 | 0 | -0.88476 | 9999 | 9999
Streetlight - HPS 100W - New | Streetlight - HPS 100W - Tariff Relamp - to LED 58W - New | 16.2791 | 67.725 | 0 | -2.148 | -14 | 0 | S-All-Lgt-Streetlight-All-All-U |  |  | 76.6267 | 0.017911 | 0.016993 | 0 | 0 | 0 | -0.42833 | -0.10605 | -0.88476 | -1.2605 | (na) | (na) | (na) | (na) | 0 | 0 | 0 | -190.2646 | 0 | 0 | 0 | 0 | -0.42833 | -0.10605 | -0.88476 | -191.5251 | -192.9443 | 36.7519 | 6.3288 | 4.3081 | 0 | 47.3887 | -0.42833 | 9999 | 36.7519 | 7.1593 | 4.3911 | 0 | 48.3023 | -0.10605 | 9999 | 36.7519 | 13.4881 | 5.024 | 0 | 55.264 | -0.53439 | -18.2896 | 9999 | -0.41131 | -0.10184 | -0.8496 | -183.9144 | -185.2771 | 36.7519 | 0 | 13.4881 | 0 | 0 | 0 | 0 | 0 | 0 | 5.024 | -2.6797 |  | -190.2646 | 0 | 55.264 | -192.9443 | 9999 | -203.0536 | 0.72796 | 0 | 0.72796 | 0.036398 | 0 | 0.036398 |  | 0 |  | 0 | 0 | 0 | 0 | 0 | 0 | -0.88476 | 9999 | 9999
Streetlight - MH 200W - New | Streetlight - MH 200W - Group Relamp - to LED 135W - New | 16.2791 | 204.25 | 0 | 1.0058 | 0 | -78.9521 | S-All-Lgt-Streetlight-All-All-U |  |  | 231.0964 | 0.054017 | 0.05125 | 0 | 0 | 0 | 0.20057 | 0.049659 | 0.41429 | 0.59024 | (na) | (na) | (na) | (na) | 0 | 0 | 0 | 0 | 0 | 0 | 0 | -78.9521 | 0.20057 | 0.049659 | 0.41429 | -78.3619 | -77.6974 | 110.839 | 19.0869 | 12.9926 | 0 | 142.9184 | 0.20057 | 712.5696 | 110.839 | 21.5915 | 13.243 | 0 | 145.6735 | 0.049659 | 2933.4929 | 110.839 | 40.6784 | 15.1517 | 0 | 166.6691 | 0.25023 | -17.6968 | 666.0731 | 0.063861 | 0.015811 | 0.13191 | -24.9507 | -24.7391 | 110.839 | 0 | 40.6784 | 0 | 0 | 0 | 0 | 0 | 0 | 15.1517 | 1.2548 |  | 0 | -78.9521 | 166.6691 | -77.6974 | 195.7514 | -42.5155 | 2.1954 | 0 | 2.1954 | 0.10977 | 0 | 0.10977 |  | 0 |  | 0 | 0 | 0 | 0 | 0 | 0 | 0.41429 | 9999 | 0
Streetlight - MH 200W - New | Streetlight - MH 200W - Tariff Relamp - to LED 135W - New | 16.2791 | 204.25 | 0 | 1.0058 | -28 | 0 | S-All-Lgt-Streetlight-All-All-U |  |  | 231.0964 | 0.054017 | 0.05125 | 0 | 0 | 0 | 0.20057 | 0.049659 | 0.41429 | 0.59024 | (na) | (na) | (na) | (na) | 0 | 0 | 0 | -380.5291 | 0 | 0 | 0 | 0 | 0.20057 | 0.049659 | 0.41429 | -379.9389 | -379.2744 | 110.839 | 19.0869 | 12.9926 | 0 | 142.9184 | 0.20057 | 712.5696 | 110.839 | 21.5915 | 13.243 | 0 | 145.6735 | 0.049659 | 2933.4929 | 110.839 | 40.6784 | 15.1517 | 0 | 166.6691 | 0.25023 | -17.6968 | 666.0731 | 0.063861 | 0.015811 | 0.13191 | -120.9736 | -120.762 | 110.839 | 0 | 40.6784 | 0 | 0 | 0 | 0 | 0 | 0 | 15.1517 | 1.2548 |  | -380.5291 | 0 | 166.6691 | -379.2744 | 436.0976 | -138.5385 | 2.1954 | 0 | 2.1954 | 0.10977 | 0 | 0.10977 |  | 0 |  | 0 | 0 | 0 | 0 | 0 | 0 | 0.41429 | 9999 | 0
Streetlight - HPS 250W - New | Streetlight - HPS 250W - Group Relamp - to LED 135W - New | 16.2791 | 333.25 | 0 | 1.0058 | 0 | -78.9521 | S-All-Lgt-Streetlight-All-All-U |  |  | 377.052 | 0.088133 | 0.083618 | 0 | 0 | 0 | 0.20057 | 0.049659 | 0.41429 | 0.59024 | (na) | (na) | (na) | (na) | 0 | 0 | 0 | 0 | 0 | 0 | 0 | -78.9521 | 0.20057 | 0.049659 | 0.41429 | -78.3619 | -77.6974 | 180.8425 | 31.1418 | 21.1984 | 0 | 233.1827 | 0.20057 | 1162.6136 | 180.8425 | 35.2282 | 21.6071 | 0 | 237.6778 | 0.049659 | 4786.2252 | 180.8425 | 66.37 | 24.7213 | 0 | 271.9338 | 0.25023 | -17.7276 | 1086.7508 | 0.039141 | 0.0096909 | 0.080849 | -15.2923 | -15.1627 | 180.8425 | 0 | 66.37 | 0 | 0 | 0 | 0 | 0 | 0 | 24.7213 | 1.2548 |  | 0 | -78.9521 | 271.9338 | -77.6974 | 279.6437 | -32.9391 | 3.582 | 0 | 3.582 | 0.1791 | 0 | 0.1791 |  | 0 |  | 0 | 0 | 0 | 0 | 0 | 0 | 0.41429 | 9999 | 0
Streetlight - HPS 250W - New | Streetlight - HPS 250W - Tariff Relamp - to LED 135W - New | 16.2791 | 333.25 | 0 | 1.0058 | -28 | 0 | S-All-Lgt-Streetlight-All-All-U |  |  | 377.052 | 0.088133 | 0.083618 | 0 | 0 | 0 | 0.20057 | 0.049659 | 0.41429 | 0.59024 | (na) | (na) | (na) | (na) | 0 | 0 | 0 | -380.5291 | 0 | 0 | 0 | 0 | 0.20057 | 0.049659 | 0.41429 | -379.9389 | -379.2744 | 180.8425 | 31.1418 | 21.1984 | 0 | 233.1827 | 0.20057 | 1162.6136 | 180.8425 | 35.2282 | 21.6071 | 0 | 237.6778 | 0.049659 | 4786.2252 | 180.8425 | 66.37 | 24.7213 | 0 | 271.9338 | 0.25023 | -17.7276 | 1086.7508 | 0.039141 | 0.0096909 | 0.080849 | -74.1451 | -74.0154 | 180.8425 | 0 | 66.37 | 0 | 0 | 0 | 0 | 0 | 0 | 24.7213 | 1.2548 |  | -380.5291 | 0 | 271.9338 | -379.2744 | 519.9899 | -91.7919 | 3.582 | 0 | 3.582 | 0.1791 | 0 | 0.1791 |  | 0 |  | 0 | 0 | 0 | 0 | 0 | 0 | 0.41429 | 9999 | 0
Streetlight - MH 400W - New | Streetlight - MH 400W - Group Relamp - to LED 180W - New | 16.2791 | 597.7 | 0 | 67.0116 | 0 | -88.1911 | S-All-Lgt-Streetlight-All-All-U |  |  | 676.261 | 0.15807 | 0.14997 | 0 | 0 | 0 | 13.363 | 3.3086 | 27.6025 | 39.3256 | (na) | (na) | (na) | (na) | 0 | 0 | 0 | 0 | 0 | 0 | 0 | -88.1911 | 13.363 | 3.3086 | 27.6025 | -48.8656 | -4.5916 | 324.3498 | 55.8542 | 38.0204 | 0 | 418.2245 | 13.363 | 31.2972 | 324.3498 | 63.1835 | 38.7533 | 0 | 426.2867 | 3.3086 | 128.8437 | 324.3498 | 119.0378 | 44.3388 | 0 | 487.7263 | 16.6716 | -15.9625 | 29.255 | 1.454 | 0.35999 | 3.0033 | -5.3169 | -0.49959 | 324.3498 | 0 | 119.0378 | 0 | 0 | 0 | 0 | 0 | 0 | 44.3388 | 83.5996 |  | 0 | -88.1911 | 487.7263 | -4.5916 | 6.889 | -18.2761 | 6.4245 | 0 | 6.4245 | 0.32122 | 0 | 0.32122 |  | 0 |  | 0 | 0 | 0 | 0 | 0 | 0 | 27.6025 | 9999 | 0
Streetlight - MH 400W - New | Streetlight - MH 400W - Tariff Relamp - to LED 180W - New | 16.2791 | 597.7 | 0 | 67.0116 | -28 | 0 | S-All-Lgt-Streetlight-All-All-U |  |  | 676.261 | 0.15807 | 0.14997 | 0 | 0 | 0 | 13.363 | 3.3086 | 27.6025 | 39.3256 | (na) | (na) | (na) | (na) | 0 | 0 | 0 | -380.5291 | 0 | 0 | 0 | 0 | 13.363 | 3.3086 | 27.6025 | -341.2036 | -296.9296 | 324.3498 | 55.8542 | 38.0204 | 0 | 418.2245 | 13.363 | 31.2972 | 324.3498 | 63.1835 | 38.7533 | 0 | 426.2867 | 3.3086 | 128.8437 | 324.3498 | 119.0378 | 44.3388 | 0 | 487.7263 | 16.6716 | -15.9625 | 29.255 | 1.454 | 0.35999 | 3.0033 | -37.1252 | -32.3079 | 324.3498 | 0 | 119.0378 | 0 | 0 | 0 | 0 | 0 | 0 | 44.3388 | 83.5996 |  | -380.5291 | 0 | 487.7263 | -296.9296 | 10.3859 | -50.0844 | 6.4245 | 0 | 6.4245 | 0.32122 | 0 | 0.32122 |  | 0 |  | 0 | 0 | 0 | 0 | 0 | 0 | 27.6025 | 9999 | 0
Streetlight - MH 1000W - New | Streetlight - MH 1000W - Group Relamp - to LED 421W - New | 16.2791 | 1459.85 | 0 | 266.0347 | 0 | -90.3162 | S-All-Lgt-Streetlight-All-All-U |  |  | 1651.731 | 0.38608 | 0.3663 | 0 | 0 | 0 | 53.0509 | 13.1349 | 109.5813 | 156.1217 | (na) | (na) | (na) | (na) | 0 | 0 | 0 | 0 | 0 | 0 | 0 | -90.3162 | 53.0509 | 13.1349 | 109.5813 | 65.8055 | 241.5725 | 792.207 | 136.421 | 92.8628 | 0 | 1021.4907 | 53.0509 | 19.2549 | 792.207 | 154.3224 | 94.6529 | 0 | 1041.1822 | 13.1349 | 79.2683 | 792.207 | 290.7433 | 108.295 | 0 | 1191.2453 | 66.1858 | -14.828 | 17.9985 | 2.3633 | 0.58514 | 4.8817 | 2.9315 | 10.7616 | 792.207 | 0 | 290.7433 | 0 | 0 | 0 | 0 | 0 | 0 | 108.295 | 331.8888 |  | 0 | -90.3162 | 1191.2453 | 241.5725 | 3.8614 | -7.0148 | 15.6915 | 0 | 15.6915 | 0.78457 | 0 | 0.78457 |  | 0 |  | 0 | 0 | 0 | 0 | 0 | 0 | 109.5813 | 9999 | 0
Streetlight - MH 1000W - New | Streetlight - MH 1000W - Tariff Relamp - to LED 421W - New | 16.2791 | 1459.85 | 0 | 266.0347 | -28 | 0 | S-All-Lgt-Streetlight-All-All-U |  |  | 1651.731 | 0.38608 | 0.3663 | 0 | 0 | 0 | 53.0509 | 13.1349 | 109.5813 | 156.1217 | (na) | (na) | (na) | (na) | 0 | 0 | 0 | -380.5291 | 0 | 0 | 0 | 0 | 53.0509 | 13.1349 | 109.5813 | -224.4074 | -48.6404 | 792.207 | 136.421 | 92.8628 | 0 | 1021.4907 | 53.0509 | 19.2549 | 792.207 | 154.3224 | 94.6529 | 0 | 1041.1822 | 13.1349 | 79.2683 | 792.207 | 290.7433 | 108.295 | 0 | 1191.2453 | 66.1858 | -14.828 | 17.9985 | 2.3633 | 0.58514 | 4.8817 | -9.997 | -2.1668 | 792.207 | 0 | 290.7433 | 0 | 0 | 0 | 0 | 0 | 0 | 108.295 | 331.8888 |  | -380.5291 | 0 | 1191.2453 | -48.6404 | 4.7358 | -19.9433 | 15.6915 | 0 | 15.6915 | 0.78457 | 0 | 0.78457 |  | 0 |  | 0 | 0 | 0 | 0 | 0 | 0 | 109.5813 | 9999 | 0
Streetlight - HPS 100W - NR | Streetlight - HPS 100W - Group Relamp - to LED 42W - NR | 16.2791 | 84.925 | 0 | 28.352 | 0 | -37.9957 | S-All-Lgt-Streetlight-All-All-U |  |  | 96.0874 | 0.02246 | 0.021309 | 0 | 0 | 0 | 5.6538 | 1.3998 | 11.6784 | 16.6383 | (na) | (na) | (na) | (na) | 0 | 0 | 0 | 0 | 0 | 0 | 0 | -37.9957 | 5.6538 | 1.3998 | 11.6784 | -21.3574 | -2.6255 | 46.0857 | 7.9361 | 5.4022 | 0 | 59.424 | 5.6538 | 10.5105 | 46.0857 | 8.9775 | 5.5063 | 0 | 60.5695 | 1.3998 | 43.2694 | 46.0857 | 16.9136 | 6.2999 | 0 | 69.2992 | 7.0536 | -12.375 | 9.8247 | 4.3295 | 1.072 | 8.943 | -16.3551 | -2.0105 | 46.0857 | 0 | 16.9136 | 0 | 0 | 0 | 0 | 0 | 0 | 6.2999 | 35.3703 |  | 0 | -37.9957 | 69.2992 | -2.6255 | 3.0335 | -19.787 | 0.91283 | 0 | 0.91283 | 0.045642 | 0 | 0.045642 |  | 0 |  | 0 | 0 | 0 | 0 | 0 | 0 | 11.6784 | 9999 | 0
Streetlight - HPS 100W - NR | Streetlight - HPS 100W - Tariff Relamp - to LED 42W - NR | 16.2791 | 84.925 | 0 | 28.352 | -14 | 0 | S-All-Lgt-Streetlight-All-All-U |  |  | 96.0874 | 0.02246 | 0.021309 | 0 | 0 | 0 | 5.6538 | 1.3998 | 11.6784 | 16.6383 | (na) | (na) | (na) | (na) | 0 | 0 | 0 | -190.2646 | 0 | 0 | 0 | 0 | 5.6538 | 1.3998 | 11.6784 | -173.6263 | -154.8943 | 46.0857 | 7.9361 | 5.4022 | 0 | 59.424 | 5.6538 | 10.5105 | 46.0857 | 8.9775 | 5.5063 | 0 | 60.5695 | 1.3998 | 43.2694 | 46.0857 | 16.9136 | 6.2999 | 0 | 69.2992 | 7.0536 | -12.375 | 9.8247 | 4.3295 | 1.072 | 8.943 | -132.9593 | -118.6148 | 46.0857 | 0 | 16.9136 | 0 | 0 | 0 | 0 | 0 | 0 | 6.2999 | 35.3703 |  | -190.2646 | 0 | 69.2992 | -154.8943 | 7.3385 | -136.3913 | 0.91283 | 0 | 0.91283 | 0.045642 | 0 | 0.045642 |  | 0 |  | 0 | 0 | 0 | 0 | 0 | 0 | 11.6784 | 9999 | 0
Streetlight - HPS 100W - NR | Streetlight - HPS 100W - Group Relamp - to LED 58W - NR | 16.2791 | 67.725 | 0 | 28.352 | 0 | -37.9957 | S-All-Lgt-Streetlight-All-All-U |  |  | 76.6267 | 0.017911 | 0.016993 | 0 | 0 | 0 | 5.6538 | 1.3998 | 11.6784 | 16.6383 | (na) | (na) | (na) | (na) | 0 | 0 | 0 | 0 | 0 | 0 | 0 | -37.9957 | 5.6538 | 1.3998 | 11.6784 | -21.3574 | -2.6255 | 36.7519 | 6.3288 | 4.3081 | 0 | 47.3887 | 5.6538 | 8.3818 | 36.7519 | 7.1593 | 4.3911 | 0 | 48.3023 | 1.3998 | 34.506 | 36.7519 | 13.4881 | 5.024 | 0 | 55.264 | 7.0536 | -11.0032 | 7.8349 | 5.4291 | 1.3442 | 11.2143 | -20.5087 | -2.5211 | 36.7519 | 0 | 13.4881 | 0 | 0 | 0 | 0 | 0 | 0 | 5.024 | 35.3703 |  | 0 | -37.9957 | 55.264 | -2.6255 | 2.6367 | -20.2976 | 0.72796 | 0 | 0.72796 | 0.036398 | 0 | 0.036398 |  | 0 |  | 0 | 0 | 0 | 0 | 0 | 0 | 11.6784 | 9999 | 0
Streetlight - HPS 100W - NR | Streetlight - HPS 100W - Tariff Relamp - to LED 58W - NR | 16.2791 | 67.725 | 0 | 28.352 | -14 | 0 | S-All-Lgt-Streetlight-All-All-U |  |  | 76.6267 | 0.017911 | 0.016993 | 0 | 0 | 0 | 5.6538 | 1.3998 | 11.6784 | 16.6383 | (na) | (na) | (na) | (na) | 0 | 0 | 0 | -190.2646 | 0 | 0 | 0 | 0 | 5.6538 | 1.3998 | 11.6784 | -173.6263 | -154.8943 | 36.7519 | 6.3288 | 4.3081 | 0 | 47.3887 | 5.6538 | 8.3818 | 36.7519 | 7.1593 | 4.3911 | 0 | 48.3023 | 1.3998 | 34.506 | 36.7519 | 13.4881 | 5.024 | 0 | 55.264 | 7.0536 | -11.0032 | 7.8349 | 5.4291 | 1.3442 | 11.2143 | -166.7268 | -148.7392 | 36.7519 | 0 | 13.4881 | 0 | 0 | 0 | 0 | 0 | 0 | 5.024 | 35.3703 |  | -190.2646 | 0 | 55.264 | -154.8943 | 6.9417 | -166.5157 | 0.72796 | 0 | 0.72796 | 0.036398 | 0 | 0.036398 |  | 0 |  | 0 | 0 | 0 | 0 | 0 | 0 | 11.6784 | 9999 | 0
Streetlight - MH 200W - NR | Streetlight - MH 200W - Group Relamp - to LED 135W - NR | 16.2791 | 204.25 | 0 | 81.0058 | 0 | -78.9521 | S-All-Lgt-Streetlight-All-All-U |  |  | 231.0964 | 0.054017 | 0.05125 | 0 | 0 | 0 | 16.1536 | 3.9995 | 33.3668 | 47.538 | (na) | (na) | (na) | (na) | 0 | 0 | 0 | 0 | 0 | 0 | 0 | -78.9521 | 16.1536 | 3.9995 | 33.3668 | -31.4141 | 22.1058 | 110.839 | 19.0869 | 12.9926 | 0 | 142.9184 | 16.1536 | 8.8474 | 110.839 | 21.5915 | 13.243 | 0 | 145.6735 | 3.9995 | 36.423 | 110.839 | 40.6784 | 15.1517 | 0 | 166.6691 | 20.1531 | -11.3597 | 8.2701 | 5.1434 | 1.2734 | 10.6241 | -10.0023 | 7.0385 | 110.839 | 0 | 40.6784 | 0 | 0 | 0 | 0 | 0 | 0 | 15.1517 | 101.0579 |  | 0 | -78.9521 | 166.6691 | 22.1058 | 2.4305 | -10.7379 | 2.1954 | 0 | 2.1954 | 0.10977 | 0 | 0.10977 |  | 0 |  | 0 | 0 | 0 | 0 | 0 | 0 | 33.3668 | 9999 | 0
Streetlight - MH 200W - NR | Streetlight - MH 200W - Tariff Relamp - to LED 135W - NR | 16.2791 | 204.25 | 0 | 81.0058 | -28 | 0 | S-All-Lgt-Streetlight-All-All-U |  |  | 231.0964 | 0.054017 | 0.05125 | 0 | 0 | 0 | 16.1536 | 3.9995 | 33.3668 | 47.538 | (na) | (na) | (na) | (na) | 0 | 0 | 0 | -380.5291 | 0 | 0 | 0 | 0 | 16.1536 | 3.9995 | 33.3668 | -332.9911 | -279.4712 | 110.839 | 19.0869 | 12.9926 | 0 | 142.9184 | 16.1536 | 8.8474 | 110.839 | 21.5915 | 13.243 | 0 | 145.6735 | 3.9995 | 36.423 | 110.839 | 40.6784 | 15.1517 | 0 | 166.6691 | 20.1531 | -11.3597 | 8.2701 | 5.1434 | 1.2734 | 10.6241 | -106.0253 | -88.9844 | 110.839 | 0 | 40.6784 | 0 | 0 | 0 | 0 | 0 | 0 | 15.1517 | 101.0579 |  | -380.5291 | 0 | 166.6691 | -279.4712 | 5.4147 | -106.7609 | 2.1954 | 0 | 2.1954 | 0.10977 | 0 | 0.10977 |  | 0 |  | 0 | 0 | 0 | 0 | 0 | 0 | 33.3668 | 9999 | 0
Streetlight - HPS 250W - NR | Streetlight - HPS 250W - Group Relamp - to LED 135W - NR | 16.2791 | 333.25 | 0 | 81.0058 | 0 | -78.9521 | S-All-Lgt-Streetlight-All-All-U |  |  | 377.052 | 0.088133 | 0.083618 | 0 | 0 | 0 | 16.1536 | 3.9995 | 33.3668 | 47.538 | (na) | (na) | (na) | (na) | 0 | 0 | 0 | 0 | 0 | 0 | 0 | -78.9521 | 16.1536 | 3.9995 | 33.3668 | -31.4141 | 22.1058 | 180.8425 | 31.1418 | 21.1984 | 0 | 233.1827 | 16.1536 | 14.4353 | 180.8425 | 35.2282 | 21.6071 | 0 | 237.6778 | 3.9995 | 59.427 | 180.8425 | 66.37 | 24.7213 | 0 | 271.9338 | 20.1531 | -13.8436 | 13.4934 | 3.1524 | 0.7805 | 6.5115 | -6.1305 | 4.3139 | 180.8425 | 0 | 66.37 | 0 | 0 | 0 | 0 | 0 | 0 | 24.7213 | 101.0579 |  | 0 | -78.9521 | 271.9338 | 22.1058 | 3.4721 | -13.4625 | 3.582 | 0 | 3.582 | 0.1791 | 0 | 0.1791 |  | 0 |  | 0 | 0 | 0 | 0 | 0 | 0 | 33.3668 | 9999 | 0
Streetlight - HPS 250W - NR | Streetlight - HPS 250W - Tariff Relamp - to LED 135W - NR | 16.2791 | 333.25 | 0 | 81.0058 | -28 | 0 | S-All-Lgt-Streetlight-All-All-U |  |  | 377.052 | 0.088133 | 0.083618 | 0 | 0 | 0 | 16.1536 | 3.9995 | 33.3668 | 47.538 | (na) | (na) | (na) | (na) | 0 | 0 | 0 | -380.5291 | 0 | 0 | 0 | 0 | 16.1536 | 3.9995 | 33.3668 | -332.9911 | -279.4712 | 180.8425 | 31.1418 | 21.1984 | 0 | 233.1827 | 16.1536 | 14.4353 | 180.8425 | 35.2282 | 21.6071 | 0 | 237.6778 | 3.9995 | 59.427 | 180.8425 | 66.37 | 24.7213 | 0 | 271.9338 | 20.1531 | -13.8436 | 13.4934 | 3.1524 | 0.7805 | 6.5115 | -64.9833 | -54.5388 | 180.8425 | 0 | 66.37 | 0 | 0 | 0 | 0 | 0 | 0 | 24.7213 | 101.0579 |  | -380.5291 | 0 | 271.9338 | -279.4712 | 6.4563 | -72.3153 | 3.582 | 0 | 3.582 | 0.1791 | 0 | 0.1791 |  | 0 |  | 0 | 0 | 0 | 0 | 0 | 0 | 33.3668 | 9999 | 0
Streetlight - MH 400W - NR | Streetlight - MH 400W - Group Relamp - to LED 180W - NR | 16.2791 | 597.7 | 0 | 162.0116 | 0 | -88.1911 | S-All-Lgt-Streetlight-All-All-U |  |  | 676.261 | 0.15807 | 0.14997 | 0 | 0 | 0 | 32.3073 | 7.999 | 66.7335 | 95.076 | (na) | (na) | (na) | (na) | 0 | 0 | 0 | 0 | 0 | 0 | 0 | -88.1911 | 32.3073 | 7.999 | 66.7335 | 6.8849 | 113.9247 | 324.3498 | 55.8542 | 38.0204 | 0 | 418.2245 | 32.3073 | 12.9452 | 324.3498 | 63.1835 | 38.7533 | 0 | 426.2867 | 7.999 | 53.2926 | 324.3498 | 119.0378 | 44.3388 | 0 | 487.7263 | 40.3063 | -13.3909 | 12.1005 | 3.5152 | 0.87034 | 7.2611 | 0.74912 | 12.3958 | 324.3498 | 0 | 119.0378 | 0 | 0 | 0 | 0 | 0 | 0 | 44.3388 | 202.1158 |  | 0 | -88.1911 | 487.7263 | 113.9247 | 2.8494 | -5.3807 | 6.4245 | 0 | 6.4245 | 0.32122 | 0 | 0.32122 |  | 0 |  | 0 | 0 | 0 | 0 | 0 | 0 | 66.7335 | 9999 | 0
Streetlight - MH 400W - NR | Streetlight - MH 400W - Tariff Relamp - to LED 180W - NR | 16.2791 | 597.7 | 0 | 162.0116 | -28 | 0 | S-All-Lgt-Streetlight-All-All-U |  |  | 676.261 | 0.15807 | 0.14997 | 0 | 0 | 0 | 32.3073 | 7.999 | 66.7335 | 95.076 | (na) | (na) | (na) | (na) | 0 | 0 | 0 | -380.5291 | 0 | 0 | 0 | 0 | 32.3073 | 7.999 | 66.7335 | -285.4531 | -178.4133 | 324.3498 | 55.8542 | 38.0204 | 0 | 418.2245 | 32.3073 | 12.9452 | 324.3498 | 63.1835 | 38.7533 | 0 | 426.2867 | 7.999 | 53.2926 | 324.3498 | 119.0378 | 44.3388 | 0 | 487.7263 | 40.3063 | -13.3909 | 12.1005 | 3.5152 | 0.87034 | 7.2611 | -31.0592 | -19.4126 | 324.3498 | 0 | 119.0378 | 0 | 0 | 0 | 0 | 0 | 0 | 44.3388 | 202.1158 |  | -380.5291 | 0 | 487.7263 | -178.4133 | 4.2958 | -37.189 | 6.4245 | 0 | 6.4245 | 0.32122 | 0 | 0.32122 |  | 0 |  | 0 | 0 | 0 | 0 | 0 | 0 | 66.7335 | 9999 | 0
Streetlight - MH 1000W - NR | Streetlight - MH 1000W - Group Relamp - to LED 421W - NR | 16.2791 | 1459.85 | 0 | 486.0347 | 0 | -90.3162 | S-All-Lgt-Streetlight-All-All-U |  |  | 1651.731 | 0.38608 | 0.3663 | 0 | 0 | 0 | 96.9218 | 23.997 | 200.2006 | 285.2281 | (na) | (na) | (na) | (na) | 0 | 0 | 0 | 0 | 0 | 0 | 0 | -90.3162 | 96.9218 | 23.997 | 200.2006 | 194.9119 | 516.0312 | 792.207 | 136.421 | 92.8628 | 0 | 1021.4907 | 96.9218 | 10.5393 | 792.207 | 154.3224 | 94.6529 | 0 | 1041.1822 | 23.997 | 43.3881 | 792.207 | 290.7433 | 108.295 | 0 | 1191.2453 | 120.9188 | -12.3897 | 9.8516 | 4.3177 | 1.069 | 8.9186 | 8.683 | 22.9883 | 792.207 | 0 | 290.7433 | 0 | 0 | 0 | 0 | 0 | 0 | 108.295 | 606.3474 |  | 0 | -90.3162 | 1191.2453 | 516.0312 | 2.1136 | 5.2118 | 15.6915 | 0 | 15.6915 | 0.78457 | 0 | 0.78457 |  | 0 |  | 0 | 0 | 0 | 0 | 0 | 0 | 200.2006 | 9999 | 0
Streetlight - MH 1000W - NR | Streetlight - MH 1000W - Tariff Relamp - to LED 421W - NR | 16.2791 | 1459.85 | 0 | 486.0347 | -28 | 0 | S-All-Lgt-Streetlight-All-All-U |  |  | 1651.731 | 0.38608 | 0.3663 | 0 | 0 | 0 | 96.9218 | 23.997 | 200.2006 | 285.2281 | (na) | (na) | (na) | (na) | 0 | 0 | 0 | -380.5291 | 0 | 0 | 0 | 0 | 96.9218 | 23.997 | 200.2006 | -95.301 | 225.8183 | 792.207 | 136.421 | 92.8628 | 0 | 1021.4907 | 96.9218 | 10.5393 | 792.207 | 154.3224 | 94.6529 | 0 | 1041.1822 | 23.997 | 43.3881 | 792.207 | 290.7433 | 108.295 | 0 | 1191.2453 | 120.9188 | -12.3897 | 9.8516 | 4.3177 | 1.069 | 8.9186 | -4.2455 | 10.0598 | 792.207 | 0 | 290.7433 | 0 | 0 | 0 | 0 | 0 | 0 | 108.295 | 606.3474 |  | -380.5291 | 0 | 1191.2453 | 225.8183 | 2.5922 | -7.7167 | 15.6915 | 0 | 15.6915 | 0.78457 | 0 | 0.78457 |  | 0 |  | 0 | 0 | 0 | 0 | 0 | 0 | 200.2006 | 9999 | 0
Category Results; Sorted by TRC Levelized Cost
Total Results |  | Measure Input Data | [8 empty] | Savings | [5 empty] | PV Capital |  |  |  | PV Admin |  |  |  | PV O&M |  |  |  | PV Periodic Repl. |  |  |  | Total PV Capital, O&M and Periodic Repl Costs |  |  |  |  | PV Wholesale Electric Utility Costs & Benefits | [6 empty] | PV Retail Electric Utility Costs & Benefits | [6 empty] | PV Electric Utility System Costs & Benefits | [5 empty] | Electric Utility System Economics |  | Sponsor Levelized Cost (mills/kwh) |  |  |  |  | PV Regional Costs & Benefits | [15 empty] | TRC Economics |  | Physical CO2 | [6 empty] | Gas Inputs |  |  |  | PV Gas Utility System Costs & Benefits |  |  |  |  | Gas Utility System Economics
Category | Measure | Measure Life | Site Savings (kWh) | Site Savings (therms) | Capital Cost ($/unit) | Annual O&M Cost ($/unit) | PV Per. Repl. Cost ($/unit) | Load Shape (electric) | Diversified Load Factor (electric) | Wholesale Power Coincidence Factor (electric) | Wholesale Electric Energy (kWh) | Wholesale Electric Demand (kw) | Retail Electric Demand (kW) | Wholesale Gas Energy (therms/yr) | Wholesale Gas Demand (therms/day) | Retail Gas Demand (therms/day) | Wholesale Electric | Retail Electric | Natural Gas | Customer | Wholesale Electric | Retail Electric | Natural Gas | Customer | Wholesale Electric | Retail Electric | Natural Gas | Customer | Wholesale Electric | Retail Electric | Natural Gas | Customer | Wholesale Electric | Retail Electric | Natural Gas | Customer | Total | Wholesale Utility System Energy | Wholesale Utility System T&D Def. Cap. | Wholesale Utility System Act C-E Credit | Wholesale Utility System Risk Mitigation Benefit | Wholesale Utility System Total System Benefit | Wholesale Utility System Total Non-Consumer Cost | Wholesale Utility System B/C Ratio | Retail Utility System Energy | Retail Utility System T&D Def. Cap. | Retail Utility System Act C-E Credit | Retail Utility System Risk Mitigation Benefit | Retail Utility System Total System Benefit | Retail Utility System Total Non-Consumer Cost | Retail Utility System System B/C Ratio | Utility System Energy | Utility System T&D Def. Cap. | Utility System Act C-E Credit | Utility System Total Risk Mitigation Benefit | Utility System Total System Benefit | Utility System Total Non-Consumer Cost | Utility System Net Levelized Cost (Net of Elec T&D Capacity Benefits, Act Credit & Risk-Mitigation Benefit) in mills/kwh | Utility System System B/C Ratio | Wholesale Electric Levelized Cost | Retail Electric Levelized Cost | Natural Gas Levelized Cost | Customer Levelized Cost | Total Levelized Cost | PV Regional Electric Energy | PV Regional Gas Energy | PV Regional Electric T&D Def. Cap. | PV Regional Gas T&D Def. Cap. | PV Regional Electric System CO2 | PV Regional Gas System CO2 | PV Regional Electric System Risk-Mitigation Benefit | PV Regional Gas System Risk-Mitigation Benefit | PV Regional Non-E Value | PV Regional Act Credit | PV Regional Capital Cost | PV Regional Admin Cost | PV Regional Annual O&M Cost | PV Regional Periodic Replacement Cost | PV Total Regional Benefit | PV Total Regional Cost | TRC B/C Ratio | TRC Net Levelized Cost (Net of All Benefits) in mills/kWh | Electric System CO2 Avoided (Lifetime Tons) | Gas System CO2 Avoided (Lifetime Tons) | Total System CO2 Avoided (Lifetime Tons) | Electric System CO2 Avoided (Annual Tons in 2018) | Gas System CO2 Avoided (Annual Tons in 2018) | Total System CO2 Avoided (Annual Tons in 2018) |  | Gas Site Savings (therms) | Load Shape (gas) | Diversitfied Load Factor (gas) | Wholesale Coincidence Factor (gas) | Total Gas Utility System Energy | Gas Utility System T&D Def. Cap. | Gas Utility System Risk Mitigation Benefit | Gas Utility System Total System Benefit | Gas Utility System Total Non-Consumer Cost | Gas Utility System Net Levelized Cost (Net of Gas T&D Capacity Benefits & Risk-Mitigation Benefits) in cents/therm | Gas Utility System System B/C Ratio
Streetlight - HPS 100W - New |  | 16.2791 | 305.3 | 0 | -8.5919 | -28 | -75.9914 |  |  |  | 345.4283 | 0.080741 | 0.076605 | 0 | 0 | 0 | -1.7133 | -0.42421 | -3.5391 | -5.0421 | -0.51551 | -0.12888 | -1.074 | 0 | 0 | 0 | 0 | -380.5291 | 0 | 0 | 0 | -75.9914 | -2.2289 | -0.55309 | -4.613 | -461.5627 | -468.9577 | 165.6751 | 28.5299 | 19.4205 | 0 | 213.6254 | -2.2289 | 9999 | 165.6751 | 32.2736 | 19.7949 | 0 | 217.7436 | -0.55309 | 9999 | 165.6751 | 60.8035 | 22.6479 | 0 | 249.1264 | -2.7819 | -18.3691 | 9999 | -0.47478 | -0.11782 | -0.98265 | -98.3202 | -99.8955 | 165.6751 | 0 | 60.8035 | 0 | 0 | 0 | 0 | 0 | 0 | 22.6479 | -10.7187 | -1.7184 | -380.5291 | -75.9914 | 249.1264 | -468.9577 | 9999 | -117.672 | 3.2816 | 0 | 3.2816 | 0.16408 | 0 | 0.16408 |  | 0 |  | 0 | 0 | 0 | 0 | 0 | 0 | -4.613 | 9999 | 9999
Streetlight - HPS 250W - New |  | 16.2791 | 666.5 | 0 | 2.0116 | -28 | -78.9521 |  |  |  | 754.104 | 0.17627 | 0.16724 | 0 | 0 | 0 | 0.40114 | 0.099317 | 0.82858 | 1.1805 | 0.12069 | 0.030174 | 0.25145 | 0 | 0 | 0 | 0 | -380.5291 | 0 | 0 | 0 | -78.9521 | 0.52183 | 0.12949 | 1.08 | -458.3008 | -456.5694 | 361.6851 | 62.2835 | 42.3969 | 0 | 466.3654 | 0.52183 | 893.7114 | 361.6851 | 70.4564 | 43.2142 | 0 | 475.3557 | 0.12949 | 3670.9523 | 361.6851 | 132.7399 | 49.4425 | 0 | 543.8675 | 0.65132 | -17.7129 | 835.0221 | 0.050918 | 0.012635 | 0.10538 | -44.7187 | -44.5498 | 361.6851 | 0 | 132.7399 | 0 | 0 | 0 | 0 | 0 | 0 | 49.4425 | 2.5095 | 0.40232 | -380.5291 | -78.9521 | 543.8675 | -456.5694 | 344.5759 | -62.3263 | 7.164 | 0 | 7.164 | 0.3582 | 0 | 0.3582 |  | 0 |  | 0 | 0 | 0 | 0 | 0 | 0 | 1.08 | 9999 | 0
Streetlight - MH 200W - New |  | 16.2791 | 408.5 | 0 | 2.0116 | -28 | -78.9521 |  |  |  | 462.1928 | 0.10803 | 0.1025 | 0 | 0 | 0 | 0.40114 | 0.099317 | 0.82858 | 1.1805 | 0.12069 | 0.030174 | 0.25145 | 0 | 0 | 0 | 0 | -380.5291 | 0 | 0 | 0 | -78.9521 | 0.52183 | 0.12949 | 1.08 | -458.3008 | -456.5694 | 221.6779 | 38.1738 | 25.9852 | 0 | 285.8369 | 0.52183 | 547.7586 | 221.6779 | 43.183 | 26.4861 | 0 | 291.347 | 0.12949 | 2249.9385 | 221.6779 | 81.3567 | 30.3035 | 0 | 333.3382 | 0.65132 | -17.6728 | 511.7877 | 0.083076 | 0.020615 | 0.17194 | -72.9621 | -72.6865 | 221.6779 | 0 | 81.3567 | 0 | 0 | 0 | 0 | 0 | 0 | 30.3035 | 2.5095 | 0.40232 | -380.5291 | -78.9521 | 333.3382 | -456.5694 | 272.2747 | -90.463 | 4.3909 | 0 | 4.3909 | 0.21954 | 0 | 0.21954 |  | 0 |  | 0 | 0 | 0 | 0 | 0 | 0 | 1.08 | 9999 | 0
Streetlight - MH 400W - New |  | 16.2791 | 1195.4 | 0 | 134.0232 | -28 | -88.1911 |  |  |  | 1352.522 | 0.31614 | 0.29995 | 0 | 0 | 0 | 26.726 | 6.6171 | 55.2049 | 78.6511 | 8.0414 | 2.0103 | 16.7529 | 0 | 0 | 0 | 0 | -380.5291 | 0 | 0 | 0 | -88.1911 | 34.7674 | 8.6275 | 71.9578 | -390.0692 | -274.7165 | 648.6997 | 111.7085 | 76.0408 | 0 | 836.4489 | 34.7674 | 24.0584 | 648.6997 | 126.3671 | 77.5067 | 0 | 852.5734 | 8.6275 | 98.8209 | 648.6997 | 238.0755 | 88.6775 | 0 | 975.4527 | 43.3949 | -15.4156 | 22.4785 | 1.8915 | 0.46936 | 3.9147 | -21.2211 | -14.9455 | 648.6997 | 0 | 238.0755 | 0 | 0 | 0 | 0 | 0 | 0 | 88.6775 | 167.1992 | 26.8046 | -380.5291 | -88.1911 | 975.4527 | -274.7165 | 7.444 | -32.722 | 12.849 | 0 | 12.849 | 0.64245 | 0 | 0.64245 |  | 0 |  | 0 | 0 | 0 | 0 | 0 | 0 | 71.9578 | 9999 | 0
Streetlight - HPS 100W - NR |  | 16.2791 | 305.3 | 0 | 113.4081 | -28 | -75.9914 |  |  |  | 345.4283 | 0.080741 | 0.076605 | 0 | 0 | 0 | 22.6151 | 5.5993 | 46.7135 | 66.5532 | 6.8045 | 1.7011 | 14.176 | 0 | 0 | 0 | 0 | -380.5291 | 0 | 0 | 0 | -75.9914 | 29.4196 | 7.3004 | 60.8895 | -389.9674 | -292.3579 | 165.6751 | 28.5299 | 19.4205 | 0 | 213.6254 | 29.4196 | 7.2613 | 165.6751 | 32.2736 | 19.7949 | 0 | 217.7436 | 7.3004 | 29.8262 | 165.6751 | 60.8035 | 22.6479 | 0 | 249.1264 | 36.72 | -9.9545 | 6.7845 | 6.2668 | 1.5551 | 12.9704 | -83.0693 | -62.2769 | 165.6751 | 0 | 60.8035 | 0 | 0 | 0 | 0 | 0 | 0 | 22.6479 | 141.4811 | 22.6816 | -380.5291 | -75.9914 | 249.1264 | -292.3579 | 4.2985 | -80.0534 | 3.2816 | 0 | 3.2816 | 0.16408 | 0 | 0.16408 |  | 0 |  | 0 | 0 | 0 | 0 | 0 | 0 | 60.8895 | 9999 | 0
Streetlight - HPS 250W - NR |  | 16.2791 | 666.5 | 0 | 162.0116 | -28 | -78.9521 |  |  |  | 754.104 | 0.17627 | 0.16724 | 0 | 0 | 0 | 32.3073 | 7.999 | 66.7335 | 95.076 | 9.7207 | 2.4302 | 20.2514 | 0 | 0 | 0 | 0 | -380.5291 | 0 | 0 | 0 | -78.9521 | 42.028 | 10.4292 | 86.985 | -364.4053 | -224.9632 | 361.6851 | 62.2835 | 42.3969 | 0 | 466.3654 | 42.028 | 11.0965 | 361.6851 | 70.4564 | 43.2142 | 0 | 475.3557 | 10.4292 | 45.5795 | 361.6851 | 132.7399 | 49.4425 | 0 | 543.8675 | 52.4571 | -12.658 | 10.3678 | 4.1009 | 1.0176 | 8.4876 | -35.5569 | -21.9508 | 361.6851 | 0 | 132.7399 | 0 | 0 | 0 | 0 | 0 | 0 | 49.4425 | 202.1158 | 32.4023 | -380.5291 | -78.9521 | 543.8675 | -224.9632 | 4.2783 | -39.7273 | 7.164 | 0 | 7.164 | 0.3582 | 0 | 0.3582 |  | 0 |  | 0 | 0 | 0 | 0 | 0 | 0 | 86.985 | 9999 | 0
Streetlight - MH 1000W - New |  | 16.2791 | 2919.7 | 0 | 532.0695 | -28 | -90.3162 |  |  |  | 3303.4621 | 0.77216 | 0.7326 | 0 | 0 | 0 | 106.1018 | 26.2698 | 219.1625 | 312.2434 | 31.9242 | 7.981 | 66.5087 | 0 | 0 | 0 | 0 | -380.5291 | 0 | 0 | 0 | -90.3162 | 138.0259 | 34.2509 | 285.6712 | -158.6019 | 299.3461 | 1584.4139 | 272.8419 | 185.7256 | 0 | 2042.9814 | 138.0259 | 14.8014 | 1584.4139 | 308.6447 | 189.3059 | 0 | 2082.3645 | 34.2509 | 60.7974 | 1584.4139 | 581.4866 | 216.5901 | 0 | 2382.4906 | 172.2768 | -13.9391 | 13.8294 | 3.0744 | 0.76291 | 6.3631 | -3.5327 | 6.6677 | 1584.4139 | 0 | 581.4866 | 0 | 0 | 0 | 0 | 0 | 0 | 216.5901 | 663.7776 | 106.4139 | -380.5291 | -90.3162 | 2382.4906 | 299.3461 | 3.7047 | -11.1088 | 31.383 | 0 | 31.383 | 1.5691 | 0 | 1.5691 |  | 0 |  | 0 | 0 | 0 | 0 | 0 | 0 | 285.6712 | 9999 | 0
Streetlight - MH 200W - NR |  | 16.2791 | 408.5 | 0 | 162.0116 | -28 | -78.9521 |  |  |  | 462.1928 | 0.10803 | 0.1025 | 0 | 0 | 0 | 32.3073 | 7.999 | 66.7335 | 95.076 | 9.7207 | 2.4302 | 20.2514 | 0 | 0 | 0 | 0 | -380.5291 | 0 | 0 | 0 | -78.9521 | 42.028 | 10.4292 | 86.985 | -364.4053 | -224.9632 | 221.6779 | 38.1738 | 25.9852 | 0 | 285.8369 | 42.028 | 6.8011 | 221.6779 | 43.183 | 26.4861 | 0 | 291.347 | 10.4292 | 27.9358 | 221.6779 | 81.3567 | 30.3035 | 0 | 333.3382 | 52.4571 | -9.4252 | 6.3545 | 6.6909 | 1.6603 | 13.8481 | -58.0138 | -35.8145 | 221.6779 | 0 | 81.3567 | 0 | 0 | 0 | 0 | 0 | 0 | 30.3035 | 202.1158 | 32.4023 | -380.5291 | -78.9521 | 333.3382 | -224.9632 | 3.3806 | -53.5909 | 4.3909 | 0 | 4.3909 | 0.21954 | 0 | 0.21954 |  | 0 |  | 0 | 0 | 0 | 0 | 0 | 0 | 86.985 | 9999 | 0
Streetlight - MH 400W - NR |  | 16.2791 | 1195.4 | 0 | 324.0232 | -28 | -88.1911 |  |  |  | 1352.522 | 0.31614 | 0.29995 | 0 | 0 | 0 | 64.6145 | 15.998 | 133.467 | 190.1521 | 19.4414 | 4.8603 | 40.5029 | 0 | 0 | 0 | 0 | -380.5291 | 0 | 0 | 0 | -88.1911 | 84.0559 | 20.8583 | 173.9699 | -278.5682 | 0.31596 | 648.6997 | 111.7085 | 76.0408 | 0 | 836.4489 | 84.0559 | 9.9511 | 648.6997 | 126.3671 | 77.5067 | 0 | 852.5734 | 20.8583 | 40.8745 | 648.6997 | 238.0755 | 88.6775 | 0 | 975.4527 | 104.9143 | -12.0688 | 9.2976 | 4.5729 | 1.1348 | 9.4645 | -15.155 | 0.017189 | 648.6997 | 0 | 238.0755 | 0 | 0 | 0 | 0 | 0 | 0 | 88.6775 | 404.2316 | 64.8046 | -380.5291 | -88.1911 | 975.4527 | 0.31596 | 3.079 | -17.7593 | 12.849 | 0 | 12.849 | 0.64245 | 0 | 0.64245 |  | 0 |  | 0 | 0 | 0 | 0 | 0 | 0 | 173.9699 | 9999 | 0
Streetlight - MH 1000W - NR |  | 16.2791 | 2919.7 | 0 | 972.0695 | -28 | -90.3162 |  |  |  | 3303.4621 | 0.77216 | 0.7326 | 0 | 0 | 0 | 193.8436 | 47.9939 | 400.4011 | 570.4562 | 58.3242 | 14.581 | 121.5087 | 0 | 0 | 0 | 0 | -380.5291 | 0 | 0 | 0 | -90.3162 | 252.1678 | 62.575 | 521.9098 | 99.6108 | 936.2634 | 1584.4139 | 272.8419 | 185.7256 | 0 | 2042.9814 | 252.1678 | 8.1017 | 1584.4139 | 308.6447 | 189.3059 | 0 | 2082.3645 | 62.575 | 33.2779 | 1584.4139 | 581.4866 | 216.5901 | 0 | 2382.4906 | 314.7428 | -10.7658 | 7.5696 | 5.6168 | 1.3938 | 11.6251 | 2.2187 | 20.8545 | 1584.4139 | 0 | 581.4866 | 0 | 0 | 0 | 0 | 0 | 0 | 216.5901 | 1212.6949 | 194.4139 | -380.5291 | -90.3162 | 2382.4906 | 936.2634 | 2.0278 | 3.078 | 31.383 | 0 | 31.383 | 1.5691 | 0 | 1.5691 |  | 0 |  | 0 | 0 | 0 | 0 | 0 | 0 | 521.9098 | 9999 | 0
Supply Curve Results; Categories sorted by TRC Net Levelized Cost
Totals for Categories with Benefits Exceeding Costs. Levelized cost is TRC Net Levelized Cost (Net of Benefits) | [12 empty] | Savings Allocation by Cost Bin and Month for Segments 1 | [12 empty] | Savings Allocation by Cost Bin and Month for Segments 2
| Totals Basis | Busbar Electric Savings in kWh | First Cost | Admin Cost | First Year Program Cost | PV Cost | PV Benefits | Unit Program Cost: First Year Program Cost in $/average annual kW saved | Utility System Net Levelized Cost (Net of T&D Capacity Benefits, Act Credit & Risk-Mitigation) in mills/kWh | TRC Net Levelized Cost (Net of All Benefits) in mills/kWh | TRC B/C Ratio | Net Electric & Gas System CO2 Avoided (Lifetime Tons) | Jan | Feb | Mar | Apr | May | Jun | Jul | Aug | Sep | Oct | Nov | Dec |  | Jan | Feb | Mar | Apr | May | Jun | Jul | Aug | Sep | Oct | Nov | Dec
| Measures with B/C > 1.00 | 12435.4184 | 2395.0478 | 0 | 2395.0478 | -1642.1814 | 8968.5507 | 1687.1663 | -14.2507 | -27.4934 | 317.4186 | 118.137 | 516.7526 | 379.98 | 351.7765 | 201.1656 | 161.5842 | 125.4058 | 131.3461 | 190.7297 | 240.5424 | 392.0439 | 457.0661 | 542.2178 |  | 848.4781 | 733.9973 | 737.5933 | 698.889 | 643.6102 | 584.5999 | 639.1171 | 690.7265 | 741.527 | 767.551 | 809.2079 | 849.5106
| Categories with B/C > 1.00 | 12435.4184 | 2395.0478 | 479.0096 | 2874.0573 | -1163.1719 | 8968.5507 | 2024.5995 | -13.1878 | -24.6591 | 311.9373 | 118.137 | 156.4814 | 115.0644 | 106.5239 | 60.9163 | 48.9304 | 37.975 | 39.7738 | 57.7562 | 72.8403 | 118.7175 | 138.4074 | 164.1927 |  | 256.9335 | 222.2668 | 223.3557 | 211.6354 | 194.896 | 177.0267 | 193.5355 | 209.1637 | 224.5469 | 232.4274 | 245.0418 | 257.2462
Supply Curve Results: By TRC Net Levelized Cost - Net of Benefits
| Block 1: <= 0 mills/kWh | 9131.9563 | 1422.9783 | 284.5957 | 1707.5739 | -2099.4352 | 6586.0601 | 1638.0223 | -14.064 | -34.6929 | 424.0462 | 86.754 | 379.4776 | 279.0385 | 258.3273 | 147.7261 | 118.6594 | 92.0918 | 96.4541 | 140.0625 | 176.6424 | 287.8976 | 335.6468 | 398.178 |  | 623.0803 | 539.0113 | 541.652 | 513.2295 | 472.6355 | 429.3012 | 469.336 | 507.2354 | 544.5408 | 563.6515 | 594.2423 | 623.8386
| Block 2: <= 10 mills/kWh | 3303.4621 | 972.0695 | 194.4139 | 1166.4834 | 936.2634 | 2382.4906 | 3093.2379 | -10.7658 | 3.078 | 2.0278 | 31.383 | 137.275 | 100.9415 | 93.4492 | 53.4395 | 42.9247 | 33.314 | 34.892 | 50.6672 | 63.9 | 104.1462 | 121.4194 | 144.0399 |  | 225.3977 | 194.986 | 195.9412 | 185.6595 | 170.9747 | 155.2986 | 169.7811 | 183.4911 | 196.9862 | 203.8995 | 214.9656 | 225.672
| Block 3: 10-20 mills/kWh | 0 | 0 | 0 | 0 | 0 | 0 | 0 | 0 | 0 | 0 | 0 | 0 | 0 | 0 | 0 | 0 | 0 | 0 | 0 | 0 | 0 | 0 | 0 |  | 0 | 0 | 0 | 0 | 0 | 0 | 0 | 0 | 0 | 0 | 0 | 0
| Block 4: 20-30 mills/kWh | 0 | 0 | 0 | 0 | 0 | 0 | 0 | 0 | 0 | 0 | 0 | 0 | 0 | 0 | 0 | 0 | 0 | 0 | 0 | 0 | 0 | 0 | 0 |  | 0 | 0 | 0 | 0 | 0 | 0 | 0 | 0 | 0 | 0 | 0 | 0
| Block 5: 30-40 mills/kWh | 0 | 0 | 0 | 0 | 0 | 0 | 0 | 0 | 0 | 0 | 0 | 0 | 0 | 0 | 0 | 0 | 0 | 0 | 0 | 0 | 0 | 0 | 0 |  | 0 | 0 | 0 | 0 | 0 | 0 | 0 | 0 | 0 | 0 | 0 | 0
| Block 6: 40-50 mills/kWh | 0 | 0 | 0 | 0 | 0 | 0 | 0 | 0 | 0 | 0 | 0 | 0 | 0 | 0 | 0 | 0 | 0 | 0 | 0 | 0 | 0 | 0 | 0 |  | 0 | 0 | 0 | 0 | 0 | 0 | 0 | 0 | 0 | 0 | 0 | 0
| Block 7: 50-60 mills/kWh | 0 | 0 | 0 | 0 | 0 | 0 | 0 | 0 | 0 | 0 | 0 | 0 | 0 | 0 | 0 | 0 | 0 | 0 | 0 | 0 | 0 | 0 | 0 |  | 0 | 0 | 0 | 0 | 0 | 0 | 0 | 0 | 0 | 0 | 0 | 0
| Block 8: 60-70 mills/kWh | 0 | 0 | 0 | 0 | 0 | 0 | 0 | 0 | 0 | 0 | 0 | 0 | 0 | 0 | 0 | 0 | 0 | 0 | 0 | 0 | 0 | 0 | 0 |  | 0 | 0 | 0 | 0 | 0 | 0 | 0 | 0 | 0 | 0 | 0 | 0
| Block 9: 70-80 mills/kWh | 0 | 0 | 0 | 0 | 0 | 0 | 0 | 0 | 0 | 0 | 0 | 0 | 0 | 0 | 0 | 0 | 0 | 0 | 0 | 0 | 0 | 0 | 0 |  | 0 | 0 | 0 | 0 | 0 | 0 | 0 | 0 | 0 | 0 | 0 | 0
| Block 10: 80-90 mills/kWh | 0 | 0 | 0 | 0 | 0 | 0 | 0 | 0 | 0 | 0 | 0 | 0 | 0 | 0 | 0 | 0 | 0 | 0 | 0 | 0 | 0 | 0 | 0 |  | 0 | 0 | 0 | 0 | 0 | 0 | 0 | 0 | 0 | 0 | 0 | 0
| Block 11: 90-100 mills/kWh | 0 | 0 | 0 | 0 | 0 | 0 | 0 | 0 | 0 | 0 | 0 | 0 | 0 | 0 | 0 | 0 | 0 | 0 | 0 | 0 | 0 | 0 | 0 |  | 0 | 0 | 0 | 0 | 0 | 0 | 0 | 0 | 0 | 0 | 0 | 0
| Block 12: 100-110 mills/kWh | 0 | 0 | 0 | 0 | 0 | 0 | 0 | 0 | 0 | 0 | 0 | 0 | 0 | 0 | 0 | 0 | 0 | 0 | 0 | 0 | 0 | 0 | 0 |  | 0 | 0 | 0 | 0 | 0 | 0 | 0 | 0 | 0 | 0 | 0 | 0
| Block 13: 110-120 mills/kWh | 0 | 0 | 0 | 0 | 0 | 0 | 0 | 0 | 0 | 0 | 0 | 0 | 0 | 0 | 0 | 0 | 0 | 0 | 0 | 0 | 0 | 0 | 0 |  | 0 | 0 | 0 | 0 | 0 | 0 | 0 | 0 | 0 | 0 | 0 | 0
| Block 14: 120-130 mills/kWh | 0 | 0 | 0 | 0 | 0 | 0 | 0 | 0 | 0 | 0 | 0 | 0 | 0 | 0 | 0 | 0 | 0 | 0 | 0 | 0 | 0 | 0 | 0 |  | 0 | 0 | 0 | 0 | 0 | 0 | 0 | 0 | 0 | 0 | 0 | 0
| Block 15: 130-140 mills/kWh | 0 | 0 | 0 | 0 | 0 | 0 | 0 | 0 | 0 | 0 | 0 | 0 | 0 | 0 | 0 | 0 | 0 | 0 | 0 | 0 | 0 | 0 | 0 |  | 0 | 0 | 0 | 0 | 0 | 0 | 0 | 0 | 0 | 0 | 0 | 0
| Block 16: 140-150 mills/kWh | 0 | 0 | 0 | 0 | 0 | 0 | 0 | 0 | 0 | 0 | 0 | 0 | 0 | 0 | 0 | 0 | 0 | 0 | 0 | 0 | 0 | 0 | 0 |  | 0 | 0 | 0 | 0 | 0 | 0 | 0 | 0 | 0 | 0 | 0 | 0
| Block 17: 150-160 mills/kWh | 0 | 0 | 0 | 0 | 0 | 0 | 0 | 0 | 0 | 0 | 0 | 0 | 0 | 0 | 0 | 0 | 0 | 0 | 0 | 0 | 0 | 0 | 0 |  | 0 | 0 | 0 | 0 | 0 | 0 | 0 | 0 | 0 | 0 | 0 | 0
| Block 18: 160-170 mills/kWh | 0 | 0 | 0 | 0 | 0 | 0 | 0 | 0 | 0 | 0 | 0 | 0 | 0 | 0 | 0 | 0 | 0 | 0 | 0 | 0 | 0 | 0 | 0 |  | 0 | 0 | 0 | 0 | 0 | 0 | 0 | 0 | 0 | 0 | 0 | 0
| Block 19: 170-180 mills/kWh | 0 | 0 | 0 | 0 | 0 | 0 | 0 | 0 | 0 | 0 | 0 | 0 | 0 | 0 | 0 | 0 | 0 | 0 | 0 | 0 | 0 | 0 | 0 |  | 0 | 0 | 0 | 0 | 0 | 0 | 0 | 0 | 0 | 0 | 0 | 0
| Block 20: 180-190 mills/kWh | 0 | 0 | 0 | 0 | 0 | 0 | 0 | 0 | 0 | 0 | 0 | 0 | 0 | 0 | 0 | 0 | 0 | 0 | 0 | 0 | 0 | 0 | 0 |  | 0 | 0 | 0 | 0 | 0 | 0 | 0 | 0 | 0 | 0 | 0 | 0
| Block 21: 190-200 mills/kWh | 0 | 0 | 0 | 0 | 0 | 0 | 0 | 0 | 0 | 0 | 0 | 0 | 0 | 0 | 0 | 0 | 0 | 0 | 0 | 0 | 0 | 0 | 0 |  | 0 | 0 | 0 | 0 | 0 | 0 | 0 | 0 | 0 | 0 | 0 | 0
| Block 22: > 200 mills/kWh | 0 | 0 | 0 | 0 | 0 | 0 | 0 | 0 | 0 | 0 | 0 | 0 | 0 | 0 | 0 | 0 | 0 | 0 | 0 | 0 | 0 | 0 | 0 |  | 0 | 0 | 0 | 0 | 0 | 0 | 0 | 0 | 0 | 0 | 0 | 0
Shaped Savings Results; By Category and sorted by TRC BC ratio
[13 empty] | Savings Allocation by Cost Bin and Month for Segments 1 Feb: Savings Allocation by Category and Month for Segments 1 |  |  | Savings Allocation by Category and Month for Segments 2
Category | Measure | Busbar Savings | First Cost | Admin Cost | First Year Program Cost | PV Cost | PV Benefits | Unit Program Cost: First Year Program Cost in $/average annual kW saved | Utility System Net Levelized Cost (Net of T&D Capacity Benefits, Act Credit & Risk-Mitigation) in mills/kWh | TRC Net Levelized Cost (Net of All Benefits) in mills/kWh | TRC B/C Ratio | Net Electric & Gas System CO2 Avoided (Lifetime Tons) | Wholesale KW | Jan | Feb | Mar | Apr | May | Jun | Jul | Aug | Sep | Oct | Nov | Dec |  | Jan | Feb | Mar | Apr | May | Jun | Jul | Aug | Sep | Oct | Nov | Dec
Streetlight - HPS 100W - New |  | 345.4283 | -8.5919 | -1.7184 | -10.3103 | -468.9577 | 249.1264 | -261.4667 | -18.3691 | -117.672 | 9999 | 3.2816 | 0.080741 | 14.3542 | 10.555 | 9.7716 | 5.5879 | 4.4884 | 3.4835 | 3.6485 | 5.298 | 6.6817 | 10.8901 | 12.6963 | 15.0616 |  | 23.5688 | 20.3888 | 20.4887 | 19.4136 | 17.8781 | 16.2389 | 17.7533 | 19.1868 | 20.598 | 21.3209 | 22.478 | 23.5975
Streetlight - HPS 250W - New |  | 754.104 | 2.0116 | 0.40232 | 2.4139 | -456.5694 | 543.8675 | 28.0408 | -17.7129 | -62.3263 | 344.5759 | 7.164 | 0.17627 | 31.3367 | 23.0426 | 21.3323 | 12.199 | 9.7987 | 7.6048 | 7.965 | 11.5662 | 14.5869 | 23.7742 | 27.7172 | 32.881 |  | 51.4531 | 44.5108 | 44.7289 | 42.3818 | 39.0296 | 35.4511 | 38.7571 | 41.8868 | 44.9674 | 46.5455 | 49.0717 | 51.5157
Streetlight - MH 200W - New |  | 462.1928 | 2.0116 | 0.40232 | 2.4139 | -456.5694 | 333.3382 | 45.7508 | -17.6728 | -90.463 | 272.2747 | 4.3909 | 0.10803 | 19.2064 | 14.1229 | 13.0746 | 7.4768 | 6.0057 | 4.661 | 4.8818 | 7.0889 | 8.9403 | 14.5713 | 16.988 | 20.1529 |  | 31.5358 | 27.2808 | 27.4145 | 25.9759 | 23.9213 | 21.7281 | 23.7544 | 25.6725 | 27.5607 | 28.5279 | 30.0762 | 31.5741
Streetlight - MH 400W - New |  | 1352.522 | 134.0232 | 26.8046 | 160.8278 | -274.7165 | 975.4527 | 1041.6476 | -15.4156 | -32.722 | 7.444 | 12.849 | 0.31614 | 56.2039 | 41.328 | 38.2605 | 21.8795 | 17.5745 | 13.6396 | 14.2857 | 20.7445 | 26.1623 | 42.6401 | 49.7122 | 58.9736 |  | 92.2836 | 79.8323 | 80.2234 | 76.0138 | 70.0014 | 63.5832 | 69.5127 | 75.126 | 80.6512 | 83.4817 | 88.0124 | 92.3959
Streetlight - HPS 100W - NR |  | 345.4283 | 113.4081 | 22.6816 | 136.0897 | -292.3579 | 249.1264 | 3451.2112 | -9.9545 | -80.0534 | 4.2985 | 3.2816 | 0.080741 | 14.3542 | 10.555 | 9.7716 | 5.5879 | 4.4884 | 3.4835 | 3.6485 | 5.298 | 6.6817 | 10.8901 | 12.6963 | 15.0616 |  | 23.5688 | 20.3888 | 20.4887 | 19.4136 | 17.8781 | 16.2389 | 17.7533 | 19.1868 | 20.598 | 21.3209 | 22.478 | 23.5975
Streetlight - HPS 250W - NR |  | 754.104 | 162.0116 | 32.4023 | 194.4139 | -224.9632 | 543.8675 | 2258.3963 | -12.658 | -39.7273 | 4.2783 | 7.164 | 0.17627 | 31.3367 | 23.0426 | 21.3323 | 12.199 | 9.7987 | 7.6048 | 7.965 | 11.5662 | 14.5869 | 23.7742 | 27.7172 | 32.881 |  | 51.4531 | 44.5108 | 44.7289 | 42.3818 | 39.0296 | 35.4511 | 38.7571 | 41.8868 | 44.9674 | 46.5455 | 49.0717 | 51.5157
Streetlight - MH 1000W - New |  | 3303.4621 | 532.0695 | 106.4139 | 638.4834 | 299.3461 | 2382.4906 | 1693.1068 | -13.9391 | -11.1088 | 3.7047 | 31.383 | 0.77216 | 137.275 | 100.9415 | 93.4492 | 53.4395 | 42.9247 | 33.314 | 34.892 | 50.6672 | 63.9 | 104.1462 | 121.4194 | 144.0399 |  | 225.3977 | 194.986 | 195.9412 | 185.6595 | 170.9747 | 155.2986 | 169.7811 | 183.4911 | 196.9862 | 203.8995 | 214.9656 | 225.672
Streetlight - MH 200W - NR |  | 462.1928 | 162.0116 | 32.4023 | 194.4139 | -224.9632 | 333.3382 | 3684.7518 | -9.4252 | -53.5909 | 3.3806 | 4.3909 | 0.10803 | 19.2064 | 14.1229 | 13.0746 | 7.4768 | 6.0057 | 4.661 | 4.8818 | 7.0889 | 8.9403 | 14.5713 | 16.988 | 20.1529 |  | 31.5358 | 27.2808 | 27.4145 | 25.9759 | 23.9213 | 21.7281 | 23.7544 | 25.6725 | 27.5607 | 28.5279 | 30.0762 | 31.5741
Streetlight - MH 400W - NR |  | 1352.522 | 324.0232 | 64.8046 | 388.8278 | 0.31596 | 975.4527 | 2518.3556 | -12.0688 | -17.7593 | 3.079 | 12.849 | 0.31614 | 56.2039 | 41.328 | 38.2605 | 21.8795 | 17.5745 | 13.6396 | 14.2857 | 20.7445 | 26.1623 | 42.6401 | 49.7122 | 58.9736 |  | 92.2836 | 79.8323 | 80.2234 | 76.0138 | 70.0014 | 63.5832 | 69.5127 | 75.126 | 80.6512 | 83.4817 | 88.0124 | 92.3959
Streetlight - MH 1000W - NR |  | 3303.4621 | 972.0695 | 194.4139 | 1166.4834 | 936.2634 | 2382.4906 | 3093.2379 | -10.7658 | 3.078 | 2.0278 | 31.383 | 0.77216 | 137.275 | 100.9415 | 93.4492 | 53.4395 | 42.9247 | 33.314 | 34.892 | 50.6672 | 63.9 | 104.1462 | 121.4194 | 144.0399 |  | 225.3977 | 194.986 | 195.9412 | 185.6595 | 170.9747 | 155.2986 | 169.7811 | 183.4911 | 196.9862 | 203.8995 | 214.9656 | 225.672
Note on I6: :ProCost Perioodic replacement costs and savinsg of the measure. These are costs and savings that occur periodicially, but at different periods than annually. Can be positive or negative. Periodic replacement costs for both the measure and the baseline measure should be included if applicable. ProCost can analysze these costs in two ways dependent on the 'Repeat Periodic Replacemetn' switch in the ProData page. When set to 'On', ProCost repeats replacement costs for multiple times over the life of a measure depending on the input period and measure life. For example fluorescent lamps may have a 4-year replacement cycle that repeats 3 times in a 15-year measure life. When set to 'Off', ProCost reads the period as the year after installation that the replacement cost occurs and does not subsequently reinstall or repeat the replacement costs. For example a compressor may be replaced only once in the life of a heat-pump system. Example: A new fluorescent lighting systems may have a measure life of 15 years, and a lamp life of five years. Two lamps lamps per fixture must be replaced at years 6 and 11. Lamp and labor costs, expressed as positive costs, are entered as a cost and the period would be enetered as 5. The baseline measure may have a four year lamp life and would have required a three-lamp replacement at years 5, 9 and 13. Lamp and labor replacement costs would be entered as annual savings in dollars with a 4-year period. ProCost determines the net present value of the two cost streams.
Note on O6: :ProCost If the measure has gas savings for incfreases, enter the annual savings and shape of the savings here. Example: Clothes washer saves electric motor and dryer energy and gas water heat.
Note on A7: :Procost Category for the measure. Individual measures can be grouped into categories. Procost output is reported by measure and by category. All measures must belong to at least one category. Category name can be the same as measure name. Example: Measures can be combined into one category if they have components with different load shapes or measure lives. On wash machines there may be one load shape for the electric motor savings component, a second load shape for the electric water heat savings component and a third shape for electric dryer savings component.
Note on B7: :ProCost Name of Measure. User-defined. For PTR measures, defined naming conventions apply.
Note on C7: :ProCost Annual electric savings for the measure in kWh at the site. May be positive, negative or zero. Savings are incremental to the baseline alternative.
Note on D7: :ProCost Physical life of the measure in years. Must be >=1.
Note on E7: :ProCost Initial cost to install the measure in dollars. Costs are incremental to the baseline alternative. Dollars must be denominated in the same year as 'Input Cost Reference Year' input on the ProData page.
Note on F7: :ProCost Annaul opperations and maintenace cost for the measure in dollars. Must be incremental cost over the baseline alternative. May be positive, negative or zero. Dollars must be denominated in the same year as 'Input Cost Reference Year' input on the ProData page. O&M costs are enetered as positive values. Negative values represent O&M savings compared to the baseline alternative. Example: Annualized maintenace cost for a heat pump heating system compared to a baseline electric resistance heating system.
Note on G7: :ProCost Name of the pointer to the shape of the savings. The shapes represent the daily and monthly shape of the savings in four time segments for each month of the year. Shape of the savings is relative to the baseline alternative. These shaps are in the MC_AND_Loadshape file.
Note on H7: :ProCost Annual value of any non-energy benefits of the measure, relative to the baseline alternative. Expressed in dollars per year and denominated in dollars of the 'Cost Reference Year'. Positive value represents dollar savings. Negative value represents dollar cost. Example: Water, detergent and sewer savings from efficient clothes washer.
Note on I7: : Cost in dollars that is incurred for Period 1. Positive value if cost. Negative value if savings. Dollars must be denominated in the same year as 'Input Cost Reference Year' input on the ProData page.
Note on J7: :ProCost Duration of Period1. The time at which Period 1 costs, or savings, occur. In years.
Note on K7: : Cost in dollars that is incurred for Period 2 Positive value if cost. Negative value if savings. Dollars must be denominated in the same year as 'Input Cost Reference Year' input on the ProData page.
Note on L7: :ProCost Duration of Period 2. The time at which Period 2 costs, or savings, occur. In years.
Note on M7: : Cost in dollars that is incurred for Period 3. Positive value if cost. Negative value if savings. Dollars must be denominated in the same year as 'Input Cost Reference Year' input on the ProData page.
Note on N7: :ProCost Duration of Period 3. The time at which Period 3 costs, or savings, occur. In years.
Note on O7: : Annual gas savings, or increases, in therms.
Note on P7: :ProCost Name of the pointer to the shape of the savings. The shapes represent the daily and monthly shape of the savings in four time segments for each month of the year. Shape of the savings is relative to the baseline alternative. These shaps are in the MC_AND_Loadshape file.
Note on BH58: Direct and program administrative costs incurred by the utility system minus benefits that accrue to the utility system.There are separate Utility System Net Levelized Costs for the electric and the gas system. Utility system benefits include deferred transmission and distribution system capacity, risk-mitigation and Regional Act credit all of which are user-determined inputs.Utility System benefits do not include any non-energy benefits such as, other-fuel benefits, O&M benefits or periodic replacement benefits which generally accrue to the customer or to non-utility sponsors. Utility System Net Levelized Costs correspond to Utility System B/C ratio with regard to the costs and benefits included. Benefits are subtracted from costs, then levelized over the life of the measure The Risk-Mitigation credit is used to determine program cost-effectiveness and impacts both the Utility System B/C ratio and the Utility System Net Levelized Cost. If the Risk-Mitigation credit is non-zero, the Utility System Net Levelized Cost will be reduced by the Risk-Mitigation benefit. When using ProCost to build conservation supply curves, the user should set the Risk-Mitigation Credit to zero so the credit is not reflected in the supply curves.
Note on BM58: Direct and program administrative costs of the measure to sponsor. Separate costs for each sponsor. Depends on share of costs incurred by sponsor, sponsor cost of capital, and financing term which are user-defined inputs. Includes applicable Capital, O&M, Periodic Replacement and Program Administrative costs. Sponsor costs are levelized over program life. Does not include any adjustments for benefit. NOTE: Units are per kWh for 'Electric' runs and per therm for 'Gas' runs for all sponsors.
Note on CE58: All costs minus all benefits regardless of which sponsor incurs the cost or accrues the benefits. TRC Net Levelized Cost includes all applicable costs and all benefits. In addition to energy system costs and benefits, TRC Net Levelized Cost includes non-energy, other-fuel, O&M, periodic-replacement and risk-mitigation benefits and costs. TRC Net Levelized Cost corresponds to TRC B/C ratios with regard to the costs and benefits included. Benefits are subtracted from costs, then levelized over the life of the measure. The Risk-Mitigation credit is used to determine program cost-effectiveness and impacts both the TRC B/C ratio and the TRC Net Levelized Cost. If Risk-Mitigation credit is non-zero, TRC Levelized Cost will be reduced by the risk-mitigation benefit. When using ProCost to build conservation supply curves, the user should set the Risk-Mitigation Credit to zero so the credit is not reflected in the supply curves.
Note on CW58: Direct and program administrative costs incurred by the utility system minus benefits that accrue to the utility system.There are separate Utility System Net Levelized Costs for the electric and the gas system. Utility system benefits include deferred transmission and distribution system capacity, risk-mitigation and Regional Act credit all of which are user-determined inputs.Utility System benefits do not include any non-energy benefits such as, other-fuel benefits, O&M benefits or periodic replacement benefits which generally accrue to the customer or to non-utility sponsors. Utility System Net Levelized Costs correspond to Utility System B/C ratio with regard to the costs and benefits included. Benefits are subtracted from costs, then levelized over the life of the measure The Risk-Mitigation credit is used to determine program cost-effectiveness and impacts both the Utility System B/C ratio and the Utility System Net Levelized Cost. If the Risk-Mitigation credit is non-zero, the Utility System Net Levelized Cost will be reduced by the Risk-Mitigation benefit. When using ProCost to build conservation supply curves, the user should set the Risk-Mitigation Credit to zero so the credit is not reflected in the supply curves.
Note on BH87: Direct and program administrative costs incurred by the utility system minus benefits that accrue to the utility system.There are separate Utility System Net Levelized Costs for the electric and the gas system. Utility system benefits include deferred transmission and distribution system capacity, risk-mitigation and Regional Act credit all of which are user-determined inputs.Utility System benefits do not include any non-energy benefits such as, other-fuel benefits, O&M benefits or periodic replacement benefits which generally accrue to the customer or to non-utility sponsors. Utility System Net Levelized Costs correspond to Utility System B/C ratio with regard to the costs and benefits included. Benefits are subtracted from costs, then levelized over the life of the measure The Risk-Mitigation credit is used to determine program cost-effectiveness and impacts both the Utility System B/C ratio and the Utility System Net Levelized Cost. If the Risk-Mitigation credit is non-zero, the Utility System Net Levelized Cost will be reduced by the Risk-Mitigation benefit. When using ProCost to build conservation supply curves, the user should set the Risk-Mitigation Credit to zero so the credit is not reflected in the supply curves.
Note on BM87: Direct and program administrative costs of the measure to sponsor. Separate costs for each sponsor. Depends on share of costs incurred by sponsor, sponsor cost of capital, and financing term which are user-defined inputs. Includes applicable Capital, O&M, Periodic Replacement and Program Administrative costs. Sponsor costs are levelized over program life. Does not include any adjustments for benefit. NOTE: Units are per kWh for 'Electric' runs and per therm for 'Gas' runs for all sponsors.
Note on CE87: All costs minus all benefits regardless of which sponsor incurs the cost or accrues the benefits. TRC Net Levelized Cost includes all applicable costs and all benefits. In addition to energy system costs and benefits, TRC Net Levelized Cost includes non-energy, other-fuel, O&M, periodic-replacement and risk-mitigation benefits and costs. TRC Net Levelized Cost corresponds to TRC B/C ratios with regard to the costs and benefits included. Benefits are subtracted from costs, then levelized over the life of the measure. The Risk-Mitigation credit is used to determine program cost-effectiveness and impacts both the TRC B/C ratio and the TRC Net Levelized Cost. If Risk-Mitigation credit is non-zero, TRC Levelized Cost will be reduced by the risk-mitigation benefit. When using ProCost to build conservation supply curves, the user should set the Risk-Mitigation Credit to zero so the credit is not reflected in the supply curves.
Note on CW87: Direct and program administrative costs incurred by the utility system minus benefits that accrue to the utility system.There are separate Utility System Net Levelized Costs for the electric and the gas system. Utility system benefits include deferred transmission and distribution system capacity, risk-mitigation and Regional Act credit all of which are user-determined inputs.Utility System benefits do not include any non-energy benefits such as, other-fuel benefits, O&M benefits or periodic replacement benefits which generally accrue to the customer or to non-utility sponsors. Utility System Net Levelized Costs correspond to Utility System B/C ratio with regard to the costs and benefits included. Benefits are subtracted from costs, then levelized over the life of the measure The Risk-Mitigation credit is used to determine program cost-effectiveness and impacts both the Utility System B/C ratio and the Utility System Net Levelized Cost. If the Risk-Mitigation credit is non-zero, the Utility System Net Levelized Cost will be reduced by the Risk-Mitigation benefit. When using ProCost to build conservation supply curves, the user should set the Risk-Mitigation Credit to zero so the credit is not reflected in the supply curves.

## M_Input (WT)
Data Set Name | [13 empty] | #REF!
Measure Index Name | Street and Roadway Lighting
Costs must be denominated in the same year as 'Input Cost Reference Year' = |  | 2012
| Weight by Mix Baseline Watts | SUPPLY CURVE WEIGHT BY WATT CLASS
1 | 2 | 3 | 4 | 5 | 6 | 7 | 8 | 9 | 10 | 11 | 12 | 13 | 14 | 15 | 16 | 17 | 18 | 19 | 20 | 21 | 22 | 23 | 24 | 25 | 26 | 27 | 28 | 29 | 30 | 31 | 32 | 33 | 34 | 35 | 36 | 37 | 38 | 39 | 40 | 41 | 42 | 43 | 44 | 45 | 46 | 47 | 48 | 49 | 50 | 51 | 52 | 53 | 54 | 55 | 56 | 57 | 58 | 59 | 60 | 61 | 62 | 63 | 64 | 65 | 66 | 67 | 68 | 69 | 70 | 71 | 72 | 73 | 74 | 75 | 76 | 77 | 78 | 79 | 80 | 81 | 82 | 83 | 84 | 85 | 86 | 87 | 88 | 89 | 90 | 91 | 92 | 93 | 94 | 95 | 96 | 97 | 98 | 99 | 100 | 101 | 102 | 103 | 104 | 105
Input Data | [7 empty] | Periodic Replacement Costs and Savings and Replacement Period | [5 empty] | Gas Inputs |  | Retro or LO | Early Retrofit Parameters
Category Name | Measure Name | Savings (kwh/yr) | Life (yrs) | Capital Cost | Annual O&M | Shape Pointer | Non-E Val ($/yr) | Cost 1 ($) | Period 1 | Cost 2 ($) | Period 2 | Cost 3 ($) | Period 3 | Savings (therms/yr) | Shape Pointer | R or L | Savings 2 (kWh) | Remaining Life (yrs) | Salvage Value ($)
Streetlight - HPS 100W - New | Streetlight - HPS 100W - Group Relamp - to LED 42W - New | 84.925 | 16.2791 | -2.148 | 0 | S-All-Lgt-Streetlight-All-All-U |  | -19.25 | 5 | [6 empty] | L
Streetlight - HPS 100W - New | Streetlight - HPS 100W - Tariff Relamp - to LED 42W - New | 84.925 | 16.2791 | -2.148 | -14 | S-All-Lgt-Streetlight-All-All-U |  | 0 | 0 | [6 empty] | L
Streetlight - HPS 100W - New | Streetlight - HPS 100W - Group Relamp - to LED 58W - New | 67.725 | 16.2791 | -2.148 | 0 | S-All-Lgt-Streetlight-All-All-U |  | -19.25 | 5 | [6 empty] | L
Streetlight - HPS 100W - New | Streetlight - HPS 100W - Tariff Relamp - to LED 58W - New | 67.725 | 16.2791 | -2.148 | -14 | S-All-Lgt-Streetlight-All-All-U |  | 0 | 0 | [6 empty] | L
Streetlight - MH 200W - New | Streetlight - MH 200W - Group Relamp - to LED 135W - New | 204.25 | 16.2791 | 1.0058 | 0 | S-All-Lgt-Streetlight-All-All-U |  | -40 | 5 | [6 empty] | L
Streetlight - MH 200W - New | Streetlight - MH 200W - Tariff Relamp - to LED 135W - New | 204.25 | 16.2791 | 1.0058 | -28 | S-All-Lgt-Streetlight-All-All-U |  | 0 | 0 | [6 empty] | L
Streetlight - HPS 250W - New | Streetlight - HPS 250W - Group Relamp - to LED 135W - New | 333.25 | 16.2791 | 1.0058 | 0 | S-All-Lgt-Streetlight-All-All-U |  | -40 | 5 | [6 empty] | L
Streetlight - HPS 250W - New | Streetlight - HPS 250W - Tariff Relamp - to LED 135W - New | 333.25 | 16.2791 | 1.0058 | -28 | S-All-Lgt-Streetlight-All-All-U |  | 0 | 0 | [6 empty] | L
Streetlight - MH 400W - New | Streetlight - MH 400W - Group Relamp - to LED 180W - New | 597.7 | 16.2791 | 67.0116 | 0 | S-All-Lgt-Streetlight-All-All-U |  | -41.5 | 4 | [6 empty] | L
Streetlight - MH 400W - New | Streetlight - MH 400W - Tariff Relamp - to LED 180W - New | 597.7 | 16.2791 | 67.0116 | -28 | S-All-Lgt-Streetlight-All-All-U |  | 0 | 0 | [6 empty] | L
Streetlight - MH 1000W - New | Streetlight - MH 1000W - Group Relamp - to LED 421W - New | 1459.85 | 16.2791 | 266.0347 | 0 | S-All-Lgt-Streetlight-All-All-U |  | -42.5 | 4 | [6 empty] | L
Streetlight - MH 1000W - New | Streetlight - MH 1000W - Tariff Relamp - to LED 421W - New | 1459.85 | 16.2791 | 266.0347 | -28 | S-All-Lgt-Streetlight-All-All-U |  | 0 | 0 | [6 empty] | L
Streetlight - HPS 100W - NR | Streetlight - HPS 100W - Group Relamp - to LED 42W - NR | 84.925 | 16.2791 | 28.352 | 0 | S-All-Lgt-Streetlight-All-All-U |  | -19.25 | 5 | [6 empty] | L
Streetlight - HPS 100W - NR | Streetlight - HPS 100W - Tariff Relamp - to LED 42W - NR | 84.925 | 16.2791 | 28.352 | -14 | S-All-Lgt-Streetlight-All-All-U |  | 0 | 0 | [6 empty] | L
Streetlight - HPS 100W - NR | Streetlight - HPS 100W - Group Relamp - to LED 58W - NR | 67.725 | 16.2791 | 28.352 | 0 | S-All-Lgt-Streetlight-All-All-U |  | -19.25 | 5 | [6 empty] | L
Streetlight - HPS 100W - NR | Streetlight - HPS 100W - Tariff Relamp - to LED 58W - NR | 67.725 | 16.2791 | 28.352 | -14 | S-All-Lgt-Streetlight-All-All-U |  | 0 | 0 | [6 empty] | L
Streetlight - MH 200W - NR | Streetlight - MH 200W - Group Relamp - to LED 135W - NR | 204.25 | 16.2791 | 81.0058 | 0 | S-All-Lgt-Streetlight-All-All-U |  | -40 | 5 | [6 empty] | L
Streetlight - MH 200W - NR | Streetlight - MH 200W - Tariff Relamp - to LED 135W - NR | 204.25 | 16.2791 | 81.0058 | -28 | S-All-Lgt-Streetlight-All-All-U |  | 0 | 0 | [6 empty] | L
Streetlight - HPS 250W - NR | Streetlight - HPS 250W - Group Relamp - to LED 135W - NR | 333.25 | 16.2791 | 81.0058 | 0 | S-All-Lgt-Streetlight-All-All-U |  | -40 | 5 | [6 empty] | L
Streetlight - HPS 250W - NR | Streetlight - HPS 250W - Tariff Relamp - to LED 135W - NR | 333.25 | 16.2791 | 81.0058 | -28 | S-All-Lgt-Streetlight-All-All-U |  | 0 | 0 | [6 empty] | L
Streetlight - MH 400W - NR | Streetlight - MH 400W - Group Relamp - to LED 180W - NR | 597.7 | 16.2791 | 162.0116 | 0 | S-All-Lgt-Streetlight-All-All-U |  | -41.5 | 4 | [6 empty] | L
Streetlight - MH 400W - NR | Streetlight - MH 400W - Tariff Relamp - to LED 180W - NR | 597.7 | 16.2791 | 162.0116 | -28 | S-All-Lgt-Streetlight-All-All-U |  | 0 | 0 | [6 empty] | L
Streetlight - MH 1000W - NR | Streetlight - MH 1000W - Group Relamp - to LED 421W - NR | 1459.85 | 16.2791 | 486.0347 | 0 | S-All-Lgt-Streetlight-All-All-U |  | -42.5 | 4 | [6 empty] | L
Streetlight - MH 1000W - NR | Streetlight - MH 1000W - Tariff Relamp - to LED 421W - NR | 1459.85 | 16.2791 | 486.0347 | -28 | S-All-Lgt-Streetlight-All-All-U |  | 0 | 0 | [6 empty] | L
ProCost Results
Version: | ProCost 3.0 - Beta04
Run Time: | Monday, 12 January , 2015 at 11:23 AM
Regurgitation of ProData input parameters which were used for this run
| Run Parameters |  | Run Parameters |  |  | Marginal Cost & Conservation Load Shape Parameters | [9 empty] | Sponsor Parameters | [5 empty] | Program Parameters |  |  | Utility System Parameters
| Run Type | Electric | Run Type | Electric |  | Marginal Costs and Savings Shape File | \\nas2\Q\SeventhPlan\Conservation Analysis\Global EE Inputs\MC Files\MC_AND_LOADSHAPE_v3.0_24segment-7P-D9 - NewSegValues.xlsx |  |  | 6P MidC Final (with carbon) | [6 empty] | Customer | Wholesale Elec | Retail Elec | Nat Gas |  | Program Life (yrs) | 20 |  |  | Electric | Gas
| Negative B/C Ratios | Off | Negative B/C Ratios | Off |  | Marginal Elec Avoided Cost Input Worksheet | 7P Mid |  |  | Conservation Load Shapes | [5 empty] | Real After-Tax Cost of Capital | 0.068013 | 0.043878 | 0.053289 | 0.054479 |  | Program Start Date | 2016 |  | Bulk System T&D Loss Factor | 0.03 | 0.01
| Admin Cost @ Category Level | On | Admin Cost @ Category Level | On |  | Elec Savings Shape Input Worksheet | GLSShapes |  |  | 6P_Gas_Final | [5 empty] | Financial Life (years) | 12 | 12 | 1 | 1 |  | Present Value Time Zero | 2016 |  | Bulk System T&D Credit ($/kw-yr)($/dailytherm-yr) | 26 | 0
| Repeat Periodic Replacement | On | Repeat Periodic Replacement | On |  | Marginal Gas Avoided Cost Input Worksheet | 7P Gas |  |  | Conservation Load Shapes | [6 empty] | Customer | Wholesale Elec | Retail Elec | Nat Gas |  | Input Cost Reference Year | 2012 |  | Bulk System T&D I2R Loss Component (%) | 0.9 | N/A
[6 empty] | Gas Savings Shape Input Worksheet | GLSShapes | [8 empty] | Sponsor Share of Initial Capital Cost | 0.35 | 0.195 | 0.04875 | 0.40625 |  | Real Discount Rate | 0.04 |  | Local System Dist Loss Factor | 0.055 | 0
| Run Type: | Electric |  |  |  | Marginal Elec CO2 per kWh Input Worksheet | CO2 lbs per kWh .95 |  |  | CO2 lbs per therm | [5 empty] | Sponsor Share of Annual O&M | 1 | 0 | 0 | 0 |  | Capital Real Escalation Rate | 0 |  | Local System Dist Credit ($/kw-yr)($/dailytherm-yr) | 31 | 0
| Negative B/C Ratios: | False: (Converts Negative B/C Ratios) |  |  |  | Marginal Gas CO2 per therm Input Worksheet | CO2 lbs per therm |  |  | Zero Dollars per ton CO2 | [5 empty] | Sponsor Share of Periodic Replacement Cost | 1 | 0 | 0 | 0 |  | Admin Cost (as % of Initial Capital Cost) | 0.2 |  | Local System Dist I2R Loss Component (%) | 0.7 | N/A
| Admin Cost / Category Level: | True: Admin Costs added at Category Results |  |  |  | Marginal Avoided Cost CO2 Input Worksheet | Zero Dollars per ton CO2 |  |  | LineLossShapes | [5 empty] | Sponsor Share of Admin Cost |  | 0.3 | 0.075 | 0.625 |  | Regional Act Conservation Credit (%) | 0.1 |  | Risk-Mitigation Credit (mills/kWh)(mills/therm) - Retro. | 0 | 0
| Periodic O&M Treatment: | True: (Periodic O&M Repeats over measure life) |  |  |  | Line Loss Shape Input Worksheet | LineLossShapes | [8 empty] | Last Year of Non-Customer O&M & Period Replacement |  | 20 |  |  |  | Report Annual Carbon Saved for Year | 2018 |  | Risk-Mitigation Credit (mills/kWh)(mills/therm) - Lost Op. | 0 | 0
Measure Results; Sorted in same order as input
Total Results |  | Measure Input Data | [8 empty] | Savings | [5 empty] | PV Capital |  |  |  | PV Admin |  |  |  | PV O&M |  |  |  | PV Periodic Repl. |  |  |  | Total PV Capital, O&M and Periodic Repl Costs |  |  |  |  | PV Wholesale Electric Utility Costs & Benefits | [6 empty] | PV Retail Electric Utility Costs & Benefits | [6 empty] | PV Electric Utility System Costs & Benefits | [5 empty] | Electric Utility System Economics |  | Sponsor Levelized Cost (mills/kwh) |  |  |  |  | PV Regional Costs & Benefits | [15 empty] | TRC Economics |  | Physical CO2 | [6 empty] | Gas Inputs |  |  |  | PV Gas Utility System Costs & Benefits |  |  |  |  | Gas Utility System Economics
Category | Measure | Measure Life | Site Savings (kWh) | Site Savings (therms) | Capital Cost ($/unit) | Annual O&M Cost ($/unit) | PV Per. Repl. Cost ($/unit) | Load Shape (electric) | Diversified Load Factor (electric) | Wholesale Power Coincidence Factor (electric) | Wholesale Electric Energy (kWh) | Wholesale Electric Demand (kw) | Retail Electric Demand (kW) | Wholesale Gas Energy (therms/yr) | Wholesale Gas Demand (therms/day) | Retail Gas Demand (therms/day) | Wholesale Electric | Retail Electric | Natural Gas | Customer | Wholesale Electric | Retail Electric | Natural Gas | Customer | Wholesale Electric | Retail Electric | Natural Gas | Customer | Wholesale Electric | Retail Electric | Natural Gas | Customer | Wholesale Electric | Retail Electric | Natural Gas | Customer | Total | Wholesale Utility System Energy | Wholesale Utility System T&D Def. Cap. | Wholesale Utility System Act C-E Credit | Wholesale Utility System Risk Mitigation Benefit | Wholesale Utility System Total System Benefit | Wholesale Utility System Total Non-Consumer Cost | Wholesale Utility System B/C Ratio | Retail Utility System Energy | Retail Utility System T&D Def. Cap. | Retail Utility System Act C-E Credit | Retail Utility System Risk Mitigation Benefit | Retail Utility System Total System Benefit | Retail Utility System Total Non-Consumer Cost | Retail Utility System System B/C Ratio | Utility System Energy | Utility System T&D Def. Cap. | Utility System Act C-E Credit | Utility System Total Risk Mitigation Benefit | Utility System Total System Benefit | Utility System Total Non-Consumer Cost | Utility System Net Levelized Cost (Net of Elec T&D Capacity Benefits, Act Credit & Risk-Mitigation Benefit) in mills/kwh | Utility System System B/C Ratio | Wholesale Electric Levelized Cost | Retail Electric Levelized Cost | Natural Gas Levelized Cost | Customer Levelized Cost | Total Levelized Cost | PV Regional Electric Energy | PV Regional Gas Energy | PV Regional Electric T&D Def. Cap. | PV Regional Gas T&D Def. Cap. | PV Regional Electric System CO2 | PV Regional Gas System CO2 | PV Regional Electric System Risk-Mitigation Benefit | PV Regional Gas System Risk-Mitigation Benefit | PV Regional Non-E Value | PV Regional Act Credit | PV Regional Capital Cost | PV Regional Admin Cost | PV Regional Annual O&M Cost | PV Regional Periodic Replacement Cost | PV Total Regional Benefit | PV Total Regional Cost | TRC B/C Ratio | TRC Net Levelized Cost (Net of All Benefits) in mills/kWh | Electric System CO2 Avoided (Lifetime Tons) | Gas System CO2 Avoided (Lifetime Tons) | Total System CO2 Avoided (Lifetime Tons) | Electric System CO2 Avoided (Annual Tons in 2018) | Gas System CO2 Avoided (Annual Tons in 2018) | Total System CO2 Avoided (Annual Tons in 2018) |  | Gas Site Savings (therms) | Load Shape (gas) | Diversitfied Load Factor (gas) | Wholesale Coincidence Factor (gas) | Total Gas Utility System Energy | Gas Utility System T&D Def. Cap. | Gas Utility System Risk Mitigation Benefit | Gas Utility System Total System Benefit | Gas Utility System Total Non-Consumer Cost | Gas Utility System Net Levelized Cost (Net of Gas T&D Capacity Benefits & Risk-Mitigation Benefits) in cents/therm | Gas Utility System System B/C Ratio
Streetlight - HPS 100W - New | Streetlight - HPS 100W - Group Relamp - to LED 42W - New | 16.2791 | 84.925 | 0 | -2.148 | 0 | -37.9957 | S-All-Lgt-Streetlight-All-All-U |  |  | 96.0874 | 0.02246 | 0.021309 | 0 | 0 | 0 | -0.42833 | -0.10605 | -0.88476 | -1.2605 | (na) | (na) | (na) | (na) | 0 | 0 | 0 | 0 | 0 | 0 | 0 | -37.9957 | -0.42833 | -0.10605 | -0.88476 | -39.2563 | -40.6754 | 46.0857 | 7.9361 | 5.4022 | 0 | 59.424 | -0.42833 | 9999 | 46.0857 | 8.9775 | 5.5063 | 0 | 60.5695 | -0.10605 | 9999 | 46.0857 | 16.9136 | 6.2999 | 0 | 69.2992 | -0.53439 | -18.1857 | 9999 | -0.32801 | -0.081212 | -0.67753 | -30.0616 | -31.1484 | 46.0857 | 0 | 16.9136 | 0 | 0 | 0 | 0 | 0 | 0 | 6.2999 | -2.6797 |  | 0 | -37.9957 | 69.2992 | -40.6754 | 9999 | -48.9248 | 0.91283 | 0 | 0.91283 | 0.045642 | 0 | 0.045642 |  | 0 |  | 0 | 0 | 0 | 0 | 0 | 0 | -0.88476 | 9999 | 9999
Streetlight - HPS 100W - New | Streetlight - HPS 100W - Tariff Relamp - to LED 42W - New | 16.2791 | 84.925 | 0 | -2.148 | -14 | 0 | S-All-Lgt-Streetlight-All-All-U |  |  | 96.0874 | 0.02246 | 0.021309 | 0 | 0 | 0 | -0.42833 | -0.10605 | -0.88476 | -1.2605 | (na) | (na) | (na) | (na) | 0 | 0 | 0 | -190.2646 | 0 | 0 | 0 | 0 | -0.42833 | -0.10605 | -0.88476 | -191.5251 | -192.9443 | 46.0857 | 7.9361 | 5.4022 | 0 | 59.424 | -0.42833 | 9999 | 46.0857 | 8.9775 | 5.5063 | 0 | 60.5695 | -0.10605 | 9999 | 46.0857 | 16.9136 | 6.2999 | 0 | 69.2992 | -0.53439 | -18.1857 | 9999 | -0.32801 | -0.081212 | -0.67753 | -146.6659 | -147.7527 | 46.0857 | 0 | 16.9136 | 0 | 0 | 0 | 0 | 0 | 0 | 6.2999 | -2.6797 |  | -190.2646 | 0 | 69.2992 | -192.9443 | 9999 | -165.5291 | 0.91283 | 0 | 0.91283 | 0.045642 | 0 | 0.045642 |  | 0 |  | 0 | 0 | 0 | 0 | 0 | 0 | -0.88476 | 9999 | 9999
Streetlight - HPS 100W - New | Streetlight - HPS 100W - Group Relamp - to LED 58W - New | 16.2791 | 67.725 | 0 | -2.148 | 0 | -37.9957 | S-All-Lgt-Streetlight-All-All-U |  |  | 76.6267 | 0.017911 | 0.016993 | 0 | 0 | 0 | -0.42833 | -0.10605 | -0.88476 | -1.2605 | (na) | (na) | (na) | (na) | 0 | 0 | 0 | 0 | 0 | 0 | 0 | -37.9957 | -0.42833 | -0.10605 | -0.88476 | -39.2563 | -40.6754 | 36.7519 | 6.3288 | 4.3081 | 0 | 47.3887 | -0.42833 | 9999 | 36.7519 | 7.1593 | 4.3911 | 0 | 48.3023 | -0.10605 | 9999 | 36.7519 | 13.4881 | 5.024 | 0 | 55.264 | -0.53439 | -18.2896 | 9999 | -0.41131 | -0.10184 | -0.8496 | -37.6963 | -39.0591 | 36.7519 | 0 | 13.4881 | 0 | 0 | 0 | 0 | 0 | 0 | 5.024 | -2.6797 |  | 0 | -37.9957 | 55.264 | -40.6754 | 9999 | -56.8355 | 0.72796 | 0 | 0.72796 | 0.036398 | 0 | 0.036398 |  | 0 |  | 0 | 0 | 0 | 0 | 0 | 0 | -0.88476 | 9999 | 9999
Streetlight - HPS 100W - New | Streetlight - HPS 100W - Tariff Relamp - to LED 58W - New | 16.2791 | 67.725 | 0 | -2.148 | -14 | 0 | S-All-Lgt-Streetlight-All-All-U |  |  | 76.6267 | 0.017911 | 0.016993 | 0 | 0 | 0 | -0.42833 | -0.10605 | -0.88476 | -1.2605 | (na) | (na) | (na) | (na) | 0 | 0 | 0 | -190.2646 | 0 | 0 | 0 | 0 | -0.42833 | -0.10605 | -0.88476 | -191.5251 | -192.9443 | 36.7519 | 6.3288 | 4.3081 | 0 | 47.3887 | -0.42833 | 9999 | 36.7519 | 7.1593 | 4.3911 | 0 | 48.3023 | -0.10605 | 9999 | 36.7519 | 13.4881 | 5.024 | 0 | 55.264 | -0.53439 | -18.2896 | 9999 | -0.41131 | -0.10184 | -0.8496 | -183.9144 | -185.2771 | 36.7519 | 0 | 13.4881 | 0 | 0 | 0 | 0 | 0 | 0 | 5.024 | -2.6797 |  | -190.2646 | 0 | 55.264 | -192.9443 | 9999 | -203.0536 | 0.72796 | 0 | 0.72796 | 0.036398 | 0 | 0.036398 |  | 0 |  | 0 | 0 | 0 | 0 | 0 | 0 | -0.88476 | 9999 | 9999
Streetlight - MH 200W - New | Streetlight - MH 200W - Group Relamp - to LED 135W - New | 16.2791 | 204.25 | 0 | 1.0058 | 0 | -78.9521 | S-All-Lgt-Streetlight-All-All-U |  |  | 231.0964 | 0.054017 | 0.05125 | 0 | 0 | 0 | 0.20057 | 0.049659 | 0.41429 | 0.59024 | (na) | (na) | (na) | (na) | 0 | 0 | 0 | 0 | 0 | 0 | 0 | -78.9521 | 0.20057 | 0.049659 | 0.41429 | -78.3619 | -77.6974 | 110.839 | 19.0869 | 12.9926 | 0 | 142.9184 | 0.20057 | 712.5696 | 110.839 | 21.5915 | 13.243 | 0 | 145.6735 | 0.049659 | 2933.4929 | 110.839 | 40.6784 | 15.1517 | 0 | 166.6691 | 0.25023 | -17.6968 | 666.0731 | 0.063861 | 0.015811 | 0.13191 | -24.9507 | -24.7391 | 110.839 | 0 | 40.6784 | 0 | 0 | 0 | 0 | 0 | 0 | 15.1517 | 1.2548 |  | 0 | -78.9521 | 166.6691 | -77.6974 | 195.7514 | -42.5155 | 2.1954 | 0 | 2.1954 | 0.10977 | 0 | 0.10977 |  | 0 |  | 0 | 0 | 0 | 0 | 0 | 0 | 0.41429 | 9999 | 0
Streetlight - MH 200W - New | Streetlight - MH 200W - Tariff Relamp - to LED 135W - New | 16.2791 | 204.25 | 0 | 1.0058 | -28 | 0 | S-All-Lgt-Streetlight-All-All-U |  |  | 231.0964 | 0.054017 | 0.05125 | 0 | 0 | 0 | 0.20057 | 0.049659 | 0.41429 | 0.59024 | (na) | (na) | (na) | (na) | 0 | 0 | 0 | -380.5291 | 0 | 0 | 0 | 0 | 0.20057 | 0.049659 | 0.41429 | -379.9389 | -379.2744 | 110.839 | 19.0869 | 12.9926 | 0 | 142.9184 | 0.20057 | 712.5696 | 110.839 | 21.5915 | 13.243 | 0 | 145.6735 | 0.049659 | 2933.4929 | 110.839 | 40.6784 | 15.1517 | 0 | 166.6691 | 0.25023 | -17.6968 | 666.0731 | 0.063861 | 0.015811 | 0.13191 | -120.9736 | -120.762 | 110.839 | 0 | 40.6784 | 0 | 0 | 0 | 0 | 0 | 0 | 15.1517 | 1.2548 |  | -380.5291 | 0 | 166.6691 | -379.2744 | 436.0976 | -138.5385 | 2.1954 | 0 | 2.1954 | 0.10977 | 0 | 0.10977 |  | 0 |  | 0 | 0 | 0 | 0 | 0 | 0 | 0.41429 | 9999 | 0
Streetlight - HPS 250W - New | Streetlight - HPS 250W - Group Relamp - to LED 135W - New | 16.2791 | 333.25 | 0 | 1.0058 | 0 | -78.9521 | S-All-Lgt-Streetlight-All-All-U |  |  | 377.052 | 0.088133 | 0.083618 | 0 | 0 | 0 | 0.20057 | 0.049659 | 0.41429 | 0.59024 | (na) | (na) | (na) | (na) | 0 | 0 | 0 | 0 | 0 | 0 | 0 | -78.9521 | 0.20057 | 0.049659 | 0.41429 | -78.3619 | -77.6974 | 180.8425 | 31.1418 | 21.1984 | 0 | 233.1827 | 0.20057 | 1162.6136 | 180.8425 | 35.2282 | 21.6071 | 0 | 237.6778 | 0.049659 | 4786.2252 | 180.8425 | 66.37 | 24.7213 | 0 | 271.9338 | 0.25023 | -17.7276 | 1086.7508 | 0.039141 | 0.0096909 | 0.080849 | -15.2923 | -15.1627 | 180.8425 | 0 | 66.37 | 0 | 0 | 0 | 0 | 0 | 0 | 24.7213 | 1.2548 |  | 0 | -78.9521 | 271.9338 | -77.6974 | 279.6437 | -32.9391 | 3.582 | 0 | 3.582 | 0.1791 | 0 | 0.1791 |  | 0 |  | 0 | 0 | 0 | 0 | 0 | 0 | 0.41429 | 9999 | 0
Streetlight - HPS 250W - New | Streetlight - HPS 250W - Tariff Relamp - to LED 135W - New | 16.2791 | 333.25 | 0 | 1.0058 | -28 | 0 | S-All-Lgt-Streetlight-All-All-U |  |  | 377.052 | 0.088133 | 0.083618 | 0 | 0 | 0 | 0.20057 | 0.049659 | 0.41429 | 0.59024 | (na) | (na) | (na) | (na) | 0 | 0 | 0 | -380.5291 | 0 | 0 | 0 | 0 | 0.20057 | 0.049659 | 0.41429 | -379.9389 | -379.2744 | 180.8425 | 31.1418 | 21.1984 | 0 | 233.1827 | 0.20057 | 1162.6136 | 180.8425 | 35.2282 | 21.6071 | 0 | 237.6778 | 0.049659 | 4786.2252 | 180.8425 | 66.37 | 24.7213 | 0 | 271.9338 | 0.25023 | -17.7276 | 1086.7508 | 0.039141 | 0.0096909 | 0.080849 | -74.1451 | -74.0154 | 180.8425 | 0 | 66.37 | 0 | 0 | 0 | 0 | 0 | 0 | 24.7213 | 1.2548 |  | -380.5291 | 0 | 271.9338 | -379.2744 | 519.9899 | -91.7919 | 3.582 | 0 | 3.582 | 0.1791 | 0 | 0.1791 |  | 0 |  | 0 | 0 | 0 | 0 | 0 | 0 | 0.41429 | 9999 | 0
Streetlight - MH 400W - New | Streetlight - MH 400W - Group Relamp - to LED 180W - New | 16.2791 | 597.7 | 0 | 67.0116 | 0 | -88.1911 | S-All-Lgt-Streetlight-All-All-U |  |  | 676.261 | 0.15807 | 0.14997 | 0 | 0 | 0 | 13.363 | 3.3086 | 27.6025 | 39.3256 | (na) | (na) | (na) | (na) | 0 | 0 | 0 | 0 | 0 | 0 | 0 | -88.1911 | 13.363 | 3.3086 | 27.6025 | -48.8656 | -4.5916 | 324.3498 | 55.8542 | 38.0204 | 0 | 418.2245 | 13.363 | 31.2972 | 324.3498 | 63.1835 | 38.7533 | 0 | 426.2867 | 3.3086 | 128.8437 | 324.3498 | 119.0378 | 44.3388 | 0 | 487.7263 | 16.6716 | -15.9625 | 29.255 | 1.454 | 0.35999 | 3.0033 | -5.3169 | -0.49959 | 324.3498 | 0 | 119.0378 | 0 | 0 | 0 | 0 | 0 | 0 | 44.3388 | 83.5996 |  | 0 | -88.1911 | 487.7263 | -4.5916 | 6.889 | -18.2761 | 6.4245 | 0 | 6.4245 | 0.32122 | 0 | 0.32122 |  | 0 |  | 0 | 0 | 0 | 0 | 0 | 0 | 27.6025 | 9999 | 0
Streetlight - MH 400W - New | Streetlight - MH 400W - Tariff Relamp - to LED 180W - New | 16.2791 | 597.7 | 0 | 67.0116 | -28 | 0 | S-All-Lgt-Streetlight-All-All-U |  |  | 676.261 | 0.15807 | 0.14997 | 0 | 0 | 0 | 13.363 | 3.3086 | 27.6025 | 39.3256 | (na) | (na) | (na) | (na) | 0 | 0 | 0 | -380.5291 | 0 | 0 | 0 | 0 | 13.363 | 3.3086 | 27.6025 | -341.2036 | -296.9296 | 324.3498 | 55.8542 | 38.0204 | 0 | 418.2245 | 13.363 | 31.2972 | 324.3498 | 63.1835 | 38.7533 | 0 | 426.2867 | 3.3086 | 128.8437 | 324.3498 | 119.0378 | 44.3388 | 0 | 487.7263 | 16.6716 | -15.9625 | 29.255 | 1.454 | 0.35999 | 3.0033 | -37.1252 | -32.3079 | 324.3498 | 0 | 119.0378 | 0 | 0 | 0 | 0 | 0 | 0 | 44.3388 | 83.5996 |  | -380.5291 | 0 | 487.7263 | -296.9296 | 10.3859 | -50.0844 | 6.4245 | 0 | 6.4245 | 0.32122 | 0 | 0.32122 |  | 0 |  | 0 | 0 | 0 | 0 | 0 | 0 | 27.6025 | 9999 | 0
Streetlight - MH 1000W - New | Streetlight - MH 1000W - Group Relamp - to LED 421W - New | 16.2791 | 1459.85 | 0 | 266.0347 | 0 | -90.3162 | S-All-Lgt-Streetlight-All-All-U |  |  | 1651.731 | 0.38608 | 0.3663 | 0 | 0 | 0 | 53.0509 | 13.1349 | 109.5813 | 156.1217 | (na) | (na) | (na) | (na) | 0 | 0 | 0 | 0 | 0 | 0 | 0 | -90.3162 | 53.0509 | 13.1349 | 109.5813 | 65.8055 | 241.5725 | 792.207 | 136.421 | 92.8628 | 0 | 1021.4907 | 53.0509 | 19.2549 | 792.207 | 154.3224 | 94.6529 | 0 | 1041.1822 | 13.1349 | 79.2683 | 792.207 | 290.7433 | 108.295 | 0 | 1191.2453 | 66.1858 | -14.828 | 17.9985 | 2.3633 | 0.58514 | 4.8817 | 2.9315 | 10.7616 | 792.207 | 0 | 290.7433 | 0 | 0 | 0 | 0 | 0 | 0 | 108.295 | 331.8888 |  | 0 | -90.3162 | 1191.2453 | 241.5725 | 3.8614 | -7.0148 | 15.6915 | 0 | 15.6915 | 0.78457 | 0 | 0.78457 |  | 0 |  | 0 | 0 | 0 | 0 | 0 | 0 | 109.5813 | 9999 | 0
Streetlight - MH 1000W - New | Streetlight - MH 1000W - Tariff Relamp - to LED 421W - New | 16.2791 | 1459.85 | 0 | 266.0347 | -28 | 0 | S-All-Lgt-Streetlight-All-All-U |  |  | 1651.731 | 0.38608 | 0.3663 | 0 | 0 | 0 | 53.0509 | 13.1349 | 109.5813 | 156.1217 | (na) | (na) | (na) | (na) | 0 | 0 | 0 | -380.5291 | 0 | 0 | 0 | 0 | 53.0509 | 13.1349 | 109.5813 | -224.4074 | -48.6404 | 792.207 | 136.421 | 92.8628 | 0 | 1021.4907 | 53.0509 | 19.2549 | 792.207 | 154.3224 | 94.6529 | 0 | 1041.1822 | 13.1349 | 79.2683 | 792.207 | 290.7433 | 108.295 | 0 | 1191.2453 | 66.1858 | -14.828 | 17.9985 | 2.3633 | 0.58514 | 4.8817 | -9.997 | -2.1668 | 792.207 | 0 | 290.7433 | 0 | 0 | 0 | 0 | 0 | 0 | 108.295 | 331.8888 |  | -380.5291 | 0 | 1191.2453 | -48.6404 | 4.7358 | -19.9433 | 15.6915 | 0 | 15.6915 | 0.78457 | 0 | 0.78457 |  | 0 |  | 0 | 0 | 0 | 0 | 0 | 0 | 109.5813 | 9999 | 0
Streetlight - HPS 100W - NR | Streetlight - HPS 100W - Group Relamp - to LED 42W - NR | 16.2791 | 84.925 | 0 | 28.352 | 0 | -37.9957 | S-All-Lgt-Streetlight-All-All-U |  |  | 96.0874 | 0.02246 | 0.021309 | 0 | 0 | 0 | 5.6538 | 1.3998 | 11.6784 | 16.6383 | (na) | (na) | (na) | (na) | 0 | 0 | 0 | 0 | 0 | 0 | 0 | -37.9957 | 5.6538 | 1.3998 | 11.6784 | -21.3574 | -2.6255 | 46.0857 | 7.9361 | 5.4022 | 0 | 59.424 | 5.6538 | 10.5105 | 46.0857 | 8.9775 | 5.5063 | 0 | 60.5695 | 1.3998 | 43.2694 | 46.0857 | 16.9136 | 6.2999 | 0 | 69.2992 | 7.0536 | -12.375 | 9.8247 | 4.3295 | 1.072 | 8.943 | -16.3551 | -2.0105 | 46.0857 | 0 | 16.9136 | 0 | 0 | 0 | 0 | 0 | 0 | 6.2999 | 35.3703 |  | 0 | -37.9957 | 69.2992 | -2.6255 | 3.0335 | -19.787 | 0.91283 | 0 | 0.91283 | 0.045642 | 0 | 0.045642 |  | 0 |  | 0 | 0 | 0 | 0 | 0 | 0 | 11.6784 | 9999 | 0
Streetlight - HPS 100W - NR | Streetlight - HPS 100W - Tariff Relamp - to LED 42W - NR | 16.2791 | 84.925 | 0 | 28.352 | -14 | 0 | S-All-Lgt-Streetlight-All-All-U |  |  | 96.0874 | 0.02246 | 0.021309 | 0 | 0 | 0 | 5.6538 | 1.3998 | 11.6784 | 16.6383 | (na) | (na) | (na) | (na) | 0 | 0 | 0 | -190.2646 | 0 | 0 | 0 | 0 | 5.6538 | 1.3998 | 11.6784 | -173.6263 | -154.8943 | 46.0857 | 7.9361 | 5.4022 | 0 | 59.424 | 5.6538 | 10.5105 | 46.0857 | 8.9775 | 5.5063 | 0 | 60.5695 | 1.3998 | 43.2694 | 46.0857 | 16.9136 | 6.2999 | 0 | 69.2992 | 7.0536 | -12.375 | 9.8247 | 4.3295 | 1.072 | 8.943 | -132.9593 | -118.6148 | 46.0857 | 0 | 16.9136 | 0 | 0 | 0 | 0 | 0 | 0 | 6.2999 | 35.3703 |  | -190.2646 | 0 | 69.2992 | -154.8943 | 7.3385 | -136.3913 | 0.91283 | 0 | 0.91283 | 0.045642 | 0 | 0.045642 |  | 0 |  | 0 | 0 | 0 | 0 | 0 | 0 | 11.6784 | 9999 | 0
Streetlight - HPS 100W - NR | Streetlight - HPS 100W - Group Relamp - to LED 58W - NR | 16.2791 | 67.725 | 0 | 28.352 | 0 | -37.9957 | S-All-Lgt-Streetlight-All-All-U |  |  | 76.6267 | 0.017911 | 0.016993 | 0 | 0 | 0 | 5.6538 | 1.3998 | 11.6784 | 16.6383 | (na) | (na) | (na) | (na) | 0 | 0 | 0 | 0 | 0 | 0 | 0 | -37.9957 | 5.6538 | 1.3998 | 11.6784 | -21.3574 | -2.6255 | 36.7519 | 6.3288 | 4.3081 | 0 | 47.3887 | 5.6538 | 8.3818 | 36.7519 | 7.1593 | 4.3911 | 0 | 48.3023 | 1.3998 | 34.506 | 36.7519 | 13.4881 | 5.024 | 0 | 55.264 | 7.0536 | -11.0032 | 7.8349 | 5.4291 | 1.3442 | 11.2143 | -20.5087 | -2.5211 | 36.7519 | 0 | 13.4881 | 0 | 0 | 0 | 0 | 0 | 0 | 5.024 | 35.3703 |  | 0 | -37.9957 | 55.264 | -2.6255 | 2.6367 | -20.2976 | 0.72796 | 0 | 0.72796 | 0.036398 | 0 | 0.036398 |  | 0 |  | 0 | 0 | 0 | 0 | 0 | 0 | 11.6784 | 9999 | 0
Streetlight - HPS 100W - NR | Streetlight - HPS 100W - Tariff Relamp - to LED 58W - NR | 16.2791 | 67.725 | 0 | 28.352 | -14 | 0 | S-All-Lgt-Streetlight-All-All-U |  |  | 76.6267 | 0.017911 | 0.016993 | 0 | 0 | 0 | 5.6538 | 1.3998 | 11.6784 | 16.6383 | (na) | (na) | (na) | (na) | 0 | 0 | 0 | -190.2646 | 0 | 0 | 0 | 0 | 5.6538 | 1.3998 | 11.6784 | -173.6263 | -154.8943 | 36.7519 | 6.3288 | 4.3081 | 0 | 47.3887 | 5.6538 | 8.3818 | 36.7519 | 7.1593 | 4.3911 | 0 | 48.3023 | 1.3998 | 34.506 | 36.7519 | 13.4881 | 5.024 | 0 | 55.264 | 7.0536 | -11.0032 | 7.8349 | 5.4291 | 1.3442 | 11.2143 | -166.7268 | -148.7392 | 36.7519 | 0 | 13.4881 | 0 | 0 | 0 | 0 | 0 | 0 | 5.024 | 35.3703 |  | -190.2646 | 0 | 55.264 | -154.8943 | 6.9417 | -166.5157 | 0.72796 | 0 | 0.72796 | 0.036398 | 0 | 0.036398 |  | 0 |  | 0 | 0 | 0 | 0 | 0 | 0 | 11.6784 | 9999 | 0
Streetlight - MH 200W - NR | Streetlight - MH 200W - Group Relamp - to LED 135W - NR | 16.2791 | 204.25 | 0 | 81.0058 | 0 | -78.9521 | S-All-Lgt-Streetlight-All-All-U |  |  | 231.0964 | 0.054017 | 0.05125 | 0 | 0 | 0 | 16.1536 | 3.9995 | 33.3668 | 47.538 | (na) | (na) | (na) | (na) | 0 | 0 | 0 | 0 | 0 | 0 | 0 | -78.9521 | 16.1536 | 3.9995 | 33.3668 | -31.4141 | 22.1058 | 110.839 | 19.0869 | 12.9926 | 0 | 142.9184 | 16.1536 | 8.8474 | 110.839 | 21.5915 | 13.243 | 0 | 145.6735 | 3.9995 | 36.423 | 110.839 | 40.6784 | 15.1517 | 0 | 166.6691 | 20.1531 | -11.3597 | 8.2701 | 5.1434 | 1.2734 | 10.6241 | -10.0023 | 7.0385 | 110.839 | 0 | 40.6784 | 0 | 0 | 0 | 0 | 0 | 0 | 15.1517 | 101.0579 |  | 0 | -78.9521 | 166.6691 | 22.1058 | 2.4305 | -10.7379 | 2.1954 | 0 | 2.1954 | 0.10977 | 0 | 0.10977 |  | 0 |  | 0 | 0 | 0 | 0 | 0 | 0 | 33.3668 | 9999 | 0
Streetlight - MH 200W - NR | Streetlight - MH 200W - Tariff Relamp - to LED 135W - NR | 16.2791 | 204.25 | 0 | 81.0058 | -28 | 0 | S-All-Lgt-Streetlight-All-All-U |  |  | 231.0964 | 0.054017 | 0.05125 | 0 | 0 | 0 | 16.1536 | 3.9995 | 33.3668 | 47.538 | (na) | (na) | (na) | (na) | 0 | 0 | 0 | -380.5291 | 0 | 0 | 0 | 0 | 16.1536 | 3.9995 | 33.3668 | -332.9911 | -279.4712 | 110.839 | 19.0869 | 12.9926 | 0 | 142.9184 | 16.1536 | 8.8474 | 110.839 | 21.5915 | 13.243 | 0 | 145.6735 | 3.9995 | 36.423 | 110.839 | 40.6784 | 15.1517 | 0 | 166.6691 | 20.1531 | -11.3597 | 8.2701 | 5.1434 | 1.2734 | 10.6241 | -106.0253 | -88.9844 | 110.839 | 0 | 40.6784 | 0 | 0 | 0 | 0 | 0 | 0 | 15.1517 | 101.0579 |  | -380.5291 | 0 | 166.6691 | -279.4712 | 5.4147 | -106.7609 | 2.1954 | 0 | 2.1954 | 0.10977 | 0 | 0.10977 |  | 0 |  | 0 | 0 | 0 | 0 | 0 | 0 | 33.3668 | 9999 | 0
Streetlight - HPS 250W - NR | Streetlight - HPS 250W - Group Relamp - to LED 135W - NR | 16.2791 | 333.25 | 0 | 81.0058 | 0 | -78.9521 | S-All-Lgt-Streetlight-All-All-U |  |  | 377.052 | 0.088133 | 0.083618 | 0 | 0 | 0 | 16.1536 | 3.9995 | 33.3668 | 47.538 | (na) | (na) | (na) | (na) | 0 | 0 | 0 | 0 | 0 | 0 | 0 | -78.9521 | 16.1536 | 3.9995 | 33.3668 | -31.4141 | 22.1058 | 180.8425 | 31.1418 | 21.1984 | 0 | 233.1827 | 16.1536 | 14.4353 | 180.8425 | 35.2282 | 21.6071 | 0 | 237.6778 | 3.9995 | 59.427 | 180.8425 | 66.37 | 24.7213 | 0 | 271.9338 | 20.1531 | -13.8436 | 13.4934 | 3.1524 | 0.7805 | 6.5115 | -6.1305 | 4.3139 | 180.8425 | 0 | 66.37 | 0 | 0 | 0 | 0 | 0 | 0 | 24.7213 | 101.0579 |  | 0 | -78.9521 | 271.9338 | 22.1058 | 3.4721 | -13.4625 | 3.582 | 0 | 3.582 | 0.1791 | 0 | 0.1791 |  | 0 |  | 0 | 0 | 0 | 0 | 0 | 0 | 33.3668 | 9999 | 0
Streetlight - HPS 250W - NR | Streetlight - HPS 250W - Tariff Relamp - to LED 135W - NR | 16.2791 | 333.25 | 0 | 81.0058 | -28 | 0 | S-All-Lgt-Streetlight-All-All-U |  |  | 377.052 | 0.088133 | 0.083618 | 0 | 0 | 0 | 16.1536 | 3.9995 | 33.3668 | 47.538 | (na) | (na) | (na) | (na) | 0 | 0 | 0 | -380.5291 | 0 | 0 | 0 | 0 | 16.1536 | 3.9995 | 33.3668 | -332.9911 | -279.4712 | 180.8425 | 31.1418 | 21.1984 | 0 | 233.1827 | 16.1536 | 14.4353 | 180.8425 | 35.2282 | 21.6071 | 0 | 237.6778 | 3.9995 | 59.427 | 180.8425 | 66.37 | 24.7213 | 0 | 271.9338 | 20.1531 | -13.8436 | 13.4934 | 3.1524 | 0.7805 | 6.5115 | -64.9833 | -54.5388 | 180.8425 | 0 | 66.37 | 0 | 0 | 0 | 0 | 0 | 0 | 24.7213 | 101.0579 |  | -380.5291 | 0 | 271.9338 | -279.4712 | 6.4563 | -72.3153 | 3.582 | 0 | 3.582 | 0.1791 | 0 | 0.1791 |  | 0 |  | 0 | 0 | 0 | 0 | 0 | 0 | 33.3668 | 9999 | 0
Streetlight - MH 400W - NR | Streetlight - MH 400W - Group Relamp - to LED 180W - NR | 16.2791 | 597.7 | 0 | 162.0116 | 0 | -88.1911 | S-All-Lgt-Streetlight-All-All-U |  |  | 676.261 | 0.15807 | 0.14997 | 0 | 0 | 0 | 32.3073 | 7.999 | 66.7335 | 95.076 | (na) | (na) | (na) | (na) | 0 | 0 | 0 | 0 | 0 | 0 | 0 | -88.1911 | 32.3073 | 7.999 | 66.7335 | 6.8849 | 113.9247 | 324.3498 | 55.8542 | 38.0204 | 0 | 418.2245 | 32.3073 | 12.9452 | 324.3498 | 63.1835 | 38.7533 | 0 | 426.2867 | 7.999 | 53.2926 | 324.3498 | 119.0378 | 44.3388 | 0 | 487.7263 | 40.3063 | -13.3909 | 12.1005 | 3.5152 | 0.87034 | 7.2611 | 0.74912 | 12.3958 | 324.3498 | 0 | 119.0378 | 0 | 0 | 0 | 0 | 0 | 0 | 44.3388 | 202.1158 |  | 0 | -88.1911 | 487.7263 | 113.9247 | 2.8494 | -5.3807 | 6.4245 | 0 | 6.4245 | 0.32122 | 0 | 0.32122 |  | 0 |  | 0 | 0 | 0 | 0 | 0 | 0 | 66.7335 | 9999 | 0
Streetlight - MH 400W - NR | Streetlight - MH 400W - Tariff Relamp - to LED 180W - NR | 16.2791 | 597.7 | 0 | 162.0116 | -28 | 0 | S-All-Lgt-Streetlight-All-All-U |  |  | 676.261 | 0.15807 | 0.14997 | 0 | 0 | 0 | 32.3073 | 7.999 | 66.7335 | 95.076 | (na) | (na) | (na) | (na) | 0 | 0 | 0 | -380.5291 | 0 | 0 | 0 | 0 | 32.3073 | 7.999 | 66.7335 | -285.4531 | -178.4133 | 324.3498 | 55.8542 | 38.0204 | 0 | 418.2245 | 32.3073 | 12.9452 | 324.3498 | 63.1835 | 38.7533 | 0 | 426.2867 | 7.999 | 53.2926 | 324.3498 | 119.0378 | 44.3388 | 0 | 487.7263 | 40.3063 | -13.3909 | 12.1005 | 3.5152 | 0.87034 | 7.2611 | -31.0592 | -19.4126 | 324.3498 | 0 | 119.0378 | 0 | 0 | 0 | 0 | 0 | 0 | 44.3388 | 202.1158 |  | -380.5291 | 0 | 487.7263 | -178.4133 | 4.2958 | -37.189 | 6.4245 | 0 | 6.4245 | 0.32122 | 0 | 0.32122 |  | 0 |  | 0 | 0 | 0 | 0 | 0 | 0 | 66.7335 | 9999 | 0
Streetlight - MH 1000W - NR | Streetlight - MH 1000W - Group Relamp - to LED 421W - NR | 16.2791 | 1459.85 | 0 | 486.0347 | 0 | -90.3162 | S-All-Lgt-Streetlight-All-All-U |  |  | 1651.731 | 0.38608 | 0.3663 | 0 | 0 | 0 | 96.9218 | 23.997 | 200.2006 | 285.2281 | (na) | (na) | (na) | (na) | 0 | 0 | 0 | 0 | 0 | 0 | 0 | -90.3162 | 96.9218 | 23.997 | 200.2006 | 194.9119 | 516.0312 | 792.207 | 136.421 | 92.8628 | 0 | 1021.4907 | 96.9218 | 10.5393 | 792.207 | 154.3224 | 94.6529 | 0 | 1041.1822 | 23.997 | 43.3881 | 792.207 | 290.7433 | 108.295 | 0 | 1191.2453 | 120.9188 | -12.3897 | 9.8516 | 4.3177 | 1.069 | 8.9186 | 8.683 | 22.9883 | 792.207 | 0 | 290.7433 | 0 | 0 | 0 | 0 | 0 | 0 | 108.295 | 606.3474 |  | 0 | -90.3162 | 1191.2453 | 516.0312 | 2.1136 | 5.2118 | 15.6915 | 0 | 15.6915 | 0.78457 | 0 | 0.78457 |  | 0 |  | 0 | 0 | 0 | 0 | 0 | 0 | 200.2006 | 9999 | 0
Streetlight - MH 1000W - NR | Streetlight - MH 1000W - Tariff Relamp - to LED 421W - NR | 16.2791 | 1459.85 | 0 | 486.0347 | -28 | 0 | S-All-Lgt-Streetlight-All-All-U |  |  | 1651.731 | 0.38608 | 0.3663 | 0 | 0 | 0 | 96.9218 | 23.997 | 200.2006 | 285.2281 | (na) | (na) | (na) | (na) | 0 | 0 | 0 | -380.5291 | 0 | 0 | 0 | 0 | 96.9218 | 23.997 | 200.2006 | -95.301 | 225.8183 | 792.207 | 136.421 | 92.8628 | 0 | 1021.4907 | 96.9218 | 10.5393 | 792.207 | 154.3224 | 94.6529 | 0 | 1041.1822 | 23.997 | 43.3881 | 792.207 | 290.7433 | 108.295 | 0 | 1191.2453 | 120.9188 | -12.3897 | 9.8516 | 4.3177 | 1.069 | 8.9186 | -4.2455 | 10.0598 | 792.207 | 0 | 290.7433 | 0 | 0 | 0 | 0 | 0 | 0 | 108.295 | 606.3474 |  | -380.5291 | 0 | 1191.2453 | 225.8183 | 2.5922 | -7.7167 | 15.6915 | 0 | 15.6915 | 0.78457 | 0 | 0.78457 |  | 0 |  | 0 | 0 | 0 | 0 | 0 | 0 | 200.2006 | 9999 | 0
Category Results; Sorted by TRC Levelized Cost
Total Results |  | Measure Input Data | [8 empty] | Savings | [5 empty] | PV Capital |  |  |  | PV Admin |  |  |  | PV O&M |  |  |  | PV Periodic Repl. |  |  |  | Total PV Capital, O&M and Periodic Repl Costs |  |  |  |  | PV Wholesale Electric Utility Costs & Benefits | [6 empty] | PV Retail Electric Utility Costs & Benefits | [6 empty] | PV Electric Utility System Costs & Benefits | [5 empty] | Electric Utility System Economics |  | Sponsor Levelized Cost (mills/kwh) |  |  |  |  | PV Regional Costs & Benefits | [15 empty] | TRC Economics |  | Physical CO2 | [6 empty] | Gas Inputs |  |  |  | PV Gas Utility System Costs & Benefits |  |  |  |  | Gas Utility System Economics
Category | Measure | Measure Life | Site Savings (kWh) | Site Savings (therms) | Capital Cost ($/unit) | Annual O&M Cost ($/unit) | PV Per. Repl. Cost ($/unit) | Load Shape (electric) | Diversified Load Factor (electric) | Wholesale Power Coincidence Factor (electric) | Wholesale Electric Energy (kWh) | Wholesale Electric Demand (kw) | Retail Electric Demand (kW) | Wholesale Gas Energy (therms/yr) | Wholesale Gas Demand (therms/day) | Retail Gas Demand (therms/day) | Wholesale Electric | Retail Electric | Natural Gas | Customer | Wholesale Electric | Retail Electric | Natural Gas | Customer | Wholesale Electric | Retail Electric | Natural Gas | Customer | Wholesale Electric | Retail Electric | Natural Gas | Customer | Wholesale Electric | Retail Electric | Natural Gas | Customer | Total | Wholesale Utility System Energy | Wholesale Utility System T&D Def. Cap. | Wholesale Utility System Act C-E Credit | Wholesale Utility System Risk Mitigation Benefit | Wholesale Utility System Total System Benefit | Wholesale Utility System Total Non-Consumer Cost | Wholesale Utility System B/C Ratio | Retail Utility System Energy | Retail Utility System T&D Def. Cap. | Retail Utility System Act C-E Credit | Retail Utility System Risk Mitigation Benefit | Retail Utility System Total System Benefit | Retail Utility System Total Non-Consumer Cost | Retail Utility System System B/C Ratio | Utility System Energy | Utility System T&D Def. Cap. | Utility System Act C-E Credit | Utility System Total Risk Mitigation Benefit | Utility System Total System Benefit | Utility System Total Non-Consumer Cost | Utility System Net Levelized Cost (Net of Elec T&D Capacity Benefits, Act Credit & Risk-Mitigation Benefit) in mills/kwh | Utility System System B/C Ratio | Wholesale Electric Levelized Cost | Retail Electric Levelized Cost | Natural Gas Levelized Cost | Customer Levelized Cost | Total Levelized Cost | PV Regional Electric Energy | PV Regional Gas Energy | PV Regional Electric T&D Def. Cap. | PV Regional Gas T&D Def. Cap. | PV Regional Electric System CO2 | PV Regional Gas System CO2 | PV Regional Electric System Risk-Mitigation Benefit | PV Regional Gas System Risk-Mitigation Benefit | PV Regional Non-E Value | PV Regional Act Credit | PV Regional Capital Cost | PV Regional Admin Cost | PV Regional Annual O&M Cost | PV Regional Periodic Replacement Cost | PV Total Regional Benefit | PV Total Regional Cost | TRC B/C Ratio | TRC Net Levelized Cost (Net of All Benefits) in mills/kWh | Electric System CO2 Avoided (Lifetime Tons) | Gas System CO2 Avoided (Lifetime Tons) | Total System CO2 Avoided (Lifetime Tons) | Electric System CO2 Avoided (Annual Tons in 2018) | Gas System CO2 Avoided (Annual Tons in 2018) | Total System CO2 Avoided (Annual Tons in 2018) |  | Gas Site Savings (therms) | Load Shape (gas) | Diversitfied Load Factor (gas) | Wholesale Coincidence Factor (gas) | Total Gas Utility System Energy | Gas Utility System T&D Def. Cap. | Gas Utility System Risk Mitigation Benefit | Gas Utility System Total System Benefit | Gas Utility System Total Non-Consumer Cost | Gas Utility System Net Levelized Cost (Net of Gas T&D Capacity Benefits & Risk-Mitigation Benefits) in cents/therm | Gas Utility System System B/C Ratio
Streetlight - HPS 100W - New |  | 16.2791 | 305.3 | 0 | -8.5919 | -28 | -75.9914 |  |  |  | 345.4283 | 0.080741 | 0.076605 | 0 | 0 | 0 | -1.7133 | -0.42421 | -3.5391 | -5.0421 | -0.51551 | -0.12888 | -1.074 | 0 | 0 | 0 | 0 | -380.5291 | 0 | 0 | 0 | -75.9914 | -2.2289 | -0.55309 | -4.613 | -461.5627 | -468.9577 | 165.6751 | 28.5299 | 19.4205 | 0 | 213.6254 | -2.2289 | 9999 | 165.6751 | 32.2736 | 19.7949 | 0 | 217.7436 | -0.55309 | 9999 | 165.6751 | 60.8035 | 22.6479 | 0 | 249.1264 | -2.7819 | -18.3691 | 9999 | -0.47478 | -0.11782 | -0.98265 | -98.3202 | -99.8955 | 165.6751 | 0 | 60.8035 | 0 | 0 | 0 | 0 | 0 | 0 | 22.6479 | -10.7187 | -1.7184 | -380.5291 | -75.9914 | 249.1264 | -468.9577 | 9999 | -117.672 | 3.2816 | 0 | 3.2816 | 0.16408 | 0 | 0.16408 |  | 0 |  | 0 | 0 | 0 | 0 | 0 | 0 | -4.613 | 9999 | 9999
Streetlight - HPS 250W - New |  | 16.2791 | 666.5 | 0 | 2.0116 | -28 | -78.9521 |  |  |  | 754.104 | 0.17627 | 0.16724 | 0 | 0 | 0 | 0.40114 | 0.099317 | 0.82858 | 1.1805 | 0.12069 | 0.030174 | 0.25145 | 0 | 0 | 0 | 0 | -380.5291 | 0 | 0 | 0 | -78.9521 | 0.52183 | 0.12949 | 1.08 | -458.3008 | -456.5694 | 361.6851 | 62.2835 | 42.3969 | 0 | 466.3654 | 0.52183 | 893.7114 | 361.6851 | 70.4564 | 43.2142 | 0 | 475.3557 | 0.12949 | 3670.9523 | 361.6851 | 132.7399 | 49.4425 | 0 | 543.8675 | 0.65132 | -17.7129 | 835.0221 | 0.050918 | 0.012635 | 0.10538 | -44.7187 | -44.5498 | 361.6851 | 0 | 132.7399 | 0 | 0 | 0 | 0 | 0 | 0 | 49.4425 | 2.5095 | 0.40232 | -380.5291 | -78.9521 | 543.8675 | -456.5694 | 344.5759 | -62.3263 | 7.164 | 0 | 7.164 | 0.3582 | 0 | 0.3582 |  | 0 |  | 0 | 0 | 0 | 0 | 0 | 0 | 1.08 | 9999 | 0
Streetlight - MH 200W - New |  | 16.2791 | 408.5 | 0 | 2.0116 | -28 | -78.9521 |  |  |  | 462.1928 | 0.10803 | 0.1025 | 0 | 0 | 0 | 0.40114 | 0.099317 | 0.82858 | 1.1805 | 0.12069 | 0.030174 | 0.25145 | 0 | 0 | 0 | 0 | -380.5291 | 0 | 0 | 0 | -78.9521 | 0.52183 | 0.12949 | 1.08 | -458.3008 | -456.5694 | 221.6779 | 38.1738 | 25.9852 | 0 | 285.8369 | 0.52183 | 547.7586 | 221.6779 | 43.183 | 26.4861 | 0 | 291.347 | 0.12949 | 2249.9385 | 221.6779 | 81.3567 | 30.3035 | 0 | 333.3382 | 0.65132 | -17.6728 | 511.7877 | 0.083076 | 0.020615 | 0.17194 | -72.9621 | -72.6865 | 221.6779 | 0 | 81.3567 | 0 | 0 | 0 | 0 | 0 | 0 | 30.3035 | 2.5095 | 0.40232 | -380.5291 | -78.9521 | 333.3382 | -456.5694 | 272.2747 | -90.463 | 4.3909 | 0 | 4.3909 | 0.21954 | 0 | 0.21954 |  | 0 |  | 0 | 0 | 0 | 0 | 0 | 0 | 1.08 | 9999 | 0
Streetlight - MH 400W - New |  | 16.2791 | 1195.4 | 0 | 134.0232 | -28 | -88.1911 |  |  |  | 1352.522 | 0.31614 | 0.29995 | 0 | 0 | 0 | 26.726 | 6.6171 | 55.2049 | 78.6511 | 8.0414 | 2.0103 | 16.7529 | 0 | 0 | 0 | 0 | -380.5291 | 0 | 0 | 0 | -88.1911 | 34.7674 | 8.6275 | 71.9578 | -390.0692 | -274.7165 | 648.6997 | 111.7085 | 76.0408 | 0 | 836.4489 | 34.7674 | 24.0584 | 648.6997 | 126.3671 | 77.5067 | 0 | 852.5734 | 8.6275 | 98.8209 | 648.6997 | 238.0755 | 88.6775 | 0 | 975.4527 | 43.3949 | -15.4156 | 22.4785 | 1.8915 | 0.46936 | 3.9147 | -21.2211 | -14.9455 | 648.6997 | 0 | 238.0755 | 0 | 0 | 0 | 0 | 0 | 0 | 88.6775 | 167.1992 | 26.8046 | -380.5291 | -88.1911 | 975.4527 | -274.7165 | 7.444 | -32.722 | 12.849 | 0 | 12.849 | 0.64245 | 0 | 0.64245 |  | 0 |  | 0 | 0 | 0 | 0 | 0 | 0 | 71.9578 | 9999 | 0
Streetlight - HPS 100W - NR |  | 16.2791 | 305.3 | 0 | 113.4081 | -28 | -75.9914 |  |  |  | 345.4283 | 0.080741 | 0.076605 | 0 | 0 | 0 | 22.6151 | 5.5993 | 46.7135 | 66.5532 | 6.8045 | 1.7011 | 14.176 | 0 | 0 | 0 | 0 | -380.5291 | 0 | 0 | 0 | -75.9914 | 29.4196 | 7.3004 | 60.8895 | -389.9674 | -292.3579 | 165.6751 | 28.5299 | 19.4205 | 0 | 213.6254 | 29.4196 | 7.2613 | 165.6751 | 32.2736 | 19.7949 | 0 | 217.7436 | 7.3004 | 29.8262 | 165.6751 | 60.8035 | 22.6479 | 0 | 249.1264 | 36.72 | -9.9545 | 6.7845 | 6.2668 | 1.5551 | 12.9704 | -83.0693 | -62.2769 | 165.6751 | 0 | 60.8035 | 0 | 0 | 0 | 0 | 0 | 0 | 22.6479 | 141.4811 | 22.6816 | -380.5291 | -75.9914 | 249.1264 | -292.3579 | 4.2985 | -80.0534 | 3.2816 | 0 | 3.2816 | 0.16408 | 0 | 0.16408 |  | 0 |  | 0 | 0 | 0 | 0 | 0 | 0 | 60.8895 | 9999 | 0
Streetlight - HPS 250W - NR |  | 16.2791 | 666.5 | 0 | 162.0116 | -28 | -78.9521 |  |  |  | 754.104 | 0.17627 | 0.16724 | 0 | 0 | 0 | 32.3073 | 7.999 | 66.7335 | 95.076 | 9.7207 | 2.4302 | 20.2514 | 0 | 0 | 0 | 0 | -380.5291 | 0 | 0 | 0 | -78.9521 | 42.028 | 10.4292 | 86.985 | -364.4053 | -224.9632 | 361.6851 | 62.2835 | 42.3969 | 0 | 466.3654 | 42.028 | 11.0965 | 361.6851 | 70.4564 | 43.2142 | 0 | 475.3557 | 10.4292 | 45.5795 | 361.6851 | 132.7399 | 49.4425 | 0 | 543.8675 | 52.4571 | -12.658 | 10.3678 | 4.1009 | 1.0176 | 8.4876 | -35.5569 | -21.9508 | 361.6851 | 0 | 132.7399 | 0 | 0 | 0 | 0 | 0 | 0 | 49.4425 | 202.1158 | 32.4023 | -380.5291 | -78.9521 | 543.8675 | -224.9632 | 4.2783 | -39.7273 | 7.164 | 0 | 7.164 | 0.3582 | 0 | 0.3582 |  | 0 |  | 0 | 0 | 0 | 0 | 0 | 0 | 86.985 | 9999 | 0
Streetlight - MH 1000W - New |  | 16.2791 | 2919.7 | 0 | 532.0695 | -28 | -90.3162 |  |  |  | 3303.4621 | 0.77216 | 0.7326 | 0 | 0 | 0 | 106.1018 | 26.2698 | 219.1625 | 312.2434 | 31.9242 | 7.981 | 66.5087 | 0 | 0 | 0 | 0 | -380.5291 | 0 | 0 | 0 | -90.3162 | 138.0259 | 34.2509 | 285.6712 | -158.6019 | 299.3461 | 1584.4139 | 272.8419 | 185.7256 | 0 | 2042.9814 | 138.0259 | 14.8014 | 1584.4139 | 308.6447 | 189.3059 | 0 | 2082.3645 | 34.2509 | 60.7974 | 1584.4139 | 581.4866 | 216.5901 | 0 | 2382.4906 | 172.2768 | -13.9391 | 13.8294 | 3.0744 | 0.76291 | 6.3631 | -3.5327 | 6.6677 | 1584.4139 | 0 | 581.4866 | 0 | 0 | 0 | 0 | 0 | 0 | 216.5901 | 663.7776 | 106.4139 | -380.5291 | -90.3162 | 2382.4906 | 299.3461 | 3.7047 | -11.1088 | 31.383 | 0 | 31.383 | 1.5691 | 0 | 1.5691 |  | 0 |  | 0 | 0 | 0 | 0 | 0 | 0 | 285.6712 | 9999 | 0
Streetlight - MH 200W - NR |  | 16.2791 | 408.5 | 0 | 162.0116 | -28 | -78.9521 |  |  |  | 462.1928 | 0.10803 | 0.1025 | 0 | 0 | 0 | 32.3073 | 7.999 | 66.7335 | 95.076 | 9.7207 | 2.4302 | 20.2514 | 0 | 0 | 0 | 0 | -380.5291 | 0 | 0 | 0 | -78.9521 | 42.028 | 10.4292 | 86.985 | -364.4053 | -224.9632 | 221.6779 | 38.1738 | 25.9852 | 0 | 285.8369 | 42.028 | 6.8011 | 221.6779 | 43.183 | 26.4861 | 0 | 291.347 | 10.4292 | 27.9358 | 221.6779 | 81.3567 | 30.3035 | 0 | 333.3382 | 52.4571 | -9.4252 | 6.3545 | 6.6909 | 1.6603 | 13.8481 | -58.0138 | -35.8145 | 221.6779 | 0 | 81.3567 | 0 | 0 | 0 | 0 | 0 | 0 | 30.3035 | 202.1158 | 32.4023 | -380.5291 | -78.9521 | 333.3382 | -224.9632 | 3.3806 | -53.5909 | 4.3909 | 0 | 4.3909 | 0.21954 | 0 | 0.21954 |  | 0 |  | 0 | 0 | 0 | 0 | 0 | 0 | 86.985 | 9999 | 0
Streetlight - MH 400W - NR |  | 16.2791 | 1195.4 | 0 | 324.0232 | -28 | -88.1911 |  |  |  | 1352.522 | 0.31614 | 0.29995 | 0 | 0 | 0 | 64.6145 | 15.998 | 133.467 | 190.1521 | 19.4414 | 4.8603 | 40.5029 | 0 | 0 | 0 | 0 | -380.5291 | 0 | 0 | 0 | -88.1911 | 84.0559 | 20.8583 | 173.9699 | -278.5682 | 0.31596 | 648.6997 | 111.7085 | 76.0408 | 0 | 836.4489 | 84.0559 | 9.9511 | 648.6997 | 126.3671 | 77.5067 | 0 | 852.5734 | 20.8583 | 40.8745 | 648.6997 | 238.0755 | 88.6775 | 0 | 975.4527 | 104.9143 | -12.0688 | 9.2976 | 4.5729 | 1.1348 | 9.4645 | -15.155 | 0.017189 | 648.6997 | 0 | 238.0755 | 0 | 0 | 0 | 0 | 0 | 0 | 88.6775 | 404.2316 | 64.8046 | -380.5291 | -88.1911 | 975.4527 | 0.31596 | 3.079 | -17.7593 | 12.849 | 0 | 12.849 | 0.64245 | 0 | 0.64245 |  | 0 |  | 0 | 0 | 0 | 0 | 0 | 0 | 173.9699 | 9999 | 0
Streetlight - MH 1000W - NR |  | 16.2791 | 2919.7 | 0 | 972.0695 | -28 | -90.3162 |  |  |  | 3303.4621 | 0.77216 | 0.7326 | 0 | 0 | 0 | 193.8436 | 47.9939 | 400.4011 | 570.4562 | 58.3242 | 14.581 | 121.5087 | 0 | 0 | 0 | 0 | -380.5291 | 0 | 0 | 0 | -90.3162 | 252.1678 | 62.575 | 521.9098 | 99.6108 | 936.2634 | 1584.4139 | 272.8419 | 185.7256 | 0 | 2042.9814 | 252.1678 | 8.1017 | 1584.4139 | 308.6447 | 189.3059 | 0 | 2082.3645 | 62.575 | 33.2779 | 1584.4139 | 581.4866 | 216.5901 | 0 | 2382.4906 | 314.7428 | -10.7658 | 7.5696 | 5.6168 | 1.3938 | 11.6251 | 2.2187 | 20.8545 | 1584.4139 | 0 | 581.4866 | 0 | 0 | 0 | 0 | 0 | 0 | 216.5901 | 1212.6949 | 194.4139 | -380.5291 | -90.3162 | 2382.4906 | 936.2634 | 2.0278 | 3.078 | 31.383 | 0 | 31.383 | 1.5691 | 0 | 1.5691 |  | 0 |  | 0 | 0 | 0 | 0 | 0 | 0 | 521.9098 | 9999 | 0
Supply Curve Results; Categories sorted by TRC Net Levelized Cost
Totals for Categories with Benefits Exceeding Costs. Levelized cost is TRC Net Levelized Cost (Net of Benefits) | [12 empty] | Savings Allocation by Cost Bin and Month for Segments 1 | [12 empty] | Savings Allocation by Cost Bin and Month for Segments 2
| Totals Basis | Busbar Electric Savings in kWh | First Cost | Admin Cost | First Year Program Cost | PV Cost | PV Benefits | Unit Program Cost: First Year Program Cost in $/average annual kW saved | Utility System Net Levelized Cost (Net of T&D Capacity Benefits, Act Credit & Risk-Mitigation) in mills/kWh | TRC Net Levelized Cost (Net of All Benefits) in mills/kWh | TRC B/C Ratio | Net Electric & Gas System CO2 Avoided (Lifetime Tons) | Jan | Feb | Mar | Apr | May | Jun | Jul | Aug | Sep | Oct | Nov | Dec |  | Jan | Feb | Mar | Apr | May | Jun | Jul | Aug | Sep | Oct | Nov | Dec
| Measures with B/C > 1.00 | 12435.4184 | 2395.0478 | 0 | 2395.0478 | -1642.1814 | 8968.5507 | 1687.1663 | -14.2507 | -27.4934 | 317.4186 | 118.137 | 516.7526 | 379.98 | 351.7765 | 201.1656 | 161.5842 | 125.4058 | 131.3461 | 190.7297 | 240.5424 | 392.0439 | 457.0661 | 542.2178 |  | 848.4781 | 733.9973 | 737.5933 | 698.889 | 643.6102 | 584.5999 | 639.1171 | 690.7265 | 741.527 | 767.551 | 809.2079 | 849.5106
| Categories with B/C > 1.00 | 12435.4184 | 2395.0478 | 479.0096 | 2874.0573 | -1163.1719 | 8968.5507 | 2024.5995 | -13.1878 | -24.6591 | 311.9373 | 118.137 | 156.4814 | 115.0644 | 106.5239 | 60.9163 | 48.9304 | 37.975 | 39.7738 | 57.7562 | 72.8403 | 118.7175 | 138.4074 | 164.1927 |  | 256.9335 | 222.2668 | 223.3557 | 211.6354 | 194.896 | 177.0267 | 193.5355 | 209.1637 | 224.5469 | 232.4274 | 245.0418 | 257.2462
Supply Curve Results: By TRC Net Levelized Cost - Net of Benefits
| Block 1: <= 0 mills/kWh | 9131.9563 | 1422.9783 | 284.5957 | 1707.5739 | -2099.4352 | 6586.0601 | 1638.0223 | -14.064 | -34.6929 | 424.0462 | 86.754 | 379.4776 | 279.0385 | 258.3273 | 147.7261 | 118.6594 | 92.0918 | 96.4541 | 140.0625 | 176.6424 | 287.8976 | 335.6468 | 398.178 |  | 623.0803 | 539.0113 | 541.652 | 513.2295 | 472.6355 | 429.3012 | 469.336 | 507.2354 | 544.5408 | 563.6515 | 594.2423 | 623.8386
| Block 2: <= 10 mills/kWh | 3303.4621 | 972.0695 | 194.4139 | 1166.4834 | 936.2634 | 2382.4906 | 3093.2379 | -10.7658 | 3.078 | 2.0278 | 31.383 | 137.275 | 100.9415 | 93.4492 | 53.4395 | 42.9247 | 33.314 | 34.892 | 50.6672 | 63.9 | 104.1462 | 121.4194 | 144.0399 |  | 225.3977 | 194.986 | 195.9412 | 185.6595 | 170.9747 | 155.2986 | 169.7811 | 183.4911 | 196.9862 | 203.8995 | 214.9656 | 225.672
| Block 3: 10-20 mills/kWh | 0 | 0 | 0 | 0 | 0 | 0 | 0 | 0 | 0 | 0 | 0 | 0 | 0 | 0 | 0 | 0 | 0 | 0 | 0 | 0 | 0 | 0 | 0 |  | 0 | 0 | 0 | 0 | 0 | 0 | 0 | 0 | 0 | 0 | 0 | 0
| Block 4: 20-30 mills/kWh | 0 | 0 | 0 | 0 | 0 | 0 | 0 | 0 | 0 | 0 | 0 | 0 | 0 | 0 | 0 | 0 | 0 | 0 | 0 | 0 | 0 | 0 | 0 |  | 0 | 0 | 0 | 0 | 0 | 0 | 0 | 0 | 0 | 0 | 0 | 0
| Block 5: 30-40 mills/kWh | 0 | 0 | 0 | 0 | 0 | 0 | 0 | 0 | 0 | 0 | 0 | 0 | 0 | 0 | 0 | 0 | 0 | 0 | 0 | 0 | 0 | 0 | 0 |  | 0 | 0 | 0 | 0 | 0 | 0 | 0 | 0 | 0 | 0 | 0 | 0
| Block 6: 40-50 mills/kWh | 0 | 0 | 0 | 0 | 0 | 0 | 0 | 0 | 0 | 0 | 0 | 0 | 0 | 0 | 0 | 0 | 0 | 0 | 0 | 0 | 0 | 0 | 0 |  | 0 | 0 | 0 | 0 | 0 | 0 | 0 | 0 | 0 | 0 | 0 | 0
| Block 7: 50-60 mills/kWh | 0 | 0 | 0 | 0 | 0 | 0 | 0 | 0 | 0 | 0 | 0 | 0 | 0 | 0 | 0 | 0 | 0 | 0 | 0 | 0 | 0 | 0 | 0 |  | 0 | 0 | 0 | 0 | 0 | 0 | 0 | 0 | 0 | 0 | 0 | 0
| Block 8: 60-70 mills/kWh | 0 | 0 | 0 | 0 | 0 | 0 | 0 | 0 | 0 | 0 | 0 | 0 | 0 | 0 | 0 | 0 | 0 | 0 | 0 | 0 | 0 | 0 | 0 |  | 0 | 0 | 0 | 0 | 0 | 0 | 0 | 0 | 0 | 0 | 0 | 0
| Block 9: 70-80 mills/kWh | 0 | 0 | 0 | 0 | 0 | 0 | 0 | 0 | 0 | 0 | 0 | 0 | 0 | 0 | 0 | 0 | 0 | 0 | 0 | 0 | 0 | 0 | 0 |  | 0 | 0 | 0 | 0 | 0 | 0 | 0 | 0 | 0 | 0 | 0 | 0
| Block 10: 80-90 mills/kWh | 0 | 0 | 0 | 0 | 0 | 0 | 0 | 0 | 0 | 0 | 0 | 0 | 0 | 0 | 0 | 0 | 0 | 0 | 0 | 0 | 0 | 0 | 0 |  | 0 | 0 | 0 | 0 | 0 | 0 | 0 | 0 | 0 | 0 | 0 | 0
| Block 11: 90-100 mills/kWh | 0 | 0 | 0 | 0 | 0 | 0 | 0 | 0 | 0 | 0 | 0 | 0 | 0 | 0 | 0 | 0 | 0 | 0 | 0 | 0 | 0 | 0 | 0 |  | 0 | 0 | 0 | 0 | 0 | 0 | 0 | 0 | 0 | 0 | 0 | 0
| Block 12: 100-110 mills/kWh | 0 | 0 | 0 | 0 | 0 | 0 | 0 | 0 | 0 | 0 | 0 | 0 | 0 | 0 | 0 | 0 | 0 | 0 | 0 | 0 | 0 | 0 | 0 |  | 0 | 0 | 0 | 0 | 0 | 0 | 0 | 0 | 0 | 0 | 0 | 0
| Block 13: 110-120 mills/kWh | 0 | 0 | 0 | 0 | 0 | 0 | 0 | 0 | 0 | 0 | 0 | 0 | 0 | 0 | 0 | 0 | 0 | 0 | 0 | 0 | 0 | 0 | 0 |  | 0 | 0 | 0 | 0 | 0 | 0 | 0 | 0 | 0 | 0 | 0 | 0
| Block 14: 120-130 mills/kWh | 0 | 0 | 0 | 0 | 0 | 0 | 0 | 0 | 0 | 0 | 0 | 0 | 0 | 0 | 0 | 0 | 0 | 0 | 0 | 0 | 0 | 0 | 0 |  | 0 | 0 | 0 | 0 | 0 | 0 | 0 | 0 | 0 | 0 | 0 | 0
| Block 15: 130-140 mills/kWh | 0 | 0 | 0 | 0 | 0 | 0 | 0 | 0 | 0 | 0 | 0 | 0 | 0 | 0 | 0 | 0 | 0 | 0 | 0 | 0 | 0 | 0 | 0 |  | 0 | 0 | 0 | 0 | 0 | 0 | 0 | 0 | 0 | 0 | 0 | 0
| Block 16: 140-150 mills/kWh | 0 | 0 | 0 | 0 | 0 | 0 | 0 | 0 | 0 | 0 | 0 | 0 | 0 | 0 | 0 | 0 | 0 | 0 | 0 | 0 | 0 | 0 | 0 |  | 0 | 0 | 0 | 0 | 0 | 0 | 0 | 0 | 0 | 0 | 0 | 0
| Block 17: 150-160 mills/kWh | 0 | 0 | 0 | 0 | 0 | 0 | 0 | 0 | 0 | 0 | 0 | 0 | 0 | 0 | 0 | 0 | 0 | 0 | 0 | 0 | 0 | 0 | 0 |  | 0 | 0 | 0 | 0 | 0 | 0 | 0 | 0 | 0 | 0 | 0 | 0
| Block 18: 160-170 mills/kWh | 0 | 0 | 0 | 0 | 0 | 0 | 0 | 0 | 0 | 0 | 0 | 0 | 0 | 0 | 0 | 0 | 0 | 0 | 0 | 0 | 0 | 0 | 0 |  | 0 | 0 | 0 | 0 | 0 | 0 | 0 | 0 | 0 | 0 | 0 | 0
| Block 19: 170-180 mills/kWh | 0 | 0 | 0 | 0 | 0 | 0 | 0 | 0 | 0 | 0 | 0 | 0 | 0 | 0 | 0 | 0 | 0 | 0 | 0 | 0 | 0 | 0 | 0 |  | 0 | 0 | 0 | 0 | 0 | 0 | 0 | 0 | 0 | 0 | 0 | 0
| Block 20: 180-190 mills/kWh | 0 | 0 | 0 | 0 | 0 | 0 | 0 | 0 | 0 | 0 | 0 | 0 | 0 | 0 | 0 | 0 | 0 | 0 | 0 | 0 | 0 | 0 | 0 |  | 0 | 0 | 0 | 0 | 0 | 0 | 0 | 0 | 0 | 0 | 0 | 0
| Block 21: 190-200 mills/kWh | 0 | 0 | 0 | 0 | 0 | 0 | 0 | 0 | 0 | 0 | 0 | 0 | 0 | 0 | 0 | 0 | 0 | 0 | 0 | 0 | 0 | 0 | 0 |  | 0 | 0 | 0 | 0 | 0 | 0 | 0 | 0 | 0 | 0 | 0 | 0
| Block 22: > 200 mills/kWh | 0 | 0 | 0 | 0 | 0 | 0 | 0 | 0 | 0 | 0 | 0 | 0 | 0 | 0 | 0 | 0 | 0 | 0 | 0 | 0 | 0 | 0 | 0 |  | 0 | 0 | 0 | 0 | 0 | 0 | 0 | 0 | 0 | 0 | 0 | 0
Shaped Savings Results; By Category and sorted by TRC BC ratio
[13 empty] | Savings Allocation by Cost Bin and Month for Segments 1 Feb: Savings Allocation by Category and Month for Segments 1 |  |  | Savings Allocation by Category and Month for Segments 2
Category | Measure | Busbar Savings | First Cost | Admin Cost | First Year Program Cost | PV Cost | PV Benefits | Unit Program Cost: First Year Program Cost in $/average annual kW saved | Utility System Net Levelized Cost (Net of T&D Capacity Benefits, Act Credit & Risk-Mitigation) in mills/kWh | TRC Net Levelized Cost (Net of All Benefits) in mills/kWh | TRC B/C Ratio | Net Electric & Gas System CO2 Avoided (Lifetime Tons) | Wholesale KW | Jan | Feb | Mar | Apr | May | Jun | Jul | Aug | Sep | Oct | Nov | Dec |  | Jan | Feb | Mar | Apr | May | Jun | Jul | Aug | Sep | Oct | Nov | Dec
Streetlight - HPS 100W - New |  | 345.4283 | -8.5919 | -1.7184 | -10.3103 | -468.9577 | 249.1264 | -261.4667 | -18.3691 | -117.672 | 9999 | 3.2816 | 0.080741 | 14.3542 | 10.555 | 9.7716 | 5.5879 | 4.4884 | 3.4835 | 3.6485 | 5.298 | 6.6817 | 10.8901 | 12.6963 | 15.0616 |  | 23.5688 | 20.3888 | 20.4887 | 19.4136 | 17.8781 | 16.2389 | 17.7533 | 19.1868 | 20.598 | 21.3209 | 22.478 | 23.5975
Streetlight - HPS 250W - New |  | 754.104 | 2.0116 | 0.40232 | 2.4139 | -456.5694 | 543.8675 | 28.0408 | -17.7129 | -62.3263 | 344.5759 | 7.164 | 0.17627 | 31.3367 | 23.0426 | 21.3323 | 12.199 | 9.7987 | 7.6048 | 7.965 | 11.5662 | 14.5869 | 23.7742 | 27.7172 | 32.881 |  | 51.4531 | 44.5108 | 44.7289 | 42.3818 | 39.0296 | 35.4511 | 38.7571 | 41.8868 | 44.9674 | 46.5455 | 49.0717 | 51.5157
Streetlight - MH 200W - New |  | 462.1928 | 2.0116 | 0.40232 | 2.4139 | -456.5694 | 333.3382 | 45.7508 | -17.6728 | -90.463 | 272.2747 | 4.3909 | 0.10803 | 19.2064 | 14.1229 | 13.0746 | 7.4768 | 6.0057 | 4.661 | 4.8818 | 7.0889 | 8.9403 | 14.5713 | 16.988 | 20.1529 |  | 31.5358 | 27.2808 | 27.4145 | 25.9759 | 23.9213 | 21.7281 | 23.7544 | 25.6725 | 27.5607 | 28.5279 | 30.0762 | 31.5741
Streetlight - MH 400W - New |  | 1352.522 | 134.0232 | 26.8046 | 160.8278 | -274.7165 | 975.4527 | 1041.6476 | -15.4156 | -32.722 | 7.444 | 12.849 | 0.31614 | 56.2039 | 41.328 | 38.2605 | 21.8795 | 17.5745 | 13.6396 | 14.2857 | 20.7445 | 26.1623 | 42.6401 | 49.7122 | 58.9736 |  | 92.2836 | 79.8323 | 80.2234 | 76.0138 | 70.0014 | 63.5832 | 69.5127 | 75.126 | 80.6512 | 83.4817 | 88.0124 | 92.3959
Streetlight - HPS 100W - NR |  | 345.4283 | 113.4081 | 22.6816 | 136.0897 | -292.3579 | 249.1264 | 3451.2112 | -9.9545 | -80.0534 | 4.2985 | 3.2816 | 0.080741 | 14.3542 | 10.555 | 9.7716 | 5.5879 | 4.4884 | 3.4835 | 3.6485 | 5.298 | 6.6817 | 10.8901 | 12.6963 | 15.0616 |  | 23.5688 | 20.3888 | 20.4887 | 19.4136 | 17.8781 | 16.2389 | 17.7533 | 19.1868 | 20.598 | 21.3209 | 22.478 | 23.5975
Streetlight - HPS 250W - NR |  | 754.104 | 162.0116 | 32.4023 | 194.4139 | -224.9632 | 543.8675 | 2258.3963 | -12.658 | -39.7273 | 4.2783 | 7.164 | 0.17627 | 31.3367 | 23.0426 | 21.3323 | 12.199 | 9.7987 | 7.6048 | 7.965 | 11.5662 | 14.5869 | 23.7742 | 27.7172 | 32.881 |  | 51.4531 | 44.5108 | 44.7289 | 42.3818 | 39.0296 | 35.4511 | 38.7571 | 41.8868 | 44.9674 | 46.5455 | 49.0717 | 51.5157
Streetlight - MH 1000W - New |  | 3303.4621 | 532.0695 | 106.4139 | 638.4834 | 299.3461 | 2382.4906 | 1693.1068 | -13.9391 | -11.1088 | 3.7047 | 31.383 | 0.77216 | 137.275 | 100.9415 | 93.4492 | 53.4395 | 42.9247 | 33.314 | 34.892 | 50.6672 | 63.9 | 104.1462 | 121.4194 | 144.0399 |  | 225.3977 | 194.986 | 195.9412 | 185.6595 | 170.9747 | 155.2986 | 169.7811 | 183.4911 | 196.9862 | 203.8995 | 214.9656 | 225.672
Streetlight - MH 200W - NR |  | 462.1928 | 162.0116 | 32.4023 | 194.4139 | -224.9632 | 333.3382 | 3684.7518 | -9.4252 | -53.5909 | 3.3806 | 4.3909 | 0.10803 | 19.2064 | 14.1229 | 13.0746 | 7.4768 | 6.0057 | 4.661 | 4.8818 | 7.0889 | 8.9403 | 14.5713 | 16.988 | 20.1529 |  | 31.5358 | 27.2808 | 27.4145 | 25.9759 | 23.9213 | 21.7281 | 23.7544 | 25.6725 | 27.5607 | 28.5279 | 30.0762 | 31.5741
Streetlight - MH 400W - NR |  | 1352.522 | 324.0232 | 64.8046 | 388.8278 | 0.31596 | 975.4527 | 2518.3556 | -12.0688 | -17.7593 | 3.079 | 12.849 | 0.31614 | 56.2039 | 41.328 | 38.2605 | 21.8795 | 17.5745 | 13.6396 | 14.2857 | 20.7445 | 26.1623 | 42.6401 | 49.7122 | 58.9736 |  | 92.2836 | 79.8323 | 80.2234 | 76.0138 | 70.0014 | 63.5832 | 69.5127 | 75.126 | 80.6512 | 83.4817 | 88.0124 | 92.3959
Streetlight - MH 1000W - NR |  | 3303.4621 | 972.0695 | 194.4139 | 1166.4834 | 936.2634 | 2382.4906 | 3093.2379 | -10.7658 | 3.078 | 2.0278 | 31.383 | 0.77216 | 137.275 | 100.9415 | 93.4492 | 53.4395 | 42.9247 | 33.314 | 34.892 | 50.6672 | 63.9 | 104.1462 | 121.4194 | 144.0399 |  | 225.3977 | 194.986 | 195.9412 | 185.6595 | 170.9747 | 155.2986 | 169.7811 | 183.4911 | 196.9862 | 203.8995 | 214.9656 | 225.672
Note on I6: :ProCost Perioodic replacement costs and savinsg of the measure. These are costs and savings that occur periodicially, but at different periods than annually. Can be positive or negative. Periodic replacement costs for both the measure and the baseline measure should be included if applicable. ProCost can analysze these costs in two ways dependent on the 'Repeat Periodic Replacemetn' switch in the ProData page. When set to 'On', ProCost repeats replacement costs for multiple times over the life of a measure depending on the input period and measure life. For example fluorescent lamps may have a 4-year replacement cycle that repeats 3 times in a 15-year measure life. When set to 'Off', ProCost reads the period as the year after installation that the replacement cost occurs and does not subsequently reinstall or repeat the replacement costs. For example a compressor may be replaced only once in the life of a heat-pump system. Example: A new fluorescent lighting systems may have a measure life of 15 years, and a lamp life of five years. Two lamps lamps per fixture must be replaced at years 6 and 11. Lamp and labor costs, expressed as positive costs, are entered as a cost and the period would be enetered as 5. The baseline measure may have a four year lamp life and would have required a three-lamp replacement at years 5, 9 and 13. Lamp and labor replacement costs would be entered as annual savings in dollars with a 4-year period. ProCost determines the net present value of the two cost streams.
Note on O6: :ProCost If the measure has gas savings for incfreases, enter the annual savings and shape of the savings here. Example: Clothes washer saves electric motor and dryer energy and gas water heat.
Note on A7: :Procost Category for the measure. Individual measures can be grouped into categories. Procost output is reported by measure and by category. All measures must belong to at least one category. Category name can be the same as measure name. Example: Measures can be combined into one category if they have components with different load shapes or measure lives. On wash machines there may be one load shape for the electric motor savings component, a second load shape for the electric water heat savings component and a third shape for electric dryer savings component.
Note on B7: :ProCost Name of Measure. User-defined. For PTR measures, defined naming conventions apply.
Note on C7: :ProCost Annual electric savings for the measure in kWh at the site. May be positive, negative or zero. Savings are incremental to the baseline alternative.
Note on D7: :ProCost Physical life of the measure in years. Must be >=1.
Note on E7: :ProCost Initial cost to install the measure in dollars. Costs are incremental to the baseline alternative. Dollars must be denominated in the same year as 'Input Cost Reference Year' input on the ProData page.
Note on F7: :ProCost Annaul opperations and maintenace cost for the measure in dollars. Must be incremental cost over the baseline alternative. May be positive, negative or zero. Dollars must be denominated in the same year as 'Input Cost Reference Year' input on the ProData page. O&M costs are enetered as positive values. Negative values represent O&M savings compared to the baseline alternative. Example: Annualized maintenace cost for a heat pump heating system compared to a baseline electric resistance heating system.
Note on G7: :ProCost Name of the pointer to the shape of the savings. The shapes represent the daily and monthly shape of the savings in four time segments for each month of the year. Shape of the savings is relative to the baseline alternative. These shaps are in the MC_AND_Loadshape file.
Note on H7: :ProCost Annual value of any non-energy benefits of the measure, relative to the baseline alternative. Expressed in dollars per year and denominated in dollars of the 'Cost Reference Year'. Positive value represents dollar savings. Negative value represents dollar cost. Example: Water, detergent and sewer savings from efficient clothes washer.
Note on I7: : Cost in dollars that is incurred for Period 1. Positive value if cost. Negative value if savings. Dollars must be denominated in the same year as 'Input Cost Reference Year' input on the ProData page.
Note on J7: :ProCost Duration of Period1. The time at which Period 1 costs, or savings, occur. In years.
Note on K7: : Cost in dollars that is incurred for Period 2 Positive value if cost. Negative value if savings. Dollars must be denominated in the same year as 'Input Cost Reference Year' input on the ProData page.
Note on L7: :ProCost Duration of Period 2. The time at which Period 2 costs, or savings, occur. In years.
Note on M7: : Cost in dollars that is incurred for Period 3. Positive value if cost. Negative value if savings. Dollars must be denominated in the same year as 'Input Cost Reference Year' input on the ProData page.
Note on N7: :ProCost Duration of Period 3. The time at which Period 3 costs, or savings, occur. In years.
Note on O7: : Annual gas savings, or increases, in therms.
Note on P7: :ProCost Name of the pointer to the shape of the savings. The shapes represent the daily and monthly shape of the savings in four time segments for each month of the year. Shape of the savings is relative to the baseline alternative. These shaps are in the MC_AND_Loadshape file.
Note on BH58: Direct and program administrative costs incurred by the utility system minus benefits that accrue to the utility system.There are separate Utility System Net Levelized Costs for the electric and the gas system. Utility system benefits include deferred transmission and distribution system capacity, risk-mitigation and Regional Act credit all of which are user-determined inputs.Utility System benefits do not include any non-energy benefits such as, other-fuel benefits, O&M benefits or periodic replacement benefits which generally accrue to the customer or to non-utility sponsors. Utility System Net Levelized Costs correspond to Utility System B/C ratio with regard to the costs and benefits included. Benefits are subtracted from costs, then levelized over the life of the measure The Risk-Mitigation credit is used to determine program cost-effectiveness and impacts both the Utility System B/C ratio and the Utility System Net Levelized Cost. If the Risk-Mitigation credit is non-zero, the Utility System Net Levelized Cost will be reduced by the Risk-Mitigation benefit. When using ProCost to build conservation supply curves, the user should set the Risk-Mitigation Credit to zero so the credit is not reflected in the supply curves.
Note on BM58: Direct and program administrative costs of the measure to sponsor. Separate costs for each sponsor. Depends on share of costs incurred by sponsor, sponsor cost of capital, and financing term which are user-defined inputs. Includes applicable Capital, O&M, Periodic Replacement and Program Administrative costs. Sponsor costs are levelized over program life. Does not include any adjustments for benefit. NOTE: Units are per kWh for 'Electric' runs and per therm for 'Gas' runs for all sponsors.
Note on CE58: All costs minus all benefits regardless of which sponsor incurs the cost or accrues the benefits. TRC Net Levelized Cost includes all applicable costs and all benefits. In addition to energy system costs and benefits, TRC Net Levelized Cost includes non-energy, other-fuel, O&M, periodic-replacement and risk-mitigation benefits and costs. TRC Net Levelized Cost corresponds to TRC B/C ratios with regard to the costs and benefits included. Benefits are subtracted from costs, then levelized over the life of the measure. The Risk-Mitigation credit is used to determine program cost-effectiveness and impacts both the TRC B/C ratio and the TRC Net Levelized Cost. If Risk-Mitigation credit is non-zero, TRC Levelized Cost will be reduced by the risk-mitigation benefit. When using ProCost to build conservation supply curves, the user should set the Risk-Mitigation Credit to zero so the credit is not reflected in the supply curves.
Note on CW58: Direct and program administrative costs incurred by the utility system minus benefits that accrue to the utility system.There are separate Utility System Net Levelized Costs for the electric and the gas system. Utility system benefits include deferred transmission and distribution system capacity, risk-mitigation and Regional Act credit all of which are user-determined inputs.Utility System benefits do not include any non-energy benefits such as, other-fuel benefits, O&M benefits or periodic replacement benefits which generally accrue to the customer or to non-utility sponsors. Utility System Net Levelized Costs correspond to Utility System B/C ratio with regard to the costs and benefits included. Benefits are subtracted from costs, then levelized over the life of the measure The Risk-Mitigation credit is used to determine program cost-effectiveness and impacts both the Utility System B/C ratio and the Utility System Net Levelized Cost. If the Risk-Mitigation credit is non-zero, the Utility System Net Levelized Cost will be reduced by the Risk-Mitigation benefit. When using ProCost to build conservation supply curves, the user should set the Risk-Mitigation Credit to zero so the credit is not reflected in the supply curves.
Note on BH87: Direct and program administrative costs incurred by the utility system minus benefits that accrue to the utility system.There are separate Utility System Net Levelized Costs for the electric and the gas system. Utility system benefits include deferred transmission and distribution system capacity, risk-mitigation and Regional Act credit all of which are user-determined inputs.Utility System benefits do not include any non-energy benefits such as, other-fuel benefits, O&M benefits or periodic replacement benefits which generally accrue to the customer or to non-utility sponsors. Utility System Net Levelized Costs correspond to Utility System B/C ratio with regard to the costs and benefits included. Benefits are subtracted from costs, then levelized over the life of the measure The Risk-Mitigation credit is used to determine program cost-effectiveness and impacts both the Utility System B/C ratio and the Utility System Net Levelized Cost. If the Risk-Mitigation credit is non-zero, the Utility System Net Levelized Cost will be reduced by the Risk-Mitigation benefit. When using ProCost to build conservation supply curves, the user should set the Risk-Mitigation Credit to zero so the credit is not reflected in the supply curves.
Note on BM87: Direct and program administrative costs of the measure to sponsor. Separate costs for each sponsor. Depends on share of costs incurred by sponsor, sponsor cost of capital, and financing term which are user-defined inputs. Includes applicable Capital, O&M, Periodic Replacement and Program Administrative costs. Sponsor costs are levelized over program life. Does not include any adjustments for benefit. NOTE: Units are per kWh for 'Electric' runs and per therm for 'Gas' runs for all sponsors.
Note on CE87: All costs minus all benefits regardless of which sponsor incurs the cost or accrues the benefits. TRC Net Levelized Cost includes all applicable costs and all benefits. In addition to energy system costs and benefits, TRC Net Levelized Cost includes non-energy, other-fuel, O&M, periodic-replacement and risk-mitigation benefits and costs. TRC Net Levelized Cost corresponds to TRC B/C ratios with regard to the costs and benefits included. Benefits are subtracted from costs, then levelized over the life of the measure. The Risk-Mitigation credit is used to determine program cost-effectiveness and impacts both the TRC B/C ratio and the TRC Net Levelized Cost. If Risk-Mitigation credit is non-zero, TRC Levelized Cost will be reduced by the risk-mitigation benefit. When using ProCost to build conservation supply curves, the user should set the Risk-Mitigation Credit to zero so the credit is not reflected in the supply curves.
Note on CW87: Direct and program administrative costs incurred by the utility system minus benefits that accrue to the utility system.There are separate Utility System Net Levelized Costs for the electric and the gas system. Utility system benefits include deferred transmission and distribution system capacity, risk-mitigation and Regional Act credit all of which are user-determined inputs.Utility System benefits do not include any non-energy benefits such as, other-fuel benefits, O&M benefits or periodic replacement benefits which generally accrue to the customer or to non-utility sponsors. Utility System Net Levelized Costs correspond to Utility System B/C ratio with regard to the costs and benefits included. Benefits are subtracted from costs, then levelized over the life of the measure The Risk-Mitigation credit is used to determine program cost-effectiveness and impacts both the Utility System B/C ratio and the Utility System Net Levelized Cost. If the Risk-Mitigation credit is non-zero, the Utility System Net Levelized Cost will be reduced by the Risk-Mitigation benefit. When using ProCost to build conservation supply curves, the user should set the Risk-Mitigation Credit to zero so the credit is not reflected in the supply curves.

## M_Input(Fixture)
Data Set Name | [13 empty] | #REF!
Measure Index Name | Street and Roadway Lighting
Costs must be denominated in the same year as 'Input Cost Reference Year' = |  | 2012
1 | 2 | 3 | 4 | 5 | 6 | 7 | 8 | 9 | 10 | 11 | 12 | 13 | 14 | 15 | 16 | 17 | 18 | 19 | 20 | 21 | 22 | 23 | 24 | 25 | 26 | 27 | 28 | 29 | 30 | 31 | 32 | 33 | 34 | 35 | 36 | 37 | 38 | 39 | 40 | 41 | 42 | 43 | 44 | 45 | 46 | 47 | 48 | 49 | 50 | 51 | 52 | 53 | 54 | 55 | 56 | 57 | 58 | 59 | 60 | 61 | 62 | 63 | 64 | 65 | 66 | 67 | 68 | 69 | 70 | 71 | 72 | 73 | 74 | 75 | 76 | 77 | 78 | 79 | 80 | 81 | 82 | 83 | 84 | 85 | 86 | 87 | 88 | 89 | 90 | 91 | 92 | 93 | 94 | 95 | 96 | 97 | 98 | 99 | 100 | 101 | 102 | 103 | 104 | 105
Input Data | [7 empty] | Periodic Replacement Costs and Savings and Replacement Period | [5 empty] | Gas Inputs |  | Retro or LO | Early Retrofit Parameters
Category Name | Measure Name | Savings (kwh/yr) | Life (yrs) | Capital Cost | Annual O&M | Shape Pointer | Non-E Val ($/yr) | Cost 1 ($) | Period 1 | Cost 2 ($) | Period 2 | Cost 3 ($) | Period 3 | Savings (therms/yr) | Shape Pointer | R or L | Savings 2 (kWh) | Remaining Life (yrs) | Salvage Value ($)
Streetlight - HPS 100W - Group Relamp - to LED 42W - New | Streetlight - HPS 100W - Group Relamp - to LED 42W - New | 339.7 | 16.2791 | -8.5919 | 0 | S-All-Lgt-Streetlight-All-All-U |  | -77 | 5 | [6 empty] | L
Streetlight - HPS 100W - Tariff Relamp - to LED 42W - New | Streetlight - HPS 100W - Tariff Relamp - to LED 42W - New | 339.7 | 16.2791 | -8.5919 | -56 | S-All-Lgt-Streetlight-All-All-U |  | 0 | 0 | [6 empty] | L
Streetlight - HPS 100W - Group Relamp - to LED 58W - New | Streetlight - HPS 100W - Group Relamp - to LED 58W - New | 270.9 | 16.2791 | -8.5919 | 0 | S-All-Lgt-Streetlight-All-All-U |  | -77 | 5 | [6 empty] | L
Streetlight - HPS 100W - Tariff Relamp - to LED 58W - New | Streetlight - HPS 100W - Tariff Relamp - to LED 58W - New | 270.9 | 16.2791 | -8.5919 | -56 | S-All-Lgt-Streetlight-All-All-U |  | 0 | 0 | [6 empty] | L
Streetlight - MH 200W - Group Relamp - to LED 135W - New | Streetlight - MH 200W - Group Relamp - to LED 135W - New | 408.5 | 16.2791 | 2.0116 | 0 | S-All-Lgt-Streetlight-All-All-U |  | -80 | 5 | [6 empty] | L
Streetlight - MH 200W - Tariff Relamp - to LED 135W - New | Streetlight - MH 200W - Tariff Relamp - to LED 135W - New | 408.5 | 16.2791 | 2.0116 | -56 | S-All-Lgt-Streetlight-All-All-U |  | 0 | 0 | [6 empty] | L
Streetlight - HPS 250W - Group Relamp - to LED 135W - New | Streetlight - HPS 250W - Group Relamp - to LED 135W - New | 666.5 | 16.2791 | 2.0116 | 0 | S-All-Lgt-Streetlight-All-All-U |  | -80 | 5 | [6 empty] | L
Streetlight - HPS 250W - Tariff Relamp - to LED 135W - New | Streetlight - HPS 250W - Tariff Relamp - to LED 135W - New | 666.5 | 16.2791 | 2.0116 | -56 | S-All-Lgt-Streetlight-All-All-U |  | 0 | 0 | [6 empty] | L
Streetlight - MH 400W - Group Relamp - to LED 180W - New | Streetlight - MH 400W - Group Relamp - to LED 180W - New | 1195.4 | 16.2791 | 134.0232 | 0 | S-All-Lgt-Streetlight-All-All-U |  | -83 | 4 | [6 empty] | L
Streetlight - MH 400W - Tariff Relamp - to LED 180W - New | Streetlight - MH 400W - Tariff Relamp - to LED 180W - New | 1195.4 | 16.2791 | 134.0232 | -56 | S-All-Lgt-Streetlight-All-All-U |  | 0 | 0 | [6 empty] | L
Streetlight - MH 1000W - Group Relamp - to LED 421W - New | Streetlight - MH 1000W - Group Relamp - to LED 421W - New | 2919.7 | 16.2791 | 532.0695 | 0 | S-All-Lgt-Streetlight-All-All-U |  | -85 | 4 | [6 empty] | L
Streetlight - MH 1000W - Tariff Relamp - to LED 421W - New | Streetlight - MH 1000W - Tariff Relamp - to LED 421W - New | 2919.7 | 16.2791 | 532.0695 | -56 | S-All-Lgt-Streetlight-All-All-U |  | 0 | 0 | [6 empty] | L
Streetlight - HPS 100W - Group Relamp - to LED 42W - NR | Streetlight - HPS 100W - Group Relamp - to LED 42W - NR | 339.7 | 16.2791 | 113.4081 | 0 | S-All-Lgt-Streetlight-All-All-U |  | -77 | 5 | [6 empty] | L
Streetlight - HPS 100W - Tariff Relamp - to LED 42W - NR | Streetlight - HPS 100W - Tariff Relamp - to LED 42W - NR | 339.7 | 16.2791 | 113.4081 | -56 | S-All-Lgt-Streetlight-All-All-U |  | 0 | 0 | [6 empty] | L
Streetlight - HPS 100W - Group Relamp - to LED 58W - NR | Streetlight - HPS 100W - Group Relamp - to LED 58W - NR | 270.9 | 16.2791 | 113.4081 | 0 | S-All-Lgt-Streetlight-All-All-U |  | -77 | 5 | [6 empty] | L
Streetlight - HPS 100W - Tariff Relamp - to LED 58W - NR | Streetlight - HPS 100W - Tariff Relamp - to LED 58W - NR | 270.9 | 16.2791 | 113.4081 | -56 | S-All-Lgt-Streetlight-All-All-U |  | 0 | 0 | [6 empty] | L
Streetlight - MH 200W - Group Relamp - to LED 135W - NR | Streetlight - MH 200W - Group Relamp - to LED 135W - NR | 408.5 | 16.2791 | 162.0116 | 0 | S-All-Lgt-Streetlight-All-All-U |  | -80 | 5 | [6 empty] | L
Streetlight - MH 200W - Tariff Relamp - to LED 135W - NR | Streetlight - MH 200W - Tariff Relamp - to LED 135W - NR | 408.5 | 16.2791 | 162.0116 | -56 | S-All-Lgt-Streetlight-All-All-U |  | 0 | 0 | [6 empty] | L
Streetlight - HPS 250W - Group Relamp - to LED 135W - NR | Streetlight - HPS 250W - Group Relamp - to LED 135W - NR | 666.5 | 16.2791 | 162.0116 | 0 | S-All-Lgt-Streetlight-All-All-U |  | -80 | 5 | [6 empty] | L
Streetlight - HPS 250W - Tariff Relamp - to LED 135W - NR | Streetlight - HPS 250W - Tariff Relamp - to LED 135W - NR | 666.5 | 16.2791 | 162.0116 | -56 | S-All-Lgt-Streetlight-All-All-U |  | 0 | 0 | [6 empty] | L
Streetlight - MH 400W - Group Relamp - to LED 180W - NR | Streetlight - MH 400W - Group Relamp - to LED 180W - NR | 1195.4 | 16.2791 | 324.0232 | 0 | S-All-Lgt-Streetlight-All-All-U |  | -83 | 4 | [6 empty] | L
Streetlight - MH 400W - Tariff Relamp - to LED 180W - NR | Streetlight - MH 400W - Tariff Relamp - to LED 180W - NR | 1195.4 | 16.2791 | 324.0232 | -56 | S-All-Lgt-Streetlight-All-All-U |  | 0 | 0 | [6 empty] | L
Streetlight - MH 1000W - Group Relamp - to LED 421W - NR | Streetlight - MH 1000W - Group Relamp - to LED 421W - NR | 2919.7 | 16.2791 | 972.0695 | 0 | S-All-Lgt-Streetlight-All-All-U |  | -85 | 4 | [6 empty] | L
Streetlight - MH 1000W - Tariff Relamp - to LED 421W - NR | Streetlight - MH 1000W - Tariff Relamp - to LED 421W - NR | 2919.7 | 16.2791 | 972.0695 | -56 | S-All-Lgt-Streetlight-All-All-U |  | 0 | 0 | [6 empty] | L
ProCost Results
Version: | ProCost 3.0 - Beta04
Run Time: | Monday, 12 January , 2015 at 11:23 AM
Regurgitation of ProData input parameters which were used for this run
| Run Parameters |  | Run Parameters |  |  | Marginal Cost & Conservation Load Shape Parameters | [9 empty] | Sponsor Parameters | [5 empty] | Program Parameters |  |  | Utility System Parameters
| Run Type | Electric | Run Type | Electric |  | Marginal Costs and Savings Shape File | \\nas2\Q\SeventhPlan\Conservation Analysis\Global EE Inputs\MC Files\MC_AND_LOADSHAPE_v3.0_24segment-7P-D9 - NewSegValues.xlsx |  |  | 6P MidC Final (with carbon) | [6 empty] | Customer | Wholesale Elec | Retail Elec | Nat Gas |  | Program Life (yrs) | 20 |  |  | Electric | Gas
| Negative B/C Ratios | Off | Negative B/C Ratios | Off |  | Marginal Elec Avoided Cost Input Worksheet | 7P Mid |  |  | Conservation Load Shapes | [5 empty] | Real After-Tax Cost of Capital | 0.068013 | 0.043878 | 0.053289 | 0.054479 |  | Program Start Date | 2016 |  | Bulk System T&D Loss Factor | 0.03 | 0.01
| Admin Cost @ Category Level | On | Admin Cost @ Category Level | On |  | Elec Savings Shape Input Worksheet | GLSShapes |  |  | 6P_Gas_Final | [5 empty] | Financial Life (years) | 12 | 12 | 1 | 1 |  | Present Value Time Zero | 2016 |  | Bulk System T&D Credit ($/kw-yr)($/dailytherm-yr) | 26 | 0
| Repeat Periodic Replacement | On | Repeat Periodic Replacement | On |  | Marginal Gas Avoided Cost Input Worksheet | 7P Gas |  |  | Conservation Load Shapes | [6 empty] | Customer | Wholesale Elec | Retail Elec | Nat Gas |  | Input Cost Reference Year | 2012 |  | Bulk System T&D I2R Loss Component (%) | 0.9 | N/A
[6 empty] | Gas Savings Shape Input Worksheet | GLSShapes | [8 empty] | Sponsor Share of Initial Capital Cost | 0.35 | 0.195 | 0.04875 | 0.40625 |  | Real Discount Rate | 0.04 |  | Local System Dist Loss Factor | 0.055 | 0
| Run Type: | Electric |  |  |  | Marginal Elec CO2 per kWh Input Worksheet | CO2 lbs per kWh .95 |  |  | CO2 lbs per therm | [5 empty] | Sponsor Share of Annual O&M | 1 | 0 | 0 | 0 |  | Capital Real Escalation Rate | 0 |  | Local System Dist Credit ($/kw-yr)($/dailytherm-yr) | 31 | 0
| Negative B/C Ratios: | False: (Converts Negative B/C Ratios) |  |  |  | Marginal Gas CO2 per therm Input Worksheet | CO2 lbs per therm |  |  | Zero Dollars per ton CO2 | [5 empty] | Sponsor Share of Periodic Replacement Cost | 1 | 0 | 0 | 0 |  | Admin Cost (as % of Initial Capital Cost) | 0.2 |  | Local System Dist I2R Loss Component (%) | 0.7 | N/A
| Admin Cost / Category Level: | True: Admin Costs added at Category Results |  |  |  | Marginal Avoided Cost CO2 Input Worksheet | Zero Dollars per ton CO2 |  |  | LineLossShapes | [5 empty] | Sponsor Share of Admin Cost |  | 0.3 | 0.075 | 0.625 |  | Regional Act Conservation Credit (%) | 0.1 |  | Risk-Mitigation Credit (mills/kWh)(mills/therm) - Retro. | 0 | 0
| Periodic O&M Treatment: | True: (Periodic O&M Repeats over measure life) |  |  |  | Line Loss Shape Input Worksheet | LineLossShapes | [8 empty] | Last Year of Non-Customer O&M & Period Replacement |  | 20 |  |  |  | Report Annual Carbon Saved for Year | 2018 |  | Risk-Mitigation Credit (mills/kWh)(mills/therm) - Lost Op. | 0 | 0
Measure Results; Sorted in same order as input
Total Results |  | Measure Input Data | [8 empty] | Savings | [5 empty] | PV Capital |  |  |  | PV Admin |  |  |  | PV O&M |  |  |  | PV Periodic Repl. |  |  |  | Total PV Capital, O&M and Periodic Repl Costs |  |  |  |  | PV Wholesale Electric Utility Costs & Benefits | [6 empty] | PV Retail Electric Utility Costs & Benefits | [6 empty] | PV Electric Utility System Costs & Benefits | [5 empty] | Electric Utility System Economics |  | Sponsor Levelized Cost (mills/kwh) |  |  |  |  | PV Regional Costs & Benefits | [15 empty] | TRC Economics |  | Physical CO2 | [6 empty] | Gas Inputs |  |  |  | PV Gas Utility System Costs & Benefits |  |  |  |  | Gas Utility System Economics
Category | Measure | Measure Life | Site Savings (kWh) | Site Savings (therms) | Capital Cost ($/unit) | Annual O&M Cost ($/unit) | PV Per. Repl. Cost ($/unit) | Load Shape (electric) | Diversified Load Factor (electric) | Wholesale Power Coincidence Factor (electric) | Wholesale Electric Energy (kWh) | Wholesale Electric Demand (kw) | Retail Electric Demand (kW) | Wholesale Gas Energy (therms/yr) | Wholesale Gas Demand (therms/day) | Retail Gas Demand (therms/day) | Wholesale Electric | Retail Electric | Natural Gas | Customer | Wholesale Electric | Retail Electric | Natural Gas | Customer | Wholesale Electric | Retail Electric | Natural Gas | Customer | Wholesale Electric | Retail Electric | Natural Gas | Customer | Wholesale Electric | Retail Electric | Natural Gas | Customer | Total | Wholesale Utility System Energy | Wholesale Utility System T&D Def. Cap. | Wholesale Utility System Act C-E Credit | Wholesale Utility System Risk Mitigation Benefit | Wholesale Utility System Total System Benefit | Wholesale Utility System Total Non-Consumer Cost | Wholesale Utility System B/C Ratio | Retail Utility System Energy | Retail Utility System T&D Def. Cap. | Retail Utility System Act C-E Credit | Retail Utility System Risk Mitigation Benefit | Retail Utility System Total System Benefit | Retail Utility System Total Non-Consumer Cost | Retail Utility System System B/C Ratio | Utility System Energy | Utility System T&D Def. Cap. | Utility System Act C-E Credit | Utility System Total Risk Mitigation Benefit | Utility System Total System Benefit | Utility System Total Non-Consumer Cost | Utility System Net Levelized Cost (Net of Elec T&D Capacity Benefits, Act Credit & Risk-Mitigation Benefit) in mills/kwh | Utility System System B/C Ratio | Wholesale Electric Levelized Cost | Retail Electric Levelized Cost | Natural Gas Levelized Cost | Customer Levelized Cost | Total Levelized Cost | PV Regional Electric Energy | PV Regional Gas Energy | PV Regional Electric T&D Def. Cap. | PV Regional Gas T&D Def. Cap. | PV Regional Electric System CO2 | PV Regional Gas System CO2 | PV Regional Electric System Risk-Mitigation Benefit | PV Regional Gas System Risk-Mitigation Benefit | PV Regional Non-E Value | PV Regional Act Credit | PV Regional Capital Cost | PV Regional Admin Cost | PV Regional Annual O&M Cost | PV Regional Periodic Replacement Cost | PV Total Regional Benefit | PV Total Regional Cost | TRC B/C Ratio | TRC Net Levelized Cost (Net of All Benefits) in mills/kWh | Electric System CO2 Avoided (Lifetime Tons) | Gas System CO2 Avoided (Lifetime Tons) | Total System CO2 Avoided (Lifetime Tons) | Electric System CO2 Avoided (Annual Tons in 2018) | Gas System CO2 Avoided (Annual Tons in 2018) | Total System CO2 Avoided (Annual Tons in 2018) |  | Gas Site Savings (therms) | Load Shape (gas) | Diversitfied Load Factor (gas) | Wholesale Coincidence Factor (gas) | Total Gas Utility System Energy | Gas Utility System T&D Def. Cap. | Gas Utility System Risk Mitigation Benefit | Gas Utility System Total System Benefit | Gas Utility System Total Non-Consumer Cost | Gas Utility System Net Levelized Cost (Net of Gas T&D Capacity Benefits & Risk-Mitigation Benefits) in cents/therm | Gas Utility System System B/C Ratio
Streetlight - HPS 100W - Group Relamp - to LED 42W - New | Streetlight - HPS 100W - Group Relamp - to LED 42W - New | 16.2791 | 339.7 | 0 | -8.5919 | 0 | -151.9829 | S-All-Lgt-Streetlight-All-All-U |  |  | 384.3498 | 0.089839 | 0.085236 | 0 | 0 | 0 | -1.7133 | -0.42421 | -3.5391 | -5.0421 | (na) | (na) | (na) | (na) | 0 | 0 | 0 | 0 | 0 | 0 | 0 | -151.9829 | -1.7133 | -0.42421 | -3.5391 | -157.025 | -162.7016 | 184.3427 | 31.7445 | 21.6087 | 0 | 237.6959 | -1.7133 | 9999 | 184.3427 | 35.9101 | 22.0253 | 0 | 242.278 | -0.42421 | 9999 | 184.3427 | 67.6546 | 25.1997 | 0 | 277.197 | -2.1375 | -18.1857 | 9999 | -0.32801 | -0.081212 | -0.67753 | -30.0616 | -31.1484 | 184.3427 | 0 | 67.6546 | 0 | 0 | 0 | 0 | 0 | 0 | 25.1997 | -10.7187 |  | 0 | -151.9829 | 277.197 | -162.7016 | 9999 | -48.9248 | 3.6513 | 0 | 3.6513 | 0.18257 | 0 | 0.18257 |  | 0 |  | 0 | 0 | 0 | 0 | 0 | 0 | -3.5391 | 9999 | 9999
Streetlight - HPS 100W - Tariff Relamp - to LED 42W - New | Streetlight - HPS 100W - Tariff Relamp - to LED 42W - New | 16.2791 | 339.7 | 0 | -8.5919 | -56 | 0 | S-All-Lgt-Streetlight-All-All-U |  |  | 384.3498 | 0.089839 | 0.085236 | 0 | 0 | 0 | -1.7133 | -0.42421 | -3.5391 | -5.0421 | (na) | (na) | (na) | (na) | 0 | 0 | 0 | -761.0583 | 0 | 0 | 0 | 0 | -1.7133 | -0.42421 | -3.5391 | -766.1004 | -771.777 | 184.3427 | 31.7445 | 21.6087 | 0 | 237.6959 | -1.7133 | 9999 | 184.3427 | 35.9101 | 22.0253 | 0 | 242.278 | -0.42421 | 9999 | 184.3427 | 67.6546 | 25.1997 | 0 | 277.197 | -2.1375 | -18.1857 | 9999 | -0.32801 | -0.081212 | -0.67753 | -146.6659 | -147.7527 | 184.3427 | 0 | 67.6546 | 0 | 0 | 0 | 0 | 0 | 0 | 25.1997 | -10.7187 |  | -761.0583 | 0 | 277.197 | -771.777 | 9999 | -165.5291 | 3.6513 | 0 | 3.6513 | 0.18257 | 0 | 0.18257 |  | 0 |  | 0 | 0 | 0 | 0 | 0 | 0 | -3.5391 | 9999 | 9999
Streetlight - HPS 100W - Group Relamp - to LED 58W - New | Streetlight - HPS 100W - Group Relamp - to LED 58W - New | 16.2791 | 270.9 | 0 | -8.5919 | 0 | -151.9829 | S-All-Lgt-Streetlight-All-All-U |  |  | 306.5068 | 0.071644 | 0.067973 | 0 | 0 | 0 | -1.7133 | -0.42421 | -3.5391 | -5.0421 | (na) | (na) | (na) | (na) | 0 | 0 | 0 | 0 | 0 | 0 | 0 | -151.9829 | -1.7133 | -0.42421 | -3.5391 | -157.025 | -162.7016 | 147.0075 | 25.3152 | 17.2323 | 0 | 189.555 | -1.7133 | 9999 | 147.0075 | 28.6371 | 17.5645 | 0 | 193.2091 | -0.42421 | 9999 | 147.0075 | 53.9524 | 20.096 | 0 | 221.0558 | -2.1375 | -18.2896 | 9999 | -0.41131 | -0.10184 | -0.8496 | -37.6963 | -39.0591 | 147.0075 | 0 | 53.9524 | 0 | 0 | 0 | 0 | 0 | 0 | 20.096 | -10.7187 |  | 0 | -151.9829 | 221.0558 | -162.7016 | 9999 | -56.8355 | 2.9118 | 0 | 2.9118 | 0.14559 | 0 | 0.14559 |  | 0 |  | 0 | 0 | 0 | 0 | 0 | 0 | -3.5391 | 9999 | 9999
Streetlight - HPS 100W - Tariff Relamp - to LED 58W - New | Streetlight - HPS 100W - Tariff Relamp - to LED 58W - New | 16.2791 | 270.9 | 0 | -8.5919 | -56 | 0 | S-All-Lgt-Streetlight-All-All-U |  |  | 306.5068 | 0.071644 | 0.067973 | 0 | 0 | 0 | -1.7133 | -0.42421 | -3.5391 | -5.0421 | (na) | (na) | (na) | (na) | 0 | 0 | 0 | -761.0583 | 0 | 0 | 0 | 0 | -1.7133 | -0.42421 | -3.5391 | -766.1004 | -771.777 | 147.0075 | 25.3152 | 17.2323 | 0 | 189.555 | -1.7133 | 9999 | 147.0075 | 28.6371 | 17.5645 | 0 | 193.2091 | -0.42421 | 9999 | 147.0075 | 53.9524 | 20.096 | 0 | 221.0558 | -2.1375 | -18.2896 | 9999 | -0.41131 | -0.10184 | -0.8496 | -183.9144 | -185.2771 | 147.0075 | 0 | 53.9524 | 0 | 0 | 0 | 0 | 0 | 0 | 20.096 | -10.7187 |  | -761.0583 | 0 | 221.0558 | -771.777 | 9999 | -203.0536 | 2.9118 | 0 | 2.9118 | 0.14559 | 0 | 0.14559 |  | 0 |  | 0 | 0 | 0 | 0 | 0 | 0 | -3.5391 | 9999 | 9999
Streetlight - MH 200W - Group Relamp - to LED 135W - New | Streetlight - MH 200W - Group Relamp - to LED 135W - New | 16.2791 | 408.5 | 0 | 2.0116 | 0 | -157.9043 | S-All-Lgt-Streetlight-All-All-U |  |  | 462.1928 | 0.10803 | 0.1025 | 0 | 0 | 0 | 0.40114 | 0.099317 | 0.82858 | 1.1805 | (na) | (na) | (na) | (na) | 0 | 0 | 0 | 0 | 0 | 0 | 0 | -157.9043 | 0.40114 | 0.099317 | 0.82858 | -156.7238 | -155.3948 | 221.6779 | 38.1738 | 25.9852 | 0 | 285.8369 | 0.40114 | 712.5696 | 221.6779 | 43.183 | 26.4861 | 0 | 291.347 | 0.099317 | 2933.4929 | 221.6779 | 81.3567 | 30.3035 | 0 | 333.3382 | 0.50045 | -17.6968 | 666.0731 | 0.063861 | 0.015811 | 0.13191 | -24.9507 | -24.7391 | 221.6779 | 0 | 81.3567 | 0 | 0 | 0 | 0 | 0 | 0 | 30.3035 | 2.5095 |  | 0 | -157.9043 | 333.3382 | -155.3948 | 195.7514 | -42.5155 | 4.3909 | 0 | 4.3909 | 0.21954 | 0 | 0.21954 |  | 0 |  | 0 | 0 | 0 | 0 | 0 | 0 | 0.82858 | 9999 | 0
Streetlight - MH 200W - Tariff Relamp - to LED 135W - New | Streetlight - MH 200W - Tariff Relamp - to LED 135W - New | 16.2791 | 408.5 | 0 | 2.0116 | -56 | 0 | S-All-Lgt-Streetlight-All-All-U |  |  | 462.1928 | 0.10803 | 0.1025 | 0 | 0 | 0 | 0.40114 | 0.099317 | 0.82858 | 1.1805 | (na) | (na) | (na) | (na) | 0 | 0 | 0 | -761.0583 | 0 | 0 | 0 | 0 | 0.40114 | 0.099317 | 0.82858 | -759.8778 | -758.5488 | 221.6779 | 38.1738 | 25.9852 | 0 | 285.8369 | 0.40114 | 712.5696 | 221.6779 | 43.183 | 26.4861 | 0 | 291.347 | 0.099317 | 2933.4929 | 221.6779 | 81.3567 | 30.3035 | 0 | 333.3382 | 0.50045 | -17.6968 | 666.0731 | 0.063861 | 0.015811 | 0.13191 | -120.9736 | -120.762 | 221.6779 | 0 | 81.3567 | 0 | 0 | 0 | 0 | 0 | 0 | 30.3035 | 2.5095 |  | -761.0583 | 0 | 333.3382 | -758.5488 | 436.0976 | -138.5385 | 4.3909 | 0 | 4.3909 | 0.21954 | 0 | 0.21954 |  | 0 |  | 0 | 0 | 0 | 0 | 0 | 0 | 0.82858 | 9999 | 0
Streetlight - HPS 250W - Group Relamp - to LED 135W - New | Streetlight - HPS 250W - Group Relamp - to LED 135W - New | 16.2791 | 666.5 | 0 | 2.0116 | 0 | -157.9043 | S-All-Lgt-Streetlight-All-All-U |  |  | 754.104 | 0.17627 | 0.16724 | 0 | 0 | 0 | 0.40114 | 0.099317 | 0.82858 | 1.1805 | (na) | (na) | (na) | (na) | 0 | 0 | 0 | 0 | 0 | 0 | 0 | -157.9043 | 0.40114 | 0.099317 | 0.82858 | -156.7238 | -155.3948 | 361.6851 | 62.2835 | 42.3969 | 0 | 466.3654 | 0.40114 | 1162.6136 | 361.6851 | 70.4564 | 43.2142 | 0 | 475.3557 | 0.099317 | 4786.2252 | 361.6851 | 132.7399 | 49.4425 | 0 | 543.8675 | 0.50045 | -17.7276 | 1086.7508 | 0.039141 | 0.0096909 | 0.080849 | -15.2923 | -15.1627 | 361.6851 | 0 | 132.7399 | 0 | 0 | 0 | 0 | 0 | 0 | 49.4425 | 2.5095 |  | 0 | -157.9043 | 543.8675 | -155.3948 | 279.6437 | -32.9391 | 7.164 | 0 | 7.164 | 0.3582 | 0 | 0.3582 |  | 0 |  | 0 | 0 | 0 | 0 | 0 | 0 | 0.82858 | 9999 | 0
Streetlight - HPS 250W - Tariff Relamp - to LED 135W - New | Streetlight - HPS 250W - Tariff Relamp - to LED 135W - New | 16.2791 | 666.5 | 0 | 2.0116 | -56 | 0 | S-All-Lgt-Streetlight-All-All-U |  |  | 754.104 | 0.17627 | 0.16724 | 0 | 0 | 0 | 0.40114 | 0.099317 | 0.82858 | 1.1805 | (na) | (na) | (na) | (na) | 0 | 0 | 0 | -761.0583 | 0 | 0 | 0 | 0 | 0.40114 | 0.099317 | 0.82858 | -759.8778 | -758.5488 | 361.6851 | 62.2835 | 42.3969 | 0 | 466.3654 | 0.40114 | 1162.6136 | 361.6851 | 70.4564 | 43.2142 | 0 | 475.3557 | 0.099317 | 4786.2252 | 361.6851 | 132.7399 | 49.4425 | 0 | 543.8675 | 0.50045 | -17.7276 | 1086.7508 | 0.039141 | 0.0096909 | 0.080849 | -74.1451 | -74.0154 | 361.6851 | 0 | 132.7399 | 0 | 0 | 0 | 0 | 0 | 0 | 49.4425 | 2.5095 |  | -761.0583 | 0 | 543.8675 | -758.5488 | 519.9899 | -91.7919 | 7.164 | 0 | 7.164 | 0.3582 | 0 | 0.3582 |  | 0 |  | 0 | 0 | 0 | 0 | 0 | 0 | 0.82858 | 9999 | 0
Streetlight - MH 400W - Group Relamp - to LED 180W - New | Streetlight - MH 400W - Group Relamp - to LED 180W - New | 16.2791 | 1195.4 | 0 | 134.0232 | 0 | -176.3823 | S-All-Lgt-Streetlight-All-All-U |  |  | 1352.522 | 0.31614 | 0.29995 | 0 | 0 | 0 | 26.726 | 6.6171 | 55.2049 | 78.6511 | (na) | (na) | (na) | (na) | 0 | 0 | 0 | 0 | 0 | 0 | 0 | -176.3823 | 26.726 | 6.6171 | 55.2049 | -97.7312 | -9.1831 | 648.6997 | 111.7085 | 76.0408 | 0 | 836.4489 | 26.726 | 31.2972 | 648.6997 | 126.3671 | 77.5067 | 0 | 852.5734 | 6.6171 | 128.8437 | 648.6997 | 238.0755 | 88.6775 | 0 | 975.4527 | 33.3431 | -15.9625 | 29.255 | 1.454 | 0.35999 | 3.0033 | -5.3169 | -0.49959 | 648.6997 | 0 | 238.0755 | 0 | 0 | 0 | 0 | 0 | 0 | 88.6775 | 167.1992 |  | 0 | -176.3823 | 975.4527 | -9.1831 | 6.889 | -18.2761 | 12.849 | 0 | 12.849 | 0.64245 | 0 | 0.64245 |  | 0 |  | 0 | 0 | 0 | 0 | 0 | 0 | 55.2049 | 9999 | 0
Streetlight - MH 400W - Tariff Relamp - to LED 180W - New | Streetlight - MH 400W - Tariff Relamp - to LED 180W - New | 16.2791 | 1195.4 | 0 | 134.0232 | -56 | 0 | S-All-Lgt-Streetlight-All-All-U |  |  | 1352.522 | 0.31614 | 0.29995 | 0 | 0 | 0 | 26.726 | 6.6171 | 55.2049 | 78.6511 | (na) | (na) | (na) | (na) | 0 | 0 | 0 | -761.0583 | 0 | 0 | 0 | 0 | 26.726 | 6.6171 | 55.2049 | -682.4072 | -593.8591 | 648.6997 | 111.7085 | 76.0408 | 0 | 836.4489 | 26.726 | 31.2972 | 648.6997 | 126.3671 | 77.5067 | 0 | 852.5734 | 6.6171 | 128.8437 | 648.6997 | 238.0755 | 88.6775 | 0 | 975.4527 | 33.3431 | -15.9625 | 29.255 | 1.454 | 0.35999 | 3.0033 | -37.1252 | -32.3079 | 648.6997 | 0 | 238.0755 | 0 | 0 | 0 | 0 | 0 | 0 | 88.6775 | 167.1992 |  | -761.0583 | 0 | 975.4527 | -593.8591 | 10.3859 | -50.0844 | 12.849 | 0 | 12.849 | 0.64245 | 0 | 0.64245 |  | 0 |  | 0 | 0 | 0 | 0 | 0 | 0 | 55.2049 | 9999 | 0
Streetlight - MH 1000W - Group Relamp - to LED 421W - New | Streetlight - MH 1000W - Group Relamp - to LED 421W - New | 16.2791 | 2919.7 | 0 | 532.0695 | 0 | -180.6325 | S-All-Lgt-Streetlight-All-All-U |  |  | 3303.4621 | 0.77216 | 0.7326 | 0 | 0 | 0 | 106.1018 | 26.2698 | 219.1625 | 312.2434 | (na) | (na) | (na) | (na) | 0 | 0 | 0 | 0 | 0 | 0 | 0 | -180.6325 | 106.1018 | 26.2698 | 219.1625 | 131.611 | 483.1451 | 1584.4139 | 272.8419 | 185.7256 | 0 | 2042.9814 | 106.1018 | 19.2549 | 1584.4139 | 308.6447 | 189.3059 | 0 | 2082.3645 | 26.2698 | 79.2683 | 1584.4139 | 581.4866 | 216.5901 | 0 | 2382.4906 | 132.3716 | -14.828 | 17.9985 | 2.3633 | 0.58514 | 4.8817 | 2.9315 | 10.7616 | 1584.4139 | 0 | 581.4866 | 0 | 0 | 0 | 0 | 0 | 0 | 216.5901 | 663.7776 |  | 0 | -180.6325 | 2382.4906 | 483.1451 | 3.8614 | -7.0148 | 31.383 | 0 | 31.383 | 1.5691 | 0 | 1.5691 |  | 0 |  | 0 | 0 | 0 | 0 | 0 | 0 | 219.1625 | 9999 | 0
Streetlight - MH 1000W - Tariff Relamp - to LED 421W - New | Streetlight - MH 1000W - Tariff Relamp - to LED 421W - New | 16.2791 | 2919.7 | 0 | 532.0695 | -56 | 0 | S-All-Lgt-Streetlight-All-All-U |  |  | 3303.4621 | 0.77216 | 0.7326 | 0 | 0 | 0 | 106.1018 | 26.2698 | 219.1625 | 312.2434 | (na) | (na) | (na) | (na) | 0 | 0 | 0 | -761.0583 | 0 | 0 | 0 | 0 | 106.1018 | 26.2698 | 219.1625 | -448.8148 | -97.2807 | 1584.4139 | 272.8419 | 185.7256 | 0 | 2042.9814 | 106.1018 | 19.2549 | 1584.4139 | 308.6447 | 189.3059 | 0 | 2082.3645 | 26.2698 | 79.2683 | 1584.4139 | 581.4866 | 216.5901 | 0 | 2382.4906 | 132.3716 | -14.828 | 17.9985 | 2.3633 | 0.58514 | 4.8817 | -9.997 | -2.1668 | 1584.4139 | 0 | 581.4866 | 0 | 0 | 0 | 0 | 0 | 0 | 216.5901 | 663.7776 |  | -761.0583 | 0 | 2382.4906 | -97.2807 | 4.7358 | -19.9433 | 31.383 | 0 | 31.383 | 1.5691 | 0 | 1.5691 |  | 0 |  | 0 | 0 | 0 | 0 | 0 | 0 | 219.1625 | 9999 | 0
Streetlight - HPS 100W - Group Relamp - to LED 42W - NR | Streetlight - HPS 100W - Group Relamp - to LED 42W - NR | 16.2791 | 339.7 | 0 | 113.4081 | 0 | -151.9829 | S-All-Lgt-Streetlight-All-All-U |  |  | 384.3498 | 0.089839 | 0.085236 | 0 | 0 | 0 | 22.6151 | 5.5993 | 46.7135 | 66.5532 | (na) | (na) | (na) | (na) | 0 | 0 | 0 | 0 | 0 | 0 | 0 | -151.9829 | 22.6151 | 5.5993 | 46.7135 | -85.4297 | -10.5018 | 184.3427 | 31.7445 | 21.6087 | 0 | 237.6959 | 22.6151 | 10.5105 | 184.3427 | 35.9101 | 22.0253 | 0 | 242.278 | 5.5993 | 43.2694 | 184.3427 | 67.6546 | 25.1997 | 0 | 277.197 | 28.2144 | -12.375 | 9.8247 | 4.3295 | 1.072 | 8.943 | -16.3551 | -2.0105 | 184.3427 | 0 | 67.6546 | 0 | 0 | 0 | 0 | 0 | 0 | 25.1997 | 141.4811 |  | 0 | -151.9829 | 277.197 | -10.5018 | 3.0335 | -19.787 | 3.6513 | 0 | 3.6513 | 0.18257 | 0 | 0.18257 |  | 0 |  | 0 | 0 | 0 | 0 | 0 | 0 | 46.7135 | 9999 | 0
Streetlight - HPS 100W - Tariff Relamp - to LED 42W - NR | Streetlight - HPS 100W - Tariff Relamp - to LED 42W - NR | 16.2791 | 339.7 | 0 | 113.4081 | -56 | 0 | S-All-Lgt-Streetlight-All-All-U |  |  | 384.3498 | 0.089839 | 0.085236 | 0 | 0 | 0 | 22.6151 | 5.5993 | 46.7135 | 66.5532 | (na) | (na) | (na) | (na) | 0 | 0 | 0 | -761.0583 | 0 | 0 | 0 | 0 | 22.6151 | 5.5993 | 46.7135 | -694.5051 | -619.5772 | 184.3427 | 31.7445 | 21.6087 | 0 | 237.6959 | 22.6151 | 10.5105 | 184.3427 | 35.9101 | 22.0253 | 0 | 242.278 | 5.5993 | 43.2694 | 184.3427 | 67.6546 | 25.1997 | 0 | 277.197 | 28.2144 | -12.375 | 9.8247 | 4.3295 | 1.072 | 8.943 | -132.9593 | -118.6148 | 184.3427 | 0 | 67.6546 | 0 | 0 | 0 | 0 | 0 | 0 | 25.1997 | 141.4811 |  | -761.0583 | 0 | 277.197 | -619.5772 | 7.3385 | -136.3913 | 3.6513 | 0 | 3.6513 | 0.18257 | 0 | 0.18257 |  | 0 |  | 0 | 0 | 0 | 0 | 0 | 0 | 46.7135 | 9999 | 0
Streetlight - HPS 100W - Group Relamp - to LED 58W - NR | Streetlight - HPS 100W - Group Relamp - to LED 58W - NR | 16.2791 | 270.9 | 0 | 113.4081 | 0 | -151.9829 | S-All-Lgt-Streetlight-All-All-U |  |  | 306.5068 | 0.071644 | 0.067973 | 0 | 0 | 0 | 22.6151 | 5.5993 | 46.7135 | 66.5532 | (na) | (na) | (na) | (na) | 0 | 0 | 0 | 0 | 0 | 0 | 0 | -151.9829 | 22.6151 | 5.5993 | 46.7135 | -85.4297 | -10.5018 | 147.0075 | 25.3152 | 17.2323 | 0 | 189.555 | 22.6151 | 8.3818 | 147.0075 | 28.6371 | 17.5645 | 0 | 193.2091 | 5.5993 | 34.506 | 147.0075 | 53.9524 | 20.096 | 0 | 221.0558 | 28.2144 | -11.0032 | 7.8349 | 5.4291 | 1.3442 | 11.2143 | -20.5087 | -2.5211 | 147.0075 | 0 | 53.9524 | 0 | 0 | 0 | 0 | 0 | 0 | 20.096 | 141.4811 |  | 0 | -151.9829 | 221.0558 | -10.5018 | 2.6367 | -20.2976 | 2.9118 | 0 | 2.9118 | 0.14559 | 0 | 0.14559 |  | 0 |  | 0 | 0 | 0 | 0 | 0 | 0 | 46.7135 | 9999 | 0
Streetlight - HPS 100W - Tariff Relamp - to LED 58W - NR | Streetlight - HPS 100W - Tariff Relamp - to LED 58W - NR | 16.2791 | 270.9 | 0 | 113.4081 | -56 | 0 | S-All-Lgt-Streetlight-All-All-U |  |  | 306.5068 | 0.071644 | 0.067973 | 0 | 0 | 0 | 22.6151 | 5.5993 | 46.7135 | 66.5532 | (na) | (na) | (na) | (na) | 0 | 0 | 0 | -761.0583 | 0 | 0 | 0 | 0 | 22.6151 | 5.5993 | 46.7135 | -694.5051 | -619.5772 | 147.0075 | 25.3152 | 17.2323 | 0 | 189.555 | 22.6151 | 8.3818 | 147.0075 | 28.6371 | 17.5645 | 0 | 193.2091 | 5.5993 | 34.506 | 147.0075 | 53.9524 | 20.096 | 0 | 221.0558 | 28.2144 | -11.0032 | 7.8349 | 5.4291 | 1.3442 | 11.2143 | -166.7268 | -148.7392 | 147.0075 | 0 | 53.9524 | 0 | 0 | 0 | 0 | 0 | 0 | 20.096 | 141.4811 |  | -761.0583 | 0 | 221.0558 | -619.5772 | 6.9417 | -166.5157 | 2.9118 | 0 | 2.9118 | 0.14559 | 0 | 0.14559 |  | 0 |  | 0 | 0 | 0 | 0 | 0 | 0 | 46.7135 | 9999 | 0
Streetlight - MH 200W - Group Relamp - to LED 135W - NR | Streetlight - MH 200W - Group Relamp - to LED 135W - NR | 16.2791 | 408.5 | 0 | 162.0116 | 0 | -157.9043 | S-All-Lgt-Streetlight-All-All-U |  |  | 462.1928 | 0.10803 | 0.1025 | 0 | 0 | 0 | 32.3073 | 7.999 | 66.7335 | 95.076 | (na) | (na) | (na) | (na) | 0 | 0 | 0 | 0 | 0 | 0 | 0 | -157.9043 | 32.3073 | 7.999 | 66.7335 | -62.8283 | 44.2115 | 221.6779 | 38.1738 | 25.9852 | 0 | 285.8369 | 32.3073 | 8.8474 | 221.6779 | 43.183 | 26.4861 | 0 | 291.347 | 7.999 | 36.423 | 221.6779 | 81.3567 | 30.3035 | 0 | 333.3382 | 40.3063 | -11.3597 | 8.2701 | 5.1434 | 1.2734 | 10.6241 | -10.0023 | 7.0385 | 221.6779 | 0 | 81.3567 | 0 | 0 | 0 | 0 | 0 | 0 | 30.3035 | 202.1158 |  | 0 | -157.9043 | 333.3382 | 44.2115 | 2.4305 | -10.7379 | 4.3909 | 0 | 4.3909 | 0.21954 | 0 | 0.21954 |  | 0 |  | 0 | 0 | 0 | 0 | 0 | 0 | 66.7335 | 9999 | 0
Streetlight - MH 200W - Tariff Relamp - to LED 135W - NR | Streetlight - MH 200W - Tariff Relamp - to LED 135W - NR | 16.2791 | 408.5 | 0 | 162.0116 | -56 | 0 | S-All-Lgt-Streetlight-All-All-U |  |  | 462.1928 | 0.10803 | 0.1025 | 0 | 0 | 0 | 32.3073 | 7.999 | 66.7335 | 95.076 | (na) | (na) | (na) | (na) | 0 | 0 | 0 | -761.0583 | 0 | 0 | 0 | 0 | 32.3073 | 7.999 | 66.7335 | -665.9822 | -558.9425 | 221.6779 | 38.1738 | 25.9852 | 0 | 285.8369 | 32.3073 | 8.8474 | 221.6779 | 43.183 | 26.4861 | 0 | 291.347 | 7.999 | 36.423 | 221.6779 | 81.3567 | 30.3035 | 0 | 333.3382 | 40.3063 | -11.3597 | 8.2701 | 5.1434 | 1.2734 | 10.6241 | -106.0253 | -88.9844 | 221.6779 | 0 | 81.3567 | 0 | 0 | 0 | 0 | 0 | 0 | 30.3035 | 202.1158 |  | -761.0583 | 0 | 333.3382 | -558.9425 | 5.4147 | -106.7609 | 4.3909 | 0 | 4.3909 | 0.21954 | 0 | 0.21954 |  | 0 |  | 0 | 0 | 0 | 0 | 0 | 0 | 66.7335 | 9999 | 0
Streetlight - HPS 250W - Group Relamp - to LED 135W - NR | Streetlight - HPS 250W - Group Relamp - to LED 135W - NR | 16.2791 | 666.5 | 0 | 162.0116 | 0 | -157.9043 | S-All-Lgt-Streetlight-All-All-U |  |  | 754.104 | 0.17627 | 0.16724 | 0 | 0 | 0 | 32.3073 | 7.999 | 66.7335 | 95.076 | (na) | (na) | (na) | (na) | 0 | 0 | 0 | 0 | 0 | 0 | 0 | -157.9043 | 32.3073 | 7.999 | 66.7335 | -62.8283 | 44.2115 | 361.6851 | 62.2835 | 42.3969 | 0 | 466.3654 | 32.3073 | 14.4353 | 361.6851 | 70.4564 | 43.2142 | 0 | 475.3557 | 7.999 | 59.427 | 361.6851 | 132.7399 | 49.4425 | 0 | 543.8675 | 40.3063 | -13.8436 | 13.4934 | 3.1524 | 0.7805 | 6.5115 | -6.1305 | 4.3139 | 361.6851 | 0 | 132.7399 | 0 | 0 | 0 | 0 | 0 | 0 | 49.4425 | 202.1158 |  | 0 | -157.9043 | 543.8675 | 44.2115 | 3.4721 | -13.4625 | 7.164 | 0 | 7.164 | 0.3582 | 0 | 0.3582 |  | 0 |  | 0 | 0 | 0 | 0 | 0 | 0 | 66.7335 | 9999 | 0
Streetlight - HPS 250W - Tariff Relamp - to LED 135W - NR | Streetlight - HPS 250W - Tariff Relamp - to LED 135W - NR | 16.2791 | 666.5 | 0 | 162.0116 | -56 | 0 | S-All-Lgt-Streetlight-All-All-U |  |  | 754.104 | 0.17627 | 0.16724 | 0 | 0 | 0 | 32.3073 | 7.999 | 66.7335 | 95.076 | (na) | (na) | (na) | (na) | 0 | 0 | 0 | -761.0583 | 0 | 0 | 0 | 0 | 32.3073 | 7.999 | 66.7335 | -665.9822 | -558.9425 | 361.6851 | 62.2835 | 42.3969 | 0 | 466.3654 | 32.3073 | 14.4353 | 361.6851 | 70.4564 | 43.2142 | 0 | 475.3557 | 7.999 | 59.427 | 361.6851 | 132.7399 | 49.4425 | 0 | 543.8675 | 40.3063 | -13.8436 | 13.4934 | 3.1524 | 0.7805 | 6.5115 | -64.9833 | -54.5388 | 361.6851 | 0 | 132.7399 | 0 | 0 | 0 | 0 | 0 | 0 | 49.4425 | 202.1158 |  | -761.0583 | 0 | 543.8675 | -558.9425 | 6.4563 | -72.3153 | 7.164 | 0 | 7.164 | 0.3582 | 0 | 0.3582 |  | 0 |  | 0 | 0 | 0 | 0 | 0 | 0 | 66.7335 | 9999 | 0
Streetlight - MH 400W - Group Relamp - to LED 180W - NR | Streetlight - MH 400W - Group Relamp - to LED 180W - NR | 16.2791 | 1195.4 | 0 | 324.0232 | 0 | -176.3823 | S-All-Lgt-Streetlight-All-All-U |  |  | 1352.522 | 0.31614 | 0.29995 | 0 | 0 | 0 | 64.6145 | 15.998 | 133.467 | 190.1521 | (na) | (na) | (na) | (na) | 0 | 0 | 0 | 0 | 0 | 0 | 0 | -176.3823 | 64.6145 | 15.998 | 133.467 | 13.7698 | 227.8493 | 648.6997 | 111.7085 | 76.0408 | 0 | 836.4489 | 64.6145 | 12.9452 | 648.6997 | 126.3671 | 77.5067 | 0 | 852.5734 | 15.998 | 53.2926 | 648.6997 | 238.0755 | 88.6775 | 0 | 975.4527 | 80.6125 | -13.3909 | 12.1005 | 3.5152 | 0.87034 | 7.2611 | 0.74912 | 12.3958 | 648.6997 | 0 | 238.0755 | 0 | 0 | 0 | 0 | 0 | 0 | 88.6775 | 404.2316 |  | 0 | -176.3823 | 975.4527 | 227.8493 | 2.8494 | -5.3807 | 12.849 | 0 | 12.849 | 0.64245 | 0 | 0.64245 |  | 0 |  | 0 | 0 | 0 | 0 | 0 | 0 | 133.467 | 9999 | 0
Streetlight - MH 400W - Tariff Relamp - to LED 180W - NR | Streetlight - MH 400W - Tariff Relamp - to LED 180W - NR | 16.2791 | 1195.4 | 0 | 324.0232 | -56 | 0 | S-All-Lgt-Streetlight-All-All-U |  |  | 1352.522 | 0.31614 | 0.29995 | 0 | 0 | 0 | 64.6145 | 15.998 | 133.467 | 190.1521 | (na) | (na) | (na) | (na) | 0 | 0 | 0 | -761.0583 | 0 | 0 | 0 | 0 | 64.6145 | 15.998 | 133.467 | -570.9062 | -356.8267 | 648.6997 | 111.7085 | 76.0408 | 0 | 836.4489 | 64.6145 | 12.9452 | 648.6997 | 126.3671 | 77.5067 | 0 | 852.5734 | 15.998 | 53.2926 | 648.6997 | 238.0755 | 88.6775 | 0 | 975.4527 | 80.6125 | -13.3909 | 12.1005 | 3.5152 | 0.87034 | 7.2611 | -31.0592 | -19.4126 | 648.6997 | 0 | 238.0755 | 0 | 0 | 0 | 0 | 0 | 0 | 88.6775 | 404.2316 |  | -761.0583 | 0 | 975.4527 | -356.8267 | 4.2958 | -37.189 | 12.849 | 0 | 12.849 | 0.64245 | 0 | 0.64245 |  | 0 |  | 0 | 0 | 0 | 0 | 0 | 0 | 133.467 | 9999 | 0
Streetlight - MH 1000W - Group Relamp - to LED 421W - NR | Streetlight - MH 1000W - Group Relamp - to LED 421W - NR | 16.2791 | 2919.7 | 0 | 972.0695 | 0 | -180.6325 | S-All-Lgt-Streetlight-All-All-U |  |  | 3303.4621 | 0.77216 | 0.7326 | 0 | 0 | 0 | 193.8436 | 47.9939 | 400.4011 | 570.4562 | (na) | (na) | (na) | (na) | 0 | 0 | 0 | 0 | 0 | 0 | 0 | -180.6325 | 193.8436 | 47.9939 | 400.4011 | 389.8237 | 1032.0624 | 1584.4139 | 272.8419 | 185.7256 | 0 | 2042.9814 | 193.8436 | 10.5393 | 1584.4139 | 308.6447 | 189.3059 | 0 | 2082.3645 | 47.9939 | 43.3881 | 1584.4139 | 581.4866 | 216.5901 | 0 | 2382.4906 | 241.8375 | -12.3897 | 9.8516 | 4.3177 | 1.069 | 8.9186 | 8.683 | 22.9883 | 1584.4139 | 0 | 581.4866 | 0 | 0 | 0 | 0 | 0 | 0 | 216.5901 | 1212.6949 |  | 0 | -180.6325 | 2382.4906 | 1032.0624 | 2.1136 | 5.2118 | 31.383 | 0 | 31.383 | 1.5691 | 0 | 1.5691 |  | 0 |  | 0 | 0 | 0 | 0 | 0 | 0 | 400.4011 | 9999 | 0
Streetlight - MH 1000W - Tariff Relamp - to LED 421W - NR | Streetlight - MH 1000W - Tariff Relamp - to LED 421W - NR | 16.2791 | 2919.7 | 0 | 972.0695 | -56 | 0 | S-All-Lgt-Streetlight-All-All-U |  |  | 3303.4621 | 0.77216 | 0.7326 | 0 | 0 | 0 | 193.8436 | 47.9939 | 400.4011 | 570.4562 | (na) | (na) | (na) | (na) | 0 | 0 | 0 | -761.0583 | 0 | 0 | 0 | 0 | 193.8436 | 47.9939 | 400.4011 | -190.6021 | 451.6366 | 1584.4139 | 272.8419 | 185.7256 | 0 | 2042.9814 | 193.8436 | 10.5393 | 1584.4139 | 308.6447 | 189.3059 | 0 | 2082.3645 | 47.9939 | 43.3881 | 1584.4139 | 581.4866 | 216.5901 | 0 | 2382.4906 | 241.8375 | -12.3897 | 9.8516 | 4.3177 | 1.069 | 8.9186 | -4.2455 | 10.0598 | 1584.4139 | 0 | 581.4866 | 0 | 0 | 0 | 0 | 0 | 0 | 216.5901 | 1212.6949 |  | -761.0583 | 0 | 2382.4906 | 451.6366 | 2.5922 | -7.7167 | 31.383 | 0 | 31.383 | 1.5691 | 0 | 1.5691 |  | 0 |  | 0 | 0 | 0 | 0 | 0 | 0 | 400.4011 | 9999 | 0
Category Results; Sorted by TRC Levelized Cost
Total Results |  | Measure Input Data | [8 empty] | Savings | [5 empty] | PV Capital |  |  |  | PV Admin |  |  |  | PV O&M |  |  |  | PV Periodic Repl. |  |  |  | Total PV Capital, O&M and Periodic Repl Costs |  |  |  |  | PV Wholesale Electric Utility Costs & Benefits | [6 empty] | PV Retail Electric Utility Costs & Benefits | [6 empty] | PV Electric Utility System Costs & Benefits | [5 empty] | Electric Utility System Economics |  | Sponsor Levelized Cost (mills/kwh) |  |  |  |  | PV Regional Costs & Benefits | [15 empty] | TRC Economics |  | Physical CO2 | [6 empty] | Gas Inputs |  |  |  | PV Gas Utility System Costs & Benefits |  |  |  |  | Gas Utility System Economics
Category | Measure | Measure Life | Site Savings (kWh) | Site Savings (therms) | Capital Cost ($/unit) | Annual O&M Cost ($/unit) | PV Per. Repl. Cost ($/unit) | Load Shape (electric) | Diversified Load Factor (electric) | Wholesale Power Coincidence Factor (electric) | Wholesale Electric Energy (kWh) | Wholesale Electric Demand (kw) | Retail Electric Demand (kW) | Wholesale Gas Energy (therms/yr) | Wholesale Gas Demand (therms/day) | Retail Gas Demand (therms/day) | Wholesale Electric | Retail Electric | Natural Gas | Customer | Wholesale Electric | Retail Electric | Natural Gas | Customer | Wholesale Electric | Retail Electric | Natural Gas | Customer | Wholesale Electric | Retail Electric | Natural Gas | Customer | Wholesale Electric | Retail Electric | Natural Gas | Customer | Total | Wholesale Utility System Energy | Wholesale Utility System T&D Def. Cap. | Wholesale Utility System Act C-E Credit | Wholesale Utility System Risk Mitigation Benefit | Wholesale Utility System Total System Benefit | Wholesale Utility System Total Non-Consumer Cost | Wholesale Utility System B/C Ratio | Retail Utility System Energy | Retail Utility System T&D Def. Cap. | Retail Utility System Act C-E Credit | Retail Utility System Risk Mitigation Benefit | Retail Utility System Total System Benefit | Retail Utility System Total Non-Consumer Cost | Retail Utility System System B/C Ratio | Utility System Energy | Utility System T&D Def. Cap. | Utility System Act C-E Credit | Utility System Total Risk Mitigation Benefit | Utility System Total System Benefit | Utility System Total Non-Consumer Cost | Utility System Net Levelized Cost (Net of Elec T&D Capacity Benefits, Act Credit & Risk-Mitigation Benefit) in mills/kwh | Utility System System B/C Ratio | Wholesale Electric Levelized Cost | Retail Electric Levelized Cost | Natural Gas Levelized Cost | Customer Levelized Cost | Total Levelized Cost | PV Regional Electric Energy | PV Regional Gas Energy | PV Regional Electric T&D Def. Cap. | PV Regional Gas T&D Def. Cap. | PV Regional Electric System CO2 | PV Regional Gas System CO2 | PV Regional Electric System Risk-Mitigation Benefit | PV Regional Gas System Risk-Mitigation Benefit | PV Regional Non-E Value | PV Regional Act Credit | PV Regional Capital Cost | PV Regional Admin Cost | PV Regional Annual O&M Cost | PV Regional Periodic Replacement Cost | PV Total Regional Benefit | PV Total Regional Cost | TRC B/C Ratio | TRC Net Levelized Cost (Net of All Benefits) in mills/kWh | Electric System CO2 Avoided (Lifetime Tons) | Gas System CO2 Avoided (Lifetime Tons) | Total System CO2 Avoided (Lifetime Tons) | Electric System CO2 Avoided (Annual Tons in 2018) | Gas System CO2 Avoided (Annual Tons in 2018) | Total System CO2 Avoided (Annual Tons in 2018) |  | Gas Site Savings (therms) | Load Shape (gas) | Diversitfied Load Factor (gas) | Wholesale Coincidence Factor (gas) | Total Gas Utility System Energy | Gas Utility System T&D Def. Cap. | Gas Utility System Risk Mitigation Benefit | Gas Utility System Total System Benefit | Gas Utility System Total Non-Consumer Cost | Gas Utility System Net Levelized Cost (Net of Gas T&D Capacity Benefits & Risk-Mitigation Benefits) in cents/therm | Gas Utility System System B/C Ratio
Streetlight - HPS 100W - Group Relamp - to LED 42W - New |  | 16.2791 | 339.7 | 0 | -8.5919 | 0 | -151.9829 |  |  |  | 384.3498 | 0.089839 | 0.085236 | 0 | 0 | 0 | -1.7133 | -0.42421 | -3.5391 | -5.0421 | -0.51551 | -0.12888 | -1.074 | 0 | 0 | 0 | 0 | 0 | 0 | 0 | 0 | -151.9829 | -2.2289 | -0.55309 | -4.613 | -157.025 | -164.42 | 184.3427 | 31.7445 | 21.6087 | 0 | 237.6959 | -2.2289 | 9999 | 184.3427 | 35.9101 | 22.0253 | 0 | 242.278 | -0.55309 | 9999 | 184.3427 | 67.6546 | 25.1997 | 0 | 277.197 | -2.7819 | -18.3091 | 9999 | -0.4267 | -0.10589 | -0.88314 | -30.0616 | -31.4773 | 184.3427 | 0 | 67.6546 | 0 | 0 | 0 | 0 | 0 | 0 | 25.1997 | -10.7187 | -1.7184 | 0 | -151.9829 | 277.197 | -164.42 | 9999 | -49.2538 | 3.6513 | 0 | 3.6513 | 0.18257 | 0 | 0.18257 |  | 0 |  | 0 | 0 | 0 | 0 | 0 | 0 | -4.613 | 9999 | 9999
Streetlight - HPS 100W - Tariff Relamp - to LED 42W - New |  | 16.2791 | 339.7 | 0 | -8.5919 | -56 | 0 |  |  |  | 384.3498 | 0.089839 | 0.085236 | 0 | 0 | 0 | -1.7133 | -0.42421 | -3.5391 | -5.0421 | -0.51551 | -0.12888 | -1.074 | 0 | 0 | 0 | 0 | -761.0583 | 0 | 0 | 0 | 0 | -2.2289 | -0.55309 | -4.613 | -766.1004 | -773.4954 | 184.3427 | 31.7445 | 21.6087 | 0 | 237.6959 | -2.2289 | 9999 | 184.3427 | 35.9101 | 22.0253 | 0 | 242.278 | -0.55309 | 9999 | 184.3427 | 67.6546 | 25.1997 | 0 | 277.197 | -2.7819 | -18.3091 | 9999 | -0.4267 | -0.10589 | -0.88314 | -146.6659 | -148.0816 | 184.3427 | 0 | 67.6546 | 0 | 0 | 0 | 0 | 0 | 0 | 25.1997 | -10.7187 | -1.7184 | -761.0583 | 0 | 277.197 | -773.4954 | 9999 | -165.8581 | 3.6513 | 0 | 3.6513 | 0.18257 | 0 | 0.18257 |  | 0 |  | 0 | 0 | 0 | 0 | 0 | 0 | -4.613 | 9999 | 9999
Streetlight - HPS 100W - Group Relamp - to LED 58W - New |  | 16.2791 | 270.9 | 0 | -8.5919 | 0 | -151.9829 |  |  |  | 306.5068 | 0.071644 | 0.067973 | 0 | 0 | 0 | -1.7133 | -0.42421 | -3.5391 | -5.0421 | -0.51551 | -0.12888 | -1.074 | 0 | 0 | 0 | 0 | 0 | 0 | 0 | 0 | -151.9829 | -2.2289 | -0.55309 | -4.613 | -157.025 | -164.42 | 147.0075 | 25.3152 | 17.2323 | 0 | 189.555 | -2.2289 | 9999 | 147.0075 | 28.6371 | 17.5645 | 0 | 193.2091 | -0.55309 | 9999 | 147.0075 | 53.9524 | 20.096 | 0 | 221.0558 | -2.7819 | -18.4443 | 9999 | -0.53507 | -0.13278 | -1.1074 | -37.6963 | -39.4716 | 147.0075 | 0 | 53.9524 | 0 | 0 | 0 | 0 | 0 | 0 | 20.096 | -10.7187 | -1.7184 | 0 | -151.9829 | 221.0558 | -164.42 | 9999 | -57.2481 | 2.9118 | 0 | 2.9118 | 0.14559 | 0 | 0.14559 |  | 0 |  | 0 | 0 | 0 | 0 | 0 | 0 | -4.613 | 9999 | 9999
Streetlight - HPS 100W - Tariff Relamp - to LED 58W - New |  | 16.2791 | 270.9 | 0 | -8.5919 | -56 | 0 |  |  |  | 306.5068 | 0.071644 | 0.067973 | 0 | 0 | 0 | -1.7133 | -0.42421 | -3.5391 | -5.0421 | -0.51551 | -0.12888 | -1.074 | 0 | 0 | 0 | 0 | -761.0583 | 0 | 0 | 0 | 0 | -2.2289 | -0.55309 | -4.613 | -766.1004 | -773.4954 | 147.0075 | 25.3152 | 17.2323 | 0 | 189.555 | -2.2289 | 9999 | 147.0075 | 28.6371 | 17.5645 | 0 | 193.2091 | -0.55309 | 9999 | 147.0075 | 53.9524 | 20.096 | 0 | 221.0558 | -2.7819 | -18.4443 | 9999 | -0.53507 | -0.13278 | -1.1074 | -183.9144 | -185.6897 | 147.0075 | 0 | 53.9524 | 0 | 0 | 0 | 0 | 0 | 0 | 20.096 | -10.7187 | -1.7184 | -761.0583 | 0 | 221.0558 | -773.4954 | 9999 | -203.4661 | 2.9118 | 0 | 2.9118 | 0.14559 | 0 | 0.14559 |  | 0 |  | 0 | 0 | 0 | 0 | 0 | 0 | -4.613 | 9999 | 9999
Streetlight - HPS 250W - Tariff Relamp - to LED 135W - New |  | 16.2791 | 666.5 | 0 | 2.0116 | -56 | 0 |  |  |  | 754.104 | 0.17627 | 0.16724 | 0 | 0 | 0 | 0.40114 | 0.099317 | 0.82858 | 1.1805 | 0.12069 | 0.030174 | 0.25145 | 0 | 0 | 0 | 0 | -761.0583 | 0 | 0 | 0 | 0 | 0.52183 | 0.12949 | 1.08 | -759.8778 | -758.1464 | 361.6851 | 62.2835 | 42.3969 | 0 | 466.3654 | 0.52183 | 893.7114 | 361.6851 | 70.4564 | 43.2142 | 0 | 475.3557 | 0.12949 | 3670.9523 | 361.6851 | 132.7399 | 49.4425 | 0 | 543.8675 | 0.65132 | -17.7129 | 835.0221 | 0.050918 | 0.012635 | 0.10538 | -74.1451 | -73.9762 | 361.6851 | 0 | 132.7399 | 0 | 0 | 0 | 0 | 0 | 0 | 49.4425 | 2.5095 | 0.40232 | -761.0583 | 0 | 543.8675 | -758.1464 | 448.1452 | -91.7527 | 7.164 | 0 | 7.164 | 0.3582 | 0 | 0.3582 |  | 0 |  | 0 | 0 | 0 | 0 | 0 | 0 | 1.08 | 9999 | 0
Streetlight - MH 200W - Tariff Relamp - to LED 135W - New |  | 16.2791 | 408.5 | 0 | 2.0116 | -56 | 0 |  |  |  | 462.1928 | 0.10803 | 0.1025 | 0 | 0 | 0 | 0.40114 | 0.099317 | 0.82858 | 1.1805 | 0.12069 | 0.030174 | 0.25145 | 0 | 0 | 0 | 0 | -761.0583 | 0 | 0 | 0 | 0 | 0.52183 | 0.12949 | 1.08 | -759.8778 | -758.1464 | 221.6779 | 38.1738 | 25.9852 | 0 | 285.8369 | 0.52183 | 547.7586 | 221.6779 | 43.183 | 26.4861 | 0 | 291.347 | 0.12949 | 2249.9385 | 221.6779 | 81.3567 | 30.3035 | 0 | 333.3382 | 0.65132 | -17.6728 | 511.7877 | 0.083076 | 0.020615 | 0.17194 | -120.9736 | -120.698 | 221.6779 | 0 | 81.3567 | 0 | 0 | 0 | 0 | 0 | 0 | 30.3035 | 2.5095 | 0.40232 | -761.0583 | 0 | 333.3382 | -758.1464 | 375.844 | -138.4745 | 4.3909 | 0 | 4.3909 | 0.21954 | 0 | 0.21954 |  | 0 |  | 0 | 0 | 0 | 0 | 0 | 0 | 1.08 | 9999 | 0
Streetlight - HPS 250W - Group Relamp - to LED 135W - New |  | 16.2791 | 666.5 | 0 | 2.0116 | 0 | -157.9043 |  |  |  | 754.104 | 0.17627 | 0.16724 | 0 | 0 | 0 | 0.40114 | 0.099317 | 0.82858 | 1.1805 | 0.12069 | 0.030174 | 0.25145 | 0 | 0 | 0 | 0 | 0 | 0 | 0 | 0 | -157.9043 | 0.52183 | 0.12949 | 1.08 | -156.7238 | -154.9925 | 361.6851 | 62.2835 | 42.3969 | 0 | 466.3654 | 0.52183 | 893.7114 | 361.6851 | 70.4564 | 43.2142 | 0 | 475.3557 | 0.12949 | 3670.9523 | 361.6851 | 132.7399 | 49.4425 | 0 | 543.8675 | 0.65132 | -17.7129 | 835.0221 | 0.050918 | 0.012635 | 0.10538 | -15.2923 | -15.1234 | 361.6851 | 0 | 132.7399 | 0 | 0 | 0 | 0 | 0 | 0 | 49.4425 | 2.5095 | 0.40232 | 0 | -157.9043 | 543.8675 | -154.9925 | 241.0065 | -32.8999 | 7.164 | 0 | 7.164 | 0.3582 | 0 | 0.3582 |  | 0 |  | 0 | 0 | 0 | 0 | 0 | 0 | 1.08 | 9999 | 0
Streetlight - MH 200W - Group Relamp - to LED 135W - New |  | 16.2791 | 408.5 | 0 | 2.0116 | 0 | -157.9043 |  |  |  | 462.1928 | 0.10803 | 0.1025 | 0 | 0 | 0 | 0.40114 | 0.099317 | 0.82858 | 1.1805 | 0.12069 | 0.030174 | 0.25145 | 0 | 0 | 0 | 0 | 0 | 0 | 0 | 0 | -157.9043 | 0.52183 | 0.12949 | 1.08 | -156.7238 | -154.9925 | 221.6779 | 38.1738 | 25.9852 | 0 | 285.8369 | 0.52183 | 547.7586 | 221.6779 | 43.183 | 26.4861 | 0 | 291.347 | 0.12949 | 2249.9385 | 221.6779 | 81.3567 | 30.3035 | 0 | 333.3382 | 0.65132 | -17.6728 | 511.7877 | 0.083076 | 0.020615 | 0.17194 | -24.9507 | -24.675 | 221.6779 | 0 | 81.3567 | 0 | 0 | 0 | 0 | 0 | 0 | 30.3035 | 2.5095 | 0.40232 | 0 | -157.9043 | 333.3382 | -154.9925 | 168.7053 | -42.4515 | 4.3909 | 0 | 4.3909 | 0.21954 | 0 | 0.21954 |  | 0 |  | 0 | 0 | 0 | 0 | 0 | 0 | 1.08 | 9999 | 0
Streetlight - MH 400W - Tariff Relamp - to LED 180W - New |  | 16.2791 | 1195.4 | 0 | 134.0232 | -56 | 0 |  |  |  | 1352.522 | 0.31614 | 0.29995 | 0 | 0 | 0 | 26.726 | 6.6171 | 55.2049 | 78.6511 | 8.0414 | 2.0103 | 16.7529 | 0 | 0 | 0 | 0 | -761.0583 | 0 | 0 | 0 | 0 | 34.7674 | 8.6275 | 71.9578 | -682.4072 | -567.0545 | 648.6997 | 111.7085 | 76.0408 | 0 | 836.4489 | 34.7674 | 24.0584 | 648.6997 | 126.3671 | 77.5067 | 0 | 852.5734 | 8.6275 | 98.8209 | 648.6997 | 238.0755 | 88.6775 | 0 | 975.4527 | 43.3949 | -15.4156 | 22.4785 | 1.8915 | 0.46936 | 3.9147 | -37.1252 | -30.8497 | 648.6997 | 0 | 238.0755 | 0 | 0 | 0 | 0 | 0 | 0 | 88.6775 | 167.1992 | 26.8046 | -761.0583 | 0 | 975.4527 | -567.0545 | 8.9509 | -48.6261 | 12.849 | 0 | 12.849 | 0.64245 | 0 | 0.64245 |  | 0 |  | 0 | 0 | 0 | 0 | 0 | 0 | 71.9578 | 9999 | 0
Streetlight - HPS 100W - Tariff Relamp - to LED 42W - NR |  | 16.2791 | 339.7 | 0 | 113.4081 | -56 | 0 |  |  |  | 384.3498 | 0.089839 | 0.085236 | 0 | 0 | 0 | 22.6151 | 5.5993 | 46.7135 | 66.5532 | 6.8045 | 1.7011 | 14.176 | 0 | 0 | 0 | 0 | -761.0583 | 0 | 0 | 0 | 0 | 29.4196 | 7.3004 | 60.8895 | -694.5051 | -596.8956 | 184.3427 | 31.7445 | 21.6087 | 0 | 237.6959 | 29.4196 | 8.0795 | 184.3427 | 35.9101 | 22.0253 | 0 | 242.278 | 7.3004 | 33.1869 | 184.3427 | 67.6546 | 25.1997 | 0 | 277.197 | 36.72 | -10.7466 | 7.5489 | 5.6322 | 1.3976 | 11.657 | -132.9593 | -114.2725 | 184.3427 | 0 | 67.6546 | 0 | 0 | 0 | 0 | 0 | 0 | 25.1997 | 141.4811 | 22.6816 | -761.0583 | 0 | 277.197 | -596.8956 | 6.3246 | -132.049 | 3.6513 | 0 | 3.6513 | 0.18257 | 0 | 0.18257 |  | 0 |  | 0 | 0 | 0 | 0 | 0 | 0 | 60.8895 | 9999 | 0
Streetlight - HPS 100W - Tariff Relamp - to LED 58W - NR |  | 16.2791 | 270.9 | 0 | 113.4081 | -56 | 0 |  |  |  | 306.5068 | 0.071644 | 0.067973 | 0 | 0 | 0 | 22.6151 | 5.5993 | 46.7135 | 66.5532 | 6.8045 | 1.7011 | 14.176 | 0 | 0 | 0 | 0 | -761.0583 | 0 | 0 | 0 | 0 | 29.4196 | 7.3004 | 60.8895 | -694.5051 | -596.8956 | 147.0075 | 25.3152 | 17.2323 | 0 | 189.555 | 29.4196 | 6.4432 | 147.0075 | 28.6371 | 17.5645 | 0 | 193.2091 | 7.3004 | 26.4655 | 147.0075 | 53.9524 | 20.096 | 0 | 221.0558 | 36.72 | -8.9613 | 6.02 | 7.0626 | 1.7526 | 14.6175 | -166.7268 | -143.2941 | 147.0075 | 0 | 53.9524 | 0 | 0 | 0 | 0 | 0 | 0 | 20.096 | 141.4811 | 22.6816 | -761.0583 | 0 | 221.0558 | -596.8956 | 5.9826 | -161.0706 | 2.9118 | 0 | 2.9118 | 0.14559 | 0 | 0.14559 |  | 0 |  | 0 | 0 | 0 | 0 | 0 | 0 | 60.8895 | 9999 | 0
Streetlight - MH 400W - Group Relamp - to LED 180W - New |  | 16.2791 | 1195.4 | 0 | 134.0232 | 0 | -176.3823 |  |  |  | 1352.522 | 0.31614 | 0.29995 | 0 | 0 | 0 | 26.726 | 6.6171 | 55.2049 | 78.6511 | 8.0414 | 2.0103 | 16.7529 | 0 | 0 | 0 | 0 | 0 | 0 | 0 | 0 | -176.3823 | 34.7674 | 8.6275 | 71.9578 | -97.7312 | 17.6215 | 648.6997 | 111.7085 | 76.0408 | 0 | 836.4489 | 34.7674 | 24.0584 | 648.6997 | 126.3671 | 77.5067 | 0 | 852.5734 | 8.6275 | 98.8209 | 648.6997 | 238.0755 | 88.6775 | 0 | 975.4527 | 43.3949 | -15.4156 | 22.4785 | 1.8915 | 0.46936 | 3.9147 | -5.3169 | 0.95867 | 648.6997 | 0 | 238.0755 | 0 | 0 | 0 | 0 | 0 | 0 | 88.6775 | 167.1992 | 26.8046 | 0 | -176.3823 | 975.4527 | 17.6215 | 5.9372 | -16.8178 | 12.849 | 0 | 12.849 | 0.64245 | 0 | 0.64245 |  | 0 |  | 0 | 0 | 0 | 0 | 0 | 0 | 71.9578 | 9999 | 0
Streetlight - HPS 250W - Tariff Relamp - to LED 135W - NR |  | 16.2791 | 666.5 | 0 | 162.0116 | -56 | 0 |  |  |  | 754.104 | 0.17627 | 0.16724 | 0 | 0 | 0 | 32.3073 | 7.999 | 66.7335 | 95.076 | 9.7207 | 2.4302 | 20.2514 | 0 | 0 | 0 | 0 | -761.0583 | 0 | 0 | 0 | 0 | 42.028 | 10.4292 | 86.985 | -665.9822 | -526.5402 | 361.6851 | 62.2835 | 42.3969 | 0 | 466.3654 | 42.028 | 11.0965 | 361.6851 | 70.4564 | 43.2142 | 0 | 475.3557 | 10.4292 | 45.5795 | 361.6851 | 132.7399 | 49.4425 | 0 | 543.8675 | 52.4571 | -12.658 | 10.3678 | 4.1009 | 1.0176 | 8.4876 | -64.9833 | -51.3772 | 361.6851 | 0 | 132.7399 | 0 | 0 | 0 | 0 | 0 | 0 | 49.4425 | 202.1158 | 32.4023 | -761.0583 | 0 | 543.8675 | -526.5402 | 5.5643 | -69.1537 | 7.164 | 0 | 7.164 | 0.3582 | 0 | 0.3582 |  | 0 |  | 0 | 0 | 0 | 0 | 0 | 0 | 86.985 | 9999 | 0
Streetlight - MH 200W - Tariff Relamp - to LED 135W - NR |  | 16.2791 | 408.5 | 0 | 162.0116 | -56 | 0 |  |  |  | 462.1928 | 0.10803 | 0.1025 | 0 | 0 | 0 | 32.3073 | 7.999 | 66.7335 | 95.076 | 9.7207 | 2.4302 | 20.2514 | 0 | 0 | 0 | 0 | -761.0583 | 0 | 0 | 0 | 0 | 42.028 | 10.4292 | 86.985 | -665.9822 | -526.5402 | 221.6779 | 38.1738 | 25.9852 | 0 | 285.8369 | 42.028 | 6.8011 | 221.6779 | 43.183 | 26.4861 | 0 | 291.347 | 10.4292 | 27.9358 | 221.6779 | 81.3567 | 30.3035 | 0 | 333.3382 | 52.4571 | -9.4252 | 6.3545 | 6.6909 | 1.6603 | 13.8481 | -106.0253 | -83.8259 | 221.6779 | 0 | 81.3567 | 0 | 0 | 0 | 0 | 0 | 0 | 30.3035 | 202.1158 | 32.4023 | -761.0583 | 0 | 333.3382 | -526.5402 | 4.6666 | -101.6024 | 4.3909 | 0 | 4.3909 | 0.21954 | 0 | 0.21954 |  | 0 |  | 0 | 0 | 0 | 0 | 0 | 0 | 86.985 | 9999 | 0
Streetlight - MH 1000W - Tariff Relamp - to LED 421W - New |  | 16.2791 | 2919.7 | 0 | 532.0695 | -56 | 0 |  |  |  | 3303.4621 | 0.77216 | 0.7326 | 0 | 0 | 0 | 106.1018 | 26.2698 | 219.1625 | 312.2434 | 31.9242 | 7.981 | 66.5087 | 0 | 0 | 0 | 0 | -761.0583 | 0 | 0 | 0 | 0 | 138.0259 | 34.2509 | 285.6712 | -448.8148 | 9.1332 | 1584.4139 | 272.8419 | 185.7256 | 0 | 2042.9814 | 138.0259 | 14.8014 | 1584.4139 | 308.6447 | 189.3059 | 0 | 2082.3645 | 34.2509 | 60.7974 | 1584.4139 | 581.4866 | 216.5901 | 0 | 2382.4906 | 172.2768 | -13.9391 | 13.8294 | 3.0744 | 0.76291 | 6.3631 | -9.997 | 0.20343 | 1584.4139 | 0 | 581.4866 | 0 | 0 | 0 | 0 | 0 | 0 | 216.5901 | 663.7776 | 106.4139 | -761.0583 | 0 | 2382.4906 | 9.1332 | 4.0815 | -17.573 | 31.383 | 0 | 31.383 | 1.5691 | 0 | 1.5691 |  | 0 |  | 0 | 0 | 0 | 0 | 0 | 0 | 285.6712 | 9999 | 0
Streetlight - MH 400W - Tariff Relamp - to LED 180W - NR |  | 16.2791 | 1195.4 | 0 | 324.0232 | -56 | 0 |  |  |  | 1352.522 | 0.31614 | 0.29995 | 0 | 0 | 0 | 64.6145 | 15.998 | 133.467 | 190.1521 | 19.4414 | 4.8603 | 40.5029 | 0 | 0 | 0 | 0 | -761.0583 | 0 | 0 | 0 | 0 | 84.0559 | 20.8583 | 173.9699 | -570.9062 | -292.022 | 648.6997 | 111.7085 | 76.0408 | 0 | 836.4489 | 84.0559 | 9.9511 | 648.6997 | 126.3671 | 77.5067 | 0 | 852.5734 | 20.8583 | 40.8745 | 648.6997 | 238.0755 | 88.6775 | 0 | 975.4527 | 104.9143 | -12.0688 | 9.2976 | 4.5729 | 1.1348 | 9.4645 | -31.0592 | -15.887 | 648.6997 | 0 | 238.0755 | 0 | 0 | 0 | 0 | 0 | 0 | 88.6775 | 404.2316 | 64.8046 | -761.0583 | 0 | 975.4527 | -292.022 | 3.7023 | -33.6634 | 12.849 | 0 | 12.849 | 0.64245 | 0 | 0.64245 |  | 0 |  | 0 | 0 | 0 | 0 | 0 | 0 | 173.9699 | 9999 | 0
Streetlight - MH 1000W - Group Relamp - to LED 421W - New |  | 16.2791 | 2919.7 | 0 | 532.0695 | 0 | -180.6325 |  |  |  | 3303.4621 | 0.77216 | 0.7326 | 0 | 0 | 0 | 106.1018 | 26.2698 | 219.1625 | 312.2434 | 31.9242 | 7.981 | 66.5087 | 0 | 0 | 0 | 0 | 0 | 0 | 0 | 0 | -180.6325 | 138.0259 | 34.2509 | 285.6712 | 131.611 | 589.559 | 1584.4139 | 272.8419 | 185.7256 | 0 | 2042.9814 | 138.0259 | 14.8014 | 1584.4139 | 308.6447 | 189.3059 | 0 | 2082.3645 | 34.2509 | 60.7974 | 1584.4139 | 581.4866 | 216.5901 | 0 | 2382.4906 | 172.2768 | -13.9391 | 13.8294 | 3.0744 | 0.76291 | 6.3631 | 2.9315 | 13.1319 | 1584.4139 | 0 | 581.4866 | 0 | 0 | 0 | 0 | 0 | 0 | 216.5901 | 663.7776 | 106.4139 | 0 | -180.6325 | 2382.4906 | 589.559 | 3.3279 | -4.6446 | 31.383 | 0 | 31.383 | 1.5691 | 0 | 1.5691 |  | 0 |  | 0 | 0 | 0 | 0 | 0 | 0 | 285.6712 | 9999 | 0
Streetlight - HPS 250W - Group Relamp - to LED 135W - NR |  | 16.2791 | 666.5 | 0 | 162.0116 | 0 | -157.9043 |  |  |  | 754.104 | 0.17627 | 0.16724 | 0 | 0 | 0 | 32.3073 | 7.999 | 66.7335 | 95.076 | 9.7207 | 2.4302 | 20.2514 | 0 | 0 | 0 | 0 | 0 | 0 | 0 | 0 | -157.9043 | 42.028 | 10.4292 | 86.985 | -62.8283 | 76.6138 | 361.6851 | 62.2835 | 42.3969 | 0 | 466.3654 | 42.028 | 11.0965 | 361.6851 | 70.4564 | 43.2142 | 0 | 475.3557 | 10.4292 | 45.5795 | 361.6851 | 132.7399 | 49.4425 | 0 | 543.8675 | 52.4571 | -12.658 | 10.3678 | 4.1009 | 1.0176 | 8.4876 | -6.1305 | 7.4756 | 361.6851 | 0 | 132.7399 | 0 | 0 | 0 | 0 | 0 | 0 | 49.4425 | 202.1158 | 32.4023 | 0 | -157.9043 | 543.8675 | 76.6138 | 2.9924 | -10.3009 | 7.164 | 0 | 7.164 | 0.3582 | 0 | 0.3582 |  | 0 |  | 0 | 0 | 0 | 0 | 0 | 0 | 86.985 | 9999 | 0
Streetlight - HPS 100W - Group Relamp - to LED 42W - NR |  | 16.2791 | 339.7 | 0 | 113.4081 | 0 | -151.9829 |  |  |  | 384.3498 | 0.089839 | 0.085236 | 0 | 0 | 0 | 22.6151 | 5.5993 | 46.7135 | 66.5532 | 6.8045 | 1.7011 | 14.176 | 0 | 0 | 0 | 0 | 0 | 0 | 0 | 0 | -151.9829 | 29.4196 | 7.3004 | 60.8895 | -85.4297 | 12.1798 | 184.3427 | 31.7445 | 21.6087 | 0 | 237.6959 | 29.4196 | 8.0795 | 184.3427 | 35.9101 | 22.0253 | 0 | 242.278 | 7.3004 | 33.1869 | 184.3427 | 67.6546 | 25.1997 | 0 | 277.197 | 36.72 | -10.7466 | 7.5489 | 5.6322 | 1.3976 | 11.657 | -16.3551 | 2.3318 | 184.3427 | 0 | 67.6546 | 0 | 0 | 0 | 0 | 0 | 0 | 25.1997 | 141.4811 | 22.6816 | 0 | -151.9829 | 277.197 | 12.1798 | 2.6144 | -15.4447 | 3.6513 | 0 | 3.6513 | 0.18257 | 0 | 0.18257 |  | 0 |  | 0 | 0 | 0 | 0 | 0 | 0 | 60.8895 | 9999 | 0
Streetlight - MH 400W - Group Relamp - to LED 180W - NR |  | 16.2791 | 1195.4 | 0 | 324.0232 | 0 | -176.3823 |  |  |  | 1352.522 | 0.31614 | 0.29995 | 0 | 0 | 0 | 64.6145 | 15.998 | 133.467 | 190.1521 | 19.4414 | 4.8603 | 40.5029 | 0 | 0 | 0 | 0 | 0 | 0 | 0 | 0 | -176.3823 | 84.0559 | 20.8583 | 173.9699 | 13.7698 | 292.654 | 648.6997 | 111.7085 | 76.0408 | 0 | 836.4489 | 84.0559 | 9.9511 | 648.6997 | 126.3671 | 77.5067 | 0 | 852.5734 | 20.8583 | 40.8745 | 648.6997 | 238.0755 | 88.6775 | 0 | 975.4527 | 104.9143 | -12.0688 | 9.2976 | 4.5729 | 1.1348 | 9.4645 | 0.74912 | 15.9214 | 648.6997 | 0 | 238.0755 | 0 | 0 | 0 | 0 | 0 | 0 | 88.6775 | 404.2316 | 64.8046 | 0 | -176.3823 | 975.4527 | 292.654 | 2.4557 | -1.8551 | 12.849 | 0 | 12.849 | 0.64245 | 0 | 0.64245 |  | 0 |  | 0 | 0 | 0 | 0 | 0 | 0 | 173.9699 | 9999 | 0
Streetlight - HPS 100W - Group Relamp - to LED 58W - NR |  | 16.2791 | 270.9 | 0 | 113.4081 | 0 | -151.9829 |  |  |  | 306.5068 | 0.071644 | 0.067973 | 0 | 0 | 0 | 22.6151 | 5.5993 | 46.7135 | 66.5532 | 6.8045 | 1.7011 | 14.176 | 0 | 0 | 0 | 0 | 0 | 0 | 0 | 0 | -151.9829 | 29.4196 | 7.3004 | 60.8895 | -85.4297 | 12.1798 | 147.0075 | 25.3152 | 17.2323 | 0 | 189.555 | 29.4196 | 6.4432 | 147.0075 | 28.6371 | 17.5645 | 0 | 193.2091 | 7.3004 | 26.4655 | 147.0075 | 53.9524 | 20.096 | 0 | 221.0558 | 36.72 | -8.9613 | 6.02 | 7.0626 | 1.7526 | 14.6175 | -20.5087 | 2.924 | 147.0075 | 0 | 53.9524 | 0 | 0 | 0 | 0 | 0 | 0 | 20.096 | 141.4811 | 22.6816 | 0 | -151.9829 | 221.0558 | 12.1798 | 2.2724 | -14.8525 | 2.9118 | 0 | 2.9118 | 0.14559 | 0 | 0.14559 |  | 0 |  | 0 | 0 | 0 | 0 | 0 | 0 | 60.8895 | 9999 | 0
Streetlight - MH 1000W - Tariff Relamp - to LED 421W - NR |  | 16.2791 | 2919.7 | 0 | 972.0695 | -56 | 0 |  |  |  | 3303.4621 | 0.77216 | 0.7326 | 0 | 0 | 0 | 193.8436 | 47.9939 | 400.4011 | 570.4562 | 58.3242 | 14.581 | 121.5087 | 0 | 0 | 0 | 0 | -761.0583 | 0 | 0 | 0 | 0 | 252.1678 | 62.575 | 521.9098 | -190.6021 | 646.0505 | 1584.4139 | 272.8419 | 185.7256 | 0 | 2042.9814 | 252.1678 | 8.1017 | 1584.4139 | 308.6447 | 189.3059 | 0 | 2082.3645 | 62.575 | 33.2779 | 1584.4139 | 581.4866 | 216.5901 | 0 | 2382.4906 | 314.7428 | -10.7658 | 7.5696 | 5.6168 | 1.3938 | 11.6251 | -4.2455 | 14.3902 | 1584.4139 | 0 | 581.4866 | 0 | 0 | 0 | 0 | 0 | 0 | 216.5901 | 1212.6949 | 194.4139 | -761.0583 | 0 | 2382.4906 | 646.0505 | 2.234 | -3.3863 | 31.383 | 0 | 31.383 | 1.5691 | 0 | 1.5691 |  | 0 |  | 0 | 0 | 0 | 0 | 0 | 0 | 521.9098 | 9999 | 0
Streetlight - MH 200W - Group Relamp - to LED 135W - NR |  | 16.2791 | 408.5 | 0 | 162.0116 | 0 | -157.9043 |  |  |  | 462.1928 | 0.10803 | 0.1025 | 0 | 0 | 0 | 32.3073 | 7.999 | 66.7335 | 95.076 | 9.7207 | 2.4302 | 20.2514 | 0 | 0 | 0 | 0 | 0 | 0 | 0 | 0 | -157.9043 | 42.028 | 10.4292 | 86.985 | -62.8283 | 76.6138 | 221.6779 | 38.1738 | 25.9852 | 0 | 285.8369 | 42.028 | 6.8011 | 221.6779 | 43.183 | 26.4861 | 0 | 291.347 | 10.4292 | 27.9358 | 221.6779 | 81.3567 | 30.3035 | 0 | 333.3382 | 52.4571 | -9.4252 | 6.3545 | 6.6909 | 1.6603 | 13.8481 | -10.0023 | 12.197 | 221.6779 | 0 | 81.3567 | 0 | 0 | 0 | 0 | 0 | 0 | 30.3035 | 202.1158 | 32.4023 | 0 | -157.9043 | 333.3382 | 76.6138 | 2.0947 | -5.5794 | 4.3909 | 0 | 4.3909 | 0.21954 | 0 | 0.21954 |  | 0 |  | 0 | 0 | 0 | 0 | 0 | 0 | 86.985 | 9999 | 0
Streetlight - MH 1000W - Group Relamp - to LED 421W - NR |  | 16.2791 | 2919.7 | 0 | 972.0695 | 0 | -180.6325 |  |  |  | 3303.4621 | 0.77216 | 0.7326 | 0 | 0 | 0 | 193.8436 | 47.9939 | 400.4011 | 570.4562 | 58.3242 | 14.581 | 121.5087 | 0 | 0 | 0 | 0 | 0 | 0 | 0 | 0 | -180.6325 | 252.1678 | 62.575 | 521.9098 | 389.8237 | 1226.4763 | 1584.4139 | 272.8419 | 185.7256 | 0 | 2042.9814 | 252.1678 | 8.1017 | 1584.4139 | 308.6447 | 189.3059 | 0 | 2082.3645 | 62.575 | 33.2779 | 1584.4139 | 581.4866 | 216.5901 | 0 | 2382.4906 | 314.7428 | -10.7658 | 7.5696 | 5.6168 | 1.3938 | 11.6251 | 8.683 | 27.3187 | 1584.4139 | 0 | 581.4866 | 0 | 0 | 0 | 0 | 0 | 0 | 216.5901 | 1212.6949 | 194.4139 | 0 | -180.6325 | 2382.4906 | 1226.4763 | 1.8216 | 9.5422 | 31.383 | 0 | 31.383 | 1.5691 | 0 | 1.5691 |  | 0 |  | 0 | 0 | 0 | 0 | 0 | 0 | 521.9098 | 9999 | 0
Supply Curve Results; Categories sorted by TRC Net Levelized Cost
Totals for Categories with Benefits Exceeding Costs. Levelized cost is TRC Net Levelized Cost (Net of Benefits) | [12 empty] | Savings Allocation by Cost Bin and Month for Segments 1 | [12 empty] | Savings Allocation by Cost Bin and Month for Segments 2
| Totals Basis | Busbar Electric Savings in kWh | First Cost | Admin Cost | First Year Program Cost | PV Cost | PV Benefits | Unit Program Cost: First Year Program Cost in $/average annual kW saved | Utility System Net Levelized Cost (Net of T&D Capacity Benefits, Act Credit & Risk-Mitigation) in mills/kWh | TRC Net Levelized Cost (Net of All Benefits) in mills/kWh | TRC B/C Ratio | Net Electric & Gas System CO2 Avoided (Lifetime Tons) | Jan | Feb | Mar | Apr | May | Jun | Jul | Aug | Sep | Oct | Nov | Dec |  | Jan | Feb | Mar | Apr | May | Jun | Jul | Aug | Sep | Oct | Nov | Dec
| Measures with B/C > 1.00 | 26252.55 | 4999.7279 | 0 | 4999.7279 | -4848.9205 | 18933.607 | 1668.3186 | -14.2901 | -31.3672 | 563.9758 | 249.4004 | 1090.9222 | 802.18 | 742.6393 | 424.6829 | 341.1221 | 264.7456 | 277.2861 | 402.6516 | 507.8117 | 827.6482 | 964.9174 | 1144.6821 |  | 1791.2315 | 1549.5498 | 1557.1413 | 1475.4324 | 1358.7326 | 1234.1553 | 1349.2473 | 1458.2003 | 1565.4459 | 1620.3855 | 1708.3278 | 1793.4112
| Categories with B/C > 1.00 | 26252.55 | 4999.7279 | 999.9456 | 5999.6735 | -3848.9749 | 18933.607 | 2001.9823 | -13.2391 | -28.5645 | 558.7652 | 249.4004 | 153.2467 | 112.6858 | 104.3218 | 59.6571 | 47.9189 | 37.19 | 38.9516 | 56.5622 | 71.3346 | 116.2634 | 135.5462 | 160.7986 |  | 251.6222 | 217.6721 | 218.7385 | 207.2605 | 190.8672 | 173.3673 | 189.5347 | 204.8399 | 219.9051 | 227.6227 | 239.9764 | 251.9284
Supply Curve Results: By TRC Net Levelized Cost - Net of Benefits
| Block 1: <= 0 mills/kWh | 22949.0879 | 4027.6585 | 805.5317 | 4833.1901 | -5075.4512 | 16551.1164 | 1844.8988 | -13.5951 | -34.0499 | 638.9358 | 218.0173 | 953.6471 | 701.2385 | 649.19 | 371.2434 | 298.1974 | 231.4316 | 242.3941 | 351.9843 | 443.9117 | 723.502 | 843.498 | 1000.6422 |  | 1565.8337 | 1354.5638 | 1361.2001 | 1289.7729 | 1187.7579 | 1078.8567 | 1179.4662 | 1274.7092 | 1368.4597 | 1416.486 | 1493.3622 | 1567.7392
| Block 2: <= 10 mills/kWh | 3303.4621 | 972.0695 | 194.4139 | 1166.4834 | 1226.4763 | 2382.4906 | 3093.2379 | -10.7658 | 9.5422 | 1.8216 | 31.383 | 137.275 | 100.9415 | 93.4492 | 53.4395 | 42.9247 | 33.314 | 34.892 | 50.6672 | 63.9 | 104.1462 | 121.4194 | 144.0399 |  | 225.3977 | 194.986 | 195.9412 | 185.6595 | 170.9747 | 155.2986 | 169.7811 | 183.4911 | 196.9862 | 203.8995 | 214.9656 | 225.672
| Block 3: 10-20 mills/kWh | 0 | 0 | 0 | 0 | 0 | 0 | 0 | 0 | 0 | 0 | 0 | 0 | 0 | 0 | 0 | 0 | 0 | 0 | 0 | 0 | 0 | 0 | 0 |  | 0 | 0 | 0 | 0 | 0 | 0 | 0 | 0 | 0 | 0 | 0 | 0
| Block 4: 20-30 mills/kWh | 0 | 0 | 0 | 0 | 0 | 0 | 0 | 0 | 0 | 0 | 0 | 0 | 0 | 0 | 0 | 0 | 0 | 0 | 0 | 0 | 0 | 0 | 0 |  | 0 | 0 | 0 | 0 | 0 | 0 | 0 | 0 | 0 | 0 | 0 | 0
| Block 5: 30-40 mills/kWh | 0 | 0 | 0 | 0 | 0 | 0 | 0 | 0 | 0 | 0 | 0 | 0 | 0 | 0 | 0 | 0 | 0 | 0 | 0 | 0 | 0 | 0 | 0 |  | 0 | 0 | 0 | 0 | 0 | 0 | 0 | 0 | 0 | 0 | 0 | 0
| Block 6: 40-50 mills/kWh | 0 | 0 | 0 | 0 | 0 | 0 | 0 | 0 | 0 | 0 | 0 | 0 | 0 | 0 | 0 | 0 | 0 | 0 | 0 | 0 | 0 | 0 | 0 |  | 0 | 0 | 0 | 0 | 0 | 0 | 0 | 0 | 0 | 0 | 0 | 0
| Block 7: 50-60 mills/kWh | 0 | 0 | 0 | 0 | 0 | 0 | 0 | 0 | 0 | 0 | 0 | 0 | 0 | 0 | 0 | 0 | 0 | 0 | 0 | 0 | 0 | 0 | 0 |  | 0 | 0 | 0 | 0 | 0 | 0 | 0 | 0 | 0 | 0 | 0 | 0
| Block 8: 60-70 mills/kWh | 0 | 0 | 0 | 0 | 0 | 0 | 0 | 0 | 0 | 0 | 0 | 0 | 0 | 0 | 0 | 0 | 0 | 0 | 0 | 0 | 0 | 0 | 0 |  | 0 | 0 | 0 | 0 | 0 | 0 | 0 | 0 | 0 | 0 | 0 | 0
| Block 9: 70-80 mills/kWh | 0 | 0 | 0 | 0 | 0 | 0 | 0 | 0 | 0 | 0 | 0 | 0 | 0 | 0 | 0 | 0 | 0 | 0 | 0 | 0 | 0 | 0 | 0 |  | 0 | 0 | 0 | 0 | 0 | 0 | 0 | 0 | 0 | 0 | 0 | 0
| Block 10: 80-90 mills/kWh | 0 | 0 | 0 | 0 | 0 | 0 | 0 | 0 | 0 | 0 | 0 | 0 | 0 | 0 | 0 | 0 | 0 | 0 | 0 | 0 | 0 | 0 | 0 |  | 0 | 0 | 0 | 0 | 0 | 0 | 0 | 0 | 0 | 0 | 0 | 0
| Block 11: 90-100 mills/kWh | 0 | 0 | 0 | 0 | 0 | 0 | 0 | 0 | 0 | 0 | 0 | 0 | 0 | 0 | 0 | 0 | 0 | 0 | 0 | 0 | 0 | 0 | 0 |  | 0 | 0 | 0 | 0 | 0 | 0 | 0 | 0 | 0 | 0 | 0 | 0
| Block 12: 100-110 mills/kWh | 0 | 0 | 0 | 0 | 0 | 0 | 0 | 0 | 0 | 0 | 0 | 0 | 0 | 0 | 0 | 0 | 0 | 0 | 0 | 0 | 0 | 0 | 0 |  | 0 | 0 | 0 | 0 | 0 | 0 | 0 | 0 | 0 | 0 | 0 | 0
| Block 13: 110-120 mills/kWh | 0 | 0 | 0 | 0 | 0 | 0 | 0 | 0 | 0 | 0 | 0 | 0 | 0 | 0 | 0 | 0 | 0 | 0 | 0 | 0 | 0 | 0 | 0 |  | 0 | 0 | 0 | 0 | 0 | 0 | 0 | 0 | 0 | 0 | 0 | 0
| Block 14: 120-130 mills/kWh | 0 | 0 | 0 | 0 | 0 | 0 | 0 | 0 | 0 | 0 | 0 | 0 | 0 | 0 | 0 | 0 | 0 | 0 | 0 | 0 | 0 | 0 | 0 |  | 0 | 0 | 0 | 0 | 0 | 0 | 0 | 0 | 0 | 0 | 0 | 0
| Block 15: 130-140 mills/kWh | 0 | 0 | 0 | 0 | 0 | 0 | 0 | 0 | 0 | 0 | 0 | 0 | 0 | 0 | 0 | 0 | 0 | 0 | 0 | 0 | 0 | 0 | 0 |  | 0 | 0 | 0 | 0 | 0 | 0 | 0 | 0 | 0 | 0 | 0 | 0
| Block 16: 140-150 mills/kWh | 0 | 0 | 0 | 0 | 0 | 0 | 0 | 0 | 0 | 0 | 0 | 0 | 0 | 0 | 0 | 0 | 0 | 0 | 0 | 0 | 0 | 0 | 0 |  | 0 | 0 | 0 | 0 | 0 | 0 | 0 | 0 | 0 | 0 | 0 | 0
| Block 17: 150-160 mills/kWh | 0 | 0 | 0 | 0 | 0 | 0 | 0 | 0 | 0 | 0 | 0 | 0 | 0 | 0 | 0 | 0 | 0 | 0 | 0 | 0 | 0 | 0 | 0 |  | 0 | 0 | 0 | 0 | 0 | 0 | 0 | 0 | 0 | 0 | 0 | 0
| Block 18: 160-170 mills/kWh | 0 | 0 | 0 | 0 | 0 | 0 | 0 | 0 | 0 | 0 | 0 | 0 | 0 | 0 | 0 | 0 | 0 | 0 | 0 | 0 | 0 | 0 | 0 |  | 0 | 0 | 0 | 0 | 0 | 0 | 0 | 0 | 0 | 0 | 0 | 0
| Block 19: 170-180 mills/kWh | 0 | 0 | 0 | 0 | 0 | 0 | 0 | 0 | 0 | 0 | 0 | 0 | 0 | 0 | 0 | 0 | 0 | 0 | 0 | 0 | 0 | 0 | 0 |  | 0 | 0 | 0 | 0 | 0 | 0 | 0 | 0 | 0 | 0 | 0 | 0
| Block 20: 180-190 mills/kWh | 0 | 0 | 0 | 0 | 0 | 0 | 0 | 0 | 0 | 0 | 0 | 0 | 0 | 0 | 0 | 0 | 0 | 0 | 0 | 0 | 0 | 0 | 0 |  | 0 | 0 | 0 | 0 | 0 | 0 | 0 | 0 | 0 | 0 | 0 | 0
| Block 21: 190-200 mills/kWh | 0 | 0 | 0 | 0 | 0 | 0 | 0 | 0 | 0 | 0 | 0 | 0 | 0 | 0 | 0 | 0 | 0 | 0 | 0 | 0 | 0 | 0 | 0 |  | 0 | 0 | 0 | 0 | 0 | 0 | 0 | 0 | 0 | 0 | 0 | 0
| Block 22: > 200 mills/kWh | 0 | 0 | 0 | 0 | 0 | 0 | 0 | 0 | 0 | 0 | 0 | 0 | 0 | 0 | 0 | 0 | 0 | 0 | 0 | 0 | 0 | 0 | 0 |  | 0 | 0 | 0 | 0 | 0 | 0 | 0 | 0 | 0 | 0 | 0 | 0
Shaped Savings Results; By Category and sorted by TRC BC ratio
[13 empty] | Savings Allocation by Cost Bin and Month for Segments 1 Feb: Savings Allocation by Category and Month for Segments 1 |  |  | Savings Allocation by Category and Month for Segments 2
Category | Measure | Busbar Savings | First Cost | Admin Cost | First Year Program Cost | PV Cost | PV Benefits | Unit Program Cost: First Year Program Cost in $/average annual kW saved | Utility System Net Levelized Cost (Net of T&D Capacity Benefits, Act Credit & Risk-Mitigation) in mills/kWh | TRC Net Levelized Cost (Net of All Benefits) in mills/kWh | TRC B/C Ratio | Net Electric & Gas System CO2 Avoided (Lifetime Tons) | Wholesale KW | Jan | Feb | Mar | Apr | May | Jun | Jul | Aug | Sep | Oct | Nov | Dec |  | Jan | Feb | Mar | Apr | May | Jun | Jul | Aug | Sep | Oct | Nov | Dec
Streetlight - HPS 100W - Group Relamp - to LED 42W - New |  | 384.3498 | -8.5919 | -1.7184 | -10.3103 | -164.42 | 277.197 | -234.9891 | -18.3091 | -49.2538 | 9999 | 3.6513 | 0.089839 | 15.9716 | 11.7443 | 10.8726 | 6.2176 | 4.9942 | 3.876 | 4.0596 | 5.895 | 7.4346 | 12.1172 | 14.1268 | 16.7587 |  | 26.2245 | 22.6861 | 22.7973 | 21.601 | 19.8925 | 18.0686 | 19.7536 | 21.3487 | 22.9189 | 23.7232 | 25.0107 | 26.2564
Streetlight - HPS 100W - Tariff Relamp - to LED 42W - New |  | 384.3498 | -8.5919 | -1.7184 | -10.3103 | -773.4954 | 277.197 | -234.9891 | -18.3091 | -165.8581 | 9999 | 3.6513 | 0.089839 | 15.9716 | 11.7443 | 10.8726 | 6.2176 | 4.9942 | 3.876 | 4.0596 | 5.895 | 7.4346 | 12.1172 | 14.1268 | 16.7587 |  | 26.2245 | 22.6861 | 22.7973 | 21.601 | 19.8925 | 18.0686 | 19.7536 | 21.3487 | 22.9189 | 23.7232 | 25.0107 | 26.2564
Streetlight - HPS 100W - Group Relamp - to LED 58W - New |  | 306.5068 | -8.5919 | -1.7184 | -10.3103 | -164.42 | 221.0558 | -294.6689 | -18.4443 | -57.2481 | 9999 | 2.9118 | 0.071644 | 12.7369 | 9.3657 | 8.6705 | 4.9583 | 3.9827 | 3.091 | 3.2374 | 4.7011 | 5.9289 | 9.6631 | 11.2657 | 13.3645 |  | 20.9132 | 18.0915 | 18.1801 | 17.2261 | 15.8636 | 14.4092 | 15.7529 | 17.0249 | 18.2771 | 18.9185 | 19.9453 | 20.9386
Streetlight - HPS 100W - Tariff Relamp - to LED 58W - New |  | 306.5068 | -8.5919 | -1.7184 | -10.3103 | -773.4954 | 221.0558 | -294.6689 | -18.4443 | -203.4661 | 9999 | 2.9118 | 0.071644 | 12.7369 | 9.3657 | 8.6705 | 4.9583 | 3.9827 | 3.091 | 3.2374 | 4.7011 | 5.9289 | 9.6631 | 11.2657 | 13.3645 |  | 20.9132 | 18.0915 | 18.1801 | 17.2261 | 15.8636 | 14.4092 | 15.7529 | 17.0249 | 18.2771 | 18.9185 | 19.9453 | 20.9386
Streetlight - HPS 250W - Tariff Relamp - to LED 135W - New |  | 754.104 | 2.0116 | 0.40232 | 2.4139 | -758.1464 | 543.8675 | 28.0408 | -17.7129 | -91.7527 | 448.1452 | 7.164 | 0.17627 | 31.3367 | 23.0426 | 21.3323 | 12.199 | 9.7987 | 7.6048 | 7.965 | 11.5662 | 14.5869 | 23.7742 | 27.7172 | 32.881 |  | 51.4531 | 44.5108 | 44.7289 | 42.3818 | 39.0296 | 35.4511 | 38.7571 | 41.8868 | 44.9674 | 46.5455 | 49.0717 | 51.5157
Streetlight - MH 200W - Tariff Relamp - to LED 135W - New |  | 462.1928 | 2.0116 | 0.40232 | 2.4139 | -758.1464 | 333.3382 | 45.7508 | -17.6728 | -138.4745 | 375.844 | 4.3909 | 0.10803 | 19.2064 | 14.1229 | 13.0746 | 7.4768 | 6.0057 | 4.661 | 4.8818 | 7.0889 | 8.9403 | 14.5713 | 16.988 | 20.1529 |  | 31.5358 | 27.2808 | 27.4145 | 25.9759 | 23.9213 | 21.7281 | 23.7544 | 25.6725 | 27.5607 | 28.5279 | 30.0762 | 31.5741
Streetlight - HPS 250W - Group Relamp - to LED 135W - New |  | 754.104 | 2.0116 | 0.40232 | 2.4139 | -154.9925 | 543.8675 | 28.0408 | -17.7129 | -32.8999 | 241.0065 | 7.164 | 0.17627 | 31.3367 | 23.0426 | 21.3323 | 12.199 | 9.7987 | 7.6048 | 7.965 | 11.5662 | 14.5869 | 23.7742 | 27.7172 | 32.881 |  | 51.4531 | 44.5108 | 44.7289 | 42.3818 | 39.0296 | 35.4511 | 38.7571 | 41.8868 | 44.9674 | 46.5455 | 49.0717 | 51.5157
Streetlight - MH 200W - Group Relamp - to LED 135W - New |  | 462.1928 | 2.0116 | 0.40232 | 2.4139 | -154.9925 | 333.3382 | 45.7508 | -17.6728 | -42.4515 | 168.7053 | 4.3909 | 0.10803 | 19.2064 | 14.1229 | 13.0746 | 7.4768 | 6.0057 | 4.661 | 4.8818 | 7.0889 | 8.9403 | 14.5713 | 16.988 | 20.1529 |  | 31.5358 | 27.2808 | 27.4145 | 25.9759 | 23.9213 | 21.7281 | 23.7544 | 25.6725 | 27.5607 | 28.5279 | 30.0762 | 31.5741
Streetlight - MH 400W - Tariff Relamp - to LED 180W - New |  | 1352.522 | 134.0232 | 26.8046 | 160.8278 | -567.0545 | 975.4527 | 1041.6476 | -15.4156 | -48.6261 | 8.9509 | 12.849 | 0.31614 | 56.2039 | 41.328 | 38.2605 | 21.8795 | 17.5745 | 13.6396 | 14.2857 | 20.7445 | 26.1623 | 42.6401 | 49.7122 | 58.9736 |  | 92.2836 | 79.8323 | 80.2234 | 76.0138 | 70.0014 | 63.5832 | 69.5127 | 75.126 | 80.6512 | 83.4817 | 88.0124 | 92.3959
Streetlight - HPS 100W - Tariff Relamp - to LED 42W - NR |  | 384.3498 | 113.4081 | 22.6816 | 136.0897 | -596.8956 | 277.197 | 3101.7215 | -10.7466 | -132.049 | 6.3246 | 3.6513 | 0.089839 | 15.9716 | 11.7443 | 10.8726 | 6.2176 | 4.9942 | 3.876 | 4.0596 | 5.895 | 7.4346 | 12.1172 | 14.1268 | 16.7587 |  | 26.2245 | 22.6861 | 22.7973 | 21.601 | 19.8925 | 18.0686 | 19.7536 | 21.3487 | 22.9189 | 23.7232 | 25.0107 | 26.2564
Streetlight - HPS 100W - Tariff Relamp - to LED 58W - NR |  | 306.5068 | 113.4081 | 22.6816 | 136.0897 | -596.8956 | 221.0558 | 3889.4603 | -8.9613 | -161.0706 | 5.9826 | 2.9118 | 0.071644 | 12.7369 | 9.3657 | 8.6705 | 4.9583 | 3.9827 | 3.091 | 3.2374 | 4.7011 | 5.9289 | 9.6631 | 11.2657 | 13.3645 |  | 20.9132 | 18.0915 | 18.1801 | 17.2261 | 15.8636 | 14.4092 | 15.7529 | 17.0249 | 18.2771 | 18.9185 | 19.9453 | 20.9386
Streetlight - MH 400W - Group Relamp - to LED 180W - New |  | 1352.522 | 134.0232 | 26.8046 | 160.8278 | 17.6215 | 975.4527 | 1041.6476 | -15.4156 | -16.8178 | 5.9372 | 12.849 | 0.31614 | 56.2039 | 41.328 | 38.2605 | 21.8795 | 17.5745 | 13.6396 | 14.2857 | 20.7445 | 26.1623 | 42.6401 | 49.7122 | 58.9736 |  | 92.2836 | 79.8323 | 80.2234 | 76.0138 | 70.0014 | 63.5832 | 69.5127 | 75.126 | 80.6512 | 83.4817 | 88.0124 | 92.3959
Streetlight - HPS 250W - Tariff Relamp - to LED 135W - NR |  | 754.104 | 162.0116 | 32.4023 | 194.4139 | -526.5402 | 543.8675 | 2258.3963 | -12.658 | -69.1537 | 5.5643 | 7.164 | 0.17627 | 31.3367 | 23.0426 | 21.3323 | 12.199 | 9.7987 | 7.6048 | 7.965 | 11.5662 | 14.5869 | 23.7742 | 27.7172 | 32.881 |  | 51.4531 | 44.5108 | 44.7289 | 42.3818 | 39.0296 | 35.4511 | 38.7571 | 41.8868 | 44.9674 | 46.5455 | 49.0717 | 51.5157
Streetlight - MH 200W - Tariff Relamp - to LED 135W - NR |  | 462.1928 | 162.0116 | 32.4023 | 194.4139 | -526.5402 | 333.3382 | 3684.7518 | -9.4252 | -101.6024 | 4.6666 | 4.3909 | 0.10803 | 19.2064 | 14.1229 | 13.0746 | 7.4768 | 6.0057 | 4.661 | 4.8818 | 7.0889 | 8.9403 | 14.5713 | 16.988 | 20.1529 |  | 31.5358 | 27.2808 | 27.4145 | 25.9759 | 23.9213 | 21.7281 | 23.7544 | 25.6725 | 27.5607 | 28.5279 | 30.0762 | 31.5741
Streetlight - MH 1000W - Tariff Relamp - to LED 421W - New |  | 3303.4621 | 532.0695 | 106.4139 | 638.4834 | 9.1332 | 2382.4906 | 1693.1068 | -13.9391 | -17.573 | 4.0815 | 31.383 | 0.77216 | 137.275 | 100.9415 | 93.4492 | 53.4395 | 42.9247 | 33.314 | 34.892 | 50.6672 | 63.9 | 104.1462 | 121.4194 | 144.0399 |  | 225.3977 | 194.986 | 195.9412 | 185.6595 | 170.9747 | 155.2986 | 169.7811 | 183.4911 | 196.9862 | 203.8995 | 214.9656 | 225.672
Streetlight - MH 400W - Tariff Relamp - to LED 180W - NR |  | 1352.522 | 324.0232 | 64.8046 | 388.8278 | -292.022 | 975.4527 | 2518.3556 | -12.0688 | -33.6634 | 3.7023 | 12.849 | 0.31614 | 56.2039 | 41.328 | 38.2605 | 21.8795 | 17.5745 | 13.6396 | 14.2857 | 20.7445 | 26.1623 | 42.6401 | 49.7122 | 58.9736 |  | 92.2836 | 79.8323 | 80.2234 | 76.0138 | 70.0014 | 63.5832 | 69.5127 | 75.126 | 80.6512 | 83.4817 | 88.0124 | 92.3959
Streetlight - MH 1000W - Group Relamp - to LED 421W - New |  | 3303.4621 | 532.0695 | 106.4139 | 638.4834 | 589.559 | 2382.4906 | 1693.1068 | -13.9391 | -4.6446 | 3.3279 | 31.383 | 0.77216 | 137.275 | 100.9415 | 93.4492 | 53.4395 | 42.9247 | 33.314 | 34.892 | 50.6672 | 63.9 | 104.1462 | 121.4194 | 144.0399 |  | 225.3977 | 194.986 | 195.9412 | 185.6595 | 170.9747 | 155.2986 | 169.7811 | 183.4911 | 196.9862 | 203.8995 | 214.9656 | 225.672
Streetlight - HPS 250W - Group Relamp - to LED 135W - NR |  | 754.104 | 162.0116 | 32.4023 | 194.4139 | 76.6138 | 543.8675 | 2258.3963 | -12.658 | -10.3009 | 2.9924 | 7.164 | 0.17627 | 31.3367 | 23.0426 | 21.3323 | 12.199 | 9.7987 | 7.6048 | 7.965 | 11.5662 | 14.5869 | 23.7742 | 27.7172 | 32.881 |  | 51.4531 | 44.5108 | 44.7289 | 42.3818 | 39.0296 | 35.4511 | 38.7571 | 41.8868 | 44.9674 | 46.5455 | 49.0717 | 51.5157
Streetlight - HPS 100W - Group Relamp - to LED 42W - NR |  | 384.3498 | 113.4081 | 22.6816 | 136.0897 | 12.1798 | 277.197 | 3101.7215 | -10.7466 | -15.4447 | 2.6144 | 3.6513 | 0.089839 | 15.9716 | 11.7443 | 10.8726 | 6.2176 | 4.9942 | 3.876 | 4.0596 | 5.895 | 7.4346 | 12.1172 | 14.1268 | 16.7587 |  | 26.2245 | 22.6861 | 22.7973 | 21.601 | 19.8925 | 18.0686 | 19.7536 | 21.3487 | 22.9189 | 23.7232 | 25.0107 | 26.2564
Streetlight - MH 400W - Group Relamp - to LED 180W - NR |  | 1352.522 | 324.0232 | 64.8046 | 388.8278 | 292.654 | 975.4527 | 2518.3556 | -12.0688 | -1.8551 | 2.4557 | 12.849 | 0.31614 | 56.2039 | 41.328 | 38.2605 | 21.8795 | 17.5745 | 13.6396 | 14.2857 | 20.7445 | 26.1623 | 42.6401 | 49.7122 | 58.9736 |  | 92.2836 | 79.8323 | 80.2234 | 76.0138 | 70.0014 | 63.5832 | 69.5127 | 75.126 | 80.6512 | 83.4817 | 88.0124 | 92.3959
Streetlight - HPS 100W - Group Relamp - to LED 58W - NR |  | 306.5068 | 113.4081 | 22.6816 | 136.0897 | 12.1798 | 221.0558 | 3889.4603 | -8.9613 | -14.8525 | 2.2724 | 2.9118 | 0.071644 | 12.7369 | 9.3657 | 8.6705 | 4.9583 | 3.9827 | 3.091 | 3.2374 | 4.7011 | 5.9289 | 9.6631 | 11.2657 | 13.3645 |  | 20.9132 | 18.0915 | 18.1801 | 17.2261 | 15.8636 | 14.4092 | 15.7529 | 17.0249 | 18.2771 | 18.9185 | 19.9453 | 20.9386
Streetlight - MH 1000W - Tariff Relamp - to LED 421W - NR |  | 3303.4621 | 972.0695 | 194.4139 | 1166.4834 | 646.0505 | 2382.4906 | 3093.2379 | -10.7658 | -3.3863 | 2.234 | 31.383 | 0.77216 | 137.275 | 100.9415 | 93.4492 | 53.4395 | 42.9247 | 33.314 | 34.892 | 50.6672 | 63.9 | 104.1462 | 121.4194 | 144.0399 |  | 225.3977 | 194.986 | 195.9412 | 185.6595 | 170.9747 | 155.2986 | 169.7811 | 183.4911 | 196.9862 | 203.8995 | 214.9656 | 225.672
Streetlight - MH 200W - Group Relamp - to LED 135W - NR |  | 462.1928 | 162.0116 | 32.4023 | 194.4139 | 76.6138 | 333.3382 | 3684.7518 | -9.4252 | -5.5794 | 2.0947 | 4.3909 | 0.10803 | 19.2064 | 14.1229 | 13.0746 | 7.4768 | 6.0057 | 4.661 | 4.8818 | 7.0889 | 8.9403 | 14.5713 | 16.988 | 20.1529 |  | 31.5358 | 27.2808 | 27.4145 | 25.9759 | 23.9213 | 21.7281 | 23.7544 | 25.6725 | 27.5607 | 28.5279 | 30.0762 | 31.5741
Streetlight - MH 1000W - Group Relamp - to LED 421W - NR |  | 3303.4621 | 972.0695 | 194.4139 | 1166.4834 | 1226.4763 | 2382.4906 | 3093.2379 | -10.7658 | 9.5422 | 1.8216 | 31.383 | 0.77216 | 137.275 | 100.9415 | 93.4492 | 53.4395 | 42.9247 | 33.314 | 34.892 | 50.6672 | 63.9 | 104.1462 | 121.4194 | 144.0399 |  | 225.3977 | 194.986 | 195.9412 | 185.6595 | 170.9747 | 155.2986 | 169.7811 | 183.4911 | 196.9862 | 203.8995 | 214.9656 | 225.672
Note on I6: :ProCost Perioodic replacement costs and savinsg of the measure. These are costs and savings that occur periodicially, but at different periods than annually. Can be positive or negative. Periodic replacement costs for both the measure and the baseline measure should be included if applicable. ProCost can analysze these costs in two ways dependent on the 'Repeat Periodic Replacemetn' switch in the ProData page. When set to 'On', ProCost repeats replacement costs for multiple times over the life of a measure depending on the input period and measure life. For example fluorescent lamps may have a 4-year replacement cycle that repeats 3 times in a 15-year measure life. When set to 'Off', ProCost reads the period as the year after installation that the replacement cost occurs and does not subsequently reinstall or repeat the replacement costs. For example a compressor may be replaced only once in the life of a heat-pump system. Example: A new fluorescent lighting systems may have a measure life of 15 years, and a lamp life of five years. Two lamps lamps per fixture must be replaced at years 6 and 11. Lamp and labor costs, expressed as positive costs, are entered as a cost and the period would be enetered as 5. The baseline measure may have a four year lamp life and would have required a three-lamp replacement at years 5, 9 and 13. Lamp and labor replacement costs would be entered as annual savings in dollars with a 4-year period. ProCost determines the net present value of the two cost streams.
Note on O6: :ProCost If the measure has gas savings for incfreases, enter the annual savings and shape of the savings here. Example: Clothes washer saves electric motor and dryer energy and gas water heat.
Note on A7: :Procost Category for the measure. Individual measures can be grouped into categories. Procost output is reported by measure and by category. All measures must belong to at least one category. Category name can be the same as measure name. Example: Measures can be combined into one category if they have components with different load shapes or measure lives. On wash machines there may be one load shape for the electric motor savings component, a second load shape for the electric water heat savings component and a third shape for electric dryer savings component.
Note on B7: :ProCost Name of Measure. User-defined. For PTR measures, defined naming conventions apply.
Note on C7: :ProCost Annual electric savings for the measure in kWh at the site. May be positive, negative or zero. Savings are incremental to the baseline alternative.
Note on D7: :ProCost Physical life of the measure in years. Must be >=1.
Note on E7: :ProCost Initial cost to install the measure in dollars. Costs are incremental to the baseline alternative. Dollars must be denominated in the same year as 'Input Cost Reference Year' input on the ProData page.
Note on F7: :ProCost Annaul opperations and maintenace cost for the measure in dollars. Must be incremental cost over the baseline alternative. May be positive, negative or zero. Dollars must be denominated in the same year as 'Input Cost Reference Year' input on the ProData page. O&M costs are enetered as positive values. Negative values represent O&M savings compared to the baseline alternative. Example: Annualized maintenace cost for a heat pump heating system compared to a baseline electric resistance heating system.
Note on G7: :ProCost Name of the pointer to the shape of the savings. The shapes represent the daily and monthly shape of the savings in four time segments for each month of the year. Shape of the savings is relative to the baseline alternative. These shaps are in the MC_AND_Loadshape file.
Note on H7: :ProCost Annual value of any non-energy benefits of the measure, relative to the baseline alternative. Expressed in dollars per year and denominated in dollars of the 'Cost Reference Year'. Positive value represents dollar savings. Negative value represents dollar cost. Example: Water, detergent and sewer savings from efficient clothes washer.
Note on I7: : Cost in dollars that is incurred for Period 1. Positive value if cost. Negative value if savings. Dollars must be denominated in the same year as 'Input Cost Reference Year' input on the ProData page.
Note on J7: :ProCost Duration of Period1. The time at which Period 1 costs, or savings, occur. In years.
Note on K7: : Cost in dollars that is incurred for Period 2 Positive value if cost. Negative value if savings. Dollars must be denominated in the same year as 'Input Cost Reference Year' input on the ProData page.
Note on L7: :ProCost Duration of Period 2. The time at which Period 2 costs, or savings, occur. In years.
Note on M7: : Cost in dollars that is incurred for Period 3. Positive value if cost. Negative value if savings. Dollars must be denominated in the same year as 'Input Cost Reference Year' input on the ProData page.
Note on N7: :ProCost Duration of Period 3. The time at which Period 3 costs, or savings, occur. In years.
Note on O7: : Annual gas savings, or increases, in therms.
Note on P7: :ProCost Name of the pointer to the shape of the savings. The shapes represent the daily and monthly shape of the savings in four time segments for each month of the year. Shape of the savings is relative to the baseline alternative. These shaps are in the MC_AND_Loadshape file.
Note on BH58: Direct and program administrative costs incurred by the utility system minus benefits that accrue to the utility system.There are separate Utility System Net Levelized Costs for the electric and the gas system. Utility system benefits include deferred transmission and distribution system capacity, risk-mitigation and Regional Act credit all of which are user-determined inputs.Utility System benefits do not include any non-energy benefits such as, other-fuel benefits, O&M benefits or periodic replacement benefits which generally accrue to the customer or to non-utility sponsors. Utility System Net Levelized Costs correspond to Utility System B/C ratio with regard to the costs and benefits included. Benefits are subtracted from costs, then levelized over the life of the measure The Risk-Mitigation credit is used to determine program cost-effectiveness and impacts both the Utility System B/C ratio and the Utility System Net Levelized Cost. If the Risk-Mitigation credit is non-zero, the Utility System Net Levelized Cost will be reduced by the Risk-Mitigation benefit. When using ProCost to build conservation supply curves, the user should set the Risk-Mitigation Credit to zero so the credit is not reflected in the supply curves.
Note on BM58: Direct and program administrative costs of the measure to sponsor. Separate costs for each sponsor. Depends on share of costs incurred by sponsor, sponsor cost of capital, and financing term which are user-defined inputs. Includes applicable Capital, O&M, Periodic Replacement and Program Administrative costs. Sponsor costs are levelized over program life. Does not include any adjustments for benefit. NOTE: Units are per kWh for 'Electric' runs and per therm for 'Gas' runs for all sponsors.
Note on CE58: All costs minus all benefits regardless of which sponsor incurs the cost or accrues the benefits. TRC Net Levelized Cost includes all applicable costs and all benefits. In addition to energy system costs and benefits, TRC Net Levelized Cost includes non-energy, other-fuel, O&M, periodic-replacement and risk-mitigation benefits and costs. TRC Net Levelized Cost corresponds to TRC B/C ratios with regard to the costs and benefits included. Benefits are subtracted from costs, then levelized over the life of the measure. The Risk-Mitigation credit is used to determine program cost-effectiveness and impacts both the TRC B/C ratio and the TRC Net Levelized Cost. If Risk-Mitigation credit is non-zero, TRC Levelized Cost will be reduced by the risk-mitigation benefit. When using ProCost to build conservation supply curves, the user should set the Risk-Mitigation Credit to zero so the credit is not reflected in the supply curves.
Note on CW58: Direct and program administrative costs incurred by the utility system minus benefits that accrue to the utility system.There are separate Utility System Net Levelized Costs for the electric and the gas system. Utility system benefits include deferred transmission and distribution system capacity, risk-mitigation and Regional Act credit all of which are user-determined inputs.Utility System benefits do not include any non-energy benefits such as, other-fuel benefits, O&M benefits or periodic replacement benefits which generally accrue to the customer or to non-utility sponsors. Utility System Net Levelized Costs correspond to Utility System B/C ratio with regard to the costs and benefits included. Benefits are subtracted from costs, then levelized over the life of the measure The Risk-Mitigation credit is used to determine program cost-effectiveness and impacts both the Utility System B/C ratio and the Utility System Net Levelized Cost. If the Risk-Mitigation credit is non-zero, the Utility System Net Levelized Cost will be reduced by the Risk-Mitigation benefit. When using ProCost to build conservation supply curves, the user should set the Risk-Mitigation Credit to zero so the credit is not reflected in the supply curves.
Note on BH87: Direct and program administrative costs incurred by the utility system minus benefits that accrue to the utility system.There are separate Utility System Net Levelized Costs for the electric and the gas system. Utility system benefits include deferred transmission and distribution system capacity, risk-mitigation and Regional Act credit all of which are user-determined inputs.Utility System benefits do not include any non-energy benefits such as, other-fuel benefits, O&M benefits or periodic replacement benefits which generally accrue to the customer or to non-utility sponsors. Utility System Net Levelized Costs correspond to Utility System B/C ratio with regard to the costs and benefits included. Benefits are subtracted from costs, then levelized over the life of the measure The Risk-Mitigation credit is used to determine program cost-effectiveness and impacts both the Utility System B/C ratio and the Utility System Net Levelized Cost. If the Risk-Mitigation credit is non-zero, the Utility System Net Levelized Cost will be reduced by the Risk-Mitigation benefit. When using ProCost to build conservation supply curves, the user should set the Risk-Mitigation Credit to zero so the credit is not reflected in the supply curves.
Note on BM87: Direct and program administrative costs of the measure to sponsor. Separate costs for each sponsor. Depends on share of costs incurred by sponsor, sponsor cost of capital, and financing term which are user-defined inputs. Includes applicable Capital, O&M, Periodic Replacement and Program Administrative costs. Sponsor costs are levelized over program life. Does not include any adjustments for benefit. NOTE: Units are per kWh for 'Electric' runs and per therm for 'Gas' runs for all sponsors.
Note on CE87: All costs minus all benefits regardless of which sponsor incurs the cost or accrues the benefits. TRC Net Levelized Cost includes all applicable costs and all benefits. In addition to energy system costs and benefits, TRC Net Levelized Cost includes non-energy, other-fuel, O&M, periodic-replacement and risk-mitigation benefits and costs. TRC Net Levelized Cost corresponds to TRC B/C ratios with regard to the costs and benefits included. Benefits are subtracted from costs, then levelized over the life of the measure. The Risk-Mitigation credit is used to determine program cost-effectiveness and impacts both the TRC B/C ratio and the TRC Net Levelized Cost. If Risk-Mitigation credit is non-zero, TRC Levelized Cost will be reduced by the risk-mitigation benefit. When using ProCost to build conservation supply curves, the user should set the Risk-Mitigation Credit to zero so the credit is not reflected in the supply curves.
Note on CW87: Direct and program administrative costs incurred by the utility system minus benefits that accrue to the utility system.There are separate Utility System Net Levelized Costs for the electric and the gas system. Utility system benefits include deferred transmission and distribution system capacity, risk-mitigation and Regional Act credit all of which are user-determined inputs.Utility System benefits do not include any non-energy benefits such as, other-fuel benefits, O&M benefits or periodic replacement benefits which generally accrue to the customer or to non-utility sponsors. Utility System Net Levelized Costs correspond to Utility System B/C ratio with regard to the costs and benefits included. Benefits are subtracted from costs, then levelized over the life of the measure The Risk-Mitigation credit is used to determine program cost-effectiveness and impacts both the Utility System B/C ratio and the Utility System Net Levelized Cost. If the Risk-Mitigation credit is non-zero, the Utility System Net Levelized Cost will be reduced by the Risk-Mitigation benefit. When using ProCost to build conservation supply curves, the user should set the Risk-Mitigation Credit to zero so the credit is not reflected in the supply curves.

## M_Input (WT)(wo OM)_Out
Shaped Savings Results; By Category and sorted by TRC BC ratio
[14 empty] | Savings Allocation by Category and Month for Segments 1 | [11 empty] | Savings Allocation by Category and Month for Segments 2
Category | Measure | Busbar Savings | First Cost | Admin Cost | First Year Program Cost | PV Cost | PV Benefits | Unit Program Cost: First Year Program Cost in $/average annual kW saved | Utility System Net Levelized Cost (Net of T&D Capacity Benefits, Act Credit & Risk-Mitigation) in mills/kWh | TRC Net Levelized Cost (Net of All Benefits) in mills/kWh | TRC B/C Ratio | Net Electric & Gas System CO2 Avoided (Lifetime Tons) | Wholesale KW | Jan | Feb | Mar | Apr | May | Jun | Jul | Aug | Sep | Oct | Nov | Dec | Jan | Feb | Mar | Apr | May | Jun | Jul | Aug | Sep | Oct | Nov | Dec
Streetlight - HPS 100W - New |  | 345.4283 | -8.5919 | -1.7184 | -10.3103 | -12.4371 | 249.1264 | -261.4667 | -18.3691 | -20.4258 | 9999 | 3.2816 | 0.080741 | 14.3542 | 10.555 | 9.7716 | 5.5879 | 4.4884 | 3.4835 | 3.6485 | 5.298 | 6.6817 | 10.8901 | 12.6963 | 15.0616 | 23.5688 | 20.3888 | 20.4887 | 19.4136 | 17.8781 | 16.2389 | 17.7533 | 19.1868 | 20.598 | 21.3209 | 22.478 | 23.5975
Streetlight - HPS 250W - New |  | 754.104 | 2.0116 | 0.40232 | 2.4139 | 2.9118 | 543.8675 | 28.0408 | -17.7129 | -17.4923 | 186.7781 | 7.164 | 0.17627 | 31.3367 | 23.0426 | 21.3323 | 12.199 | 9.7987 | 7.6048 | 7.965 | 11.5662 | 14.5869 | 23.7742 | 27.7172 | 32.881 | 51.4531 | 44.5108 | 44.7289 | 42.3818 | 39.0296 | 35.4511 | 38.7571 | 41.8868 | 44.9674 | 46.5455 | 49.0717 | 51.5157
Streetlight - MH 200W - New |  | 462.1928 | 2.0116 | 0.40232 | 2.4139 | 2.9118 | 333.3382 | 45.7508 | -17.6728 | -17.3129 | 114.4769 | 4.3909 | 0.10803 | 19.2064 | 14.1229 | 13.0746 | 7.4768 | 6.0057 | 4.661 | 4.8818 | 7.0889 | 8.9403 | 14.5713 | 16.988 | 20.1529 | 31.5358 | 27.2808 | 27.4145 | 25.9759 | 23.9213 | 21.7281 | 23.7544 | 25.6725 | 27.5607 | 28.5279 | 30.0762 | 31.5741
Streetlight - MH 400W - New |  | 1352.522 | 134.0232 | 26.8046 | 160.8278 | 194.0038 | 975.4527 | 1041.6476 | -15.4156 | -7.222 | 5.028 | 12.849 | 0.31614 | 56.2039 | 41.328 | 38.2605 | 21.8795 | 17.5745 | 13.6396 | 14.2857 | 20.7445 | 26.1623 | 42.6401 | 49.7122 | 58.9736 | 92.2836 | 79.8323 | 80.2234 | 76.0138 | 70.0014 | 63.5832 | 69.5127 | 75.126 | 80.6512 | 83.4817 | 88.0124 | 92.3959
Streetlight - MH 1000W - New |  | 3303.4621 | 532.0695 | 106.4139 | 638.4834 | 770.1915 | 2382.4906 | 1693.1068 | -13.9391 | -0.62112 | 3.0934 | 31.383 | 0.77216 | 137.275 | 100.9415 | 93.4492 | 53.4395 | 42.9247 | 33.314 | 34.892 | 50.6672 | 63.9 | 104.1462 | 121.4194 | 144.0399 | 225.3977 | 194.986 | 195.9412 | 185.6595 | 170.9747 | 155.2986 | 169.7811 | 183.4911 | 196.9862 | 203.8995 | 214.9656 | 225.672
Streetlight - HPS 250W - NR |  | 754.104 | 162.0116 | 32.4023 | 194.4139 | 234.5181 | 543.8675 | 2258.3963 | -12.658 | 5.1067 | 2.3191 | 7.164 | 0.17627 | 31.3367 | 23.0426 | 21.3323 | 12.199 | 9.7987 | 7.6048 | 7.965 | 11.5662 | 14.5869 | 23.7742 | 27.7172 | 32.881 | 51.4531 | 44.5108 | 44.7289 | 42.3818 | 39.0296 | 35.4511 | 38.7571 | 41.8868 | 44.9674 | 46.5455 | 49.0717 | 51.5157
Streetlight - MH 400W - NR |  | 1352.522 | 324.0232 | 64.8046 | 388.8278 | 469.0362 | 975.4527 | 2518.3556 | -12.0688 | 7.7407 | 2.0797 | 12.849 | 0.31614 | 56.2039 | 41.328 | 38.2605 | 21.8795 | 17.5745 | 13.6396 | 14.2857 | 20.7445 | 26.1623 | 42.6401 | 49.7122 | 58.9736 | 92.2836 | 79.8323 | 80.2234 | 76.0138 | 70.0014 | 63.5832 | 69.5127 | 75.126 | 80.6512 | 83.4817 | 88.0124 | 92.3959
Streetlight - MH 1000W - NR |  | 3303.4621 | 972.0695 | 194.4139 | 1166.4834 | 1407.1087 | 2382.4906 | 3093.2379 | -10.7658 | 13.5657 | 1.6932 | 31.383 | 0.77216 | 137.275 | 100.9415 | 93.4492 | 53.4395 | 42.9247 | 33.314 | 34.892 | 50.6672 | 63.9 | 104.1462 | 121.4194 | 144.0399 | 225.3977 | 194.986 | 195.9412 | 185.6595 | 170.9747 | 155.2986 | 169.7811 | 183.4911 | 196.9862 | 203.8995 | 214.9656 | 225.672
Streetlight - HPS 100W - NR |  | 345.4283 | 113.4081 | 22.6816 | 136.0897 | 164.1627 | 249.1264 | 3451.2112 | -9.9545 | 17.1928 | 1.5176 | 3.2816 | 0.080741 | 14.3542 | 10.555 | 9.7716 | 5.5879 | 4.4884 | 3.4835 | 3.6485 | 5.298 | 6.6817 | 10.8901 | 12.6963 | 15.0616 | 23.5688 | 20.3888 | 20.4887 | 19.4136 | 17.8781 | 16.2389 | 17.7533 | 19.1868 | 20.598 | 21.3209 | 22.478 | 23.5975
Streetlight - MH 200W - NR |  | 462.1928 | 162.0116 | 32.4023 | 194.4139 | 234.5181 | 333.3382 | 3684.7518 | -9.4252 | 19.5592 | 1.4214 | 4.3909 | 0.10803 | 19.2064 | 14.1229 | 13.0746 | 7.4768 | 6.0057 | 4.661 | 4.8818 | 7.0889 | 8.9403 | 14.5713 | 16.988 | 20.1529 | 31.5358 | 27.2808 | 27.4145 | 25.9759 | 23.9213 | 21.7281 | 23.7544 | 25.6725 | 27.5607 | 28.5279 | 30.0762 | 31.5741

## M_Input (WT)(wo OM)
Data Set Name | [13 empty] | #REF!
Measure Index Name | Street and Roadway Lighting
Costs must be denominated in the same year as 'Input Cost Reference Year' = |  | 2012
| Weight by Mix Baseline Watts | SUPPLY CURVE WEIGHT BY WATT CLASS
1 | 2 | 3 | 4 | 5 | 6 | 7 | 8 | 9 | 10 | 11 | 12 | 13 | 14 | 15 | 16 | 17 | 18 | 19 | 20 | 21 | 22 | 23 | 24 | 25 | 26 | 27 | 28 | 29 | 30 | 31 | 32 | 33 | 34 | 35 | 36 | 37 | 38 | 39 | 40 | 41 | 42 | 43 | 44 | 45 | 46 | 47 | 48 | 49 | 50 | 51 | 52 | 53 | 54 | 55 | 56 | 57 | 58 | 59 | 60 | 61 | 62 | 63 | 64 | 65 | 66 | 67 | 68 | 69 | 70 | 71 | 72 | 73 | 74 | 75 | 76 | 77 | 78 | 79 | 80 | 81 | 82 | 83 | 84 | 85 | 86 | 87 | 88 | 89 | 90 | 91 | 92 | 93 | 94 | 95 | 96 | 97 | 98 | 99 | 100 | 101 | 102 | 103 | 104 | 105
Input Data | [7 empty] | Periodic Replacement Costs and Savings and Replacement Period | [5 empty] | Gas Inputs |  | Retro or LO | Early Retrofit Parameters
Category Name | Measure Name | Savings (kwh/yr) | Life (yrs) | Capital Cost | Annual O&M | Shape Pointer | Non-E Val ($/yr) | Cost 1 ($) | Period 1 | Cost 2 ($) | Period 2 | Cost 3 ($) | Period 3 | Savings (therms/yr) | Shape Pointer | R or L | Savings 2 (kWh) | Remaining Life (yrs) | Salvage Value ($)
Streetlight - HPS 100W - New | Streetlight - HPS 100W - Group Relamp - to LED 42W - New | 84.925 | 16.2791 | -2.148 |  | S-All-Lgt-Streetlight-All-All-U | [9 empty] | L
Streetlight - HPS 100W - New | Streetlight - HPS 100W - Tariff Relamp - to LED 42W - New | 84.925 | 16.2791 | -2.148 |  | S-All-Lgt-Streetlight-All-All-U | [9 empty] | L
Streetlight - HPS 100W - New | Streetlight - HPS 100W - Group Relamp - to LED 58W - New | 67.725 | 16.2791 | -2.148 |  | S-All-Lgt-Streetlight-All-All-U | [9 empty] | L
Streetlight - HPS 100W - New | Streetlight - HPS 100W - Tariff Relamp - to LED 58W - New | 67.725 | 16.2791 | -2.148 |  | S-All-Lgt-Streetlight-All-All-U | [9 empty] | L
Streetlight - MH 200W - New | Streetlight - MH 200W - Group Relamp - to LED 135W - New | 204.25 | 16.2791 | 1.0058 |  | S-All-Lgt-Streetlight-All-All-U | [9 empty] | L
Streetlight - MH 200W - New | Streetlight - MH 200W - Tariff Relamp - to LED 135W - New | 204.25 | 16.2791 | 1.0058 |  | S-All-Lgt-Streetlight-All-All-U | [9 empty] | L
Streetlight - HPS 250W - New | Streetlight - HPS 250W - Group Relamp - to LED 135W - New | 333.25 | 16.2791 | 1.0058 |  | S-All-Lgt-Streetlight-All-All-U | [9 empty] | L
Streetlight - HPS 250W - New | Streetlight - HPS 250W - Tariff Relamp - to LED 135W - New | 333.25 | 16.2791 | 1.0058 |  | S-All-Lgt-Streetlight-All-All-U | [9 empty] | L
Streetlight - MH 400W - New | Streetlight - MH 400W - Group Relamp - to LED 180W - New | 597.7 | 16.2791 | 67.0116 |  | S-All-Lgt-Streetlight-All-All-U | [9 empty] | L
Streetlight - MH 400W - New | Streetlight - MH 400W - Tariff Relamp - to LED 180W - New | 597.7 | 16.2791 | 67.0116 |  | S-All-Lgt-Streetlight-All-All-U | [9 empty] | L
Streetlight - MH 1000W - New | Streetlight - MH 1000W - Group Relamp - to LED 421W - New | 1459.85 | 16.2791 | 266.0347 |  | S-All-Lgt-Streetlight-All-All-U | [9 empty] | L
Streetlight - MH 1000W - New | Streetlight - MH 1000W - Tariff Relamp - to LED 421W - New | 1459.85 | 16.2791 | 266.0347 |  | S-All-Lgt-Streetlight-All-All-U | [9 empty] | L
Streetlight - HPS 100W - NR | Streetlight - HPS 100W - Group Relamp - to LED 42W - NR | 84.925 | 16.2791 | 28.352 |  | S-All-Lgt-Streetlight-All-All-U | [9 empty] | L
Streetlight - HPS 100W - NR | Streetlight - HPS 100W - Tariff Relamp - to LED 42W - NR | 84.925 | 16.2791 | 28.352 |  | S-All-Lgt-Streetlight-All-All-U | [9 empty] | L
Streetlight - HPS 100W - NR | Streetlight - HPS 100W - Group Relamp - to LED 58W - NR | 67.725 | 16.2791 | 28.352 |  | S-All-Lgt-Streetlight-All-All-U | [9 empty] | L
Streetlight - HPS 100W - NR | Streetlight - HPS 100W - Tariff Relamp - to LED 58W - NR | 67.725 | 16.2791 | 28.352 |  | S-All-Lgt-Streetlight-All-All-U | [9 empty] | L
Streetlight - MH 200W - NR | Streetlight - MH 200W - Group Relamp - to LED 135W - NR | 204.25 | 16.2791 | 81.0058 |  | S-All-Lgt-Streetlight-All-All-U | [9 empty] | L
Streetlight - MH 200W - NR | Streetlight - MH 200W - Tariff Relamp - to LED 135W - NR | 204.25 | 16.2791 | 81.0058 |  | S-All-Lgt-Streetlight-All-All-U | [9 empty] | L
Streetlight - HPS 250W - NR | Streetlight - HPS 250W - Group Relamp - to LED 135W - NR | 333.25 | 16.2791 | 81.0058 |  | S-All-Lgt-Streetlight-All-All-U | [9 empty] | L
Streetlight - HPS 250W - NR | Streetlight - HPS 250W - Tariff Relamp - to LED 135W - NR | 333.25 | 16.2791 | 81.0058 |  | S-All-Lgt-Streetlight-All-All-U | [9 empty] | L
Streetlight - MH 400W - NR | Streetlight - MH 400W - Group Relamp - to LED 180W - NR | 597.7 | 16.2791 | 162.0116 |  | S-All-Lgt-Streetlight-All-All-U | [9 empty] | L
Streetlight - MH 400W - NR | Streetlight - MH 400W - Tariff Relamp - to LED 180W - NR | 597.7 | 16.2791 | 162.0116 |  | S-All-Lgt-Streetlight-All-All-U | [9 empty] | L
Streetlight - MH 1000W - NR | Streetlight - MH 1000W - Group Relamp - to LED 421W - NR | 1459.85 | 16.2791 | 486.0347 |  | S-All-Lgt-Streetlight-All-All-U | [9 empty] | L
Streetlight - MH 1000W - NR | Streetlight - MH 1000W - Tariff Relamp - to LED 421W - NR | 1459.85 | 16.2791 | 486.0347 |  | S-All-Lgt-Streetlight-All-All-U | [9 empty] | L
ProCost Results
Version: | ProCost 3.0 - Beta04
Run Time: | Monday, 12 January , 2015 at 11:23 AM
Regurgitation of ProData input parameters which were used for this run
| Run Parameters |  | Run Parameters |  |  | Marginal Cost & Conservation Load Shape Parameters | [9 empty] | Sponsor Parameters | [5 empty] | Program Parameters |  |  | Utility System Parameters
| Run Type | Electric | Run Type | Electric |  | Marginal Costs and Savings Shape File | \\nas2\Q\SeventhPlan\Conservation Analysis\Global EE Inputs\MC Files\MC_AND_LOADSHAPE_v3.0_24segment-7P-D9 - NewSegValues.xlsx |  |  | 6P MidC Final (with carbon) | [6 empty] | Customer | Wholesale Elec | Retail Elec | Nat Gas |  | Program Life (yrs) | 20 |  |  | Electric | Gas
| Negative B/C Ratios | Off | Negative B/C Ratios | Off |  | Marginal Elec Avoided Cost Input Worksheet | 7P Mid |  |  | Conservation Load Shapes | [5 empty] | Real After-Tax Cost of Capital | 0.068013 | 0.043878 | 0.053289 | 0.054479 |  | Program Start Date | 2016 |  | Bulk System T&D Loss Factor | 0.03 | 0.01
| Admin Cost @ Category Level | On | Admin Cost @ Category Level | On |  | Elec Savings Shape Input Worksheet | GLSShapes |  |  | 6P_Gas_Final | [5 empty] | Financial Life (years) | 12 | 12 | 1 | 1 |  | Present Value Time Zero | 2016 |  | Bulk System T&D Credit ($/kw-yr)($/dailytherm-yr) | 26 | 0
| Repeat Periodic Replacement | On | Repeat Periodic Replacement | On |  | Marginal Gas Avoided Cost Input Worksheet | 7P Gas |  |  | Conservation Load Shapes | [6 empty] | Customer | Wholesale Elec | Retail Elec | Nat Gas |  | Input Cost Reference Year | 2012 |  | Bulk System T&D I2R Loss Component (%) | 0.9 | N/A
[6 empty] | Gas Savings Shape Input Worksheet | GLSShapes | [8 empty] | Sponsor Share of Initial Capital Cost | 0.35 | 0.195 | 0.04875 | 0.40625 |  | Real Discount Rate | 0.04 |  | Local System Dist Loss Factor | 0.055 | 0
| Run Type: | Electric |  |  |  | Marginal Elec CO2 per kWh Input Worksheet | CO2 lbs per kWh .95 |  |  | CO2 lbs per therm | [5 empty] | Sponsor Share of Annual O&M | 1 | 0 | 0 | 0 |  | Capital Real Escalation Rate | 0 |  | Local System Dist Credit ($/kw-yr)($/dailytherm-yr) | 31 | 0
| Negative B/C Ratios: | False: (Converts Negative B/C Ratios) |  |  |  | Marginal Gas CO2 per therm Input Worksheet | CO2 lbs per therm |  |  | Zero Dollars per ton CO2 | [5 empty] | Sponsor Share of Periodic Replacement Cost | 1 | 0 | 0 | 0 |  | Admin Cost (as % of Initial Capital Cost) | 0.2 |  | Local System Dist I2R Loss Component (%) | 0.7 | N/A
| Admin Cost / Category Level: | True: Admin Costs added at Category Results |  |  |  | Marginal Avoided Cost CO2 Input Worksheet | Zero Dollars per ton CO2 |  |  | LineLossShapes | [5 empty] | Sponsor Share of Admin Cost |  | 0.3 | 0.075 | 0.625 |  | Regional Act Conservation Credit (%) | 0.1 |  | Risk-Mitigation Credit (mills/kWh)(mills/therm) - Retro. | 0 | 0
| Periodic O&M Treatment: | True: (Periodic O&M Repeats over measure life) |  |  |  | Line Loss Shape Input Worksheet | LineLossShapes | [8 empty] | Last Year of Non-Customer O&M & Period Replacement |  | 20 |  |  |  | Report Annual Carbon Saved for Year | 2018 |  | Risk-Mitigation Credit (mills/kWh)(mills/therm) - Lost Op. | 0 | 0
Measure Results; Sorted in same order as input
Total Results |  | Measure Input Data | [8 empty] | Savings | [5 empty] | PV Capital |  |  |  | PV Admin |  |  |  | PV O&M |  |  |  | PV Periodic Repl. |  |  |  | Total PV Capital, O&M and Periodic Repl Costs |  |  |  |  | PV Wholesale Electric Utility Costs & Benefits | [6 empty] | PV Retail Electric Utility Costs & Benefits | [6 empty] | PV Electric Utility System Costs & Benefits | [5 empty] | Electric Utility System Economics |  | Sponsor Levelized Cost (mills/kwh) |  |  |  |  | PV Regional Costs & Benefits | [15 empty] | TRC Economics |  | Physical CO2 | [6 empty] | Gas Inputs |  |  |  | PV Gas Utility System Costs & Benefits |  |  |  |  | Gas Utility System Economics
Category | Measure | Measure Life | Site Savings (kWh) | Site Savings (therms) | Capital Cost ($/unit) | Annual O&M Cost ($/unit) | PV Per. Repl. Cost ($/unit) | Load Shape (electric) | Diversified Load Factor (electric) | Wholesale Power Coincidence Factor (electric) | Wholesale Electric Energy (kWh) | Wholesale Electric Demand (kw) | Retail Electric Demand (kW) | Wholesale Gas Energy (therms/yr) | Wholesale Gas Demand (therms/day) | Retail Gas Demand (therms/day) | Wholesale Electric | Retail Electric | Natural Gas | Customer | Wholesale Electric | Retail Electric | Natural Gas | Customer | Wholesale Electric | Retail Electric | Natural Gas | Customer | Wholesale Electric | Retail Electric | Natural Gas | Customer | Wholesale Electric | Retail Electric | Natural Gas | Customer | Total | Wholesale Utility System Energy | Wholesale Utility System T&D Def. Cap. | Wholesale Utility System Act C-E Credit | Wholesale Utility System Risk Mitigation Benefit | Wholesale Utility System Total System Benefit | Wholesale Utility System Total Non-Consumer Cost | Wholesale Utility System B/C Ratio | Retail Utility System Energy | Retail Utility System T&D Def. Cap. | Retail Utility System Act C-E Credit | Retail Utility System Risk Mitigation Benefit | Retail Utility System Total System Benefit | Retail Utility System Total Non-Consumer Cost | Retail Utility System System B/C Ratio | Utility System Energy | Utility System T&D Def. Cap. | Utility System Act C-E Credit | Utility System Total Risk Mitigation Benefit | Utility System Total System Benefit | Utility System Total Non-Consumer Cost | Utility System Net Levelized Cost (Net of Elec T&D Capacity Benefits, Act Credit & Risk-Mitigation Benefit) in mills/kwh | Utility System System B/C Ratio | Wholesale Electric Levelized Cost | Retail Electric Levelized Cost | Natural Gas Levelized Cost | Customer Levelized Cost | Total Levelized Cost | PV Regional Electric Energy | PV Regional Gas Energy | PV Regional Electric T&D Def. Cap. | PV Regional Gas T&D Def. Cap. | PV Regional Electric System CO2 | PV Regional Gas System CO2 | PV Regional Electric System Risk-Mitigation Benefit | PV Regional Gas System Risk-Mitigation Benefit | PV Regional Non-E Value | PV Regional Act Credit | PV Regional Capital Cost | PV Regional Admin Cost | PV Regional Annual O&M Cost | PV Regional Periodic Replacement Cost | PV Total Regional Benefit | PV Total Regional Cost | TRC B/C Ratio | TRC Net Levelized Cost (Net of All Benefits) in mills/kWh | Electric System CO2 Avoided (Lifetime Tons) | Gas System CO2 Avoided (Lifetime Tons) | Total System CO2 Avoided (Lifetime Tons) | Electric System CO2 Avoided (Annual Tons in 2018) | Gas System CO2 Avoided (Annual Tons in 2018) | Total System CO2 Avoided (Annual Tons in 2018) |  | Gas Site Savings (therms) | Load Shape (gas) | Diversitfied Load Factor (gas) | Wholesale Coincidence Factor (gas) | Total Gas Utility System Energy | Gas Utility System T&D Def. Cap. | Gas Utility System Risk Mitigation Benefit | Gas Utility System Total System Benefit | Gas Utility System Total Non-Consumer Cost | Gas Utility System Net Levelized Cost (Net of Gas T&D Capacity Benefits & Risk-Mitigation Benefits) in cents/therm | Gas Utility System System B/C Ratio
Streetlight - HPS 100W - New | Streetlight - HPS 100W - Group Relamp - to LED 42W - New | 16.2791 | 84.925 | 0 | -2.148 | 0 | 0 | S-All-Lgt-Streetlight-All-All-U |  |  | 96.0874 | 0.02246 | 0.021309 | 0 | 0 | 0 | -0.42833 | -0.10605 | -0.88476 | -1.2605 | (na) | (na) | (na) | (na) | 0 | 0 | 0 | 0 | 0 | 0 | 0 | 0 | -0.42833 | -0.10605 | -0.88476 | -1.2605 | -2.6797 | 46.0857 | 7.9361 | 5.4022 | 0 | 59.424 | -0.42833 | 9999 | 46.0857 | 8.9775 | 5.5063 | 0 | 60.5695 | -0.10605 | 9999 | 46.0857 | 16.9136 | 6.2999 | 0 | 69.2992 | -0.53439 | -18.1857 | 9999 | -0.32801 | -0.081212 | -0.67753 | -0.96529 | -2.052 | 46.0857 | 0 | 16.9136 | 0 | 0 | 0 | 0 | 0 | 0 | 6.2999 | -2.6797 |  | 0 | 0 | 69.2992 | -2.6797 | 9999 | -19.8285 | 0.91283 | 0 | 0.91283 | 0.045642 | 0 | 0.045642 |  | 0 |  | 0 | 0 | 0 | 0 | 0 | 0 | -0.88476 | 9999 | 9999
Streetlight - HPS 100W - New | Streetlight - HPS 100W - Tariff Relamp - to LED 42W - New | 16.2791 | 84.925 | 0 | -2.148 | 0 | 0 | S-All-Lgt-Streetlight-All-All-U |  |  | 96.0874 | 0.02246 | 0.021309 | 0 | 0 | 0 | -0.42833 | -0.10605 | -0.88476 | -1.2605 | (na) | (na) | (na) | (na) | 0 | 0 | 0 | 0 | 0 | 0 | 0 | 0 | -0.42833 | -0.10605 | -0.88476 | -1.2605 | -2.6797 | 46.0857 | 7.9361 | 5.4022 | 0 | 59.424 | -0.42833 | 9999 | 46.0857 | 8.9775 | 5.5063 | 0 | 60.5695 | -0.10605 | 9999 | 46.0857 | 16.9136 | 6.2999 | 0 | 69.2992 | -0.53439 | -18.1857 | 9999 | -0.32801 | -0.081212 | -0.67753 | -0.96529 | -2.052 | 46.0857 | 0 | 16.9136 | 0 | 0 | 0 | 0 | 0 | 0 | 6.2999 | -2.6797 |  | 0 | 0 | 69.2992 | -2.6797 | 9999 | -19.8285 | 0.91283 | 0 | 0.91283 | 0.045642 | 0 | 0.045642 |  | 0 |  | 0 | 0 | 0 | 0 | 0 | 0 | -0.88476 | 9999 | 9999
Streetlight - HPS 100W - New | Streetlight - HPS 100W - Group Relamp - to LED 58W - New | 16.2791 | 67.725 | 0 | -2.148 | 0 | 0 | S-All-Lgt-Streetlight-All-All-U |  |  | 76.6267 | 0.017911 | 0.016993 | 0 | 0 | 0 | -0.42833 | -0.10605 | -0.88476 | -1.2605 | (na) | (na) | (na) | (na) | 0 | 0 | 0 | 0 | 0 | 0 | 0 | 0 | -0.42833 | -0.10605 | -0.88476 | -1.2605 | -2.6797 | 36.7519 | 6.3288 | 4.3081 | 0 | 47.3887 | -0.42833 | 9999 | 36.7519 | 7.1593 | 4.3911 | 0 | 48.3023 | -0.10605 | 9999 | 36.7519 | 13.4881 | 5.024 | 0 | 55.264 | -0.53439 | -18.2896 | 9999 | -0.41131 | -0.10184 | -0.8496 | -1.2104 | -2.5732 | 36.7519 | 0 | 13.4881 | 0 | 0 | 0 | 0 | 0 | 0 | 5.024 | -2.6797 |  | 0 | 0 | 55.264 | -2.6797 | 9999 | -20.3497 | 0.72796 | 0 | 0.72796 | 0.036398 | 0 | 0.036398 |  | 0 |  | 0 | 0 | 0 | 0 | 0 | 0 | -0.88476 | 9999 | 9999
Streetlight - HPS 100W - New | Streetlight - HPS 100W - Tariff Relamp - to LED 58W - New | 16.2791 | 67.725 | 0 | -2.148 | 0 | 0 | S-All-Lgt-Streetlight-All-All-U |  |  | 76.6267 | 0.017911 | 0.016993 | 0 | 0 | 0 | -0.42833 | -0.10605 | -0.88476 | -1.2605 | (na) | (na) | (na) | (na) | 0 | 0 | 0 | 0 | 0 | 0 | 0 | 0 | -0.42833 | -0.10605 | -0.88476 | -1.2605 | -2.6797 | 36.7519 | 6.3288 | 4.3081 | 0 | 47.3887 | -0.42833 | 9999 | 36.7519 | 7.1593 | 4.3911 | 0 | 48.3023 | -0.10605 | 9999 | 36.7519 | 13.4881 | 5.024 | 0 | 55.264 | -0.53439 | -18.2896 | 9999 | -0.41131 | -0.10184 | -0.8496 | -1.2104 | -2.5732 | 36.7519 | 0 | 13.4881 | 0 | 0 | 0 | 0 | 0 | 0 | 5.024 | -2.6797 |  | 0 | 0 | 55.264 | -2.6797 | 9999 | -20.3497 | 0.72796 | 0 | 0.72796 | 0.036398 | 0 | 0.036398 |  | 0 |  | 0 | 0 | 0 | 0 | 0 | 0 | -0.88476 | 9999 | 9999
Streetlight - MH 200W - New | Streetlight - MH 200W - Group Relamp - to LED 135W - New | 16.2791 | 204.25 | 0 | 1.0058 | 0 | 0 | S-All-Lgt-Streetlight-All-All-U |  |  | 231.0964 | 0.054017 | 0.05125 | 0 | 0 | 0 | 0.20057 | 0.049659 | 0.41429 | 0.59024 | (na) | (na) | (na) | (na) | 0 | 0 | 0 | 0 | 0 | 0 | 0 | 0 | 0.20057 | 0.049659 | 0.41429 | 0.59024 | 1.2548 | 110.839 | 19.0869 | 12.9926 | 0 | 142.9184 | 0.20057 | 712.5696 | 110.839 | 21.5915 | 13.243 | 0 | 145.6735 | 0.049659 | 2933.4929 | 110.839 | 40.6784 | 15.1517 | 0 | 166.6691 | 0.25023 | -17.6968 | 666.0731 | 0.063861 | 0.015811 | 0.13191 | 0.18794 | 0.39952 | 110.839 | 0 | 40.6784 | 0 | 0 | 0 | 0 | 0 | 0 | 15.1517 | 1.2548 |  | 0 | 0 | 166.6691 | 1.2548 | 132.8294 | -17.3769 | 2.1954 | 0 | 2.1954 | 0.10977 | 0 | 0.10977 |  | 0 |  | 0 | 0 | 0 | 0 | 0 | 0 | 0.41429 | 9999 | 0
Streetlight - MH 200W - New | Streetlight - MH 200W - Tariff Relamp - to LED 135W - New | 16.2791 | 204.25 | 0 | 1.0058 | 0 | 0 | S-All-Lgt-Streetlight-All-All-U |  |  | 231.0964 | 0.054017 | 0.05125 | 0 | 0 | 0 | 0.20057 | 0.049659 | 0.41429 | 0.59024 | (na) | (na) | (na) | (na) | 0 | 0 | 0 | 0 | 0 | 0 | 0 | 0 | 0.20057 | 0.049659 | 0.41429 | 0.59024 | 1.2548 | 110.839 | 19.0869 | 12.9926 | 0 | 142.9184 | 0.20057 | 712.5696 | 110.839 | 21.5915 | 13.243 | 0 | 145.6735 | 0.049659 | 2933.4929 | 110.839 | 40.6784 | 15.1517 | 0 | 166.6691 | 0.25023 | -17.6968 | 666.0731 | 0.063861 | 0.015811 | 0.13191 | 0.18794 | 0.39952 | 110.839 | 0 | 40.6784 | 0 | 0 | 0 | 0 | 0 | 0 | 15.1517 | 1.2548 |  | 0 | 0 | 166.6691 | 1.2548 | 132.8294 | -17.3769 | 2.1954 | 0 | 2.1954 | 0.10977 | 0 | 0.10977 |  | 0 |  | 0 | 0 | 0 | 0 | 0 | 0 | 0.41429 | 9999 | 0
Streetlight - HPS 250W - New | Streetlight - HPS 250W - Group Relamp - to LED 135W - New | 16.2791 | 333.25 | 0 | 1.0058 | 0 | 0 | S-All-Lgt-Streetlight-All-All-U |  |  | 377.052 | 0.088133 | 0.083618 | 0 | 0 | 0 | 0.20057 | 0.049659 | 0.41429 | 0.59024 | (na) | (na) | (na) | (na) | 0 | 0 | 0 | 0 | 0 | 0 | 0 | 0 | 0.20057 | 0.049659 | 0.41429 | 0.59024 | 1.2548 | 180.8425 | 31.1418 | 21.1984 | 0 | 233.1827 | 0.20057 | 1162.6136 | 180.8425 | 35.2282 | 21.6071 | 0 | 237.6778 | 0.049659 | 4786.2252 | 180.8425 | 66.37 | 24.7213 | 0 | 271.9338 | 0.25023 | -17.7276 | 1086.7508 | 0.039141 | 0.0096909 | 0.080849 | 0.11519 | 0.24487 | 180.8425 | 0 | 66.37 | 0 | 0 | 0 | 0 | 0 | 0 | 24.7213 | 1.2548 |  | 0 | 0 | 271.9338 | 1.2548 | 216.7216 | -17.5316 | 3.582 | 0 | 3.582 | 0.1791 | 0 | 0.1791 |  | 0 |  | 0 | 0 | 0 | 0 | 0 | 0 | 0.41429 | 9999 | 0
Streetlight - HPS 250W - New | Streetlight - HPS 250W - Tariff Relamp - to LED 135W - New | 16.2791 | 333.25 | 0 | 1.0058 | 0 | 0 | S-All-Lgt-Streetlight-All-All-U |  |  | 377.052 | 0.088133 | 0.083618 | 0 | 0 | 0 | 0.20057 | 0.049659 | 0.41429 | 0.59024 | (na) | (na) | (na) | (na) | 0 | 0 | 0 | 0 | 0 | 0 | 0 | 0 | 0.20057 | 0.049659 | 0.41429 | 0.59024 | 1.2548 | 180.8425 | 31.1418 | 21.1984 | 0 | 233.1827 | 0.20057 | 1162.6136 | 180.8425 | 35.2282 | 21.6071 | 0 | 237.6778 | 0.049659 | 4786.2252 | 180.8425 | 66.37 | 24.7213 | 0 | 271.9338 | 0.25023 | -17.7276 | 1086.7508 | 0.039141 | 0.0096909 | 0.080849 | 0.11519 | 0.24487 | 180.8425 | 0 | 66.37 | 0 | 0 | 0 | 0 | 0 | 0 | 24.7213 | 1.2548 |  | 0 | 0 | 271.9338 | 1.2548 | 216.7216 | -17.5316 | 3.582 | 0 | 3.582 | 0.1791 | 0 | 0.1791 |  | 0 |  | 0 | 0 | 0 | 0 | 0 | 0 | 0.41429 | 9999 | 0
Streetlight - MH 400W - New | Streetlight - MH 400W - Group Relamp - to LED 180W - New | 16.2791 | 597.7 | 0 | 67.0116 | 0 | 0 | S-All-Lgt-Streetlight-All-All-U |  |  | 676.261 | 0.15807 | 0.14997 | 0 | 0 | 0 | 13.363 | 3.3086 | 27.6025 | 39.3256 | (na) | (na) | (na) | (na) | 0 | 0 | 0 | 0 | 0 | 0 | 0 | 0 | 13.363 | 3.3086 | 27.6025 | 39.3256 | 83.5996 | 324.3498 | 55.8542 | 38.0204 | 0 | 418.2245 | 13.363 | 31.2972 | 324.3498 | 63.1835 | 38.7533 | 0 | 426.2867 | 3.3086 | 128.8437 | 324.3498 | 119.0378 | 44.3388 | 0 | 487.7263 | 16.6716 | -15.9625 | 29.255 | 1.454 | 0.35999 | 3.0033 | 4.2789 | 9.0962 | 324.3498 | 0 | 119.0378 | 0 | 0 | 0 | 0 | 0 | 0 | 44.3388 | 83.5996 |  | 0 | 0 | 487.7263 | 83.5996 | 5.8341 | -8.6803 | 6.4245 | 0 | 6.4245 | 0.32122 | 0 | 0.32122 |  | 0 |  | 0 | 0 | 0 | 0 | 0 | 0 | 27.6025 | 9999 | 0
Streetlight - MH 400W - New | Streetlight - MH 400W - Tariff Relamp - to LED 180W - New | 16.2791 | 597.7 | 0 | 67.0116 | 0 | 0 | S-All-Lgt-Streetlight-All-All-U |  |  | 676.261 | 0.15807 | 0.14997 | 0 | 0 | 0 | 13.363 | 3.3086 | 27.6025 | 39.3256 | (na) | (na) | (na) | (na) | 0 | 0 | 0 | 0 | 0 | 0 | 0 | 0 | 13.363 | 3.3086 | 27.6025 | 39.3256 | 83.5996 | 324.3498 | 55.8542 | 38.0204 | 0 | 418.2245 | 13.363 | 31.2972 | 324.3498 | 63.1835 | 38.7533 | 0 | 426.2867 | 3.3086 | 128.8437 | 324.3498 | 119.0378 | 44.3388 | 0 | 487.7263 | 16.6716 | -15.9625 | 29.255 | 1.454 | 0.35999 | 3.0033 | 4.2789 | 9.0962 | 324.3498 | 0 | 119.0378 | 0 | 0 | 0 | 0 | 0 | 0 | 44.3388 | 83.5996 |  | 0 | 0 | 487.7263 | 83.5996 | 5.8341 | -8.6803 | 6.4245 | 0 | 6.4245 | 0.32122 | 0 | 0.32122 |  | 0 |  | 0 | 0 | 0 | 0 | 0 | 0 | 27.6025 | 9999 | 0
Streetlight - MH 1000W - New | Streetlight - MH 1000W - Group Relamp - to LED 421W - New | 16.2791 | 1459.85 | 0 | 266.0347 | 0 | 0 | S-All-Lgt-Streetlight-All-All-U |  |  | 1651.731 | 0.38608 | 0.3663 | 0 | 0 | 0 | 53.0509 | 13.1349 | 109.5813 | 156.1217 | (na) | (na) | (na) | (na) | 0 | 0 | 0 | 0 | 0 | 0 | 0 | 0 | 53.0509 | 13.1349 | 109.5813 | 156.1217 | 331.8888 | 792.207 | 136.421 | 92.8628 | 0 | 1021.4907 | 53.0509 | 19.2549 | 792.207 | 154.3224 | 94.6529 | 0 | 1041.1822 | 13.1349 | 79.2683 | 792.207 | 290.7433 | 108.295 | 0 | 1191.2453 | 66.1858 | -14.828 | 17.9985 | 2.3633 | 0.58514 | 4.8817 | 6.955 | 14.7851 | 792.207 | 0 | 290.7433 | 0 | 0 | 0 | 0 | 0 | 0 | 108.295 | 331.8888 |  | 0 | 0 | 1191.2453 | 331.8888 | 3.5893 | -2.9914 | 15.6915 | 0 | 15.6915 | 0.78457 | 0 | 0.78457 |  | 0 |  | 0 | 0 | 0 | 0 | 0 | 0 | 109.5813 | 9999 | 0
Streetlight - MH 1000W - New | Streetlight - MH 1000W - Tariff Relamp - to LED 421W - New | 16.2791 | 1459.85 | 0 | 266.0347 | 0 | 0 | S-All-Lgt-Streetlight-All-All-U |  |  | 1651.731 | 0.38608 | 0.3663 | 0 | 0 | 0 | 53.0509 | 13.1349 | 109.5813 | 156.1217 | (na) | (na) | (na) | (na) | 0 | 0 | 0 | 0 | 0 | 0 | 0 | 0 | 53.0509 | 13.1349 | 109.5813 | 156.1217 | 331.8888 | 792.207 | 136.421 | 92.8628 | 0 | 1021.4907 | 53.0509 | 19.2549 | 792.207 | 154.3224 | 94.6529 | 0 | 1041.1822 | 13.1349 | 79.2683 | 792.207 | 290.7433 | 108.295 | 0 | 1191.2453 | 66.1858 | -14.828 | 17.9985 | 2.3633 | 0.58514 | 4.8817 | 6.955 | 14.7851 | 792.207 | 0 | 290.7433 | 0 | 0 | 0 | 0 | 0 | 0 | 108.295 | 331.8888 |  | 0 | 0 | 1191.2453 | 331.8888 | 3.5893 | -2.9914 | 15.6915 | 0 | 15.6915 | 0.78457 | 0 | 0.78457 |  | 0 |  | 0 | 0 | 0 | 0 | 0 | 0 | 109.5813 | 9999 | 0
Streetlight - HPS 100W - NR | Streetlight - HPS 100W - Group Relamp - to LED 42W - NR | 16.2791 | 84.925 | 0 | 28.352 | 0 | 0 | S-All-Lgt-Streetlight-All-All-U |  |  | 96.0874 | 0.02246 | 0.021309 | 0 | 0 | 0 | 5.6538 | 1.3998 | 11.6784 | 16.6383 | (na) | (na) | (na) | (na) | 0 | 0 | 0 | 0 | 0 | 0 | 0 | 0 | 5.6538 | 1.3998 | 11.6784 | 16.6383 | 35.3703 | 46.0857 | 7.9361 | 5.4022 | 0 | 59.424 | 5.6538 | 10.5105 | 46.0857 | 8.9775 | 5.5063 | 0 | 60.5695 | 1.3998 | 43.2694 | 46.0857 | 16.9136 | 6.2999 | 0 | 69.2992 | 7.0536 | -12.375 | 9.8247 | 4.3295 | 1.072 | 8.943 | 12.7413 | 27.0858 | 46.0857 | 0 | 16.9136 | 0 | 0 | 0 | 0 | 0 | 0 | 6.2999 | 35.3703 |  | 0 | 0 | 69.2992 | 35.3703 | 1.9593 | 9.3093 | 0.91283 | 0 | 0.91283 | 0.045642 | 0 | 0.045642 |  | 0 |  | 0 | 0 | 0 | 0 | 0 | 0 | 11.6784 | 9999 | 0
Streetlight - HPS 100W - NR | Streetlight - HPS 100W - Tariff Relamp - to LED 42W - NR | 16.2791 | 84.925 | 0 | 28.352 | 0 | 0 | S-All-Lgt-Streetlight-All-All-U |  |  | 96.0874 | 0.02246 | 0.021309 | 0 | 0 | 0 | 5.6538 | 1.3998 | 11.6784 | 16.6383 | (na) | (na) | (na) | (na) | 0 | 0 | 0 | 0 | 0 | 0 | 0 | 0 | 5.6538 | 1.3998 | 11.6784 | 16.6383 | 35.3703 | 46.0857 | 7.9361 | 5.4022 | 0 | 59.424 | 5.6538 | 10.5105 | 46.0857 | 8.9775 | 5.5063 | 0 | 60.5695 | 1.3998 | 43.2694 | 46.0857 | 16.9136 | 6.2999 | 0 | 69.2992 | 7.0536 | -12.375 | 9.8247 | 4.3295 | 1.072 | 8.943 | 12.7413 | 27.0858 | 46.0857 | 0 | 16.9136 | 0 | 0 | 0 | 0 | 0 | 0 | 6.2999 | 35.3703 |  | 0 | 0 | 69.2992 | 35.3703 | 1.9593 | 9.3093 | 0.91283 | 0 | 0.91283 | 0.045642 | 0 | 0.045642 |  | 0 |  | 0 | 0 | 0 | 0 | 0 | 0 | 11.6784 | 9999 | 0
Streetlight - HPS 100W - NR | Streetlight - HPS 100W - Group Relamp - to LED 58W - NR | 16.2791 | 67.725 | 0 | 28.352 | 0 | 0 | S-All-Lgt-Streetlight-All-All-U |  |  | 76.6267 | 0.017911 | 0.016993 | 0 | 0 | 0 | 5.6538 | 1.3998 | 11.6784 | 16.6383 | (na) | (na) | (na) | (na) | 0 | 0 | 0 | 0 | 0 | 0 | 0 | 0 | 5.6538 | 1.3998 | 11.6784 | 16.6383 | 35.3703 | 36.7519 | 6.3288 | 4.3081 | 0 | 47.3887 | 5.6538 | 8.3818 | 36.7519 | 7.1593 | 4.3911 | 0 | 48.3023 | 1.3998 | 34.506 | 36.7519 | 13.4881 | 5.024 | 0 | 55.264 | 7.0536 | -11.0032 | 7.8349 | 5.4291 | 1.3442 | 11.2143 | 15.9771 | 33.9647 | 36.7519 | 0 | 13.4881 | 0 | 0 | 0 | 0 | 0 | 0 | 5.024 | 35.3703 |  | 0 | 0 | 55.264 | 35.3703 | 1.5624 | 16.1883 | 0.72796 | 0 | 0.72796 | 0.036398 | 0 | 0.036398 |  | 0 |  | 0 | 0 | 0 | 0 | 0 | 0 | 11.6784 | 9999 | 0
Streetlight - HPS 100W - NR | Streetlight - HPS 100W - Tariff Relamp - to LED 58W - NR | 16.2791 | 67.725 | 0 | 28.352 | 0 | 0 | S-All-Lgt-Streetlight-All-All-U |  |  | 76.6267 | 0.017911 | 0.016993 | 0 | 0 | 0 | 5.6538 | 1.3998 | 11.6784 | 16.6383 | (na) | (na) | (na) | (na) | 0 | 0 | 0 | 0 | 0 | 0 | 0 | 0 | 5.6538 | 1.3998 | 11.6784 | 16.6383 | 35.3703 | 36.7519 | 6.3288 | 4.3081 | 0 | 47.3887 | 5.6538 | 8.3818 | 36.7519 | 7.1593 | 4.3911 | 0 | 48.3023 | 1.3998 | 34.506 | 36.7519 | 13.4881 | 5.024 | 0 | 55.264 | 7.0536 | -11.0032 | 7.8349 | 5.4291 | 1.3442 | 11.2143 | 15.9771 | 33.9647 | 36.7519 | 0 | 13.4881 | 0 | 0 | 0 | 0 | 0 | 0 | 5.024 | 35.3703 |  | 0 | 0 | 55.264 | 35.3703 | 1.5624 | 16.1883 | 0.72796 | 0 | 0.72796 | 0.036398 | 0 | 0.036398 |  | 0 |  | 0 | 0 | 0 | 0 | 0 | 0 | 11.6784 | 9999 | 0
Streetlight - MH 200W - NR | Streetlight - MH 200W - Group Relamp - to LED 135W - NR | 16.2791 | 204.25 | 0 | 81.0058 | 0 | 0 | S-All-Lgt-Streetlight-All-All-U |  |  | 231.0964 | 0.054017 | 0.05125 | 0 | 0 | 0 | 16.1536 | 3.9995 | 33.3668 | 47.538 | (na) | (na) | (na) | (na) | 0 | 0 | 0 | 0 | 0 | 0 | 0 | 0 | 16.1536 | 3.9995 | 33.3668 | 47.538 | 101.0579 | 110.839 | 19.0869 | 12.9926 | 0 | 142.9184 | 16.1536 | 8.8474 | 110.839 | 21.5915 | 13.243 | 0 | 145.6735 | 3.9995 | 36.423 | 110.839 | 40.6784 | 15.1517 | 0 | 166.6691 | 20.1531 | -11.3597 | 8.2701 | 5.1434 | 1.2734 | 10.6241 | 15.1362 | 32.1771 | 110.839 | 0 | 40.6784 | 0 | 0 | 0 | 0 | 0 | 0 | 15.1517 | 101.0579 |  | 0 | 0 | 166.6691 | 101.0579 | 1.6492 | 14.4007 | 2.1954 | 0 | 2.1954 | 0.10977 | 0 | 0.10977 |  | 0 |  | 0 | 0 | 0 | 0 | 0 | 0 | 33.3668 | 9999 | 0
Streetlight - MH 200W - NR | Streetlight - MH 200W - Tariff Relamp - to LED 135W - NR | 16.2791 | 204.25 | 0 | 81.0058 | 0 | 0 | S-All-Lgt-Streetlight-All-All-U |  |  | 231.0964 | 0.054017 | 0.05125 | 0 | 0 | 0 | 16.1536 | 3.9995 | 33.3668 | 47.538 | (na) | (na) | (na) | (na) | 0 | 0 | 0 | 0 | 0 | 0 | 0 | 0 | 16.1536 | 3.9995 | 33.3668 | 47.538 | 101.0579 | 110.839 | 19.0869 | 12.9926 | 0 | 142.9184 | 16.1536 | 8.8474 | 110.839 | 21.5915 | 13.243 | 0 | 145.6735 | 3.9995 | 36.423 | 110.839 | 40.6784 | 15.1517 | 0 | 166.6691 | 20.1531 | -11.3597 | 8.2701 | 5.1434 | 1.2734 | 10.6241 | 15.1362 | 32.1771 | 110.839 | 0 | 40.6784 | 0 | 0 | 0 | 0 | 0 | 0 | 15.1517 | 101.0579 |  | 0 | 0 | 166.6691 | 101.0579 | 1.6492 | 14.4007 | 2.1954 | 0 | 2.1954 | 0.10977 | 0 | 0.10977 |  | 0 |  | 0 | 0 | 0 | 0 | 0 | 0 | 33.3668 | 9999 | 0
Streetlight - HPS 250W - NR | Streetlight - HPS 250W - Group Relamp - to LED 135W - NR | 16.2791 | 333.25 | 0 | 81.0058 | 0 | 0 | S-All-Lgt-Streetlight-All-All-U |  |  | 377.052 | 0.088133 | 0.083618 | 0 | 0 | 0 | 16.1536 | 3.9995 | 33.3668 | 47.538 | (na) | (na) | (na) | (na) | 0 | 0 | 0 | 0 | 0 | 0 | 0 | 0 | 16.1536 | 3.9995 | 33.3668 | 47.538 | 101.0579 | 180.8425 | 31.1418 | 21.1984 | 0 | 233.1827 | 16.1536 | 14.4353 | 180.8425 | 35.2282 | 21.6071 | 0 | 237.6778 | 3.9995 | 59.427 | 180.8425 | 66.37 | 24.7213 | 0 | 271.9338 | 20.1531 | -13.8436 | 13.4934 | 3.1524 | 0.7805 | 6.5115 | 9.2771 | 19.7215 | 180.8425 | 0 | 66.37 | 0 | 0 | 0 | 0 | 0 | 0 | 24.7213 | 101.0579 |  | 0 | 0 | 271.9338 | 101.0579 | 2.6909 | 1.945 | 3.582 | 0 | 3.582 | 0.1791 | 0 | 0.1791 |  | 0 |  | 0 | 0 | 0 | 0 | 0 | 0 | 33.3668 | 9999 | 0
Streetlight - HPS 250W - NR | Streetlight - HPS 250W - Tariff Relamp - to LED 135W - NR | 16.2791 | 333.25 | 0 | 81.0058 | 0 | 0 | S-All-Lgt-Streetlight-All-All-U |  |  | 377.052 | 0.088133 | 0.083618 | 0 | 0 | 0 | 16.1536 | 3.9995 | 33.3668 | 47.538 | (na) | (na) | (na) | (na) | 0 | 0 | 0 | 0 | 0 | 0 | 0 | 0 | 16.1536 | 3.9995 | 33.3668 | 47.538 | 101.0579 | 180.8425 | 31.1418 | 21.1984 | 0 | 233.1827 | 16.1536 | 14.4353 | 180.8425 | 35.2282 | 21.6071 | 0 | 237.6778 | 3.9995 | 59.427 | 180.8425 | 66.37 | 24.7213 | 0 | 271.9338 | 20.1531 | -13.8436 | 13.4934 | 3.1524 | 0.7805 | 6.5115 | 9.2771 | 19.7215 | 180.8425 | 0 | 66.37 | 0 | 0 | 0 | 0 | 0 | 0 | 24.7213 | 101.0579 |  | 0 | 0 | 271.9338 | 101.0579 | 2.6909 | 1.945 | 3.582 | 0 | 3.582 | 0.1791 | 0 | 0.1791 |  | 0 |  | 0 | 0 | 0 | 0 | 0 | 0 | 33.3668 | 9999 | 0
Streetlight - MH 400W - NR | Streetlight - MH 400W - Group Relamp - to LED 180W - NR | 16.2791 | 597.7 | 0 | 162.0116 | 0 | 0 | S-All-Lgt-Streetlight-All-All-U |  |  | 676.261 | 0.15807 | 0.14997 | 0 | 0 | 0 | 32.3073 | 7.999 | 66.7335 | 95.076 | (na) | (na) | (na) | (na) | 0 | 0 | 0 | 0 | 0 | 0 | 0 | 0 | 32.3073 | 7.999 | 66.7335 | 95.076 | 202.1158 | 324.3498 | 55.8542 | 38.0204 | 0 | 418.2245 | 32.3073 | 12.9452 | 324.3498 | 63.1835 | 38.7533 | 0 | 426.2867 | 7.999 | 53.2926 | 324.3498 | 119.0378 | 44.3388 | 0 | 487.7263 | 40.3063 | -13.3909 | 12.1005 | 3.5152 | 0.87034 | 7.2611 | 10.3449 | 21.9916 | 324.3498 | 0 | 119.0378 | 0 | 0 | 0 | 0 | 0 | 0 | 44.3388 | 202.1158 |  | 0 | 0 | 487.7263 | 202.1158 | 2.4131 | 4.2151 | 6.4245 | 0 | 6.4245 | 0.32122 | 0 | 0.32122 |  | 0 |  | 0 | 0 | 0 | 0 | 0 | 0 | 66.7335 | 9999 | 0
Streetlight - MH 400W - NR | Streetlight - MH 400W - Tariff Relamp - to LED 180W - NR | 16.2791 | 597.7 | 0 | 162.0116 | 0 | 0 | S-All-Lgt-Streetlight-All-All-U |  |  | 676.261 | 0.15807 | 0.14997 | 0 | 0 | 0 | 32.3073 | 7.999 | 66.7335 | 95.076 | (na) | (na) | (na) | (na) | 0 | 0 | 0 | 0 | 0 | 0 | 0 | 0 | 32.3073 | 7.999 | 66.7335 | 95.076 | 202.1158 | 324.3498 | 55.8542 | 38.0204 | 0 | 418.2245 | 32.3073 | 12.9452 | 324.3498 | 63.1835 | 38.7533 | 0 | 426.2867 | 7.999 | 53.2926 | 324.3498 | 119.0378 | 44.3388 | 0 | 487.7263 | 40.3063 | -13.3909 | 12.1005 | 3.5152 | 0.87034 | 7.2611 | 10.3449 | 21.9916 | 324.3498 | 0 | 119.0378 | 0 | 0 | 0 | 0 | 0 | 0 | 44.3388 | 202.1158 |  | 0 | 0 | 487.7263 | 202.1158 | 2.4131 | 4.2151 | 6.4245 | 0 | 6.4245 | 0.32122 | 0 | 0.32122 |  | 0 |  | 0 | 0 | 0 | 0 | 0 | 0 | 66.7335 | 9999 | 0
Streetlight - MH 1000W - NR | Streetlight - MH 1000W - Group Relamp - to LED 421W - NR | 16.2791 | 1459.85 | 0 | 486.0347 | 0 | 0 | S-All-Lgt-Streetlight-All-All-U |  |  | 1651.731 | 0.38608 | 0.3663 | 0 | 0 | 0 | 96.9218 | 23.997 | 200.2006 | 285.2281 | (na) | (na) | (na) | (na) | 0 | 0 | 0 | 0 | 0 | 0 | 0 | 0 | 96.9218 | 23.997 | 200.2006 | 285.2281 | 606.3474 | 792.207 | 136.421 | 92.8628 | 0 | 1021.4907 | 96.9218 | 10.5393 | 792.207 | 154.3224 | 94.6529 | 0 | 1041.1822 | 23.997 | 43.3881 | 792.207 | 290.7433 | 108.295 | 0 | 1191.2453 | 120.9188 | -12.3897 | 9.8516 | 4.3177 | 1.069 | 8.9186 | 12.7064 | 27.0117 | 792.207 | 0 | 290.7433 | 0 | 0 | 0 | 0 | 0 | 0 | 108.295 | 606.3474 |  | 0 | 0 | 1191.2453 | 606.3474 | 1.9646 | 9.2353 | 15.6915 | 0 | 15.6915 | 0.78457 | 0 | 0.78457 |  | 0 |  | 0 | 0 | 0 | 0 | 0 | 0 | 200.2006 | 9999 | 0
Streetlight - MH 1000W - NR | Streetlight - MH 1000W - Tariff Relamp - to LED 421W - NR | 16.2791 | 1459.85 | 0 | 486.0347 | 0 | 0 | S-All-Lgt-Streetlight-All-All-U |  |  | 1651.731 | 0.38608 | 0.3663 | 0 | 0 | 0 | 96.9218 | 23.997 | 200.2006 | 285.2281 | (na) | (na) | (na) | (na) | 0 | 0 | 0 | 0 | 0 | 0 | 0 | 0 | 96.9218 | 23.997 | 200.2006 | 285.2281 | 606.3474 | 792.207 | 136.421 | 92.8628 | 0 | 1021.4907 | 96.9218 | 10.5393 | 792.207 | 154.3224 | 94.6529 | 0 | 1041.1822 | 23.997 | 43.3881 | 792.207 | 290.7433 | 108.295 | 0 | 1191.2453 | 120.9188 | -12.3897 | 9.8516 | 4.3177 | 1.069 | 8.9186 | 12.7064 | 27.0117 | 792.207 | 0 | 290.7433 | 0 | 0 | 0 | 0 | 0 | 0 | 108.295 | 606.3474 |  | 0 | 0 | 1191.2453 | 606.3474 | 1.9646 | 9.2353 | 15.6915 | 0 | 15.6915 | 0.78457 | 0 | 0.78457 |  | 0 |  | 0 | 0 | 0 | 0 | 0 | 0 | 200.2006 | 9999 | 0
Category Results; Sorted by TRC Levelized Cost
Total Results |  | Measure Input Data | [8 empty] | Savings | [5 empty] | PV Capital |  |  |  | PV Admin |  |  |  | PV O&M |  |  |  | PV Periodic Repl. |  |  |  | Total PV Capital, O&M and Periodic Repl Costs |  |  |  |  | PV Wholesale Electric Utility Costs & Benefits | [6 empty] | PV Retail Electric Utility Costs & Benefits | [6 empty] | PV Electric Utility System Costs & Benefits | [5 empty] | Electric Utility System Economics |  | Sponsor Levelized Cost (mills/kwh) |  |  |  |  | PV Regional Costs & Benefits | [15 empty] | TRC Economics |  | Physical CO2 | [6 empty] | Gas Inputs |  |  |  | PV Gas Utility System Costs & Benefits |  |  |  |  | Gas Utility System Economics
Category | Measure | Measure Life | Site Savings (kWh) | Site Savings (therms) | Capital Cost ($/unit) | Annual O&M Cost ($/unit) | PV Per. Repl. Cost ($/unit) | Load Shape (electric) | Diversified Load Factor (electric) | Wholesale Power Coincidence Factor (electric) | Wholesale Electric Energy (kWh) | Wholesale Electric Demand (kw) | Retail Electric Demand (kW) | Wholesale Gas Energy (therms/yr) | Wholesale Gas Demand (therms/day) | Retail Gas Demand (therms/day) | Wholesale Electric | Retail Electric | Natural Gas | Customer | Wholesale Electric | Retail Electric | Natural Gas | Customer | Wholesale Electric | Retail Electric | Natural Gas | Customer | Wholesale Electric | Retail Electric | Natural Gas | Customer | Wholesale Electric | Retail Electric | Natural Gas | Customer | Total | Wholesale Utility System Energy | Wholesale Utility System T&D Def. Cap. | Wholesale Utility System Act C-E Credit | Wholesale Utility System Risk Mitigation Benefit | Wholesale Utility System Total System Benefit | Wholesale Utility System Total Non-Consumer Cost | Wholesale Utility System B/C Ratio | Retail Utility System Energy | Retail Utility System T&D Def. Cap. | Retail Utility System Act C-E Credit | Retail Utility System Risk Mitigation Benefit | Retail Utility System Total System Benefit | Retail Utility System Total Non-Consumer Cost | Retail Utility System System B/C Ratio | Utility System Energy | Utility System T&D Def. Cap. | Utility System Act C-E Credit | Utility System Total Risk Mitigation Benefit | Utility System Total System Benefit | Utility System Total Non-Consumer Cost | Utility System Net Levelized Cost (Net of Elec T&D Capacity Benefits, Act Credit & Risk-Mitigation Benefit) in mills/kwh | Utility System System B/C Ratio | Wholesale Electric Levelized Cost | Retail Electric Levelized Cost | Natural Gas Levelized Cost | Customer Levelized Cost | Total Levelized Cost | PV Regional Electric Energy | PV Regional Gas Energy | PV Regional Electric T&D Def. Cap. | PV Regional Gas T&D Def. Cap. | PV Regional Electric System CO2 | PV Regional Gas System CO2 | PV Regional Electric System Risk-Mitigation Benefit | PV Regional Gas System Risk-Mitigation Benefit | PV Regional Non-E Value | PV Regional Act Credit | PV Regional Capital Cost | PV Regional Admin Cost | PV Regional Annual O&M Cost | PV Regional Periodic Replacement Cost | PV Total Regional Benefit | PV Total Regional Cost | TRC B/C Ratio | TRC Net Levelized Cost (Net of All Benefits) in mills/kWh | Electric System CO2 Avoided (Lifetime Tons) | Gas System CO2 Avoided (Lifetime Tons) | Total System CO2 Avoided (Lifetime Tons) | Electric System CO2 Avoided (Annual Tons in 2018) | Gas System CO2 Avoided (Annual Tons in 2018) | Total System CO2 Avoided (Annual Tons in 2018) |  | Gas Site Savings (therms) | Load Shape (gas) | Diversitfied Load Factor (gas) | Wholesale Coincidence Factor (gas) | Total Gas Utility System Energy | Gas Utility System T&D Def. Cap. | Gas Utility System Risk Mitigation Benefit | Gas Utility System Total System Benefit | Gas Utility System Total Non-Consumer Cost | Gas Utility System Net Levelized Cost (Net of Gas T&D Capacity Benefits & Risk-Mitigation Benefits) in cents/therm | Gas Utility System System B/C Ratio
Streetlight - HPS 100W - New |  | 16.2791 | 305.3 | 0 | -8.5919 | 0 | 0 |  |  |  | 345.4283 | 0.080741 | 0.076605 | 0 | 0 | 0 | -1.7133 | -0.42421 | -3.5391 | -5.0421 | -0.51551 | -0.12888 | -1.074 | 0 | 0 | 0 | 0 | 0 | 0 | 0 | 0 | 0 | -2.2289 | -0.55309 | -4.613 | -5.0421 | -12.4371 | 165.6751 | 28.5299 | 19.4205 | 0 | 213.6254 | -2.2289 | 9999 | 165.6751 | 32.2736 | 19.7949 | 0 | 217.7436 | -0.55309 | 9999 | 165.6751 | 60.8035 | 22.6479 | 0 | 249.1264 | -2.7819 | -18.3691 | 9999 | -0.47478 | -0.11782 | -0.98265 | -1.0741 | -2.6493 | 165.6751 | 0 | 60.8035 | 0 | 0 | 0 | 0 | 0 | 0 | 22.6479 | -10.7187 | -1.7184 | 0 | 0 | 249.1264 | -12.4371 | 9999 | -20.4258 | 3.2816 | 0 | 3.2816 | 0.16408 | 0 | 0.16408 |  | 0 |  | 0 | 0 | 0 | 0 | 0 | 0 | -4.613 | 9999 | 9999
Streetlight - HPS 250W - New |  | 16.2791 | 666.5 | 0 | 2.0116 | 0 | 0 |  |  |  | 754.104 | 0.17627 | 0.16724 | 0 | 0 | 0 | 0.40114 | 0.099317 | 0.82858 | 1.1805 | 0.12069 | 0.030174 | 0.25145 | 0 | 0 | 0 | 0 | 0 | 0 | 0 | 0 | 0 | 0.52183 | 0.12949 | 1.08 | 1.1805 | 2.9118 | 361.6851 | 62.2835 | 42.3969 | 0 | 466.3654 | 0.52183 | 893.7114 | 361.6851 | 70.4564 | 43.2142 | 0 | 475.3557 | 0.12949 | 3670.9523 | 361.6851 | 132.7399 | 49.4425 | 0 | 543.8675 | 0.65132 | -17.7129 | 835.0221 | 0.050918 | 0.012635 | 0.10538 | 0.11519 | 0.28412 | 361.6851 | 0 | 132.7399 | 0 | 0 | 0 | 0 | 0 | 0 | 49.4425 | 2.5095 | 0.40232 | 0 | 0 | 543.8675 | 2.9118 | 186.7781 | -17.4923 | 7.164 | 0 | 7.164 | 0.3582 | 0 | 0.3582 |  | 0 |  | 0 | 0 | 0 | 0 | 0 | 0 | 1.08 | 9999 | 0
Streetlight - MH 200W - New |  | 16.2791 | 408.5 | 0 | 2.0116 | 0 | 0 |  |  |  | 462.1928 | 0.10803 | 0.1025 | 0 | 0 | 0 | 0.40114 | 0.099317 | 0.82858 | 1.1805 | 0.12069 | 0.030174 | 0.25145 | 0 | 0 | 0 | 0 | 0 | 0 | 0 | 0 | 0 | 0.52183 | 0.12949 | 1.08 | 1.1805 | 2.9118 | 221.6779 | 38.1738 | 25.9852 | 0 | 285.8369 | 0.52183 | 547.7586 | 221.6779 | 43.183 | 26.4861 | 0 | 291.347 | 0.12949 | 2249.9385 | 221.6779 | 81.3567 | 30.3035 | 0 | 333.3382 | 0.65132 | -17.6728 | 511.7877 | 0.083076 | 0.020615 | 0.17194 | 0.18794 | 0.46357 | 221.6779 | 0 | 81.3567 | 0 | 0 | 0 | 0 | 0 | 0 | 30.3035 | 2.5095 | 0.40232 | 0 | 0 | 333.3382 | 2.9118 | 114.4769 | -17.3129 | 4.3909 | 0 | 4.3909 | 0.21954 | 0 | 0.21954 |  | 0 |  | 0 | 0 | 0 | 0 | 0 | 0 | 1.08 | 9999 | 0
Streetlight - MH 400W - New |  | 16.2791 | 1195.4 | 0 | 134.0232 | 0 | 0 |  |  |  | 1352.522 | 0.31614 | 0.29995 | 0 | 0 | 0 | 26.726 | 6.6171 | 55.2049 | 78.6511 | 8.0414 | 2.0103 | 16.7529 | 0 | 0 | 0 | 0 | 0 | 0 | 0 | 0 | 0 | 34.7674 | 8.6275 | 71.9578 | 78.6511 | 194.0038 | 648.6997 | 111.7085 | 76.0408 | 0 | 836.4489 | 34.7674 | 24.0584 | 648.6997 | 126.3671 | 77.5067 | 0 | 852.5734 | 8.6275 | 98.8209 | 648.6997 | 238.0755 | 88.6775 | 0 | 975.4527 | 43.3949 | -15.4156 | 22.4785 | 1.8915 | 0.46936 | 3.9147 | 4.2789 | 10.5545 | 648.6997 | 0 | 238.0755 | 0 | 0 | 0 | 0 | 0 | 0 | 88.6775 | 167.1992 | 26.8046 | 0 | 0 | 975.4527 | 194.0038 | 5.028 | -7.222 | 12.849 | 0 | 12.849 | 0.64245 | 0 | 0.64245 |  | 0 |  | 0 | 0 | 0 | 0 | 0 | 0 | 71.9578 | 9999 | 0
Streetlight - MH 1000W - New |  | 16.2791 | 2919.7 | 0 | 532.0695 | 0 | 0 |  |  |  | 3303.4621 | 0.77216 | 0.7326 | 0 | 0 | 0 | 106.1018 | 26.2698 | 219.1625 | 312.2434 | 31.9242 | 7.981 | 66.5087 | 0 | 0 | 0 | 0 | 0 | 0 | 0 | 0 | 0 | 138.0259 | 34.2509 | 285.6712 | 312.2434 | 770.1915 | 1584.4139 | 272.8419 | 185.7256 | 0 | 2042.9814 | 138.0259 | 14.8014 | 1584.4139 | 308.6447 | 189.3059 | 0 | 2082.3645 | 34.2509 | 60.7974 | 1584.4139 | 581.4866 | 216.5901 | 0 | 2382.4906 | 172.2768 | -13.9391 | 13.8294 | 3.0744 | 0.76291 | 6.3631 | 6.955 | 17.1553 | 1584.4139 | 0 | 581.4866 | 0 | 0 | 0 | 0 | 0 | 0 | 216.5901 | 663.7776 | 106.4139 | 0 | 0 | 2382.4906 | 770.1915 | 3.0934 | -0.62112 | 31.383 | 0 | 31.383 | 1.5691 | 0 | 1.5691 |  | 0 |  | 0 | 0 | 0 | 0 | 0 | 0 | 285.6712 | 9999 | 0
Streetlight - HPS 250W - NR |  | 16.2791 | 666.5 | 0 | 162.0116 | 0 | 0 |  |  |  | 754.104 | 0.17627 | 0.16724 | 0 | 0 | 0 | 32.3073 | 7.999 | 66.7335 | 95.076 | 9.7207 | 2.4302 | 20.2514 | 0 | 0 | 0 | 0 | 0 | 0 | 0 | 0 | 0 | 42.028 | 10.4292 | 86.985 | 95.076 | 234.5181 | 361.6851 | 62.2835 | 42.3969 | 0 | 466.3654 | 42.028 | 11.0965 | 361.6851 | 70.4564 | 43.2142 | 0 | 475.3557 | 10.4292 | 45.5795 | 361.6851 | 132.7399 | 49.4425 | 0 | 543.8675 | 52.4571 | -12.658 | 10.3678 | 4.1009 | 1.0176 | 8.4876 | 9.2771 | 22.8831 | 361.6851 | 0 | 132.7399 | 0 | 0 | 0 | 0 | 0 | 0 | 49.4425 | 202.1158 | 32.4023 | 0 | 0 | 543.8675 | 234.5181 | 2.3191 | 5.1067 | 7.164 | 0 | 7.164 | 0.3582 | 0 | 0.3582 |  | 0 |  | 0 | 0 | 0 | 0 | 0 | 0 | 86.985 | 9999 | 0
Streetlight - MH 400W - NR |  | 16.2791 | 1195.4 | 0 | 324.0232 | 0 | 0 |  |  |  | 1352.522 | 0.31614 | 0.29995 | 0 | 0 | 0 | 64.6145 | 15.998 | 133.467 | 190.1521 | 19.4414 | 4.8603 | 40.5029 | 0 | 0 | 0 | 0 | 0 | 0 | 0 | 0 | 0 | 84.0559 | 20.8583 | 173.9699 | 190.1521 | 469.0362 | 648.6997 | 111.7085 | 76.0408 | 0 | 836.4489 | 84.0559 | 9.9511 | 648.6997 | 126.3671 | 77.5067 | 0 | 852.5734 | 20.8583 | 40.8745 | 648.6997 | 238.0755 | 88.6775 | 0 | 975.4527 | 104.9143 | -12.0688 | 9.2976 | 4.5729 | 1.1348 | 9.4645 | 10.3449 | 25.5172 | 648.6997 | 0 | 238.0755 | 0 | 0 | 0 | 0 | 0 | 0 | 88.6775 | 404.2316 | 64.8046 | 0 | 0 | 975.4527 | 469.0362 | 2.0797 | 7.7407 | 12.849 | 0 | 12.849 | 0.64245 | 0 | 0.64245 |  | 0 |  | 0 | 0 | 0 | 0 | 0 | 0 | 173.9699 | 9999 | 0
Streetlight - MH 1000W - NR |  | 16.2791 | 2919.7 | 0 | 972.0695 | 0 | 0 |  |  |  | 3303.4621 | 0.77216 | 0.7326 | 0 | 0 | 0 | 193.8436 | 47.9939 | 400.4011 | 570.4562 | 58.3242 | 14.581 | 121.5087 | 0 | 0 | 0 | 0 | 0 | 0 | 0 | 0 | 0 | 252.1678 | 62.575 | 521.9098 | 570.4562 | 1407.1087 | 1584.4139 | 272.8419 | 185.7256 | 0 | 2042.9814 | 252.1678 | 8.1017 | 1584.4139 | 308.6447 | 189.3059 | 0 | 2082.3645 | 62.575 | 33.2779 | 1584.4139 | 581.4866 | 216.5901 | 0 | 2382.4906 | 314.7428 | -10.7658 | 7.5696 | 5.6168 | 1.3938 | 11.6251 | 12.7064 | 31.3421 | 1584.4139 | 0 | 581.4866 | 0 | 0 | 0 | 0 | 0 | 0 | 216.5901 | 1212.6949 | 194.4139 | 0 | 0 | 2382.4906 | 1407.1087 | 1.6932 | 13.5657 | 31.383 | 0 | 31.383 | 1.5691 | 0 | 1.5691 |  | 0 |  | 0 | 0 | 0 | 0 | 0 | 0 | 521.9098 | 9999 | 0
Streetlight - HPS 100W - NR |  | 16.2791 | 305.3 | 0 | 113.4081 | 0 | 0 |  |  |  | 345.4283 | 0.080741 | 0.076605 | 0 | 0 | 0 | 22.6151 | 5.5993 | 46.7135 | 66.5532 | 6.8045 | 1.7011 | 14.176 | 0 | 0 | 0 | 0 | 0 | 0 | 0 | 0 | 0 | 29.4196 | 7.3004 | 60.8895 | 66.5532 | 164.1627 | 165.6751 | 28.5299 | 19.4205 | 0 | 213.6254 | 29.4196 | 7.2613 | 165.6751 | 32.2736 | 19.7949 | 0 | 217.7436 | 7.3004 | 29.8262 | 165.6751 | 60.8035 | 22.6479 | 0 | 249.1264 | 36.72 | -9.9545 | 6.7845 | 6.2668 | 1.5551 | 12.9704 | 14.1769 | 34.9693 | 165.6751 | 0 | 60.8035 | 0 | 0 | 0 | 0 | 0 | 0 | 22.6479 | 141.4811 | 22.6816 | 0 | 0 | 249.1264 | 164.1627 | 1.5176 | 17.1928 | 3.2816 | 0 | 3.2816 | 0.16408 | 0 | 0.16408 |  | 0 |  | 0 | 0 | 0 | 0 | 0 | 0 | 60.8895 | 9999 | 0
Streetlight - MH 200W - NR |  | 16.2791 | 408.5 | 0 | 162.0116 | 0 | 0 |  |  |  | 462.1928 | 0.10803 | 0.1025 | 0 | 0 | 0 | 32.3073 | 7.999 | 66.7335 | 95.076 | 9.7207 | 2.4302 | 20.2514 | 0 | 0 | 0 | 0 | 0 | 0 | 0 | 0 | 0 | 42.028 | 10.4292 | 86.985 | 95.076 | 234.5181 | 221.6779 | 38.1738 | 25.9852 | 0 | 285.8369 | 42.028 | 6.8011 | 221.6779 | 43.183 | 26.4861 | 0 | 291.347 | 10.4292 | 27.9358 | 221.6779 | 81.3567 | 30.3035 | 0 | 333.3382 | 52.4571 | -9.4252 | 6.3545 | 6.6909 | 1.6603 | 13.8481 | 15.1362 | 37.3356 | 221.6779 | 0 | 81.3567 | 0 | 0 | 0 | 0 | 0 | 0 | 30.3035 | 202.1158 | 32.4023 | 0 | 0 | 333.3382 | 234.5181 | 1.4214 | 19.5592 | 4.3909 | 0 | 4.3909 | 0.21954 | 0 | 0.21954 |  | 0 |  | 0 | 0 | 0 | 0 | 0 | 0 | 86.985 | 9999 | 0
Supply Curve Results; Categories sorted by TRC Net Levelized Cost
Totals for Categories with Benefits Exceeding Costs. Levelized cost is TRC Net Levelized Cost (Net of Benefits) | [12 empty] | Savings Allocation by Cost Bin and Month for Segments 1 | [12 empty] | Savings Allocation by Cost Bin and Month for Segments 2
| Totals Basis | Busbar Electric Savings in kWh | First Cost | Admin Cost | First Year Program Cost | PV Cost | PV Benefits | Unit Program Cost: First Year Program Cost in $/average annual kW saved | Utility System Net Levelized Cost (Net of T&D Capacity Benefits, Act Credit & Risk-Mitigation) in mills/kWh | TRC Net Levelized Cost (Net of All Benefits) in mills/kWh | TRC B/C Ratio | Net Electric & Gas System CO2 Avoided (Lifetime Tons) | Jan | Feb | Mar | Apr | May | Jun | Jul | Aug | Sep | Oct | Nov | Dec |  | Jan | Feb | Mar | Apr | May | Jun | Jul | Aug | Sep | Oct | Nov | Dec
| Measures with B/C > 1.00 | 12435.4184 | 2395.0478 | 0 | 2395.0478 | 2987.9162 | 8968.5507 | 1687.1663 | -14.2507 | -0.096633 | 298.4757 | 118.137 | 516.7526 | 379.98 | 351.7765 | 201.1656 | 161.5842 | 125.4058 | 131.3461 | 190.7297 | 240.5424 | 392.0439 | 457.0661 | 542.2178 |  | 848.4781 | 733.9973 | 737.5933 | 698.889 | 643.6102 | 584.5999 | 639.1171 | 690.7265 | 741.527 | 767.551 | 809.2079 | 849.5106
| Categories with B/C > 1.00 | 12435.4184 | 2395.0478 | 479.0096 | 2874.0573 | 3466.9257 | 8968.5507 | 2024.5995 | -13.1878 | 2.7377 | 295.6116 | 118.137 | 156.4814 | 115.0644 | 106.5239 | 60.9163 | 48.9304 | 37.975 | 39.7738 | 57.7562 | 72.8403 | 118.7175 | 138.4074 | 164.1927 |  | 256.9335 | 222.2668 | 223.3557 | 211.6354 | 194.896 | 177.0267 | 193.5355 | 209.1637 | 224.5469 | 232.4274 | 245.0418 | 257.2462
Supply Curve Results: By TRC Net Levelized Cost - Net of Benefits
| Block 1: <= 0 mills/kWh | 6217.7092 | 661.5239 | 132.3048 | 793.8287 | 957.5818 | 4484.2753 | 1118.4085 | -15.2417 | -6.4442 | 589.3999 | 59.0685 | 258.3763 | 189.99 | 175.8882 | 100.5828 | 80.7921 | 62.7029 | 65.673 | 95.3648 | 120.2712 | 196.0219 | 228.5331 | 271.1089 |  | 424.239 | 366.9986 | 368.7966 | 349.4445 | 321.8051 | 292.2999 | 319.5586 | 345.3632 | 370.7635 | 383.7755 | 404.604 | 424.7553
| Block 2: <= 10 mills/kWh | 2106.626 | 486.0347 | 97.2069 | 583.2417 | 703.5544 | 1519.3202 | 2425.2985 | -12.2797 | 6.7978 | 2.1654 | 20.013 | 87.5406 | 64.3706 | 59.5928 | 34.0785 | 27.3732 | 21.2444 | 22.2507 | 32.3106 | 40.7492 | 66.4143 | 77.4294 | 91.8546 |  | 143.7367 | 124.343 | 124.9522 | 118.3955 | 109.031 | 99.0343 | 108.2698 | 117.0127 | 125.6186 | 130.0272 | 137.0841 | 143.9116
| Block 3: 10-20 mills/kWh | 4111.0832 | 1247.4891 | 249.4978 | 1496.987 | 1805.7896 | 2964.9551 | 3189.8177 | -10.547 | 14.5443 | 1.6479 | 39.0555 | 170.8357 | 125.6194 | 116.2954 | 66.5043 | 53.4189 | 41.4585 | 43.4223 | 63.0542 | 79.522 | 129.6076 | 151.1036 | 179.2543 |  | 280.5023 | 242.6556 | 243.8444 | 231.049 | 212.7741 | 193.2656 | 211.2887 | 228.3505 | 245.1449 | 253.7483 | 267.5198 | 280.8437
| Block 4: 20-30 mills/kWh | 0 | 0 | 0 | 0 | 0 | 0 | 0 | 0 | 0 | 0 | 0 | 0 | 0 | 0 | 0 | 0 | 0 | 0 | 0 | 0 | 0 | 0 | 0 |  | 0 | 0 | 0 | 0 | 0 | 0 | 0 | 0 | 0 | 0 | 0 | 0
| Block 5: 30-40 mills/kWh | 0 | 0 | 0 | 0 | 0 | 0 | 0 | 0 | 0 | 0 | 0 | 0 | 0 | 0 | 0 | 0 | 0 | 0 | 0 | 0 | 0 | 0 | 0 |  | 0 | 0 | 0 | 0 | 0 | 0 | 0 | 0 | 0 | 0 | 0 | 0
| Block 6: 40-50 mills/kWh | 0 | 0 | 0 | 0 | 0 | 0 | 0 | 0 | 0 | 0 | 0 | 0 | 0 | 0 | 0 | 0 | 0 | 0 | 0 | 0 | 0 | 0 | 0 |  | 0 | 0 | 0 | 0 | 0 | 0 | 0 | 0 | 0 | 0 | 0 | 0
| Block 7: 50-60 mills/kWh | 0 | 0 | 0 | 0 | 0 | 0 | 0 | 0 | 0 | 0 | 0 | 0 | 0 | 0 | 0 | 0 | 0 | 0 | 0 | 0 | 0 | 0 | 0 |  | 0 | 0 | 0 | 0 | 0 | 0 | 0 | 0 | 0 | 0 | 0 | 0
| Block 8: 60-70 mills/kWh | 0 | 0 | 0 | 0 | 0 | 0 | 0 | 0 | 0 | 0 | 0 | 0 | 0 | 0 | 0 | 0 | 0 | 0 | 0 | 0 | 0 | 0 | 0 |  | 0 | 0 | 0 | 0 | 0 | 0 | 0 | 0 | 0 | 0 | 0 | 0
| Block 9: 70-80 mills/kWh | 0 | 0 | 0 | 0 | 0 | 0 | 0 | 0 | 0 | 0 | 0 | 0 | 0 | 0 | 0 | 0 | 0 | 0 | 0 | 0 | 0 | 0 | 0 |  | 0 | 0 | 0 | 0 | 0 | 0 | 0 | 0 | 0 | 0 | 0 | 0
| Block 10: 80-90 mills/kWh | 0 | 0 | 0 | 0 | 0 | 0 | 0 | 0 | 0 | 0 | 0 | 0 | 0 | 0 | 0 | 0 | 0 | 0 | 0 | 0 | 0 | 0 | 0 |  | 0 | 0 | 0 | 0 | 0 | 0 | 0 | 0 | 0 | 0 | 0 | 0
| Block 11: 90-100 mills/kWh | 0 | 0 | 0 | 0 | 0 | 0 | 0 | 0 | 0 | 0 | 0 | 0 | 0 | 0 | 0 | 0 | 0 | 0 | 0 | 0 | 0 | 0 | 0 |  | 0 | 0 | 0 | 0 | 0 | 0 | 0 | 0 | 0 | 0 | 0 | 0
| Block 12: 100-110 mills/kWh | 0 | 0 | 0 | 0 | 0 | 0 | 0 | 0 | 0 | 0 | 0 | 0 | 0 | 0 | 0 | 0 | 0 | 0 | 0 | 0 | 0 | 0 | 0 |  | 0 | 0 | 0 | 0 | 0 | 0 | 0 | 0 | 0 | 0 | 0 | 0
| Block 13: 110-120 mills/kWh | 0 | 0 | 0 | 0 | 0 | 0 | 0 | 0 | 0 | 0 | 0 | 0 | 0 | 0 | 0 | 0 | 0 | 0 | 0 | 0 | 0 | 0 | 0 |  | 0 | 0 | 0 | 0 | 0 | 0 | 0 | 0 | 0 | 0 | 0 | 0
| Block 14: 120-130 mills/kWh | 0 | 0 | 0 | 0 | 0 | 0 | 0 | 0 | 0 | 0 | 0 | 0 | 0 | 0 | 0 | 0 | 0 | 0 | 0 | 0 | 0 | 0 | 0 |  | 0 | 0 | 0 | 0 | 0 | 0 | 0 | 0 | 0 | 0 | 0 | 0
| Block 15: 130-140 mills/kWh | 0 | 0 | 0 | 0 | 0 | 0 | 0 | 0 | 0 | 0 | 0 | 0 | 0 | 0 | 0 | 0 | 0 | 0 | 0 | 0 | 0 | 0 | 0 |  | 0 | 0 | 0 | 0 | 0 | 0 | 0 | 0 | 0 | 0 | 0 | 0
| Block 16: 140-150 mills/kWh | 0 | 0 | 0 | 0 | 0 | 0 | 0 | 0 | 0 | 0 | 0 | 0 | 0 | 0 | 0 | 0 | 0 | 0 | 0 | 0 | 0 | 0 | 0 |  | 0 | 0 | 0 | 0 | 0 | 0 | 0 | 0 | 0 | 0 | 0 | 0
| Block 17: 150-160 mills/kWh | 0 | 0 | 0 | 0 | 0 | 0 | 0 | 0 | 0 | 0 | 0 | 0 | 0 | 0 | 0 | 0 | 0 | 0 | 0 | 0 | 0 | 0 | 0 |  | 0 | 0 | 0 | 0 | 0 | 0 | 0 | 0 | 0 | 0 | 0 | 0
| Block 18: 160-170 mills/kWh | 0 | 0 | 0 | 0 | 0 | 0 | 0 | 0 | 0 | 0 | 0 | 0 | 0 | 0 | 0 | 0 | 0 | 0 | 0 | 0 | 0 | 0 | 0 |  | 0 | 0 | 0 | 0 | 0 | 0 | 0 | 0 | 0 | 0 | 0 | 0
| Block 19: 170-180 mills/kWh | 0 | 0 | 0 | 0 | 0 | 0 | 0 | 0 | 0 | 0 | 0 | 0 | 0 | 0 | 0 | 0 | 0 | 0 | 0 | 0 | 0 | 0 | 0 |  | 0 | 0 | 0 | 0 | 0 | 0 | 0 | 0 | 0 | 0 | 0 | 0
| Block 20: 180-190 mills/kWh | 0 | 0 | 0 | 0 | 0 | 0 | 0 | 0 | 0 | 0 | 0 | 0 | 0 | 0 | 0 | 0 | 0 | 0 | 0 | 0 | 0 | 0 | 0 |  | 0 | 0 | 0 | 0 | 0 | 0 | 0 | 0 | 0 | 0 | 0 | 0
| Block 21: 190-200 mills/kWh | 0 | 0 | 0 | 0 | 0 | 0 | 0 | 0 | 0 | 0 | 0 | 0 | 0 | 0 | 0 | 0 | 0 | 0 | 0 | 0 | 0 | 0 | 0 |  | 0 | 0 | 0 | 0 | 0 | 0 | 0 | 0 | 0 | 0 | 0 | 0
| Block 22: > 200 mills/kWh | 0 | 0 | 0 | 0 | 0 | 0 | 0 | 0 | 0 | 0 | 0 | 0 | 0 | 0 | 0 | 0 | 0 | 0 | 0 | 0 | 0 | 0 | 0 |  | 0 | 0 | 0 | 0 | 0 | 0 | 0 | 0 | 0 | 0 | 0 | 0
Shaped Savings Results; By Category and sorted by TRC BC ratio
[13 empty] | Savings Allocation by Cost Bin and Month for Segments 1 Feb: Savings Allocation by Category and Month for Segments 1 |  |  | Savings Allocation by Category and Month for Segments 2
Category | Measure | Busbar Savings | First Cost | Admin Cost | First Year Program Cost | PV Cost | PV Benefits | Unit Program Cost: First Year Program Cost in $/average annual kW saved | Utility System Net Levelized Cost (Net of T&D Capacity Benefits, Act Credit & Risk-Mitigation) in mills/kWh | TRC Net Levelized Cost (Net of All Benefits) in mills/kWh | TRC B/C Ratio | Net Electric & Gas System CO2 Avoided (Lifetime Tons) | Wholesale KW | Jan | Feb | Mar | Apr | May | Jun | Jul | Aug | Sep | Oct | Nov | Dec |  | Jan | Feb | Mar | Apr | May | Jun | Jul | Aug | Sep | Oct | Nov | Dec
Streetlight - HPS 100W - New |  | 345.4283 | -8.5919 | -1.7184 | -10.3103 | -12.4371 | 249.1264 | -261.4667 | -18.3691 | -20.4258 | 9999 | 3.2816 | 0.080741 | 14.3542 | 10.555 | 9.7716 | 5.5879 | 4.4884 | 3.4835 | 3.6485 | 5.298 | 6.6817 | 10.8901 | 12.6963 | 15.0616 |  | 23.5688 | 20.3888 | 20.4887 | 19.4136 | 17.8781 | 16.2389 | 17.7533 | 19.1868 | 20.598 | 21.3209 | 22.478 | 23.5975
Streetlight - HPS 250W - New |  | 754.104 | 2.0116 | 0.40232 | 2.4139 | 2.9118 | 543.8675 | 28.0408 | -17.7129 | -17.4923 | 186.7781 | 7.164 | 0.17627 | 31.3367 | 23.0426 | 21.3323 | 12.199 | 9.7987 | 7.6048 | 7.965 | 11.5662 | 14.5869 | 23.7742 | 27.7172 | 32.881 |  | 51.4531 | 44.5108 | 44.7289 | 42.3818 | 39.0296 | 35.4511 | 38.7571 | 41.8868 | 44.9674 | 46.5455 | 49.0717 | 51.5157
Streetlight - MH 200W - New |  | 462.1928 | 2.0116 | 0.40232 | 2.4139 | 2.9118 | 333.3382 | 45.7508 | -17.6728 | -17.3129 | 114.4769 | 4.3909 | 0.10803 | 19.2064 | 14.1229 | 13.0746 | 7.4768 | 6.0057 | 4.661 | 4.8818 | 7.0889 | 8.9403 | 14.5713 | 16.988 | 20.1529 |  | 31.5358 | 27.2808 | 27.4145 | 25.9759 | 23.9213 | 21.7281 | 23.7544 | 25.6725 | 27.5607 | 28.5279 | 30.0762 | 31.5741
Streetlight - MH 400W - New |  | 1352.522 | 134.0232 | 26.8046 | 160.8278 | 194.0038 | 975.4527 | 1041.6476 | -15.4156 | -7.222 | 5.028 | 12.849 | 0.31614 | 56.2039 | 41.328 | 38.2605 | 21.8795 | 17.5745 | 13.6396 | 14.2857 | 20.7445 | 26.1623 | 42.6401 | 49.7122 | 58.9736 |  | 92.2836 | 79.8323 | 80.2234 | 76.0138 | 70.0014 | 63.5832 | 69.5127 | 75.126 | 80.6512 | 83.4817 | 88.0124 | 92.3959
Streetlight - MH 1000W - New |  | 3303.4621 | 532.0695 | 106.4139 | 638.4834 | 770.1915 | 2382.4906 | 1693.1068 | -13.9391 | -0.62112 | 3.0934 | 31.383 | 0.77216 | 137.275 | 100.9415 | 93.4492 | 53.4395 | 42.9247 | 33.314 | 34.892 | 50.6672 | 63.9 | 104.1462 | 121.4194 | 144.0399 |  | 225.3977 | 194.986 | 195.9412 | 185.6595 | 170.9747 | 155.2986 | 169.7811 | 183.4911 | 196.9862 | 203.8995 | 214.9656 | 225.672
Streetlight - HPS 250W - NR |  | 754.104 | 162.0116 | 32.4023 | 194.4139 | 234.5181 | 543.8675 | 2258.3963 | -12.658 | 5.1067 | 2.3191 | 7.164 | 0.17627 | 31.3367 | 23.0426 | 21.3323 | 12.199 | 9.7987 | 7.6048 | 7.965 | 11.5662 | 14.5869 | 23.7742 | 27.7172 | 32.881 |  | 51.4531 | 44.5108 | 44.7289 | 42.3818 | 39.0296 | 35.4511 | 38.7571 | 41.8868 | 44.9674 | 46.5455 | 49.0717 | 51.5157
Streetlight - MH 400W - NR |  | 1352.522 | 324.0232 | 64.8046 | 388.8278 | 469.0362 | 975.4527 | 2518.3556 | -12.0688 | 7.7407 | 2.0797 | 12.849 | 0.31614 | 56.2039 | 41.328 | 38.2605 | 21.8795 | 17.5745 | 13.6396 | 14.2857 | 20.7445 | 26.1623 | 42.6401 | 49.7122 | 58.9736 |  | 92.2836 | 79.8323 | 80.2234 | 76.0138 | 70.0014 | 63.5832 | 69.5127 | 75.126 | 80.6512 | 83.4817 | 88.0124 | 92.3959
Streetlight - MH 1000W - NR |  | 3303.4621 | 972.0695 | 194.4139 | 1166.4834 | 1407.1087 | 2382.4906 | 3093.2379 | -10.7658 | 13.5657 | 1.6932 | 31.383 | 0.77216 | 137.275 | 100.9415 | 93.4492 | 53.4395 | 42.9247 | 33.314 | 34.892 | 50.6672 | 63.9 | 104.1462 | 121.4194 | 144.0399 |  | 225.3977 | 194.986 | 195.9412 | 185.6595 | 170.9747 | 155.2986 | 169.7811 | 183.4911 | 196.9862 | 203.8995 | 214.9656 | 225.672
Streetlight - HPS 100W - NR |  | 345.4283 | 113.4081 | 22.6816 | 136.0897 | 164.1627 | 249.1264 | 3451.2112 | -9.9545 | 17.1928 | 1.5176 | 3.2816 | 0.080741 | 14.3542 | 10.555 | 9.7716 | 5.5879 | 4.4884 | 3.4835 | 3.6485 | 5.298 | 6.6817 | 10.8901 | 12.6963 | 15.0616 |  | 23.5688 | 20.3888 | 20.4887 | 19.4136 | 17.8781 | 16.2389 | 17.7533 | 19.1868 | 20.598 | 21.3209 | 22.478 | 23.5975
Streetlight - MH 200W - NR |  | 462.1928 | 162.0116 | 32.4023 | 194.4139 | 234.5181 | 333.3382 | 3684.7518 | -9.4252 | 19.5592 | 1.4214 | 4.3909 | 0.10803 | 19.2064 | 14.1229 | 13.0746 | 7.4768 | 6.0057 | 4.661 | 4.8818 | 7.0889 | 8.9403 | 14.5713 | 16.988 | 20.1529 |  | 31.5358 | 27.2808 | 27.4145 | 25.9759 | 23.9213 | 21.7281 | 23.7544 | 25.6725 | 27.5607 | 28.5279 | 30.0762 | 31.5741
Note on I6: :ProCost Perioodic replacement costs and savinsg of the measure. These are costs and savings that occur periodicially, but at different periods than annually. Can be positive or negative. Periodic replacement costs for both the measure and the baseline measure should be included if applicable. ProCost can analysze these costs in two ways dependent on the 'Repeat Periodic Replacemetn' switch in the ProData page. When set to 'On', ProCost repeats replacement costs for multiple times over the life of a measure depending on the input period and measure life. For example fluorescent lamps may have a 4-year replacement cycle that repeats 3 times in a 15-year measure life. When set to 'Off', ProCost reads the period as the year after installation that the replacement cost occurs and does not subsequently reinstall or repeat the replacement costs. For example a compressor may be replaced only once in the life of a heat-pump system. Example: A new fluorescent lighting systems may have a measure life of 15 years, and a lamp life of five years. Two lamps lamps per fixture must be replaced at years 6 and 11. Lamp and labor costs, expressed as positive costs, are entered as a cost and the period would be enetered as 5. The baseline measure may have a four year lamp life and would have required a three-lamp replacement at years 5, 9 and 13. Lamp and labor replacement costs would be entered as annual savings in dollars with a 4-year period. ProCost determines the net present value of the two cost streams.
Note on O6: :ProCost If the measure has gas savings for incfreases, enter the annual savings and shape of the savings here. Example: Clothes washer saves electric motor and dryer energy and gas water heat.
Note on A7: :Procost Category for the measure. Individual measures can be grouped into categories. Procost output is reported by measure and by category. All measures must belong to at least one category. Category name can be the same as measure name. Example: Measures can be combined into one category if they have components with different load shapes or measure lives. On wash machines there may be one load shape for the electric motor savings component, a second load shape for the electric water heat savings component and a third shape for electric dryer savings component.
Note on B7: :ProCost Name of Measure. User-defined. For PTR measures, defined naming conventions apply.
Note on C7: :ProCost Annual electric savings for the measure in kWh at the site. May be positive, negative or zero. Savings are incremental to the baseline alternative.
Note on D7: :ProCost Physical life of the measure in years. Must be >=1.
Note on E7: :ProCost Initial cost to install the measure in dollars. Costs are incremental to the baseline alternative. Dollars must be denominated in the same year as 'Input Cost Reference Year' input on the ProData page.
Note on F7: :ProCost Annaul opperations and maintenace cost for the measure in dollars. Must be incremental cost over the baseline alternative. May be positive, negative or zero. Dollars must be denominated in the same year as 'Input Cost Reference Year' input on the ProData page. O&M costs are enetered as positive values. Negative values represent O&M savings compared to the baseline alternative. Example: Annualized maintenace cost for a heat pump heating system compared to a baseline electric resistance heating system.
Note on G7: :ProCost Name of the pointer to the shape of the savings. The shapes represent the daily and monthly shape of the savings in four time segments for each month of the year. Shape of the savings is relative to the baseline alternative. These shaps are in the MC_AND_Loadshape file.
Note on H7: :ProCost Annual value of any non-energy benefits of the measure, relative to the baseline alternative. Expressed in dollars per year and denominated in dollars of the 'Cost Reference Year'. Positive value represents dollar savings. Negative value represents dollar cost. Example: Water, detergent and sewer savings from efficient clothes washer.
Note on I7: : Cost in dollars that is incurred for Period 1. Positive value if cost. Negative value if savings. Dollars must be denominated in the same year as 'Input Cost Reference Year' input on the ProData page.
Note on J7: :ProCost Duration of Period1. The time at which Period 1 costs, or savings, occur. In years.
Note on K7: : Cost in dollars that is incurred for Period 2 Positive value if cost. Negative value if savings. Dollars must be denominated in the same year as 'Input Cost Reference Year' input on the ProData page.
Note on L7: :ProCost Duration of Period 2. The time at which Period 2 costs, or savings, occur. In years.
Note on M7: : Cost in dollars that is incurred for Period 3. Positive value if cost. Negative value if savings. Dollars must be denominated in the same year as 'Input Cost Reference Year' input on the ProData page.
Note on N7: :ProCost Duration of Period 3. The time at which Period 3 costs, or savings, occur. In years.
Note on O7: : Annual gas savings, or increases, in therms.
Note on P7: :ProCost Name of the pointer to the shape of the savings. The shapes represent the daily and monthly shape of the savings in four time segments for each month of the year. Shape of the savings is relative to the baseline alternative. These shaps are in the MC_AND_Loadshape file.
Note on BH58: Direct and program administrative costs incurred by the utility system minus benefits that accrue to the utility system.There are separate Utility System Net Levelized Costs for the electric and the gas system. Utility system benefits include deferred transmission and distribution system capacity, risk-mitigation and Regional Act credit all of which are user-determined inputs.Utility System benefits do not include any non-energy benefits such as, other-fuel benefits, O&M benefits or periodic replacement benefits which generally accrue to the customer or to non-utility sponsors. Utility System Net Levelized Costs correspond to Utility System B/C ratio with regard to the costs and benefits included. Benefits are subtracted from costs, then levelized over the life of the measure The Risk-Mitigation credit is used to determine program cost-effectiveness and impacts both the Utility System B/C ratio and the Utility System Net Levelized Cost. If the Risk-Mitigation credit is non-zero, the Utility System Net Levelized Cost will be reduced by the Risk-Mitigation benefit. When using ProCost to build conservation supply curves, the user should set the Risk-Mitigation Credit to zero so the credit is not reflected in the supply curves.
Note on BM58: Direct and program administrative costs of the measure to sponsor. Separate costs for each sponsor. Depends on share of costs incurred by sponsor, sponsor cost of capital, and financing term which are user-defined inputs. Includes applicable Capital, O&M, Periodic Replacement and Program Administrative costs. Sponsor costs are levelized over program life. Does not include any adjustments for benefit. NOTE: Units are per kWh for 'Electric' runs and per therm for 'Gas' runs for all sponsors.
Note on CE58: All costs minus all benefits regardless of which sponsor incurs the cost or accrues the benefits. TRC Net Levelized Cost includes all applicable costs and all benefits. In addition to energy system costs and benefits, TRC Net Levelized Cost includes non-energy, other-fuel, O&M, periodic-replacement and risk-mitigation benefits and costs. TRC Net Levelized Cost corresponds to TRC B/C ratios with regard to the costs and benefits included. Benefits are subtracted from costs, then levelized over the life of the measure. The Risk-Mitigation credit is used to determine program cost-effectiveness and impacts both the TRC B/C ratio and the TRC Net Levelized Cost. If Risk-Mitigation credit is non-zero, TRC Levelized Cost will be reduced by the risk-mitigation benefit. When using ProCost to build conservation supply curves, the user should set the Risk-Mitigation Credit to zero so the credit is not reflected in the supply curves.
Note on CW58: Direct and program administrative costs incurred by the utility system minus benefits that accrue to the utility system.There are separate Utility System Net Levelized Costs for the electric and the gas system. Utility system benefits include deferred transmission and distribution system capacity, risk-mitigation and Regional Act credit all of which are user-determined inputs.Utility System benefits do not include any non-energy benefits such as, other-fuel benefits, O&M benefits or periodic replacement benefits which generally accrue to the customer or to non-utility sponsors. Utility System Net Levelized Costs correspond to Utility System B/C ratio with regard to the costs and benefits included. Benefits are subtracted from costs, then levelized over the life of the measure The Risk-Mitigation credit is used to determine program cost-effectiveness and impacts both the Utility System B/C ratio and the Utility System Net Levelized Cost. If the Risk-Mitigation credit is non-zero, the Utility System Net Levelized Cost will be reduced by the Risk-Mitigation benefit. When using ProCost to build conservation supply curves, the user should set the Risk-Mitigation Credit to zero so the credit is not reflected in the supply curves.
Note on BH87: Direct and program administrative costs incurred by the utility system minus benefits that accrue to the utility system.There are separate Utility System Net Levelized Costs for the electric and the gas system. Utility system benefits include deferred transmission and distribution system capacity, risk-mitigation and Regional Act credit all of which are user-determined inputs.Utility System benefits do not include any non-energy benefits such as, other-fuel benefits, O&M benefits or periodic replacement benefits which generally accrue to the customer or to non-utility sponsors. Utility System Net Levelized Costs correspond to Utility System B/C ratio with regard to the costs and benefits included. Benefits are subtracted from costs, then levelized over the life of the measure The Risk-Mitigation credit is used to determine program cost-effectiveness and impacts both the Utility System B/C ratio and the Utility System Net Levelized Cost. If the Risk-Mitigation credit is non-zero, the Utility System Net Levelized Cost will be reduced by the Risk-Mitigation benefit. When using ProCost to build conservation supply curves, the user should set the Risk-Mitigation Credit to zero so the credit is not reflected in the supply curves.
Note on BM87: Direct and program administrative costs of the measure to sponsor. Separate costs for each sponsor. Depends on share of costs incurred by sponsor, sponsor cost of capital, and financing term which are user-defined inputs. Includes applicable Capital, O&M, Periodic Replacement and Program Administrative costs. Sponsor costs are levelized over program life. Does not include any adjustments for benefit. NOTE: Units are per kWh for 'Electric' runs and per therm for 'Gas' runs for all sponsors.
Note on CE87: All costs minus all benefits regardless of which sponsor incurs the cost or accrues the benefits. TRC Net Levelized Cost includes all applicable costs and all benefits. In addition to energy system costs and benefits, TRC Net Levelized Cost includes non-energy, other-fuel, O&M, periodic-replacement and risk-mitigation benefits and costs. TRC Net Levelized Cost corresponds to TRC B/C ratios with regard to the costs and benefits included. Benefits are subtracted from costs, then levelized over the life of the measure. The Risk-Mitigation credit is used to determine program cost-effectiveness and impacts both the TRC B/C ratio and the TRC Net Levelized Cost. If Risk-Mitigation credit is non-zero, TRC Levelized Cost will be reduced by the risk-mitigation benefit. When using ProCost to build conservation supply curves, the user should set the Risk-Mitigation Credit to zero so the credit is not reflected in the supply curves.
Note on CW87: Direct and program administrative costs incurred by the utility system minus benefits that accrue to the utility system.There are separate Utility System Net Levelized Costs for the electric and the gas system. Utility system benefits include deferred transmission and distribution system capacity, risk-mitigation and Regional Act credit all of which are user-determined inputs.Utility System benefits do not include any non-energy benefits such as, other-fuel benefits, O&M benefits or periodic replacement benefits which generally accrue to the customer or to non-utility sponsors. Utility System Net Levelized Costs correspond to Utility System B/C ratio with regard to the costs and benefits included. Benefits are subtracted from costs, then levelized over the life of the measure The Risk-Mitigation credit is used to determine program cost-effectiveness and impacts both the Utility System B/C ratio and the Utility System Net Levelized Cost. If the Risk-Mitigation credit is non-zero, the Utility System Net Levelized Cost will be reduced by the Risk-Mitigation benefit. When using ProCost to build conservation supply curves, the user should set the Risk-Mitigation Credit to zero so the credit is not reflected in the supply curves.

## MMap
1 | 2 | 3 | 4 | 5 | 6 | 7 | 8 | 9 | 10 | 11 | 12 | 13 | 14 | 15 | 16 | 17 | 18 | 19 | 20 | 21 | 22 | 23 | 24 | 25 | 26 | 27 | 28 | 29 | 30 | 31 | 32 | 33 | 34 | 35 | 36 | 37 | 38 | 39 | 40 | 41 | 42 | 43 | 44 | 45 | 46 | 47
[5 empty] | 1 | 2 | 3 | 4 | 5 | 6 | 7 | 8 | 9 | 10 | 11 | 12 | 13 | 14 | 15 | 16 | 17 | 18 | 19 | 20 | 21 | 22 | 23 | 24 | 25 | 26 | 27 | 28 | 29 | 30 | 31 | 32 | 33 | 34 | 35 | 36 | 37 | 38 | 39 | 40 | 41 | 42
Index | From | To | Application | MOPP | Measure Name | Savings (kwh/yr) | Capital Cost | Lamp Life Pre | Lamp Life Post | Annual Hours | Measure Life | Tariff Maintenance Cost | Avoided Relamp Cost 1 ($) | Avoided Relamp Cycle (Group)Period 1 | Cost 2 ($) | Period 2 | Cost 3 ($) | Period 3 |  | Lamp Life Pre | Lamp Life Post | Incremental Fixture Cost & Labor | Incremental Install Labor Cost | Incremental Labor Hours | Avoided Ballast Cost | New Fixture Cost | Baseline Fixture Cost | Pre Watt | Post Watt | Delta Watt | Fixture Cost per Watt | Fixture Cost per Delta Watt | Percent Savings | null1 | Relamp Option (Group) | HPS Lamp Change Hours (Group) | HPS Lamp Change Labor Cost (Group) | HPS Lamp Cost | null2 | SUPPLY CURVE WEIGHT BY WATT CLASS | MEASURE APP WT | Fraction Wattage | Measure Selection WT | Relamp Selection WT |  | Fixture Cost per Watt Saved
Streetlight - HPS 100W - New | HPS 100W | LED 42W | Streetlight | New | Streetlight - HPS 100W - Group Relamp - to LED 42W - New | 339.7 | -8.5919 | 24000 | 70000 | 4300 | 16.2791 |  | -77 | 5 | [5 empty] | 24000 | 70000 | -8.5919 | 0 | 0 |  | 113.4081 | 122 | 121 | 35.4118 | 85.5882 | 3.2026 | 1.325 | 70.73% |  | Group | 0.5 | 65 | 12 |  | 25% | 13.5% | 54% | 50% | 50% |  | 1.325
Streetlight - HPS 100W - New | HPS 100W | LED 42W | Streetlight | New | Streetlight - HPS 100W - Tariff Relamp - to LED 42W - New | 339.7 | -8.5919 | 24000 | 70000 | 4300 | 16.2791 | -56 | [7 empty] | 24000 | 70000 | -8.5919 | 0 | 0 |  | 113.4081 | 122 | 121 | 35.4118 | 85.5882 | 3.2026 | 1.325 | 70.73% |  | Tariff |  |  |  |  | 25% | 13.5% | 54% | 50% | 50% |  | 1.325
Streetlight - HPS 100W - New | HPS 100W | LED 58W | Streetlight | New | Streetlight - HPS 100W - Group Relamp - to LED 58W - New | 270.9 | -8.5919 | 24000 | 70000 | 4300 | 16.2791 |  | -77 | 5 | [5 empty] | 24000 | 70000 | -8.5919 | 0 | 0 |  | 113.4081 | 122 | 121 | 48.902 | 72.098 | 2.3191 | 1.573 | 59.59% |  | Group | 0.5 | 65 | 12 |  | 25% | 13.5% | 54% | 50% | 50% |  | 1.573
Streetlight - HPS 100W - New | HPS 100W | LED 58W | Streetlight | New | Streetlight - HPS 100W - Tariff Relamp - to LED 58W - New | 270.9 | -8.5919 | 24000 | 70000 | 4300 | 16.2791 | -56 | [7 empty] | 24000 | 70000 | -8.5919 | 0 | 0 |  | 113.4081 | 122 | 121 | 48.902 | 72.098 | 2.3191 | 1.573 | 59.59% |  | Tariff |  |  |  |  | 25% | 13.5% | 54% | 50% | 50% |  | 1.573
Streetlight - MH 200W - New | MH 200W | LED 135W | Streetlight | New | Streetlight - MH 200W - Group Relamp - to LED 135W - New | 408.5 | 2.0116 | 24000 | 70000 | 4300 | 16.2791 |  | -80 | 5 | [5 empty] | 24000 | 70000 | 2.0116 | 0 | 0 |  | 162.0116 | 160 | 230 | 113.8235 | 116.1765 | 1.4234 | 1.3945 | 50.51% |  | Group | 0.5 | 65 | 15 |  | 50% | 6.55% | 13.1% | 100% | 50% |  | 1.3945
Streetlight - MH 200W - New | MH 200W | LED 135W | Streetlight | New | Streetlight - MH 200W - Tariff Relamp - to LED 135W - New | 408.5 | 2.0116 | 24000 | 70000 | 4300 | 16.2791 | -56 | [7 empty] | 24000 | 70000 | 2.0116 | 0 | 0 |  | 162.0116 | 160 | 230 | 113.8235 | 116.1765 | 1.4234 | 1.3945 | 50.51% |  | Tariff |  |  |  |  | 50% | 6.55% | 13.1% | 100% | 50% |  | 1.3945
Streetlight - HPS 250W - New | HPS 250W | LED 135W | Streetlight | New | Streetlight - HPS 250W - Group Relamp - to LED 135W - New | 666.5 | 2.0116 | 24000 | 70000 | 4300 | 16.2791 |  | -80 | 5 | [5 empty] | 24000 | 70000 | 2.0116 | 0 | 0 |  | 162.0116 | 160 | 290 | 113.8235 | 176.1765 | 1.4234 | 0.9196 | 60.75% |  | Group | 0.5 | 65 | 15 |  | 50% | 7% | 14% | 100% | 50% |  | 0.9196
Streetlight - HPS 250W - New | HPS 250W | LED 135W | Streetlight | New | Streetlight - HPS 250W - Tariff Relamp - to LED 135W - New | 666.5 | 2.0116 | 24000 | 70000 | 4300 | 16.2791 | -56 | [7 empty] | 24000 | 70000 | 2.0116 | 0 | 0 |  | 162.0116 | 160 | 290 | 113.8235 | 176.1765 | 1.4234 | 0.9196 | 60.75% |  | Tariff |  |  |  |  | 50% | 7% | 14% | 100% | 50% |  | 0.9196
Streetlight - MH 400W - New | MH 400W | LED 180W | Streetlight | New | Streetlight - MH 400W - Group Relamp - to LED 180W - New | 1195.4 | 134.0232 | 16000 | 70000 | 4300 | 16.2791 |  | -83 | 4 | [5 empty] | 16000 | 70000 | 134.0232 | 0 | 0 |  | 324.0232 | 190 | 458 | 151.7647 | 306.2353 | 2.135 | 1.0581 | 66.86% |  | Group | 0.5 | 65 | 18 |  | 50% | 8.75% | 17.5% | 100% | 50% |  | 1.0581
Streetlight - MH 400W - New | MH 400W | LED 180W | Streetlight | New | Streetlight - MH 400W - Tariff Relamp - to LED 180W - New | 1195.4 | 134.0232 | 16000 | 70000 | 4300 | 16.2791 | -56 | [7 empty] | 16000 | 70000 | 134.0232 | 0 | 0 |  | 324.0232 | 190 | 458 | 151.7647 | 306.2353 | 2.135 | 1.0581 | 66.86% |  | Tariff |  |  |  |  | 50% | 8.75% | 17.5% | 100% | 50% |  | 1.0581
Streetlight - MH 1000W - New | MH 1000W | LED 421W | Streetlight | New | Streetlight - MH 1000W - Group Relamp - to LED 421W - New | 2919.7 | 532.0695 | 16000 | 70000 | 4300 | 16.2791 |  | -85 | 4 | [5 empty] | 16000 | 70000 | 532.0695 | 0 | 0 |  | 972.0695 | 440 | 1100 | 354.9608 | 745.0392 | 2.7385 | 1.3047 | 67.73% |  | Group | 0.5 | 65 | 20 |  | 50% | 0.7% | 1.4% | 100% | 50% |  | 1.3047
Streetlight - MH 1000W - New | MH 1000W | LED 421W | Streetlight | New | Streetlight - MH 1000W - Tariff Relamp - to LED 421W - New | 2919.7 | 532.0695 | 16000 | 70000 | 4300 | 16.2791 | -56 | [7 empty] | 16000 | 70000 | 532.0695 | 0 | 0 |  | 972.0695 | 440 | 1100 | 354.9608 | 745.0392 | 2.7385 | 1.3047 | 67.73% |  | Tariff |  |  |  |  | 50% | 0.7% | 1.4% | 100% | 50% |  | 1.3047
Streetlight - HPS 100W - NR | HPS 100W | LED 42W | Streetlight | NR | Streetlight - HPS 100W - Group Relamp - to LED 42W - NR | 339.7 | 113.4081 | 24000 | 70000 | 4300 | 16.2791 |  | -77 | 5 | [5 empty] | 24000 | 70000 | 113.4081 | 0 | 0 |  | 113.4081 | 0 | 121 | 35.4118 | 85.5882 | 3.2026 | 1.325 | 70.73% |  | Group | 0.5 | 65 | 12 |  | 25% | 13.5% | 54% | 50% | 50% |  | 1.325
Streetlight - HPS 100W - NR | HPS 100W | LED 42W | Streetlight | NR | Streetlight - HPS 100W - Tariff Relamp - to LED 42W - NR | 339.7 | 113.4081 | 24000 | 70000 | 4300 | 16.2791 | -56 | [7 empty] | 24000 | 70000 | 113.4081 | 0 | 0 |  | 113.4081 | 0 | 121 | 35.4118 | 85.5882 | 3.2026 | 1.325 | 70.73% |  | Tariff |  |  |  |  | 25% | 13.5% | 54% | 50% | 50% |  | 1.325
Streetlight - HPS 100W - NR | HPS 100W | LED 58W | Streetlight | NR | Streetlight - HPS 100W - Group Relamp - to LED 58W - NR | 270.9 | 113.4081 | 24000 | 70000 | 4300 | 16.2791 |  | -77 | 5 | [5 empty] | 24000 | 70000 | 113.4081 | 0 | 0 |  | 113.4081 | 0 | 121 | 48.902 | 72.098 | 2.3191 | 1.573 | 59.59% |  | Group | 0.5 | 65 | 12 |  | 25% | 13.5% | 54% | 50% | 50% |  | 1.573
Streetlight - HPS 100W - NR | HPS 100W | LED 58W | Streetlight | NR | Streetlight - HPS 100W - Tariff Relamp - to LED 58W - NR | 270.9 | 113.4081 | 24000 | 70000 | 4300 | 16.2791 | -56 | [7 empty] | 24000 | 70000 | 113.4081 | 0 | 0 |  | 113.4081 | 0 | 121 | 48.902 | 72.098 | 2.3191 | 1.573 | 59.59% |  | Tariff |  |  |  |  | 25% | 13.5% | 54% | 50% | 50% |  | 1.573
Streetlight - MH 200W - NR | MH 200W | LED 135W | Streetlight | NR | Streetlight - MH 200W - Group Relamp - to LED 135W - NR | 408.5 | 162.0116 | 24000 | 70000 | 4300 | 16.2791 |  | -80 | 5 | [5 empty] | 24000 | 70000 | 162.0116 | 0 | 0 |  | 162.0116 | 0 | 230 | 113.8235 | 116.1765 | 1.4234 | 1.3945 | 50.51% |  | Group | 0.5 | 65 | 15 |  | 50% | 6.55% | 13.1% | 100% | 50% |  | 1.3945
Streetlight - MH 200W - NR | MH 200W | LED 135W | Streetlight | NR | Streetlight - MH 200W - Tariff Relamp - to LED 135W - NR | 408.5 | 162.0116 | 24000 | 70000 | 4300 | 16.2791 | -56 | [7 empty] | 24000 | 70000 | 162.0116 | 0 | 0 |  | 162.0116 | 0 | 230 | 113.8235 | 116.1765 | 1.4234 | 1.3945 | 50.51% |  | Tariff |  |  |  |  | 50% | 6.55% | 13.1% | 100% | 50% |  | 1.3945
Streetlight - HPS 250W - NR | HPS 250W | LED 135W | Streetlight | NR | Streetlight - HPS 250W - Group Relamp - to LED 135W - NR | 666.5 | 162.0116 | 24000 | 70000 | 4300 | 16.2791 |  | -80 | 5 | [5 empty] | 24000 | 70000 | 162.0116 | 0 | 0 |  | 162.0116 | 0 | 290 | 113.8235 | 176.1765 | 1.4234 | 0.9196 | 60.75% |  | Group | 0.5 | 65 | 15 |  | 50% | 7% | 14% | 100% | 50% |  | 0.9196
Streetlight - HPS 250W - NR | HPS 250W | LED 135W | Streetlight | NR | Streetlight - HPS 250W - Tariff Relamp - to LED 135W - NR | 666.5 | 162.0116 | 24000 | 70000 | 4300 | 16.2791 | -56 | [7 empty] | 24000 | 70000 | 162.0116 | 0 | 0 |  | 162.0116 | 0 | 290 | 113.8235 | 176.1765 | 1.4234 | 0.9196 | 60.75% |  | Tariff |  |  |  |  | 50% | 7% | 14% | 100% | 50% |  | 0.9196
Streetlight - MH 400W - NR | MH 400W | LED 180W | Streetlight | NR | Streetlight - MH 400W - Group Relamp - to LED 180W - NR | 1195.4 | 324.0232 | 16000 | 70000 | 4300 | 16.2791 |  | -83 | 4 | [5 empty] | 16000 | 70000 | 324.0232 | 0 | 0 |  | 324.0232 | 0 | 458 | 151.7647 | 306.2353 | 2.135 | 1.0581 | 66.86% |  | Group | 0.5 | 65 | 18 |  | 50% | 8.75% | 17.5% | 100% | 50% |  | 1.0581
Streetlight - MH 400W - NR | MH 400W | LED 180W | Streetlight | NR | Streetlight - MH 400W - Tariff Relamp - to LED 180W - NR | 1195.4 | 324.0232 | 16000 | 70000 | 4300 | 16.2791 | -56 | [7 empty] | 16000 | 70000 | 324.0232 | 0 | 0 |  | 324.0232 | 0 | 458 | 151.7647 | 306.2353 | 2.135 | 1.0581 | 66.86% |  | Tariff |  |  |  |  | 50% | 8.75% | 17.5% | 100% | 50% |  | 1.0581
Streetlight - MH 1000W - NR | MH 1000W | LED 421W | Streetlight | NR | Streetlight - MH 1000W - Group Relamp - to LED 421W - NR | 2919.7 | 972.0695 | 16000 | 70000 | 4300 | 16.2791 |  | -85 | 4 | [5 empty] | 16000 | 70000 | 972.0695 | 0 | 0 |  | 972.0695 | 0 | 1100 | 354.9608 | 745.0392 | 2.7385 | 1.3047 | 67.73% |  | Group | 0.5 | 65 | 20 |  | 50% | 0.7% | 1.4% | 100% | 50% |  | 1.3047
Streetlight - MH 1000W - NR | MH 1000W | LED 421W | Streetlight | NR | Streetlight - MH 1000W - Tariff Relamp - to LED 421W - NR | 2919.7 | 972.0695 | 16000 | 70000 | 4300 | 16.2791 | -56 | [7 empty] | 16000 | 70000 | 972.0695 | 0 | 0 |  | 972.0695 | 0 | 1100 | 354.9608 | 745.0392 | 2.7385 | 1.3047 | 67.73% |  | Tariff |  |  |  |  | 50% | 0.7% | 1.4% | 100% | 50% |  | 1.3047
Note on Y25: Charlie Grist: No incremental labor in NR case. Assume end of life replacement at butrnout of existing lamp.

## Luminaires 7P
Pole Mount Street Lights
|  | Labor Rate | 100 | $/hr | 2017 Efficacy Adjustment for LED Streetlight | [7 empty] | 2017 Cost Adjustment for LED Streelight
|  | Vehicle Rate | 30 | $/hr | 0.84314 | [7 empty] | 81.01%
|  | Total Rate | 130 | $/hr
1 | 2 | 3 | 4 | 5 |  | 7 | 8 | 9 | 10 | 11 | 12 | 13 | 14 | 15 | 16 | 17 | 18 | 19 | 20 | 21 | 22 | 23 | 24 | 25 | 26 | 27 | 28 | 29 | 30 | 31 | 32 | 33 | 34
From | To | Fixture | Mount Height | Luminaire Wattage | 2017 Forecast Wattage | Mean Lumen Output Photopic | Mean Lumen Output Scotopic | Source Efficacy lm/Watt | Fixture Efficacy lm/Watt | Lamps per Fixture | Ballasts per Fixture | 2014 Luminaire Cost Nominal (2012$) | 2017 Forecast Luminaire Cost Nominal (2012$) | Luminaire Cost $2006 | Lamp Hours | Lamp Cost | Total Hours | Lamp Change Cost | Ballast Cost | Year of Cost Data | Hours per Year on Photo Control | Energy Use per Year on Photo Control | Lamp Life in Years | Lamp Replace Cycle | Source | First Cost $/million-lumen-hours | First Cost $/Watt | First Cost $/klm | Delta Watt | Savings Percent by Wattage | Incremental First Cost $ per Delta Watt | Total First Cost per Delta Watt | Annujal Savings kWh
HPS 100W |  | HPS 100W CH w Group relamp | 28.5 | 121 | 121 | 9500 | 6900 | 78.5124 |  | 1 | 1 | 122 | 122 |  | 24000 | 12 | 0.33 | 54.9 | 260 | 2014 | 4300 | 520.3 | 5.5814 | 5 | http://www.nofs.navy.mil/about_NOFS/darksky/lumentab.html | 0.53509 | 1.0083 | 17.6812
HPS 100W |  | HPS 100W CH w Tariff Relamp | 28.5 | 121 | 121 | 9500 | 6900 | 78.5124 |  | 1 | 1 | 122 | 122 |  | 24000 | 12 | 1 | 142 | 260 | 2014 | 4300 | 520.3 | 5.5814 | 5 | http://www.nofs.navy.mil/about_NOFS/darksky/lumentab.html | 0.53509 | 1.0083 | 17.6812
HPS 100W |  | HPS 100W CH w Group relamp | 28.5 | 121 | 121 | 9500 | 6900 | 78.5124 |  | 1 | 1 | 122 | 122 |  | 24000 | 12 | 0.33 | 54.9 | 260 | 2014 | 4300 | 520.3 | 5.5814 | 5 | http://www.nofs.navy.mil/about_NOFS/darksky/lumentab.html | 0.53509 | 1.0083 | 17.6812
HPS 100W |  | HPS 100W CH w Tariff Relamp | 28.5 | 121 | 121 | 9500 | 6900 | 78.5124 |  | 1 | 1 | 122 | 122 |  | 24000 | 12 | 1 | 142 | 260 | 2014 | 4300 | 520.3 | 5.5814 | 5 | http://www.nofs.navy.mil/about_NOFS/darksky/lumentab.html | 0.53509 | 1.0083 | 17.6812
MH 200W |  | MH 200W CH w Group relamp |  | 230 | 230 | 22000 | 16000 | 95.6522 |  | 1 | 1 | 160 | 160 |  | 24000 | 15 | 0.33 | 57.9 |  | 2014 | 4300 | 989 | 5.5814 | 5 | http://www.nofs.navy.mil/about_NOFS/darksky/lumentab.html | 0.30303 | 0.69565 | 10
MH 200W |  | MH 200W CH w Tariff Relamp |  | 230 | 230 | 22000 | 16000 | 95.6522 |  | 1 | 1 | 160 | 160 |  | 24000 | 15 | 1 | 145 |  | 2014 | 4300 | 989 | 5.5814 | 5 | http://www.nofs.navy.mil/about_NOFS/darksky/lumentab.html | 0.30303 | 0.69565 | 10
HPS 250W |  | HPS 250W CH w Group relamp |  | 290 | 290 | 29000 | 21000 | 100 |  | 1 | 1 | 160 | 160 |  | 24000 | 15 | 0.33 | 57.9 |  | 2014 | 4300 | 1247 | 5.5814 | 5 | http://www.nofs.navy.mil/about_NOFS/darksky/lumentab.html | 0.22989 | 0.55172 | 7.619
HPS 250W |  | HPS 250W CH w Tariff Relamp |  | 290 | 290 | 29000 | 21000 | 100 |  | 1 | 1 | 160 | 160 |  | 24000 | 15 | 1 | 145 |  | 2014 | 4300 | 1247 | 5.5814 | 5 | http://www.nofs.navy.mil/about_NOFS/darksky/lumentab.html | 0.22989 | 0.55172 | 7.619
MH 400W |  | MH 400W w Group relamp |  | 458 | 458 | 40000 | 25000 | 87.3362 |  | 1 | 1 | 190 | 190 |  | 16000 | 18 | 0.33 | 60.9 |  | 2014 | 4300 | 1969.4 | 3.7209 | 4 | http://www.nofs.navy.mil/about_NOFS/darksky/lumentab.html | 0.29688 | 0.41485 | 7.6
MH 400W |  | MH 400W w Tariff Relamp |  | 458 | 458 | 40000 | 25000 | 87.3362 |  | 1 | 1 | 190 | 190 |  | 16000 | 18 | 1 | 148 |  | 2014 | 4300 | 1969.4 | 3.7209 | 4 | http://www.nofs.navy.mil/about_NOFS/darksky/lumentab.html | 0.29688 | 0.41485 | 7.6
MH 1000W |  | MH 1000W w Group relamp |  | 1100 | 1100 | 110000 | 67000 | 100 |  | 1 | 1 | 440 | 440 |  | 16000 | 20 | 0.33 | 62.9 |  | 2014 | 4300 | 4730 | 3.7209 | 4 | http://www.nofs.navy.mil/about_NOFS/darksky/lumentab.html | 0.25 | 0.4 | 6.5672
MH 1000W |  | MH 1000W w Tariff Relamp |  | 1100 | 1100 | 110000 | 67000 | 100 |  | 1 | 1 | 440 | 440 |  | 16000 | 20 | 1 | 150 |  | 2014 | 4300 | 4730 | 3.7209 | 4 | http://www.nofs.navy.mil/about_NOFS/darksky/lumentab.html | 0.25 | 0.4 | 6.5672
| LED 42W | LED 100W Repl CH w Group relamp |  | 42 | 35.4118 |  | 4100 |  | 97.619 |  |  | 140 | 113.4081 |  | 70000 | [5 empty] | 4300 | 180.6 | 16.2791 | 15 |  | 0.39515 | 2.7002 | 27.6605 | 79 | 65.29% | -0.10876 | 1.4355 | 339.7
| LED 42W | LED 100W Repl CH w Tariff Relamp |  | 42 | 35.4118 |  | 4100 |  | 97.619 |  |  | 140 | 113.4081 |  | 70000 | [5 empty] | 4300 | 180.6 | 16.2791 | 15 |  | 0.39515 | 2.7002 | 27.6605 | 79 | 65.29% | -0.10876 | 1.4355 | 339.7
| LED 58W | LED 100W Repl CH w Group relamp |  | 58 | 48.902 |  | 5000 |  | 86.2069 |  |  | 140 | 113.4081 |  | 70000 | [5 empty] | 4300 | 249.4 | 16.2791 | 15 |  | 0.32402 | 1.9553 | 22.6816 | 63 | 52.07% | -0.13638 | 1.8001 | 270.9
| LED 58W | LED 100W Repl CH w Tariff Relamp |  | 58 | 48.902 |  | 5000 |  | 86.2069 |  |  | 140 | 113.4081 |  | 70000 | [5 empty] | 4300 | 249.4 | 16.2791 | 15 |  | 0.32402 | 1.9553 | 22.6816 | 63 | 52.07% | -0.13638 | 1.8001 | 270.9
| LED 135W | LED 200W Repl CH w Group relamp |  | 135 | 113.8235 |  | 12000 |  | 88.8889 |  |  | 200 | 162.0116 |  | 70000 | [5 empty] | 4300 | 580.5 | 16.2791 | 15 |  | 0.19287 | 1.2001 | 13.501 | 95 | 41.3% | 0.021174 | 1.7054 | 408.5
| LED 135W | LED 200W Repl CH w Tariff Relamp |  | 135 | 113.8235 |  | 12000 |  | 88.8889 |  |  | 200 | 162.0116 |  | 70000 | [5 empty] | 4300 | 580.5 | 16.2791 | 15 |  | 0.19287 | 1.2001 | 13.501 | 95 | 41.3% | 0.021174 | 1.7054 | 408.5
| LED 135W | LED 250W Repl CH w Group relamp |  | 135 | 113.8235 |  | 12000 |  | 88.8889 |  |  | 200 | 162.0116 |  | 70000 | [5 empty] | 4300 | 580.5 | 16.2791 | 15 |  | 0.19287 | 1.2001 | 13.501 | 155 | 53.45% | 0.012978 | 1.0452 | 666.5
| LED 135W | LED 250W Repl CH w Tariff Relamp |  | 135 | 113.8235 |  | 12000 |  | 88.8889 |  |  | 200 | 162.0116 |  | 70000 | [5 empty] | 4300 | 580.5 | 16.2791 | 15 |  | 0.19287 | 1.2001 | 13.501 | 155 | 53.45% | 0.012978 | 1.0452 | 666.5
| LED 180W | LED 400W Repl w Group relamp |  | 180 | 151.7647 |  | 17000 |  | 94.4444 |  |  | 400 | 324.0232 |  | 70000 | [5 empty] | 4300 | 774 | 16.2791 | 15 |  | 0.27229 | 1.8001 | 19.0602 | 278 | 60.7% | 0.4821 | 1.1656 | 1195.4
| LED 180W | LED 400W Repl w Tariff Relamp |  | 180 | 151.7647 |  | 17000 |  | 94.4444 |  |  | 400 | 324.0232 |  | 70000 | [5 empty] | 4300 | 774 | 16.2791 | 15 |  | 0.27229 | 1.8001 | 19.0602 | 278 | 60.7% | 0.4821 | 1.1656 | 1195.4
| LED 421W | LED 1000W Repl w Group relamp |  | 421 | 354.9608 |  | 41000 |  | 97.3872 |  |  | 1200 | 972.0695 |  | 70000 | [5 empty] | 4300 | 1810.3 | 16.2791 | 15 |  | 0.3387 | 2.309 | 23.709 | 679 | 61.73% | 0.78361 | 1.4316 | 2919.7
| LED 421W | LED 1000W Repl w Tariff Relamp |  | 421 | 354.9608 |  | 41000 |  | 97.3872 |  |  | 1200 | 972.0695 |  | 70000 | [5 empty] | 4300 | 1810.3 | 16.2791 | 15 |  | 0.3387 | 2.309 | 23.709 | 679 | 61.73% | 0.78361 | 1.4316 | 2919.7

## Pricing
Referece: 2
Tacoma Pricing 2014 from Rich Arneson
Street/Area Lighting: Unit and maintenance Costs
|  |  | Existing HID Lamp Wattage | System Wattage W/Ballast | Unit Cost | Annual Average Maineannce Cost |  | Replacement Description | Unit Cost | Annual Average Maineannce Cost |  | Incremental Unit Cost | Annual Maintenance Savings | Notes
|  |  | 100 | 128 | 122 | 56 |  | 42 W LED with PC | 155 | 8 |  | 33 | 48
|  |  | 200 | 230 | 163 | 56 |  | 101 W LED with PC | 325 | 8 |  | 162 | 48
|  |  | 250 | 292 | 159 | 56 |  | 101 W LED with PC | 325 | 8 |  | 166 | 48
|  |  | 400 | 458 | 186 | 56 |  | 168 W LED with PC | 500 | 8 |  | 314 | 48
|  |  | 1000 | 1100 | 440 | 80 |  | 400 W LED with PC | 1200 | 12 |  | 760 | 68
|  |  | 1000 | 1100 | NA |  |  | 775 W PSMH | 325 |  |  | 325 | 0 | Retrofit measure, so full measure cost
Notes
PS MH assumes no maintnenace savings compared to the old HID.
[8 empty] | Photo Cell for LED streetlights are electronic, 20 year life with cost of |  |  |  |  | 30
[8 empty] | Photo Cell for HID streetlights are standard, 6 year life with cost of |  |  |  |  | 5.51
[8 empty] | Lamp life of LED in hours and years |  |  |  |  | 100000 | 23.2558
[8 empty] | Lamp life of HID in hours and years |  |  |  |  | 20000 | 4.6512
[8 empty] | Assumed cost of replacement LED |  |  |  |  | 100
For purposes of LED maintenance, assumes that photo cell and LED panel is replaced at same time.
[9 empty] | Per Repair | Average per Fixture
[8 empty] | HID Average repair cost (rounded) | 118 | 56
[8 empty] | Tacoma Power Maintenance | 144.15 | 63.509
[8 empty] | City of Lakewood | 104.25 | 45.93
[8 empty] | City of University Place | 105.43 | 59.94
|  |  | Seattle Pricing by Year in 2012$ from |  |  |  | Q:\SeventhPlan\Conservation Analysis\Com\Streetlight\Seattle LED Purchases history to date 8_2014.xlsx |  |  |  | Seattle Pricing 2012$ from |  |  | Q:\SeventhPlan\Conservation Analysis\Com\Streetlight\Seattle LED Purchases history to date 8_2014.xlsx
|  |  | Average of 2012$ | Column Labels | [6 empty] | Average of $/Watt | Column Labels
|  |  | Row Labels | 2010 | 2011 | 2012 | 2013 | 2014 | Grand Total |  | Row Labels | 2010 | 2011 | 2012 | 2013 | 2014 | Grand Total
|  |  | 38 |  |  |  |  | 247.35 | 247.35 |  | 38 |  |  |  |  | 6.7105 | 6.7105
|  |  | 52 |  |  | 227.7692 | 211.2381 |  | 221.9833 |  | 52 |  |  | 4.3802 | 4.1236 |  | 4.2904
|  |  | 70 |  | 281.741 | 285 |  |  | 283.0829 |  | 70 | 4.0694 | 3.9579 | 4.0714 |  |  | 4.0071
|  |  | 135 |  |  |  | 222.6373 | 191.09 | 201.6058 |  | 135 |  |  |  | 1.6741 | 1.4593 | 1.5309
|  |  | 270 |  |  |  | 702.3913 | 444.745 | 496.2743 |  | 270 |  |  |  | 2.6407 | 1.6981 | 1.8867
|  |  | Grand Total |  | 281.741 | 247.8 | 267.0772 | 344.0729 | 273.6003 |  | Grand Total | 4.0694 | 3.9579 | 4.2721 | 3.6867 | 2.3459 | 3.8487
|  |  | Portland Pricing Nov 2014 from Tod Roisnbum |  |  |  | Streetlight\Portland Pricing 2014.pdf
|  |  | Model | Incumbant | LED Watt | Price Quote
|  |  | EC1 6M | 100 HPS | 29 | 124
|  |  | EC3 10M | 200 HPS | 63 | 167
|  |  | EC3 10M | 250 MH | 89 | 167
|  |  | EC7 20M | 400 MH | 180 | 289 |  | 394.5 | Averge Portalnd and Tacoma
|  |  | Model | Incumbant | LED Watt | Price Quote
|  |  | CREE | 1000 MH | 264 | 900
|  |  | CREE | 1000 MH | 421 | 1200
Fixture Cost Inputs for 2014
Baseline Fixtures | 2012$ | Source
HPS 100W | 122 | Tacoma Pricing
MH 200W | 160 | Tacoma Pricing
HPS 250W | 160 | Tacoma Pricing
MH 400W | 190 | Tacoma Pricing
MH 1000W | 440
LED Fixtures
LED 42W | 140 | Portland & Tacoma Pricing
LED 58W | 140 | Portland & Tacoma Pricing
LED 135W | 200 | Portland & Tacoma Pricing
LED 180W | 400 | Portland & Tacoma Pricing
LED 421W | 1200 | Bid
Charlie:
Below are cost quotes from one particular manufacturer, Cooper. I can’t say offhand how suitable a replacement these would be for a 1000 W HID product in a given application, the proof is in the pudding. But you can see there’s a 41,000 lumen product below for only $1200. Earlier I was going to guess that a 50,000 lumen replacement product is probably in the $1500 range, and that’s probably not a bad guess today. But if you’re projecting this out a couple of years, geez the price drop on these has been really rapid. I might guess less than a $1000 within 5 years based on recent history.
Bruce
From: Wilkerson, Andrea M Sent: Wednesday, November 05, 2014 3:22 PM To: Kinzey, Bruce R Subject: LED Pricing
Hi Bruce,
I realized I was looking at the older generation. The newest generation lumen output is listed below.
Wattage Lumens Price
264 25,652 900
421 41,134 1200
Andrea

## SatPen
Saturation and Penetration Estimates
For Street and Roadway | Estimated Saturation (Installed) |  |  |  |  | Forecast
Source | 2010 | 2011 | 2012 | 2013 | 2014 | 2015
DOE 2012 Market Adoption | 1% |  | 2%
Draft DOE 2013 Market Adoption |  |  |  | 7.1%
DOE 2014 Energy Savings Forecast |  |  |  |  | no est
Forecast Penetration (Share of Sales)
Source: DOE Reference 2
PNW Estimates Street & Roadway | Luminaires
Total Stock | 1000000
Forecast Completed by End 2015 | Count LED Installed by 2015 | Percent LED by 2015 | Stock Count | Estimate Fraction Complete for all other Jurisdictions
Seattle | 89000 | 100% | 89000
Portland | 55000 | 100% | 55000
Avista | 4500 | 15% | 30000
Pacificorp | 600 | 1% | 60000
State & Fed | 2000 | 2% | 100000
All others | 66600 | 10% | 666000 | 10%
Total | 217700 |  | 1000000
Remaining | 780000 | 21.77%
Note on A35: Charlie Grist: PNL Inventory plus Council Update and induvidual jurisdiction reports.
For 2016 use 50% for baseline penetration for new based on DOE forecast interpolation.

## Outdoor Stock
Luminaire & Electric Load Estimates
[18 empty] | Municipal | Combined
[6 empty] | 2014 Estimate | [6 empty] | Navigant 2014 |  |  |  |  | Wattage Classes | Frac Stock | [5 empty] | Portland Disribution | [6 empty] | Tacoma Distribution
| Utility | total MWh sold 2012 | MWa |  |  | 81 | Weighted Mean Streetlights per 1000 municipal population | [5 empty] | 46000000 | Luminaires US 2013 |  |  |  | Streetlight - HPS 100W - New | 54% | 100% |  |  |  |  | Sum of Count | Type | [5 empty] | Unmetered Streetlights
| Pacificorp |  |  |  |  | 13242.6783 | Total Population PNW 2014 | [5 empty] | 4% | PNW share of US |  |  |  | Streetlight - MH 200W - New | 13.1% | [5 empty] | Wattage | HPS | MH | MV | (blank) | Grand Total |  | Wattage and hrs of Operation |  | Annual kWh | Frac Count
| OR | 38537 |  |  |  | 11123.8498 | Est Population Muni Population | 84% |  |  |  |  | 1840000 | PNW Luminaires |  |  |  | Streetlight - HPS 250W - New | 14% | [5 empty] | 70 | 1.468% | 0% | 0% | 0% | 1.458% | 62.45% | 50_DD (24kwh) | 36 | 240 | 0.1565% | 56.04%
| WA | 10108 | [15 empty] | Streetlight - MH 400W - New | 17.5% | [5 empty] | 85 | 0% | 0% | 0% | 53.49% | 0.3171% |  | 70_DD (37kwh) | 1834 | 360 | 7.973%
| ID | 2649 |  |  |  | 900000 | Region Street Lights | [10 empty] | Streetlight - MH 1000W - New | 1.4% | [5 empty] | 100 | 61.09% | 0% | 0% | 0% | 60.68% |  | 75_DD (38.5kwh) | 54 | 432 | 0.2348%
|  | 51294 | 5.8555 |  |  | 730 | Annual kWh | [10 empty] | Streetlight - HPS 100W - NR | 54% | 100% |  |  |  |  | 150 | 15.15% | 0% | 0% | 0% | 15.05% |  | 100_DD (52kwh) | 8178 | 624 | 35.55%
[6 empty] | 657000 | MWh | [5 empty] | PNL Alternative per staff discussion |  |  |  |  | Streetlight - MH 200W - NR | 13.1% | [5 empty] | 175 | 0% | 0% | 100% | 0% | 0.04035% | 18.05% | 100_D2:20am (52kwh) | 2 | 600 | 0.008695%
| Avista | 25878 | 2.9541 |  |  | 75 | aMW Muni (pre LED) | [5 empty] | 26000000 | Streetlight luminaires US |  |  |  | Streetlight - HPS 250W - NR | 14% | [5 empty] | 200 | 10.97% | 0% | 0% | 0% | 10.9% |  | 150 Incadecent (53kwh) | 11 | 660 | 0.04782%
[13 empty] | 5000000 | Highway luminaires |  |  |  | Streetlight - MH 400W - NR | 17.5% | [5 empty] | 250 | 7.117% | 100% | 0% | 0% | 7.112% |  | 150_DD (77kwh) | 2776 | 744 | 12.07%
| Idaho Power | 31798 | 3.6299 |  |  | 11.11% | State highway as fraction of muni | [5 empty] | 4% | PNW share of US |  |  |  | Streetlight - MH 1000W - NR | 1.4% | [5 empty] | 400 | 4.199% | 0% | 0% | 0% | 4.171% |  | 175_DD (77kwh) | 196 | 900 | 0.8521% | 30.91%
[6 empty] | 100000 | Estimated highway count (State,Fed, Other) | [17 empty] | 1000 | 0% | 0% | 0% | 46.51% | 0.2757% |  | 200_DD (90W) | 5666 | 948 | 24.63%
| Northwestern | 55919 | 6.3834 |  |  | 1900 | Annual kWh for highway luminare | [5 empty] | 1040000 | PNW Streetlight | [10 empty] | (blank) | 0% | 0% | 0% | 0% | 0% |  | 250_DD (111W) | 1021 | 1224 | 4.439%
[6 empty] | 190000 | MWh | [5 empty] | 200000 | PNW Highway |  |  |  | Highway | Highway |  | Muni |  | Combined | Combined | Grand Total | 100% | 100% | 100% | 100% | 100% |  | 250_Continuous (272kwh) | 15 | 3240 | 0.06521%
| PGE | 110736 | 12.6411 |  |  | 21.6895 | aMW State, Fed, Highway, | [10 empty] | Wattage Classes | Frac Stock |  |  |  | Count 2014 | Frac | [7 empty] | 310_DD (133kwh) | 213 | 1596 | 0.926% | 13.3%
[13 empty] | 1240000 | PNW Total Luminaires |  |  |  | Streetlight - HPS 100W - New | 0% | 100% | 60% | 100% | 540000 | 54% | [7 empty] | 400_DD (172kwh) | 2847 | 1956 | 12.38%
| PSE | 93594 | 10.6842 |  |  | 1000000 | Luminaires | [10 empty] | Streetlight - MH 200W - New | 5% |  | 14% |  | 131000 | 13.1% | [7 empty] | 700_DD (296kwh) | 19 | 3600 | 0.0826% | 0.6695%
[18 empty] | Streetlight - HPS 250W - New | 5% |  | 15% |  | 140000 | 14% | [7 empty] | 1000k(432kwh) | 135 | 4800 | 0.5869%
| Total IOU Sales to Streetlight (FERC) |  | 42.1483 | [14 empty] | Streetlight - MH 400W - New | 85% |  | 10% |  | 175000 | 17.5%
| Estimated Load not reprted on SL tariff |  | 5% | [14 empty] | Streetlight - MH 1000W - New | 5% |  | 1% |  | 14000 | 1.4%
| Estimated fraction IOU/Regional Load |  | 50% | [14 empty] | Streetlight - HPS 100W - NR | 0% | 100% | 60% | 100% | 540000 | 54%
[18 empty] | Streetlight - MH 200W - NR | 5% |  | 14% |  | 131000 | 13.1%
| Proxy Regional Load reported FERC Form 1 |  | 88.5114 | aMW |  | 96.6895 | aMW Street & Roadway 2014 | [10 empty] | Streetlight - HPS 250W - NR | 5% |  | 15% |  | 140000 | 14%
[18 empty] | Streetlight - MH 400W - NR | 85% |  | 10% |  | 175000 | 17.5%
[6 empty] | 230 | Average Roadway Wattage HPS per Navigant | [10 empty] | Streetlight - MH 1000W - NR | 5% |  | 1% |  | 14000 | 1.4%
[6 empty] | 112.8995 | aMW Street & Roadway 2014
[18 empty] | Count | 100000 |  | 900000 |  | 1000000
Previous Estiamtes
| Delta watts time hours | Navigant 2008 | Navigant 2002 | [11 empty] | ..\Measure Data\Lighting\SSL\City of Portland Lights Sch91FY07-08.xls
| US Luminaire Count 2007 in millions (Navigant 2008) | 135 | 50 | 5.6772 |  |  |  | Based on 2008 Study | Based on 2002 Study | PNW Luminaire Count in million luminiares in 2010 |  |  |  |  | These data are from City of Portland:
| Use | Type | Type2 | Fraction for Use | Fraction Type | Fraction Type2 | Fraction Total | US Luminaires in Millions | US Luminaires in Millions | PNW Luminaires Based on 2008 Study | By Population | Street HPS Cobra Head | Streetlight HPS <400W |  | Portland Fixture Count by Wattage |  | Portland Luminaire Connected Wattage by Size and Type
| US luminatire count from Navigant 2008. Wattage and type distribution from city of Portland. Sales from DOE rulemaking. Primarily 100HPS. |  |  | 5% | [12 empty] | Sum of Total Watts | Type
|  | Highway High Mast (>50 feet) |  |  | 60% |  | 3% | 4.05 | 1.5 | 0.17031 |  |  |  |  | Wattage |  | Wattage | HPS | MH | MV | (blank) | Grand Total
|  | Highway Low Mast |  |  | 20% |  | 1% | 1.35 | 0.5 | 0.056772 |  |  |  |  | 70 | 1.458% | 70 | 0.7268% | 0% | 0% | 0% | 0.7106%
|  | Highway Tunnel |  |  | 20% |  | 1% | 1.35 | 0.5 | 0.056772
| Streetlight |  |  | 25% | [6 empty] | 1.5 | 1.3909 | 1.3353 |  | 85 | 0.3171% | 85 | 0% | 0% | 0% | 8.906% | 0.1877%
|  | HPS Cobra Head |  |  | 85% |  | 21.25% | 28.6875 | 10.625 | 1.2064 |  |  |  |  | 100 | 60.68% | 100 | 43.21% | 0% | 0% | 0% | 42.25% | 72.88%
|  | LPS |  |  | 5% |  | 1.25% | 1.6875 | 0.625 | 0.070964 |  |  |  |  | 150 | 15.05% | 150 | 16.08% | 0% | 0% | 0% | 15.72% | 27.12%
|  | MH Cobra Head |  |  | 5% |  | 1.25% | 1.6875 | 0.625 | 0.070964 |  |  |  |  | 175 | 0.04035% | 175 | 0% | 0% | 100% | 0% | 0.04916%
|  | HPS Decorative |  |  | 5% |  | 1.25% | 1.6875 | 0.625 | 0.070964 |  |  |  |  | 200 | 10.9% | 200 | 15.52% | 0% | 0% | 0% | 15.17%
[15 empty] | 250 | 7.112% | 250 | 12.59% | 100% | 0% | 0% | 12.38%
[15 empty] | 400 | 4.171% | 400 | 11.88% | 0% | 0% | 0% | 11.62%
| Parking |  |  | 5% | [10 empty] | 1000 | 0.2757% | 1000 | 0% | 0% | 0% | 91.09% | 1.92%
|  | Open Parking |  |  | 60% | [9 empty] | (blank) | 0% | (blank) | 0% | 0% | 0% | 0% | 0%
|  |  | Parking HPS |  |  | 45% | 1.35% | 1.8225 | 0.675 | 0.076642 |  |  |  |  | Grand Total | 100% | Grand Total | 100% | 100% | 100% | 100% | 100%
|  |  | Parking MH |  |  | 50% | 1.5% | 2.025 | 0.75 | 0.085157
|  |  | Parking LF |  |  | 5% | 0.15% | 0.2025 | 0.075 | 0.0085157 |  |  |  |  | WT Average | 143.6282 | [5 empty] | 193.5184 | weighted average wattage
|  | Covered Parking |  |  | 40% | [9 empty] | Fract < 400W | 96%
|  |  | Parking HPS |  |  | 30% | 0.6% | 0.81 | 0.3 | 0.034063
|  |  | Parking MH |  |  | 40% | 0.8% | 1.08 | 0.4 | 0.045417
|  |  | Parking LF |  |  | 30% | 0.6% | 0.81 | 0.3 | 0.034063
| Area |  |  | 35%
|  | Area High Mast |  |  | 40% |  | 14% | 18.9 | 7 | 0.7948
|  | Area Low Mast |  |  | 60% |  | 21% | 28.35 | 10.5 | 1.1922
| Flood |  |  | 30%
|  | Flood High Mast |  |  | 60% |  | 18% | 24.3 | 9 | 1.0219
|  | Flood Low |  |  | 40% |  | 12% | 16.2 | 6 | 0.68126
| Total Outdoor Non-Building |  |  | 100% | 500% | 200% | 100% | 135 | 50 | 5.6772
|  | HPS | [5 empty] | 38.4075 | 14.225
|  | MH | [5 empty] | 4.7925 | 1.775
|  | LF | [5 empty] | 1.0125 | 0.375
|  | LPS | [5 empty] | 1.6875 | 0.625
|  | Total | [5 empty] | 45.9 | 17
| PNW | [8 empty] | Pop 2007 | 36.6 | 302 |  | 12.7
| Based on scant data from Heshohng Mahone Study 2005 |  |  | Watts Outdoor per Indoor SF | PNW Floor Area 2010 in Million | Total Installed Watts in MW | Hours per Year | Total MWa |  | Based on CLTC | CA Parking Lighting 2007 | Prorate to US |  | Prorate to PNW
| Outdoor Lighting on Buildings | [8 empty] | GWh | 950
|  | Retail, Grocery, Restaurant |  | 0.4 | 655.4953 | 262.1981 | 4380 | 131.0991 |  | MWa | 108.4475 | 894.8399 |  | 37.6307
|  | Office and All Other |  | 0.16 | 1929.1282 | 308.6605 | 4380 | 154.3303
|  | Warehouse |  | 0.05 | 363.4667 | 18.1733 | 4380 | 9.0867
294.516
Note on H6: Charlie Grist: From: Regressions on PNL survey and others, reference 4. See workbook from Maggie L. Reference #7
Note on I8: Charlie Grist: Estimate. Some surveyed were state-owned highway luminaires. This estimate was adjusted to align with the regression analysis the Council performed for total muni streetlights. See memo from Maggie Lahet.
Note on H11: Charlie Grist: From City of Portland Schedule wityh PGE. See 6P City of Portland workbook. Also Tacoma
Note on O14: Charlie Grist: Range 5 to 10 million per Bruce K.
Note on H16: Charlie Grist: Reference 1. PNL 2014. By count. Use low end of range.
Note on H17: Charlie Grist: Based on 400 W HID per PGE schedule and Tacoma
Note on H21: Charlie Grist: This estimate drives the units model. Note this is almost half of the Navigant sharedown estimate
Note on D24: Charlie Grist: Based on estimate of unmetered & not on SL schedule
Note on H27: Charlie Grist: This is a pre-LED conversion estimate for calibration.

## Performance 7P
230
[7 empty] | lm/watt | $/klm | $/watt LED
[7 empty] | 92 | 42 | 3.864
Projected Luminaiare Efficacy (lm/Watt) from PNL 2013 Jason Tuenge report (Table 5.2)
| Product category |  | Projected avg. efficacy at start of year (lm/W)
|  | Data Set | 2014 | 2015 | 2016 | 2017
| LED omnidirectional | LF | 76 | 81 | 86 | 90
| lamps | ES | 67 | 68 | 69 | 70
| LED decorative | LF | 66 | 73 | 80 | 87
| lamps | ES | 60 | 63 | 65 | 68
| LED PAR-BR-R | LF | 67 | 72 | 76 | 80
| lamps | ES | 64 | 69 | 73 | 77
| LED MR | LF | 62 | 66 | 69 | 73
| lamps | ES | 62 | 67 | 72 | 77
| LED downlight | LF | 62 | 66 | 71 | 75
| luminaires | ES | 55 | 55 | 55 | 55
| LED downlight | LF | 62 | 66 | 71 | 75
| retrofit units | ES | 64 | 66 | 69 | 71
| LED troffer | LF | 95 | 103 | 110 | 117
| luminaires | DLC | * | * | * | *
| LED high-bay & low-bay | LF | 95 | 101 | 106 | 111
| luminaires | DLC | 93 | 98 | 103 | 107
| LED parking garage | LF | 86 | 91 | 95 | 99
| luminaires | DLC | 85 | 90 | 94 | 98
| LED area/roadway | LF | 83 | 88 | 92 | 96
| luminaires | DLC | 86 | 92 | 97 | 102

## Sources OM
City of Tacoma 2014
| Per Repair | Average per Fixture
HID Average repair cost (rounded) | 118 | 56
Tacoma Power Maintenance | 144.15 | 63.509
City of Lakewood | 104.25 | 45.93
City of University Place | 105.43 | 59.94
Anchorage
Retrfots per Day | Hours per Day | Retro per hour | Hours per Rretrofit
30 | 8 | 3.75 | 0.26667

## Life Table
|  | 4300 |  |  | 24000 | 16000 | 9000
Nominal Life | Delta watts time hours | Hours Operation | Life in Years | Round Life in Years | POM Cycle at 24K Hours | POM Cycle at 16K Hours | POM Cycle at 9K Hours | Number of POM per Life 24K | Number of POM per Life 16K | Number of POM per Life 9K
35K | 35000 | 4300 | 8.1395 | 8 | 5.5814 | 3.7209 | 2.093 | 1.4583 | 2.1875 | 3.8889
43K | 43000 | 4300 | 10 | 10 | 5.5814 | 3.7209 | 2.093 | 1.7917 | 2.6875 | 4.7778
50K | 50000 | 4300 | 11.6279 | 12 | 5.5814 | 3.7209 | 2.093 | 2.0833 | 3.125 | 5.5556
70K | 70000 | 4300 | 16.2791 | 16 | 5.5814 | 3.7209 | 2.093 | 2.9167 | 4.375 | 7.7778
100K | 100000 | 4300 | 23.2558 | 23 | 5.5814 | 3.7209 | 2.093 | 4.1667 | 6.25 | 11.1111
120K | 120000 | 4300 | 27.907 | 28 | 5.5814 | 3.7209 | 2.093 | 5 | 7.5 | 13.3333
35K | 35000 | 8760 | 3.9954 | 4 | 2.7397 | 1.8265 | 1.0274 | 1.4583 | 2.1875 | 3.8889
43K | 43000 | 8760 | 4.9087 | 5 | 2.7397 | 1.8265 | 1.0274 | 1.7917 | 2.6875 | 4.7778
50K | 50000 | 8760 | 5.7078 | 6 | 2.7397 | 1.8265 | 1.0274 | 2.0833 | 3.125 | 5.5556
70K | 70000 | 8760 | 7.9909 | 8 | 2.7397 | 1.8265 | 1.0274 | 2.9167 | 4.375 | 7.7778
100K | 100000 | 8760 | 11.4155 | 11 | 2.7397 | 1.8265 | 1.0274 | 4.1667 | 6.25 | 11.1111
120K | 120000 | 8760 | 13.6986 | 14 | 2.7397 | 1.8265 | 1.0274 | 5 | 7.5 | 13.3333
35K | 35000 | 1000 | 35 | 35 | 24 | 16 | 9 | 1.4583 | 2.1875 | 3.8889
35K | 35000 | 2000 | 17.5 | 18 | 12 | 8 | 4.5 | 1.4583 | 2.1875 | 3.8889
35K | 35000 | 3000 | 11.6667 | 12 | 8 | 5.3333 | 3 | 1.4583 | 2.1875 | 3.8889
35K | 35000 | 4000 | 8.75 | 9 | 6 | 4 | 2.25 | 1.4583 | 2.1875 | 3.8889
35K | 35000 | 5000 | 7 | 7 | 4.8 | 3.2 | 1.8 | 1.4583 | 2.1875 | 3.8889
35K | 35000 | 6000 | 5.8333 | 6 | 4 | 2.6667 | 1.5 | 1.4583 | 2.1875 | 3.8889
35K | 35000 | 7000 | 5 | 5 | 3.4286 | 2.2857 | 1.2857 | 1.4583 | 2.1875 | 3.8889
35K | 35000 | 8000 | 4.375 | 4 | 3 | 2 | 1.125 | 1.4583 | 2.1875 | 3.8889
50K | 50000 | 1000 | 50 | 50 | 24 | 16 | 9 | 2.0833 | 3.125 | 5.5556
50K | 50000 | 2000 | 25 | 25 | 12 | 8 | 4.5 | 2.0833 | 3.125 | 5.5556
50K | 50000 | 3000 | 16.6667 | 17 | 8 | 5.3333 | 3 | 2.0833 | 3.125 | 5.5556
50K | 50000 | 4000 | 12.5 | 13 | 6 | 4 | 2.25 | 2.0833 | 3.125 | 5.5556
50K | 50000 | 5000 | 10 | 10 | 4.8 | 3.2 | 1.8 | 2.0833 | 3.125 | 5.5556
50K | 50000 | 6000 | 8.3333 | 8 | 4 | 2.6667 | 1.5 | 2.0833 | 3.125 | 5.5556
50K | 50000 | 7000 | 7.1429 | 7 | 3.4286 | 2.2857 | 1.2857 | 2.0833 | 3.125 | 5.5556
50K | 50000 | 8000 | 6.25 | 6 | 3 | 2 | 1.125 | 2.0833 | 3.125 | 5.5556

## References
Ref | Report | Link
1 | Public Street and Area Lighting Inventory Phase 1: Survey Results | http://www1.eere.energy.gov/buildings/ssl/pdfs/msslc_inventory-phase1.pdf
2 | Energy Savings Forecast of Solid-State Lighting in General Illumination Applications | http://apps1.eere.energy.gov/buildings/publications/pdfs/ssl/energysavingsforecast14.pdf
3 | Navigant model on standards for BPA 2013 | Q:\SeventhPlan\Conservation Analysis\Codes and Standards\Impact Estimates\Federal Standards Estimates\Navigant 2014 Final Deliverables\BPA Lighting Market Model FINAL_72014.xlsm
4 | PNL 2013 survey data | Q:\SeventhPlan\Conservation Analysis\Com\Streetlight\Data\PNL PNW Responses to Inventory Survey.xlsx
5 | DOE 2013 Market Adoption Report | http://apps1.eere.energy.gov/buildings/publications/pdfs/ssl/led-adoption-report_2013.pdf
6 | DOE 2014 SSL Forecast | http://apps1.eere.energy.gov/buildings/publications/pdfs/ssl/energysavingsforecast14.pdf
7 | Internal workpapers on luminaire count | Q:\SeventhPlan\Conservation Analysis\Com\Streetlight\Data

## Sources Stock 6P
Notes and Sources
LED Niche Report for DOE by Navigant 2008 |  | ..\Measure Data\Lighting\SSL\NicheFinalReportSept2008.pdf
|  | ..\Measure Data\Lighting\SSL\nichefinalreport_october2008-revised.pdf | Reduced wattage streetlight, photocell control
|  |  | Delta watts time hours |  |  | Back of the Envelope for PNW
|  |  | All street and roadway lighting. Muni and State |  | Added decorative, and arterial |  |  | US Estimates | [7 empty] | 4%
|  |  | US luminatire count from Navigant 2008. Wattage and type distribution from city of Portland. Sales from DOE rulemaking. Primarily 100HPS. | From survey municipalities, PNL & other sources |  |  |  | Baseline Estimate of Consumption in Niche in 2007 in TWh | Penetration in 2007 | Electric Savings Potential in TWh | Savings Potential Share of Baseline | Share of Savings | Max Electrical Savings in TWh | US in MWa | PNW Share Baselind Consumption Based on Population MWa | PNW Share Savings Based on Population MWa | PNW Adjustment for already done or cost-effectiveness | PNW Potential | Priority for 6th Plan | Initial Comment
Colored Lights
[7 empty] | Traffic Signals | 2.4 | 52% | 2.03 | 84.58% | 1.127% | 4.85 | 231.7352 | 10.9589 | 9.2694 | 50% | 4.6347 |  | Were done with this
[7 empty] | Decorative Holiday Lights | 6.6 | 5% | 5.97 | 90.45% | 3.314% | 6.3 | 681.5068 | 30.137 | 27.2603 | 100% | 27.2603
[7 empty] | Exit Signs | 2.5 | 88% | 0.63 | 25.2% | 0.3497% | 5.18 | 71.9178 | 11.4155 | 2.8767 | 100% | 2.8767 |  | Will happen anyway
[7 empty] | Electric Signage | 11.6 | 6% | 6.58 | 56.72% | 3.652% | 7.53 | 751.1416 | 52.968 | 30.0457 | 100% | 30.0457 |  | Need jump start and then get out
Indoor White-Light Applications
[7 empty] | Recessed Downlights | 103 | 0% | 81.2 | 78.83% | 45.07% | 81.2 | 9269.4064 | 470.3196 | 370.7763 | 20% | 74.1553 |  | Wait on Res. Demo on Coml
[7 empty] | Refrigerated Display Cases | 13 | 3.6% | 2 | 15.38% | 1.11% | 25.4 | 228.3105 | 59.3607 | 9.1324 | 80% | 7.3059 | High In Original but revised down by errata in October 2008 | Go now
[7 empty] | Retail Display | 32 | 0% | 7.87 | 24.59% | 4.368% | 7.87 | 898.4018 | 146.1187 | 35.9361 | 50% | 17.968 |  | Wait for better tech
[7 empty] | Task Lighting | 19 | 0% | 13 | 68.42% | 7.215% | 13 | 1484.0183 | 86.758 | 59.3607 | 50% | 29.6804 |  | Wait for better tech
[7 empty] | Kitchen Under-Cabinet Lighting | 2.8 | 0% | 2.22 | 79.29% | 1.232% | 2.22 | 253.4247 | 12.7854 | 10.137 | 0% | 0 |  | Wait for better tech
[7 empty] | Office Undershelf Lighting | 3.4 | 0% | 1.37 | 40.29% | 0.7604% | 1.37 | 156.3927 | 15.5251 | 6.2557 | 50% | 3.1279 |  | Wait for better tech
Outdoor White-Light Applications
[7 empty] | Street and Area Lights | 178 | 0% | 44.7 | 25.11% | 24.81% | 44.7 | 5102.7397 | 812.7854 | 204.1096 | 100% | 204.1096 | High | Get started, push tech innovation
[7 empty] | Step, path and Porch Lights | 22 | 0% | 12.6 | 57.27% | 6.993% | 12.6 | 1438.3562 | 100.4566 | 57.5342 | 100% | 57.5342 | High | Get started, push tech innovation
[7 empty] | Total | 396.3 |  | 180.17 |  | 100% | 212.22 | 20567.3516 | 1809.589 | 822.6941 |  | 458.6986
[9 empty] | 302 | 13 | 4.305%
[7 empty] | From Census & NEMA | US Luminaire Count 2007 in Million | Luminaires per Population | PNW Luminaire Count in 2007 in Millions
[7 empty] | Area Lights | 48 | 0.15894 | 2.0662 | 36.34% | 400 | 30%
[7 empty] | Flood Lights | 46 | 0.15232 | 1.9801 | 34.82% | 250 | 40%
[7 empty] | Street | 35 | 0.11589 | 1.5066 | 26.5% | 100 | 30%
[7 empty] | Parking | 3.1 | 0.010265 | 0.13344 | 2.347% | 250 |  | 439.5205
[7 empty] | Total | 132.1 |  | 5.6864 | 100%
[7 empty] | Recreate Estimate |  |  |  | 4380 |  |  | 4380
[7 empty] | Installed Base US in 2007 from NEMA and NLI | US Luminaire Count 2007 in Million | Conventional System Wattage | Total Wattage in MW | Baseline TWh | LED Replacement Wattage | Total Wattage in MW | Post Baseline Use TWh | Savings as fraction of Baseline
[7 empty] | Incandescent | 3.1 | 150 | 465000 | 2.0367 | 26 | 80600 | 0.35303 | 82.67%
[7 empty] | Halogen Quartz | 9.9 | 150 | 1485000 | 6.5043 | 31 | 306900 | 1.3442 | 79.33%
[7 empty] | Fluorescent | 7.5 | 159 | 1192500 | 5.2232 | 151 | 1132500 | 4.9604 | 5.031%
[7 empty] | Mercury Vapor | 17.7 | 254 | 4495800 | 19.6916 | 108 | 1911600 | 8.3728 | 57.48%
[7 empty] | Metal Halide | 38.3 | 458 | 17541400 | 76.8313 | 327 | 12524100 | 54.8556 | 28.6%
[7 empty] | HPS | 54.7 | 283 | 15480100 | 67.8028 | 276 | 15097200 | 66.1257 | 2.473%
[7 empty] | Total | 131.2 |  |  | 178.0899 |  |  | 136.0117 | 23.63%
42.0782
[7 empty] | From NLI 2002 by Navigant | US Luminaire Count 2002 in Million | Total Baseline Use in TWh
[7 empty] | Cobrahead Street Lights | 60 | 58
[7 empty] | Distribution NLI 2002 | By Wattage for Outdoor Stationary in 2002 | By Lamp Inventory for Outdoor Stationary in 2002 in Million | Roadway National percent Wattage 2002 | Parking National Percent Wattage
[7 empty] | Incandescent | 22% | 16 | 4%
| California 1999 Heshong Mahone Study. Very Limited Sample | [5 empty] | Halogen Quartz | 0%
[7 empty] | Fluorescent | 35% | 2 | 2%
[7 empty] | Mercury Vapor | 17% | 12 | 20%
[7 empty] | Metal Halide | 6% | 4.7 | 5%
[7 empty] | HPS | 47% | 34 | 59%
[7 empty] | LPS | 5% | 3.6 | 10%
[7 empty] | Total | 132% | 72.3 | 100%
NEMA.2004. “High-Intensity Discharge Lamp Survey.” Energy Conservation Program for Commercial and Industrial Equipment: High-Intensity Discharge (HID) Lamps Rulemaking, Docket # EE–DET-03-001
..\..\..\Data\DOE\hid_energy_savings_report.pdf
[7 empty] | Type | Outdoor | Total | Outdoor Fraction
[7 empty] | MV | 12 | 22 | 54.55%
[7 empty] | MH | 5 | 35 | 14.29%
[7 empty] | HPS | 34 | 44 | 77.27%
[7 empty] | Lamp Shipments | US Lamps per Year in Millions | Lamp Life | Implied Stock at 1/Lamp Life in millions | Fraction Outdoor | Implied Outdoor Stock in millions
[7 empty] | HPS | 12 | 6 | 72 | 80% | 57.6
[7 empty] | MH | 20 | 4 | 80 | 15% | 12
[7 empty] | MV | 2 | 8 | 16 | 50% | 8
[10 empty] | 168 |  | 77.6
[7 empty] | Outdoor Fixture Shipments | US Fixtures per Year in Millions | Fixture Life | Implied Outdoor Stock at 1/Fixture Life in millions
[7 empty] | Wall Pack | 1.2 | 20 | 24
[7 empty] | Area >250W | 0.9 | 20 | 18
[7 empty] | Post-Top | 0.15 | 20 | 3
[7 empty] | Bollards | 0.02 | 20 | 0.4
[7 empty] | Area <250W | 1.2 | 20 | 24
[7 empty] | Flood Sports | 0.2 | 20 | 4
[7 empty] | Flood General | 1.3 | 20 | 26
[7 empty] | Tunnel Enclosed | 1.1 | 20 | 22
[7 empty] | Tunnel Open | 0.5 | 20 | 10
131.4
Note on T14: Charlie Grist: Mo st of this is residential and over 200 mills per kWh
Note on T15: Charlie Grist: WalMart is done
Note on K33: Charlie Grist: Seems low

## ToDo7P
Item | Description | Date Done | Who | Result
1 | New cost data | 2014-11-02 | CG
2 | New performance data | 2014-11-02 | CG
3 | Estimate baseline energy use and frozen efficiency points | 2014-11-02 | CG
4 | Calibrate baseline use and turnover with Massoud's forecast | 2014-11-02 | CG
5 | Costs to 2012$ | 2014-11-02 | CG
6 | Get saturation estimate | 2014-11-02 | CG
7 | Update APPLIC, BASE, TURN, ACHIEV and CHAR in ComMaster | 2014-11-02 | CG
8 | Build Measure Map | 2014-11-02 | CG
9 | Figure out weighting scheme | 2014-11-02 | CG
10 | Develop shjape of savings and put in GLS | 2014-11-02 | CG
11 | Run ProCost | 2014-11-02 | CG
12 | Build SC models | 2014-11-02 | CG
13 | Check savings against total load estimate | 2014-11-02 | CG
14 | Update Source Summary | 2014-11-02 | CG
15 | Update Watt class fractions with Navigant & PGE | 2014-11-11 | CG
16 | Update LED prices with Seattle & Portland actuals | 2014-11-11 | CG
17 | Update non-muni luminaires (state, county, federal owned, non metered) | 2014-12-12 | CG
18 | Check with States of OR & WA for count |  | CG
19 | Baseline penetration update from Maggie | 2014-12-12 | CG | Revised
20 | Forecast pricing and performance to 2017 | 2014-12-28 | CG
21 | Check baseline penetration in new, initial set at 50% in BASE | 2015-01-10 | CG | Based on DOE2014 Forecast
22 | Combine NR and New and create stock max composite | 2015-01-10 | CG
23 | Conform Ramp Rate to SC Template (85% OR 100%) | 2015-01-10 | CG
24 | Add SC calcs for MAX by cost bin | 2015-01-10 | CG
25 | Check residual calc to carryover from SC-NEW to SC NR | 2015-01-10 | CG
26 | Check efficacy on 400W HID equivalent, looks too low | 2014-12-28 | CG | Revised
27 | Check LED power for 250 and 1000W - may be dated
28 | Clean up
29
30