## forRPM
Ramp Rate | Resource Type | Measure Category | Sector | End Use | kW per unit | kWh per unit | TRC Net Levelized Cost (Net of All Benefits) | segment | measure | 2016 | 2017 | 2018 | 2019 | 2020 | 2021 | 2022 | 2023 | 2024 | 2025 | 2026 | 2027 | 2028 | 2029 | 2030 | 2031 | 2032 | 2033 | 2034 | 2035 | MAX | Savings Allocation by Category and Month for Segments 1 | [12 empty] | Savings Allocation by Category and Month for Segments 2
[5 empty] | Wholesale KW | Busbar Savings | lvlcost | 1000000 |  | aMW_2016 | aMW_2017 | aMW_2018 | aMW_2019 | aMW_2020 | aMW_2021 | aMW_2022 | aMW_2023 | aMW_2024 | aMW_2025 | aMW_2026 | aMW_2027 | aMW_2028 | aMW_2029 | aMW_2030 | aMW_2031 | aMW_2032 | aMW_2033 | aMW_2034 | aMW_2035 | MAX | Jan | Feb | Mar | Apr | May | Jun | Jul | Aug | Sep | Oct | Nov | Dec |  | Jan | Feb | Mar | Apr | May | Jun | Jul | Aug | Sep | Oct | Nov | Dec
Retro1Slow | Retro | Secondary Glazing Systems-Retro | Commercial | HVAC | 0.00097688 | 7.6884 | 329.604 | SGSWindow-(AC with Gas Furnace) | SGSWindow-Small Office (AC with Gas Furnace)-Portland | 0.025608 | 0.050968 | 0.090108 | 0.14594 | 0.22057 | 0.31455 | 0.42604 | 0.54994 | 0.67727 | 0.79524 | 0.8884 | 0.94106 | 0.94096 | 0.88323 | 0.77325 | 0.62677 | 0.46649 | 0.31591 | 0.19273 | 0.09206 | 9.206 | 0.19427 | 0.2176 | 0.32132 | 0.36452 | 0.54013 | 0.74632 | 0.86701 | 0.99524 | 0.77709 | 0.56915 | 0.29745 | 0.19591 | 0 | 0.058366 | 0.059353 | 0.068271 | 0.095177 | 0.13783 | 0.16837 | 0.26231 | 0.2355 | 0.2454 | 0.12747 | 0.086241 | 0.058085
Retro1Slow | Retro | Secondary Glazing Systems-Retro | Commercial | HVAC | 0.0011416 | 8.9845 | 268.7891 | SGSWindow-(AC with Gas Furnace) | SGSWindow-Small Office (AC with Gas Furnace)-Spokane | 0.006771 | 0.013477 | 0.023825 | 0.038589 | 0.058321 | 0.08317 | 0.11265 | 0.14541 | 0.17908 | 0.21027 | 0.2349 | 0.24883 | 0.2488 | 0.23354 | 0.20446 | 0.16572 | 0.12334 | 0.083529 | 0.050959 | 0.024342 | 2.4342 | 0.22702 | 0.25428 | 0.37549 | 0.42597 | 0.63119 | 0.87213 | 1.0132 | 1.163 | 0.90809 | 0.66509 | 0.34759 | 0.22894 | 0 | 0.068205 | 0.069359 | 0.079781 | 0.11122 | 0.16107 | 0.19675 | 0.30653 | 0.2752 | 0.28677 | 0.14896 | 0.10078 | 0.067877
Retro1Slow | Retro | Secondary Glazing Systems-Retro | Commercial | HVAC | 0.0010318 | 8.121 | 300.7214 | SGSWindow-(AC with Gas Furnace) | SGSWindow-Small Office (AC with Gas Furnace)-Missoula | 0.0011807 | 0.0023501 | 0.0041547 | 0.0067292 | 0.01017 | 0.014503 | 0.019644 | 0.025357 | 0.031228 | 0.036668 | 0.040963 | 0.043391 | 0.043386 | 0.040725 | 0.035654 | 0.028899 | 0.021509 | 0.014566 | 0.0088863 | 0.0042448 | 0.42448 | 0.2052 | 0.22984 | 0.3394 | 0.38503 | 0.57053 | 0.78832 | 0.9158 | 1.0512 | 0.82082 | 0.60117 | 0.31418 | 0.20694 | 0 | 0.06165 | 0.062693 | 0.072113 | 0.10053 | 0.14559 | 0.17784 | 0.27707 | 0.24875 | 0.25921 | 0.13464 | 0.091094 | 0.061354
Retro1Slow | Retro | Secondary Glazing Systems-Retro | Commercial | HVAC | 0.007536 | 9.8766 | 227.9903 | SGSWindow-(Air-source Heat Pump) | SGSWindow-Small Office (Air-source Heat Pump)-Portland | 0.016102 | 0.032048 | 0.056658 | 0.091765 | 0.13869 | 0.19778 | 0.26788 | 0.34579 | 0.42585 | 0.50003 | 0.55861 | 0.59172 | 0.59165 | 0.55536 | 0.4862 | 0.3941 | 0.29331 | 0.19863 | 0.12118 | 0.057885 | 5.7885 | 1.4401 | 1.0318 | 0.7474 | 0.72997 | 0.25599 | 0.13083 | 0.056936 | 0.059107 | 0.12608 | 0.51241 | 0.82408 | 1.8983 | 0 | 0.41826 | 0.27948 | 0.16152 | 0.15406 | 0.059002 | 0.026749 | 0.013428 | 0.010477 | 0.03403 | 0.096726 | 0.25319 | 0.55667
Retro1Slow | Retro | Secondary Glazing Systems-Retro | Commercial | HVAC | 0.010218 | 13.3911 | 156.7842 | SGSWindow-(Air-source Heat Pump) | SGSWindow-Small Office (Air-source Heat Pump)-Spokane | 0.0049397 | 0.0098316 | 0.017381 | 0.028152 | 0.042547 | 0.060675 | 0.082182 | 0.10608 | 0.13064 | 0.1534 | 0.17137 | 0.18153 | 0.18151 | 0.17037 | 0.14916 | 0.1209 | 0.089983 | 0.060937 | 0.037176 | 0.017758 | 1.7758 | 1.9525 | 1.3989 | 1.0134 | 0.98972 | 0.34709 | 0.17739 | 0.077196 | 0.08014 | 0.17095 | 0.69475 | 1.1173 | 2.5738 | 0 | 0.5671 | 0.37893 | 0.219 | 0.20888 | 0.079997 | 0.036268 | 0.018206 | 0.014205 | 0.04614 | 0.13114 | 0.34328 | 0.75475
Retro1Slow | Retro | Secondary Glazing Systems-Retro | Commercial | HVAC | 0.0093633 | 12.2715 | 175.0414 | SGSWindow-(Air-source Heat Pump) | SGSWindow-Small Office (Air-source Heat Pump)-Missoula | 0.00087331 | 0.0017382 | 0.0030729 | 0.0049771 | 0.0075221 | 0.010727 | 0.014529 | 0.018755 | 0.023097 | 0.02712 | 0.030297 | 0.032093 | 0.03209 | 0.030121 | 0.02637 | 0.021375 | 0.015909 | 0.010773 | 0.0065725 | 0.0031395 | 0.31395 | 1.7893 | 1.282 | 0.92864 | 0.90697 | 0.31807 | 0.16256 | 0.070742 | 0.07344 | 0.15666 | 0.63666 | 1.0239 | 2.3586 | 0 | 0.51969 | 0.34725 | 0.20069 | 0.19142 | 0.073309 | 0.033235 | 0.016684 | 0.013017 | 0.042282 | 0.12018 | 0.31458 | 0.69165
Retro1Slow | Retro | Secondary Glazing Systems-Retro | Commercial | HVAC | 0.022898 | 30.0106 | 45.9685 | SGSWindow-(Apackaged VAV with Electric reheat) | SGSWindow-Mid-rise Office (Apackaged VAV with Electric reheat)-Portland | 0.01017 | 0.020242 | 0.035785 | 0.05796 | 0.087598 | 0.12492 | 0.1692 | 0.2184 | 0.26897 | 0.31582 | 0.35282 | 0.37373 | 0.37369 | 0.35077 | 0.30709 | 0.24891 | 0.18526 | 0.12546 | 0.076539 | 0.036561 | 3.6561 | 4.3758 | 3.1351 | 2.271 | 2.218 | 0.77785 | 0.39755 | 0.173 | 0.1796 | 0.38311 | 1.557 | 2.504 | 5.7681 | 0 | 1.2709 | 0.84922 | 0.49079 | 0.46812 | 0.17928 | 0.081279 | 0.040801 | 0.031834 | 0.1034 | 0.29391 | 0.76932 | 1.6915
Retro1Slow | Retro | Secondary Glazing Systems-Retro | Commercial | HVAC | 0.038589 | 50.5748 | 9.6625 | SGSWindow-(Apackaged VAV with Electric reheat) | SGSWindow-Mid-rise Office (Apackaged VAV with Electric reheat)-Spokane | 0.0038779 | 0.0077184 | 0.013645 | 0.022101 | 0.033402 | 0.047633 | 0.064517 | 0.083279 | 0.10256 | 0.12043 | 0.13453 | 0.14251 | 0.14249 | 0.13375 | 0.1171 | 0.094914 | 0.070642 | 0.047839 | 0.029185 | 0.013941 | 1.3941 | 7.3743 | 5.2834 | 3.8272 | 3.7379 | 1.3109 | 0.66996 | 0.29155 | 0.30267 | 0.64563 | 2.6239 | 4.2199 | 9.7206 | 0 | 2.1418 | 1.4311 | 0.82709 | 0.7889 | 0.30213 | 0.13697 | 0.06876 | 0.053648 | 0.17426 | 0.4953 | 1.2965 | 2.8505
Retro1Slow | Retro | Secondary Glazing Systems-Retro | Commercial | HVAC | 0.033435 | 43.8201 | 18.2489 | SGSWindow-(Apackaged VAV with Electric reheat) | SGSWindow-Mid-rise Office (Apackaged VAV with Electric reheat)-Missoula | 0.00064823 | 0.0012902 | 0.0022809 | 0.0036943 | 0.0055834 | 0.0079623 | 0.010785 | 0.013921 | 0.017144 | 0.02013 | 0.022489 | 0.023822 | 0.023819 | 0.022358 | 0.019574 | 0.015866 | 0.011808 | 0.0079967 | 0.0048786 | 0.0023304 | 0.23304 | 6.3894 | 4.5778 | 3.3161 | 3.2387 | 1.1358 | 0.58048 | 0.25261 | 0.26224 | 0.5594 | 2.2734 | 3.6563 | 8.4223 | 0 | 1.8557 | 1.24 | 0.71663 | 0.68353 | 0.26178 | 0.11868 | 0.059576 | 0.046483 | 0.15098 | 0.42915 | 1.1233 | 2.4698
Retro1Slow | Retro | Secondary Glazing Systems-Retro | Commercial | HVAC | 0.0010146 | 6.9396 | 314.5785 | SGSWindow-(Apackaged VAV with Gas) | SGSWindow-Mid-rise Office (Apackaged VAV with Gas)-Portland | 0.012298 | 0.024476 | 0.043272 | 0.070086 | 0.10592 | 0.15106 | 0.2046 | 0.26409 | 0.32524 | 0.3819 | 0.42664 | 0.45192 | 0.45187 | 0.42415 | 0.37134 | 0.30099 | 0.22402 | 0.15171 | 0.092552 | 0.04421 | 4.421 | 0.37965 | 0.35023 | 0.40375 | 0.37849 | 0.39943 | 0.41386 | 0.40833 | 0.44796 | 0.39153 | 0.41867 | 0.35571 | 0.37021 | 0 | 0.20079 | 0.17301 | 0.16938 | 0.17704 | 0.18132 | 0.17383 | 0.20512 | 0.18523 | 0.20205 | 0.17158 | 0.18443 | 0.19806
Retro1Slow | Retro | Secondary Glazing Systems-Retro | Commercial | HVAC | 0.0013239 | 9.0552 | 198.1856 | SGSWindow-(Apackaged VAV with Gas) | SGSWindow-Mid-rise Office (Apackaged VAV with Gas)-Spokane | 0.0036308 | 0.0072265 | 0.012776 | 0.020692 | 0.031273 | 0.044598 | 0.060406 | 0.077972 | 0.096026 | 0.11275 | 0.12596 | 0.13343 | 0.13341 | 0.12523 | 0.10964 | 0.088865 | 0.06614 | 0.044791 | 0.027325 | 0.013053 | 1.3053 | 0.49538 | 0.457 | 0.52683 | 0.49387 | 0.52119 | 0.54003 | 0.53281 | 0.58453 | 0.51089 | 0.54631 | 0.46415 | 0.48307 | 0 | 0.26201 | 0.22575 | 0.22101 | 0.23101 | 0.2366 | 0.22683 | 0.26765 | 0.24169 | 0.26364 | 0.22389 | 0.24065 | 0.25844
Retro1Slow | Retro | Secondary Glazing Systems-Retro | Commercial | HVAC | 0.0010824 | 7.4033 | 262.8285 | SGSWindow-(Apackaged VAV with Gas) | SGSWindow-Mid-rise Office (Apackaged VAV with Gas)-Missoula | 0.00057268 | 0.0011398 | 0.0020151 | 0.0032638 | 0.0049327 | 0.0070344 | 0.0095278 | 0.012299 | 0.015146 | 0.017784 | 0.019868 | 0.021045 | 0.021043 | 0.019752 | 0.017293 | 0.014017 | 0.010432 | 0.0070648 | 0.00431 | 0.0020588 | 0.20588 | 0.40501 | 0.37363 | 0.43072 | 0.40377 | 0.42611 | 0.44151 | 0.43561 | 0.47789 | 0.41769 | 0.44664 | 0.37947 | 0.39495 | 0 | 0.21421 | 0.18457 | 0.18069 | 0.18886 | 0.19343 | 0.18545 | 0.21882 | 0.1976 | 0.21554 | 0.18304 | 0.19675 | 0.21129
Retro1Slow | Retro | Secondary Glazing Systems-Retro | Commercial | HVAC | 0.0015274 | 10.4467 | 214.9492 | SGSWindow-(VAV with Central Chillers / Gas Boilers) | SGSWindow-High-rise Office (VAV with Central Chillers / Gas Boilers)-Portland | 0.0034597 | 0.006886 | 0.012174 | 0.019717 | 0.0298 | 0.042497 | 0.05756 | 0.074299 | 0.091502 | 0.10744 | 0.12003 | 0.12714 | 0.12713 | 0.11933 | 0.10447 | 0.084679 | 0.063024 | 0.04268 | 0.026038 | 0.012438 | 1.2438 | 0.57151 | 0.52722 | 0.60779 | 0.56977 | 0.60128 | 0.62302 | 0.61469 | 0.67435 | 0.5894 | 0.63026 | 0.53547 | 0.55731 | 0 | 0.30227 | 0.26044 | 0.25498 | 0.2665 | 0.27295 | 0.26168 | 0.30878 | 0.27884 | 0.30415 | 0.25829 | 0.27764 | 0.29815
Retro1Slow | Retro | Secondary Glazing Systems-Retro | Commercial | HVAC | 0.0017373 | 11.8825 | 171.576 | SGSWindow-(VAV with Central Chillers / Gas Boilers) | SGSWindow-High-rise Office (VAV with Central Chillers / Gas Boilers)-Spokane | 0.00089041 | 0.0017722 | 0.0031331 | 0.0050745 | 0.0076694 | 0.010937 | 0.014814 | 0.019122 | 0.023549 | 0.027651 | 0.03089 | 0.032721 | 0.032718 | 0.030711 | 0.026887 | 0.021793 | 0.01622 | 0.010984 | 0.0067012 | 0.003201 | 0.3201 | 0.65005 | 0.59968 | 0.69132 | 0.64807 | 0.68392 | 0.70864 | 0.69917 | 0.76703 | 0.67041 | 0.71688 | 0.60906 | 0.6339 | 0 | 0.34381 | 0.29624 | 0.29002 | 0.30313 | 0.31047 | 0.29765 | 0.35122 | 0.31716 | 0.34595 | 0.29379 | 0.31579 | 0.33913
Retro1Slow | Retro | Secondary Glazing Systems-Retro | Commercial | HVAC | 0.001614 | 11.039 | 187.1386 | SGSWindow-(VAV with Central Chillers / Gas Boilers) | SGSWindow-High-rise Office (VAV with Central Chillers / Gas Boilers)-Missoula | 0.00015959 | 0.00031763 | 0.00056155 | 0.00090951 | 0.0013746 | 0.0019603 | 0.0026551 | 0.0034272 | 0.0042207 | 0.0049559 | 0.0055365 | 0.0058647 | 0.005864 | 0.0055043 | 0.0048189 | 0.003906 | 0.0029071 | 0.0019687 | 0.0012011 | 0.00057372 | 0.057372 | 0.60391 | 0.55711 | 0.64225 | 0.60207 | 0.63537 | 0.65834 | 0.64954 | 0.71258 | 0.62282 | 0.66599 | 0.56583 | 0.5889 | 0 | 0.3194 | 0.27521 | 0.26943 | 0.28161 | 0.28843 | 0.27652 | 0.32629 | 0.29464 | 0.3214 | 0.27294 | 0.29338 | 0.31505
Retro1Slow | Retro | Secondary Glazing Systems-Retro | Commercial | HVAC | 0.0094567 | 12.3939 | 172.8854 | SGSWindow-(Apackaged VAV with Electric reheat) | SGSWindow-Small Office (AC with Ele Furnace)-Portland | 0.011636 | 0.02316 | 0.040945 | 0.066316 | 0.10023 | 0.14293 | 0.19359 | 0.24989 | 0.30775 | 0.36136 | 0.40369 | 0.42761 | 0.42757 | 0.40134 | 0.35136 | 0.2848 | 0.21197 | 0.14355 | 0.087574 | 0.041832 | 4.1832 | 1.8071 | 1.2948 | 0.9379 | 0.91601 | 0.32124 | 0.16418 | 0.071447 | 0.074172 | 0.15822 | 0.64301 | 1.0341 | 2.3821 | 0 | 0.52487 | 0.35071 | 0.20269 | 0.19333 | 0.07404 | 0.033567 | 0.01685 | 0.013147 | 0.042704 | 0.12138 | 0.31772 | 0.69854
Retro1Slow | Retro | Secondary Glazing Systems-Retro | Commercial | HVAC | 0.01478 | 19.3709 | 95.012 | SGSWindow-(Apackaged VAV with Electric reheat) | SGSWindow-Small Office (AC with Ele Furnace)-Spokane | 0.004115 | 0.0081903 | 0.01448 | 0.023452 | 0.035444 | 0.050546 | 0.068462 | 0.088371 | 0.10883 | 0.12779 | 0.14276 | 0.15122 | 0.15121 | 0.14193 | 0.12426 | 0.10072 | 0.074961 | 0.050764 | 0.03097 | 0.014793 | 1.4793 | 2.8244 | 2.0236 | 1.4659 | 1.4317 | 0.50208 | 0.2566 | 0.11167 | 0.11593 | 0.24728 | 1.005 | 1.6163 | 3.7231 | 0 | 0.82034 | 0.54815 | 0.31679 | 0.30216 | 0.11572 | 0.052463 | 0.026336 | 0.020548 | 0.066743 | 0.18971 | 0.49657 | 1.0918
Retro1Slow | Retro | Secondary Glazing Systems-Retro | Commercial | HVAC | 0.013289 | 17.4169 | 110.5316 | SGSWindow-(Apackaged VAV with Electric reheat) | SGSWindow-Small Office (AC with Ele Furnace)-Missoula | 0.00071381 | 0.0014207 | 0.0025117 | 0.0040681 | 0.0061483 | 0.0087679 | 0.011876 | 0.015329 | 0.018878 | 0.022167 | 0.024764 | 0.026232 | 0.026229 | 0.02462 | 0.021554 | 0.017471 | 0.013003 | 0.0088057 | 0.0053721 | 0.0025661 | 0.25661 | 2.5395 | 1.8195 | 1.318 | 1.2873 | 0.45143 | 0.23072 | 0.1004 | 0.10423 | 0.22234 | 0.90361 | 1.4532 | 3.3476 | 0 | 0.73759 | 0.49285 | 0.28483 | 0.27168 | 0.10405 | 0.047171 | 0.023679 | 0.018475 | 0.060011 | 0.17057 | 0.44648 | 0.98165
Retro1Slow | Retro | Secondary Glazing Systems-Retro | Commercial | HVAC | 0.021705 | 28.4467 | 50.8774 | SGSWindow-(Apackaged VAV with Electric reheat) | SGSWindow-High-rise Office (VAV with Central Chillers / Ele Boilers)-Portland | 0.0034204 | 0.0068078 | 0.012036 | 0.019494 | 0.029461 | 0.042014 | 0.056906 | 0.073455 | 0.090462 | 0.10622 | 0.11866 | 0.1257 | 0.12568 | 0.11797 | 0.10328 | 0.083717 | 0.062308 | 0.042196 | 0.025742 | 0.012296 | 1.2296 | 4.1478 | 2.9718 | 2.1527 | 2.1025 | 0.73732 | 0.37683 | 0.16399 | 0.17024 | 0.36314 | 1.4759 | 2.3735 | 5.4675 | 0 | 1.2047 | 0.80497 | 0.46521 | 0.44373 | 0.16994 | 0.077043 | 0.038675 | 0.030175 | 0.098014 | 0.27859 | 0.72923 | 1.6033
Retro1Slow | Retro | Secondary Glazing Systems-Retro | Commercial | HVAC | 0.030484 | 39.9523 | 23.7497 | SGSWindow-(Apackaged VAV with Electric reheat) | SGSWindow-High-rise Office (VAV with Central Chillers / Ele Boilers)-Spokane | 0.001087 | 0.0021634 | 0.0038247 | 0.0061947 | 0.0093623 | 0.013351 | 0.018084 | 0.023343 | 0.028747 | 0.033755 | 0.037709 | 0.039944 | 0.03994 | 0.03749 | 0.032822 | 0.026604 | 0.0198 | 0.013409 | 0.0081804 | 0.0039076 | 0.39076 | 5.8254 | 4.1737 | 3.0234 | 2.9528 | 1.0355 | 0.52924 | 0.23031 | 0.2391 | 0.51002 | 2.0728 | 3.3335 | 7.6789 | 0 | 1.6919 | 1.1305 | 0.65337 | 0.6232 | 0.23867 | 0.1082 | 0.054318 | 0.04238 | 0.13766 | 0.39127 | 1.0242 | 2.2518
Retro1Slow | Retro | Secondary Glazing Systems-Retro | Commercial | HVAC | 0.029046 | 38.067 | 27.0714 | SGSWindow-(Apackaged VAV with Electric reheat) | SGSWindow-High-rise Office (VAV with Central Chillers / Ele Boilers)-Missoula | 0.00019981 | 0.00039768 | 0.00070306 | 0.0011387 | 0.001721 | 0.0024543 | 0.0033242 | 0.0042909 | 0.0052844 | 0.0062049 | 0.0069317 | 0.0073426 | 0.0073418 | 0.0068914 | 0.0060333 | 0.0048903 | 0.0036397 | 0.0024649 | 0.0015037 | 0.0007183 | 0.07183 | 5.5505 | 3.9768 | 2.8807 | 2.8135 | 0.98667 | 0.50427 | 0.21945 | 0.22781 | 0.48596 | 1.975 | 3.1762 | 7.3166 | 0 | 1.6121 | 1.0772 | 0.62254 | 0.59379 | 0.22741 | 0.1031 | 0.051755 | 0.04038 | 0.13116 | 0.37281 | 0.97585 | 2.1455
Note on A1: Charlie Grist: Lookup in ComMaster
Note on B1: Charlie Grist: New, NR, Retro
Note on C1: Charlie Grist: Measure Index Name
Note on E1: Charlie Grist: Use Massoud's Names
Note on F1: Charlie Grist: From Shaped Savings column 14
Note on G1: Charlie Grist: From SC or from Shaped Savings column 3.
Note on H1: Charlie Grist: From SC or from Shaped Savings column K (column 11)
Note on I1: Charlie Grist: From SC
Note on J1: Charlie Grist: From SC
Note on K1: Charlie Grist: From SC. For shaping. RPM also uses this divided by savings per unit to calculate units, and then uses kW per unit * usnits to calculate kW.
Note on AF1: Charlie Grist: From Shaped Savings. Copy whole row down since column increment is hardwired into formula.

## 7PSourceSummary
Measure: | Secondary Glazing Systems
Item | Methods & Sources | Note | 7P Updates
Measures Described | Secondary glazing system. Permanent unit installed on the inside of existing primary window. |  | New measure for 7P
Energy Savings Calculation Basis | Building simulation modeling | Mike Hatten did the modeling for NEEA
Baseline Energy Use | Single glaze window
Applicable Stock | Target market is existing commercial buildings with low performance single pane windows in thermally unbroken metal frames with electric space heat
Baseline Saturation | Zero
Baseline Penetration | Zero
Permutations | Three climate zones, three building types, three heating systems, two windows
Costs | Cost is $35/sf installed. Includes $25/sf window plus about $10/sf for installation
Measure Life | Thirty years
Savings Shape | Space heat shape
Achievability Ramp Rate | Slow

## SC-Retro
Units Methodology | Units are sf of single pane glass. Single pane glas estimate comes from CBSA data. Measure is retrofit only.
Forecast Version
='[7P Forecasts D1.xlsx]Pop Forecast (Base Case)'!$A$1
| Vintage | NR | Existing
End-Use: | Measure Bundle | Secondary Glazing Systems-Retro | Region |  | NEED TO INTEGRATE THE DROPDOWN/STATE SELECTION OPTION YET
Lighting | Report Year | 2035
| Total Potential (aMW) | 40.3908 |  | 1 | 2 | 3 | 4 | 5 | 6 | 7 | 8 | 9 | 10 | 11 | 12 | 13 | 14 | 15 | 16 | 17 | 18 | 19 | 20
|  |  |  | 2016 | 2017 | 2018 | 2019 | 2020 | 2021 | 2022 | 2023 | 2024 | 2025 | 2026 | 2027 | 2028 | 2029 | 2030 | 2031 | 2032 | 2033 | 2034 | 2035 | TOTAL MAX | TOTAL
|  |  |  | FLOOR_2016 | FLOOR_2017 | FLOOR_2018 | FLOOR_2019 | FLOOR_2020 | FLOOR_2021 | FLOOR_2022 | FLOOR_2023 | FLOOR_2024 | FLOOR_2025 | FLOOR_2026 | FLOOR_2027 | FLOOR_2028 | FLOOR_2029 | FLOOR_2030 | FLOOR_2031 | FLOOR_2032 | FLOOR_2033 | FLOOR_2034 | FLOOR_2035 | 85% | TOTAL
| REG_Office |  | Large Off | 380.0883 | 378.948 | 377.8112 | 376.6777 | 375.5477 | 374.4211 | 373.2978 | 372.1779 | 371.0614 | 369.9482 | 368.8383 | 367.7318 | 366.6286 | 365.5288 | 364.4322 | 363.3389 | 362.2489 | 361.1621 | 360.0786 | 358.9984 |  | 358.9984
| REG_Office |  | Medium Off | 190.7369 | 190.1647 | 189.5942 | 189.0254 | 188.4583 | 187.8929 | 187.3293 | 186.7673 | 186.207 | 185.6483 | 185.0914 | 184.5361 | 183.9825 | 183.4306 | 182.8803 | 182.3316 | 181.7846 | 181.2393 | 180.6956 | 180.1535 |  | 180.1535
| REG_Office |  | Small Off | 184.0914 | 183.5391 | 182.9885 | 182.4395 | 181.8922 | 181.3465 | 180.8025 | 180.2601 | 179.7193 | 179.1801 | 178.6426 | 178.1067 | 177.5723 | 177.0396 | 176.5085 | 175.979 | 175.451 | 174.9247 | 174.3999 | 173.8767 |  | 173.8767
| REG_Retail |  | XLarge Ret | 138.3573 | 137.7209 | 137.0874 | 136.4568 | 135.8291 | 135.2043 | 134.5823 | 133.9632 | 133.347 | 132.7336 | 132.123 | 131.5153 | 130.9103 | 130.3081 | 129.7087 | 129.112 | 128.5181 | 127.9269 | 127.3385 | 126.7527 |  | 126.7527
| REG_Retail |  | Large Ret | 208.9575 | 207.9962 | 207.0395 | 206.0871 | 205.1391 | 204.1954 | 203.2561 | 202.3212 | 201.3905 | 200.4641 | 199.542 | 198.6241 | 197.7104 | 196.8009 | 195.8956 | 194.9945 | 194.0975 | 193.2047 | 192.316 | 191.4313 |  | 191.4313
| REG_Retail |  | Medium Ret | 97.1157 | 96.669 | 96.2243 | 95.7816 | 95.3411 | 94.9025 | 94.4659 | 94.0314 | 93.5988 | 93.1683 | 92.7397 | 92.3131 | 91.8885 | 91.4658 | 91.045 | 90.6262 | 90.2094 | 89.7944 | 89.3813 | 88.9702 |  | 88.9702
| REG_Retail |  | Small Ret | 109.4797 | 108.9761 | 108.4748 | 107.9758 | 107.4791 | 106.9847 | 106.4926 | 106.0027 | 105.5151 | 105.0297 | 104.5466 | 104.0657 | 103.587 | 103.1105 | 102.6362 | 102.164 | 101.6941 | 101.2263 | 100.7606 | 100.2971 |  | 100.2971
| REG_K-12 |  | School K-12 | 241.1176 | 240.1291 | 239.1445 | 238.164 | 237.1876 | 236.2151 | 235.2466 | 234.2821 | 233.3215 | 232.3649 | 231.4122 | 230.4634 | 229.5185 | 228.5775 | 227.6403 | 226.707 | 225.7775 | 224.8518 | 223.9299 | 223.0118 |  | 223.0118
| REG_University |  | University | 122.1534 | 121.6526 | 121.1538 | 120.6571 | 120.1624 | 119.6697 | 119.1791 | 118.6904 | 118.2038 | 117.7192 | 117.2365 | 116.7558 | 116.2771 | 115.8004 | 115.3256 | 114.8528 | 114.3819 | 113.9129 | 113.4459 | 112.9808 |  | 112.9808
| REG_Warehouse |  | Warehouse | 448.6983 | 447.0381 | 445.3841 | 443.7362 | 442.0943 | 440.4586 | 438.8289 | 437.2052 | 435.5876 | 433.9759 | 432.3702 | 430.7704 | 429.1765 | 427.5886 | 426.0065 | 424.4303 | 422.8599 | 421.2953 | 419.7365 | 418.1835 |  | 418.1835
| REG_Grocery |  | Supermarket | 53.7209 | 53.2375 | 52.7583 | 52.2835 | 51.8129 | 51.3466 | 50.8845 | 50.4265 | 49.9727 | 49.5229 | 49.0772 | 48.6355 | 48.1978 | 47.764 | 47.3342 | 46.9082 | 46.486 | 46.0676 | 45.653 | 45.2421 |  | 45.2421
| REG_Grocery Other |  | MiniMart | 22.491 | 22.3849 | 22.2792 | 22.174 | 22.0694 | 21.9652 | 21.8615 | 21.7584 | 21.6557 | 21.5534 | 21.4517 | 21.3505 | 21.2497 | 21.1494 | 21.0496 | 20.9502 | 20.8513 | 20.7529 | 20.6549 | 20.5575 |  | 20.5575
| REG_Restaurant |  | Restaurant | 51.5509 | 51.3075 | 51.0654 | 50.8243 | 50.5844 | 50.3457 | 50.1081 | 49.8715 | 49.6362 | 49.4019 | 49.1687 | 48.9366 | 48.7056 | 48.4757 | 48.2469 | 48.0192 | 47.7926 | 47.567 | 47.3425 | 47.119 |  | 47.119
| REG_Hotel |  | Lodging | 170.1519 | 169.7435 | 169.3361 | 168.9297 | 168.5243 | 168.1199 | 167.7164 | 167.3138 | 166.9123 | 166.5117 | 166.1121 | 165.7134 | 165.3157 | 164.9189 | 164.5231 | 164.1283 | 163.7344 | 163.3414 | 162.9494 | 162.5583 |  | 162.5583
| REG_hospital |  | Hospital | 105.0295 | 104.8089 | 104.5888 | 104.3692 | 104.15 | 103.9313 | 103.713 | 103.4952 | 103.2779 | 103.061 | 102.8446 | 102.6286 | 102.4131 | 102.198 | 101.9834 | 101.7692 | 101.5555 | 101.3423 | 101.1294 | 100.9171 |  | 100.9171
| REG_Hospital Other |  | Residential Care | 128.7482 | 128.4392 | 128.131 | 127.8234 | 127.5167 | 127.2106 | 126.9053 | 126.6008 | 126.2969 | 125.9938 | 125.6914 | 125.3898 | 125.0888 | 124.7886 | 124.4891 | 124.1903 | 123.8923 | 123.5949 | 123.2983 | 123.0024 |  | 123.0024
| REG_Assembly |  | Assembly | 375.9022 | 374.2157 | 372.5367 | 370.8653 | 369.2013 | 367.5448 | 365.8958 | 364.2541 | 362.6198 | 360.9929 | 359.3732 | 357.7609 | 356.1557 | 354.5577 | 352.967 | 351.3833 | 349.8068 | 348.2373 | 346.6749 | 345.1195 |  | 345.1195
| REG_Other |  | Other | 342.6499 | 339.566 | 336.5099 | 333.4814 | 330.48 | 327.5057 | 324.5581 | 321.6371 | 318.7424 | 315.8737 | 313.0308 | 310.2136 | 307.4216 | 304.6549 | 301.913 | 299.1957 | 296.503 | 293.8345 | 291.1899 | 288.5692 |  | 288.5692
|  |  | Total | 3371.0405 | 3356.5369 | 3342.1076 | 3327.752 | 3313.4699 | 3299.2606 | 3285.1238 | 3271.059 | 3257.0658 | 3243.1437 | 3229.2923 | 3215.5112 | 3201.7999 | 3188.1581 | 3174.5852 | 3161.0809 | 3147.6447 | 3134.2763 | 3120.9752 | 3107.7411 |  | 3107.7411
|  |  | Total Single Pane Glazing (million sf) | 84 | 83.6386 | 83.279 | 82.9213 | 82.5654 | 82.2114 | 81.8591 | 81.5086 | 81.16 | 80.8131 | 80.4679 | 80.1245 | 79.7828 | 79.4429 | 79.1047 | 78.7682 | 78.4334 | 78.1003 | 77.7688 | 77.4391 |  | 77.4391
Applic | WT_Reg
APPLY MEASURE APPLICABILITY, SATURATION TURNOVER RATE FOR MAX ANNUAL # UNITS |  |  | Existing Stock
Applicability | Measure Share | Turnover Rate | Secondary Glazing Systems-Retro | 2016 | 2017 | 2018 | 2019 | 2020 | 2021 | 2022 | 2023 | 2024 | 2025 | 2026 | 2027 | 2028 | 2029 | 2030 | 2031 | 2032 | 2033 | 2034 | 2035 | TOTAL MAX | TOTAL
51.61% | 30.88% | 100% | SGSWindow-Small Office (AC with Gas Furnace)-Portland | 13.3857 | 13.3281 | 13.2708 | 13.2138 | 13.1571 | 13.1007 | 13.0445 | 12.9887 | 12.9331 | 12.8778 | 12.8228 | 12.7681 | 12.7137 | 12.6595 | 12.6056 | 12.552 | 12.4986 | 12.4455 | 12.3927 | 12.3402 | 10.4891 | 257.0988
51.61% | 6.986% | 100% | SGSWindow-Small Office (AC with Gas Furnace)-Spokane | 3.0287 | 3.0157 | 3.0027 | 2.9898 | 2.977 | 2.9642 | 2.9515 | 2.9389 | 2.9263 | 2.9138 | 2.9014 | 2.889 | 2.8767 | 2.8644 | 2.8522 | 2.8401 | 2.828 | 2.816 | 2.804 | 2.7922 | 2.3733
51.61% | 1.348% | 100% | SGSWindow-Small Office (AC with Gas Furnace)-Missoula | 0.58432 | 0.5818 | 0.5793 | 0.57681 | 0.57434 | 0.57187 | 0.56942 | 0.56699 | 0.56456 | 0.56215 | 0.55975 | 0.55736 | 0.55498 | 0.55262 | 0.55026 | 0.54792 | 0.54559 | 0.54328 | 0.54097 | 0.53868 | 0.45788
51.61% | 15.11% | 100% | SGSWindow-Small Office (Air-source Heat Pump)-Portland | 6.5518 | 6.5237 | 6.4956 | 6.4677 | 6.44 | 6.4123 | 6.3849 | 6.3575 | 6.3303 | 6.3033 | 6.2763 | 6.2496 | 6.2229 | 6.1964 | 6.17 | 6.1438 | 6.1177 | 6.0917 | 6.0658 | 6.0401 | 5.1341
51.61% | 3.419% | 100% | SGSWindow-Small Office (Air-source Heat Pump)-Spokane | 1.4825 | 1.4761 | 1.4697 | 1.4634 | 1.4571 | 1.4509 | 1.4447 | 1.4385 | 1.4323 | 1.4262 | 1.4201 | 1.4141 | 1.408 | 1.402 | 1.3961 | 1.3901 | 1.3842 | 1.3783 | 1.3725 | 1.3667 | 1.1617
51.61% | 0.6597% | 100% | SGSWindow-Small Office (Air-source Heat Pump)-Missoula | 0.286 | 0.28477 | 0.28355 | 0.28233 | 0.28112 | 0.27991 | 0.27871 | 0.27752 | 0.27633 | 0.27515 | 0.27398 | 0.27281 | 0.27164 | 0.27049 | 0.26934 | 0.26819 | 0.26705 | 0.26592 | 0.26479 | 0.26366 | 0.22411
51.61% | 3.141% | 100% | SGSWindow-Mid-rise Office (Apackaged VAV with Electric reheat)-Portland | 1.3619 | 1.356 | 1.3502 | 1.3444 | 1.3386 | 1.3329 | 1.3272 | 1.3215 | 1.3159 | 1.3102 | 1.3046 | 1.2991 | 1.2935 | 1.288 | 1.2825 | 1.2771 | 1.2716 | 1.2662 | 1.2609 | 1.2555 | 1.0672
51.61% | 0.7108% | 100% | SGSWindow-Mid-rise Office (Apackaged VAV with Electric reheat)-Spokane | 0.30815 | 0.30683 | 0.30551 | 0.30419 | 0.30289 | 0.30159 | 0.3003 | 0.29901 | 0.29773 | 0.29646 | 0.29519 | 0.29393 | 0.29268 | 0.29143 | 0.29019 | 0.28896 | 0.28773 | 0.28651 | 0.28529 | 0.28408 | 0.24147
51.61% | 0.1371% | 100% | SGSWindow-Mid-rise Office (Apackaged VAV with Electric reheat)-Missoula | 0.05945 | 0.059194 | 0.05894 | 0.058687 | 0.058435 | 0.058184 | 0.057935 | 0.057687 | 0.05744 | 0.057195 | 0.05695 | 0.056707 | 0.056466 | 0.056225 | 0.055986 | 0.055747 | 0.05551 | 0.055275 | 0.05504 | 0.054807 | 0.046586
51.61% | 16.43% | 100% | SGSWindow-Mid-rise Office (Apackaged VAV with Gas)-Portland | 7.1217 | 7.0911 | 7.0606 | 7.0303 | 7.0001 | 6.9701 | 6.9402 | 6.9105 | 6.8809 | 6.8515 | 6.8223 | 6.7931 | 6.7642 | 6.7354 | 6.7067 | 6.6781 | 6.6498 | 6.6215 | 6.5934 | 6.5655 | 5.5806
51.61% | 3.717% | 100% | SGSWindow-Mid-rise Office (Apackaged VAV with Gas)-Spokane | 1.6114 | 1.6045 | 1.5976 | 1.5907 | 1.5839 | 1.5771 | 1.5703 | 1.5636 | 1.5569 | 1.5503 | 1.5436 | 1.5371 | 1.5305 | 1.524 | 1.5175 | 1.511 | 1.5046 | 1.4982 | 1.4919 | 1.4855 | 1.2627
51.61% | 0.7171% | 100% | SGSWindow-Mid-rise Office (Apackaged VAV with Gas)-Missoula | 0.31088 | 0.30954 | 0.30821 | 0.30689 | 0.30557 | 0.30426 | 0.30296 | 0.30166 | 0.30037 | 0.29908 | 0.29781 | 0.29654 | 0.29527 | 0.29401 | 0.29276 | 0.29152 | 0.29028 | 0.28904 | 0.28782 | 0.2866 | 0.24361
51.61% | 3.07% | 100% | SGSWindow-High-rise Office (VAV with Central Chillers / Gas Boilers)-Portland | 1.331 | 1.3252 | 1.3195 | 1.3139 | 1.3082 | 1.3026 | 1.297 | 1.2915 | 1.286 | 1.2805 | 1.275 | 1.2695 | 1.2641 | 1.2587 | 1.2534 | 1.2481 | 1.2428 | 1.2375 | 1.2322 | 1.227 | 1.0429
51.61% | 0.6946% | 100% | SGSWindow-High-rise Office (VAV with Central Chillers / Gas Boilers)-Spokane | 0.30115 | 0.29985 | 0.29856 | 0.29728 | 0.29601 | 0.29474 | 0.29347 | 0.29222 | 0.29097 | 0.28972 | 0.28849 | 0.28725 | 0.28603 | 0.28481 | 0.2836 | 0.28239 | 0.28119 | 0.28 | 0.27881 | 0.27763 | 0.23598
51.61% | 0.134% | 100% | SGSWindow-High-rise Office (VAV with Central Chillers / Gas Boilers)-Missoula | 0.058099 | 0.057849 | 0.057601 | 0.057353 | 0.057107 | 0.056862 | 0.056618 | 0.056376 | 0.056135 | 0.055895 | 0.055656 | 0.055419 | 0.055182 | 0.054947 | 0.054713 | 0.054481 | 0.054249 | 0.054019 | 0.053789 | 0.053561 | 0.045527
51.61% | 8.703% | 100% | SGSWindow-Small Office (AC with Ele Furnace)-Portland | 3.7731 | 3.7569 | 3.7408 | 3.7247 | 3.7087 | 3.6928 | 3.677 | 3.6612 | 3.6456 | 3.63 | 3.6145 | 3.5991 | 3.5837 | 3.5685 | 3.5533 | 3.5381 | 3.5231 | 3.5081 | 3.4933 | 3.4784 | 2.9567
51.61% | 1.969% | 100% | SGSWindow-Small Office (AC with Ele Furnace)-Spokane | 0.85373 | 0.85006 | 0.84641 | 0.84277 | 0.83915 | 0.83556 | 0.83198 | 0.82841 | 0.82487 | 0.82134 | 0.81784 | 0.81435 | 0.81087 | 0.80742 | 0.80398 | 0.80056 | 0.79716 | 0.79377 | 0.7904 | 0.78705 | 0.66899
51.61% | 0.3799% | 100% | SGSWindow-Small Office (AC with Ele Furnace)-Missoula | 0.16471 | 0.164 | 0.16329 | 0.16259 | 0.16189 | 0.1612 | 0.16051 | 0.15982 | 0.15914 | 0.15846 | 0.15778 | 0.15711 | 0.15644 | 0.15577 | 0.15511 | 0.15445 | 0.15379 | 0.15314 | 0.15249 | 0.15184 | 0.12907
51.61% | 1.115% | 100% | SGSWindow-High-rise Office (VAV with Central Chillers / Ele Boilers)-Portland | 0.48323 | 0.48115 | 0.47908 | 0.47702 | 0.47497 | 0.47294 | 0.47091 | 0.46889 | 0.46689 | 0.46489 | 0.46291 | 0.46093 | 0.45897 | 0.45701 | 0.45507 | 0.45313 | 0.4512 | 0.44929 | 0.44738 | 0.44548 | 0.37866
51.61% | 0.2522% | 100% | SGSWindow-High-rise Office (VAV with Central Chillers / Ele Boilers)-Spokane | 0.10934 | 0.10887 | 0.1084 | 0.10793 | 0.10747 | 0.10701 | 0.10655 | 0.10609 | 0.10564 | 0.10519 | 0.10474 | 0.10429 | 0.10385 | 0.10341 | 0.10297 | 0.10253 | 0.10209 | 0.10166 | 0.10123 | 0.1008 | 0.085678
51.61% | 0.04866% | 100% | SGSWindow-High-rise Office (VAV with Central Chillers / Ele Boilers)-Missoula | 0.021094 | 0.021003 | 0.020913 | 0.020823 | 0.020734 | 0.020645 | 0.020556 | 0.020468 | 0.020381 | 0.020294 | 0.020207 | 0.020121 | 0.020035 | 0.01995 | 0.019865 | 0.01978 | 0.019696 | 0.019612 | 0.019529 | 0.019446 | 0.016529
|  |  | Total Single Pane Glazing (million sf) | 43.188 | 43.0021 | 42.8173 | 42.6334 | 42.4504 | 42.2683 | 42.0872 | 41.907 | 41.7278 | 41.5494 | 41.372 | 41.1954 | 41.0197 | 40.845 | 40.6711 | 40.4981 | 40.3259 | 40.1547 | 39.9843 | 39.8147 | 33.8425
APPLY MEASURE APPLICABILITY, SATURATION TURNOVER RATE FOR MAX ANNUAL # UNITS |  |  | Carryover from Untreated New (Code for New)
Applicability | Saturation | Turnover Rate | Secondary Glazing Systems-Retro | 2016 | 2017 | 2018 | 2019 | 2020 | 2021 | 2022 | 2023 | 2024 | 2025 | 2026 | 2027 | 2028 | 2029 | 2030 | 2031 | 2032 | 2033 | 2034 | 2035 | TOTAL MAX | TOTAL
|  |  | SGSWindow-Small Office (AC with Gas Furnace)-Portland | 0 | 0 | 0 | 0 | 0 | 0 | 0 | 0 | 0 | 0 | 0 | 0 | 0 | 0 | 0 | 0 | 0 | 0 | 0 | 0 | 0 | 0
|  |  | SGSWindow-Small Office (AC with Gas Furnace)-Spokane | 0 | 0 | 0 | 0 | 0 | 0 | 0 | 0 | 0 | 0 | 0 | 0 | 0 | 0 | 0 | 0 | 0 | 0 | 0 | 0 | 0 | 0
|  |  | SGSWindow-Small Office (AC with Gas Furnace)-Missoula | 0 | 0 | 0 | 0 | 0 | 0 | 0 | 0 | 0 | 0 | 0 | 0 | 0 | 0 | 0 | 0 | 0 | 0 | 0 | 0 | 0 | 0
|  |  | SGSWindow-Small Office (Air-source Heat Pump)-Portland | 0 | 0 | 0 | 0 | 0 | 0 | 0 | 0 | 0 | 0 | 0 | 0 | 0 | 0 | 0 | 0 | 0 | 0 | 0 | 0 | 0 | 0
|  |  | SGSWindow-Small Office (Air-source Heat Pump)-Spokane | 0 | 0 | 0 | 0 | 0 | 0 | 0 | 0 | 0 | 0 | 0 | 0 | 0 | 0 | 0 | 0 | 0 | 0 | 0 | 0 | 0 | 0
|  |  | SGSWindow-Small Office (Air-source Heat Pump)-Missoula | 0 | 0 | 0 | 0 | 0 | 0 | 0 | 0 | 0 | 0 | 0 | 0 | 0 | 0 | 0 | 0 | 0 | 0 | 0 | 0 | 0 | 0
|  |  | SGSWindow-Mid-rise Office (Apackaged VAV with Electric reheat)-Portland | 0 | 0 | 0 | 0 | 0 | 0 | 0 | 0 | 0 | 0 | 0 | 0 | 0 | 0 | 0 | 0 | 0 | 0 | 0 | 0 | 0 | 0
|  |  | SGSWindow-Mid-rise Office (Apackaged VAV with Electric reheat)-Spokane | 0 | 0 | 0 | 0 | 0 | 0 | 0 | 0 | 0 | 0 | 0 | 0 | 0 | 0 | 0 | 0 | 0 | 0 | 0 | 0 | 0 | 0
|  |  | SGSWindow-Mid-rise Office (Apackaged VAV with Electric reheat)-Missoula | 0 | 0 | 0 | 0 | 0 | 0 | 0 | 0 | 0 | 0 | 0 | 0 | 0 | 0 | 0 | 0 | 0 | 0 | 0 | 0 | 0 | 0
|  |  | SGSWindow-Mid-rise Office (Apackaged VAV with Gas)-Portland | 0 | 0 | 0 | 0 | 0 | 0 | 0 | 0 | 0 | 0 | 0 | 0 | 0 | 0 | 0 | 0 | 0 | 0 | 0 | 0 | 0 | 0
|  |  | SGSWindow-Mid-rise Office (Apackaged VAV with Gas)-Spokane | 0 | 0 | 0 | 0 | 0 | 0 | 0 | 0 | 0 | 0 | 0 | 0 | 0 | 0 | 0 | 0 | 0 | 0 | 0 | 0 | 0 | 0
|  |  | SGSWindow-Mid-rise Office (Apackaged VAV with Gas)-Missoula | 0 | 0 | 0 | 0 | 0 | 0 | 0 | 0 | 0 | 0 | 0 | 0 | 0 | 0 | 0 | 0 | 0 | 0 | 0 | 0 | 0 | 0
|  |  | SGSWindow-High-rise Office (VAV with Central Chillers / Gas Boilers)-Portland | 0 | 0 | 0 | 0 | 0 | 0 | 0 | 0 | 0 | 0 | 0 | 0 | 0 | 0 | 0 | 0 | 0 | 0 | 0 | 0 | 0 | 0
|  |  | SGSWindow-High-rise Office (VAV with Central Chillers / Gas Boilers)-Spokane | 0 | 0 | 0 | 0 | 0 | 0 | 0 | 0 | 0 | 0 | 0 | 0 | 0 | 0 | 0 | 0 | 0 | 0 | 0 | 0 | 0 | 0
|  |  | SGSWindow-High-rise Office (VAV with Central Chillers / Gas Boilers)-Missoula | 0 | 0 | 0 | 0 | 0 | 0 | 0 | 0 | 0 | 0 | 0 | 0 | 0 | 0 | 0 | 0 | 0 | 0 | 0 | 0 | 0 | 0
|  |  | SGSWindow-Small Office (AC with Ele Furnace)-Portland | 0 | 0 | 0 | 0 | 0 | 0 | 0 | 0 | 0 | 0 | 0 | 0 | 0 | 0 | 0 | 0 | 0 | 0 | 0 | 0 | 0 | 0
|  |  | SGSWindow-Small Office (AC with Ele Furnace)-Spokane | 0 | 0 | 0 | 0 | 0 | 0 | 0 | 0 | 0 | 0 | 0 | 0 | 0 | 0 | 0 | 0 | 0 | 0 | 0 | 0 | 0 | 0
|  |  | SGSWindow-Small Office (AC with Ele Furnace)-Missoula | 0 | 0 | 0 | 0 | 0 | 0 | 0 | 0 | 0 | 0 | 0 | 0 | 0 | 0 | 0 | 0 | 0 | 0 | 0 | 0 | 0 | 0
|  |  | SGSWindow-High-rise Office (VAV with Central Chillers / Ele Boilers)-Portland | 0 | 0 | 0 | 0 | 0 | 0 | 0 | 0 | 0 | 0 | 0 | 0 | 0 | 0 | 0 | 0 | 0 | 0 | 0 | 0 | 0 | 0
|  |  | SGSWindow-High-rise Office (VAV with Central Chillers / Ele Boilers)-Spokane | 0 | 0 | 0 | 0 | 0 | 0 | 0 | 0 | 0 | 0 | 0 | 0 | 0 | 0 | 0 | 0 | 0 | 0 | 0 | 0 | 0 | 0
|  |  | SGSWindow-High-rise Office (VAV with Central Chillers / Ele Boilers)-Missoula | 0 | 0 | 0 | 0 | 0 | 0 | 0 | 0 | 0 | 0 | 0 | 0 | 0 | 0 | 0 | 0 | 0 | 0 | 0 | 0 | 0 | 0
Total Single Pane Glazing (million sf)
|  |  | Retro1Slow | 2 | 3 | 4 | 5 | 6 | 7 | 8 | 9 | 10 | 11 | 12 | 13 | 14 | 15 | 16 | 17 | 18 | 19 | 20 | 21
INCREMENTAL ACHIEVABILITY |  |  | Secondary Glazing Systems-Retro | 0.2564% | 0.5126% | 0.9102% | 1.48% | 2.247% | 3.218% | 4.378% | 5.675% | 7.02% | 8.278% | 9.287% | 9.88% | 9.921% | 9.352% | 8.223% | 6.693% | 5.003% | 3.402% | 2.085% | 1%
Acheivable and 85% Max Per Year |  |  | SGSWindow-Small Office (AC with Gas Furnace)-Portland | 0.029177 | 0.058072 | 0.10267 | 0.16628 | 0.25131 | 0.35839 | 0.48542 | 0.62659 | 0.77167 | 0.90609 | 1.0122 | 1.0722 | 1.0721 | 1.0063 | 0.88103 | 0.71413 | 0.53151 | 0.35994 | 0.21959 | 0.10489
|  |  | SGSWindow-Small Office (AC with Gas Furnace)-Spokane | 0.0066018 | 0.01314 | 0.02323 | 0.037625 | 0.056864 | 0.081092 | 0.10983 | 0.14178 | 0.1746 | 0.20502 | 0.22903 | 0.24261 | 0.24258 | 0.2277 | 0.19935 | 0.16158 | 0.12026 | 0.081442 | 0.049685 | 0.023733
|  |  | SGSWindow-Small Office (AC with Gas Furnace)-Missoula | 0.0012737 | 0.002535 | 0.0044817 | 0.0072587 | 0.01097 | 0.015645 | 0.02119 | 0.027352 | 0.033685 | 0.039553 | 0.044186 | 0.046805 | 0.0468 | 0.043929 | 0.038459 | 0.031173 | 0.023201 | 0.015712 | 0.0095855 | 0.0045788
|  |  | SGSWindow-Small Office (Air-source Heat Pump)-Portland | 0.014281 | 0.028425 | 0.050252 | 0.081391 | 0.12301 | 0.17542 | 0.2376 | 0.30669 | 0.3777 | 0.4435 | 0.49545 | 0.52482 | 0.52476 | 0.49257 | 0.43124 | 0.34954 | 0.26015 | 0.17618 | 0.10748 | 0.051341
|  |  | SGSWindow-Small Office (Air-source Heat Pump)-Spokane | 0.0032314 | 0.0064315 | 0.01137 | 0.018416 | 0.027833 | 0.039692 | 0.05376 | 0.069394 | 0.085462 | 0.10035 | 0.1121 | 0.11875 | 0.11874 | 0.11145 | 0.097574 | 0.079089 | 0.058864 | 0.039863 | 0.024319 | 0.011617
|  |  | SGSWindow-Small Office (Air-source Heat Pump)-Missoula | 0.00062341 | 0.0012408 | 0.0021936 | 0.0035529 | 0.0053697 | 0.0076575 | 0.010372 | 0.013388 | 0.016488 | 0.01936 | 0.021628 | 0.02291 | 0.022907 | 0.021502 | 0.018824 | 0.015258 | 0.011356 | 0.0076906 | 0.0046918 | 0.0022411
|  |  | SGSWindow-Mid-rise Office (Apackaged VAV with Electric reheat)-Portland | 0.0029686 | 0.0059085 | 0.010446 | 0.016918 | 0.025569 | 0.036464 | 0.049388 | 0.063751 | 0.078512 | 0.092188 | 0.10299 | 0.10909 | 0.10908 | 0.10239 | 0.089639 | 0.072657 | 0.054077 | 0.036621 | 0.022342 | 0.010672
|  |  | SGSWindow-Mid-rise Office (Apackaged VAV with Electric reheat)-Spokane | 0.00067169 | 0.0013369 | 0.0023635 | 0.003828 | 0.0057855 | 0.0082505 | 0.011175 | 0.014425 | 0.017765 | 0.020859 | 0.023303 | 0.024684 | 0.024681 | 0.023167 | 0.020282 | 0.01644 | 0.012236 | 0.0082862 | 0.0050551 | 0.0024147
|  |  | SGSWindow-Mid-rise Office (Apackaged VAV with Electric reheat)-Missoula | 0.00012959 | 0.00025792 | 0.00045598 | 0.00073852 | 0.0011162 | 0.0015917 | 0.0021559 | 0.0027829 | 0.0034272 | 0.0040242 | 0.0044956 | 0.0047621 | 0.0047616 | 0.0044695 | 0.0039129 | 0.0031717 | 0.0023606 | 0.0015986 | 0.00097526 | 0.00046586
|  |  | SGSWindow-Mid-rise Office (Apackaged VAV with Gas)-Portland | 0.015523 | 0.030897 | 0.054623 | 0.08847 | 0.13371 | 0.19068 | 0.25826 | 0.33337 | 0.41056 | 0.48207 | 0.53855 | 0.57047 | 0.57041 | 0.53541 | 0.46874 | 0.37994 | 0.28278 | 0.1915 | 0.11683 | 0.055806
|  |  | SGSWindow-Mid-rise Office (Apackaged VAV with Gas)-Spokane | 0.0035124 | 0.0069909 | 0.012359 | 0.020018 | 0.030254 | 0.043144 | 0.058436 | 0.07543 | 0.092895 | 0.10908 | 0.12185 | 0.12908 | 0.12906 | 0.12115 | 0.10606 | 0.085968 | 0.063984 | 0.04333 | 0.026435 | 0.012627
|  |  | SGSWindow-Mid-rise Office (Apackaged VAV with Gas)-Missoula | 0.00067764 | 0.0013487 | 0.0023844 | 0.0038619 | 0.0058367 | 0.0083236 | 0.011274 | 0.014552 | 0.017922 | 0.021044 | 0.023509 | 0.024902 | 0.0249 | 0.023372 | 0.020462 | 0.016585 | 0.012344 | 0.0083595 | 0.0050999 | 0.0024361
|  |  | SGSWindow-High-rise Office (VAV with Central Chillers / Gas Boilers)-Portland | 0.0029011 | 0.0057742 | 0.010208 | 0.016534 | 0.024988 | 0.035635 | 0.048266 | 0.062302 | 0.076728 | 0.090093 | 0.10065 | 0.10661 | 0.1066 | 0.10006 | 0.087602 | 0.071006 | 0.052848 | 0.035789 | 0.021834 | 0.010429
|  |  | SGSWindow-High-rise Office (VAV with Central Chillers / Gas Boilers)-Spokane | 0.00065643 | 0.0013065 | 0.0023098 | 0.003741 | 0.005654 | 0.008063 | 0.010921 | 0.014097 | 0.017361 | 0.020385 | 0.022773 | 0.024123 | 0.02412 | 0.02264 | 0.019821 | 0.016066 | 0.011958 | 0.0080979 | 0.0049403 | 0.0023598
|  |  | SGSWindow-High-rise Office (VAV with Central Chillers / Gas Boilers)-Missoula | 0.00012664 | 0.00025206 | 0.00044562 | 0.00072174 | 0.0010908 | 0.0015556 | 0.0021069 | 0.0027196 | 0.0033493 | 0.0039328 | 0.0043935 | 0.0046539 | 0.0046534 | 0.0043679 | 0.003824 | 0.0030996 | 0.0023069 | 0.0015623 | 0.0009531 | 0.00045527
|  |  | SGSWindow-Small Office (AC with Ele Furnace)-Portland | 0.0082245 | 0.016369 | 0.02894 | 0.046872 | 0.07084 | 0.10102 | 0.13683 | 0.17662 | 0.21752 | 0.25541 | 0.28533 | 0.30224 | 0.30221 | 0.28367 | 0.24834 | 0.2013 | 0.14982 | 0.10146 | 0.061898 | 0.029567
|  |  | SGSWindow-Small Office (AC with Ele Furnace)-Spokane | 0.0018609 | 0.0037038 | 0.0065481 | 0.010606 | 0.016029 | 0.022858 | 0.03096 | 0.039964 | 0.049217 | 0.05779 | 0.06456 | 0.068386 | 0.068379 | 0.064184 | 0.056192 | 0.045547 | 0.033899 | 0.022957 | 0.014005 | 0.0066899
|  |  | SGSWindow-Small Office (AC with Ele Furnace)-Missoula | 0.00035902 | 0.00071456 | 0.0012633 | 0.0020461 | 0.0030923 | 0.0044099 | 0.005973 | 0.00771 | 0.0094951 | 0.011149 | 0.012455 | 0.013193 | 0.013192 | 0.012383 | 0.010841 | 0.0087871 | 0.00654 | 0.0044289 | 0.002702 | 0.0012907
|  |  | SGSWindow-High-rise Office (VAV with Central Chillers / Ele Boilers)-Portland | 0.0010533 | 0.0020964 | 0.0037063 | 0.0060029 | 0.0090725 | 0.012938 | 0.017524 | 0.02262 | 0.027857 | 0.03271 | 0.036542 | 0.038708 | 0.038704 | 0.036329 | 0.031805 | 0.02578 | 0.019188 | 0.012994 | 0.0079272 | 0.0037866
|  |  | SGSWindow-High-rise Office (VAV with Central Chillers / Ele Boilers)-Spokane | 0.00023833 | 0.00047435 | 0.00083861 | 0.0013583 | 0.0020528 | 0.0029274 | 0.0039651 | 0.0051181 | 0.0063032 | 0.0074012 | 0.0082682 | 0.0087582 | 0.0087573 | 0.0082201 | 0.0071965 | 0.0058332 | 0.0043415 | 0.0029401 | 0.0017937 | 0.00085678
|  |  | SGSWindow-High-rise Office (VAV with Central Chillers / Ele Boilers)-Missoula | 4.5979e-05 | 9.1514e-05 | 0.00016179 | 0.00026204 | 0.00039604 | 0.00056478 | 0.00076496 | 0.00098742 | 0.001216 | 0.0014279 | 0.0015951 | 0.0016897 | 0.0016895 | 0.0015859 | 0.0013884 | 0.0011254 | 0.00083758 | 0.00056721 | 0.00034604 | 0.00016529
|  |  | Total (million sf glass) | 0.029177 | 0.058072 | 0.10267 | 0.16628 | 0.25131 | 0.35839 | 0.48542 | 0.62659 | 0.77167 | 0.90609 | 1.0122 | 1.0722 | 1.0721 | 1.0063 | 0.88103 | 0.71413 | 0.53151 | 0.35994 | 0.21959 | 0.10489
CUMULATIVE ADOPTION |  |  | Secondary Glazing Systems-Retro | 1 | 2 | 3 | 4 | 5 | 6 | 7 | 8 | 9 | 10 | 11 | 12 | 13 | 14 | 15 | 16 | 17 | 18 | 19 | 20
Acheivable and 85% Max Per Year |  |  | SGSWindow-Small Office (AC with Gas Furnace)-Portland | 0.029177 | 0.08725 | 0.18992 | 0.3562 | 0.60752 | 0.96591 | 1.4513 | 2.0779 | 2.8496 | 3.7557 | 4.7679 | 5.8401 | 6.9122 | 7.9186 | 8.7996 | 9.5137 | 10.0452 | 10.4052 | 10.6248 | 10.7297
|  |  | SGSWindow-Small Office (AC with Gas Furnace)-Spokane | 0.0066018 | 0.019742 | 0.042972 | 0.080596 | 0.13746 | 0.21855 | 0.32839 | 0.47016 | 0.64476 | 0.84978 | 1.0788 | 1.3214 | 1.564 | 1.7917 | 1.9911 | 2.1526 | 2.2729 | 2.3543 | 2.404 | 2.4278
|  |  | SGSWindow-Small Office (AC with Gas Furnace)-Missoula | 0.0012737 | 0.0038087 | 0.0082903 | 0.015549 | 0.026519 | 0.042164 | 0.063354 | 0.090706 | 0.12439 | 0.16394 | 0.20813 | 0.25494 | 0.30174 | 0.34566 | 0.38412 | 0.4153 | 0.4385 | 0.45421 | 0.4638 | 0.46837
|  |  | SGSWindow-Small Office (Air-source Heat Pump)-Portland | 0.014281 | 0.042706 | 0.092958 | 0.17435 | 0.29736 | 0.47278 | 0.71038 | 1.0171 | 1.3948 | 1.8383 | 2.3337 | 2.8585 | 3.3833 | 3.8759 | 4.3071 | 4.6567 | 4.9168 | 5.093 | 5.2005 | 5.2518
|  |  | SGSWindow-Small Office (Air-source Heat Pump)-Spokane | 0.0032314 | 0.0096629 | 0.021033 | 0.039449 | 0.067282 | 0.10697 | 0.16073 | 0.23013 | 0.31559 | 0.41594 | 0.52804 | 0.64679 | 0.76553 | 0.87698 | 0.97455 | 1.0536 | 1.1125 | 1.1524 | 1.1767 | 1.1883
|  |  | SGSWindow-Small Office (Air-source Heat Pump)-Missoula | 0.00062341 | 0.0018642 | 0.0040578 | 0.0076107 | 0.01298 | 0.020638 | 0.03101 | 0.044398 | 0.060885 | 0.080245 | 0.10187 | 0.12478 | 0.14769 | 0.16919 | 0.18802 | 0.20327 | 0.21463 | 0.22232 | 0.22701 | 0.22925
|  |  | SGSWindow-Mid-rise Office (Apackaged VAV with Electric reheat)-Portland | 0.0029686 | 0.0088771 | 0.019323 | 0.036241 | 0.061811 | 0.098274 | 0.14766 | 0.21141 | 0.28993 | 0.38211 | 0.4851 | 0.59419 | 0.70327 | 0.80566 | 0.8953 | 0.96796 | 1.022 | 1.0587 | 1.081 | 1.0917
|  |  | SGSWindow-Mid-rise Office (Apackaged VAV with Electric reheat)-Spokane | 0.00067169 | 0.0020086 | 0.0043721 | 0.0082001 | 0.013986 | 0.022236 | 0.033411 | 0.047836 | 0.0656 | 0.086459 | 0.10976 | 0.13445 | 0.15913 | 0.18229 | 0.20258 | 0.21902 | 0.23125 | 0.23954 | 0.24459 | 0.24701
|  |  | SGSWindow-Mid-rise Office (Apackaged VAV with Electric reheat)-Missoula | 0.00012959 | 0.0003875 | 0.00084348 | 0.001582 | 0.0026982 | 0.0042899 | 0.0064458 | 0.0092287 | 0.012656 | 0.01668 | 0.021176 | 0.025938 | 0.0307 | 0.035169 | 0.039082 | 0.042254 | 0.044614 | 0.046213 | 0.047188 | 0.047654
|  |  | SGSWindow-Mid-rise Office (Apackaged VAV with Gas)-Portland | 0.015523 | 0.04642 | 0.10104 | 0.18951 | 0.32322 | 0.5139 | 0.77216 | 1.1055 | 1.5161 | 1.9982 | 2.5367 | 3.1072 | 3.6776 | 4.213 | 4.6817 | 5.0617 | 5.3445 | 5.536 | 5.6528 | 5.7086
|  |  | SGSWindow-Mid-rise Office (Apackaged VAV with Gas)-Spokane | 0.0035124 | 0.010503 | 0.022863 | 0.04288 | 0.073134 | 0.11628 | 0.17471 | 0.25014 | 0.34304 | 0.45212 | 0.57397 | 0.70305 | 0.83211 | 0.95326 | 1.0593 | 1.1453 | 1.2093 | 1.2526 | 1.279 | 1.2917
|  |  | SGSWindow-Mid-rise Office (Apackaged VAV with Gas)-Missoula | 0.00067764 | 0.0020264 | 0.0044108 | 0.0082727 | 0.014109 | 0.022433 | 0.033707 | 0.048259 | 0.066181 | 0.087225 | 0.11073 | 0.13564 | 0.16054 | 0.18391 | 0.20437 | 0.22095 | 0.2333 | 0.24166 | 0.24676 | 0.24919
|  |  | SGSWindow-High-rise Office (VAV with Central Chillers / Gas Boilers)-Portland | 0.0029011 | 0.0086753 | 0.018884 | 0.035418 | 0.060406 | 0.096041 | 0.14431 | 0.20661 | 0.28334 | 0.37343 | 0.47408 | 0.58069 | 0.68729 | 0.78735 | 0.87495 | 0.94596 | 0.99881 | 1.0346 | 1.0564 | 1.0669
|  |  | SGSWindow-High-rise Office (VAV with Central Chillers / Gas Boilers)-Spokane | 0.00065643 | 0.0019629 | 0.0042727 | 0.0080138 | 0.013668 | 0.021731 | 0.032652 | 0.046749 | 0.064109 | 0.084495 | 0.10727 | 0.13139 | 0.15551 | 0.17815 | 0.19797 | 0.21404 | 0.226 | 0.23409 | 0.23903 | 0.24139
|  |  | SGSWindow-High-rise Office (VAV with Central Chillers / Gas Boilers)-Missoula | 0.00012664 | 0.0003787 | 0.00082431 | 0.0015461 | 0.0026369 | 0.0041924 | 0.0062993 | 0.009019 | 0.012368 | 0.016301 | 0.020695 | 0.025348 | 0.030002 | 0.03437 | 0.038194 | 0.041293 | 0.0436 | 0.045163 | 0.046116 | 0.046571
|  |  | SGSWindow-Small Office (AC with Ele Furnace)-Portland | 0.0082245 | 0.024594 | 0.053534 | 0.10041 | 0.17125 | 0.27227 | 0.4091 | 0.58572 | 0.80324 | 1.0586 | 1.344 | 1.6462 | 1.9484 | 2.2321 | 2.4804 | 2.6817 | 2.8315 | 2.933 | 2.9949 | 3.0245
|  |  | SGSWindow-Small Office (AC with Ele Furnace)-Spokane | 0.0018609 | 0.0055648 | 0.012113 | 0.022718 | 0.038747 | 0.061605 | 0.092565 | 0.13253 | 0.18175 | 0.23954 | 0.3041 | 0.37248 | 0.44086 | 0.50504 | 0.56124 | 0.60678 | 0.64068 | 0.66364 | 0.67764 | 0.68433
|  |  | SGSWindow-Small Office (AC with Ele Furnace)-Missoula | 0.00035902 | 0.0010736 | 0.0023369 | 0.004383 | 0.0074753 | 0.011885 | 0.017858 | 0.025568 | 0.035063 | 0.046212 | 0.058668 | 0.071861 | 0.085053 | 0.097436 | 0.10828 | 0.11706 | 0.1236 | 0.12803 | 0.13073 | 0.13203
|  |  | SGSWindow-High-rise Office (VAV with Central Chillers / Ele Boilers)-Portland | 0.0010533 | 0.0031497 | 0.0068561 | 0.012859 | 0.021931 | 0.03487 | 0.052393 | 0.075013 | 0.10287 | 0.13558 | 0.17212 | 0.21083 | 0.24953 | 0.28586 | 0.31767 | 0.34345 | 0.36264 | 0.37563 | 0.38356 | 0.38734
|  |  | SGSWindow-High-rise Office (VAV with Central Chillers / Ele Boilers)-Spokane | 0.00023833 | 0.00071268 | 0.0015513 | 0.0029095 | 0.0049623 | 0.0078898 | 0.011855 | 0.016973 | 0.023276 | 0.030677 | 0.038945 | 0.047704 | 0.056461 | 0.064681 | 0.071878 | 0.077711 | 0.082052 | 0.084992 | 0.086786 | 0.087643
|  |  | SGSWindow-High-rise Office (VAV with Central Chillers / Ele Boilers)-Missoula | 4.5979e-05 | 0.00013749 | 0.00029928 | 0.00056132 | 0.00095736 | 0.0015221 | 0.0022871 | 0.0032745 | 0.0044905 | 0.0059184 | 0.0075136 | 0.0092032 | 0.010893 | 0.012479 | 0.013867 | 0.014992 | 0.01583 | 0.016397 | 0.016743 | 0.016908
|  |  | Total | 0.094138 | 0.28151 | 0.61275 | 1.1493 | 1.9601 | 3.1164 | 4.6826 | 6.7043 | 9.194 | 12.1174 | 15.3833 | 18.8428 | 22.3019 | 25.5488 | 28.3913 | 30.6954 | 32.4103 | 33.5716 | 34.2801 | 34.6185
SUPPLY CURVE SAVINGS BY BUNDLE |  |  | Secondary Glazing Systems-Retro | 1: aMW
kWh per Luminaire | TRC Net Levelized Cost (Net of All Benefits) in mills/kWh |  | 1000000 | 2016 | 2017 | 2018 | 2019 | 2020 | 2021 | 2022 | 2023 | 2024 | 2025 | 2026 | 2027 | 2028 | 2029 | 2030 | 2031 | 2032 | 2033 | 2034 | 2035
Busbar Savings | lvlcost | segment | measure | FLOOR_2016 | FLOOR_2017 | FLOOR_2018 | FLOOR_2019 | FLOOR_2020 | FLOOR_2021 | FLOOR_2022 | FLOOR_2023 | FLOOR_2024 | FLOOR_2025 | FLOOR_2026 | FLOOR_2027 | FLOOR_2028 | FLOOR_2029 | FLOOR_2030 | FLOOR_2031 | FLOOR_2032 | FLOOR_2033 | FLOOR_2034 | FLOOR_2035 | TOTAL MAX
7.6884 | 329.604 | SGSWindow-(AC with Gas Furnace) | SGSWindow-Small Office (AC with Gas Furnace)-Portland | 0.025608 | 0.050968 | 0.090108 | 0.14594 | 0.22057 | 0.31455 | 0.42604 | 0.54994 | 0.67727 | 0.79524 | 0.8884 | 0.94106 | 0.94096 | 0.88323 | 0.77325 | 0.62677 | 0.46649 | 0.31591 | 0.19273 | 0.09206 | 9.206
8.9845 | 268.7891 | SGSWindow-(AC with Gas Furnace) | SGSWindow-Small Office (AC with Gas Furnace)-Spokane | 0.006771 | 0.013477 | 0.023825 | 0.038589 | 0.058321 | 0.08317 | 0.11265 | 0.14541 | 0.17908 | 0.21027 | 0.2349 | 0.24883 | 0.2488 | 0.23354 | 0.20446 | 0.16572 | 0.12334 | 0.083529 | 0.050959 | 0.024342 | 2.4342
8.121 | 300.7214 | SGSWindow-(AC with Gas Furnace) | SGSWindow-Small Office (AC with Gas Furnace)-Missoula | 0.0011807 | 0.0023501 | 0.0041547 | 0.0067292 | 0.01017 | 0.014503 | 0.019644 | 0.025357 | 0.031228 | 0.036668 | 0.040963 | 0.043391 | 0.043386 | 0.040725 | 0.035654 | 0.028899 | 0.021509 | 0.014566 | 0.0088863 | 0.0042448 | 0.42448
9.8766 | 227.9903 | SGSWindow-(Air-source Heat Pump) | SGSWindow-Small Office (Air-source Heat Pump)-Portland | 0.016102 | 0.032048 | 0.056658 | 0.091765 | 0.13869 | 0.19778 | 0.26788 | 0.34579 | 0.42585 | 0.50003 | 0.55861 | 0.59172 | 0.59165 | 0.55536 | 0.4862 | 0.3941 | 0.29331 | 0.19863 | 0.12118 | 0.057885 | 5.7885
13.3911 | 156.7842 | SGSWindow-(Air-source Heat Pump) | SGSWindow-Small Office (Air-source Heat Pump)-Spokane | 0.0049397 | 0.0098316 | 0.017381 | 0.028152 | 0.042547 | 0.060675 | 0.082182 | 0.10608 | 0.13064 | 0.1534 | 0.17137 | 0.18153 | 0.18151 | 0.17037 | 0.14916 | 0.1209 | 0.089983 | 0.060937 | 0.037176 | 0.017758 | 1.7758
12.2715 | 175.0414 | SGSWindow-(Air-source Heat Pump) | SGSWindow-Small Office (Air-source Heat Pump)-Missoula | 0.00087331 | 0.0017382 | 0.0030729 | 0.0049771 | 0.0075221 | 0.010727 | 0.014529 | 0.018755 | 0.023097 | 0.02712 | 0.030297 | 0.032093 | 0.03209 | 0.030121 | 0.02637 | 0.021375 | 0.015909 | 0.010773 | 0.0065725 | 0.0031395 | 0.31395
30.0106 | 45.9685 | SGSWindow-(Apackaged VAV with Electric reheat) | SGSWindow-Mid-rise Office (Apackaged VAV with Electric reheat)-Portland | 0.01017 | 0.020242 | 0.035785 | 0.05796 | 0.087598 | 0.12492 | 0.1692 | 0.2184 | 0.26897 | 0.31582 | 0.35282 | 0.37373 | 0.37369 | 0.35077 | 0.30709 | 0.24891 | 0.18526 | 0.12546 | 0.076539 | 0.036561 | 3.6561
50.5748 | 9.6625 | SGSWindow-(Apackaged VAV with Electric reheat) | SGSWindow-Mid-rise Office (Apackaged VAV with Electric reheat)-Spokane | 0.0038779 | 0.0077184 | 0.013645 | 0.022101 | 0.033402 | 0.047633 | 0.064517 | 0.083279 | 0.10256 | 0.12043 | 0.13453 | 0.14251 | 0.14249 | 0.13375 | 0.1171 | 0.094914 | 0.070642 | 0.047839 | 0.029185 | 0.013941 | 1.3941
43.8201 | 18.2489 | SGSWindow-(Apackaged VAV with Electric reheat) | SGSWindow-Mid-rise Office (Apackaged VAV with Electric reheat)-Missoula | 0.00064823 | 0.0012902 | 0.0022809 | 0.0036943 | 0.0055834 | 0.0079623 | 0.010785 | 0.013921 | 0.017144 | 0.02013 | 0.022489 | 0.023822 | 0.023819 | 0.022358 | 0.019574 | 0.015866 | 0.011808 | 0.0079967 | 0.0048786 | 0.0023304 | 0.23304
6.9396 | 314.5785 | SGSWindow-(Apackaged VAV with Gas) | SGSWindow-Mid-rise Office (Apackaged VAV with Gas)-Portland | 0.012298 | 0.024476 | 0.043272 | 0.070086 | 0.10592 | 0.15106 | 0.2046 | 0.26409 | 0.32524 | 0.3819 | 0.42664 | 0.45192 | 0.45187 | 0.42415 | 0.37134 | 0.30099 | 0.22402 | 0.15171 | 0.092552 | 0.04421 | 4.421
9.0552 | 198.1856 | SGSWindow-(Apackaged VAV with Gas) | SGSWindow-Mid-rise Office (Apackaged VAV with Gas)-Spokane | 0.0036308 | 0.0072265 | 0.012776 | 0.020692 | 0.031273 | 0.044598 | 0.060406 | 0.077972 | 0.096026 | 0.11275 | 0.12596 | 0.13343 | 0.13341 | 0.12523 | 0.10964 | 0.088865 | 0.06614 | 0.044791 | 0.027325 | 0.013053 | 1.3053
7.4033 | 262.8285 | SGSWindow-(Apackaged VAV with Gas) | SGSWindow-Mid-rise Office (Apackaged VAV with Gas)-Missoula | 0.00057268 | 0.0011398 | 0.0020151 | 0.0032638 | 0.0049327 | 0.0070344 | 0.0095278 | 0.012299 | 0.015146 | 0.017784 | 0.019868 | 0.021045 | 0.021043 | 0.019752 | 0.017293 | 0.014017 | 0.010432 | 0.0070648 | 0.00431 | 0.0020588 | 0.20588
10.4467 | 214.9492 | SGSWindow-(VAV with Central Chillers / Gas Boilers) | SGSWindow-High-rise Office (VAV with Central Chillers / Gas Boilers)-Portland | 0.0034597 | 0.006886 | 0.012174 | 0.019717 | 0.0298 | 0.042497 | 0.05756 | 0.074299 | 0.091502 | 0.10744 | 0.12003 | 0.12714 | 0.12713 | 0.11933 | 0.10447 | 0.084679 | 0.063024 | 0.04268 | 0.026038 | 0.012438 | 1.2438
11.8825 | 171.576 | SGSWindow-(VAV with Central Chillers / Gas Boilers) | SGSWindow-High-rise Office (VAV with Central Chillers / Gas Boilers)-Spokane | 0.00089041 | 0.0017722 | 0.0031331 | 0.0050745 | 0.0076694 | 0.010937 | 0.014814 | 0.019122 | 0.023549 | 0.027651 | 0.03089 | 0.032721 | 0.032718 | 0.030711 | 0.026887 | 0.021793 | 0.01622 | 0.010984 | 0.0067012 | 0.003201 | 0.3201
11.039 | 187.1386 | SGSWindow-(VAV with Central Chillers / Gas Boilers) | SGSWindow-High-rise Office (VAV with Central Chillers / Gas Boilers)-Missoula | 0.00015959 | 0.00031763 | 0.00056155 | 0.00090951 | 0.0013746 | 0.0019603 | 0.0026551 | 0.0034272 | 0.0042207 | 0.0049559 | 0.0055365 | 0.0058647 | 0.005864 | 0.0055043 | 0.0048189 | 0.003906 | 0.0029071 | 0.0019687 | 0.0012011 | 0.00057372 | 0.057372
12.3939 | 172.8854 | SGSWindow-(Apackaged VAV with Electric reheat) | SGSWindow-Small Office (AC with Ele Furnace)-Portland | 0.011636 | 0.02316 | 0.040945 | 0.066316 | 0.10023 | 0.14293 | 0.19359 | 0.24989 | 0.30775 | 0.36136 | 0.40369 | 0.42761 | 0.42757 | 0.40134 | 0.35136 | 0.2848 | 0.21197 | 0.14355 | 0.087574 | 0.041832 | 4.1832
19.3709 | 95.012 | SGSWindow-(Apackaged VAV with Electric reheat) | SGSWindow-Small Office (AC with Ele Furnace)-Spokane | 0.004115 | 0.0081903 | 0.01448 | 0.023452 | 0.035444 | 0.050546 | 0.068462 | 0.088371 | 0.10883 | 0.12779 | 0.14276 | 0.15122 | 0.15121 | 0.14193 | 0.12426 | 0.10072 | 0.074961 | 0.050764 | 0.03097 | 0.014793 | 1.4793
17.4169 | 110.5316 | SGSWindow-(Apackaged VAV with Electric reheat) | SGSWindow-Small Office (AC with Ele Furnace)-Missoula | 0.00071381 | 0.0014207 | 0.0025117 | 0.0040681 | 0.0061483 | 0.0087679 | 0.011876 | 0.015329 | 0.018878 | 0.022167 | 0.024764 | 0.026232 | 0.026229 | 0.02462 | 0.021554 | 0.017471 | 0.013003 | 0.0088057 | 0.0053721 | 0.0025661 | 0.25661
28.4467 | 50.8774 | SGSWindow-(Apackaged VAV with Electric reheat) | SGSWindow-High-rise Office (VAV with Central Chillers / Ele Boilers)-Portland | 0.0034204 | 0.0068078 | 0.012036 | 0.019494 | 0.029461 | 0.042014 | 0.056906 | 0.073455 | 0.090462 | 0.10622 | 0.11866 | 0.1257 | 0.12568 | 0.11797 | 0.10328 | 0.083717 | 0.062308 | 0.042196 | 0.025742 | 0.012296 | 1.2296
39.9523 | 23.7497 | SGSWindow-(Apackaged VAV with Electric reheat) | SGSWindow-High-rise Office (VAV with Central Chillers / Ele Boilers)-Spokane | 0.001087 | 0.0021634 | 0.0038247 | 0.0061947 | 0.0093623 | 0.013351 | 0.018084 | 0.023343 | 0.028747 | 0.033755 | 0.037709 | 0.039944 | 0.03994 | 0.03749 | 0.032822 | 0.026604 | 0.0198 | 0.013409 | 0.0081804 | 0.0039076 | 0.39076
38.067 | 27.0714 | SGSWindow-(Apackaged VAV with Electric reheat) | SGSWindow-High-rise Office (VAV with Central Chillers / Ele Boilers)-Missoula | 0.00019981 | 0.00039768 | 0.00070306 | 0.0011387 | 0.001721 | 0.0024543 | 0.0033242 | 0.0042909 | 0.0052844 | 0.0062049 | 0.0069317 | 0.0073426 | 0.0073418 | 0.0068914 | 0.0060333 | 0.0048903 | 0.0036397 | 0.0024649 | 0.0015037 | 0.0007183 | 0.07183
|  |  | Max Annual Available | 0.11235 | 0.22362 | 0.39534 | 0.64032 | 0.96774 | 1.3801 | 1.8692 | 2.4128 | 2.9715 | 3.4891 | 3.8978 | 4.1288 | 4.1284 | 3.8751 | 3.3926 | 2.7499 | 2.0467 | 1.386 | 0.84557 | 0.40391 | 40.3908
RECOMBINE MEASURE BUNDLES INTO SUPPLY CURVE CUMULATIVE
|  |  |  | 2016 | 2017 | 2018 | 2019 | 2020 | 2021 | 2022 | 2023 | 2024 | 2025 | 2026 | 2027 | 2028 | 2029 | 2030 | 2031 | 2032 | 2033 | 2034 | 2035
|  | lvlcost | lvlcost | FLOOR_2016 | FLOOR_2017 | FLOOR_2018 | FLOOR_2019 | FLOOR_2020 | FLOOR_2021 | FLOOR_2022 | FLOOR_2023 | FLOOR_2024 | FLOOR_2025 | FLOOR_2026 | FLOOR_2027 | FLOOR_2028 | FLOOR_2029 | FLOOR_2030 | FLOOR_2031 | FLOOR_2032 | FLOOR_2033 | FLOOR_2034 | FLOOR_2035 | TOTAL MAX
| Block 1: <= 0 mills/kWh | >=-9999 | <=0 | 0 | 0 | 0 | 0 | 0 | 0 | 0 | 0 | 0 | 0 | 0 | 0 | 0 | 0 | 0 | 0 | 0 | 0 | 0 | 0 | 0
| Block 2: <= 10 mills/kWh | >0 | <=10 | 0.0038779 | 0.0077184 | 0.013645 | 0.022101 | 0.033402 | 0.047633 | 0.064517 | 0.083279 | 0.10256 | 0.12043 | 0.13453 | 0.14251 | 0.14249 | 0.13375 | 0.1171 | 0.094914 | 0.070642 | 0.047839 | 0.029185 | 0.013941 | 1.3941
| Block 3: 10-20 mills/kWh | >10 | <=20 | 0.0045261 | 0.0090085 | 0.015926 | 0.025795 | 0.038985 | 0.055596 | 0.075301 | 0.0972 | 0.11971 | 0.14056 | 0.15702 | 0.16633 | 0.16631 | 0.15611 | 0.13667 | 0.11078 | 0.08245 | 0.055836 | 0.034064 | 0.016271 | 1.6271
| Block 4: 20-30 mills/kWh | >20 | <=30 | 0.0058129 | 0.01157 | 0.020454 | 0.033128 | 0.050069 | 0.071401 | 0.096709 | 0.12483 | 0.15374 | 0.18052 | 0.20166 | 0.21362 | 0.21359 | 0.20049 | 0.17553 | 0.14227 | 0.10589 | 0.07171 | 0.043748 | 0.020897 | 2.0897
| Block 5: 30-40 mills/kWh | >30 | <=40 | 0.0058129 | 0.01157 | 0.020454 | 0.033128 | 0.050069 | 0.071401 | 0.096709 | 0.12483 | 0.15374 | 0.18052 | 0.20166 | 0.21362 | 0.21359 | 0.20049 | 0.17553 | 0.14227 | 0.10589 | 0.07171 | 0.043748 | 0.020897 | 2.0897
| Block 6: 40-50 mills/kWh | >40 | <=50 | 0.015983 | 0.031811 | 0.05624 | 0.091088 | 0.13767 | 0.19632 | 0.26591 | 0.34324 | 0.42271 | 0.49634 | 0.55449 | 0.58735 | 0.58729 | 0.55126 | 0.48262 | 0.39119 | 0.29115 | 0.19717 | 0.12029 | 0.057458 | 5.7458
| Block 7: 50-60 mills/kWh | >50 | <=60 | 0.019403 | 0.038619 | 0.068275 | 0.11058 | 0.16713 | 0.23834 | 0.32281 | 0.41669 | 0.51317 | 0.60256 | 0.67315 | 0.71305 | 0.71297 | 0.66923 | 0.5859 | 0.47491 | 0.35346 | 0.23937 | 0.14603 | 0.069754 | 6.9754
| Block 8: 60-70 mills/kWh | >60 | <=70 | 0.019403 | 0.038619 | 0.068275 | 0.11058 | 0.16713 | 0.23834 | 0.32281 | 0.41669 | 0.51317 | 0.60256 | 0.67315 | 0.71305 | 0.71297 | 0.66923 | 0.5859 | 0.47491 | 0.35346 | 0.23937 | 0.14603 | 0.069754 | 6.9754
| Block 9: 70-80 mills/kWh | >70 | <=80 | 0.019403 | 0.038619 | 0.068275 | 0.11058 | 0.16713 | 0.23834 | 0.32281 | 0.41669 | 0.51317 | 0.60256 | 0.67315 | 0.71305 | 0.71297 | 0.66923 | 0.5859 | 0.47491 | 0.35346 | 0.23937 | 0.14603 | 0.069754 | 6.9754
| Block 10: 80-90 mills/kWh | >80 | <=90 | 0.019403 | 0.038619 | 0.068275 | 0.11058 | 0.16713 | 0.23834 | 0.32281 | 0.41669 | 0.51317 | 0.60256 | 0.67315 | 0.71305 | 0.71297 | 0.66923 | 0.5859 | 0.47491 | 0.35346 | 0.23937 | 0.14603 | 0.069754 | 6.9754
| Block 11: 90-100 mills/kWh | >90 | <=100 | 0.023518 | 0.046809 | 0.082755 | 0.13403 | 0.20257 | 0.28888 | 0.39127 | 0.50506 | 0.622 | 0.73035 | 0.81591 | 0.86427 | 0.86418 | 0.81116 | 0.71016 | 0.57562 | 0.42842 | 0.29013 | 0.177 | 0.084548 | 8.4548
| Block 12: 100-110 mills/kWh | >100 | <=110 | 0.023518 | 0.046809 | 0.082755 | 0.13403 | 0.20257 | 0.28888 | 0.39127 | 0.50506 | 0.622 | 0.73035 | 0.81591 | 0.86427 | 0.86418 | 0.81116 | 0.71016 | 0.57562 | 0.42842 | 0.29013 | 0.177 | 0.084548 | 8.4548
| Block 13: 110-120 mills/kWh | >110 | <=120 | 0.024232 | 0.04823 | 0.085267 | 0.1381 | 0.20872 | 0.29765 | 0.40315 | 0.52039 | 0.64088 | 0.75252 | 0.84067 | 0.8905 | 0.89041 | 0.83578 | 0.73171 | 0.59309 | 0.44142 | 0.29893 | 0.18237 | 0.087114 | 8.7114
| Block 14: 120-130 mills/kWh | >120 | <=130 | 0.024232 | 0.04823 | 0.085267 | 0.1381 | 0.20872 | 0.29765 | 0.40315 | 0.52039 | 0.64088 | 0.75252 | 0.84067 | 0.8905 | 0.89041 | 0.83578 | 0.73171 | 0.59309 | 0.44142 | 0.29893 | 0.18237 | 0.087114 | 8.7114
| Block 15: 130-140 mills/kWh | >130 | <=140 | 0.024232 | 0.04823 | 0.085267 | 0.1381 | 0.20872 | 0.29765 | 0.40315 | 0.52039 | 0.64088 | 0.75252 | 0.84067 | 0.8905 | 0.89041 | 0.83578 | 0.73171 | 0.59309 | 0.44142 | 0.29893 | 0.18237 | 0.087114 | 8.7114
| Block 16: 140-150 mills/kWh | >140 | <=150 | 0.024232 | 0.04823 | 0.085267 | 0.1381 | 0.20872 | 0.29765 | 0.40315 | 0.52039 | 0.64088 | 0.75252 | 0.84067 | 0.8905 | 0.89041 | 0.83578 | 0.73171 | 0.59309 | 0.44142 | 0.29893 | 0.18237 | 0.087114 | 8.7114
| Block 17: 150-160 mills/kWh | >150 | <=160 | 0.029172 | 0.058062 | 0.10265 | 0.16625 | 0.25127 | 0.35833 | 0.48533 | 0.62647 | 0.77152 | 0.90592 | 1.012 | 1.072 | 1.0719 | 1.0062 | 0.88087 | 0.71399 | 0.53141 | 0.35987 | 0.21955 | 0.10487 | 10.4872
| Block 18: 160-170 mills/kWh | >160 | <=170 | 0.029172 | 0.058062 | 0.10265 | 0.16625 | 0.25127 | 0.35833 | 0.48533 | 0.62647 | 0.77152 | 0.90592 | 1.012 | 1.072 | 1.0719 | 1.0062 | 0.88087 | 0.71399 | 0.53141 | 0.35987 | 0.21955 | 0.10487 | 10.4872
| Block 19: 170-180 mills/kWh | >170 | <=180 | 0.042572 | 0.084732 | 0.1498 | 0.24262 | 0.36669 | 0.52292 | 0.70827 | 0.91424 | 1.1259 | 1.322 | 1.4769 | 1.5645 | 1.5643 | 1.4683 | 1.2855 | 1.042 | 0.77551 | 0.52518 | 0.3204 | 0.15304 | 15.3044
| Block 20: 180-190 mills/kWh | >180 | <=190 | 0.042731 | 0.08505 | 0.15036 | 0.24353 | 0.36806 | 0.52488 | 0.71092 | 0.91766 | 1.1301 | 1.327 | 1.4825 | 1.5703 | 1.5702 | 1.4738 | 1.2903 | 1.0459 | 0.77841 | 0.52715 | 0.3216 | 0.15362 | 15.3618
| Block 21: 190-200 mills/kWh | >190 | <=200 | 0.046362 | 0.092276 | 0.16314 | 0.26422 | 0.39933 | 0.56948 | 0.77133 | 0.99564 | 1.2262 | 1.4398 | 1.6084 | 1.7037 | 1.7036 | 1.5991 | 1.3999 | 1.1347 | 0.84455 | 0.57194 | 0.34892 | 0.16667 | 16.6671
| Block 22: 200-210 mills/kWh | >200 | <=210 | 0.046362 | 0.092276 | 0.16314 | 0.26422 | 0.39933 | 0.56948 | 0.77133 | 0.99564 | 1.2262 | 1.4398 | 1.6084 | 1.7037 | 1.7036 | 1.5991 | 1.3999 | 1.1347 | 0.84455 | 0.57194 | 0.34892 | 0.16667 | 16.6671
| Block 23: 210-220 mills/kWh | >210 | <=220 | 0.049822 | 0.099162 | 0.17531 | 0.28394 | 0.42913 | 0.61197 | 0.82889 | 1.0699 | 1.3177 | 1.5472 | 1.7284 | 1.8309 | 1.8307 | 1.7184 | 1.5044 | 1.2194 | 0.90758 | 0.61462 | 0.37496 | 0.17911 | 17.9108
| Block 24: 220-230 mills/kWh | >220 | <=230 | 0.065924 | 0.13121 | 0.23197 | 0.37571 | 0.56782 | 0.80976 | 1.0968 | 1.4157 | 1.7435 | 2.0472 | 2.287 | 2.4226 | 2.4223 | 2.2737 | 1.9906 | 1.6135 | 1.2009 | 0.81325 | 0.49614 | 0.23699 | 23.6993
| Block 25: 230-240 mills/kWh | >230 | <=240 | 0.065924 | 0.13121 | 0.23197 | 0.37571 | 0.56782 | 0.80976 | 1.0968 | 1.4157 | 1.7435 | 2.0472 | 2.287 | 2.4226 | 2.4223 | 2.2737 | 1.9906 | 1.6135 | 1.2009 | 0.81325 | 0.49614 | 0.23699 | 23.6993
| Block 26: 240-250 mills/kWh | >240 | <=250 | 0.065924 | 0.13121 | 0.23197 | 0.37571 | 0.56782 | 0.80976 | 1.0968 | 1.4157 | 1.7435 | 2.0472 | 2.287 | 2.4226 | 2.4223 | 2.2737 | 1.9906 | 1.6135 | 1.2009 | 0.81325 | 0.49614 | 0.23699 | 23.6993
| Block 27: 250-260 mills/kWh | >250 | <=260 | 0.065924 | 0.13121 | 0.23197 | 0.37571 | 0.56782 | 0.80976 | 1.0968 | 1.4157 | 1.7435 | 2.0472 | 2.287 | 2.4226 | 2.4223 | 2.2737 | 1.9906 | 1.6135 | 1.2009 | 0.81325 | 0.49614 | 0.23699 | 23.6993
| Block 28: 260-270 mills/kWh | >260 | <=270 | 0.073267 | 0.14583 | 0.25781 | 0.41756 | 0.63108 | 0.89996 | 1.2189 | 1.5734 | 1.9377 | 2.2753 | 2.5418 | 2.6925 | 2.6922 | 2.527 | 2.2124 | 1.7932 | 1.3347 | 0.90385 | 0.55141 | 0.26339 | 26.3394
| Block 29: 270-280 mills/kWh | >270 | <=280 | 0.073267 | 0.14583 | 0.25781 | 0.41756 | 0.63108 | 0.89996 | 1.2189 | 1.5734 | 1.9377 | 2.2753 | 2.5418 | 2.6925 | 2.6922 | 2.527 | 2.2124 | 1.7932 | 1.3347 | 0.90385 | 0.55141 | 0.26339 | 26.3394
| Block 30: 280-290 mills/kWh | >280 | <=290 | 0.073267 | 0.14583 | 0.25781 | 0.41756 | 0.63108 | 0.89996 | 1.2189 | 1.5734 | 1.9377 | 2.2753 | 2.5418 | 2.6925 | 2.6922 | 2.527 | 2.2124 | 1.7932 | 1.3347 | 0.90385 | 0.55141 | 0.26339 | 26.3394
| Block 31: 290-300 mills/kWh | >290 | <=300 | 0.073267 | 0.14583 | 0.25781 | 0.41756 | 0.63108 | 0.89996 | 1.2189 | 1.5734 | 1.9377 | 2.2753 | 2.5418 | 2.6925 | 2.6922 | 2.527 | 2.2124 | 1.7932 | 1.3347 | 0.90385 | 0.55141 | 0.26339 | 26.3394
| Block 32: >300 mills/kWh | >300 | <=999 | 0.11235 | 0.22362 | 0.39534 | 0.64032 | 0.96774 | 1.3801 | 1.8692 | 2.4128 | 2.9715 | 3.4891 | 3.8978 | 4.1288 | 4.1284 | 3.8751 | 3.3926 | 2.7499 | 2.0467 | 1.386 | 0.84557 | 0.40391 | 40.3908
RECOMBINE MEASURE BUNDLES INTO SUPPLY CURVE INREMENETAL
|  | SC-NR | Secondary Glazing Systems-Retro | 0 | 0 | 0 | 0 | 0 | 0 | 0 | 0 | 0 | 0 | 0 | 0 | 0 | 0 | 0 | 0 | 0 | 0 | 0 | 0
|  | 0 |  | aMW_2016 | aMW_2017 | aMW_2018 | aMW_2019 | aMW_2020 | aMW_2021 | aMW_2022 | aMW_2023 | aMW_2024 | aMW_2025 | aMW_2026 | aMW_2027 | aMW_2028 | aMW_2029 | aMW_2030 | aMW_2031 | aMW_2032 | aMW_2033 | aMW_2034 | aMW_2035 | TOTAL MAX
|  | Block 1: <= 0 mills/kWh |  | 0 | 0 | 0 | 0 | 0 | 0 | 0 | 0 | 0 | 0 | 0 | 0 | 0 | 0 | 0 | 0 | 0 | 0 | 0 | 0 | 0
|  | Block 2: <= 10 mills/kWh |  | 0.0038779 | 0.0077184 | 0.013645 | 0.022101 | 0.033402 | 0.047633 | 0.064517 | 0.083279 | 0.10256 | 0.12043 | 0.13453 | 0.14251 | 0.14249 | 0.13375 | 0.1171 | 0.094914 | 0.070642 | 0.047839 | 0.029185 | 0.013941 | 1.3941
|  | Block 3: 10-20 mills/kWh |  | 0.00064823 | 0.0012902 | 0.0022809 | 0.0036943 | 0.0055834 | 0.0079623 | 0.010785 | 0.013921 | 0.017144 | 0.02013 | 0.022489 | 0.023822 | 0.023819 | 0.022358 | 0.019574 | 0.015866 | 0.011808 | 0.0079967 | 0.0048786 | 0.0023304 | 0.23304
|  | Block 4: 20-30 mills/kWh |  | 0.0012868 | 0.0025611 | 0.0045278 | 0.0073334 | 0.011083 | 0.015806 | 0.021408 | 0.027633 | 0.034032 | 0.03996 | 0.044641 | 0.047287 | 0.047282 | 0.044381 | 0.038855 | 0.031494 | 0.02344 | 0.015874 | 0.0096842 | 0.0046259 | 0.46259
|  | Block 5: 30-40 mills/kWh |  | 0 | 0 | 0 | 0 | 0 | 0 | 0 | 0 | 0 | 0 | 0 | 0 | 0 | 0 | 0 | 0 | 0 | 0 | 0 | 0 | 0
|  | Block 6: 40-50 mills/kWh |  | 0.01017 | 0.020242 | 0.035785 | 0.05796 | 0.087598 | 0.12492 | 0.1692 | 0.2184 | 0.26897 | 0.31582 | 0.35282 | 0.37373 | 0.37369 | 0.35077 | 0.30709 | 0.24891 | 0.18526 | 0.12546 | 0.076539 | 0.036561 | 3.6561
|  | Block 7: 50-60 mills/kWh |  | 0.0034204 | 0.0068078 | 0.012036 | 0.019494 | 0.029461 | 0.042014 | 0.056906 | 0.073455 | 0.090462 | 0.10622 | 0.11866 | 0.1257 | 0.12568 | 0.11797 | 0.10328 | 0.083717 | 0.062308 | 0.042196 | 0.025742 | 0.012296 | 1.2296
|  | Block 8: 60-70 mills/kWh |  | 0 | 0 | 0 | 0 | 0 | 0 | 0 | 0 | 0 | 0 | 0 | 0 | 0 | 0 | 0 | 0 | 0 | 0 | 0 | 0 | 0
|  | Block 9: 70-80 mills/kWh |  | 0 | 0 | 0 | 0 | 0 | 0 | 0 | 0 | 0 | 0 | 0 | 0 | 0 | 0 | 0 | 0 | 0 | 0 | 0 | 0 | 0
|  | Block 10: 80-90 mills/kWh |  | 0 | 0 | 0 | 0 | 0 | 0 | 0 | 0 | 0 | 0 | 0 | 0 | 0 | 0 | 0 | 0 | 0 | 0 | 0 | 0 | 0
|  | Block 11: 90-100 mills/kWh |  | 0.004115 | 0.0081903 | 0.01448 | 0.023452 | 0.035444 | 0.050546 | 0.068462 | 0.088371 | 0.10883 | 0.12779 | 0.14276 | 0.15122 | 0.15121 | 0.14193 | 0.12426 | 0.10072 | 0.074961 | 0.050764 | 0.03097 | 0.014793 | 1.4793
|  | Block 12: 100-110 mills/kWh |  | 0 | 0 | 0 | 0 | 0 | 0 | 0 | 0 | 0 | 0 | 0 | 0 | 0 | 0 | 0 | 0 | 0 | 0 | 0 | 0 | 0
|  | Block 13: 110-120 mills/kWh |  | 0.00071381 | 0.0014207 | 0.0025117 | 0.0040681 | 0.0061483 | 0.0087679 | 0.011876 | 0.015329 | 0.018878 | 0.022167 | 0.024764 | 0.026232 | 0.026229 | 0.02462 | 0.021554 | 0.017471 | 0.013003 | 0.0088057 | 0.0053721 | 0.0025661 | 0.25661
|  | Block 14: 120-130 mills/kWh |  | 0 | 0 | 0 | 0 | 0 | 0 | 0 | 0 | 0 | 0 | 0 | 0 | 0 | 0 | 0 | 0 | 0 | 0 | 0 | 0 | 0
|  | Block 15: 130-140 mills/kWh |  | 0 | 0 | 0 | 0 | 0 | 0 | 0 | 0 | 0 | 0 | 0 | 0 | 0 | 0 | 0 | 0 | 0 | 0 | 0 | 0 | 0
|  | Block 16: 140-150 mills/kWh |  | 0 | 0 | 0 | 0 | 0 | 0 | 0 | 0 | 0 | 0 | 0 | 0 | 0 | 0 | 0 | 0 | 0 | 0 | 0 | 0 | 0
|  | Block 17: 150-160 mills/kWh |  | 0.0049397 | 0.0098316 | 0.017381 | 0.028152 | 0.042547 | 0.060675 | 0.082182 | 0.10608 | 0.13064 | 0.1534 | 0.17137 | 0.18153 | 0.18151 | 0.17037 | 0.14916 | 0.1209 | 0.089983 | 0.060937 | 0.037176 | 0.017758 | 1.7758
|  | Block 18: 160-170 mills/kWh |  | 0 | 0 | 0 | 0 | 0 | 0 | 0 | 0 | 0 | 0 | 0 | 0 | 0 | 0 | 0 | 0 | 0 | 0 | 0 | 0 | 0
|  | Block 19: 170-180 mills/kWh |  | 0.0134 | 0.02667 | 0.047151 | 0.076368 | 0.11542 | 0.16459 | 0.22293 | 0.28777 | 0.35439 | 0.41613 | 0.46488 | 0.49243 | 0.49238 | 0.46217 | 0.40462 | 0.32797 | 0.2441 | 0.16531 | 0.10085 | 0.048172 | 4.8172
|  | Block 20: 180-190 mills/kWh |  | 0.00015959 | 0.00031763 | 0.00056155 | 0.00090951 | 0.0013746 | 0.0019603 | 0.0026551 | 0.0034272 | 0.0042207 | 0.0049559 | 0.0055365 | 0.0058647 | 0.005864 | 0.0055043 | 0.0048189 | 0.003906 | 0.0029071 | 0.0019687 | 0.0012011 | 0.00057372 | 0.057372
|  | Block 21: 190-200 mills/kWh |  | 0.0036308 | 0.0072265 | 0.012776 | 0.020692 | 0.031273 | 0.044598 | 0.060406 | 0.077972 | 0.096026 | 0.11275 | 0.12596 | 0.13343 | 0.13341 | 0.12523 | 0.10964 | 0.088865 | 0.06614 | 0.044791 | 0.027325 | 0.013053 | 1.3053
|  | Block 22: 200-210 mills/kWh |  | 0 | 0 | 0 | 0 | 0 | 0 | 0 | 0 | 0 | 0 | 0 | 0 | 0 | 0 | 0 | 0 | 0 | 0 | 0 | 0 | 0
|  | Block 23: 210-220 mills/kWh |  | 0.0034597 | 0.006886 | 0.012174 | 0.019717 | 0.0298 | 0.042497 | 0.05756 | 0.074299 | 0.091502 | 0.10744 | 0.12003 | 0.12714 | 0.12713 | 0.11933 | 0.10447 | 0.084679 | 0.063024 | 0.04268 | 0.026038 | 0.012438 | 1.2438
|  | Block 24: 220-230 mills/kWh |  | 0.016102 | 0.032048 | 0.056658 | 0.091765 | 0.13869 | 0.19778 | 0.26788 | 0.34579 | 0.42585 | 0.50003 | 0.55861 | 0.59172 | 0.59165 | 0.55536 | 0.4862 | 0.3941 | 0.29331 | 0.19863 | 0.12118 | 0.057885 | 5.7885
|  | Block 25: 230-240 mills/kWh |  | 0 | 0 | 0 | 0 | 0 | 0 | 0 | 0 | 0 | 0 | 0 | 0 | 0 | 0 | 0 | 0 | 0 | 0 | 0 | 0 | 0
|  | Block 26: 240-250 mills/kWh |  | 0 | 0 | 0 | 0 | 0 | 0 | 0 | 0 | 0 | 0 | 0 | 0 | 0 | 0 | 0 | 0 | 0 | 0 | 0 | 0 | 0
|  | Block 27: 250-260 mills/kWh |  | 0 | 0 | 0 | 0 | 0 | 0 | 0 | 0 | 0 | 0 | 0 | 0 | 0 | 0 | 0 | 0 | 0 | 0 | 0 | 0 | 0
|  | Block 28: 260-270 mills/kWh |  | 0.0073437 | 0.014616 | 0.02584 | 0.041852 | 0.063254 | 0.090204 | 0.12218 | 0.15771 | 0.19422 | 0.22805 | 0.25477 | 0.26987 | 0.26984 | 0.25329 | 0.22175 | 0.17974 | 0.13378 | 0.090594 | 0.055269 | 0.0264 | 2.64
|  | Block 29: 270-280 mills/kWh |  | 0 | 0 | 0 | 0 | 0 | 0 | 0 | 0 | 0 | 0 | 0 | 0 | 0 | 0 | 0 | 0 | 0 | 0 | 0 | 0 | 0
|  | Block 30: 280-290 mills/kWh |  | 0 | 0 | 0 | 0 | 0 | 0 | 0 | 0 | 0 | 0 | 0 | 0 | 0 | 0 | 0 | 0 | 0 | 0 | 0 | 0 | 0
|  | Block 31: 290-300 mills/kWh |  | 0 | 0 | 0 | 0 | 0 | 0 | 0 | 0 | 0 | 0 | 0 | 0 | 0 | 0 | 0 | 0 | 0 | 0 | 0 | 0 | 0
|  | Block 32: >300 mills/kWh |  | 0.039086 | 0.077795 | 0.13753 | 0.22276 | 0.33666 | 0.48011 | 0.65028 | 0.83939 | 1.0337 | 1.2138 | 1.356 | 1.4364 | 1.4362 | 1.3481 | 1.1802 | 0.95665 | 0.71201 | 0.48218 | 0.29416 | 0.14051 | 14.0514
|  | Total per Year |  | 0.11235 | 0.22362 | 0.39534 | 0.64032 | 0.96774 | 1.3801 | 1.8692 | 2.4128 | 2.9715 | 3.4891 | 3.8978 | 4.1288 | 4.1284 | 3.8751 | 3.3926 | 2.7499 | 2.0467 | 1.386 | 0.84557 | 0.40391
|  | Cumulative at Earliest Deployment |  | 0.11235 | 0.33597 | 0.73132 | 1.3716 | 2.3394 | 3.7194 | 5.5887 | 8.0015 | 10.973 | 14.4621 | 18.3599 | 22.4887 | 26.6171 | 30.4923 | 33.8849 | 36.6348 | 38.6815 | 40.0675 | 40.3908 | 40.3908 | 40.3908

## M_Input_Out
Shaped Savings Results; By Category and sorted by TRC BC ratio
[14 empty] | Savings Allocation by Category and Month for Segments 1 | [11 empty] | Savings Allocation by Category and Month for Segments 2
Category | Measure | Busbar Savings | First Cost | Admin Cost | First Year Program Cost | PV Cost | PV Benefits | Unit Program Cost: First Year Program Cost in $/average annual kW saved | Utility System Net Levelized Cost (Net of T&D Capacity Benefits, Act Credit & Risk-Mitigation) in mills/kWh | TRC Net Levelized Cost (Net of All Benefits) in mills/kWh | TRC B/C Ratio | Net Electric & Gas System CO2 Avoided (Lifetime Tons) | Wholesale KW | Jan | Feb | Mar | Apr | May | Jun | Jul | Aug | Sep | Oct | Nov | Dec | Jan | Feb | Mar | Apr | May | Jun | Jul | Aug | Sep | Oct | Nov | Dec
SGSWindow-Mid-rise Office (Apackaged VAV with Electric reheat)-Spokane |  | 50.5748 | 35 | 7 | 42 | 36.4171 | 57.3056 | 7274.7659 | -6.7137 | 9.6625 | 1.5736 | 0.48047 | 0.038589 | 7.3743 | 5.2834 | 3.8272 | 3.7379 | 1.3109 | 0.66996 | 0.29155 | 0.30267 | 0.64563 | 2.6239 | 4.2199 | 9.7206 | 2.1418 | 1.4311 | 0.82709 | 0.7889 | 0.30213 | 0.13697 | 0.06876 | 0.053648 | 0.17426 | 0.4953 | 1.2965 | 2.8505
SGSWindow-Mid-rise Office (Apackaged VAV with Electric reheat)-Missoula |  | 43.8201 | 35 | 7 | 42 | 36.4171 | 49.4023 | 8396.1381 | -1.0709 | 18.2489 | 1.3541 | 0.41187 | 0.033435 | 6.3894 | 4.5778 | 3.3161 | 3.2387 | 1.1358 | 0.58048 | 0.25261 | 0.26224 | 0.5594 | 2.2734 | 3.6563 | 8.4223 | 1.8557 | 1.24 | 0.71663 | 0.68353 | 0.26178 | 0.11868 | 0.059576 | 0.046483 | 0.15098 | 0.42915 | 1.1233 | 2.4698
SGSWindow-High-rise Office (VAV with Central Chillers / Ele Boilers)-Spokane |  | 39.9523 | 35 | 7 | 42 | 36.4171 | 45.2694 | 9208.974 | 3.0194 | 23.7497 | 1.2431 | 0.37955 | 0.030484 | 5.8254 | 4.1737 | 3.0234 | 2.9528 | 1.0355 | 0.52924 | 0.23031 | 0.2391 | 0.51002 | 2.0728 | 3.3335 | 7.6789 | 1.6919 | 1.1305 | 0.65337 | 0.6232 | 0.23867 | 0.1082 | 0.054318 | 0.04238 | 0.13766 | 0.39127 | 1.0242 | 2.2518
SGSWindow-High-rise Office (VAV with Central Chillers / Ele Boilers)-Missoula |  | 38.067 | 35 | 7 | 42 | 36.4171 | 43.1332 | 9665.0559 | 5.3144 | 27.0714 | 1.1844 | 0.36164 | 0.029046 | 5.5505 | 3.9768 | 2.8807 | 2.8135 | 0.98667 | 0.50427 | 0.21945 | 0.22781 | 0.48596 | 1.975 | 3.1762 | 7.3166 | 1.6121 | 1.0772 | 0.62254 | 0.59379 | 0.22741 | 0.1031 | 0.051755 | 0.04038 | 0.13116 | 0.37281 | 0.97585 | 2.1455
SGSWindow-Mid-rise Office (Apackaged VAV with Electric reheat)-Portland |  | 30.0106 | 35 | 7 | 42 | 36.4171 | 34.0046 | 12259.6715 | 18.3708 | 45.9685 | 0.93375 | 0.2851 | 0.022898 | 4.3758 | 3.1351 | 2.271 | 2.218 | 0.77785 | 0.39755 | 0.173 | 0.1796 | 0.38311 | 1.557 | 2.504 | 5.7681 | 1.2709 | 0.84922 | 0.49079 | 0.46812 | 0.17928 | 0.081279 | 0.040801 | 0.031834 | 0.1034 | 0.29391 | 0.76932 | 1.6915
SGSWindow-High-rise Office (VAV with Central Chillers / Ele Boilers)-Portland |  | 28.4467 | 35 | 7 | 42 | 36.4171 | 32.2325 | 12933.6725 | 21.7624 | 50.8774 | 0.88509 | 0.27025 | 0.021705 | 4.1478 | 2.9718 | 2.1527 | 2.1025 | 0.73732 | 0.37683 | 0.16399 | 0.17024 | 0.36314 | 1.4759 | 2.3735 | 5.4675 | 1.2047 | 0.80497 | 0.46521 | 0.44373 | 0.16994 | 0.077043 | 0.038675 | 0.030175 | 0.098014 | 0.27859 | 0.72923 | 1.6033
SGSWindow-Small Office (AC with Ele Furnace)-Spokane |  | 19.3709 | 35 | 7 | 42 | 36.4171 | 21.9489 | 18993.4628 | 52.2559 | 95.012 | 0.60271 | 0.18403 | 0.01478 | 2.8244 | 2.0236 | 1.4659 | 1.4317 | 0.50208 | 0.2566 | 0.11167 | 0.11593 | 0.24728 | 1.005 | 1.6163 | 3.7231 | 0.82034 | 0.54815 | 0.31679 | 0.30216 | 0.11572 | 0.052463 | 0.026336 | 0.020548 | 0.066743 | 0.18971 | 0.49657 | 1.0918
SGSWindow-Small Office (AC with Ele Furnace)-Missoula |  | 17.4169 | 35 | 7 | 42 | 36.4171 | 19.7348 | 21124.3391 | 62.9786 | 110.5316 | 0.54191 | 0.16546 | 0.013289 | 2.5395 | 1.8195 | 1.318 | 1.2873 | 0.45143 | 0.23072 | 0.1004 | 0.10423 | 0.22234 | 0.90361 | 1.4532 | 3.3476 | 0.73759 | 0.49285 | 0.28483 | 0.27168 | 0.10405 | 0.047171 | 0.023679 | 0.018475 | 0.060011 | 0.17057 | 0.44648 | 0.98165
SGSWindow-Mid-rise Office (Apackaged VAV with Gas)-Spokane |  | 9.0552 | 35 | 7 | 42 | 36.4171 | 16.6894 | 40630.6729 | 196.1564 | 198.1856 | 0.45829 | 0.28108 | 0.0013239 | 0.49538 | 0.457 | 0.52683 | 0.49387 | 0.52119 | 0.54003 | 0.53281 | 0.58453 | 0.51089 | 0.54631 | 0.46415 | 0.48307 | 0.26201 | 0.22575 | 0.22101 | 0.23101 | 0.2366 | 0.22683 | 0.26765 | 0.24169 | 0.26364 | 0.22389 | 0.24065 | 0.25844
SGSWindow-Small Office (Air-source Heat Pump)-Spokane |  | 13.3911 | 35 | 7 | 42 | 36.4171 | 15.1733 | 27474.9258 | 94.9354 | 156.7842 | 0.41665 | 0.12722 | 0.010218 | 1.9525 | 1.3989 | 1.0134 | 0.98972 | 0.34709 | 0.17739 | 0.077196 | 0.08014 | 0.17095 | 0.69475 | 1.1173 | 2.5738 | 0.5671 | 0.37893 | 0.219 | 0.20888 | 0.079997 | 0.036268 | 0.018206 | 0.014205 | 0.04614 | 0.13114 | 0.34328 | 0.75475
SGSWindow-High-rise Office (VAV with Central Chillers / Gas Boilers)-Spokane |  | 11.8825 | 35 | 7 | 42 | 36.4171 | 14.8271 | 30963.2512 | 147.509 | 171.576 | 0.40715 | 0.24349 | 0.0017373 | 0.65005 | 0.59968 | 0.69132 | 0.64807 | 0.68392 | 0.70864 | 0.69917 | 0.76703 | 0.67041 | 0.71688 | 0.60906 | 0.6339 | 0.34381 | 0.29624 | 0.29002 | 0.30313 | 0.31047 | 0.29765 | 0.35122 | 0.31716 | 0.34595 | 0.29379 | 0.31579 | 0.33913
SGSWindow-Small Office (AC with Ele Furnace)-Portland |  | 12.3939 | 35 | 7 | 42 | 36.4171 | 14.0433 | 29685.6684 | 106.06 | 172.8854 | 0.38562 | 0.11774 | 0.0094567 | 1.8071 | 1.2948 | 0.9379 | 0.91601 | 0.32124 | 0.16418 | 0.071447 | 0.074172 | 0.15822 | 0.64301 | 1.0341 | 2.3821 | 0.52487 | 0.35071 | 0.20269 | 0.19333 | 0.07404 | 0.033567 | 0.01685 | 0.013147 | 0.042704 | 0.12138 | 0.31772 | 0.69854
SGSWindow-High-rise Office (VAV with Central Chillers / Gas Boilers)-Missoula |  | 11.039 | 35 | 7 | 42 | 36.4171 | 14.0248 | 33329.0249 | 159.4138 | 187.1386 | 0.38512 | 0.23064 | 0.001614 | 0.60391 | 0.55711 | 0.64225 | 0.60207 | 0.63537 | 0.65834 | 0.64954 | 0.71258 | 0.62282 | 0.66599 | 0.56583 | 0.5889 | 0.3194 | 0.27521 | 0.26943 | 0.28161 | 0.28843 | 0.27652 | 0.32629 | 0.29464 | 0.3214 | 0.27294 | 0.29338 | 0.31505
SGSWindow-Small Office (Air-source Heat Pump)-Missoula |  | 12.2715 | 35 | 7 | 42 | 36.4171 | 13.9046 | 29981.6967 | 107.5497 | 175.0414 | 0.38182 | 0.11658 | 0.0093633 | 1.7893 | 1.282 | 0.92864 | 0.90697 | 0.31807 | 0.16256 | 0.070742 | 0.07344 | 0.15666 | 0.63666 | 1.0239 | 2.3586 | 0.51969 | 0.34725 | 0.20069 | 0.19142 | 0.073309 | 0.033235 | 0.016684 | 0.013017 | 0.042282 | 0.12018 | 0.31458 | 0.69165
SGSWindow-Mid-rise Office (Apackaged VAV with Gas)-Missoula |  | 7.4033 | 35 | 7 | 42 | 36.4171 | 13.7844 | 49696.94 | 241.7787 | 262.8285 | 0.37852 | 0.23228 | 0.0010824 | 0.40501 | 0.37363 | 0.43072 | 0.40377 | 0.42611 | 0.44151 | 0.43561 | 0.47789 | 0.41769 | 0.44664 | 0.37947 | 0.39495 | 0.21421 | 0.18457 | 0.18069 | 0.18886 | 0.19343 | 0.18545 | 0.21882 | 0.1976 | 0.21554 | 0.18304 | 0.19675 | 0.21129
SGSWindow-High-rise Office (VAV with Central Chillers / Gas Boilers)-Portland |  | 10.4467 | 35 | 7 | 42 | 36.4171 | 11.2779 | 35218.6243 | 168.9224 | 214.9492 | 0.30969 | 0.18292 | 0.0015274 | 0.57151 | 0.52722 | 0.60779 | 0.56977 | 0.60128 | 0.62302 | 0.61469 | 0.67435 | 0.5894 | 0.63026 | 0.53547 | 0.55731 | 0.30227 | 0.26044 | 0.25498 | 0.2665 | 0.27295 | 0.26168 | 0.30878 | 0.27884 | 0.30415 | 0.25829 | 0.27764 | 0.29815
SGSWindow-Small Office (Air-source Heat Pump)-Portland |  | 9.8766 | 35 | 7 | 42 | 36.4171 | 11.191 | 37251.7047 | 144.133 | 227.9903 | 0.3073 | 0.093829 | 0.007536 | 1.4401 | 1.0318 | 0.7474 | 0.72997 | 0.25599 | 0.13083 | 0.056936 | 0.059107 | 0.12608 | 0.51241 | 0.82408 | 1.8983 | 0.41826 | 0.27948 | 0.16152 | 0.15406 | 0.059002 | 0.026749 | 0.013428 | 0.010477 | 0.03403 | 0.096726 | 0.25319 | 0.55667
SGSWindow-Mid-rise Office (Apackaged VAV with Gas)-Portland |  | 6.9396 | 35 | 7 | 42 | 36.4171 | 10.3211 | 53017.0988 | 258.486 | 314.5785 | 0.28341 | 0.17165 | 0.0010146 | 0.37965 | 0.35023 | 0.40375 | 0.37849 | 0.39943 | 0.41386 | 0.40833 | 0.44796 | 0.39153 | 0.41867 | 0.35571 | 0.37021 | 0.20079 | 0.17301 | 0.16938 | 0.17704 | 0.18132 | 0.17383 | 0.20512 | 0.18523 | 0.20205 | 0.17158 | 0.18443 | 0.19806
SGSWindow-Small Office (AC with Gas Furnace)-Spokane |  | 8.9845 | 35 | 7 | 42 | 36.4171 | 8.2841 | 40950.6045 | 198.8533 | 268.7891 | 0.22748 | 0.1335 | 0.0011416 | 0.22702 | 0.25428 | 0.37549 | 0.42597 | 0.63119 | 0.87213 | 1.0132 | 1.163 | 0.90809 | 0.66509 | 0.34759 | 0.22894 | 0.068205 | 0.069359 | 0.079781 | 0.11122 | 0.16107 | 0.19675 | 0.30653 | 0.2752 | 0.28677 | 0.14896 | 0.10078 | 0.067877
SGSWindow-Small Office (AC with Gas Furnace)-Missoula |  | 8.121 | 35 | 7 | 42 | 36.4171 | 7.4636 | 45304.7784 | 220.7639 | 300.7214 | 0.20495 | 0.12024 | 0.0010318 | 0.2052 | 0.22984 | 0.3394 | 0.38503 | 0.57053 | 0.78832 | 0.9158 | 1.0512 | 0.82082 | 0.60117 | 0.31418 | 0.20694 | 0.06165 | 0.062693 | 0.072113 | 0.10053 | 0.14559 | 0.17784 | 0.27707 | 0.24875 | 0.25921 | 0.13464 | 0.091094 | 0.061354
SGSWindow-Small Office (AC with Gas Furnace)-Portland |  | 7.6884 | 35 | 7 | 42 | 36.4171 | 5.9882 | 47854.0826 | 233.5923 | 329.604 | 0.16443 | 0.09473 | 0.00097688 | 0.19427 | 0.2176 | 0.32132 | 0.36452 | 0.54013 | 0.74632 | 0.86701 | 0.99524 | 0.77709 | 0.56915 | 0.29745 | 0.19591 | 0.058366 | 0.059353 | 0.068271 | 0.095177 | 0.13783 | 0.16837 | 0.26231 | 0.2355 | 0.2454 | 0.12747 | 0.086241 | 0.058085

## M_Input
Data Set Name | [13 empty] | #REF!
Measure Index Name | Secondary Glazing Systems
Costs must be denominated in the same year as 'Input Cost Reference Year' = |  | 2012
1 | 2 | 3 | 4 | 5 | 6 | 7 | 8 | 9 | 10 | 11 | 12 | 13 | 14 | 15 | 16 | 17 | 18 | 19 | 20 | 21 | 22 | 23 | 24 | 25 | 26 | 27 | 28 | 29 | 30 | 31 | 32 | 33 | 34 | 35 | 36 | 37 | 38 | 39 | 40 | 41 | 42 | 43 | 44 | 45 | 46 | 47 | 48 | 49 | 50 | 51 | 52 | 53 | 54 | 55 | 56 | 57 | 58 | 59 | 60 | 61 | 62 | 63 | 64 | 65 | 66 | 67 | 68 | 69 | 70 | 71 | 72 | 73 | 74 | 75 | 76 | 77 | 78 | 79 | 80 | 81 | 82 | 83 | 84 | 85 | 86 | 87 | 88 | 89 | 90 | 91 | 92 | 93 | 94 | 95 | 96 | 97 | 98 | 99 | 100 | 101 | 102 | 103 | 104 | 105
Input Data | [7 empty] | Periodic Replacement Costs and Savings and Replacement Period | [5 empty] | Gas Inputs |  | Retro or LO | Early Retrofit Parameters
Category Name | Measure Name | Savings (kwh/yr) | Life (yrs) | Capital Cost | Annual O&M | Shape Pointer | Non-E Val ($/yr) | Cost 1 ($) | Period 1 | Cost 2 ($) | Period 2 | Cost 3 ($) | Period 3 | Savings (therms/yr) | Shape Pointer | R or L | Savings 2 (kWh) | Remaining Life (yrs) | Salvage Value ($)
SGSWindow-Small Office (AC with Gas Furnace)-Portland | SGSWindow-Small Office (AC with Gas Furnace)-Portland | 7.1671 | 30 | 35 |  | Commercial-All Com-Cool | [7 empty] | 0.18354 | Commercial-All Com-Heat | R
SGSWindow-Small Office (AC with Gas Furnace)-Spokane | SGSWindow-Small Office (AC with Gas Furnace)-Spokane | 8.3753 | 30 | 35 |  | Commercial-All Com-Cool | [7 empty] | 0.40741 | Commercial-All Com-Heat | R
SGSWindow-Small Office (AC with Gas Furnace)-Missoula | SGSWindow-Small Office (AC with Gas Furnace)-Missoula | 7.5704 | 30 | 35 |  | Commercial-All Com-Cool | [7 empty] | 0.36461 | Commercial-All Com-Heat | R
SGSWindow-Small Office (Air-source Heat Pump)-Portland | SGSWindow-Small Office (Air-source Heat Pump)-Portland | 9.1407 | 30 | 35 |  | C-All-HVAC-ER-All-All-E | [7 empty] | 0 | Commercial-All Com-Heat | R
SGSWindow-Small Office (Air-source Heat Pump)-Spokane | SGSWindow-Small Office (Air-source Heat Pump)-Spokane | 12.3934 | 30 | 35 |  | C-All-HVAC-ER-All-All-E | [7 empty] | 0 | Commercial-All Com-Heat | R
SGSWindow-Small Office (Air-source Heat Pump)-Missoula | SGSWindow-Small Office (Air-source Heat Pump)-Missoula | 11.3572 | 30 | 35 |  | C-All-HVAC-ER-All-All-E | [7 empty] | 0 | Commercial-All Com-Heat | R
SGSWindow-Mid-rise Office (Apackaged VAV with Electric reheat)-Portland | SGSWindow-Mid-rise Office (Apackaged VAV with Electric reheat)-Portland | 27.7747 | 30 | 35 |  | C-All-HVAC-ER-All-All-E | [7 empty] | 0 | Commercial-All Com-Heat | R
SGSWindow-Mid-rise Office (Apackaged VAV with Electric reheat)-Spokane | SGSWindow-Mid-rise Office (Apackaged VAV with Electric reheat)-Spokane | 46.8068 | 30 | 35 |  | C-All-HVAC-ER-All-All-E | [7 empty] | 0 | Commercial-All Com-Heat | R
SGSWindow-Mid-rise Office (Apackaged VAV with Electric reheat)-Missoula | SGSWindow-Mid-rise Office (Apackaged VAV with Electric reheat)-Missoula | 40.5553 | 30 | 35 |  | C-All-HVAC-ER-All-All-E | [7 empty] | -0.037446 | Commercial-All Com-Heat | R
SGSWindow-Mid-rise Office (Apackaged VAV with Gas)-Portland | SGSWindow-Mid-rise Office (Apackaged VAV with Gas)-Portland | 6.4607 | 30 | 35 |  | Commercial-All Com-Vent | [7 empty] | 0.89468 | Commercial-All Com-Heat | R
SGSWindow-Mid-rise Office (Apackaged VAV with Gas)-Spokane | SGSWindow-Mid-rise Office (Apackaged VAV with Gas)-Spokane | 8.4303 | 30 | 35 |  | Commercial-All Com-Vent | [7 empty] | 1.6506 | Commercial-All Com-Heat | R
SGSWindow-Mid-rise Office (Apackaged VAV with Gas)-Missoula | SGSWindow-Mid-rise Office (Apackaged VAV with Gas)-Missoula | 6.8923 | 30 | 35 |  | Commercial-All Com-Vent | [7 empty] | 1.3704 | Commercial-All Com-Heat | R
SGSWindow-High-rise Office (VAV with Central Chillers / Gas Boilers)-Portland | SGSWindow-High-rise Office (VAV with Central Chillers / Gas Boilers)-Portland | 9.7258 | 30 | 35 |  | Commercial-All Com-Vent | [7 empty] | 0.70805 | Commercial-All Com-Heat | R
SGSWindow-High-rise Office (VAV with Central Chillers / Gas Boilers)-Spokane | SGSWindow-High-rise Office (VAV with Central Chillers / Gas Boilers)-Spokane | 11.0624 | 30 | 35 |  | Commercial-All Com-Vent | [7 empty] | 1.1052 | Commercial-All Com-Heat | R
SGSWindow-High-rise Office (VAV with Central Chillers / Gas Boilers)-Missoula | SGSWindow-High-rise Office (VAV with Central Chillers / Gas Boilers)-Missoula | 10.2772 | 30 | 35 |  | Commercial-All Com-Vent | [7 empty] | 1.0643 | Commercial-All Com-Heat | R
SGSWindow-Small Office (AC with Ele Furnace)-Portland | SGSWindow-Small Office (AC with Ele Furnace)-Portland | 11.4705 | 30 | 35 |  | C-All-HVAC-ER-All-All-E | [7 empty] | 0 | Commercial-All Com-Heat | R
SGSWindow-Small Office (AC with Ele Furnace)-Spokane | SGSWindow-Small Office (AC with Ele Furnace)-Spokane | 17.9277 | 30 | 35 |  | C-All-HVAC-ER-All-All-E | [7 empty] | 0 | Commercial-All Com-Heat | R
SGSWindow-Small Office (AC with Ele Furnace)-Missoula | SGSWindow-Small Office (AC with Ele Furnace)-Missoula | 16.1192 | 30 | 35 |  | C-All-HVAC-ER-All-All-E | [7 empty] | 0 | Commercial-All Com-Heat | R
SGSWindow-High-rise Office (VAV with Central Chillers / Ele Boilers)-Portland | SGSWindow-High-rise Office (VAV with Central Chillers / Ele Boilers)-Portland | 26.3273 | 30 | 35 |  | C-All-HVAC-ER-All-All-E | [7 empty] | 0 | Commercial-All Com-Heat | R
SGSWindow-High-rise Office (VAV with Central Chillers / Ele Boilers)-Spokane | SGSWindow-High-rise Office (VAV with Central Chillers / Ele Boilers)-Spokane | 36.9757 | 30 | 35 |  | C-All-HVAC-ER-All-All-E | [7 empty] | 0 | Commercial-All Com-Heat | R
SGSWindow-High-rise Office (VAV with Central Chillers / Ele Boilers)-Missoula | SGSWindow-High-rise Office (VAV with Central Chillers / Ele Boilers)-Missoula | 35.2309 | 30 | 35 |  | C-All-HVAC-ER-All-All-E | [7 empty] | 0 | Commercial-All Com-Heat | R
ProCost Results
Version: | ProCost 3.0 - Beta04
Run Time: | Saturday, 28 February , 2015 at 6:49 PM
Regurgitation of ProData input parameters which were used for this run
| Run Parameters |  | Run Parameters |  |  | Marginal Cost & Conservation Load Shape Parameters | [9 empty] | Sponsor Parameters | [5 empty] | Program Parameters |  |  | Utility System Parameters
| Run Type | Electric | Run Type | Electric |  | Marginal Costs and Savings Shape File | Q:\SeventhPlan\Conservation Analysis\Global EE Inputs\MC Files\MC_AND_LOADSHAPE_v3.0_24segment-7P-D9 - NewSegValues.xlsx |  |  | 6P MidC Final (with carbon) | [6 empty] | Customer | Wholesale Elec | Retail Elec | Nat Gas |  | Program Life (yrs) | 20 |  |  | Electric | Gas
| Negative B/C Ratios | Off | Negative B/C Ratios | Off |  | Marginal Elec Avoided Cost Input Worksheet | 7P Mid |  |  | Conservation Load Shapes | [5 empty] | Real After-Tax Cost of Capital | 0.068013 | 0.043878 | 0.053289 | 0.054479 |  | Program Start Date | 2016 |  | Bulk System T&D Loss Factor | 0.0040389 | 0.01
| Admin Cost @ Category Level | On | Admin Cost @ Category Level | On |  | Elec Savings Shape Input Worksheet | GLSShapes |  |  | 6P_Gas_Final | [5 empty] | Financial Life (years) | 12 | 12 | 1 | 1 |  | Present Value Time Zero | 2016 |  | Bulk System T&D Credit ($/kw-yr)($/dailytherm-yr) | 26 | 0
| Repeat Periodic Replacement | On | Repeat Periodic Replacement | On |  | Marginal Gas Avoided Cost Input Worksheet | 7P Gas |  |  | Conservation Load Shapes | [6 empty] | Customer | Wholesale Elec | Retail Elec | Nat Gas |  | Input Cost Reference Year | 2012 |  | Bulk System T&D I2R Loss Component (%) | 0.9 | N/A
[6 empty] | Gas Savings Shape Input Worksheet | GLSShapes | [8 empty] | Sponsor Share of Initial Capital Cost | 0.35 | 0.195 | 0.455 | 0 |  | Real Discount Rate | 0.04 |  | Local System Dist Loss Factor | 0.047399 | 0
| Run Type: | Electric |  |  |  | Marginal Elec CO2 per kWh Input Worksheet | CO2 lbs per kWh .95 |  |  | CO2 lbs per therm | [5 empty] | Sponsor Share of Annual O&M | 1 | 0 | 0 | 0 |  | Capital Real Escalation Rate | 0 |  | Local System Dist Credit ($/kw-yr)($/dailytherm-yr) | 31 | 0
| Negative B/C Ratios: | False: (Converts Negative B/C Ratios) |  |  |  | Marginal Gas CO2 per therm Input Worksheet | CO2 lbs per therm |  |  | Zero Dollars per ton CO2 | [5 empty] | Sponsor Share of Periodic Replacement Cost | 1 | 0 | 0 | 0 |  | Admin Cost (as % of Initial Capital Cost) | 0.2 |  | Local System Dist I2R Loss Component (%) | 0.7 | N/A
| Admin Cost / Category Level: | True: Admin Costs added at Category Results |  |  |  | Marginal Avoided Cost CO2 Input Worksheet | Zero Dollars per ton CO2 |  |  | LineLossShapes | [5 empty] | Sponsor Share of Admin Cost |  | 0.3 | 0.7 | 0 |  | Regional Act Conservation Credit (%) | 0 |  | Risk-Mitigation Credit (mills/kWh)(mills/therm) - Retro. | 0 | 0
| Periodic O&M Treatment: | True: (Periodic O&M Repeats over measure life) |  |  |  | Line Loss Shape Input Worksheet | LineLossShapes | [8 empty] | Last Year of Non-Customer O&M & Period Replacement |  | 20 |  |  |  | Report Annual Carbon Saved for Year | 2018 |  | Risk-Mitigation Credit (mills/kWh)(mills/therm) - Lost Op. | 0 | 0
Measure Results; Sorted in same order as input
Total Results |  | Measure Input Data | [8 empty] | Savings | [5 empty] | PV Capital |  |  |  | PV Admin |  |  |  | PV O&M |  |  |  | PV Periodic Repl. |  |  |  | Total PV Capital, O&M and Periodic Repl Costs |  |  |  |  | PV Wholesale Electric Utility Costs & Benefits | [6 empty] | PV Retail Electric Utility Costs & Benefits | [6 empty] | PV Electric Utility System Costs & Benefits | [5 empty] | Electric Utility System Economics |  | Sponsor Levelized Cost (mills/kwh) |  |  |  |  | PV Regional Costs & Benefits | [15 empty] | TRC Economics |  | Physical CO2 | [6 empty] | Gas Inputs |  |  |  | PV Gas Utility System Costs & Benefits |  |  |  |  | Gas Utility System Economics
Category | Measure | Measure Life | Site Savings (kWh) | Site Savings (therms) | Capital Cost ($/unit) | Annual O&M Cost ($/unit) | PV Per. Repl. Cost ($/unit) | Load Shape (electric) | Diversified Load Factor (electric) | Wholesale Power Coincidence Factor (electric) | Wholesale Electric Energy (kWh) | Wholesale Electric Demand (kw) | Retail Electric Demand (kW) | Wholesale Gas Energy (therms/yr) | Wholesale Gas Demand (therms/day) | Retail Gas Demand (therms/day) | Wholesale Electric | Retail Electric | Natural Gas | Customer | Wholesale Electric | Retail Electric | Natural Gas | Customer | Wholesale Electric | Retail Electric | Natural Gas | Customer | Wholesale Electric | Retail Electric | Natural Gas | Customer | Wholesale Electric | Retail Electric | Natural Gas | Customer | Total | Wholesale Utility System Energy | Wholesale Utility System T&D Def. Cap. | Wholesale Utility System Act C-E Credit | Wholesale Utility System Risk Mitigation Benefit | Wholesale Utility System Total System Benefit | Wholesale Utility System Total Non-Consumer Cost | Wholesale Utility System B/C Ratio | Retail Utility System Energy | Retail Utility System T&D Def. Cap. | Retail Utility System Act C-E Credit | Retail Utility System Risk Mitigation Benefit | Retail Utility System Total System Benefit | Retail Utility System Total Non-Consumer Cost | Retail Utility System System B/C Ratio | Utility System Energy | Utility System T&D Def. Cap. | Utility System Act C-E Credit | Utility System Total Risk Mitigation Benefit | Utility System Total System Benefit | Utility System Total Non-Consumer Cost | Utility System Net Levelized Cost (Net of Elec T&D Capacity Benefits, Act Credit & Risk-Mitigation Benefit) in mills/kwh | Utility System System B/C Ratio | Wholesale Electric Levelized Cost | Retail Electric Levelized Cost | Natural Gas Levelized Cost | Customer Levelized Cost | Total Levelized Cost | PV Regional Electric Energy | PV Regional Gas Energy | PV Regional Electric T&D Def. Cap. | PV Regional Gas T&D Def. Cap. | PV Regional Electric System CO2 | PV Regional Gas System CO2 | PV Regional Electric System Risk-Mitigation Benefit | PV Regional Gas System Risk-Mitigation Benefit | PV Regional Non-E Value | PV Regional Act Credit | PV Regional Capital Cost | PV Regional Admin Cost | PV Regional Annual O&M Cost | PV Regional Periodic Replacement Cost | PV Total Regional Benefit | PV Total Regional Cost | TRC B/C Ratio | TRC Net Levelized Cost (Net of All Benefits) in mills/kWh | Electric System CO2 Avoided (Lifetime Tons) | Gas System CO2 Avoided (Lifetime Tons) | Total System CO2 Avoided (Lifetime Tons) | Electric System CO2 Avoided (Annual Tons in 2018) | Gas System CO2 Avoided (Annual Tons in 2018) | Total System CO2 Avoided (Annual Tons in 2018) |  | Gas Site Savings (therms) | Load Shape (gas) | Diversitfied Load Factor (gas) | Wholesale Coincidence Factor (gas) | Total Gas Utility System Energy | Gas Utility System T&D Def. Cap. | Gas Utility System Risk Mitigation Benefit | Gas Utility System Total System Benefit | Gas Utility System Total Non-Consumer Cost | Gas Utility System Net Levelized Cost (Net of Gas T&D Capacity Benefits & Risk-Mitigation Benefits) in cents/therm | Gas Utility System System B/C Ratio
SGSWindow-Small Office (AC with Gas Furnace)-Portland | SGSWindow-Small Office (AC with Gas Furnace)-Portland | 30 | 7.1671 | 0.18354 | 35 | 0 | 0 | Commercial-All Com-Cool |  |  | 7.6884 | 0.00097688 | 0.00096983 | 0.18537 | 0 | 0 | 5.4854 | 12.6759 | 0 | 11.2558 | (na) | (na) | (na) | (na) | 0 | 0 | 0 | 0 | 0 | 0 | 0 | 0 | 5.4854 | 12.6759 | 0 | 11.2558 | 29.4171 | 4.0106 | 0.34518 | 0 | 0 | 4.3558 | 5.4854 | 0.79407 | 4.0106 | 0.40859 | 0 | 0 | 4.4192 | 12.6759 | 0.34863 | 4.0106 | 0.75377 | 0 | 0 | 4.7644 | 18.1612 | 166.5986 | 0.26234 | 52.4979 | 121.3146 | 0 | 107.7243 | 281.5368 | 4.0106 | 1.2238 | 0.75377 | 0 | 0 | 0 | 0 | 0 | 0 | 0 | 29.4171 |  | 0 | 0 | 5.9882 | 29.4171 | 0.20356 | 262.6103 | 0.073041 | 0.021689 | 0.09473 | 0.003652 | 0.0010844 | 0.0047364 |  | 0.18354 | Commercial-All Com-Heat | 0 | 0 | 1.2238 | 0 | 0 | 1.2238 | 0 | 0 | 9999
SGSWindow-Small Office (AC with Gas Furnace)-Spokane | SGSWindow-Small Office (AC with Gas Furnace)-Spokane | 30 | 8.3753 | 0.40741 | 35 | 0 | 0 | Commercial-All Com-Cool |  |  | 8.9845 | 0.0011416 | 0.0011333 | 0.41148 | 0 | 0 | 5.4854 | 12.6759 | 0 | 11.2558 | (na) | (na) | (na) | (na) | 0 | 0 | 0 | 0 | 0 | 0 | 0 | 0 | 5.4854 | 12.6759 | 0 | 11.2558 | 29.4171 | 4.6867 | 0.40337 | 0 | 0 | 5.0901 | 5.4854 | 0.92794 | 4.6867 | 0.47747 | 0 | 0 | 5.1642 | 12.6759 | 0.4074 | 4.6867 | 0.88084 | 0 | 0 | 5.5675 | 18.1612 | 141.5242 | 0.30656 | 44.9245 | 103.8137 | 0 | 92.1839 | 240.922 | 4.6867 | 2.7165 | 0.88084 | 0 | 0 | 0 | 0 | 0 | 0 | 0 | 29.4171 |  | 0 | 0 | 8.2841 | 29.4171 | 0.28161 | 211.46 | 0.085354 | 0.048143 | 0.1335 | 0.0042676 | 0.0024072 | 0.0066748 |  | 0.40741 | Commercial-All Com-Heat | 0 | 0 | 2.7165 | 0 | 0 | 2.7165 | 0 | 0 | 9999
SGSWindow-Small Office (AC with Gas Furnace)-Missoula | SGSWindow-Small Office (AC with Gas Furnace)-Missoula | 30 | 7.5704 | 0.36461 | 35 | 0 | 0 | Commercial-All Com-Cool |  |  | 8.121 | 0.0010318 | 0.0010244 | 0.36826 | 0 | 0 | 5.4854 | 12.6759 | 0 | 11.2558 | (na) | (na) | (na) | (na) | 0 | 0 | 0 | 0 | 0 | 0 | 0 | 0 | 5.4854 | 12.6759 | 0 | 11.2558 | 29.4171 | 4.2363 | 0.3646 | 0 | 0 | 4.6009 | 5.4854 | 0.83875 | 4.2363 | 0.43158 | 0 | 0 | 4.6679 | 12.6759 | 0.36825 | 4.2363 | 0.79618 | 0 | 0 | 5.0325 | 18.1612 | 157.3392 | 0.2771 | 49.7012 | 114.8519 | 0 | 101.9856 | 266.5387 | 4.2363 | 2.4312 | 0.79618 | 0 | 0 | 0 | 0 | 0 | 0 | 0 | 29.4171 |  | 0 | 0 | 7.4636 | 29.4171 | 0.25372 | 237.2967 | 0.077151 | 0.043086 | 0.12024 | 0.0038575 | 0.0021543 | 0.0060118 |  | 0.36461 | Commercial-All Com-Heat | 0 | 0 | 2.4312 | 0 | 0 | 2.4312 | 0 | 0 | 9999
SGSWindow-Small Office (Air-source Heat Pump)-Portland | SGSWindow-Small Office (Air-source Heat Pump)-Portland | 30 | 9.1407 | 0 | 35 | 0 | 0 | C-All-HVAC-ER-All-All-E |  |  | 9.8766 | 0.007536 | 0.0074816 | 0 | 0 | 0 | 5.4854 | 12.6759 | 0 | 11.2558 | (na) | (na) | (na) | (na) | 0 | 0 | 0 | 0 | 0 | 0 | 0 | 0 | 5.4854 | 12.6759 | 0 | 11.2558 | 29.4171 | 5.3762 | 2.6628 | 0 | 0 | 8.039 | 5.4854 | 1.4655 | 5.3762 | 3.152 | 0 | 0 | 8.5282 | 12.6759 | 0.67279 | 5.3762 | 5.8148 | 0 | 0 | 11.191 | 18.1612 | 91.9822 | 0.6162 | 40.8666 | 94.4366 | 0 | 83.8573 | 219.1605 | 5.3762 | 0 | 5.8148 | 0 | 0 | 0 | 0 | 0 | 0 | 0 | 29.4171 |  | 0 | 0 | 11.191 | 29.4171 | 0.38043 | 175.8395 | 0.093829 | 0 | 0.093829 | 0.0046914 | 0 | 0.0046914 |  | 0 | Commercial-All Com-Heat | 0 | 0 | 0 | 0 | 0 | 0 | 0 | 9999 | 9999
SGSWindow-Small Office (Air-source Heat Pump)-Spokane | SGSWindow-Small Office (Air-source Heat Pump)-Spokane | 30 | 12.3934 | 0 | 35 | 0 | 0 | C-All-HVAC-ER-All-All-E |  |  | 13.3911 | 0.010218 | 0.010144 | 0 | 0 | 0 | 5.4854 | 12.6759 | 0 | 11.2558 | (na) | (na) | (na) | (na) | 0 | 0 | 0 | 0 | 0 | 0 | 0 | 0 | 5.4854 | 12.6759 | 0 | 11.2558 | 29.4171 | 7.2893 | 3.6104 | 0 | 0 | 10.8997 | 5.4854 | 1.987 | 7.2893 | 4.2736 | 0 | 0 | 11.5629 | 12.6759 | 0.9122 | 7.2893 | 7.884 | 0 | 0 | 15.1733 | 18.1612 | 56.4716 | 0.83548 | 30.1411 | 69.6515 | 0 | 61.8488 | 161.6415 | 7.2893 | 0 | 7.884 | 0 | 0 | 0 | 0 | 0 | 0 | 0 | 29.4171 |  | 0 | 0 | 15.1733 | 29.4171 | 0.5158 | 118.3204 | 0.12722 | 0 | 0.12722 | 0.0063608 | 0 | 0.0063608 |  | 0 | Commercial-All Com-Heat | 0 | 0 | 0 | 0 | 0 | 0 | 0 | 9999 | 9999
SGSWindow-Small Office (Air-source Heat Pump)-Missoula | SGSWindow-Small Office (Air-source Heat Pump)-Missoula | 30 | 11.3572 | 0 | 35 | 0 | 0 | C-All-HVAC-ER-All-All-E |  |  | 12.2715 | 0.0093633 | 0.0092957 | 0 | 0 | 0 | 5.4854 | 12.6759 | 0 | 11.2558 | (na) | (na) | (na) | (na) | 0 | 0 | 0 | 0 | 0 | 0 | 0 | 0 | 5.4854 | 12.6759 | 0 | 11.2558 | 29.4171 | 6.6798 | 3.3085 | 0 | 0 | 9.9884 | 5.4854 | 1.8209 | 6.6798 | 3.9163 | 0 | 0 | 10.5961 | 12.6759 | 0.83593 | 6.6798 | 7.2248 | 0 | 0 | 13.9046 | 18.1612 | 65.5766 | 0.76562 | 32.8911 | 76.0064 | 0 | 67.4918 | 176.3894 | 6.6798 | 0 | 7.2248 | 0 | 0 | 0 | 0 | 0 | 0 | 0 | 29.4171 |  | 0 | 0 | 13.9046 | 29.4171 | 0.47267 | 133.0684 | 0.11658 | 0 | 0.11658 | 0.005829 | 0 | 0.005829 |  | 0 | Commercial-All Com-Heat | 0 | 0 | 0 | 0 | 0 | 0 | 0 | 9999 | 9999
SGSWindow-Mid-rise Office (Apackaged VAV with Electric reheat)-Portland | SGSWindow-Mid-rise Office (Apackaged VAV with Electric reheat)-Portland | 30 | 27.7747 | 0 | 35 | 0 | 0 | C-All-HVAC-ER-All-All-E |  |  | 30.0106 | 0.022898 | 0.022733 | 0 | 0 | 0 | 5.4854 | 12.6759 | 0 | 11.2558 | (na) | (na) | (na) | (na) | 0 | 0 | 0 | 0 | 0 | 0 | 0 | 0 | 5.4854 | 12.6759 | 0 | 11.2558 | 29.4171 | 16.3359 | 8.0911 | 0 | 0 | 24.4271 | 5.4854 | 4.4531 | 16.3359 | 9.5775 | 0 | 0 | 25.9134 | 12.6759 | 2.0443 | 16.3359 | 17.6686 | 0 | 0 | 34.0046 | 18.1612 | 1.2078 | 1.8724 | 13.4494 | 31.0794 | 0 | 27.5977 | 72.1265 | 16.3359 | 0 | 17.6686 | 0 | 0 | 0 | 0 | 0 | 0 | 0 | 29.4171 |  | 0 | 0 | 34.0046 | 29.4171 | 1.1559 | 28.8055 | 0.2851 | 0 | 0.2851 | 0.014255 | 0 | 0.014255 |  | 0 | Commercial-All Com-Heat | 0 | 0 | 0 | 0 | 0 | 0 | 0 | 9999 | 9999
SGSWindow-Mid-rise Office (Apackaged VAV with Electric reheat)-Spokane | SGSWindow-Mid-rise Office (Apackaged VAV with Electric reheat)-Spokane | 30 | 46.8068 | 0 | 35 | 0 | 0 | C-All-HVAC-ER-All-All-E |  |  | 50.5748 | 0.038589 | 0.038311 | 0 | 0 | 0 | 5.4854 | 12.6759 | 0 | 11.2558 | (na) | (na) | (na) | (na) | 0 | 0 | 0 | 0 | 0 | 0 | 0 | 0 | 5.4854 | 12.6759 | 0 | 11.2558 | 29.4171 | 27.5298 | 13.6355 | 0 | 0 | 41.1653 | 5.4854 | 7.5046 | 27.5298 | 16.1403 | 0 | 0 | 43.6701 | 12.6759 | 3.4451 | 27.5298 | 29.7758 | 0 | 0 | 57.3056 | 18.1612 | -16.8981 | 3.1554 | 7.9807 | 18.4422 | 0 | 16.3762 | 42.7992 | 27.5298 | 0 | 29.7758 | 0 | 0 | 0 | 0 | 0 | 0 | 0 | 29.4171 |  | 0 | 0 | 57.3056 | 29.4171 | 1.948 | -0.52186 | 0.48047 | 0 | 0.48047 | 0.024023 | 0 | 0.024023 |  | 0 | Commercial-All Com-Heat | 0 | 0 | 0 | 0 | 0 | 0 | 0 | 9999 | 9999
SGSWindow-Mid-rise Office (Apackaged VAV with Electric reheat)-Missoula | SGSWindow-Mid-rise Office (Apackaged VAV with Electric reheat)-Missoula | 30 | 40.5553 | -0.037446 | 35 | 0 | 0 | C-All-HVAC-ER-All-All-E |  |  | 43.8201 | 0.033435 | 0.033194 | -0.03782 | 0 | 0 | 5.4854 | 12.6759 | 0 | 11.2558 | (na) | (na) | (na) | (na) | 0 | 0 | 0 | 0 | 0 | 0 | 0 | 0 | 5.4854 | 12.6759 | 0 | 11.2558 | 29.4171 | 23.853 | 11.8143 | 0 | 0 | 35.6673 | 5.4854 | 6.5023 | 23.853 | 13.9846 | 0 | 0 | 37.8376 | 12.6759 | 2.985 | 23.853 | 25.799 | 0 | 0 | 49.652 | 18.1612 | -12.8251 | 2.734 | 9.2109 | 21.285 | 0 | 18.9005 | 49.3965 | 23.853 | -0.24968 | 25.799 | 0 | 0 | 0 | 0 | 0 | 0 | 0 | 29.4171 |  | 0 | 0 | 49.4023 | 29.4171 | 1.6737 | 6.4947 | 0.4163 | -0.004425 | 0.41187 | 0.020815 | -0.00022125 | 0.020593 |  | -0.037446 | Commercial-All Com-Heat | 0 | 0 | -0.24968 | 0 | 0 | -0.24968 | 0 | 9999 | 0
SGSWindow-Mid-rise Office (Apackaged VAV with Gas)-Portland | SGSWindow-Mid-rise Office (Apackaged VAV with Gas)-Portland | 30 | 6.4607 | 0.89468 | 35 | 0 | 0 | Commercial-All Com-Vent |  |  | 6.9396 | 0.0010146 | 0.0010073 | 0.90363 | 0 | 0 | 5.4854 | 12.6759 | 0 | 11.2558 | (na) | (na) | (na) | (na) | 0 | 0 | 0 | 0 | 0 | 0 | 0 | 0 | 5.4854 | 12.6759 | 0 | 11.2558 | 29.4171 | 3.5726 | 0.35851 | 0 | 0 | 3.9311 | 5.4854 | 0.71666 | 3.5726 | 0.42437 | 0 | 0 | 3.997 | 12.6759 | 0.31532 | 3.5726 | 0.78288 | 0 | 0 | 4.3555 | 18.1612 | 184.2643 | 0.23982 | 58.1619 | 134.4034 | 0 | 119.3468 | 311.9121 | 3.5726 | 5.9656 | 0.78288 | 0 | 0 | 0 | 0 | 0 | 0 | 0 | 29.4171 |  | 0 | 0 | 10.3211 | 29.4171 | 0.35086 | 240.3568 | 0.065927 | 0.10572 | 0.17165 | 0.0032963 | 0.0052862 | 0.0085826 |  | 0.89468 | Commercial-All Com-Heat | 0 | 0 | 5.9656 | 0 | 0 | 5.9656 | 0 | 0 | 9999
SGSWindow-Mid-rise Office (Apackaged VAV with Gas)-Spokane | SGSWindow-Mid-rise Office (Apackaged VAV with Gas)-Spokane | 30 | 8.4303 | 1.6506 | 35 | 0 | 0 | Commercial-All Com-Vent |  |  | 9.0552 | 0.0013239 | 0.0013144 | 1.6671 | 0 | 0 | 5.4854 | 12.6759 | 0 | 11.2558 | (na) | (na) | (na) | (na) | 0 | 0 | 0 | 0 | 0 | 0 | 0 | 0 | 5.4854 | 12.6759 | 0 | 11.2558 | 29.4171 | 4.6617 | 0.4678 | 0 | 0 | 5.1296 | 5.4854 | 0.93513 | 4.6617 | 0.55374 | 0 | 0 | 5.2155 | 12.6759 | 0.41145 | 4.6617 | 1.0215 | 0 | 0 | 5.6833 | 18.1612 | 139.2752 | 0.31294 | 44.5735 | 103.0026 | 0 | 91.4637 | 239.0398 | 4.6617 | 11.0061 | 1.0215 | 0 | 0 | 0 | 0 | 0 | 0 | 0 | 29.4171 |  | 0 | 0 | 16.6894 | 29.4171 | 0.56734 | 141.3044 | 0.086025 | 0.19505 | 0.28108 | 0.0043012 | 0.0097527 | 0.014054 |  | 1.6506 | Commercial-All Com-Heat | 0 | 0 | 11.0061 | 0 | 0 | 11.0061 | 0 | 0 | 9999
SGSWindow-Mid-rise Office (Apackaged VAV with Gas)-Missoula | SGSWindow-Mid-rise Office (Apackaged VAV with Gas)-Missoula | 30 | 6.8923 | 1.3704 | 35 | 0 | 0 | Commercial-All Com-Vent |  |  | 7.4033 | 0.0010824 | 0.0010746 | 1.3841 | 0 | 0 | 5.4854 | 12.6759 | 0 | 11.2558 | (na) | (na) | (na) | (na) | 0 | 0 | 0 | 0 | 0 | 0 | 0 | 0 | 5.4854 | 12.6759 | 0 | 11.2558 | 29.4171 | 3.8113 | 0.38246 | 0 | 0 | 4.1938 | 5.4854 | 0.76454 | 3.8113 | 0.45272 | 0 | 0 | 4.264 | 12.6759 | 0.33639 | 3.8113 | 0.83518 | 0 | 0 | 4.6465 | 18.1612 | 172.2051 | 0.25585 | 54.5196 | 125.9865 | 0 | 111.8728 | 292.3788 | 3.8113 | 9.138 | 0.83518 | 0 | 0 | 0 | 0 | 0 | 0 | 0 | 29.4171 |  | 0 | 0 | 13.7844 | 29.4171 | 0.46859 | 193.2549 | 0.070332 | 0.16195 | 0.23228 | 0.0035166 | 0.0080973 | 0.011614 |  | 1.3704 | Commercial-All Com-Heat | 0 | 0 | 9.138 | 0 | 0 | 9.138 | 0 | 0 | 9999
SGSWindow-High-rise Office (VAV with Central Chillers / Gas Boilers)-Portland | SGSWindow-High-rise Office (VAV with Central Chillers / Gas Boilers)-Portland | 30 | 9.7258 | 0.70805 | 35 | 0 | 0 | Commercial-All Com-Vent |  |  | 10.4467 | 0.0015274 | 0.0015163 | 0.71513 | 0 | 0 | 5.4854 | 12.6759 | 0 | 11.2558 | (na) | (na) | (na) | (na) | 0 | 0 | 0 | 0 | 0 | 0 | 0 | 0 | 5.4854 | 12.6759 | 0 | 11.2558 | 29.4171 | 5.3781 | 0.53969 | 0 | 0 | 5.9178 | 5.4854 | 1.0788 | 5.3781 | 0.63883 | 0 | 0 | 6.017 | 12.6759 | 0.47468 | 5.3781 | 1.1785 | 0 | 0 | 6.5566 | 18.1612 | 119.6179 | 0.36102 | 38.6363 | 89.2825 | 0 | 79.2806 | 207.1995 | 5.3781 | 4.7212 | 1.1785 | 0 | 0 | 0 | 0 | 0 | 0 | 0 | 29.4171 |  | 0 | 0 | 11.2779 | 29.4171 | 0.38338 | 165.6446 | 0.099245 | 0.083671 | 0.18292 | 0.0049622 | 0.0041835 | 0.0091457 |  | 0.70805 | Commercial-All Com-Heat | 0 | 0 | 4.7212 | 0 | 0 | 4.7212 | 0 | 0 | 9999
SGSWindow-High-rise Office (VAV with Central Chillers / Gas Boilers)-Spokane | SGSWindow-High-rise Office (VAV with Central Chillers / Gas Boilers)-Spokane | 30 | 11.0624 | 1.1052 | 35 | 0 | 0 | Commercial-All Com-Vent |  |  | 11.8825 | 0.0017373 | 0.0017247 | 1.1163 | 0 | 0 | 5.4854 | 12.6759 | 0 | 11.2558 | (na) | (na) | (na) | (na) | 0 | 0 | 0 | 0 | 0 | 0 | 0 | 0 | 5.4854 | 12.6759 | 0 | 11.2558 | 29.4171 | 6.1172 | 0.61386 | 0 | 0 | 6.7311 | 5.4854 | 1.2271 | 6.1172 | 0.72663 | 0 | 0 | 6.8439 | 12.6759 | 0.53991 | 6.1172 | 1.3405 | 0 | 0 | 7.4577 | 18.1612 | 104.1618 | 0.41064 | 33.968 | 78.4948 | 0 | 69.7014 | 182.1641 | 6.1172 | 7.3693 | 1.3405 | 0 | 0 | 0 | 0 | 0 | 0 | 0 | 29.4171 |  | 0 | 0 | 14.8271 | 29.4171 | 0.50403 | 128.2288 | 0.11288 | 0.1306 | 0.24349 | 0.0056442 | 0.0065301 | 0.012174 |  | 1.1052 | Commercial-All Com-Heat | 0 | 0 | 7.3693 | 0 | 0 | 7.3693 | 0 | 0 | 9999
SGSWindow-High-rise Office (VAV with Central Chillers / Gas Boilers)-Missoula | SGSWindow-High-rise Office (VAV with Central Chillers / Gas Boilers)-Missoula | 30 | 10.2772 | 1.0643 | 35 | 0 | 0 | Commercial-All Com-Vent |  |  | 11.039 | 0.001614 | 0.0016023 | 1.0749 | 0 | 0 | 5.4854 | 12.6759 | 0 | 11.2558 | (na) | (na) | (na) | (na) | 0 | 0 | 0 | 0 | 0 | 0 | 0 | 0 | 5.4854 | 12.6759 | 0 | 11.2558 | 29.4171 | 5.683 | 0.57029 | 0 | 0 | 6.2533 | 5.4854 | 1.14 | 5.683 | 0.67505 | 0 | 0 | 6.3581 | 12.6759 | 0.50159 | 5.683 | 1.2453 | 0 | 0 | 6.9284 | 18.1612 | 112.7546 | 0.38149 | 36.5633 | 84.4922 | 0 | 75.027 | 196.0825 | 5.683 | 7.0964 | 1.2453 | 0 | 0 | 0 | 0 | 0 | 0 | 0 | 29.4171 |  | 0 | 0 | 14.0248 | 29.4171 | 0.47676 | 140.4794 | 0.10487 | 0.12577 | 0.23064 | 0.0052435 | 0.0062883 | 0.011532 |  | 1.0643 | Commercial-All Com-Heat | 0 | 0 | 7.0964 | 0 | 0 | 7.0964 | 0 | 0 | 9999
SGSWindow-Small Office (AC with Ele Furnace)-Portland | SGSWindow-Small Office (AC with Ele Furnace)-Portland | 30 | 11.4705 | 0 | 35 | 0 | 0 | C-All-HVAC-ER-All-All-E |  |  | 12.3939 | 0.0094567 | 0.0093884 | 0 | 0 | 0 | 5.4854 | 12.6759 | 0 | 11.2558 | (na) | (na) | (na) | (na) | 0 | 0 | 0 | 0 | 0 | 0 | 0 | 0 | 5.4854 | 12.6759 | 0 | 11.2558 | 29.4171 | 6.7465 | 3.3415 | 0 | 0 | 10.088 | 5.4854 | 1.8391 | 6.7465 | 3.9553 | 0 | 0 | 10.7018 | 12.6759 | 0.84427 | 6.7465 | 7.2968 | 0 | 0 | 14.0433 | 18.1612 | 64.5014 | 0.77326 | 32.5664 | 75.256 | 0 | 66.8254 | 174.6478 | 6.7465 | 0 | 7.2968 | 0 | 0 | 0 | 0 | 0 | 0 | 0 | 29.4171 |  | 0 | 0 | 14.0433 | 29.4171 | 0.47739 | 131.3268 | 0.11774 | 0 | 0.11774 | 0.0058871 | 0 | 0.0058871 |  | 0 | Commercial-All Com-Heat | 0 | 0 | 0 | 0 | 0 | 0 | 0 | 9999 | 9999
SGSWindow-Small Office (AC with Ele Furnace)-Spokane | SGSWindow-Small Office (AC with Ele Furnace)-Spokane | 30 | 17.9277 | 0 | 35 | 0 | 0 | C-All-HVAC-ER-All-All-E |  |  | 19.3709 | 0.01478 | 0.014674 | 0 | 0 | 0 | 5.4854 | 12.6759 | 0 | 11.2558 | (na) | (na) | (na) | (na) | 0 | 0 | 0 | 0 | 0 | 0 | 0 | 0 | 5.4854 | 12.6759 | 0 | 11.2558 | 29.4171 | 10.5443 | 5.2226 | 0 | 0 | 15.7669 | 5.4854 | 2.8744 | 10.5443 | 6.182 | 0 | 0 | 16.7263 | 12.6759 | 1.3195 | 10.5443 | 11.4045 | 0 | 0 | 21.9489 | 18.1612 | 25.6658 | 1.2086 | 20.8366 | 48.1502 | 0 | 42.7562 | 111.743 | 10.5443 | 0 | 11.4045 | 0 | 0 | 0 | 0 | 0 | 0 | 0 | 29.4171 |  | 0 | 0 | 21.9489 | 29.4171 | 0.74613 | 68.422 | 0.18403 | 0 | 0.18403 | 0.0092012 | 0 | 0.0092012 |  | 0 | Commercial-All Com-Heat | 0 | 0 | 0 | 0 | 0 | 0 | 0 | 9999 | 9999
SGSWindow-Small Office (AC with Ele Furnace)-Missoula | SGSWindow-Small Office (AC with Ele Furnace)-Missoula | 30 | 16.1192 | 0 | 35 | 0 | 0 | C-All-HVAC-ER-All-All-E |  |  | 17.4169 | 0.013289 | 0.013193 | 0 | 0 | 0 | 5.4854 | 12.6759 | 0 | 11.2558 | (na) | (na) | (na) | (na) | 0 | 0 | 0 | 0 | 0 | 0 | 0 | 0 | 5.4854 | 12.6759 | 0 | 11.2558 | 29.4171 | 9.4807 | 4.6958 | 0 | 0 | 14.1764 | 5.4854 | 2.5844 | 9.4807 | 5.5584 | 0 | 0 | 15.039 | 12.6759 | 1.1864 | 9.4807 | 10.2541 | 0 | 0 | 19.7348 | 18.1612 | 33.4054 | 1.0866 | 23.1743 | 53.5522 | 0 | 47.553 | 124.2795 | 9.4807 | 0 | 10.2541 | 0 | 0 | 0 | 0 | 0 | 0 | 0 | 29.4171 |  | 0 | 0 | 19.7348 | 29.4171 | 0.67086 | 80.9584 | 0.16546 | 0 | 0.16546 | 0.008273 | 0 | 0.008273 |  | 0 | Commercial-All Com-Heat | 0 | 0 | 0 | 0 | 0 | 0 | 0 | 9999 | 9999
SGSWindow-High-rise Office (VAV with Central Chillers / Ele Boilers)-Portland | SGSWindow-High-rise Office (VAV with Central Chillers / Ele Boilers)-Portland | 30 | 26.3273 | 0 | 35 | 0 | 0 | C-All-HVAC-ER-All-All-E |  |  | 28.4467 | 0.021705 | 0.021549 | 0 | 0 | 0 | 5.4854 | 12.6759 | 0 | 11.2558 | (na) | (na) | (na) | (na) | 0 | 0 | 0 | 0 | 0 | 0 | 0 | 0 | 5.4854 | 12.6759 | 0 | 11.2558 | 29.4171 | 15.4846 | 7.6695 | 0 | 0 | 23.1541 | 5.4854 | 4.2211 | 15.4846 | 9.0784 | 0 | 0 | 24.563 | 12.6759 | 1.9378 | 15.4846 | 16.7479 | 0 | 0 | 32.2325 | 18.1612 | 3.6558 | 1.7748 | 14.1888 | 32.7881 | 0 | 29.115 | 76.0918 | 15.4846 | 0 | 16.7479 | 0 | 0 | 0 | 0 | 0 | 0 | 0 | 29.4171 |  | 0 | 0 | 32.2325 | 29.4171 | 1.0957 | 32.7708 | 0.27025 | 0 | 0.27025 | 0.013512 | 0 | 0.013512 |  | 0 | Commercial-All Com-Heat | 0 | 0 | 0 | 0 | 0 | 0 | 0 | 9999 | 9999
SGSWindow-High-rise Office (VAV with Central Chillers / Ele Boilers)-Spokane | SGSWindow-High-rise Office (VAV with Central Chillers / Ele Boilers)-Spokane | 30 | 36.9757 | 0 | 35 | 0 | 0 | C-All-HVAC-ER-All-All-E |  |  | 39.9523 | 0.030484 | 0.030264 | 0 | 0 | 0 | 5.4854 | 12.6759 | 0 | 11.2558 | (na) | (na) | (na) | (na) | 0 | 0 | 0 | 0 | 0 | 0 | 0 | 0 | 5.4854 | 12.6759 | 0 | 11.2558 | 29.4171 | 21.7476 | 10.7715 | 0 | 0 | 32.5191 | 5.4854 | 5.9283 | 21.7476 | 12.7503 | 0 | 0 | 34.4979 | 12.6759 | 2.7215 | 21.7476 | 23.5218 | 0 | 0 | 45.2694 | 18.1612 | -9.8728 | 2.4926 | 10.1026 | 23.3456 | 0 | 20.7303 | 54.1786 | 21.7476 | 0 | 23.5218 | 0 | 0 | 0 | 0 | 0 | 0 | 0 | 29.4171 |  | 0 | 0 | 45.2694 | 29.4171 | 1.5389 | 10.8575 | 0.37955 | 0 | 0.37955 | 0.018977 | 0 | 0.018977 |  | 0 | Commercial-All Com-Heat | 0 | 0 | 0 | 0 | 0 | 0 | 0 | 9999 | 9999
SGSWindow-High-rise Office (VAV with Central Chillers / Ele Boilers)-Missoula | SGSWindow-High-rise Office (VAV with Central Chillers / Ele Boilers)-Missoula | 30 | 35.2309 | 0 | 35 | 0 | 0 | C-All-HVAC-ER-All-All-E |  |  | 38.067 | 0.029046 | 0.028836 | 0 | 0 | 0 | 5.4854 | 12.6759 | 0 | 11.2558 | (na) | (na) | (na) | (na) | 0 | 0 | 0 | 0 | 0 | 0 | 0 | 0 | 5.4854 | 12.6759 | 0 | 11.2558 | 29.4171 | 20.7213 | 10.2632 | 0 | 0 | 30.9846 | 5.4854 | 5.6486 | 20.7213 | 12.1486 | 0 | 0 | 32.87 | 12.6759 | 2.5931 | 20.7213 | 22.4118 | 0 | 0 | 43.1332 | 18.1612 | -8.2162 | 2.375 | 10.603 | 24.5018 | 0 | 21.757 | 56.8618 | 20.7213 | 0 | 22.4118 | 0 | 0 | 0 | 0 | 0 | 0 | 0 | 29.4171 |  | 0 | 0 | 43.1332 | 29.4171 | 1.4663 | 13.5408 | 0.36164 | 0 | 0.36164 | 0.018082 | 0 | 0.018082 |  | 0 | Commercial-All Com-Heat | 0 | 0 | 0 | 0 | 0 | 0 | 0 | 9999 | 9999
Category Results; Sorted by TRC Levelized Cost
Total Results |  | Measure Input Data | [8 empty] | Savings | [5 empty] | PV Capital |  |  |  | PV Admin |  |  |  | PV O&M |  |  |  | PV Periodic Repl. |  |  |  | Total PV Capital, O&M and Periodic Repl Costs |  |  |  |  | PV Wholesale Electric Utility Costs & Benefits | [6 empty] | PV Retail Electric Utility Costs & Benefits | [6 empty] | PV Electric Utility System Costs & Benefits | [5 empty] | Electric Utility System Economics |  | Sponsor Levelized Cost (mills/kwh) |  |  |  |  | PV Regional Costs & Benefits | [15 empty] | TRC Economics |  | Physical CO2 | [6 empty] | Gas Inputs |  |  |  | PV Gas Utility System Costs & Benefits |  |  |  |  | Gas Utility System Economics
Category | Measure | Measure Life | Site Savings (kWh) | Site Savings (therms) | Capital Cost ($/unit) | Annual O&M Cost ($/unit) | PV Per. Repl. Cost ($/unit) | Load Shape (electric) | Diversified Load Factor (electric) | Wholesale Power Coincidence Factor (electric) | Wholesale Electric Energy (kWh) | Wholesale Electric Demand (kw) | Retail Electric Demand (kW) | Wholesale Gas Energy (therms/yr) | Wholesale Gas Demand (therms/day) | Retail Gas Demand (therms/day) | Wholesale Electric | Retail Electric | Natural Gas | Customer | Wholesale Electric | Retail Electric | Natural Gas | Customer | Wholesale Electric | Retail Electric | Natural Gas | Customer | Wholesale Electric | Retail Electric | Natural Gas | Customer | Wholesale Electric | Retail Electric | Natural Gas | Customer | Total | Wholesale Utility System Energy | Wholesale Utility System T&D Def. Cap. | Wholesale Utility System Act C-E Credit | Wholesale Utility System Risk Mitigation Benefit | Wholesale Utility System Total System Benefit | Wholesale Utility System Total Non-Consumer Cost | Wholesale Utility System B/C Ratio | Retail Utility System Energy | Retail Utility System T&D Def. Cap. | Retail Utility System Act C-E Credit | Retail Utility System Risk Mitigation Benefit | Retail Utility System Total System Benefit | Retail Utility System Total Non-Consumer Cost | Retail Utility System System B/C Ratio | Utility System Energy | Utility System T&D Def. Cap. | Utility System Act C-E Credit | Utility System Total Risk Mitigation Benefit | Utility System Total System Benefit | Utility System Total Non-Consumer Cost | Utility System Net Levelized Cost (Net of Elec T&D Capacity Benefits, Act Credit & Risk-Mitigation Benefit) in mills/kwh | Utility System System B/C Ratio | Wholesale Electric Levelized Cost | Retail Electric Levelized Cost | Natural Gas Levelized Cost | Customer Levelized Cost | Total Levelized Cost | PV Regional Electric Energy | PV Regional Gas Energy | PV Regional Electric T&D Def. Cap. | PV Regional Gas T&D Def. Cap. | PV Regional Electric System CO2 | PV Regional Gas System CO2 | PV Regional Electric System Risk-Mitigation Benefit | PV Regional Gas System Risk-Mitigation Benefit | PV Regional Non-E Value | PV Regional Act Credit | PV Regional Capital Cost | PV Regional Admin Cost | PV Regional Annual O&M Cost | PV Regional Periodic Replacement Cost | PV Total Regional Benefit | PV Total Regional Cost | TRC B/C Ratio | TRC Net Levelized Cost (Net of All Benefits) in mills/kWh | Electric System CO2 Avoided (Lifetime Tons) | Gas System CO2 Avoided (Lifetime Tons) | Total System CO2 Avoided (Lifetime Tons) | Electric System CO2 Avoided (Annual Tons in 2018) | Gas System CO2 Avoided (Annual Tons in 2018) | Total System CO2 Avoided (Annual Tons in 2018) |  | Gas Site Savings (therms) | Load Shape (gas) | Diversitfied Load Factor (gas) | Wholesale Coincidence Factor (gas) | Total Gas Utility System Energy | Gas Utility System T&D Def. Cap. | Gas Utility System Risk Mitigation Benefit | Gas Utility System Total System Benefit | Gas Utility System Total Non-Consumer Cost | Gas Utility System Net Levelized Cost (Net of Gas T&D Capacity Benefits & Risk-Mitigation Benefits) in cents/therm | Gas Utility System System B/C Ratio
SGSWindow-Mid-rise Office (Apackaged VAV with Electric reheat)-Spokane |  | 30 | 46.8068 | 0 | 35 | 0 | 0 |  |  |  | 50.5748 | 0.038589 | 0.038311 | 0 | 0 | 0 | 5.4854 | 12.6759 | 0 | 11.2558 | 2.1 | 4.9 | 0 | 0 | 0 | 0 | 0 | 0 | 0 | 0 | 0 | 0 | 7.5854 | 17.5759 | 0 | 11.2558 | 36.4171 | 27.5298 | 13.6355 | 0 | 0 | 41.1653 | 7.5854 | 5.4269 | 27.5298 | 16.1403 | 0 | 0 | 43.6701 | 17.5759 | 2.4847 | 27.5298 | 29.7758 | 0 | 0 | 57.3056 | 25.1612 | -6.7137 | 2.2775 | 11.036 | 25.5713 | 0 | 16.3762 | 52.9835 | 27.5298 | 0 | 29.7758 | 0 | 0 | 0 | 0 | 0 | 0 | 0 | 29.4171 | 7 | 0 | 0 | 57.3056 | 36.4171 | 1.5736 | 9.6625 | 0.48047 | 0 | 0.48047 | 0.024023 | 0 | 0.024023 |  | 0 |  | 0 | 0 | 0 | 0 | 0 | 0 | 0 | 9999 | 9999
SGSWindow-Mid-rise Office (Apackaged VAV with Electric reheat)-Missoula |  | 30 | 40.5553 | -0.037446 | 35 | 0 | 0 |  |  |  | 43.8201 | 0.033435 | 0.033194 | -0.03782 | 0 | 0 | 5.4854 | 12.6759 | 0 | 11.2558 | 2.1 | 4.9 | 0 | 0 | 0 | 0 | 0 | 0 | 0 | 0 | 0 | 0 | 7.5854 | 17.5759 | 0 | 11.2558 | 36.4171 | 23.853 | 11.8143 | 0 | 0 | 35.6673 | 7.5854 | 4.7021 | 23.853 | 13.9846 | 0 | 0 | 37.8376 | 17.5759 | 2.1528 | 23.853 | 25.799 | 0 | 0 | 49.652 | 25.1612 | -1.0709 | 1.9734 | 12.7372 | 29.513 | 0 | 18.9005 | 61.1507 | 23.853 | -0.24968 | 25.799 | 0 | 0 | 0 | 0 | 0 | 0 | 0 | 29.4171 | 7 | 0 | 0 | 49.4023 | 36.4171 | 1.3541 | 18.2489 | 0.4163 | -0.004425 | 0.41187 | 0.020815 | -0.00022125 | 0.020593 |  | -0.03782 |  | 0 | 0 | -0.24968 | 0 | 0 | -0.24968 | 0 | 9999 | 0
SGSWindow-High-rise Office (VAV with Central Chillers / Ele Boilers)-Spokane |  | 30 | 36.9757 | 0 | 35 | 0 | 0 |  |  |  | 39.9523 | 0.030484 | 0.030264 | 0 | 0 | 0 | 5.4854 | 12.6759 | 0 | 11.2558 | 2.1 | 4.9 | 0 | 0 | 0 | 0 | 0 | 0 | 0 | 0 | 0 | 0 | 7.5854 | 17.5759 | 0 | 11.2558 | 36.4171 | 21.7476 | 10.7715 | 0 | 0 | 32.5191 | 7.5854 | 4.2871 | 21.7476 | 12.7503 | 0 | 0 | 34.4979 | 17.5759 | 1.9628 | 21.7476 | 23.5218 | 0 | 0 | 45.2694 | 25.1612 | 3.0194 | 1.7992 | 13.9703 | 32.3701 | 0 | 20.7303 | 67.0707 | 21.7476 | 0 | 23.5218 | 0 | 0 | 0 | 0 | 0 | 0 | 0 | 29.4171 | 7 | 0 | 0 | 45.2694 | 36.4171 | 1.2431 | 23.7497 | 0.37955 | 0 | 0.37955 | 0.018977 | 0 | 0.018977 |  | 0 |  | 0 | 0 | 0 | 0 | 0 | 0 | 0 | 9999 | 9999
SGSWindow-High-rise Office (VAV with Central Chillers / Ele Boilers)-Missoula |  | 30 | 35.2309 | 0 | 35 | 0 | 0 |  |  |  | 38.067 | 0.029046 | 0.028836 | 0 | 0 | 0 | 5.4854 | 12.6759 | 0 | 11.2558 | 2.1 | 4.9 | 0 | 0 | 0 | 0 | 0 | 0 | 0 | 0 | 0 | 0 | 7.5854 | 17.5759 | 0 | 11.2558 | 36.4171 | 20.7213 | 10.2632 | 0 | 0 | 30.9846 | 7.5854 | 4.0848 | 20.7213 | 12.1486 | 0 | 0 | 32.87 | 17.5759 | 1.8702 | 20.7213 | 22.4118 | 0 | 0 | 43.1332 | 25.1612 | 5.3144 | 1.7143 | 14.6622 | 33.9733 | 0 | 21.757 | 70.3925 | 20.7213 | 0 | 22.4118 | 0 | 0 | 0 | 0 | 0 | 0 | 0 | 29.4171 | 7 | 0 | 0 | 43.1332 | 36.4171 | 1.1844 | 27.0714 | 0.36164 | 0 | 0.36164 | 0.018082 | 0 | 0.018082 |  | 0 |  | 0 | 0 | 0 | 0 | 0 | 0 | 0 | 9999 | 9999
SGSWindow-Mid-rise Office (Apackaged VAV with Electric reheat)-Portland |  | 30 | 27.7747 | 0 | 35 | 0 | 0 |  |  |  | 30.0106 | 0.022898 | 0.022733 | 0 | 0 | 0 | 5.4854 | 12.6759 | 0 | 11.2558 | 2.1 | 4.9 | 0 | 0 | 0 | 0 | 0 | 0 | 0 | 0 | 0 | 0 | 7.5854 | 17.5759 | 0 | 11.2558 | 36.4171 | 16.3359 | 8.0911 | 0 | 0 | 24.4271 | 7.5854 | 3.2203 | 16.3359 | 9.5775 | 0 | 0 | 25.9134 | 17.5759 | 1.4744 | 16.3359 | 17.6686 | 0 | 0 | 34.0046 | 25.1612 | 18.3708 | 1.3515 | 18.5983 | 43.0935 | 0 | 27.5977 | 89.2895 | 16.3359 | 0 | 17.6686 | 0 | 0 | 0 | 0 | 0 | 0 | 0 | 29.4171 | 7 | 0 | 0 | 34.0046 | 36.4171 | 0.93375 | 45.9685 | 0.2851 | 0 | 0.2851 | 0.014255 | 0 | 0.014255 |  | 0 |  | 0 | 0 | 0 | 0 | 0 | 0 | 0 | 9999 | 9999
SGSWindow-High-rise Office (VAV with Central Chillers / Ele Boilers)-Portland |  | 30 | 26.3273 | 0 | 35 | 0 | 0 |  |  |  | 28.4467 | 0.021705 | 0.021549 | 0 | 0 | 0 | 5.4854 | 12.6759 | 0 | 11.2558 | 2.1 | 4.9 | 0 | 0 | 0 | 0 | 0 | 0 | 0 | 0 | 0 | 0 | 7.5854 | 17.5759 | 0 | 11.2558 | 36.4171 | 15.4846 | 7.6695 | 0 | 0 | 23.1541 | 7.5854 | 3.0525 | 15.4846 | 9.0784 | 0 | 0 | 24.563 | 17.5759 | 1.3975 | 15.4846 | 16.7479 | 0 | 0 | 32.2325 | 25.1612 | 21.7624 | 1.281 | 19.6207 | 45.4627 | 0 | 29.115 | 94.1984 | 15.4846 | 0 | 16.7479 | 0 | 0 | 0 | 0 | 0 | 0 | 0 | 29.4171 | 7 | 0 | 0 | 32.2325 | 36.4171 | 0.88509 | 50.8774 | 0.27025 | 0 | 0.27025 | 0.013512 | 0 | 0.013512 |  | 0 |  | 0 | 0 | 0 | 0 | 0 | 0 | 0 | 9999 | 9999
SGSWindow-Small Office (AC with Ele Furnace)-Spokane |  | 30 | 17.9277 | 0 | 35 | 0 | 0 |  |  |  | 19.3709 | 0.01478 | 0.014674 | 0 | 0 | 0 | 5.4854 | 12.6759 | 0 | 11.2558 | 2.1 | 4.9 | 0 | 0 | 0 | 0 | 0 | 0 | 0 | 0 | 0 | 0 | 7.5854 | 17.5759 | 0 | 11.2558 | 36.4171 | 10.5443 | 5.2226 | 0 | 0 | 15.7669 | 7.5854 | 2.0786 | 10.5443 | 6.182 | 0 | 0 | 16.7263 | 17.5759 | 0.95166 | 10.5443 | 11.4045 | 0 | 0 | 21.9489 | 25.1612 | 52.2559 | 0.87233 | 28.8136 | 66.7633 | 0 | 42.7562 | 138.333 | 10.5443 | 0 | 11.4045 | 0 | 0 | 0 | 0 | 0 | 0 | 0 | 29.4171 | 7 | 0 | 0 | 21.9489 | 36.4171 | 0.60271 | 95.012 | 0.18403 | 0 | 0.18403 | 0.0092012 | 0 | 0.0092012 |  | 0 |  | 0 | 0 | 0 | 0 | 0 | 0 | 0 | 9999 | 9999
SGSWindow-Small Office (AC with Ele Furnace)-Missoula |  | 30 | 16.1192 | 0 | 35 | 0 | 0 |  |  |  | 17.4169 | 0.013289 | 0.013193 | 0 | 0 | 0 | 5.4854 | 12.6759 | 0 | 11.2558 | 2.1 | 4.9 | 0 | 0 | 0 | 0 | 0 | 0 | 0 | 0 | 0 | 0 | 7.5854 | 17.5759 | 0 | 11.2558 | 36.4171 | 9.4807 | 4.6958 | 0 | 0 | 14.1764 | 7.5854 | 1.8689 | 9.4807 | 5.5584 | 0 | 0 | 15.039 | 17.5759 | 0.85567 | 9.4807 | 10.2541 | 0 | 0 | 19.7348 | 25.1612 | 62.9786 | 0.78433 | 32.0462 | 74.2534 | 0 | 47.553 | 153.8526 | 9.4807 | 0 | 10.2541 | 0 | 0 | 0 | 0 | 0 | 0 | 0 | 29.4171 | 7 | 0 | 0 | 19.7348 | 36.4171 | 0.54191 | 110.5316 | 0.16546 | 0 | 0.16546 | 0.008273 | 0 | 0.008273 |  | 0 |  | 0 | 0 | 0 | 0 | 0 | 0 | 0 | 9999 | 9999
SGSWindow-Mid-rise Office (Apackaged VAV with Gas)-Spokane |  | 30 | 8.4303 | 1.6506 | 35 | 0 | 0 |  |  |  | 9.0552 | 0.0013239 | 0.0013144 | 1.6671 | 0 | 0 | 5.4854 | 12.6759 | 0 | 11.2558 | 2.1 | 4.9 | 0 | 0 | 0 | 0 | 0 | 0 | 0 | 0 | 0 | 0 | 7.5854 | 17.5759 | 0 | 11.2558 | 36.4171 | 4.6617 | 0.4678 | 0 | 0 | 5.1296 | 7.5854 | 0.67624 | 4.6617 | 0.55374 | 0 | 0 | 5.2155 | 17.5759 | 0.29674 | 4.6617 | 1.0215 | 0 | 0 | 5.6833 | 25.1612 | 196.1564 | 0.22587 | 61.6379 | 142.8194 | 0 | 91.4637 | 295.921 | 4.6617 | 11.0061 | 1.0215 | 0 | 0 | 0 | 0 | 0 | 0 | 0 | 29.4171 | 7 | 0 | 0 | 16.6894 | 36.4171 | 0.45829 | 198.1856 | 0.086025 | 0.19505 | 0.28108 | 0.0043012 | 0.0097527 | 0.014054 |  | 1.6671 |  | 0 | 0 | 11.0061 | 0 | 0 | 11.0061 | 0 | 0 | 9999
SGSWindow-Small Office (Air-source Heat Pump)-Spokane |  | 30 | 12.3934 | 0 | 35 | 0 | 0 |  |  |  | 13.3911 | 0.010218 | 0.010144 | 0 | 0 | 0 | 5.4854 | 12.6759 | 0 | 11.2558 | 2.1 | 4.9 | 0 | 0 | 0 | 0 | 0 | 0 | 0 | 0 | 0 | 0 | 7.5854 | 17.5759 | 0 | 11.2558 | 36.4171 | 7.2893 | 3.6104 | 0 | 0 | 10.8997 | 7.5854 | 1.4369 | 7.2893 | 4.2736 | 0 | 0 | 11.5629 | 17.5759 | 0.65789 | 7.2893 | 7.884 | 0 | 0 | 15.1733 | 25.1612 | 94.9354 | 0.60304 | 41.6802 | 96.5761 | 0 | 61.8488 | 200.1052 | 7.2893 | 0 | 7.884 | 0 | 0 | 0 | 0 | 0 | 0 | 0 | 29.4171 | 7 | 0 | 0 | 15.1733 | 36.4171 | 0.41665 | 156.7842 | 0.12722 | 0 | 0.12722 | 0.0063608 | 0 | 0.0063608 |  | 0 |  | 0 | 0 | 0 | 0 | 0 | 0 | 0 | 9999 | 9999
SGSWindow-High-rise Office (VAV with Central Chillers / Gas Boilers)-Spokane |  | 30 | 11.0624 | 1.1052 | 35 | 0 | 0 |  |  |  | 11.8825 | 0.0017373 | 0.0017247 | 1.1163 | 0 | 0 | 5.4854 | 12.6759 | 0 | 11.2558 | 2.1 | 4.9 | 0 | 0 | 0 | 0 | 0 | 0 | 0 | 0 | 0 | 0 | 7.5854 | 17.5759 | 0 | 11.2558 | 36.4171 | 6.1172 | 0.61386 | 0 | 0 | 6.7311 | 7.5854 | 0.88738 | 6.1172 | 0.72663 | 0 | 0 | 6.8439 | 17.5759 | 0.38939 | 6.1172 | 1.3405 | 0 | 0 | 7.4577 | 25.1612 | 147.509 | 0.2964 | 46.9721 | 108.8378 | 0 | 69.7014 | 225.5113 | 6.1172 | 7.3693 | 1.3405 | 0 | 0 | 0 | 0 | 0 | 0 | 0 | 29.4171 | 7 | 0 | 0 | 14.8271 | 36.4171 | 0.40715 | 171.576 | 0.11288 | 0.1306 | 0.24349 | 0.0056442 | 0.0065301 | 0.012174 |  | 1.1163 |  | 0 | 0 | 7.3693 | 0 | 0 | 7.3693 | 0 | 0 | 9999
SGSWindow-Small Office (AC with Ele Furnace)-Portland |  | 30 | 11.4705 | 0 | 35 | 0 | 0 |  |  |  | 12.3939 | 0.0094567 | 0.0093884 | 0 | 0 | 0 | 5.4854 | 12.6759 | 0 | 11.2558 | 2.1 | 4.9 | 0 | 0 | 0 | 0 | 0 | 0 | 0 | 0 | 0 | 0 | 7.5854 | 17.5759 | 0 | 11.2558 | 36.4171 | 6.7465 | 3.3415 | 0 | 0 | 10.088 | 7.5854 | 1.3299 | 6.7465 | 3.9553 | 0 | 0 | 10.7018 | 17.5759 | 0.60889 | 6.7465 | 7.2968 | 0 | 0 | 14.0433 | 25.1612 | 106.06 | 0.55813 | 45.034 | 104.347 | 0 | 66.8254 | 216.2064 | 6.7465 | 0 | 7.2968 | 0 | 0 | 0 | 0 | 0 | 0 | 0 | 29.4171 | 7 | 0 | 0 | 14.0433 | 36.4171 | 0.38562 | 172.8854 | 0.11774 | 0 | 0.11774 | 0.0058871 | 0 | 0.0058871 |  | 0 |  | 0 | 0 | 0 | 0 | 0 | 0 | 0 | 9999 | 9999
SGSWindow-High-rise Office (VAV with Central Chillers / Gas Boilers)-Missoula |  | 30 | 10.2772 | 1.0643 | 35 | 0 | 0 |  |  |  | 11.039 | 0.001614 | 0.0016023 | 1.0749 | 0 | 0 | 5.4854 | 12.6759 | 0 | 11.2558 | 2.1 | 4.9 | 0 | 0 | 0 | 0 | 0 | 0 | 0 | 0 | 0 | 0 | 7.5854 | 17.5759 | 0 | 11.2558 | 36.4171 | 5.683 | 0.57029 | 0 | 0 | 6.2533 | 7.5854 | 0.82439 | 5.683 | 0.67505 | 0 | 0 | 6.3581 | 17.5759 | 0.36175 | 5.683 | 1.2453 | 0 | 0 | 6.9284 | 25.1612 | 159.4138 | 0.27536 | 50.5611 | 117.1537 | 0 | 75.027 | 242.7417 | 5.683 | 7.0964 | 1.2453 | 0 | 0 | 0 | 0 | 0 | 0 | 0 | 29.4171 | 7 | 0 | 0 | 14.0248 | 36.4171 | 0.38512 | 187.1386 | 0.10487 | 0.12577 | 0.23064 | 0.0052435 | 0.0062883 | 0.011532 |  | 1.0749 |  | 0 | 0 | 7.0964 | 0 | 0 | 7.0964 | 0 | 0 | 9999
SGSWindow-Small Office (Air-source Heat Pump)-Missoula |  | 30 | 11.3572 | 0 | 35 | 0 | 0 |  |  |  | 12.2715 | 0.0093633 | 0.0092957 | 0 | 0 | 0 | 5.4854 | 12.6759 | 0 | 11.2558 | 2.1 | 4.9 | 0 | 0 | 0 | 0 | 0 | 0 | 0 | 0 | 0 | 0 | 7.5854 | 17.5759 | 0 | 11.2558 | 36.4171 | 6.6798 | 3.3085 | 0 | 0 | 9.9884 | 7.5854 | 1.3168 | 6.6798 | 3.9163 | 0 | 0 | 10.5961 | 17.5759 | 0.60288 | 6.6798 | 7.2248 | 0 | 0 | 13.9046 | 25.1612 | 107.5497 | 0.55262 | 45.4831 | 105.3876 | 0 | 67.4918 | 218.3625 | 6.6798 | 0 | 7.2248 | 0 | 0 | 0 | 0 | 0 | 0 | 0 | 29.4171 | 7 | 0 | 0 | 13.9046 | 36.4171 | 0.38182 | 175.0414 | 0.11658 | 0 | 0.11658 | 0.005829 | 0 | 0.005829 |  | 0 |  | 0 | 0 | 0 | 0 | 0 | 0 | 0 | 9999 | 9999
SGSWindow-Mid-rise Office (Apackaged VAV with Gas)-Missoula |  | 30 | 6.8923 | 1.3704 | 35 | 0 | 0 |  |  |  | 7.4033 | 0.0010824 | 0.0010746 | 1.3841 | 0 | 0 | 5.4854 | 12.6759 | 0 | 11.2558 | 2.1 | 4.9 | 0 | 0 | 0 | 0 | 0 | 0 | 0 | 0 | 0 | 0 | 7.5854 | 17.5759 | 0 | 11.2558 | 36.4171 | 3.8113 | 0.38246 | 0 | 0 | 4.1938 | 7.5854 | 0.55287 | 3.8113 | 0.45272 | 0 | 0 | 4.264 | 17.5759 | 0.24261 | 3.8113 | 0.83518 | 0 | 0 | 4.6465 | 25.1612 | 241.7787 | 0.18467 | 75.3917 | 174.688 | 0 | 111.8728 | 361.9524 | 3.8113 | 9.138 | 0.83518 | 0 | 0 | 0 | 0 | 0 | 0 | 0 | 29.4171 | 7 | 0 | 0 | 13.7844 | 36.4171 | 0.37852 | 262.8285 | 0.070332 | 0.16195 | 0.23228 | 0.0035166 | 0.0080973 | 0.011614 |  | 1.3841 |  | 0 | 0 | 9.138 | 0 | 0 | 9.138 | 0 | 0 | 9999
SGSWindow-High-rise Office (VAV with Central Chillers / Gas Boilers)-Portland |  | 30 | 9.7258 | 0.70805 | 35 | 0 | 0 |  |  |  | 10.4467 | 0.0015274 | 0.0015163 | 0.71513 | 0 | 0 | 5.4854 | 12.6759 | 0 | 11.2558 | 2.1 | 4.9 | 0 | 0 | 0 | 0 | 0 | 0 | 0 | 0 | 0 | 0 | 7.5854 | 17.5759 | 0 | 11.2558 | 36.4171 | 5.3781 | 0.53969 | 0 | 0 | 5.9178 | 7.5854 | 0.78016 | 5.3781 | 0.63883 | 0 | 0 | 6.017 | 17.5759 | 0.34234 | 5.3781 | 1.1785 | 0 | 0 | 6.5566 | 25.1612 | 168.9224 | 0.26059 | 53.4276 | 123.7957 | 0 | 79.2806 | 256.504 | 5.3781 | 4.7212 | 1.1785 | 0 | 0 | 0 | 0 | 0 | 0 | 0 | 29.4171 | 7 | 0 | 0 | 11.2779 | 36.4171 | 0.30969 | 214.9492 | 0.099245 | 0.083671 | 0.18292 | 0.0049622 | 0.0041835 | 0.0091457 |  | 0.71513 |  | 0 | 0 | 4.7212 | 0 | 0 | 4.7212 | 0 | 0 | 9999
SGSWindow-Small Office (Air-source Heat Pump)-Portland |  | 30 | 9.1407 | 0 | 35 | 0 | 0 |  |  |  | 9.8766 | 0.007536 | 0.0074816 | 0 | 0 | 0 | 5.4854 | 12.6759 | 0 | 11.2558 | 2.1 | 4.9 | 0 | 0 | 0 | 0 | 0 | 0 | 0 | 0 | 0 | 0 | 7.5854 | 17.5759 | 0 | 11.2558 | 36.4171 | 5.3762 | 2.6628 | 0 | 0 | 8.039 | 7.5854 | 1.0598 | 5.3762 | 3.152 | 0 | 0 | 8.5282 | 17.5759 | 0.48522 | 5.3762 | 5.8148 | 0 | 0 | 11.191 | 25.1612 | 144.133 | 0.44477 | 56.5119 | 130.9422 | 0 | 83.8573 | 271.3113 | 5.3762 | 0 | 5.8148 | 0 | 0 | 0 | 0 | 0 | 0 | 0 | 29.4171 | 7 | 0 | 0 | 11.191 | 36.4171 | 0.3073 | 227.9903 | 0.093829 | 0 | 0.093829 | 0.0046914 | 0 | 0.0046914 |  | 0 |  | 0 | 0 | 0 | 0 | 0 | 0 | 0 | 9999 | 9999
SGSWindow-Mid-rise Office (Apackaged VAV with Gas)-Portland |  | 30 | 6.4607 | 0.89468 | 35 | 0 | 0 |  |  |  | 6.9396 | 0.0010146 | 0.0010073 | 0.90363 | 0 | 0 | 5.4854 | 12.6759 | 0 | 11.2558 | 2.1 | 4.9 | 0 | 0 | 0 | 0 | 0 | 0 | 0 | 0 | 0 | 0 | 7.5854 | 17.5759 | 0 | 11.2558 | 36.4171 | 3.5726 | 0.35851 | 0 | 0 | 3.9311 | 7.5854 | 0.51825 | 3.5726 | 0.42437 | 0 | 0 | 3.997 | 17.5759 | 0.22741 | 3.5726 | 0.78288 | 0 | 0 | 4.3555 | 25.1612 | 258.486 | 0.1731 | 80.4284 | 186.3585 | 0 | 119.3468 | 386.1337 | 3.5726 | 5.9656 | 0.78288 | 0 | 0 | 0 | 0 | 0 | 0 | 0 | 29.4171 | 7 | 0 | 0 | 10.3211 | 36.4171 | 0.28341 | 314.5785 | 0.065927 | 0.10572 | 0.17165 | 0.0032963 | 0.0052862 | 0.0085826 |  | 0.90363 |  | 0 | 0 | 5.9656 | 0 | 0 | 5.9656 | 0 | 0 | 9999
SGSWindow-Small Office (AC with Gas Furnace)-Spokane |  | 30 | 8.3753 | 0.40741 | 35 | 0 | 0 |  |  |  | 8.9845 | 0.0011416 | 0.0011333 | 0.41148 | 0 | 0 | 5.4854 | 12.6759 | 0 | 11.2558 | 2.1 | 4.9 | 0 | 0 | 0 | 0 | 0 | 0 | 0 | 0 | 0 | 0 | 7.5854 | 17.5759 | 0 | 11.2558 | 36.4171 | 4.6867 | 0.40337 | 0 | 0 | 5.0901 | 7.5854 | 0.67104 | 4.6867 | 0.47747 | 0 | 0 | 5.1642 | 17.5759 | 0.29382 | 4.6867 | 0.88084 | 0 | 0 | 5.5675 | 25.1612 | 198.8533 | 0.22127 | 62.1232 | 143.944 | 0 | 92.1839 | 298.2511 | 4.6867 | 2.7165 | 0.88084 | 0 | 0 | 0 | 0 | 0 | 0 | 0 | 29.4171 | 7 | 0 | 0 | 8.2841 | 36.4171 | 0.22748 | 268.7891 | 0.085354 | 0.048143 | 0.1335 | 0.0042676 | 0.0024072 | 0.0066748 |  | 0.41148 |  | 0 | 0 | 2.7165 | 0 | 0 | 2.7165 | 0 | 0 | 9999
SGSWindow-Small Office (AC with Gas Furnace)-Missoula |  | 30 | 7.5704 | 0.36461 | 35 | 0 | 0 |  |  |  | 8.121 | 0.0010318 | 0.0010244 | 0.36826 | 0 | 0 | 5.4854 | 12.6759 | 0 | 11.2558 | 2.1 | 4.9 | 0 | 0 | 0 | 0 | 0 | 0 | 0 | 0 | 0 | 0 | 7.5854 | 17.5759 | 0 | 11.2558 | 36.4171 | 4.2363 | 0.3646 | 0 | 0 | 4.6009 | 7.5854 | 0.60655 | 4.2363 | 0.43158 | 0 | 0 | 4.6679 | 17.5759 | 0.26558 | 4.2363 | 0.79618 | 0 | 0 | 5.0325 | 25.1612 | 220.7639 | 0.20001 | 68.7286 | 159.2492 | 0 | 101.9856 | 329.9634 | 4.2363 | 2.4312 | 0.79618 | 0 | 0 | 0 | 0 | 0 | 0 | 0 | 29.4171 | 7 | 0 | 0 | 7.4636 | 36.4171 | 0.20495 | 300.7214 | 0.077151 | 0.043086 | 0.12024 | 0.0038575 | 0.0021543 | 0.0060118 |  | 0.36826 |  | 0 | 0 | 2.4312 | 0 | 0 | 2.4312 | 0 | 0 | 9999
SGSWindow-Small Office (AC with Gas Furnace)-Portland |  | 30 | 7.1671 | 0.18354 | 35 | 0 | 0 |  |  |  | 7.6884 | 0.00097688 | 0.00096983 | 0.18537 | 0 | 0 | 5.4854 | 12.6759 | 0 | 11.2558 | 2.1 | 4.9 | 0 | 0 | 0 | 0 | 0 | 0 | 0 | 0 | 0 | 0 | 7.5854 | 17.5759 | 0 | 11.2558 | 36.4171 | 4.0106 | 0.34518 | 0 | 0 | 4.3558 | 7.5854 | 0.57423 | 4.0106 | 0.40859 | 0 | 0 | 4.4192 | 17.5759 | 0.25143 | 4.0106 | 0.75377 | 0 | 0 | 4.7644 | 25.1612 | 233.5923 | 0.18935 | 72.596 | 168.2102 | 0 | 107.7243 | 348.5305 | 4.0106 | 1.2238 | 0.75377 | 0 | 0 | 0 | 0 | 0 | 0 | 0 | 29.4171 | 7 | 0 | 0 | 5.9882 | 36.4171 | 0.16443 | 329.604 | 0.073041 | 0.021689 | 0.09473 | 0.003652 | 0.0010844 | 0.0047364 |  | 0.18537 |  | 0 | 0 | 1.2238 | 0 | 0 | 1.2238 | 0 | 0 | 9999
Supply Curve Results; Categories sorted by TRC Net Levelized Cost
Totals for Categories with Benefits Exceeding Costs. Levelized cost is TRC Net Levelized Cost (Net of Benefits) | [12 empty] | Savings Allocation by Cost Bin and Month for Segments 1 | [12 empty] | Savings Allocation by Cost Bin and Month for Segments 2
| Totals Basis | Busbar Electric Savings in kWh | First Cost | Admin Cost | First Year Program Cost | PV Cost | PV Benefits | Unit Program Cost: First Year Program Cost in $/average annual kW saved | Utility System Net Levelized Cost (Net of T&D Capacity Benefits, Act Credit & Risk-Mitigation) in mills/kWh | TRC Net Levelized Cost (Net of All Benefits) in mills/kWh | TRC B/C Ratio | Net Electric & Gas System CO2 Avoided (Lifetime Tons) | Jan | Feb | Mar | Apr | May | Jun | Jul | Aug | Sep | Oct | Nov | Dec |  | Jan | Feb | Mar | Apr | May | Jun | Jul | Aug | Sep | Oct | Nov | Dec
| Measures with B/C > 1.00 | 230.8716 | 210 | 0 | 210 | 176.5025 | 261.3475 | 7968.0652 | -8.5917 | 13.0122 | 1.5377 | 2.1889 | 33.6632 | 24.1186 | 17.471 | 17.0634 | 5.984 | 3.0583 | 1.3309 | 1.3817 | 2.9473 | 11.9779 | 19.2634 | 44.3741 |  | 9.7772 | 6.5331 | 3.7756 | 3.6013 | 1.3792 | 0.62528 | 0.31388 | 0.2449 | 0.79548 | 2.261 | 5.9184 | 13.0124
| Categories with B/C > 1.00 | 172.4143 | 140 | 28 | 168 | 145.6683 | 195.1104 | 8535.7171 | -0.3685 | 18.9528 | 1.3553 | 1.6335 | 5.7775 | 4.231 | 3.2562 | 3.2394 | 1.6179 | 1.3764 | 1.2326 | 1.3908 | 1.394 | 2.6401 | 3.5238 | 7.5455 |  | 1.6803 | 1.1466 | 0.70232 | 0.70502 | 0.38848 | 0.29985 | 0.35828 | 0.31558 | 0.41793 | 0.52176 | 1.0766 | 2.2134
Supply Curve Results: By TRC Net Levelized Cost - Net of Benefits
| Block 1: <= 0 mills/kWh | 0 | 0 | 0 | 0 | 0 | 0 | 0 | 0 | 0 | 0 | 0 | 0 | 0 | 0 | 0 | 0 | 0 | 0 | 0 | 0 | 0 | 0 | 0 |  | 0 | 0 | 0 | 0 | 0 | 0 | 0 | 0 | 0 | 0 | 0 | 0
| Block 2: <= 10 mills/kWh | 50.5748 | 35 | 7 | 42 | 36.4171 | 57.3056 | 7274.7659 | -6.7137 | 9.6625 | 1.5736 | 0.48047 | 7.3743 | 5.2834 | 3.8272 | 3.7379 | 1.3109 | 0.66996 | 0.29155 | 0.30267 | 0.64563 | 2.6239 | 4.2199 | 9.7206 |  | 2.1418 | 1.4311 | 0.82709 | 0.7889 | 0.30213 | 0.13697 | 0.06876 | 0.053648 | 0.17426 | 0.4953 | 1.2965 | 2.8505
| Block 3: 10-20 mills/kWh | 43.8201 | 35 | 7 | 42 | 36.4171 | 49.4023 | 8396.1381 | -1.0709 | 18.2489 | 1.3541 | 0.41187 | 6.3894 | 4.5778 | 3.3161 | 3.2387 | 1.1358 | 0.58048 | 0.25261 | 0.26224 | 0.5594 | 2.2734 | 3.6563 | 8.4223 |  | 1.8557 | 1.24 | 0.71663 | 0.68353 | 0.26178 | 0.11868 | 0.059576 | 0.046483 | 0.15098 | 0.42915 | 1.1233 | 2.4698
| Block 4: 20-30 mills/kWh | 78.0194 | 70 | 14 | 84 | 72.8342 | 88.4026 | 9431.5045 | 4.1392 | 25.3704 | 1.2145 | 0.74119 | 11.3759 | 8.1505 | 5.9041 | 5.7663 | 2.0222 | 1.0335 | 0.44976 | 0.46691 | 0.99598 | 4.0478 | 6.5098 | 14.9955 |  | 3.304 | 2.2077 | 1.2759 | 1.217 | 0.46608 | 0.2113 | 0.10607 | 0.08276 | 0.26882 | 0.76408 | 2 | 4.3973
| Block 5: 30-40 mills/kWh | 0 | 0 | 0 | 0 | 0 | 0 | 0 | 0 | 0 | 0 | 0 | 0 | 0 | 0 | 0 | 0 | 0 | 0 | 0 | 0 | 0 | 0 | 0 |  | 0 | 0 | 0 | 0 | 0 | 0 | 0 | 0 | 0 | 0 | 0 | 0
| Block 6: 40-50 mills/kWh | 30.0106 | 35 | 7 | 42 | 36.4171 | 34.0046 | 12259.6715 | 18.3708 | 45.9685 | 0.93375 | 0.2851 | 4.3758 | 3.1351 | 2.271 | 2.218 | 0.77785 | 0.39755 | 0.173 | 0.1796 | 0.38311 | 1.557 | 2.504 | 5.7681 |  | 1.2709 | 0.84922 | 0.49079 | 0.46812 | 0.17928 | 0.081279 | 0.040801 | 0.031834 | 0.1034 | 0.29391 | 0.76932 | 1.6915
| Block 7: 50-60 mills/kWh | 28.4467 | 35 | 7 | 42 | 36.4171 | 32.2325 | 12933.6725 | 21.7624 | 50.8774 | 0.88509 | 0.27025 | 4.1478 | 2.9718 | 2.1527 | 2.1025 | 0.73732 | 0.37683 | 0.16399 | 0.17024 | 0.36314 | 1.4759 | 2.3735 | 5.4675 |  | 1.2047 | 0.80497 | 0.46521 | 0.44373 | 0.16994 | 0.077043 | 0.038675 | 0.030175 | 0.098014 | 0.27859 | 0.72923 | 1.6033
| Block 8: 60-70 mills/kWh | 0 | 0 | 0 | 0 | 0 | 0 | 0 | 0 | 0 | 0 | 0 | 0 | 0 | 0 | 0 | 0 | 0 | 0 | 0 | 0 | 0 | 0 | 0 |  | 0 | 0 | 0 | 0 | 0 | 0 | 0 | 0 | 0 | 0 | 0 | 0
| Block 9: 70-80 mills/kWh | 0 | 0 | 0 | 0 | 0 | 0 | 0 | 0 | 0 | 0 | 0 | 0 | 0 | 0 | 0 | 0 | 0 | 0 | 0 | 0 | 0 | 0 | 0 |  | 0 | 0 | 0 | 0 | 0 | 0 | 0 | 0 | 0 | 0 | 0 | 0
| Block 10: 80-90 mills/kWh | 0 | 0 | 0 | 0 | 0 | 0 | 0 | 0 | 0 | 0 | 0 | 0 | 0 | 0 | 0 | 0 | 0 | 0 | 0 | 0 | 0 | 0 | 0 |  | 0 | 0 | 0 | 0 | 0 | 0 | 0 | 0 | 0 | 0 | 0 | 0
| Block 11: 90-100 mills/kWh | 19.3709 | 35 | 7 | 42 | 36.4171 | 21.9489 | 18993.4628 | 52.2559 | 95.012 | 0.60271 | 0.18403 | 2.8244 | 2.0236 | 1.4659 | 1.4317 | 0.50208 | 0.2566 | 0.11167 | 0.11593 | 0.24728 | 1.005 | 1.6163 | 3.7231 |  | 0.82034 | 0.54815 | 0.31679 | 0.30216 | 0.11572 | 0.052463 | 0.026336 | 0.020548 | 0.066743 | 0.18971 | 0.49657 | 1.0918
| Block 12: 100-110 mills/kWh | 0 | 0 | 0 | 0 | 0 | 0 | 0 | 0 | 0 | 0 | 0 | 0 | 0 | 0 | 0 | 0 | 0 | 0 | 0 | 0 | 0 | 0 | 0 |  | 0 | 0 | 0 | 0 | 0 | 0 | 0 | 0 | 0 | 0 | 0 | 0
| Block 13: 110-120 mills/kWh | 17.4169 | 35 | 7 | 42 | 36.4171 | 19.7348 | 21124.3391 | 62.9786 | 110.5316 | 0.54191 | 0.16546 | 2.5395 | 1.8195 | 1.318 | 1.2873 | 0.45143 | 0.23072 | 0.1004 | 0.10423 | 0.22234 | 0.90361 | 1.4532 | 3.3476 |  | 0.73759 | 0.49285 | 0.28483 | 0.27168 | 0.10405 | 0.047171 | 0.023679 | 0.018475 | 0.060011 | 0.17057 | 0.44648 | 0.98165
| Block 14: 120-130 mills/kWh | 0 | 0 | 0 | 0 | 0 | 0 | 0 | 0 | 0 | 0 | 0 | 0 | 0 | 0 | 0 | 0 | 0 | 0 | 0 | 0 | 0 | 0 | 0 |  | 0 | 0 | 0 | 0 | 0 | 0 | 0 | 0 | 0 | 0 | 0 | 0
| Block 15: 130-140 mills/kWh | 0 | 0 | 0 | 0 | 0 | 0 | 0 | 0 | 0 | 0 | 0 | 0 | 0 | 0 | 0 | 0 | 0 | 0 | 0 | 0 | 0 | 0 | 0 |  | 0 | 0 | 0 | 0 | 0 | 0 | 0 | 0 | 0 | 0 | 0 | 0
| Block 16: 140-150 mills/kWh | 0 | 0 | 0 | 0 | 0 | 0 | 0 | 0 | 0 | 0 | 0 | 0 | 0 | 0 | 0 | 0 | 0 | 0 | 0 | 0 | 0 | 0 | 0 |  | 0 | 0 | 0 | 0 | 0 | 0 | 0 | 0 | 0 | 0 | 0 | 0
| Block 17: 150-160 mills/kWh | 13.3911 | 35 | 7 | 42 | 36.4171 | 15.1733 | 27474.9258 | 94.9354 | 156.7842 | 0.41665 | 0.12722 | 1.9525 | 1.3989 | 1.0134 | 0.98972 | 0.34709 | 0.17739 | 0.077196 | 0.08014 | 0.17095 | 0.69475 | 1.1173 | 2.5738 |  | 0.5671 | 0.37893 | 0.219 | 0.20888 | 0.079997 | 0.036268 | 0.018206 | 0.014205 | 0.04614 | 0.13114 | 0.34328 | 0.75475
| Block 18: 160-170 mills/kWh | 0 | 0 | 0 | 0 | 0 | 0 | 0 | 0 | 0 | 0 | 0 | 0 | 0 | 0 | 0 | 0 | 0 | 0 | 0 | 0 | 0 | 0 | 0 |  | 0 | 0 | 0 | 0 | 0 | 0 | 0 | 0 | 0 | 0 | 0 | 0
| Block 19: 170-180 mills/kWh | 36.5478 | 105 | 21 | 126 | 109.2512 | 42.775 | 30200.4337 | 120.0361 | 173.1836 | 0.39134 | 0.47781 | 4.2465 | 3.1764 | 2.5578 | 2.4711 | 1.3232 | 1.0354 | 0.84136 | 0.91464 | 0.98528 | 1.9965 | 2.6671 | 5.3746 |  | 1.3884 | 0.9942 | 0.69339 | 0.68788 | 0.45781 | 0.36445 | 0.38475 | 0.34332 | 0.43094 | 0.53535 | 0.94809 | 1.7293
| Block 20: 180-190 mills/kWh | 11.039 | 35 | 7 | 42 | 36.4171 | 14.0248 | 33329.0249 | 159.4138 | 187.1386 | 0.38512 | 0.23064 | 0.60391 | 0.55711 | 0.64225 | 0.60207 | 0.63537 | 0.65834 | 0.64954 | 0.71258 | 0.62282 | 0.66599 | 0.56583 | 0.5889 |  | 0.3194 | 0.27521 | 0.26943 | 0.28161 | 0.28843 | 0.27652 | 0.32629 | 0.29464 | 0.3214 | 0.27294 | 0.29338 | 0.31505
| Block 21: 190-200 mills/kWh | 9.0552 | 35 | 7 | 42 | 36.4171 | 16.6894 | 40630.6729 | 196.1564 | 198.1856 | 0.45829 | 0.28108 | 0.49538 | 0.457 | 0.52683 | 0.49387 | 0.52119 | 0.54003 | 0.53281 | 0.58453 | 0.51089 | 0.54631 | 0.46415 | 0.48307 |  | 0.26201 | 0.22575 | 0.22101 | 0.23101 | 0.2366 | 0.22683 | 0.26765 | 0.24169 | 0.26364 | 0.22389 | 0.24065 | 0.25844
| Block 22: > 200 mills/kWh | 59.4601 | 245 | 49 | 294 | 254.9195 | 68.3103 | 43313.7416 | 204.2941 | 269.3797 | 0.26929 | 1.0291 | 3.4228 | 2.9846 | 3.2259 | 3.2575 | 3.4247 | 4.016 | 4.3116 | 4.8688 | 4.0307 | 3.8434 | 3.0539 | 3.8526 |  | 1.3238 | 1.0889 | 0.98673 | 1.0934 | 1.1512 | 1.1907 | 1.5921 | 1.4316 | 1.5472 | 1.1207 | 1.1901 | 1.4515
Shaped Savings Results; By Category and sorted by TRC BC ratio
[13 empty] | Savings Allocation by Cost Bin and Month for Segments 1 Feb: Savings Allocation by Category and Month for Segments 1 |  |  | Savings Allocation by Category and Month for Segments 2
Category | Measure | Busbar Savings | First Cost | Admin Cost | First Year Program Cost | PV Cost | PV Benefits | Unit Program Cost: First Year Program Cost in $/average annual kW saved | Utility System Net Levelized Cost (Net of T&D Capacity Benefits, Act Credit & Risk-Mitigation) in mills/kWh | TRC Net Levelized Cost (Net of All Benefits) in mills/kWh | TRC B/C Ratio | Net Electric & Gas System CO2 Avoided (Lifetime Tons) | Wholesale KW | Jan | Feb | Mar | Apr | May | Jun | Jul | Aug | Sep | Oct | Nov | Dec |  | Jan | Feb | Mar | Apr | May | Jun | Jul | Aug | Sep | Oct | Nov | Dec
SGSWindow-Mid-rise Office (Apackaged VAV with Electric reheat)-Spokane |  | 50.5748 | 35 | 7 | 42 | 36.4171 | 57.3056 | 7274.7659 | -6.7137 | 9.6625 | 1.5736 | 0.48047 | 0.038589 | 7.3743 | 5.2834 | 3.8272 | 3.7379 | 1.3109 | 0.66996 | 0.29155 | 0.30267 | 0.64563 | 2.6239 | 4.2199 | 9.7206 |  | 2.1418 | 1.4311 | 0.82709 | 0.7889 | 0.30213 | 0.13697 | 0.06876 | 0.053648 | 0.17426 | 0.4953 | 1.2965 | 2.8505
SGSWindow-Mid-rise Office (Apackaged VAV with Electric reheat)-Missoula |  | 43.8201 | 35 | 7 | 42 | 36.4171 | 49.4023 | 8396.1381 | -1.0709 | 18.2489 | 1.3541 | 0.41187 | 0.033435 | 6.3894 | 4.5778 | 3.3161 | 3.2387 | 1.1358 | 0.58048 | 0.25261 | 0.26224 | 0.5594 | 2.2734 | 3.6563 | 8.4223 |  | 1.8557 | 1.24 | 0.71663 | 0.68353 | 0.26178 | 0.11868 | 0.059576 | 0.046483 | 0.15098 | 0.42915 | 1.1233 | 2.4698
SGSWindow-High-rise Office (VAV with Central Chillers / Ele Boilers)-Spokane |  | 39.9523 | 35 | 7 | 42 | 36.4171 | 45.2694 | 9208.974 | 3.0194 | 23.7497 | 1.2431 | 0.37955 | 0.030484 | 5.8254 | 4.1737 | 3.0234 | 2.9528 | 1.0355 | 0.52924 | 0.23031 | 0.2391 | 0.51002 | 2.0728 | 3.3335 | 7.6789 |  | 1.6919 | 1.1305 | 0.65337 | 0.6232 | 0.23867 | 0.1082 | 0.054318 | 0.04238 | 0.13766 | 0.39127 | 1.0242 | 2.2518
SGSWindow-High-rise Office (VAV with Central Chillers / Ele Boilers)-Missoula |  | 38.067 | 35 | 7 | 42 | 36.4171 | 43.1332 | 9665.0559 | 5.3144 | 27.0714 | 1.1844 | 0.36164 | 0.029046 | 5.5505 | 3.9768 | 2.8807 | 2.8135 | 0.98667 | 0.50427 | 0.21945 | 0.22781 | 0.48596 | 1.975 | 3.1762 | 7.3166 |  | 1.6121 | 1.0772 | 0.62254 | 0.59379 | 0.22741 | 0.1031 | 0.051755 | 0.04038 | 0.13116 | 0.37281 | 0.97585 | 2.1455
SGSWindow-Mid-rise Office (Apackaged VAV with Electric reheat)-Portland |  | 30.0106 | 35 | 7 | 42 | 36.4171 | 34.0046 | 12259.6715 | 18.3708 | 45.9685 | 0.93375 | 0.2851 | 0.022898 | 4.3758 | 3.1351 | 2.271 | 2.218 | 0.77785 | 0.39755 | 0.173 | 0.1796 | 0.38311 | 1.557 | 2.504 | 5.7681 |  | 1.2709 | 0.84922 | 0.49079 | 0.46812 | 0.17928 | 0.081279 | 0.040801 | 0.031834 | 0.1034 | 0.29391 | 0.76932 | 1.6915
SGSWindow-High-rise Office (VAV with Central Chillers / Ele Boilers)-Portland |  | 28.4467 | 35 | 7 | 42 | 36.4171 | 32.2325 | 12933.6725 | 21.7624 | 50.8774 | 0.88509 | 0.27025 | 0.021705 | 4.1478 | 2.9718 | 2.1527 | 2.1025 | 0.73732 | 0.37683 | 0.16399 | 0.17024 | 0.36314 | 1.4759 | 2.3735 | 5.4675 |  | 1.2047 | 0.80497 | 0.46521 | 0.44373 | 0.16994 | 0.077043 | 0.038675 | 0.030175 | 0.098014 | 0.27859 | 0.72923 | 1.6033
SGSWindow-Small Office (AC with Ele Furnace)-Spokane |  | 19.3709 | 35 | 7 | 42 | 36.4171 | 21.9489 | 18993.4628 | 52.2559 | 95.012 | 0.60271 | 0.18403 | 0.01478 | 2.8244 | 2.0236 | 1.4659 | 1.4317 | 0.50208 | 0.2566 | 0.11167 | 0.11593 | 0.24728 | 1.005 | 1.6163 | 3.7231 |  | 0.82034 | 0.54815 | 0.31679 | 0.30216 | 0.11572 | 0.052463 | 0.026336 | 0.020548 | 0.066743 | 0.18971 | 0.49657 | 1.0918
SGSWindow-Small Office (AC with Ele Furnace)-Missoula |  | 17.4169 | 35 | 7 | 42 | 36.4171 | 19.7348 | 21124.3391 | 62.9786 | 110.5316 | 0.54191 | 0.16546 | 0.013289 | 2.5395 | 1.8195 | 1.318 | 1.2873 | 0.45143 | 0.23072 | 0.1004 | 0.10423 | 0.22234 | 0.90361 | 1.4532 | 3.3476 |  | 0.73759 | 0.49285 | 0.28483 | 0.27168 | 0.10405 | 0.047171 | 0.023679 | 0.018475 | 0.060011 | 0.17057 | 0.44648 | 0.98165
SGSWindow-Mid-rise Office (Apackaged VAV with Gas)-Spokane |  | 9.0552 | 35 | 7 | 42 | 36.4171 | 16.6894 | 40630.6729 | 196.1564 | 198.1856 | 0.45829 | 0.28108 | 0.0013239 | 0.49538 | 0.457 | 0.52683 | 0.49387 | 0.52119 | 0.54003 | 0.53281 | 0.58453 | 0.51089 | 0.54631 | 0.46415 | 0.48307 |  | 0.26201 | 0.22575 | 0.22101 | 0.23101 | 0.2366 | 0.22683 | 0.26765 | 0.24169 | 0.26364 | 0.22389 | 0.24065 | 0.25844
SGSWindow-Small Office (Air-source Heat Pump)-Spokane |  | 13.3911 | 35 | 7 | 42 | 36.4171 | 15.1733 | 27474.9258 | 94.9354 | 156.7842 | 0.41665 | 0.12722 | 0.010218 | 1.9525 | 1.3989 | 1.0134 | 0.98972 | 0.34709 | 0.17739 | 0.077196 | 0.08014 | 0.17095 | 0.69475 | 1.1173 | 2.5738 |  | 0.5671 | 0.37893 | 0.219 | 0.20888 | 0.079997 | 0.036268 | 0.018206 | 0.014205 | 0.04614 | 0.13114 | 0.34328 | 0.75475
SGSWindow-High-rise Office (VAV with Central Chillers / Gas Boilers)-Spokane |  | 11.8825 | 35 | 7 | 42 | 36.4171 | 14.8271 | 30963.2512 | 147.509 | 171.576 | 0.40715 | 0.24349 | 0.0017373 | 0.65005 | 0.59968 | 0.69132 | 0.64807 | 0.68392 | 0.70864 | 0.69917 | 0.76703 | 0.67041 | 0.71688 | 0.60906 | 0.6339 |  | 0.34381 | 0.29624 | 0.29002 | 0.30313 | 0.31047 | 0.29765 | 0.35122 | 0.31716 | 0.34595 | 0.29379 | 0.31579 | 0.33913
SGSWindow-Small Office (AC with Ele Furnace)-Portland |  | 12.3939 | 35 | 7 | 42 | 36.4171 | 14.0433 | 29685.6684 | 106.06 | 172.8854 | 0.38562 | 0.11774 | 0.0094567 | 1.8071 | 1.2948 | 0.9379 | 0.91601 | 0.32124 | 0.16418 | 0.071447 | 0.074172 | 0.15822 | 0.64301 | 1.0341 | 2.3821 |  | 0.52487 | 0.35071 | 0.20269 | 0.19333 | 0.07404 | 0.033567 | 0.01685 | 0.013147 | 0.042704 | 0.12138 | 0.31772 | 0.69854
SGSWindow-High-rise Office (VAV with Central Chillers / Gas Boilers)-Missoula |  | 11.039 | 35 | 7 | 42 | 36.4171 | 14.0248 | 33329.0249 | 159.4138 | 187.1386 | 0.38512 | 0.23064 | 0.001614 | 0.60391 | 0.55711 | 0.64225 | 0.60207 | 0.63537 | 0.65834 | 0.64954 | 0.71258 | 0.62282 | 0.66599 | 0.56583 | 0.5889 |  | 0.3194 | 0.27521 | 0.26943 | 0.28161 | 0.28843 | 0.27652 | 0.32629 | 0.29464 | 0.3214 | 0.27294 | 0.29338 | 0.31505
SGSWindow-Small Office (Air-source Heat Pump)-Missoula |  | 12.2715 | 35 | 7 | 42 | 36.4171 | 13.9046 | 29981.6967 | 107.5497 | 175.0414 | 0.38182 | 0.11658 | 0.0093633 | 1.7893 | 1.282 | 0.92864 | 0.90697 | 0.31807 | 0.16256 | 0.070742 | 0.07344 | 0.15666 | 0.63666 | 1.0239 | 2.3586 |  | 0.51969 | 0.34725 | 0.20069 | 0.19142 | 0.073309 | 0.033235 | 0.016684 | 0.013017 | 0.042282 | 0.12018 | 0.31458 | 0.69165
SGSWindow-Mid-rise Office (Apackaged VAV with Gas)-Missoula |  | 7.4033 | 35 | 7 | 42 | 36.4171 | 13.7844 | 49696.94 | 241.7787 | 262.8285 | 0.37852 | 0.23228 | 0.0010824 | 0.40501 | 0.37363 | 0.43072 | 0.40377 | 0.42611 | 0.44151 | 0.43561 | 0.47789 | 0.41769 | 0.44664 | 0.37947 | 0.39495 |  | 0.21421 | 0.18457 | 0.18069 | 0.18886 | 0.19343 | 0.18545 | 0.21882 | 0.1976 | 0.21554 | 0.18304 | 0.19675 | 0.21129
SGSWindow-High-rise Office (VAV with Central Chillers / Gas Boilers)-Portland |  | 10.4467 | 35 | 7 | 42 | 36.4171 | 11.2779 | 35218.6243 | 168.9224 | 214.9492 | 0.30969 | 0.18292 | 0.0015274 | 0.57151 | 0.52722 | 0.60779 | 0.56977 | 0.60128 | 0.62302 | 0.61469 | 0.67435 | 0.5894 | 0.63026 | 0.53547 | 0.55731 |  | 0.30227 | 0.26044 | 0.25498 | 0.2665 | 0.27295 | 0.26168 | 0.30878 | 0.27884 | 0.30415 | 0.25829 | 0.27764 | 0.29815
SGSWindow-Small Office (Air-source Heat Pump)-Portland |  | 9.8766 | 35 | 7 | 42 | 36.4171 | 11.191 | 37251.7047 | 144.133 | 227.9903 | 0.3073 | 0.093829 | 0.007536 | 1.4401 | 1.0318 | 0.7474 | 0.72997 | 0.25599 | 0.13083 | 0.056936 | 0.059107 | 0.12608 | 0.51241 | 0.82408 | 1.8983 |  | 0.41826 | 0.27948 | 0.16152 | 0.15406 | 0.059002 | 0.026749 | 0.013428 | 0.010477 | 0.03403 | 0.096726 | 0.25319 | 0.55667
SGSWindow-Mid-rise Office (Apackaged VAV with Gas)-Portland |  | 6.9396 | 35 | 7 | 42 | 36.4171 | 10.3211 | 53017.0988 | 258.486 | 314.5785 | 0.28341 | 0.17165 | 0.0010146 | 0.37965 | 0.35023 | 0.40375 | 0.37849 | 0.39943 | 0.41386 | 0.40833 | 0.44796 | 0.39153 | 0.41867 | 0.35571 | 0.37021 |  | 0.20079 | 0.17301 | 0.16938 | 0.17704 | 0.18132 | 0.17383 | 0.20512 | 0.18523 | 0.20205 | 0.17158 | 0.18443 | 0.19806
SGSWindow-Small Office (AC with Gas Furnace)-Spokane |  | 8.9845 | 35 | 7 | 42 | 36.4171 | 8.2841 | 40950.6045 | 198.8533 | 268.7891 | 0.22748 | 0.1335 | 0.0011416 | 0.22702 | 0.25428 | 0.37549 | 0.42597 | 0.63119 | 0.87213 | 1.0132 | 1.163 | 0.90809 | 0.66509 | 0.34759 | 0.22894 |  | 0.068205 | 0.069359 | 0.079781 | 0.11122 | 0.16107 | 0.19675 | 0.30653 | 0.2752 | 0.28677 | 0.14896 | 0.10078 | 0.067877
SGSWindow-Small Office (AC with Gas Furnace)-Missoula |  | 8.121 | 35 | 7 | 42 | 36.4171 | 7.4636 | 45304.7784 | 220.7639 | 300.7214 | 0.20495 | 0.12024 | 0.0010318 | 0.2052 | 0.22984 | 0.3394 | 0.38503 | 0.57053 | 0.78832 | 0.9158 | 1.0512 | 0.82082 | 0.60117 | 0.31418 | 0.20694 |  | 0.06165 | 0.062693 | 0.072113 | 0.10053 | 0.14559 | 0.17784 | 0.27707 | 0.24875 | 0.25921 | 0.13464 | 0.091094 | 0.061354
SGSWindow-Small Office (AC with Gas Furnace)-Portland |  | 7.6884 | 35 | 7 | 42 | 36.4171 | 5.9882 | 47854.0826 | 233.5923 | 329.604 | 0.16443 | 0.09473 | 0.00097688 | 0.19427 | 0.2176 | 0.32132 | 0.36452 | 0.54013 | 0.74632 | 0.86701 | 0.99524 | 0.77709 | 0.56915 | 0.29745 | 0.19591 |  | 0.058366 | 0.059353 | 0.068271 | 0.095177 | 0.13783 | 0.16837 | 0.26231 | 0.2355 | 0.2454 | 0.12747 | 0.086241 | 0.058085
Note on I6: :ProCost Perioodic replacement costs and savinsg of the measure. These are costs and savings that occur periodicially, but at different periods than annually. Can be positive or negative. Periodic replacement costs for both the measure and the baseline measure should be included if applicable. ProCost can analysze these costs in two ways dependent on the 'Repeat Periodic Replacemetn' switch in the ProData page. When set to 'On', ProCost repeats replacement costs for multiple times over the life of a measure depending on the input period and measure life. For example fluorescent lamps may have a 4-year replacement cycle that repeats 3 times in a 15-year measure life. When set to 'Off', ProCost reads the period as the year after installation that the replacement cost occurs and does not subsequently reinstall or repeat the replacement costs. For example a compressor may be replaced only once in the life of a heat-pump system. Example: A new fluorescent lighting systems may have a measure life of 15 years, and a lamp life of five years. Two lamps lamps per fixture must be replaced at years 6 and 11. Lamp and labor costs, expressed as positive costs, are entered as a cost and the period would be enetered as 5. The baseline measure may have a four year lamp life and would have required a three-lamp replacement at years 5, 9 and 13. Lamp and labor replacement costs would be entered as annual savings in dollars with a 4-year period. ProCost determines the net present value of the two cost streams.
Note on O6: :ProCost If the measure has gas savings for incfreases, enter the annual savings and shape of the savings here. Example: Clothes washer saves electric motor and dryer energy and gas water heat.
Note on A7: :Procost Category for the measure. Individual measures can be grouped into categories. Procost output is reported by measure and by category. All measures must belong to at least one category. Category name can be the same as measure name. Example: Measures can be combined into one category if they have components with different load shapes or measure lives. On wash machines there may be one load shape for the electric motor savings component, a second load shape for the electric water heat savings component and a third shape for electric dryer savings component.
Note on B7: :ProCost Name of Measure. User-defined. For PTR measures, defined naming conventions apply.
Note on C7: :ProCost Annual electric savings for the measure in kWh at the site. May be positive, negative or zero. Savings are incremental to the baseline alternative.
Note on D7: :ProCost Physical life of the measure in years. Must be >=1.
Note on E7: :ProCost Initial cost to install the measure in dollars. Costs are incremental to the baseline alternative. Dollars must be denominated in the same year as 'Input Cost Reference Year' input on the ProData page.
Note on F7: :ProCost Annaul opperations and maintenace cost for the measure in dollars. Must be incremental cost over the baseline alternative. May be positive, negative or zero. Dollars must be denominated in the same year as 'Input Cost Reference Year' input on the ProData page. O&M costs are enetered as positive values. Negative values represent O&M savings compared to the baseline alternative. Example: Annualized maintenace cost for a heat pump heating system compared to a baseline electric resistance heating system.
Note on G7: :ProCost Name of the pointer to the shape of the savings. The shapes represent the daily and monthly shape of the savings in four time segments for each month of the year. Shape of the savings is relative to the baseline alternative. These shaps are in the MC_AND_Loadshape file.
Note on H7: :ProCost Annual value of any non-energy benefits of the measure, relative to the baseline alternative. Expressed in dollars per year and denominated in dollars of the 'Cost Reference Year'. Positive value represents dollar savings. Negative value represents dollar cost. Example: Water, detergent and sewer savings from efficient clothes washer.
Note on I7: : Cost in dollars that is incurred for Period 1. Positive value if cost. Negative value if savings. Dollars must be denominated in the same year as 'Input Cost Reference Year' input on the ProData page.
Note on J7: :ProCost Duration of Period1. The time at which Period 1 costs, or savings, occur. In years.
Note on K7: : Cost in dollars that is incurred for Period 2 Positive value if cost. Negative value if savings. Dollars must be denominated in the same year as 'Input Cost Reference Year' input on the ProData page.
Note on L7: :ProCost Duration of Period 2. The time at which Period 2 costs, or savings, occur. In years.
Note on M7: : Cost in dollars that is incurred for Period 3. Positive value if cost. Negative value if savings. Dollars must be denominated in the same year as 'Input Cost Reference Year' input on the ProData page.
Note on N7: :ProCost Duration of Period 3. The time at which Period 3 costs, or savings, occur. In years.
Note on O7: : Annual gas savings, or increases, in therms.
Note on P7: :ProCost Name of the pointer to the shape of the savings. The shapes represent the daily and monthly shape of the savings in four time segments for each month of the year. Shape of the savings is relative to the baseline alternative. These shaps are in the MC_AND_Loadshape file.
Note on BH55: Direct and program administrative costs incurred by the utility system minus benefits that accrue to the utility system.There are separate Utility System Net Levelized Costs for the electric and the gas system. Utility system benefits include deferred transmission and distribution system capacity, risk-mitigation and Regional Act credit all of which are user-determined inputs.Utility System benefits do not include any non-energy benefits such as, other-fuel benefits, O&M benefits or periodic replacement benefits which generally accrue to the customer or to non-utility sponsors. Utility System Net Levelized Costs correspond to Utility System B/C ratio with regard to the costs and benefits included. Benefits are subtracted from costs, then levelized over the life of the measure The Risk-Mitigation credit is used to determine program cost-effectiveness and impacts both the Utility System B/C ratio and the Utility System Net Levelized Cost. If the Risk-Mitigation credit is non-zero, the Utility System Net Levelized Cost will be reduced by the Risk-Mitigation benefit. When using ProCost to build conservation supply curves, the user should set the Risk-Mitigation Credit to zero so the credit is not reflected in the supply curves.
Note on BM55: Direct and program administrative costs of the measure to sponsor. Separate costs for each sponsor. Depends on share of costs incurred by sponsor, sponsor cost of capital, and financing term which are user-defined inputs. Includes applicable Capital, O&M, Periodic Replacement and Program Administrative costs. Sponsor costs are levelized over program life. Does not include any adjustments for benefit. NOTE: Units are per kWh for 'Electric' runs and per therm for 'Gas' runs for all sponsors.
Note on CE55: All costs minus all benefits regardless of which sponsor incurs the cost or accrues the benefits. TRC Net Levelized Cost includes all applicable costs and all benefits. In addition to energy system costs and benefits, TRC Net Levelized Cost includes non-energy, other-fuel, O&M, periodic-replacement and risk-mitigation benefits and costs. TRC Net Levelized Cost corresponds to TRC B/C ratios with regard to the costs and benefits included. Benefits are subtracted from costs, then levelized over the life of the measure. The Risk-Mitigation credit is used to determine program cost-effectiveness and impacts both the TRC B/C ratio and the TRC Net Levelized Cost. If Risk-Mitigation credit is non-zero, TRC Levelized Cost will be reduced by the risk-mitigation benefit. When using ProCost to build conservation supply curves, the user should set the Risk-Mitigation Credit to zero so the credit is not reflected in the supply curves.
Note on CW55: Direct and program administrative costs incurred by the utility system minus benefits that accrue to the utility system.There are separate Utility System Net Levelized Costs for the electric and the gas system. Utility system benefits include deferred transmission and distribution system capacity, risk-mitigation and Regional Act credit all of which are user-determined inputs.Utility System benefits do not include any non-energy benefits such as, other-fuel benefits, O&M benefits or periodic replacement benefits which generally accrue to the customer or to non-utility sponsors. Utility System Net Levelized Costs correspond to Utility System B/C ratio with regard to the costs and benefits included. Benefits are subtracted from costs, then levelized over the life of the measure The Risk-Mitigation credit is used to determine program cost-effectiveness and impacts both the Utility System B/C ratio and the Utility System Net Levelized Cost. If the Risk-Mitigation credit is non-zero, the Utility System Net Levelized Cost will be reduced by the Risk-Mitigation benefit. When using ProCost to build conservation supply curves, the user should set the Risk-Mitigation Credit to zero so the credit is not reflected in the supply curves.
Note on BH81: Direct and program administrative costs incurred by the utility system minus benefits that accrue to the utility system.There are separate Utility System Net Levelized Costs for the electric and the gas system. Utility system benefits include deferred transmission and distribution system capacity, risk-mitigation and Regional Act credit all of which are user-determined inputs.Utility System benefits do not include any non-energy benefits such as, other-fuel benefits, O&M benefits or periodic replacement benefits which generally accrue to the customer or to non-utility sponsors. Utility System Net Levelized Costs correspond to Utility System B/C ratio with regard to the costs and benefits included. Benefits are subtracted from costs, then levelized over the life of the measure The Risk-Mitigation credit is used to determine program cost-effectiveness and impacts both the Utility System B/C ratio and the Utility System Net Levelized Cost. If the Risk-Mitigation credit is non-zero, the Utility System Net Levelized Cost will be reduced by the Risk-Mitigation benefit. When using ProCost to build conservation supply curves, the user should set the Risk-Mitigation Credit to zero so the credit is not reflected in the supply curves.
Note on BM81: Direct and program administrative costs of the measure to sponsor. Separate costs for each sponsor. Depends on share of costs incurred by sponsor, sponsor cost of capital, and financing term which are user-defined inputs. Includes applicable Capital, O&M, Periodic Replacement and Program Administrative costs. Sponsor costs are levelized over program life. Does not include any adjustments for benefit. NOTE: Units are per kWh for 'Electric' runs and per therm for 'Gas' runs for all sponsors.
Note on CE81: All costs minus all benefits regardless of which sponsor incurs the cost or accrues the benefits. TRC Net Levelized Cost includes all applicable costs and all benefits. In addition to energy system costs and benefits, TRC Net Levelized Cost includes non-energy, other-fuel, O&M, periodic-replacement and risk-mitigation benefits and costs. TRC Net Levelized Cost corresponds to TRC B/C ratios with regard to the costs and benefits included. Benefits are subtracted from costs, then levelized over the life of the measure. The Risk-Mitigation credit is used to determine program cost-effectiveness and impacts both the TRC B/C ratio and the TRC Net Levelized Cost. If Risk-Mitigation credit is non-zero, TRC Levelized Cost will be reduced by the risk-mitigation benefit. When using ProCost to build conservation supply curves, the user should set the Risk-Mitigation Credit to zero so the credit is not reflected in the supply curves.
Note on CW81: Direct and program administrative costs incurred by the utility system minus benefits that accrue to the utility system.There are separate Utility System Net Levelized Costs for the electric and the gas system. Utility system benefits include deferred transmission and distribution system capacity, risk-mitigation and Regional Act credit all of which are user-determined inputs.Utility System benefits do not include any non-energy benefits such as, other-fuel benefits, O&M benefits or periodic replacement benefits which generally accrue to the customer or to non-utility sponsors. Utility System Net Levelized Costs correspond to Utility System B/C ratio with regard to the costs and benefits included. Benefits are subtracted from costs, then levelized over the life of the measure The Risk-Mitigation credit is used to determine program cost-effectiveness and impacts both the Utility System B/C ratio and the Utility System Net Levelized Cost. If the Risk-Mitigation credit is non-zero, the Utility System Net Levelized Cost will be reduced by the Risk-Mitigation benefit. When using ProCost to build conservation supply curves, the user should set the Risk-Mitigation Credit to zero so the credit is not reflected in the supply curves.

## MMap
| SGSWindow | [6 empty] | kWh/sfGasEQ
Category | Measure Name | Building | Location | therms/SF | kWh/sf | elecsavelookup | Size | System | Segment | LocFrac | MeasApplic | WT_Reg | Life | Cost | Electric Shape | Gas Shape | Unheated | Non-StoreFront | Tech Feas | Applic
SGSWindow-Small Office (AC with Gas Furnace)-Portland | SGSWindow-Small Office (AC with Gas Furnace)-Portland | Small Office (AC with Gas Furnace) | Portland | 0.18354 | 7.1671 | kWh/sf | Small Office | (AC with Gas Furnace) | SGSWindow-(AC with Gas Furnace) | 78.75% | 39.21% | 30.88% | 30 | 35 | Commercial-All Com-Cool | Commercial-All Com-Heat | 75.9% | 84.99% | 80% | 51.61%
SGSWindow-Small Office (AC with Gas Furnace)-Spokane | SGSWindow-Small Office (AC with Gas Furnace)-Spokane | Small Office (AC with Gas Furnace) | Spokane | 0.40741 | 8.3753 | kWh/sf | Small Office | (AC with Gas Furnace) | SGSWindow-(AC with Gas Furnace) | 17.82% | 39.21% | 6.986% | 30 | 35 | Commercial-All Com-Cool | Commercial-All Com-Heat | 75.9% | 84.99% | 80% | 51.61%
SGSWindow-Small Office (AC with Gas Furnace)-Missoula | SGSWindow-Small Office (AC with Gas Furnace)-Missoula | Small Office (AC with Gas Furnace) | Missoula | 0.36461 | 7.5704 | kWh/sf | Small Office | (AC with Gas Furnace) | SGSWindow-(AC with Gas Furnace) | 3.437% | 39.21% | 1.348% | 30 | 35 | Commercial-All Com-Cool | Commercial-All Com-Heat | 75.9% | 84.99% | 80% | 51.61%
SGSWindow-Small Office (Air-source Heat Pump)-Portland | SGSWindow-Small Office (Air-source Heat Pump)-Portland | Small Office (Air-source Heat Pump) | Portland | 0 | 9.1407 | kWh/sf | Small Office | (Air-source Heat Pump) | SGSWindow-(Air-source Heat Pump) | 78.75% | 19.19% | 15.11% | 30 | 35 | C-All-HVAC-ER-All-All-E | Commercial-All Com-Heat | 75.9% | 84.99% | 80% | 51.61%
SGSWindow-Small Office (Air-source Heat Pump)-Spokane | SGSWindow-Small Office (Air-source Heat Pump)-Spokane | Small Office (Air-source Heat Pump) | Spokane | 0 | 12.3934 | kWh/sf | Small Office | (Air-source Heat Pump) | SGSWindow-(Air-source Heat Pump) | 17.82% | 19.19% | 3.419% | 30 | 35 | C-All-HVAC-ER-All-All-E | Commercial-All Com-Heat | 75.9% | 84.99% | 80% | 51.61%
SGSWindow-Small Office (Air-source Heat Pump)-Missoula | SGSWindow-Small Office (Air-source Heat Pump)-Missoula | Small Office (Air-source Heat Pump) | Missoula | 0 | 11.3572 | kWh/sf | Small Office | (Air-source Heat Pump) | SGSWindow-(Air-source Heat Pump) | 3.437% | 19.19% | 0.6597% | 30 | 35 | C-All-HVAC-ER-All-All-E | Commercial-All Com-Heat | 75.9% | 84.99% | 80% | 51.61%
SGSWindow-Mid-rise Office (Apackaged VAV with Electric reheat)-Portland | SGSWindow-Mid-rise Office (Apackaged VAV with Electric reheat)-Portland | Mid-rise Office (Apackaged VAV with Electric reheat) | Portland | 0 | 27.7747 | kWh/sf | Mid-rise Office | (Apackaged VAV with Electric reheat) | SGSWindow-(Apackaged VAV with Electric reheat) | 78.75% | 3.989% | 3.141% | 30 | 35 | C-All-HVAC-ER-All-All-E | Commercial-All Com-Heat | 75.9% | 84.99% | 80% | 51.61%
SGSWindow-Mid-rise Office (Apackaged VAV with Electric reheat)-Spokane | SGSWindow-Mid-rise Office (Apackaged VAV with Electric reheat)-Spokane | Mid-rise Office (Apackaged VAV with Electric reheat) | Spokane | 0 | 46.8068 | kWh/sf | Mid-rise Office | (Apackaged VAV with Electric reheat) | SGSWindow-(Apackaged VAV with Electric reheat) | 17.82% | 3.989% | 0.7108% | 30 | 35 | C-All-HVAC-ER-All-All-E | Commercial-All Com-Heat | 75.9% | 84.99% | 80% | 51.61%
SGSWindow-Mid-rise Office (Apackaged VAV with Electric reheat)-Missoula | SGSWindow-Mid-rise Office (Apackaged VAV with Electric reheat)-Missoula | Mid-rise Office (Apackaged VAV with Electric reheat) | Missoula | -0.037446 | 40.5553 | kWh/sf | Mid-rise Office | (Apackaged VAV with Electric reheat) | SGSWindow-(Apackaged VAV with Electric reheat) | 3.437% | 3.989% | 0.1371% | 30 | 35 | C-All-HVAC-ER-All-All-E | Commercial-All Com-Heat | 75.9% | 84.99% | 80% | 51.61%
SGSWindow-Mid-rise Office (Apackaged VAV with Gas)-Portland | SGSWindow-Mid-rise Office (Apackaged VAV with Gas)-Portland | Mid-rise Office (Apackaged VAV with Gas) | Portland | 0.89468 | 6.4607 | kWh/sf | Mid-rise Office | (Apackaged VAV with Gas) | SGSWindow-(Apackaged VAV with Gas) | 78.75% | 20.86% | 16.43% | 30 | 35 | Commercial-All Com-Vent | Commercial-All Com-Heat | 75.9% | 84.99% | 80% | 51.61%
SGSWindow-Mid-rise Office (Apackaged VAV with Gas)-Spokane | SGSWindow-Mid-rise Office (Apackaged VAV with Gas)-Spokane | Mid-rise Office (Apackaged VAV with Gas) | Spokane | 1.6506 | 8.4303 | kWh/sf | Mid-rise Office | (Apackaged VAV with Gas) | SGSWindow-(Apackaged VAV with Gas) | 17.82% | 20.86% | 3.717% | 30 | 35 | Commercial-All Com-Vent | Commercial-All Com-Heat | 75.9% | 84.99% | 80% | 51.61%
SGSWindow-Mid-rise Office (Apackaged VAV with Gas)-Missoula | SGSWindow-Mid-rise Office (Apackaged VAV with Gas)-Missoula | Mid-rise Office (Apackaged VAV with Gas) | Missoula | 1.3704 | 6.8923 | kWh/sf | Mid-rise Office | (Apackaged VAV with Gas) | SGSWindow-(Apackaged VAV with Gas) | 3.437% | 20.86% | 0.7171% | 30 | 35 | Commercial-All Com-Vent | Commercial-All Com-Heat | 75.9% | 84.99% | 80% | 51.61%
SGSWindow-High-rise Office (VAV with Central Chillers / Gas Boilers)-Portland | SGSWindow-High-rise Office (VAV with Central Chillers / Gas Boilers)-Portland | High-rise Office (VAV with Central Chillers / Gas Boilers) | Portland | 0.70805 | 9.7258 | kWh/sf | High-rise Office | (VAV with Central Chillers / Gas Boilers) | SGSWindow-(VAV with Central Chillers / Gas Boilers) | 78.75% | 3.899% | 3.07% | 30 | 35 | Commercial-All Com-Vent | Commercial-All Com-Heat | 75.9% | 84.99% | 80% | 51.61%
SGSWindow-High-rise Office (VAV with Central Chillers / Gas Boilers)-Spokane | SGSWindow-High-rise Office (VAV with Central Chillers / Gas Boilers)-Spokane | High-rise Office (VAV with Central Chillers / Gas Boilers) | Spokane | 1.1052 | 11.0624 | kWh/sf | High-rise Office | (VAV with Central Chillers / Gas Boilers) | SGSWindow-(VAV with Central Chillers / Gas Boilers) | 17.82% | 3.899% | 0.6946% | 30 | 35 | Commercial-All Com-Vent | Commercial-All Com-Heat | 75.9% | 84.99% | 80% | 51.61%
SGSWindow-High-rise Office (VAV with Central Chillers / Gas Boilers)-Missoula | SGSWindow-High-rise Office (VAV with Central Chillers / Gas Boilers)-Missoula | High-rise Office (VAV with Central Chillers / Gas Boilers) | Missoula | 1.0643 | 10.2772 | kWh/sf | High-rise Office | (VAV with Central Chillers / Gas Boilers) | SGSWindow-(VAV with Central Chillers / Gas Boilers) | 3.437% | 3.899% | 0.134% | 30 | 35 | Commercial-All Com-Vent | Commercial-All Com-Heat | 75.9% | 84.99% | 80% | 51.61%
SGSWindow-Small Office (AC with Ele Furnace)-Portland | SGSWindow-Small Office (AC with Ele Furnace)-Portland | Small Office (AC with Ele Furnace) | Portland | 0 | 11.4705 | kWh/sfGasEQ | Small Office | (Apackaged VAV with Electric reheat) | SGSWindow-(Apackaged VAV with Electric reheat) | 78.75% | 11.05% | 8.703% | 30 | 35 | C-All-HVAC-ER-All-All-E | Commercial-All Com-Heat | 75.9% | 84.99% | 80% | 51.61%
SGSWindow-Small Office (AC with Ele Furnace)-Spokane | SGSWindow-Small Office (AC with Ele Furnace)-Spokane | Small Office (AC with Ele Furnace) | Spokane | 0 | 17.9277 | kWh/sfGasEQ | Small Office | (Apackaged VAV with Electric reheat) | SGSWindow-(Apackaged VAV with Electric reheat) | 17.82% | 11.05% | 1.969% | 30 | 35 | C-All-HVAC-ER-All-All-E | Commercial-All Com-Heat | 75.9% | 84.99% | 80% | 51.61%
SGSWindow-Small Office (AC with Ele Furnace)-Missoula | SGSWindow-Small Office (AC with Ele Furnace)-Missoula | Small Office (AC with Ele Furnace) | Missoula | 0 | 16.1192 | kWh/sfGasEQ | Small Office | (Apackaged VAV with Electric reheat) | SGSWindow-(Apackaged VAV with Electric reheat) | 3.437% | 11.05% | 0.3799% | 30 | 35 | C-All-HVAC-ER-All-All-E | Commercial-All Com-Heat | 75.9% | 84.99% | 80% | 51.61%
SGSWindow-High-rise Office (VAV with Central Chillers / Ele Boilers)-Portland | SGSWindow-High-rise Office (VAV with Central Chillers / Ele Boilers)-Portland | High-rise Office (VAV with Central Chillers / Ele Boilers) | Portland | 0 | 26.3273 | kWh/sfGasEQ | High-rise Office | (Apackaged VAV with Electric reheat) | SGSWindow-(Apackaged VAV with Electric reheat) | 78.75% | 1.415% | 1.115% | 30 | 35 | C-All-HVAC-ER-All-All-E | Commercial-All Com-Heat | 75.9% | 84.99% | 80% | 51.61%
SGSWindow-High-rise Office (VAV with Central Chillers / Ele Boilers)-Spokane | SGSWindow-High-rise Office (VAV with Central Chillers / Ele Boilers)-Spokane | High-rise Office (VAV with Central Chillers / Ele Boilers) | Spokane | 0 | 36.9757 | kWh/sfGasEQ | High-rise Office | (Apackaged VAV with Electric reheat) | SGSWindow-(Apackaged VAV with Electric reheat) | 17.82% | 1.415% | 0.2522% | 30 | 35 | C-All-HVAC-ER-All-All-E | Commercial-All Com-Heat | 75.9% | 84.99% | 80% | 51.61%
SGSWindow-High-rise Office (VAV with Central Chillers / Ele Boilers)-Missoula | SGSWindow-High-rise Office (VAV with Central Chillers / Ele Boilers)-Missoula | High-rise Office (VAV with Central Chillers / Ele Boilers) | Missoula | 0 | 35.2309 | kWh/sfGasEQ | High-rise Office | (Apackaged VAV with Electric reheat) | SGSWindow-(Apackaged VAV with Electric reheat) | 3.437% | 1.415% | 0.04866% | 30 | 35 | C-All-HVAC-ER-All-All-E | Commercial-All Com-Heat | 75.9% | 84.99% | 80% | 51.61%
Note on S5: Charlie Grist: About 25% of Single Glazing occurs in unheated buildings. From CBSA.
Note on T5: Charlie Grist: About 25% of Single Glazed windows are store front. Assume half of this is view glass and not likely to be retrofit with inside windows. From CBSA.
Note on U5: Charlie Grist: Assume some limits for structural issues or not sealable from outside.

## CBSA Window by Size
Windows |  | Windows |  | Windows |  |  | Windows |  |  | Windows |  |  |  |  | Windows |  |  | Windows |  |  | Windows |  |  | Windows |  |  | Windows |  |  | Windows
[11 empty] | small buildings have higher fraction single glaze by window area | [13 empty] | smaller buidings more electric heat
[11 empty] | very big buildings about <10% single glaze by window area | [13 empty] | also very big buildings electric resistance
[5 empty] | All window openings | [14 empty] | Column Labels | [11 empty] | Column Labels
|  | Values |  |  |  | Values |  | Simple average not weighted | [11 empty] | Sum of Sf_PNW |  |  |  | Sum of Sf_PNW2 |  |  |  | Total Sum of Sf_PNW | Total Sum of Sf_PNW2 |  |  | Sum of Sf_PNW |  |  |  |  | Sum of Sf_PNW2 |  |  |  |  | Total Sum of Sf_PNW | Total Sum of Sf_PNW2
| Row Labels | Sum of Sf_PNW | Sum of Sf_PNW2 |  | Row Labels | Sum of Sf_PNW | Sum of Sf_PNW2 | Average of Wall_Pct_Window | Average of Window_Area | Average of Calc Window/Floor Area | Average of Win_SinglePane_Pct | Average of Win_DoublePane_Pct | Sum of Wt_PNW_Calc SF Window Single Glazed | Sum of Wt_PNW_Calc SF Window Double Glazed | Total Window SF | Percent Single by Size | Percent of All Single Glaze |  | Row Labels | Boiler | Furnace | Electric Resistance | Heat Pump | Boiler | Furnace | Electric Resistance | Heat Pump |  |  |  | Row Labels | <5,001 | 5,001-20,000 | 20,001-50,000 | 50,001-100,000 | 100,001+ | <5,001 | 5,001-20,000 | 20,001-50,000 | 50,001-100,000 | 100,001+
| Boiler | 632366475.5835 | 20.26% |  | <5,001 | 256348564.4583 | 8.212% | 21.5777 | 726.9797 | 23.11% | 29.1441 | 70.8559 | 29555673.968 | 32828242.3146 | 62383916.2826 | 47.38% | 35.26% |  | <5,001 | 9779310.8052 | 117899367.515 | 55636541.2283 | 64469405.9317 | 3.947% | 47.58% | 22.45% | 26.02% | 247784625.4802 | 100% |  | CV Reheat | 2768901.5594 | 5932357.5499 |  |  | 16906649.854 | 1.08% | 0.7296% | 0% | 0% | 2.533% | 25607908.9633 | 0.8204%
| Furnace | 1454877659.6604 | 46.61% |  | 5,001-20,000 | 813110577.3241 | 26.05% | 17.9334 | 1253.0002 | 11.97% | 17.6793 | 82.3207 | 25405439.8158 | 70692594.7887 | 96098034.6045 | 26.44% | 30.31% |  | 5,001-20,000 | 79773970.5672 | 468565564.4466 | 81693770.8939 | 159981860.763 | 10.1% | 59.31% | 10.34% | 20.25% | 790015166.6708 | 100% |  | None | 382739.3713 | 11901933.5229 |  |  |  | 0.1493% | 1.464% | 0% | 0% | 0% | 12284672.8942 | 0.3935%
| Electric Resistance | 485884509.7221 | 15.57% |  | 20,001-50,000 | 812473801.172 | 26.03% | 21.3941 | 3347.8444 | 10.15% | 18.9814 | 80.4867 | 14923702.5369 | 65110148.1174 | 80033850.6543 | 18.65% | 17.81% |  | 20,001-50,000 | 122445415.8292 | 461627470.0693 | 92313263.2152 | 108620548.9105 | 15.6% | 58.81% | 11.76% | 13.84% | 785006698.0241 | 100% |  | Other |  |  | 11245824.4734 | 12238403.9154 | 17737335.9321 | 0% | 0% | 1.384% | 2.139% | 2.657% | 41221564.3209 | 1.321%
| Heat Pump | 447969509.1373 | 14.35% |  | 50,001-100,000 | 572081471.3212 | 18.33% | 26.5011 | 7368.7576 | 10.63% | 9.7675 | 88.5329 | 9155118.4404 | 45112940.1963 | 54268058.6367 | 16.87% | 10.92% |  | 50,001-100,000 | 187777756.3995 | 198504084.3485 | 96174469.9601 | 71786642.5977 | 33.88% | 35.82% | 17.35% | 12.95% | 554242953.3059 | 100% |  | SZ Ducted | 184924423.2642 | 647024664.0702 | 428590133.5243 | 275906060.8031 | 286635639.7899 | 72.14% | 79.57% | 52.75% | 48.23% | 42.94% | 1823080921.4518 | 58.4%
| NA | 25088638.3031 | 0.8037% |  | 100,001+ | 667516072.7244 | 21.38% | 27.2984 | 24850.6557 | 9.551% | 12.4561 | 86.8193 | 4773504.0275 | 65673828.192 | 70447332.2195 | 6.776% | 5.695% |  | 100,001+ | 232590021.9824 | 208281173.2809 | 160066464.4246 | 43111050.9344 | 36.11% | 32.34% | 24.85% | 6.694% | 644048710.6224 | 100% |  | Unknown | 2571240.7054 |  | 45269981.2691 | 22446515.2273 | 21523422.201 | 1.003% | 0% | 5.572% | 3.924% | 3.224% | 91811159.4029 | 2.941%
| None | 12284672.8942 | 0.3935% |  | Grand Total | 3121530487 | 100% | 22.2282 | 6491.5645 | 13.37% | 18.5757 | 80.9613 | 83813438.7885 | 279417753.609 | 363231192.3975 | 23.07% | 100% |  | Grand Total | 632366475.5835 | 1454877659.6604 | 485884509.7221 | 447969509.1373 | 20.93% | 48.16% | 16.08% | 14.83% | 3021098154.1034 | 100% |  | VAV |  | 17327321.015 | 55949110.1883 | 104327358.1822 | 228381132.8591 | 0% | 2.131% | 6.886% | 18.24% | 34.21% | 405984922.2446 | 13.01%
| Other | 24090431.8225 | 0.7718% | [9 empty] | 23.07% | [17 empty] | Water-source HP Loop | 3486592.9345 | 19003201.6759 | 32189662.9207 | 17342745.5873 | 21571770.5322 | 1.36% | 2.337% | 3.962% | 3.032% | 3.232% | 93593973.6506 | 2.998%
| Unknown | 38968589.8768 | 1.248% |  | Punched only | [25 empty] | Zonal | 62214666.6235 | 111921099.4902 | 239229088.7961 | 139820387.6059 | 74760121.556 | 24.27% | 13.76% | 29.44% | 24.44% | 11.2% | 627945364.0718 | 20.12%
| Grand Total | 3121530487 | 100% |  | Window_Opening | P | [24 empty] | Grand Total | 256348564.4583 | 813110577.3241 | 812473801.172 | 572081471.3212 | 667516072.7244 | 100% | 100% | 100% | 100% | 100% | 3121530487 | 100%
[6 empty] | Values |  | Simple average not weighted
[5 empty] | Row Labels | Sum of Sf_PNW | Sum of Sf_PNW2 | Average of Wall_Pct_Window | Average of Window_Area | Average of Calc Window/Floor Area | Average of Win_SinglePane_Pct | Average of Win_DoublePane_Pct | Sum of Wt_PNW_Calc SF Window Single Glazed | Sum of Wt_PNW_Calc SF Window Double Glazed | Total Window SF
[5 empty] | <5,001 | 197492391.9519 | 8.74% | 18.849 | 665.9645 | 19.47% | 21.8855 | 78.1145 | 22565975.8863 | 21290852.8375 | 43856828.7238
[5 empty] | 5,001-20,000 | 593784070.8606 | 26.28% | 17.4363 | 1145.9973 | 11.29% | 15.1937 | 84.8063 | 11256767.25 | 56879395.4909 | 68136162.7409
[5 empty] | 20,001-50,000 | 624323685.4008 | 27.63% | 20.7929 | 3324.2758 | 9.926% | 18.7902 | 80.5248 | 11529326.5274 | 49448476.1975 | 60977802.7249
[5 empty] | 50,001-100,000 | 442192483.7424 | 19.57% | 26.2231 | 7267.926 | 10.43% | 10.0057 | 89.1901 | 8289809.4544 | 32817313.7765 | 41107123.2309
[5 empty] | 100,001+ | 401736978.241 | 17.78% | 26.2507 | 20016.9858 | 9.085% | 14.4294 | 84.5068 | 3528204.7743 | 31629319.8721 | 35157524.6464
[5 empty] | Grand Total | 2259529610.1967 | 100% | 21.1505 | 5364.7231 | 12.17% | 16.5528 | 83.0024 | 57170083.8925 | 192065358.1745 | 249235442.067
Split by System
[12 empty] | Row Labels | Sum of Wt_PNW_Calc SF Window Single Glazed | Electric Resistance | Glass sf single glaze ER | Heat Pump | Glass sf single glaze HP | Gas | Glass sf single glaze Gas |  |  |  |  | (AC with Gas Furnace) | (Air-source Heat Pump) | (Apackaged VAV with Electric reheat) | (Apackaged VAV with Gas) | (VAV with Central Chillers / Gas Boilers)
[12 empty] | <5,001 | 29555673.968 | 22.45% | 6636309.5372 | 26.02% | 7689890.9242 | 51.53% | 15229473.5066 | 29555673.968 |  |  | Small Office | 1 | 1 | 1 | 1 | 1
[12 empty] | 5,001-20,000 | 25405439.8158 | 10.34% | 2627121.9431 | 20.25% | 5144723.4265 | 69.41% | 17633594.4462 | 25405439.8158 |  |  | Mid-rise Office | 1 | 1 | 1 | 1 | 1
[12 empty] | 20,001-50,000 | 14923702.5369 | 11.76% | 1754960.4149 | 13.84% | 2064976.981 | 74.4% | 11103765.141 | 14923702.5369 |  |  | High-rise Office | 1 | 1 | 1 | 1 | 1
[12 empty] | 50,001-100,000 | 9155118.4404 | 17.35% | 1588633.0321 | 12.95% | 1185789.0326 | 69.7% | 6380696.3757 | 9155118.4404
[12 empty] | 100,001+ | 4773504.0275 | 24.85% | 1186366.6521 | 6.694% | 319526.725 | 68.45% | 3267610.6504 | 4773504.0275
[12 empty] | Grand Total | 83813438.7885 | 16.08% | 13793391.5794 | 14.83% | 16404907.0892 | 69.09% | 53615140.1199 | 83813438.7885
Single Glaze by System Type
[12 empty] | Row Labels | Sum of Wt_PNW_Calc SF Window Single Glazed | Electric Resistance | Glass sf single glaze ER | Heat Pump | Glass sf single glaze HP | Gas | Glass sf single glaze Gas |  |  |  |  | (AC with Gas Furnace) | (Air-source Heat Pump) | (Apackaged VAV with Electric reheat) | (Apackaged VAV with Gas) | (VAV with Central Chillers / Gas Boilers)
[12 empty] | <5,001 |  |  | 7.918% |  | 9.175% |  | 18.17% |  |  |  | Small Office | 39.21% | 19.19% | 11.05% | 0% | 0%
[12 empty] | 5,001-20,000 |  |  | 3.134% |  | 6.138% |  | 21.04% |  |  |  | Mid-rise Office | 0% | 0% | 3.989% | 20.86% | 0%
[12 empty] | 20,001-50,000 |  |  | 2.094% |  | 2.464% |  | 13.25% |  |  |  | High-rise Office | 0% | 0% | 1.415% | 0% | 3.899%
[12 empty] | 50,001-100,000 |  |  | 1.895% |  | 1.415% |  | 7.613%
[12 empty] | 100,001+ |  |  | 1.415% |  | 0.3812% |  | 3.899%
[12 empty] | Grand Total |  |  | 16.46% |  | 19.57% |  | 63.97%

## CBSA Data
Windows |  |  |  |  | Windows | [8 empty] | Windows | [8 empty] | Windows |  |  |  | Windows
Single Glazed building sf by percent SG and by Heated & Cooled
About 23% of glass is single glazed |  |  | Single Glazed Building sf by percent SG |  | Only half the SG building floor area is cooled. Only about three quarters is heated. |  |  |  | Distribuiton similar to floor area, but small shift to retail and office |  |  | Total 83 million sf SG window |  |  | Significant Store Front is single glazed |  | Three quarters of storefront is retail - May not be applicable because of view priority
| Values |  |  |  |  | Values |  |  |  | Values
Row Labels | Sum of Wt_PNW_Calc SF Window Single Glazed | Sum of Wt_PNW_Calc SF Window Double Glazed | Row Labels | Sum of Sf_PNW | Row Labels | Sum of Sf_PNW | Sum of Sf_PNW_Heated | Sum of Sf_PNW_Cooled | Row Labels | Sum of Wt_PNW_Calc SF Window Single Glazed2 | Sum of Sf_PNW | Row Labels | Sum of Wt_PNW_Calc SF Window Single Glazed2 |  | Row Labels | Sum of Wt_PNW_Calc SF Window Single Glazed2 | Sum of Wt_PNW_Calc SF Window Single Glazed2 | Column Labels | [5 empty] | Values
Assembly | 8516089.4207 | 35232315.6885 | 0 | 2431714563.0471 | 1.4085 | 2003042.2845 | 1957973.8331 | 1957973.8331 | Assembly | 10.16% | 11.82% | Assembly | 8516089.4207 |  | C | 1488003.6053 | Row Labels | C | P | S | Grand Total |  | Row Labels | Sum of Sf_PNW | Sum of Sf_PNW2
Grocery | 1888317.5281 | 4496094.603 | 1.4085 | 2003042.2845 | 3.8462 | 6431667.7349 | 2533550.9393 | 4919516.387 | Grocery | 2.253% | 2.471% | Grocery | 1888317.5281 |  | NA | 0 | Assembly | 530431.3069 | 5232889.7616 | 2752768.3523 | 8516089.4207 |  | Electricity | 917990762.5818 | 32.44%
Lodging | 1692296.2784 | 21314550.4091 | 3.8462 | 6431667.7349 | 6.25 | 40438499.4251 | 2830694.9598 | 2830694.9598 | Lodging | 2.019% | 5.479% | Lodging | 1692296.2784 |  | None | 0 | Grocery | 18145.0556 | 313816.6391 | 1556355.8335 | 1888317.5281 |  | CV Reheat | 16608036.3931 | 0.5869%
Office | 28166049.6271 | 95775271.2873 | 6.25 | 40438499.4251 | 7.6923 | 1644431.8864 | 1644431.8864 | 0 | Office | 33.61% | 23.53% | Office | 28166049.6271 |  | P | 57170083.8925 | Lodging | 0 | 1692296.2784 | 0 | 1692296.2784 |  | SZ Ducted | 388513112.6069 | 13.73%
Other | 2829524.975 | 29877832.1413 | 7.6923 | 1644431.8864 | 10 | 1012070.9054 | 1012070.9054 | 1012070.9054 | Other | 3.376% | 10.68% | Other | 2829524.975 |  | S | 25155351.2907 | Office | 590904.8827 | 26043865.914 | 1531278.8304 | 28166049.6271 |  | VAV | 134547531.4186 | 4.754%
Residential Care | 2060398.3279 | 12432695.6945 | 10 | 1012070.9054 | 11.2392 | 1048103.5363 | 1048103.5363 | 1048103.5363 | Residential Care | 2.458% | 4.01% | Residential Care | 2060398.3279 |  | Grand Total | 83813438.7885 | Other | 38653.0002 | 2693238.2887 | 97633.6861 | 2829524.975 |  | Water-source HP Loop | 93593973.6506 | 3.307%
Restaurant | 1790447.6727 | 9191197.5326 | 11.2392 | 1048103.5363 | 13.5802 | 1135474.8198 | 1135474.8198 | 249804.4604 | Restaurant | 2.136% | 1.699% | Restaurant | 1790447.6727 |  |  |  | Residential Care | 0 | 2060398.3279 |  | 2060398.3279 |  | Zonal | 284728108.5126 | 10.06%
Retail/Service | 22343854.4215 | 32370937.4843 | 13.5802 | 1135474.8198 | 13.8889 | 4934583.4384 | 4934583.4384 | 4934583.4384 | Retail/Service | 26.66% | 18.29% | Retail/Service | 22343854.4215 |  |  |  | Restaurant |  | 1334817.5044 | 455630.1683 | 1790447.6727 |  | Natural Gas | 1911969607.7561 | 67.56%
School K-12 | 5939379.757 | 15488510.6349 | 13.8889 | 4934583.4384 | 14.2857 | 6641890.2543 | 6641890.2543 | 6641890.2543 | School K-12 | 7.086% | 7.86% | School K-12 | 5939379.757 |  | Non-Storefront | 71235763.1432 | Retail/Service | 0 | 4455096.2818 | 17888758.1397 | 22343854.4215 |  | CV Reheat | 8999872.5701 | 0.318%
Warehouse | 8587080.7801 | 23238348.1335 | 14.2857 | 6641890.2543 | 14.7196 | 10506788.6899 | 3887511.8153 | 3887511.8153 | Warehouse | 10.25% | 14.17% | Warehouse | 8587080.7801 |  | Non-Storefront | 84.99% | School K-12 | 0 | 5388170.6238 | 551209.1332 | 5939379.757 |  | SZ Ducted | 1353750878.8054 | 47.84%
Grand Total | 83813438.7885 | 279417753.609 | 14.7196 | 10506788.6899 | 16.6667 | 1480334.8376 | 1480334.8376 | 0 | Grand Total | 100% | 100% | Grand Total | 83813438.7885 |  |  |  | Warehouse | 309869.3599 | 7955494.273 | 321717.1472 | 8587080.7801 |  | VAV | 237161464.114 | 8.38%
|  |  | 16.6667 | 1480334.8376 | 20 | 1940204.1733 | 1940204.1733 | 1859438.8151 | [8 empty] | Grand Total | 1488003.6053 | 57170083.8925 | 25155351.2907 | 83813438.7885 |  | Zonal | 312057392.2665 | 11.03%
|  |  | 20 | 1940204.1733 | 22.2222 | 4182947.1426 | 4182947.1426 | 4182947.1426 | [14 empty] | Grand Total | 2829960370.3379 | 100%
| 23.07% |  | 22.2222 | 4182947.1426 | 25 | 3934133.4772 | 3934133.4772 | 3754918.395 | [12 empty] | 84
|  |  | 25 | 3934133.4772 | 28.5714 | 12617161.9874 | 11563504.6443 | 7944602.0551
|  |  | 28.5714 | 12617161.9874 | 31.3609 | 5501185.5281 | 5501185.5281 | 5501185.5281
|  |  | 31.3609 | 5501185.5281 | 33.3333 | 3784784.3664 | 2376364.8979 | 1421504.2413
|  |  | 33.3333 | 3784784.3664 | 37.5 | 4459025.3479 | 4369844.841 | 4369844.841
|  |  | 37.5 | 4459025.3479 | 40 | 3139938.2772 | 3139938.2772 | 3139938.2772 | [15 empty] | Values
|  |  | 40 | 3139938.2772 | 40.9091 | 2350189.8743 | 2350189.8743 | 2350189.8743 | [14 empty] | Row Labels | Sum of Sf_PNW | Sum of Sf_PNW2 | Sum of Wt_PNW
|  |  | 40.9091 | 2350189.8743 | 41.6667 | 2932238.051 | 2487365.5281 | 2487365.5281 | [13 empty] | Portland | < 6000 HDD | 2458056633.5699 | 78.75% | 147443.6515
|  |  | 41.6667 | 2932238.051 | 43 | 3187860.4785 | 3187860.4785 | 0 | [13 empty] | Spokane | 6000-8000 HDD | 556173956.3247 | 17.82% | 47530.2222
|  |  | 43 | 3187860.4785 | 44.4444 | 3208679.6336 | 3208679.6336 | 3144506.0409 | [13 empty] | Missoula | 8000+ HDD | 107299897.1054 | 3.437% | 8231.4513
|  |  | 44.4444 | 3208679.6336 | 46.1538 | 1061688.5575 | 1061688.5575 | 1061688.5575 | [14 empty] | Grand Total | 3121530487 | 100% | 203205.3249
|  |  | 46.1538 | 1061688.5575 | 50 | 27342262.1514 | 26447248.9094 | 14007356.4702
|  |  | 50 | 27342262.1514 | 57.7248 | 2529827.9233 | 2529827.9233 | 1125773.4259
|  |  | 57.7248 | 2529827.9233 | 60 | 6596592.933 | 6596592.933 | 6563609.9683
|  |  | 60 | 6596592.933 | 66.6667 | 349529.1486 | 349529.1486 | 0
|  |  | 66.6667 | 349529.1486 | 75 | 3666335.7085 | 3666335.7085 | 711652.4713
|  |  | 75 | 3666335.7085 | 80.3738 | 2602824.1086 | 2602824.1086 | 0
|  |  | 80.3738 | 2602824.1086 | 82.6087 | 2306026.6859 | 2306026.6859 | 2306026.6859
|  |  | 82.6087 | 2306026.6859 | 85.7143 | 1828306.6369 | 822737.9866 | 822737.9866
|  |  | 85.7143 | 1828306.6369 | 94.4444 | 2126695.7751 | 2126695.7751 | 2126695.7751
|  |  | 94.4444 | 2126695.7751 | 95.5665 | 2142243.1588 | 2142243.1588 | 0
|  |  | 95.5665 | 2142243.1588 | 96.997 | 1302801.162 | 1302801.162 | 0
|  |  | 96.997 | 1302801.162 | 100 | 458465080.2698 | 357119853.166 | 214038687.256
|  |  | 100 | 458465080.2698 | Grand Total | 640835450.3694 | 486423244.9448 | 310402818.9252
|  |  | NA | 48980473.5835
|  |  | Grand Total | 3121530487
|  |  |  | 20.53% |  | 20.53% | 15.58% | 9.944%
[7 empty] | 75.9% | 48.44%
[7 empty] | Percent SG Heated | Peccent SC Cooled
[7 empty] | 75.9% | 48.44%

## Cost Data
Type | Cost | Unit | Application | Source
Curtain Wall | 92 | per sf | New | RS Means, Portland
Alum Commercial | 25 | per sf | New | RS Means, Portland (4x5 punched)
SGS | 35 | per sf | Reglaze | From mfgs and installers per Rob Curry
Rob Curry, NEEA
Dec 18, 2014
Discussion about Secondary Glazing Systems
Four mfgs now. MPLS, WISCO others.
They have some data and costs
IDL looking at it too
Initial estimate for cost: $35/sf window installed. $25 material, $10 labor
Mfg is Midwest. Will team up with local installer. (Rainier Tower)
Code issues: Major or minor. Would have to come under minor. Code wants to treat as a window accessory.
Option: Require a structural engineer to look at building. Figure out dead load and have an engineer stamp it.
Replacement cost estimate for comparison:
$70 -90 / sf curtain wall
$50 – 70 / sf store front / punched opening
Tennant disruption less of a factor with SGS

## Energy Savings SmOff_Gas
Small Office (AC with Gas Furnace)
Building sf | 10792 | sf
Net Wall sf | 4017 | sf | [7 empty] | Small Office (AC with Gas Furnace)
Window Area | 1215 | sf | [8 empty] | therms/SF |  |  |  | kWh/sf | kWh/sfGasEQ
[11 empty] | Savings per sf-glass | [5 empty] | Load Per sf Building
|  | Cooling kWh | Cooling kWh/ window area | Heating kWh | Heating Therms | Heating Therms/ window area | Heating kWh/ window area | HVAC Aux kWh (Fans, Blowers, Pumps) | HVAC Aux kWh/window area |  | Gas Heating Savings (therms) | Electric Heating Savings (kWh) | Electric Cooling Savings (kWh) | Electric HVAC Aux Savings (kWh) | Electric Total Savings (kWh) | Gas Heating Savings Elec Equivalent at 80% eff | Building Cooling Load | Building HVAC Aux Load | Building Heating Load (therms) | Building Heating Load (kWh equiv) | Building Total Load (kWh equiv)
Portland | Baseline | 16239 | 13.3654 | 0 | 855 | 0.7037 | 0 | 25134 | 20.6864 | [7 empty] | 1.5047 | 2.3289 | 0.079225 | 1.8576 | 5.6912
| Thermolite | 15455 | 12.7202 | 0 | 517 | 0.42551 | 0 | 22089 | 18.1802 |  | 0.27819 | 0 | 0.64527 | 2.5062 | 3.1514 | 6.5226 | 1.4321 | 2.0468 | 0.047906 | 1.1232 | 4.6021
| iWindow | 13312 | 10.9564 | 0 | 632 | 0.52016 | 0 | 19353 | 15.9284 | Portland | 0.18354 | 0 | 2.4091 | 4.758 | 7.1671 | 4.3034 | 1.2335 | 1.7933 | 0.058562 | 1.3731 | 4.3999
Spokane | Baseline | 13325 | 10.9671 | 0 | 2797 | 2.3021 | 0 | 31392 | 25.837 | [7 empty] | 1.2347 | 2.9088 | 0.25917 | 6.0768 | 10.2203
| Thermolite | 12911 | 10.6263 | 0 | 2024 | 1.6658 | 0 | 27467 | 22.6066 |  | 0.63621 | 0 | 0.34074 | 3.2305 | 3.5712 | 14.9171 | 1.1963 | 2.5451 | 0.18755 | 4.3973 | 8.1388
| iWindow | 10619 | 8.7399 | 0 | 2302 | 1.8947 | 0 | 23922 | 19.6889 | Spokane | 0.40741 | 0 | 2.2272 | 6.1481 | 8.3753 | 9.5523 | 0.98397 | 2.2166 | 0.21331 | 5.0013 | 8.2019
Missoula | Baseline | 12198 | 10.0395 | 0 | 2906 | 2.3918 | 0 | 30484 | 25.0897 | [7 empty] | 1.1303 | 2.8247 | 0.26927 | 6.3136 | 10.2685
| Thermolite | 11708 | 9.6362 | 0 | 2171 | 1.7868 | 0 | 26712 | 21.9852 |  | 0.60494 | 0 | 0.40329 | 3.1045 | 3.5078 | 14.1838 | 1.0849 | 2.4752 | 0.20117 | 4.7167 | 8.2768
| iWindow | 9823 | 8.0848 | 0 | 2463 | 2.0272 | 0 | 23661 | 19.4741 | Missoula | 0.36461 | 0 | 1.9547 | 5.6156 | 7.5704 | 8.5489 | 0.91021 | 2.1925 | 0.22822 | 5.3511 | 8.4538
Oakland | Baseline | 16949 | 13.9498 | 0 | 100 | 0.082305 | 0 | 21773 | 17.9202 | [7 empty] | 1.5705 | 2.0175 | 0.0092661 | 0.21726 | 3.8053
| Thermolite | 17045 | 14.0288 | 0 | 39 | 0.032099 | 0 | 20528 | 16.8955 |  | 0.050206 | 0 | -0.079012 | 1.0247 | 0.94568 | 1.1772 | 1.5794 | 1.9021 | 0.0036138 | 0.084731 | 3.5663
| iWindow | 14475 | 11.9136 | 0 | 61 | 0.050206 | 0 | 17771 | 14.6263 |  | 0.032099 | 0 | 2.0362 | 3.2938 | 5.33 | 0.75261 | 1.3413 | 1.6467 | 0.0056523 | 0.13253 | 3.1205

## Energy Savings SmOff_HP
Small Office (Air-source Heat Pump)
Building sf | 10792 | sf
Net Wall sf | 4017 | sf | [7 empty] | Small Office (Air-source Heat Pump)
Window Area | 1215 | sf | [8 empty] | therms/SF |  |  |  | kWh/sf | kWh/sfGasEQ
[11 empty] | Savings per sf-glass | [5 empty] | Load Per sf Building
|  | Cooling kWh | Cooling kWh/ window area | Heating kWh | Heating Therms | Heating Therms/ window area | Heating kWh/ window area | HVAC Aux kWh (Fans, Blowers, Pumps) | HVAC Aux kWh/window area |  | Gas Heating Savings (therms) | Electric Heating Savings (kWh) | Electric Cooling Savings (kWh) | Electric HVAC Aux Savings (kWh) | Electric Total Savings (kWh) | Gas Heating Savings Elec Equivalent at 80% eff | Building Cooling Load | Building HVAC Aux Load | Building Heating Load (therms) | Building Heating Load (kWh equiv) | Building Total Load (kWh equiv)
Portland | Baseline | 16172 | 13.3103 | 9221 | 0 | 0 | 7.5893 | 22728 | 18.7062 | [7 empty] | 1.4985 | 2.106 | 0 | 0.85443 | 4.459
| Thermolite | 15398 | 12.6733 | 5244 | 0 | 0 | 4.316 | 19987 | 16.4502 |  | 0 | 3.2733 | 0.63704 | 2.256 | 6.1663 | 0 | 1.4268 | 1.852 | 0 | 0.48592 | 3.7647
| iWindow | 13281 | 10.9309 | 6193 | 0 | 0 | 5.0971 | 17541 | 14.437 | Portland | 0 | 2.4922 | 2.3794 | 4.2691 | 9.1407 | 0 | 1.2306 | 1.6254 | 0 | 0.57385 | 3.4299
Spokane | Baseline | 13236 | 10.8938 | 31704 | 0 | 0 | 26.0938 | 29034 | 23.8963 | [7 empty] | 1.2265 | 2.6903 | 0 | 2.9377 | 6.8545
| Thermolite | 12787 | 10.5243 | 23622 | 0 | 0 | 19.442 | 25216 | 20.7539 |  | 0 | 6.6519 | 0.36955 | 3.1424 | 10.1638 | 0 | 1.1849 | 2.3365 | 0 | 2.1888 | 5.7102
| iWindow | 10538 | 8.6733 | 26271 | 0 | 0 | 21.6222 | 22107 | 18.1951 | Spokane | 0 | 4.4716 | 2.2206 | 5.7012 | 12.3934 | 0 | 0.97646 | 2.0485 | 0 | 2.4343 | 5.4592
Missoula | Baseline | 12102 | 9.9605 | 36616 | 0 | 0 | 30.1366 | 27947 | 23.0016 | [7 empty] | 1.1214 | 2.5896 | 0 | 3.3929 | 7.1039
| Thermolite | 11621 | 9.5646 | 27985 | 0 | 0 | 23.0329 | 24555 | 20.2099 |  | 0 | 7.1037 | 0.39588 | 2.7918 | 10.2914 | 0 | 1.0768 | 2.2753 | 0 | 2.5931 | 5.9452
| iWindow | 9759 | 8.0321 | 31274 | 0 | 0 | 25.7399 | 21833 | 17.9695 | Missoula | 0 | 4.3967 | 1.9284 | 5.0321 | 11.3572 | 0 | 0.90428 | 2.0231 | 0 | 2.8979 | 5.8252
Oakland | Baseline | 16824 | 13.8469 | 998 | 0 | 0 | 0.8214 | 19618 | 16.1465 | [7 empty] | 1.5589 | 1.8178 | 0 | 0.092476 | 3.4692
| Thermolite | 16925 | 13.93 | 407 | 0 | 0 | 0.33498 | 18493 | 15.2206 |  | 0 | 0.48642 | -0.083128 | 0.92593 | 1.3292 | 0 | 1.5683 | 1.7136 | 0 | 0.037713 | 3.3196
| iWindow | 14399 | 11.851 | 604 | 0 | 0 | 0.49712 | 16010 | 13.177 |  | 0 | 0.32428 | 1.9959 | 2.9695 | 5.2897 | 0 | 1.3342 | 1.4835 | 0 | 0.055967 | 2.8737

## Energy Savings MidOff_PVAV_E
Mid-rise Office (Apackaged VAV with Electric reheat)
Building sf | 28576 | sf
Net Wall sf | 9681 | sf | [7 empty] | Mid-rise Office (Apackaged VAV with Electric reheat)
Window Area | 2991 | sf | [8 empty] | therms/SF |  |  |  | kWh/sf | kWh/sfGasEQ
[11 empty] | Savings per sf-glass | [5 empty] | Load Per sf Building
|  | Cooling kWh | Cooling kWh/ window area | Heating kWh | Heating Therms | Heating Therms/ window area | Heating kWh/ window area | HVAC Aux kWh (Fans, Blowers, Pumps) | HVAC Aux kWh/window area |  | Gas Heating Savings (therms) | Electric Heating Savings (kWh) | Electric Cooling Savings (kWh) | Electric HVAC Aux Savings (kWh) | Electric Total Savings (kWh) | Gas Heating Savings Elec Equivalent at 80% eff | Building Cooling Load | Building HVAC Aux Load | Building Heating Load (therms) | Building Heating Load (kWh equiv) | Building Total Load (kWh equiv)
Portland | Baseline | 56357 | 18.8422 | 109045 | 0 | 0 | 36.4577 | 30394 | 10.1618 | [7 empty] | 1.9722 | 1.0636 | 0 | 3.816 | 6.8518
| Thermolite | 52297 | 17.4848 | 48896 | 0 | 0 | 16.3477 | 25323 | 8.4664 |  | 0 | 20.11 | 1.3574 | 1.6954 | 23.1628 | 0 | 1.8301 | 0.88616 | 0 | 1.7111 | 4.4274
| iWindow | 45789 | 15.3089 | 44628 | 0 | 0 | 14.9208 | 22305 | 7.4574 | Portland | 0 | 21.5369 | 3.5333 | 2.7044 | 27.7747 | 0 | 1.6024 | 0.78055 | 0 | 1.5617 | 3.9446
Spokane | Baseline | 45553 | 15.23 | 238370 | 0 | 0 | 79.6958 | 41138 | 13.7539 | [7 empty] | 1.5941 | 1.4396 | 0 | 8.3416 | 11.3753
| Thermolite | 42109 | 14.0786 | 113289 | 0 | 0 | 37.8766 | 29593 | 9.894 |  | 0 | 41.8191 | 1.1515 | 3.8599 | 46.8305 | 0 | 1.4736 | 1.0356 | 0 | 3.9645 | 6.4736
| iWindow | 37084 | 12.3985 | 116345 | 0 | 0 | 38.8984 | 31633 | 10.5761 | Spokane | 0 | 40.7974 | 2.8315 | 3.1779 | 46.8068 | 0 | 1.2977 | 1.107 | 0 | 4.0714 | 6.4761
Missoula | Baseline | 40115 | 13.4119 | 204173 | 1 | 0.00033434 | 68.2625 | 37456 | 12.5229 | [7 empty] | 1.4038 | 1.3108 | 3.4994e-05 | 7.1457 | 9.8603
| Thermolite | 37499 | 12.5373 | 98253 | 5 | 0.0016717 | 32.8495 | 27915 | 9.333 |  | -0.0013373 | 35.4129 | 0.87462 | 3.1899 | 39.4774 | -0.031356 | 1.3123 | 0.97687 | 0.00017497 | 3.4424 | 5.7315
| iWindow | 33118 | 11.0726 | 101876 | 113 | 0.03778 | 34.0608 | 25449 | 8.5085 | Missoula | -0.037446 | 34.2016 | 2.3394 | 4.0144 | 40.5553 | -0.87798 | 1.1589 | 0.89057 | 0.0039544 | 3.6578 | 5.7073
Oakland | Baseline | 61928 | 20.7048 | 37749 | 0 | 0 | 12.6209 | 25977 | 8.6851 | [7 empty] | 2.1671 | 0.90905 | 0 | 1.321 | 4.3972
| Thermolite | 58507 | 19.561 | 12446 | 0 | 0 | 4.1612 | 23531 | 7.8673 |  | 0 | 8.4597 | 1.1438 | 0.81779 | 10.4213 | 0 | 2.0474 | 0.82345 | 0 | 0.43554 | 3.3064
| iWindow | 50800 | 16.9843 | 10067 | 0 | 0 | 3.3658 | 20255 | 6.772 |  | 0 | 9.2551 | 3.7205 | 1.9131 | 14.8887 | 0 | 1.7777 | 0.70881 | 0 | 0.35229 | 2.8388

## Energy Savings MidOff_PVAV_G
Mid-rise Office (Apackaged VAV with Gas)
Building sf | 28576 | sf
Net Wall sf | 9681 | sf | [7 empty] | Mid-rise Office (Apackaged VAV with Gas)
Window Area | 2991 | sf | [8 empty] | therms/SF |  |  |  | kWh/sf | kWh/sfGasEQ
[11 empty] | Savings per sf-glass | [5 empty] | Load Per sf Building
|  | Cooling kWh | Cooling kWh/ window area | Heating kWh | Heating Therms | Heating Therms/ window area | Heating kWh/ window area | HVAC Aux kWh (Fans, Blowers, Pumps) | HVAC Aux kWh/window area |  | Gas Heating Savings (therms) | Electric Heating Savings (kWh) | Electric Cooling Savings (kWh) | Electric HVAC Aux Savings (kWh) | Electric Total Savings (kWh) | Gas Heating Savings Elec Equivalent at 80% eff | Building Cooling Load | Building HVAC Aux Load | Building Heating Load (therms) | Building Heating Load (kWh equiv) | Building Total Load (kWh equiv)
Portland | Baseline | 56357 | 18.8422 | 290 | 4672 | 1.562 | 0.096958 | 32637 | 10.9117 | [7 empty] | 1.9722 | 1.1421 | 0.16349 | 3.8435 | 6.9578
| Thermolite | 52297 | 17.4848 | 154 | 2174 | 0.72685 | 0.051488 | 27111 | 9.0642 |  | 0.83517 | 0.04547 | 1.3574 | 1.8475 | 3.2504 | 19.582 | 1.8301 | 0.94873 | 0.076078 | 1.7892 | 4.568
| iWindow | 45789 | 15.3089 | 143 | 1996 | 0.66734 | 0.04781 | 24028 | 8.0334 | Portland | 0.89468 | 0.049147 | 3.5333 | 2.8783 | 6.4607 | 20.9774 | 1.6024 | 0.84085 | 0.069849 | 1.6427 | 4.0859
Spokane | Baseline | 45795 | 15.3109 | 587 | 10027 | 3.3524 | 0.19626 | 46676 | 15.6055 | [7 empty] | 1.6026 | 1.6334 | 0.35089 | 8.2477 | 11.4837
| Thermolite | 42330 | 14.1525 | 321 | 4877 | 1.6306 | 0.10732 | 33663 | 11.2548 |  | 1.7218 | 0.088933 | 1.1585 | 4.3507 | 5.5981 | 40.3712 | 1.4813 | 1.178 | 0.17067 | 4.0128 | 6.6721
| iWindow | 36723 | 12.2778 | 337 | 5090 | 1.7018 | 0.11267 | 30783 | 10.2919 | Spokane | 1.6506 | 0.083584 | 3.0331 | 5.3136 | 8.4303 | 38.7015 | 1.2851 | 1.0772 | 0.17812 | 4.1881 | 6.5505
Missoula | Baseline | 40337 | 13.4861 | 517 | 8612 | 2.8793 | 0.17285 | 42612 | 14.2467 | [7 empty] | 1.4116 | 1.4912 | 0.30137 | 7.0843 | 9.987
| Thermolite | 37713 | 12.6088 | 280 | 4239 | 1.4173 | 0.093614 | 31802 | 10.6326 |  | 1.4621 | 0.079238 | 0.8773 | 3.6142 | 4.5707 | 34.2803 | 1.3197 | 1.1129 | 0.14834 | 3.4879 | 5.9205
| iWindow | 33424 | 11.1749 | 298 | 4513 | 1.5089 | 0.099632 | 29129 | 9.7389 | Missoula | 1.3704 | 0.07322 | 2.3113 | 4.5079 | 6.8923 | 32.1323 | 1.1697 | 1.0194 | 0.15793 | 3.7134 | 5.9024
Oakland | Baseline | 62881 | 21.0234 | 128 | 1774 | 0.59311 | 0.042795 | 29043 | 9.7101 | [7 empty] | 2.2005 | 1.0163 | 0.06208 | 1.46 | 4.6769
| Thermolite | 58845 | 19.674 | 51 | 668 | 0.22334 | 0.017051 | 25983 | 8.6871 |  | 0.36978 | 0.025744 | 1.3494 | 1.0231 | 2.3982 | 8.67 | 2.0592 | 0.90926 | 0.023376 | 0.54988 | 3.5184
| iWindow | 51087 | 17.0802 | 42 | 552 | 0.18455 | 0.014042 | 22448 | 7.5052 |  | 0.40856 | 0.028753 | 3.9432 | 2.2049 | 6.1769 | 9.5793 | 1.7878 | 0.78555 | 0.019317 | 0.45439 | 3.0277

## Energy Savings LrgOff_G
High-rise Office (VAV with Central Chillers / Gas Boilers)
Building sf | 278102 | sf
Net Wall sf | 119380 | sf | [7 empty] | High-rise Office (VAV with Central Chillers / Gas Boilers)
Window Area | 46033.25 | sf | [8 empty] | therms/SF |  |  |  | kWh/sf | kWh/sfGasEQ
[11 empty] | Savings per sf-glass | [5 empty] | Load Per sf Building
|  | Cooling kWh | Cooling kWh/ window area | Heating kWh | Heating Therms | Heating Therms/ window area | Heating kWh/ window area | HVAC Aux kWh (Fans, Blowers, Pumps) | HVAC Aux kWh/window area |  | Gas Heating Savings (therms) | Electric Heating Savings (kWh) | Electric Cooling Savings (kWh) | Electric HVAC Aux Savings (kWh) | Electric Total Savings (kWh) | Gas Heating Savings Elec Equivalent at 80% eff | Building Cooling Load | Building HVAC Aux Load | Building Heating Load (therms) | Building Heating Load (kWh equiv) | Building Total Load (kWh equiv)
Portland | Baseline | 574603 | 12.4823 | 5431 | 71237 | 1.5475 | 0.11798 | 1500068 | 32.5866 | [7 empty] | 2.0662 | 5.3939 | 0.25615 | 6.0255 | 13.4856
| Thermolite | 550227 | 11.9528 | 3845 | 44498 | 0.96665 | 0.083527 | 1346442 | 29.2493 |  | 0.58086 | 0.034453 | 0.52953 | 3.3373 | 3.9013 | 13.6193 | 1.9785 | 4.8415 | 0.16001 | 3.7654 | 10.5855
| iWindow | 473484 | 10.2857 | 3272 | 38643 | 0.83946 | 0.071079 | 1155637 | 25.1044 | Portland | 0.70805 | 0.046901 | 2.1967 | 7.4822 | 9.7258 | 16.6015 | 1.7026 | 4.1554 | 0.13895 | 3.2697 | 9.1277
Spokane | Baseline | 559604 | 12.1565 | 8423 | 129706 | 2.8177 | 0.18298 | 1777612 | 38.6158 | [7 empty] | 2.0122 | 6.3919 | 0.4664 | 10.9657 | 19.3699
| Thermolite | 525459 | 11.4148 | 6113 | 84012 | 1.825 | 0.1328 | 1571999 | 34.1492 |  | 0.99263 | 0.050181 | 0.74175 | 4.4666 | 5.2585 | 23.2739 | 1.8894 | 5.6526 | 0.30209 | 7.105 | 14.647
| iWindow | 454786 | 9.8795 | 5549 | 78830 | 1.7125 | 0.12054 | 1376065 | 29.8928 | Spokane | 1.1052 | 0.062433 | 2.277 | 8.723 | 11.0624 | 25.9133 | 1.6353 | 4.9481 | 0.28346 | 6.6661 | 13.2495
Missoula | Baseline | 526907 | 11.4462 | 8165 | 125114 | 2.7179 | 0.17737 | 1708424 | 37.1128 | [7 empty] | 1.8947 | 6.1432 | 0.44989 | 10.5777 | 18.6155
| Thermolite | 436746 | 9.4876 | 6063 | 83408 | 1.8119 | 0.13171 | 1548229 | 33.6328 |  | 0.906 | 0.045663 | 1.9586 | 3.48 | 5.4843 | 21.2426 | 1.5705 | 5.5671 | 0.29992 | 7.0539 | 14.1915
| iWindow | 429718 | 9.3349 | 5374 | 76122 | 1.6536 | 0.11674 | 1335312 | 29.0076 | Missoula | 1.0643 | 0.06063 | 2.1113 | 8.1053 | 10.2772 | 24.9537 | 1.5452 | 4.8015 | 0.27372 | 6.4371 | 12.7838
Oakland | Baseline | 553413 | 12.022 | 3423 | 37179 | 0.80766 | 0.074359 | 1314377 | 28.5528 | [7 empty] | 1.99 | 4.7262 | 0.13369 | 3.1469 | 9.8631
| Thermolite | 550700 | 11.9631 | 2490 | 24914 | 0.54122 | 0.054091 | 1190949 | 25.8715 |  | 0.26644 | 0.020268 | 0.058936 | 2.6813 | 2.7605 | 6.2471 | 1.9802 | 4.2824 | 0.089586 | 2.1094 | 8.3721
| iWindow | 467625 | 10.1584 | 2115 | 21192 | 0.46036 | 0.045945 | 1025186 | 22.2706 |  | 0.34729 | 0.028414 | 1.8636 | 6.2822 | 8.1742 | 8.1428 | 1.6815 | 3.6864 | 0.076202 | 1.7943 | 7.1621

## Notes
Charlie:
See attached savings summary tables. Modifications and additional runs include:
1. New spreadsheet that replicates and adds to "your" tables for each building/run type (on separate tabs).
2. Tables now include energy use associated with HVAC auxiliaries (fans and pumps)
3. Runs now include: small office with gas heat, small office with air source heat pumps, mid-rise office with packaged VAV / electric reheat, mid-rise office with packaged VAV and gas boilers for reheat, and large office with built-up VAV and central plant (gas boilers)
4. All runs now include a 20% reduction in peak infiltration rate in the perimeter zones where secondary glazing units are installed (See John Jennings comments in recent email).
Let me know if I can answer any questions or provide additional clarification. I will be moving immediately into incorporating these results into the final version of the NEEA ROI analysis report, and expect the final draft version of that report to be out early next week.
Mike
--
Mike Hatten, Principal
541.349.0966 | Eugene Office
SOLARC Engineering and Energy+Architectural Consulting
1501 E. Madison Street, Suite 200, Seattle, WA 98122 | 206.812.8690 319 SW Washington, Suite 311, Portland, OR 97204 | 503.223.5253 211 East 300 South, Suite 208, Salt Lake City, UT 84111 | 801.990.7016 Corporate Office: 223 W 12th Avenue, Eugene, OR 97401 | 541.349.0966 www.solarc-ae.net
Please consider the environment before printing this email.
Thank you Mike:
These are very helpful. Thanks for putting the infiltration in, adding the HP and clarifying the results
A couple of Qs:
I notice the iWindow has higher Cooling & Aux savings than the Thermolite. Is that an SHGC thing or something else?
Are the large office savings with the temperature reset or constant 55F? I assume constant 55.
At the risk of asking too much what are the large office savings for the temp reset case?
Charlie Grist
Conservation Resources Manager
503 222 5161, 503 250 4407 (cell) cgrist@nwcouncil.org
Quick answers:
1. The increased cooling savings (and in some climates the decreased heating savings) for the iWindow is due primarily to the lower SHGC for the iWindow compared to the Thermolite product.
2. The large office runs were done with temperature reset. Our experience indicates this is typical. The mid and small office runs with packaged HVAC have constant supply air temperature controls. Again this is typical.
3. If I run the large office with a constant temperature control, the overall energy use goes too high (out of the norm for overall highrise office energy use). Therefore, while I've tested that scenario with a few runs, I've not run through all of the cases with constant supply air temp. Is that of interest?
M.

## Kennedy Out
Values pasted from | ..\..\Data Sources\ECOTOPE\Commercial_Env522.xls
| new | new | new | new | new | new | new | new | new |  | ret/ren | ret/ren | ret/ren | ret/ren | ret/ren | ret/ren | ret/ren | ret/ren | ret/ren |  | ret/ren | ret/ren | ret/ren | ret/ren | ret/ren | ret/ren | ret/ren | ret/ren
| window | window | window | window | window | window | window | window | window |  | window | window | window | window | window | window | window | window | window |  | window | window | window | window | window | window | window | window
1 | 2 | 3 | 4 | 5 | 6 | 7 | 8 | 9 | 10 | 11 | 12 | 13 | 14 | 15 | 16 | 17 | 18 | 19 | 20 | 21 | 22 | 23 | 24 | 25 | 26 | 27 | 28 | 29 | 30 | 31 | 32 | 33 | 34 | 35 | 36 | 37 | 38 | 39 | 40 | 41 | 42 | 43 | 44 | 45
| New Buildings | [9 empty] | Existing Buildings | [9 empty] | Existing Buildings
| Low e Base (U48 S43) |  |  |  | Tint Base (U50 S52) | [5 empty] | Low e Base (U48 S43) |  |  |  | Tint Base (U50 S52) | [5 empty] | Double Glaze Base |  |  |  | Single Galse Base
| code to al36 (U36 S43) | code to al40 (U40 S43) | code to al45 (U45 S43) | code to vea | codet to al36tint (U35 S35) | codet to al40tint (U40 S35) | codet to al45tint (U45 S35) | codet to veat | codet to vet |  | code to al36 (U36 S43) | code to al40 (U40 S43) | code to al45 (U45 S43) | code to vea | codet to al36tint (U35 S35) | codet to al40tint (U40 S35) | codet to al45tint (U45 S35) | codet to veat | codet to vet |  | dbl to al36 | dbl to al40 | dbl to al45 | dbl to vea | sngl to al36 | sngl to al40 | sngl to al45 | sngl to vea |  |  |  | The table below are the values plugged into doe2. The SC is the shgc rather than the center of glass SC so it is lower than code. I'm not sure of the basis for choosing the code u-values. There is some potential for increased predicted savings there.
Electric Cooling Savings (kWh/comp sqft) | [31 empty] | ##elseif #[Gtype eqs alcodetint]
Assembly | 0.0001 | 0.0001 | 0.0001 | 0.0001 | 0.186 | 0.14 | 0.14 | 0.233 | 0.233 |  | 0.023 | 0.023 | 0.0001 | 0.0001 | 0.186 | 0.186 | 0.209 | 0.279 | 0.233 |  | 3.9855 | 3.9976 | 4.0216 | 3.9875 | 0.814 | 0.814 | 0.791 | 0.814 |  |  |  | ##set1 windowpn 2
College | 0.151 | 0.0922 | 0.028 | 0.0514 | 0.7804 | 0.7176 | 0.659 | 0.9166 | 0.876 |  | 0.283 | 0.1544 | 0.0346 | 0.0842 | 1.3206 | 1.1876 | 1.0666 | 1.5596 | 1.465 |  | 3.59 | 3.5342 | 3.418 | 3.717 | 5.4096 | 5.2796 | 5.1584 | 5.522 |  |  |  | ##set1 windowsc 0.52
Grocery | 0.799 | 0.54 | 0.2 | 0.3 | 0.859 | 0.56 | 0.26 | 1.139 | 0.899 |  | 0.08 | 0.06 | 0.04 | -0.020625 | 1.2217 | 1.2159 | 1.2189 | 1.3351 | 1.3472 |  | 6.735 | 6.715 | 6.695 | 6.795 | 6.795 | 6.915 | 7.015 | 6.655 |  |  |  | ##set1 windowu 0.50
Hospital | 0.1525 | 0.0945 | 0.023 | 0.055 | 1.201 | 1.1295 | 1.0775 | 1.3885 | 1.3415 |  | 0.257 | 0.1225 | 0.0215 | 0.0725 | 1.735 | 1.605 | 1.4875 | 2.021 | 1.937 |  | 4.7335 | 4.692 | 4.59 | 4.845 | 6.9105 | 6.7695 | 6.661 | 7.011 |  |  |  | ##elseif #[Gtype eqs alcls45tint]
Hotel | 0.066667 | 0.052083 | 0.015833 | 0.02675 | 0.92425 | 0.88767 | 0.86967 | 1.0988 | 1.079 |  | -0.01225 | -0.012583 | -0.008 | -0.020625 | 1.2217 | 1.2159 | 1.2189 | 1.3351 | 1.3472 |  | 3.9855 | 3.9976 | 4.0216 | 3.9875 | 4.652 | 4.6528 | 4.664 | 4.6647 |  |  |  | ##set1 windowpn 2
Lab | -0.116 | -0.098 | -0.058 | -0.049 | 1.108 | 1.111 | 1.184 | 1.196 | 1.261 |  | 0.355 | 0.141 | 0.0001 | 0.08 | 2.567 | 2.368 | 2.206 | 2.992 | 2.885 |  | 7.001 | 6.979 | 6.842 | 7.151 | 10.039 | 9.825 | 9.684 | 10.152 |  |  |  | ##set1 windowsc 0.35
Laundry | 0.066667 | 0.052083 | 0.015833 | 0.02675 | 0.92425 | 0.88767 | 0.86967 | 1.0988 | 1.079 |  | -0.01225 | -0.012583 | -0.008 | -0.020625 | 1.2217 | 1.2159 | 1.2189 | 1.3351 | 1.3472 |  | 3.9855 | 3.9976 | 4.0216 | 3.9875 | 4.652 | 4.6528 | 4.664 | 4.6647 |  |  |  | ##set1 windowu 0.45
Motel | 0.066667 | 0.052083 | 0.015833 | 0.02675 | 0.92425 | 0.88767 | 0.86967 | 1.0988 | 1.079 |  | -0.01225 | -0.012583 | -0.008 | -0.020625 | 1.2217 | 1.2159 | 1.2189 | 1.3351 | 1.3472 |  | 3.9855 | 3.9976 | 4.0216 | 3.9875 | 4.652 | 4.6528 | 4.664 | 4.6647 |  |  |  | ##elseif #[Gtype eqs alcls40tint]
Office - Large | -0.116 | -0.098 | -0.058 | -0.049 | 1.108 | 1.111 | 1.184 | 1.196 | 1.261 |  | 0.355 | 0.141 | 0.0001 | 0.08 | 2.567 | 2.368 | 2.206 | 2.992 | 2.885 |  | 7.001 | 6.979 | 6.842 | 7.151 | 10.039 | 9.825 | 9.684 | 10.152 |  |  |  | ##set1 windowpn 2
Office - Small | -0.316 | -0.158 | -0.079 | -0.079 | 1.737 | 1.816 | 1.974 | 1.816 | 1.974 |  | -0.355 | -0.197 | -0.079 | -0.079 | 1.974 | 2.053 | 2.211 | 2.053 | 2.211 |  | 5.094 | 5.212 | 5.331 | 4.936 | 5.805 | 5.923 | 6.042 | 5.647 |  |  |  | ##set1 windowsc 0.35
Rest-Fast Food | 0.065 | 0.065 | 0.0001 | 0.033 | 1.498 | 1.432 | 1.432 | 1.628 | 1.53 |  | 0.033 | 0.033 | 0.016 | -0.020625 | 1.302 | 1.302 | 1.302 | 1.3351 | 1.3472 |  | 3.907 | 3.842 | 3.842 | 3.907 | 4.786 | 4.786 | 4.818 | 5.111 |  |  |  | ##set1 windowu 0.40
Rest-Full Serve | -0.34 | -0.204 | -0.068 | -0.136 | 0.884 | 1.02 | 1.156 | 0.884 | 1.02 |  | -0.561 | -0.391 | -0.153 | -0.136 | 1.224 | 1.224 | 1.428 | 1.156 | 1.292 |  | 2.719 | 2.923 | 3.195 | 2.413 | 2.515 | 2.651 | 2.855 | 2.311 |  |  |  | ##elseif #[Gtype eqs alcls36tint]
Retail - Large | 0.217 | 0.163 | 0.054 | 0.072 | 2.749 | 2.659 | 2.568 | 3.165 | 3.075 |  | 0.175 | 0.109 | 0.03 | -0.020625 | 1.2217 | 1.2159 | 1.2189 | 1.3351 | 1.3472 |  | 7.198 | 7.09 | 7.036 | 7.289 | 9.767 | 9.694 | 9.622 | 9.839 |  |  |  | ##set1 windowpn 2
Retail - Small | -0.213 | -0.155 | -0.039 | -0.077 | 0.58 | 0.657 | 0.773 | 0.541 | 0.618 |  | -0.213 | -0.11 | -0.058 | -0.077 | 0.812 | 0.928 | 0.792 | 0.792 | 0.908 |  | 1.469 | 1.643 | 1.797 | 1.565 | 1.904 | 1.971 | 1.971 | 1.836 |  |  |  | ##set1 windowsc 0.35
Retirement | 0.421 | 0.287 | 0.104 | 0.159 | 1.294 | 1.148 | 0.971 | 1.581 | 1.422 |  | 0.159 | 0.104 | 0.043 | 0.065 | 0.903 | 0.842 | 0.769 | 1.05 | 0.989 |  | 2.466 | 2.405 | 2.338 | 2.539 | 3.782 | 3.714 | 3.638 | 3.87 |  |  |  | ##set1 windowu 0.36
School - Primary | 0.1415 | 0.0925 | 0.038 | 0.049 | 0.098 | 0.0545 | -0.011 | 0.1525 | 0.109 |  | 0.1365 | 0.0965 | 0.0325 | 0.049 | 0.1415 | 0.09 | 0.038 | 0.191 | 0.1415 |  | 0.3705 | 0.327 | 0.267 | 0.436 | 0.797 | 0.7585 | 0.6965 | 0.859
School - Secondary | 0.1415 | 0.0925 | 0.038 | 0.049 | 0.098 | 0.0545 | -0.011 | 0.1525 | 0.109 |  | 0.1365 | 0.0965 | 0.0325 | 0.049 | 0.1415 | 0.09 | 0.038 | 0.191 | 0.1415 |  | 0.3705 | 0.327 | 0.267 | 0.436 | 0.797 | 0.7585 | 0.6965 | 0.859
Workshop | 0.0001 | 0.0001 | 0.0001 | 0.0001 | 0.0001 | 0.0001 | 0.0001 | 0.698 | 0.698 |  | 0.0001 | 0.0001 | 0.0001 | -0.020625 | 1.2217 | 1.2159 | 1.2189 | 1.3351 | 1.3472 |  | 0.698 | 0.698 | 0.698 | 0.698 | 1.744 | 1.744 | 1.744 | 1.744 |  |  |  | ##elseif #[Gtype eqs alcode]
Skilled Nursing | 0.421 | 0.287 | 0.104 | 0.159 | 1.294 | 1.148 | 0.971 | 1.581 | 1.422 |  | 0.159 | 0.104 | 0.043 | 0.065 | 0.903 | 0.842 | 0.769 | 1.05 | 0.989 |  | 2.466 | 2.405 | 2.338 | 2.539 | 3.782 | 3.714 | 3.638 | 3.87 |  |  |  | ##set1 windowpn 2
Warehouse | 0.0001 | 0.0001 | 0.0001 | 0.0001 | 0.0001 | 0.0001 | 0.0001 | 0.0001 | 0.0001 |  | -0.116 | -0.116 | 0.0001 | -0.116 | 1.744 | 1.86 | 1.977 | 1.977 | 1.977 |  | 5.813 | 5.813 | 5.93 | 5.697 | 6.279 | 6.279 | 6.395 | 6.279 |  |  |  | ##set1 windowsc 0.43
Other | 0.066667 | 0.052083 | 0.015833 | 0.02675 | 0.92425 | 0.88767 | 0.86967 | 1.0988 | 1.079 |  | -0.01225 | -0.012583 | -0.008 | -0.020625 | 1.2217 | 1.2159 | 1.2189 | 1.3351 | 1.3472 |  | 3.9855 | 3.9976 | 4.0216 | 3.9875 | 4.652 | 4.6528 | 4.664 | 4.6647 |  |  |  | ##set1 windowu 0.48
##elseif #[Gtype eqs alcls45]
##set1 windowpn 2
| code to al36 | code to al40 | code to al45 | code to vea | codet to al36tint | codet to al40tint | codet to al45tint | codet to veat | codet to vet |  | code to al36 | code to al40 | code to al45 | code to vea | codet to al36tint | codet to al40tint | codet to al45tint | codet to veat | codet to vet |  | dbl to al36 | dbl to al40 | dbl to al45 | dbl to vea | sngl to al36 | sngl to al40 | sngl to al45 | sngl to vea |  |  |  | ##set1 windowsc 0.43
Gas Heat Savings (therms/comp sqft) | [31 empty] | ##set1 windowu 0.45
Assembly | 0.095 | 0.062 | 0.024 | 0.03 | 0.021 | -0.011 | -0.049 | 0.051 | 0.021 |  | 0.073 | 0.048 | 0.017 | 0.021 | 0.025 | -0.002 | -0.033 | 0.046 | 0.024 |  | 0.38582 | 0.33473 | 0.27273 | 0.45145 | 0.146 | 0.121 | 0.09 | 0.177 |  |  |  | ##elseif #[Gtype eqs alcls40]
College | 0.1746 | 0.1144 | 0.0416 | 0.06 | 0.1508 | 0.0892 | 0.0166 | 0.2202 | 0.1616 |  | 0.1838 | 0.1196 | 0.0412 | 0.0648 | 0.1844 | 0.1168 | 0.0394 | 0.2646 | 0.1984 |  | 0.643 | 0.5742 | 0.4828 | 0.7376 | 1.2836 | 1.2086 | 1.1168 | 1.3764 |  |  |  | ##set1 windowpn 2
Grocery | 0.101 | 0.066 | 0.025 | 0.035 | 0.034 | 0.0001 | -0.042 | 0.07 | 0.033 |  | 0.104 | 0.069 | 0.025 | 0.052 | 0.10211 | 0.052333 | -0.0035556 | 0.16875 | 0.11713 |  | 0.269 | 0.233 | 0.19 | 0.314 | 0.424 | 0.396 | 0.363 | 0.458 |  |  |  | ##set1 windowsc 0.43
Hospital | 0.171 | 0.112 | 0.0405 | 0.0585 | 0.1695 | 0.1085 | 0.0365 | 0.24 | 0.181 |  | 0.191 | 0.123 | 0.042 | 0.0655 | 0.216 | 0.145 | 0.064 | 0.298 | 0.231 |  | 0.699 | 0.6345 | 0.5495 | 0.7855 | 1.39 | 1.3155 | 1.227 | 1.4795 |  |  |  | ##set1 windowu 0.40
Hotel | 0.12342 | 0.082 | 0.030417 | 0.041083 | 0.081833 | 0.037833 | -0.014333 | 0.12858 | 0.0855 |  | 0.13017 | 0.084583 | 0.031417 | 0.052 | 0.10211 | 0.052333 | -0.0035556 | 0.16875 | 0.11713 |  | 0.38582 | 0.33473 | 0.27273 | 0.45145 | 0.73917 | 0.69083 | 0.63417 | 0.80017 |  |  |  | ##elseif #[Gtype eqs alcls36]
Lab | 0.165 | 0.106 | 0.037 | 0.057 | 0.179 | 0.117 | 0.048 | 0.249 | 0.192 |  | 0.171 | 0.106 | 0.032 | 0.057 | 0.184 | 0.114 | 0.039 | 0.257 | 0.196 |  | 0.615 | 0.562 | 0.485 | 0.693 | 1.212 | 1.142 | 1.062 | 1.289 |  |  |  | ##set1 windowpn 2
Laundry | 0.12342 | 0.082 | 0.030417 | 0.041083 | 0.081833 | 0.037833 | -0.014333 | 0.12858 | 0.0855 |  | 0.13017 | 0.084583 | 0.031417 | 0.052 | 0.10211 | 0.052333 | -0.0035556 | 0.16875 | 0.11713 |  | 0.38582 | 0.33473 | 0.27273 | 0.45145 | 0.73917 | 0.69083 | 0.63417 | 0.80017 |  |  |  | ##set1 windowsc 0.43
Motel | 0.12342 | 0.082 | 0.030417 | 0.041083 | 0.081833 | 0.037833 | -0.014333 | 0.12858 | 0.0855 |  | 0.13017 | 0.084583 | 0.031417 | 0.052 | 0.10211 | 0.052333 | -0.0035556 | 0.16875 | 0.11713 |  | 0.38582 | 0.33473 | 0.27273 | 0.45145 | 0.73917 | 0.69083 | 0.63417 | 0.80017 |  |  |  | ##set1 windowu 0.36
Office - Large | 0.165 | 0.106 | 0.037 | 0.057 | 0.179 | 0.117 | 0.048 | 0.249 | 0.192 |  | 0.171 | 0.106 | 0.032 | 0.057 | 0.184 | 0.114 | 0.039 | 0.257 | 0.196 |  | 0.615 | 0.562 | 0.485 | 0.693 | 1.212 | 1.142 | 1.062 | 1.289
Office - Small | 0.151 | 0.1 | 0.038 | 0.051 | 0.086 | 0.032 | -0.03 | 0.143 | 0.089 |  | 0.166 | 0.111 | 0.042 | 0.057 | 0.108 | 0.049 | -0.022 | 0.17 | 0.111 |  | 0.344 | 0.288 | 0.218 | 0.416 | 0.801 | 0.744 | 0.675 | 0.872 |  |  |  | Michael Kennedy
Rest-Fast Food | 0.107 | 0.07 | 0.027 | 0.033 | 0.042 | 0.007 | -0.038 | 0.07 | 0.037 |  | 0.09 | 0.059 | 0.021 | 0.052 | 0.031 | 0.002 | -0.033 | 0.16875 | 0.11713 |  | 0.144 | 0.111 | 0.069 | 0.191 | 0.327 | 0.296 | 0.258 | 0.367 |  |  |  | Port Townsend WA USA
Rest-Full Serve | 0.186 | 0.123 | 0.046 | 0.065 | 0.088 | 0.023 | -0.056 | 0.153 | 0.09 |  | 0.174 | 0.115 | 0.042 | 0.063 | 0.084 | 0.023 | -0.051 | 0.146 | 0.084 |  | 0.334 | 0.269 | 0.193 | 0.413 | 0.789 | 0.723 | 0.644 | 0.872
Retail - Large | 0.1 | 0.067 | 0.025 | 0.033 | 0.136 | 0.102 | 0.061 | 0.18 | 0.147 |  | 0.105 | 0.069 | 0.026 | 0.052 | 0.10211 | 0.052333 | -0.0035556 | 0.16875 | 0.11713 |  | 0.579 | 0.535 | 0.482 | 0.634 | 1.122 | 1.077 | 1.022 | 1.178
Retail - Small | 0.121 | 0.08 | 0.03 | 0.042 | 0.07 | 0.028 | -0.024 | 0.115 | 0.072 |  | 0.11 | 0.072 | 0.027 | 0.04 | 0.062 | 0.023 | -0.024 | 0.105 | 0.065 |  | 0.206 | 0.167 | 0.12 | 0.255 | 0.454 | 0.417 | 0.372 | 0.501
Retirement | 0.177 | 0.118 | 0.044 | 0.06 | 0.16 | 0.1 | 0.025 | 0.231 | 0.17 |  | 0.211 | 0.14 | 0.052 | 0.074 | 0.248 | 0.176 | 0.089 | 0.339 | 0.266 |  | 0.783 | 0.707 | 0.614 | 0.878 | 1.568 | 1.489 | 1.392 | 1.67
School - Primary | 0.0915 | 0.0605 | 0.0225 | 0.0315 | 0.059 | 0.028 | -0.0095 | 0.093 | 0.0635 |  | 0.0915 | 0.0615 | 0.0225 | 0.034 | 0.0765 | 0.045 | 0.0075 | 0.1175 | 0.0835 |  | 0.3005 | 0.26 | 0.2075 | 0.356 | 0.6065 | 0.5675 | 0.517 | 0.6585
School - Secondary | 0.0915 | 0.0605 | 0.0225 | 0.0315 | 0.059 | 0.028 | -0.0095 | 0.093 | 0.0635 |  | 0.0915 | 0.0615 | 0.0225 | 0.034 | 0.0765 | 0.045 | 0.0075 | 0.1175 | 0.0835 |  | 0.3005 | 0.26 | 0.2075 | 0.356 | 0.6065 | 0.5675 | 0.517 | 0.6585
Workshop | 0.095 | 0.071 | 0.024 | 0.024 | 0.048 | 0.0001 | -0.048 | 0.095 | 0.048 |  | 0.119 | 0.071 | 0.024 | 0.052 | 0.10211 | 0.052333 | -0.0035556 | 0.16875 | 0.11713 |  | 0.179 | 0.131 | 0.095 | 0.226 | 0.429 | 0.393 | 0.345 | 0.476
Skilled Nursing | 0.177 | 0.118 | 0.044 | 0.06 | 0.16 | 0.1 | 0.025 | 0.231 | 0.17 |  | 0.211 | 0.14 | 0.052 | 0.074 | 0.248 | 0.176 | 0.089 | 0.339 | 0.266 |  | 0.783 | 0.707 | 0.614 | 0.878 | 1.568 | 1.489 | 1.392 | 1.67
Warehouse | 0.0001 | 0.0001 | 0.0001 | 0.0001 | 0.0001 | 0.0001 | 0.0001 | 0.0001 | 0.0001 |  | 0.056 | 0.032 | 0.024 | 0.036 | 0.024 | -0.004 | -0.012 | 0.052 | 0.024 |  | 0.19 | 0.159 | 0.119 | 0.234 | 0.385 | 0.357 | 0.353 | 0.425
Other | 0.12342 | 0.082 | 0.030417 | 0.041083 | 0.081833 | 0.037833 | -0.014333 | 0.12858 | 0.0855 |  | 0.13017 | 0.084583 | 0.031417 | 0.052 | 0.10211 | 0.052333 | -0.0035556 | 0.16875 | 0.11713 |  | 0.38582 | 0.33473 | 0.27273 | 0.45145 | 0.73917 | 0.69083 | 0.63417 | 0.80017
Limbo | 0.12342 | 0.082 | 0.030417 | 0.041083 | 0.081833 | 0.037833 | -0.014333 | 0.12858 | 0.0855 |  | 0.13017 | 0.084583 | 0.031417 | 0.052 | 0.10211 | 0.052333 | -0.0035556 | 0.16875 | 0.11713 |  | 0.38582 | 0.33473 | 0.27273 | 0.45145 | 0.73917 | 0.69083 | 0.63417 | 0.80017
Seasonal | 0.12342 | 0.082 | 0.030417 | 0.041083 | 0.081833 | 0.037833 | -0.014333 | 0.12858 | 0.0855 |  | 0.13017 | 0.084583 | 0.031417 | 0.052 | 0.10211 | 0.052333 | -0.0035556 | 0.16875 | 0.11713 |  | 0.38582 | 0.33473 | 0.27273 | 0.45145 | 0.73917 | 0.69083 | 0.63417 | 0.80017
80% | code to al36 | code to al40 | code to al45 | code to vea | codet to al36tint | codet to al40tint | codet to al45tint | codet to veat | codet to vet |  | code to al36 | code to al40 | code to al45 | code to vea | codet to al36tint | codet to al40tint | codet to al45tint | codet to veat | codet to vet |  | dbl to al36 | dbl to al40 | dbl to al45 | dbl to vea | sngl to al36 | sngl to al40 | sngl to al45 | sngl to vea
Electric Resistance Heat Savings (kWh/comp sqft)
Assembly | 2.2274 | 1.4537 | 0.56272 | 0.7034 | 0.49238 | -0.25791 | -1.1489 | 1.1958 | 0.49238 |  | 2.1395 | 1.4068 | 0.49824 | 0.61547 | 0.73271 | -0.058617 | -0.96717 | 1.3482 | 0.7034 |  | 11.3077 | 9.8103 | 7.9932 | 13.2314 | 4.279 | 3.5463 | 2.6377 | 5.1876
College | 4.0938 | 2.6823 | 0.97538 | 1.4068 | 3.5358 | 2.0914 | 0.38921 | 5.163 | 3.789 |  | 4.3095 | 2.8042 | 0.966 | 1.5193 | 4.3236 | 2.7386 | 0.9238 | 6.204 | 4.6518 |  | 15.0762 | 13.4631 | 11.32 | 17.2943 | 30.0961 | 28.3376 | 26.1852 | 32.272
Grocery | 2.3681 | 1.5475 | 0.58617 | 0.82063 | 0.79719 | 0.0001 | -0.98476 | 1.6413 | 0.77374 |  | 2.4385 | 1.6178 | 0.58617 | 1.2192 | 2.3942 | 1.227 | -0.083366 | 3.9566 | 2.7462 |  | 6.3072 | 5.4631 | 4.4549 | 7.3623 | 9.9414 | 9.2849 | 8.5111 | 10.7386
Hospital | 4.0094 | 2.626 | 0.94959 | 1.3716 | 3.9742 | 2.544 | 0.8558 | 5.6272 | 4.2438 |  | 4.4783 | 2.8839 | 0.98476 | 1.5358 | 5.0645 | 3.3998 | 1.5006 | 6.9871 | 5.4162 |  | 16.3892 | 14.8769 | 12.8839 | 18.4174 | 32.5909 | 30.8441 | 28.7691 | 34.6893
Hotel | 2.8937 | 1.9226 | 0.71317 | 0.96327 | 1.9187 | 0.88707 | -0.33607 | 3.0148 | 2.0047 |  | 3.052 | 1.9832 | 0.73662 | 1.2192 | 2.3942 | 1.227 | -0.083366 | 3.9566 | 2.7462 |  | 9.0461 | 7.8482 | 6.3945 | 10.5851 | 17.331 | 16.1977 | 14.8691 | 18.7612
Lab | 3.8687 | 2.4853 | 0.86753 | 1.3365 | 4.197 | 2.7433 | 1.1254 | 5.8382 | 4.5018 |  | 4.0094 | 2.4853 | 0.75029 | 1.3365 | 4.3142 | 2.6729 | 0.91442 | 6.0258 | 4.5955 |  | 14.4197 | 13.177 | 11.3716 | 16.2485 | 28.4174 | 26.7761 | 24.9004 | 30.2227
Laundry | 2.8937 | 1.9226 | 0.71317 | 0.96327 | 1.9187 | 0.88707 | -0.33607 | 3.0148 | 2.0047 |  | 3.052 | 1.9832 | 0.73662 | 1.2192 | 2.3942 | 1.227 | -0.083366 | 3.9566 | 2.7462 |  | 9.0461 | 7.8482 | 6.3945 | 10.5851 | 17.331 | 16.1977 | 14.8691 | 18.7612
Motel | 2.8937 | 1.9226 | 0.71317 | 0.96327 | 1.9187 | 0.88707 | -0.33607 | 3.0148 | 2.0047 |  | 3.052 | 1.9832 | 0.73662 | 1.2192 | 2.3942 | 1.227 | -0.083366 | 3.9566 | 2.7462 |  | 9.0461 | 7.8482 | 6.3945 | 10.5851 | 17.331 | 16.1977 | 14.8691 | 18.7612
Office - Large | 3.8687 | 2.4853 | 0.86753 | 1.3365 | 4.197 | 2.7433 | 1.1254 | 5.8382 | 4.5018 |  | 4.0094 | 2.4853 | 0.75029 | 1.3365 | 4.3142 | 2.6729 | 0.91442 | 6.0258 | 4.5955 |  | 14.4197 | 13.177 | 11.3716 | 16.2485 | 28.4174 | 26.7761 | 24.9004 | 30.2227
Office - Small | 3.5404 | 2.3447 | 0.89097 | 1.1958 | 2.0164 | 0.75029 | -0.7034 | 3.3529 | 2.0868 |  | 3.8921 | 2.6026 | 0.98476 | 1.3365 | 2.5322 | 1.1489 | -0.51583 | 3.9859 | 2.6026 |  | 8.0657 | 6.7526 | 5.1114 | 9.7538 | 18.7808 | 17.4443 | 15.8265 | 20.4455
Rest-Fast Food | 2.5088 | 1.6413 | 0.63306 | 0.77374 | 0.98476 | 0.16413 | -0.89097 | 1.6413 | 0.86753 |  | 2.1102 | 1.3834 | 0.49238 | 1.2192 | 0.72685 | 0.046893 | -0.77374 | 3.9566 | 2.7462 |  | 3.3763 | 2.6026 | 1.6178 | 4.4783 | 7.6671 | 6.9402 | 6.0492 | 8.6049
Rest-Full Serve | 4.3611 | 2.8839 | 1.0785 | 1.524 | 2.0633 | 0.53927 | -1.313 | 3.5873 | 2.1102 |  | 4.0797 | 2.6964 | 0.98476 | 1.4771 | 1.9695 | 0.53927 | -1.1958 | 3.4232 | 1.9695 |  | 7.8312 | 6.3072 | 4.5252 | 9.6835 | 18.4994 | 16.9519 | 15.0996 | 20.4455
Retail - Large | 2.3447 | 1.5709 | 0.58617 | 0.77374 | 3.1887 | 2.3916 | 1.4302 | 4.2204 | 3.4467 |  | 2.4619 | 1.6178 | 0.60961 | 1.2192 | 2.3942 | 1.227 | -0.083366 | 3.9566 | 2.7462 |  | 13.5756 | 12.544 | 11.3013 | 14.8652 | 26.3072 | 25.2521 | 23.9625 | 27.6202
Retail - Small | 2.837 | 1.8757 | 0.7034 | 0.98476 | 1.6413 | 0.65651 | -0.56272 | 2.6964 | 1.6882 |  | 2.5791 | 1.6882 | 0.63306 | 0.93787 | 1.4537 | 0.53927 | -0.56272 | 2.4619 | 1.524 |  | 4.83 | 3.9156 | 2.8136 | 5.9789 | 10.6448 | 9.7773 | 8.7222 | 11.7468
Retirement | 4.1501 | 2.7667 | 1.0317 | 1.4068 | 3.7515 | 2.3447 | 0.58617 | 5.4162 | 3.9859 |  | 4.9472 | 3.2825 | 1.2192 | 1.7351 | 5.8148 | 4.1266 | 2.0868 | 7.9484 | 6.2368 |  | 18.3587 | 16.5768 | 14.3962 | 20.5862 | 36.7644 | 34.9121 | 32.6377 | 39.1559
School - Primary | 2.1454 | 1.4185 | 0.52755 | 0.73857 | 1.3834 | 0.65651 | -0.22274 | 2.1805 | 1.4889 |  | 2.1454 | 1.442 | 0.52755 | 0.79719 | 1.7937 | 1.0551 | 0.17585 | 2.755 | 1.9578 |  | 7.0457 | 6.0961 | 4.8652 | 8.347 | 14.2204 | 13.306 | 12.1219 | 15.4396
School - Secondary | 2.1454 | 1.4185 | 0.52755 | 0.73857 | 1.3834 | 0.65651 | -0.22274 | 2.1805 | 1.4889 |  | 2.1454 | 1.442 | 0.52755 | 0.79719 | 1.7937 | 1.0551 | 0.17585 | 2.755 | 1.9578 |  | 7.0457 | 6.0961 | 4.8652 | 8.347 | 14.2204 | 13.306 | 12.1219 | 15.4396
Workshop | 2.2274 | 1.6647 | 0.56272 | 0.56272 | 1.1254 | 0.0001 | -1.1254 | 2.2274 | 1.1254 |  | 2.7902 | 1.6647 | 0.56272 | 1.2192 | 2.3942 | 1.227 | -0.083366 | 3.9566 | 2.7462 |  | 4.197 | 3.0715 | 2.2274 | 5.2989 | 10.0586 | 9.2145 | 8.0891 | 11.1606
Skilled Nursing | 4.1501 | 2.7667 | 1.0317 | 1.4068 | 3.7515 | 2.3447 | 0.58617 | 5.4162 | 3.9859 |  | 4.9472 | 3.2825 | 1.2192 | 1.7351 | 5.8148 | 4.1266 | 2.0868 | 7.9484 | 6.2368 |  | 18.3587 | 16.5768 | 14.3962 | 20.5862 | 36.7644 | 34.9121 | 32.6377 | 39.1559
Warehouse | 0.0001 | 0.0001 | 0.0001 | 0.0001 | 0.0001 | 0.0001 | 0.0001 | 0.0001 | 0.0001 |  | 1.313 | 0.75029 | 0.56272 | 0.84408 | 0.56272 | -0.093787 | -0.28136 | 1.2192 | 0.56272 |  | 4.4549 | 3.728 | 2.7902 | 5.4865 | 9.027 | 8.3705 | 8.2767 | 9.9648
Other | 2.8937 | 1.9226 | 0.71317 | 0.96327 | 1.9187 | 0.88707 | -0.33607 | 3.0148 | 2.0047 |  | 3.052 | 1.9832 | 0.73662 | 1.2192 | 2.3942 | 1.227 | -0.083366 | 3.9566 | 2.7462 |  | 9.0461 | 7.8482 | 6.3945 | 10.5851 | 17.331 | 16.1977 | 14.8691 | 18.7612
Limbo | 2.8937 | 1.9226 | 0.71317 | 0.96327 | 1.9187 | 0.88707 | -0.33607 | 3.0148 | 2.0047 |  | 3.052 | 1.9832 | 0.73662 | 1.2192 | 2.3942 | 1.227 | -0.083366 | 3.9566 | 2.7462 |  | 9.0461 | 7.8482 | 6.3945 | 10.5851 | 17.331 | 16.1977 | 14.8691 | 18.7612
Seasonal | 2.8937 | 1.9226 | 0.71317 | 0.96327 | 1.9187 | 0.88707 | -0.33607 | 3.0148 | 2.0047 |  | 3.052 | 1.9832 | 0.73662 | 1.2192 | 2.3942 | 1.227 | -0.083366 | 3.9566 | 2.7462 |  | 9.0461 | 7.8482 | 6.3945 | 10.5851 | 17.331 | 16.1977 | 14.8691 | 18.7612
2 | code to al36 | code to al40 | code to al45 | code to vea | codet to al36tint | codet to al40tint | codet to al45tint | codet to veat | codet to vet |  | code to al36 | code to al40 | code to al45 | code to vea | codet to al36tint | codet to al40tint | codet to al45tint | codet to veat | codet to vet |  | dbl to al36 | dbl to al40 | dbl to al45 | dbl to vea | sngl to al36 | sngl to al40 | sngl to al45 | sngl to vea
Electric Heat Pump Heat Savings (kWh/comp sqft)
Assembly | 1.1137 | 0.72685 | 0.28136 | 0.3517 | 0.24619 | -0.12896 | -0.57444 | 0.59789 | 0.24619 |  | 1.0698 | 0.7034 | 0.24912 | 0.30774 | 0.36635 | -0.029308 | -0.48359 | 0.67409 | 0.3517 |  | 5.6538 | 4.9051 | 3.9966 | 6.6157 | 2.1395 | 1.7732 | 1.3189 | 2.5938
College | 2.0469 | 1.3411 | 0.48769 | 0.7034 | 1.7679 | 1.0457 | 0.19461 | 2.5815 | 1.8945 |  | 2.1547 | 1.4021 | 0.483 | 0.75967 | 2.1618 | 1.3693 | 0.4619 | 3.102 | 2.3259 |  | 7.5381 | 6.7315 | 5.66 | 8.6471 | 15.0481 | 14.1688 | 13.0926 | 16.136
Grocery | 1.1841 | 0.77374 | 0.29308 | 0.41032 | 0.39859 | 0.0001 | -0.49238 | 0.82063 | 0.38687 |  | 1.2192 | 0.80891 | 0.29308 | 0.60961 | 1.1971 | 0.61352 | -0.041683 | 1.9783 | 1.3731 |  | 3.1536 | 2.7315 | 2.2274 | 3.6811 | 4.9707 | 4.6424 | 4.2556 | 5.3693
Hospital | 2.0047 | 1.313 | 0.47479 | 0.68581 | 1.9871 | 1.272 | 0.4279 | 2.8136 | 2.1219 |  | 2.2392 | 1.442 | 0.49238 | 0.76788 | 2.5322 | 1.6999 | 0.75029 | 3.4936 | 2.7081 |  | 8.1946 | 7.4385 | 6.442 | 9.2087 | 16.2954 | 15.422 | 14.3845 | 17.3447
Hotel | 1.4469 | 0.96131 | 0.35658 | 0.48163 | 0.95936 | 0.44353 | -0.16803 | 1.5074 | 1.0023 |  | 1.526 | 0.9916 | 0.36831 | 0.60961 | 1.1971 | 0.61352 | -0.041683 | 1.9783 | 1.3731 |  | 4.5231 | 3.9241 | 3.1973 | 5.2926 | 8.6655 | 8.0989 | 7.4345 | 9.3806
Lab | 1.9343 | 1.2427 | 0.43376 | 0.66823 | 2.0985 | 1.3716 | 0.56272 | 2.9191 | 2.2509 |  | 2.0047 | 1.2427 | 0.37515 | 0.66823 | 2.1571 | 1.3365 | 0.45721 | 3.0129 | 2.2978 |  | 7.2098 | 6.5885 | 5.6858 | 8.1243 | 14.2087 | 13.388 | 12.4502 | 15.1114
Laundry | 1.4469 | 0.96131 | 0.35658 | 0.48163 | 0.95936 | 0.44353 | -0.16803 | 1.5074 | 1.0023 |  | 1.526 | 0.9916 | 0.36831 | 0.60961 | 1.1971 | 0.61352 | -0.041683 | 1.9783 | 1.3731 |  | 4.5231 | 3.9241 | 3.1973 | 5.2926 | 8.6655 | 8.0989 | 7.4345 | 9.3806
Motel | 1.4469 | 0.96131 | 0.35658 | 0.48163 | 0.95936 | 0.44353 | -0.16803 | 1.5074 | 1.0023 |  | 1.526 | 0.9916 | 0.36831 | 0.60961 | 1.1971 | 0.61352 | -0.041683 | 1.9783 | 1.3731 |  | 4.5231 | 3.9241 | 3.1973 | 5.2926 | 8.6655 | 8.0989 | 7.4345 | 9.3806
Office - Large | 1.9343 | 1.2427 | 0.43376 | 0.66823 | 2.0985 | 1.3716 | 0.56272 | 2.9191 | 2.2509 |  | 2.0047 | 1.2427 | 0.37515 | 0.66823 | 2.1571 | 1.3365 | 0.45721 | 3.0129 | 2.2978 |  | 7.2098 | 6.5885 | 5.6858 | 8.1243 | 14.2087 | 13.388 | 12.4502 | 15.1114
Office - Small | 1.7702 | 1.1723 | 0.44549 | 0.59789 | 1.0082 | 0.37515 | -0.3517 | 1.6764 | 1.0434 |  | 1.9461 | 1.3013 | 0.49238 | 0.66823 | 1.2661 | 0.57444 | -0.25791 | 1.993 | 1.3013 |  | 4.0328 | 3.3763 | 2.5557 | 4.8769 | 9.3904 | 8.7222 | 7.9132 | 10.2227
Rest-Fast Food | 1.2544 | 0.82063 | 0.31653 | 0.38687 | 0.49238 | 0.082063 | -0.44549 | 0.82063 | 0.43376 |  | 1.0551 | 0.69168 | 0.24619 | 0.60961 | 0.36342 | 0.023447 | -0.38687 | 1.9783 | 1.3731 |  | 1.6882 | 1.3013 | 0.80891 | 2.2392 | 3.8335 | 3.4701 | 3.0246 | 4.3025
Rest-Full Serve | 2.1805 | 1.442 | 0.53927 | 0.76202 | 1.0317 | 0.26964 | -0.65651 | 1.7937 | 1.0551 |  | 2.0399 | 1.3482 | 0.49238 | 0.73857 | 0.98476 | 0.26964 | -0.59789 | 1.7116 | 0.98476 |  | 3.9156 | 3.1536 | 2.2626 | 4.8417 | 9.2497 | 8.476 | 7.5498 | 10.2227
Retail - Large | 1.1723 | 0.78546 | 0.29308 | 0.38687 | 1.5944 | 1.1958 | 0.71512 | 2.1102 | 1.7233 |  | 1.2309 | 0.80891 | 0.30481 | 0.60961 | 1.1971 | 0.61352 | -0.041683 | 1.9783 | 1.3731 |  | 6.7878 | 6.272 | 5.6506 | 7.4326 | 13.1536 | 12.626 | 11.9812 | 13.8101
Retail - Small | 1.4185 | 0.93787 | 0.3517 | 0.49238 | 0.82063 | 0.32825 | -0.28136 | 1.3482 | 0.84408 |  | 1.2896 | 0.84408 | 0.31653 | 0.46893 | 0.72685 | 0.26964 | -0.28136 | 1.2309 | 0.76202 |  | 2.415 | 1.9578 | 1.4068 | 2.9894 | 5.3224 | 4.8886 | 4.3611 | 5.8734
Retirement | 2.075 | 1.3834 | 0.51583 | 0.7034 | 1.8757 | 1.1723 | 0.29308 | 2.7081 | 1.993 |  | 2.4736 | 1.6413 | 0.60961 | 0.86753 | 2.9074 | 2.0633 | 1.0434 | 3.9742 | 3.1184 |  | 9.1794 | 8.2884 | 7.1981 | 10.2931 | 18.3822 | 17.456 | 16.3189 | 19.578
School - Primary | 1.0727 | 0.70926 | 0.26377 | 0.36928 | 0.69168 | 0.32825 | -0.11137 | 1.0903 | 0.74443 |  | 1.0727 | 0.72098 | 0.26377 | 0.39859 | 0.89683 | 0.52755 | 0.087925 | 1.3775 | 0.9789 |  | 3.5229 | 3.0481 | 2.4326 | 4.1735 | 7.1102 | 6.653 | 6.061 | 7.7198
School - Secondary | 1.0727 | 0.70926 | 0.26377 | 0.36928 | 0.69168 | 0.32825 | -0.11137 | 1.0903 | 0.74443 |  | 1.0727 | 0.72098 | 0.26377 | 0.39859 | 0.89683 | 0.52755 | 0.087925 | 1.3775 | 0.9789 |  | 3.5229 | 3.0481 | 2.4326 | 4.1735 | 7.1102 | 6.653 | 6.061 | 7.7198
Workshop | 1.1137 | 0.83236 | 0.28136 | 0.28136 | 0.56272 | 0.0001 | -0.56272 | 1.1137 | 0.56272 |  | 1.3951 | 0.83236 | 0.28136 | 0.60961 | 1.1971 | 0.61352 | -0.041683 | 1.9783 | 1.3731 |  | 2.0985 | 1.5358 | 1.1137 | 2.6495 | 5.0293 | 4.6073 | 4.0445 | 5.5803
Skilled Nursing | 2.075 | 1.3834 | 0.51583 | 0.7034 | 1.8757 | 1.1723 | 0.29308 | 2.7081 | 1.993 |  | 2.4736 | 1.6413 | 0.60961 | 0.86753 | 2.9074 | 2.0633 | 1.0434 | 3.9742 | 3.1184 |  | 9.1794 | 8.2884 | 7.1981 | 10.2931 | 18.3822 | 17.456 | 16.3189 | 19.578
Warehouse | 0.0001 | 0.0001 | 0.0001 | 0.0001 | 0.0001 | 0.0001 | 0.0001 | 0.0001 | 0.0001 |  | 0.65651 | 0.37515 | 0.28136 | 0.42204 | 0.28136 | -0.046893 | -0.14068 | 0.60961 | 0.28136 |  | 2.2274 | 1.864 | 1.3951 | 2.7433 | 4.5135 | 4.1852 | 4.1383 | 4.9824
Other | 1.4469 | 0.96131 | 0.35658 | 0.48163 | 0.95936 | 0.44353 | -0.16803 | 1.5074 | 1.0023 |  | 1.526 | 0.9916 | 0.36831 | 0.60961 | 1.1971 | 0.61352 | -0.041683 | 1.9783 | 1.3731 |  | 4.5231 | 3.9241 | 3.1973 | 5.2926 | 8.6655 | 8.0989 | 7.4345 | 9.3806
Limbo | 1.4469 | 0.96131 | 0.35658 | 0.48163 | 0.95936 | 0.44353 | -0.16803 | 1.5074 | 1.0023 |  | 1.526 | 0.9916 | 0.36831 | 0.60961 | 1.1971 | 0.61352 | -0.041683 | 1.9783 | 1.3731 |  | 4.5231 | 3.9241 | 3.1973 | 5.2926 | 8.6655 | 8.0989 | 7.4345 | 9.3806
Seasonal | 1.4469 | 0.96131 | 0.35658 | 0.48163 | 0.95936 | 0.44353 | -0.16803 | 1.5074 | 1.0023 |  | 1.526 | 0.9916 | 0.36831 | 0.60961 | 1.1971 | 0.61352 | -0.041683 | 1.9783 | 1.3731 |  | 4.5231 | 3.9241 | 3.1973 | 5.2926 | 8.6655 | 8.0989 | 7.4345 | 9.3806
[10 empty] | Generic | [6 empty] | Large Office | [6 empty] | Small
Use "Measure Overlap" from this matrix to set mix of window base case and measures. Current assumptions: For glass type assume half the base case is no-tint and the other half tint base. For frame type use metal for large, curain wall or ribbon glass. | [11 empty] | 50% |  | 50% |  |  |  |  | 50% |  | 50% |  |  |  |  | 50% |  | 50%
[12 empty] | 50% | 50% | 50% | 50% |  |  |  | 50% | 50% | 50% | 50% |  |  |  | 50% | 50% | 50% | 50%
[12 empty] | Low-e Base |  | Tint Base |  |  |  |  | Low-e Base |  | Tint Base |  |  |  |  | Low-e Base |  | Tint Base
[12 empty] | Alum | Vinyl | Alum | Vinyl |  |  |  | Alum | Vinyl | Alum | Vinyl |  |  |  | Alum | Vinyl | Alum | Vinyl
[10 empty] | 50% | Punched | 12.5% | 12.5% | 12.5% | 12.5% |  | 20% | Punched | 5% | 5% | 5% | 5% |  | 80% | Punched | 20% | 20% | 20% | 20%
[10 empty] | 50% | Curtain | 25% | 0% | 25% | 0% |  | 80% | Curtain | 40% | 0% | 40% | 0% |  | 20% | Curtain | 10% | 0% | 10% | 0%
[12 empty] | 37.5% | 12.5% | 37.5% | 12.5% |  |  |  | 45% | 5% | 45% | 5% |  |  |  | 30% | 20% | 30% | 20%
Measure Over Lap
New | column | Incr. cost ($/sf-glass) | Generic Measure Over Lap | Large Off | Medium Off | Small Off | Big Box | Small Box | High End | Anchor | K-12 | University | Warehouse | Supermarket | MIniMart | Restaurant | Lodging | Hospital | OtherHealth | Assembly | Other
code to al36 | 2 | 3.997 | 0.3% | 0.3% | 0.3% | 0.3% | 0.3% | 0.3% | 0.3% | 0.3% | 0.3% | 0.3% | 0.3% | 0.3% | 0.3% | 0.3% | 0.3% | 0.3% | 0.3% | 0.3% | 0.3%
code to al40 | 3 | 0.5 | 37% | 44% | 44% | 30% | 37% | 30% | 30% | 44% | 30% | 44% | 30% | 30% | 30% | 30% | 30% | 44% | 30% | 37% | 37%
code to al45 | 4 | 0 | 0.3% | 0.3% | 0.3% | 0.3% | 0.3% | 0.3% | 0.3% | 0.3% | 0.3% | 0.3% | 0.3% | 0.3% | 0.3% | 0.3% | 0.3% | 0.3% | 0.3% | 0.3% | 0.3%
code to vea | 5 | 0.5 | 12% | 5% | 5% | 19% | 12% | 19% | 19% | 5% | 19% | 5% | 19% | 19% | 19% | 19% | 19% | 5% | 19% | 12% | 12%
codet to al36tint | 6 | 3.997 | 0.3% | 0.3% | 0.3% | 0.3% | 0.3% | 0.3% | 0.3% | 0.3% | 0.3% | 0.3% | 0.3% | 0.3% | 0.3% | 0.3% | 0.3% | 0.3% | 0.3% | 0.3% | 0.3%
codet to al40tint | 7 | 0.5 | 37% | 44% | 44% | 30% | 37% | 30% | 30% | 44% | 30% | 44% | 30% | 30% | 30% | 30% | 30% | 44% | 30% | 37% | 37%
codet to al45tint | 8 | 0 | 0.3% | 0.3% | 0.3% | 0.3% | 0.3% | 0.3% | 0.3% | 0.3% | 0.3% | 0.3% | 0.3% | 0.3% | 0.3% | 0.3% | 0.3% | 0.3% | 0.3% | 0.3% | 0.3%
codet to veat | 9 | 0.5 | 12% | 5% | 5% | 19% | 12% | 19% | 19% | 5% | 19% | 5% | 19% | 19% | 19% | 19% | 19% | 5% | 19% | 12% | 12%
codet to vet | 10 | 0 | 0.3% | 0.3% | 0.3% | 0.3% | 0.3% | 0.3% | 0.3% | 0.3% | 0.3% | 0.3% | 0.3% | 0.3% | 0.3% | 0.3% | 0.3% | 0.3% | 0.3% | 0.3% | 0.3%
|  |  | 99.5% | 99.5% | 99.5% | 99.5% | 99.5% | 99.5% | 99.5% | 99.5% | 99.5% | 99.5% | 99.5% | 99.5% | 99.5% | 99.5% | 99.5% | 99.5% | 99.5% | 99.5% | 99.5%
NR | 11
code to al36 | 12 | 3.997 | 0.3% | 0.3% | 0.3% | 0.3% | 0.3% | 0.3% | 0.3% | 0.3% | 0.3% | 0.3% | 0.3% | 0.3% | 0.3% | 0.3% | 0.3% | 0.3% | 0.3% | 0.3% | 0.3%
code to al40 | 13 | 0.5 | 37% | 44% | 44% | 30% | 37% | 30% | 30% | 44% | 30% | 44% | 30% | 30% | 30% | 30% | 30% | 44% | 30% | 37% | 37%
code to al45 | 14 | 0 | 0.3% | 0.3% | 0.3% | 0.3% | 0.3% | 0.3% | 0.3% | 0.3% | 0.3% | 0.3% | 0.3% | 0.3% | 0.3% | 0.3% | 0.3% | 0.3% | 0.3% | 0.3% | 0.3%
code to vea | 15 | 0.5 | 12% | 5% | 5% | 19% | 12% | 19% | 19% | 5% | 19% | 5% | 19% | 19% | 19% | 19% | 19% | 5% | 19% | 12% | 12%
codet to al36tint | 16 | 3.997 | 0.3% | 0.3% | 0.3% | 0.3% | 0.3% | 0.3% | 0.3% | 0.3% | 0.3% | 0.3% | 0.3% | 0.3% | 0.3% | 0.3% | 0.3% | 0.3% | 0.3% | 0.3% | 0.3%
codet to al40tint | 17 | 0.5 | 37% | 44% | 44% | 30% | 37% | 30% | 30% | 44% | 30% | 44% | 30% | 30% | 30% | 30% | 30% | 44% | 30% | 37% | 37%
codet to al45tint | 18 | 0 | 0.3% | 0.3% | 0.3% | 0.3% | 0.3% | 0.3% | 0.3% | 0.3% | 0.3% | 0.3% | 0.3% | 0.3% | 0.3% | 0.3% | 0.3% | 0.3% | 0.3% | 0.3% | 0.3%
codet to veat | 19 | 0.5 | 12% | 5% | 5% | 19% | 12% | 19% | 19% | 5% | 19% | 5% | 19% | 19% | 19% | 19% | 19% | 5% | 19% | 12% | 12%
codet to vet | 20 | 0 | 0.3% | 0.3% | 0.3% | 0.3% | 0.3% | 0.3% | 0.3% | 0.3% | 0.3% | 0.3% | 0.3% | 0.3% | 0.3% | 0.3% | 0.3% | 0.3% | 0.3% | 0.3% | 0.3%
|  |  | 99.5% | 99.5% | 99.5% | 99.5% | 99.5% | 99.5% | 99.5% | 99.5% | 99.5% | 99.5% | 99.5% | 99.5% | 99.5% | 99.5% | 99.5% | 99.5% | 99.5% | 99.5% | 99.5%
Retro
sngl to al36 CW | 26 | 30 | 37% | 79% | 79% | 0.5% | 0.5% | 0.5% | 0.5% | 79% | 0.5% | 39% | 0.5% | 0.5% | 0.5% | 0.5% | 0.5% | 79% | 0.5% | 37% | 37%
sngl to al40 CW | 27 | 30 | 0.5% | 0.5% | 0.5% | 0.5% | 0.5% | 0.5% | 0.5% | 0.5% | 0.5% | 0.5% | 0.5% | 0.5% | 0.5% | 0.5% | 0.5% | 0.5% | 0.5% | 0.5% | 0.5%
sngl to al45 CW | 28 |  | 0.5% | 0.5% | 0.5% | 0.5% | 0.5% | 0.5% | 0.5% | 0.5% | 0.5% | 0.5% | 0.5% | 0.5% | 0.5% | 0.5% | 0.5% | 0.5% | 0.5% | 0.5% | 0.5%
sngl to vea | 29 | 19 | 25% | 10% | 10% | 49% | 49% | 49% | 49% | 10% | 49% | 30% | 49% | 49% | 49% | 49% | 49% | 10% | 49% | 25% | 25%
sngl to al40 | 27 | 28 | 37% | 10% | 10% | 49% | 49% | 49% | 49% | 10% | 49% | 30% | 49% | 49% | 49% | 49% | 49% | 10% | 49% | 37% | 37%
|  |  | 100% | 100% | 100% | 99.5% | 99.5% | 99.5% | 99.5% | 100% | 99.5% | 100% | 99.5% | 99.5% | 99.5% | 99.5% | 99.5% | 100% | 99.5% | 100% | 100%
The no-tint base assumes that the base case windows are un-tinted. In larger windows or heavily glazed buildings this is probably not a good assumption. If the base case windows are tinted the cooling savings go up (because they are not negative) and th
The table below are the values plugged into doe2. The SC is the shgc rather than the center of glass SC so it is lower than code. I'm not sure of the basis for choosing the code u-values. There is some potential for increased predicted savings there.
##elseif #[Gtype eqs alcodetint]
##set1 windowpn 2
##set1 windowsc 0.52
##set1 windowu 0.50
##elseif #[Gtype eqs alcls45tint]
##set1 windowpn 2
##set1 windowsc 0.35
##set1 windowu 0.45
##elseif #[Gtype eqs alcls40tint]
##set1 windowpn 2
##set1 windowsc 0.35
##set1 windowu 0.40
##elseif #[Gtype eqs alcls36tint]
##set1 windowpn 2
##set1 windowsc 0.35
##set1 windowu 0.36
##elseif #[Gtype eqs alcode]
##set1 windowpn 2
##set1 windowsc 0.43
##set1 windowu 0.48
##elseif #[Gtype eqs alcls45]
##set1 windowpn 2
##set1 windowsc 0.43
##set1 windowu 0.45
##elseif #[Gtype eqs alcls40]
##set1 windowpn 2
##set1 windowsc 0.43
##set1 windowu 0.40
##elseif #[Gtype eqs alcls36]
##set1 windowpn 2
##set1 windowsc 0.43
##set1 windowu 0.36
Michael Kennedy
Port Townsend WA USA
Note on B65: Charlie Grist: These values (columns B,C,D were not adjusted for 80% correction in 5th Plan, overstating targets somewhat.

## ToDo7P
Item | Description | Date Done | Who | Result
1 | New cost data | 2014-12-18 |  | Rob Curry NEEA from vendors
2 | New performance data | 2015-02-27 |  | Mike Hatten simulation analysis
3 | Estimate baseline energy use and frozen efficiency points | 2015-02-27
4 | Calibrate baseline use and turnover with Massoud's forecast | 2015-02-27
5 | Costs to 2012$ | 2015-02-27
6 | Get saturation estimate | 2015-02-27 |  | CBSA data used to develop saturation of single glaze
7 | Update APPLIC, BASE, TURN, ACHIEV and CHAR in ComMaster | 2015-02-27
8 | Build Measure Map | 2015-02-27
9 | Figure out weighting scheme | 2015-02-27
10 | Develop shape of savings and put in GLS | 2015-02-27
11 | Run ProCost | 2015-02-27
12 | Build SC models | 2015-02-27
13 | Check savings against total load estimate | 2015-02-27
14 | Update Source Summary | 2015-02-27
15
16
17
18
19
20
21
22
23
24
25